## Output
Customer Service Incentive Scheme
Output
Powercor
Incentive Rates
| Planned SAIDI | -0.040186
| Planned SAIFI | -5.5872
| SMS notification | 0.04
| Telephone answering | 0.04
Performance targets
| Planned SAIDI | 65.9734
| Planned SAIFI | 0.31634
| SMS notification (measured as a %) | 63.1199
| Telephone answering (measured as a %) | 82.3037

## Planned_outage
Customer Service Incentive Scheme
Planned outages
Powercor
Assumptions
| Energy (MWh) - Network |  | 11332569.3342 | [5 empty] | Source: Average2021/22 - 2025/26, from Reset RIN 3.4.1
| Smoothed revenue ($'m Jun 2021) |  | 686.8935 | [5 empty] | Source: Average2021/22 - 2025/26, from Reset RIN 3.4.1
| Ave Minutes per year |  | 525960
|  |  | 2019 | 2020 | 2021
| CPI |  |  | 1.593% | 2%
| AER VCR ($/MWh) - CBD |  | 44520 | 45229.1681 | 46133.7515 |  |  |  | Source: AER, Value of customer reliability, December 2019
| AER VCR ($/MWh) - non CBD |  | 41210 | 41866.4425 | 42703.7713 |  |  |  | Source: AER, Value of customer reliability, December 2019
|  |  | 2019 | 2020 | 2021
| VCR applicable to planned outages |  | 50% | 50% | 50%
| Assumed AER VCR for planned outages ($/MWh) - CBD |  | 22260 | 22614.5841 | 23066.8758
| Assumed AER VCR for planned outages ($/MWh) - non CBD |  | 20605 | 20933.2212 | 21351.8857
Network
| Ratio of planned SAIDI/SAIFI |  | 1.5 | [5 empty] | Source based on Table 1: Weightings of Unplanned SAIDI / SAIFI; AER, Service target incentive scheme v2.0 November 2018
Target
|  |  | 2015/16 | 2016/17 | 2017/18 | 2018/19 | 2019/20 | Average
| Ave SAIDI target | Planned | 58.9105 | 62.0563 | 58.5784 | 68.8068 | 81.515 | 65.9734 | Source: Category analysis RIN 6.3
| Ave SAIFI target | Planned | 0.26325 | 0.31154 | 0.2906 | 0.3339 | 0.38241 | 0.31634
Incentive rates
| Proportion of VCR |  | Network | [5 empty] | Source of calculation: Appendix B: Calculating incentive rates; AER, Service target incentive scheme v2.0 November 2018
| SAIDI ($) |  | 12811.1314
| SAIFI ($) |  | 8540.7543
| Incentive rate |  | Network | [5 empty] | Source of calculation: Appendix B: Calculating incentive rates; AER, Service target incentive scheme v2.0 November 2018
| SAIDI |  | 0.040186
| SAIFI |  | 5.5872

## Planned_data
Customer Service Incentive Scheme
Planned outages - DATA
Powercor
| Company: | Powercor
| Time period: | 1 July 2015 - 30 June 2020
| Data source: | Catergory Analysis RIN 6.3
| Year | Date of event | Reason for Interruption | Total minutes off-supply | Number of customers affected by the Interruption | Average Duration of Sustained customer Interruption (min) | Effect on planned SAIDI (Network) | Effect on planned SAIFI (Network)
| 2015/16 | 1/07/2015 | PLANNED | 193 | 1 | 193 | 0.00025166 | 1.3039e-06
| 2015/16 | 1/07/2015 | PLANNED | 16090 | 35 | 459.7143 | 0.02098 | 4.5638e-05
| 2015/16 | 1/07/2015 | PLANNED | 1200 | 8 | 150 | 0.0015647 | 1.0432e-05
| 2015/16 | 1/07/2015 | PLANNED | 75260 | 212 | 355 | 0.098135 | 0.00027644
| 2015/16 | 1/07/2015 | PLANNED | 594 | 9 | 66 | 0.00077454 | 1.1735e-05
| 2015/16 | 1/07/2015 | PLANNED | 84730 | 229 | 370 | 0.11048 | 0.0002986
| 2015/16 | 1/07/2015 | PLANNED | 161523 | 411 | 393 | 0.21062 | 0.00053592
| 2015/16 | 1/07/2015 | PLANNED | 15209 | 67 | 227 | 0.019832 | 8.7364e-05
| 2015/16 | 1/07/2015 | PLANNED | 408 | 1 | 408 | 0.00053201 | 1.3039e-06
| 2015/16 | 1/07/2015 | PLANNED | 164 | 2 | 82 | 0.00021385 | 2.6079e-06
| 2015/16 | 1/07/2015 | PLANNED | 21905 | 65 | 337 | 0.028563 | 8.4756e-05
| 2015/16 | 1/07/2015 | PLANNED | 245 | 1 | 245 | 0.00031947 | 1.3039e-06
| 2015/16 | 1/07/2015 | PLANNED | 4464 | 24 | 186 | 0.0058208 | 3.1295e-05
| 2015/16 | 1/07/2015 | PLANNED | 3353 | 131 | 25.5954 | 0.0043721 | 0.00017082
| 2015/16 | 1/07/2015 | PLANNED | 2470 | 10 | 247 | 0.0032207 | 1.3039e-05
| 2015/16 | 1/07/2015 | PLANNED | 243620 | 937 | 260 | 0.31767 | 0.0012218
| 2015/16 | 1/07/2015 | PLANNED | 96 | 3 | 32 | 0.00012518 | 3.9118e-06
| 2015/16 | 1/07/2015 | PLANNED | 185 | 37 | 5 | 0.00024123 | 4.8246e-05
| 2015/16 | 1/07/2015 | PLANNED | 3825 | 17 | 225 | 0.0049876 | 2.2167e-05
| 2015/16 | 1/07/2015 | PLANNED | 10 | 1 | 10 | 1.3039e-05 | 1.3039e-06
| 2015/16 | 1/07/2015 | PLANNED | 3559 | 55 | 64.7091 | 0.0046407 | 7.1717e-05
| 2015/16 | 1/07/2015 | PLANNED | 106 | 2 | 53 | 0.00013822 | 2.6079e-06
| 2015/16 | 1/07/2015 | PLANNED | 4896 | 68 | 72 | 0.0063841 | 8.8668e-05
| 2015/16 | 1/07/2015 | PLANNED | 55 | 1 | 55 | 7.1717e-05 | 1.3039e-06
| 2015/16 | 2/07/2015 | PLANNED | 60984 | 252 | 242 | 0.07952 | 0.00032859
| 2015/16 | 2/07/2015 | PLANNED | 4758 | 26 | 183 | 0.0062042 | 3.3903e-05
| 2015/16 | 2/07/2015 | PLANNED | 10930 | 28 | 390.3571 | 0.014252 | 3.651e-05
| 2015/16 | 2/07/2015 | PLANNED | 5775 | 33 | 175 | 0.0075303 | 4.303e-05
| 2015/16 | 2/07/2015 | PLANNED | 954 | 9 | 106 | 0.001244 | 1.1735e-05
| 2015/16 | 2/07/2015 | PLANNED | 90900 | 303 | 300 | 0.11853 | 0.00039509
| 2015/16 | 2/07/2015 | PLANNED | 6615 | 21 | 315 | 0.0086256 | 2.7383e-05
| 2015/16 | 2/07/2015 | PLANNED | 63000 | 200 | 315 | 0.082148 | 0.00026079
| 2015/16 | 2/07/2015 | PLANNED | 350 | 5 | 70 | 0.00045638 | 6.5197e-06
| 2015/16 | 2/07/2015 | PLANNED | 200 | 25 | 8 | 0.00026079 | 3.2599e-05
| 2015/16 | 2/07/2015 | PLANNED | 480 | 4 | 120 | 0.00062589 | 5.2158e-06
| 2015/16 | 2/07/2015 | PLANNED | 531 | 3 | 177 | 0.00069239 | 3.9118e-06
| 2015/16 | 2/07/2015 | PLANNED | 252 | 2 | 126 | 0.00032859 | 2.6079e-06
| 2015/16 | 2/07/2015 | PLANNED | 53521 | 179 | 299 | 0.069788 | 0.00023341
| 2015/16 | 2/07/2015 | PLANNED | 1240 | 8 | 155 | 0.0016169 | 1.0432e-05
| 2015/16 | 2/07/2015 | PLANNED | 6080 | 16 | 380 | 0.007928 | 2.0863e-05
| 2015/16 | 2/07/2015 | PLANNED | 41830 | 94 | 445 | 0.054544 | 0.00012257
| 2015/16 | 2/07/2015 | PLANNED | 1860 | 12 | 155 | 0.0024253 | 1.5647e-05
| 2015/16 | 2/07/2015 | PLANNED | 7832 | 44 | 178 | 0.010212 | 5.7373e-05
| 2015/16 | 2/07/2015 | PLANNED | 140 | 1 | 140 | 0.00018255 | 1.3039e-06
| 2015/16 | 2/07/2015 | PLANNED | 150 | 1 | 150 | 0.00019559 | 1.3039e-06
| 2015/16 | 2/07/2015 | PLANNED | 252 | 3 | 84 | 0.00032859 | 3.9118e-06
| 2015/16 | 2/07/2015 | PLANNED | 100 | 2 | 50 | 0.00013039 | 2.6079e-06
| 2015/16 | 2/07/2015 | PLANNED | 392 | 4 | 98 | 0.00051115 | 5.2158e-06
| 2015/16 | 2/07/2015 | PLANNED | 50 | 2 | 25 | 6.5197e-05 | 2.6079e-06
| 2015/16 | 2/07/2015 | PLANNED | 77 | 1 | 77 | 0.0001004 | 1.3039e-06
| 2015/16 | 2/07/2015 | PLANNED | 558 | 18 | 31 | 0.0007276 | 2.3471e-05
| 2015/16 | 3/07/2015 | PLANNED | 3043 | 17 | 179 | 0.0039679 | 2.2167e-05
| 2015/16 | 3/07/2015 | PLANNED | 9154 | 62 | 147.6452 | 0.011936 | 8.0844e-05
| 2015/16 | 3/07/2015 | PLANNED | 23460 | 102 | 230 | 0.03059 | 0.000133
| 2015/16 | 3/07/2015 | PLANNED | 23064 | 62 | 372 | 0.030074 | 8.0844e-05
| 2015/16 | 3/07/2015 | PLANNED | 500 | 2 | 250 | 0.00065197 | 2.6079e-06
| 2015/16 | 3/07/2015 | PLANNED | 11655 | 37 | 315 | 0.015197 | 4.8246e-05
| 2015/16 | 3/07/2015 | PLANNED | 140 | 2 | 70 | 0.00018255 | 2.6079e-06
| 2015/16 | 3/07/2015 | PLANNED | 26880 | 120 | 224 | 0.03505 | 0.00015647
| 2015/16 | 3/07/2015 | PLANNED | 440 | 2 | 220 | 0.00057373 | 2.6079e-06
| 2015/16 | 3/07/2015 | PLANNED | 214 | 2 | 107 | 0.00027904 | 2.6079e-06
| 2015/16 | 3/07/2015 | PLANNED | 396 | 2 | 198 | 0.00051636 | 2.6079e-06
| 2015/16 | 3/07/2015 | PLANNED | 1300 | 5 | 260 | 0.0016951 | 6.5197e-06
| 2015/16 | 3/07/2015 | PLANNED | 100 | 1 | 100 | 0.00013039 | 1.3039e-06
| 2015/16 | 3/07/2015 | PLANNED | 290 | 2 | 145 | 0.00037814 | 2.6079e-06
| 2015/16 | 3/07/2015 | PLANNED | 193 | 1 | 193 | 0.00025166 | 1.3039e-06
| 2015/16 | 3/07/2015 | PLANNED | 378 | 2 | 189 | 0.00049289 | 2.6079e-06
| 2015/16 | 3/07/2015 | PLANNED | 23765 | 245 | 97 | 0.030988 | 0.00031947
| 2015/16 | 3/07/2015 | PLANNED | 75 | 1 | 75 | 9.7796e-05 | 1.3039e-06
| 2015/16 | 3/07/2015 | PLANNED | 6474 | 83 | 78 | 0.0084417 | 0.00010823
| 2015/16 | 3/07/2015 | PLANNED | 840 | 6 | 140 | 0.0010953 | 7.8237e-06
| 2015/16 | 4/07/2015 | PLANNED | 132 | 1 | 132 | 0.00017212 | 1.3039e-06
| 2015/16 | 4/07/2015 | PLANNED | 622 | 1 | 622 | 0.00081105 | 1.3039e-06
| 2015/16 | 5/07/2015 | PLANNED | 7504 | 28 | 268 | 0.0097848 | 3.651e-05
| 2015/16 | 5/07/2015 | PLANNED | 10064 | 37 | 272 | 0.013123 | 4.8246e-05
| 2015/16 | 5/07/2015 | PLANNED | 13600 | 40 | 340 | 0.017734 | 5.2158e-05
| 2015/16 | 5/07/2015 | PLANNED | 11560 | 34 | 340 | 0.015074 | 4.4334e-05
| 2015/16 | 5/07/2015 | PLANNED | 5236 | 17 | 308 | 0.0068274 | 2.2167e-05
| 2015/16 | 5/07/2015 | PLANNED | 10920 | 21 | 520 | 0.014239 | 2.7383e-05
| 2015/16 | 5/07/2015 | PLANNED | 327 | 1 | 327 | 0.00042639 | 1.3039e-06
| 2015/16 | 6/07/2015 | PLANNED | 3358 | 8 | 419.75 | 0.0043786 | 1.0432e-05
| 2015/16 | 6/07/2015 | PLANNED | 272 | 2 | 136 | 0.00035467 | 2.6079e-06
| 2015/16 | 6/07/2015 | PLANNED | 4140 | 12 | 345 | 0.0053983 | 1.5647e-05
| 2015/16 | 6/07/2015 | PLANNED | 4342 | 26 | 167 | 0.0056617 | 3.3903e-05
| 2015/16 | 6/07/2015 | PLANNED | 440 | 2 | 220 | 0.00057373 | 2.6079e-06
| 2015/16 | 6/07/2015 | PLANNED | 250 | 1 | 250 | 0.00032599 | 1.3039e-06
| 2015/16 | 6/07/2015 | PLANNED | 740 | 5 | 148 | 0.00096492 | 6.5197e-06
| 2015/16 | 6/07/2015 | PLANNED | 1200 | 4 | 300 | 0.0015647 | 5.2158e-06
| 2015/16 | 6/07/2015 | PLANNED | 1378 | 60 | 22.9667 | 0.0017968 | 7.8237e-05
| 2015/16 | 6/07/2015 | PLANNED | 3242 | 47 | 68.9787 | 0.0042274 | 6.1285e-05
| 2015/16 | 6/07/2015 | PLANNED | 731 | 43 | 17 | 0.00095318 | 5.607e-05
| 2015/16 | 6/07/2015 | PLANNED | 8400 | 70 | 120 | 0.010953 | 9.1276e-05
| 2015/16 | 6/07/2015 | PLANNED | 425 | 17 | 25 | 0.00055418 | 2.2167e-05
| 2015/16 | 7/07/2015 | PLANNED | 1475 | 25 | 59 | 0.0019233 | 3.2599e-05
| 2015/16 | 7/07/2015 | PLANNED | 6490 | 22 | 295 | 0.0084626 | 2.8687e-05
| 2015/16 | 7/07/2015 | PLANNED | 38536 | 181 | 212.9061 | 0.050249 | 0.00023601
| 2015/16 | 7/07/2015 | PLANNED | 185 | 1 | 185 | 0.00024123 | 1.3039e-06
| 2015/16 | 7/07/2015 | PLANNED | 19440 | 54 | 360 | 0.025349 | 7.0413e-05
| 2015/16 | 7/07/2015 | PLANNED | 1770 | 6 | 295 | 0.002308 | 7.8237e-06
| 2015/16 | 7/07/2015 | PLANNED | 910 | 7 | 130 | 0.0011866 | 9.1276e-06
| 2015/16 | 7/07/2015 | PLANNED | 300 | 1 | 300 | 0.00039118 | 1.3039e-06
| 2015/16 | 7/07/2015 | PLANNED | 7952 | 28 | 284 | 0.010369 | 3.651e-05
| 2015/16 | 7/07/2015 | PLANNED | 2464 | 16 | 154 | 0.0032129 | 2.0863e-05
| 2015/16 | 7/07/2015 | PLANNED | 46 | 1 | 46 | 5.9981e-05 | 1.3039e-06
| 2015/16 | 7/07/2015 | PLANNED | 45 | 1 | 45 | 5.8677e-05 | 1.3039e-06
| 2015/16 | 7/07/2015 | PLANNED | 1740 | 12 | 145 | 0.0022689 | 1.5647e-05
| 2015/16 | 7/07/2015 | PLANNED | 5734 | 94 | 61 | 0.0074768 | 0.00012257
| 2015/16 | 7/07/2015 | PLANNED | 19844 | 528 | 37.5833 | 0.025875 | 0.00068848
| 2015/16 | 7/07/2015 | PLANNED | 2184 | 7 | 312 | 0.0028478 | 9.1276e-06
| 2015/16 | 7/07/2015 | PLANNED | 1026 | 57 | 18 | 0.0013378 | 7.4325e-05
| 2015/16 | 7/07/2015 | PLANNED | 62 | 2 | 31 | 8.0844e-05 | 2.6079e-06
| 2015/16 | 7/07/2015 | PLANNED | 1332 | 18 | 74 | 0.0017369 | 2.3471e-05
| 2015/16 | 7/07/2015 | PLANNED | 4880 | 61 | 80 | 0.0063632 | 7.954e-05
| 2015/16 | 7/07/2015 | PLANNED | 228 | 2 | 114 | 0.0002973 | 2.6079e-06
| 2015/16 | 7/07/2015 | PLANNED | 60 | 1 | 60 | 7.8237e-05 | 1.3039e-06
| 2015/16 | 8/07/2015 | PLANNED | 14310 | 45 | 318 | 0.018659 | 5.8677e-05
| 2015/16 | 8/07/2015 | PLANNED | 1819 | 5 | 363.8 | 0.0023719 | 6.5197e-06
| 2015/16 | 8/07/2015 | PLANNED | 280 | 1 | 280 | 0.0003651 | 1.3039e-06
| 2015/16 | 8/07/2015 | PLANNED | 15660 | 36 | 435 | 0.02042 | 4.6942e-05
| 2015/16 | 8/07/2015 | PLANNED | 275 | 1 | 275 | 0.00035858 | 1.3039e-06
| 2015/16 | 8/07/2015 | PLANNED | 8450 | 26 | 325 | 0.011018 | 3.3903e-05
| 2015/16 | 8/07/2015 | PLANNED | 10879 | 29 | 375.1379 | 0.014186 | 3.7814e-05
| 2015/16 | 8/07/2015 | PLANNED | 22176 | 56 | 396 | 0.028916 | 7.3021e-05
| 2015/16 | 8/07/2015 | PLANNED | 1252 | 42 | 29.8095 | 0.0016325 | 5.4766e-05
| 2015/16 | 8/07/2015 | PLANNED | 6636 | 21 | 316 | 0.008653 | 2.7383e-05
| 2015/16 | 8/07/2015 | PLANNED | 480 | 2 | 240 | 0.00062589 | 2.6079e-06
| 2015/16 | 8/07/2015 | PLANNED | 2400 | 8 | 300 | 0.0031295 | 1.0432e-05
| 2015/16 | 8/07/2015 | PLANNED | 63 | 9 | 7 | 8.2148e-05 | 1.1735e-05
| 2015/16 | 8/07/2015 | PLANNED | 1305 | 3 | 435 | 0.0017016 | 3.9118e-06
| 2015/16 | 8/07/2015 | PLANNED | 306 | 1 | 306 | 0.00039901 | 1.3039e-06
| 2015/16 | 8/07/2015 | PLANNED | 1200 | 24 | 50 | 0.0015647 | 3.1295e-05
| 2015/16 | 8/07/2015 | PLANNED | 136 | 4 | 34 | 0.00017734 | 5.2158e-06
| 2015/16 | 8/07/2015 | PLANNED | 17214 | 114 | 151 | 0.022446 | 0.00014865
| 2015/16 | 8/07/2015 | PLANNED | 34 | 2 | 17 | 4.4334e-05 | 2.6079e-06
| 2015/16 | 8/07/2015 | PLANNED | 15 | 3 | 5 | 1.9559e-05 | 3.9118e-06
| 2015/16 | 8/07/2015 | PLANNED | 1632 | 34 | 48 | 0.002128 | 4.4334e-05
| 2015/16 | 8/07/2015 | PLANNED | 15 | 1 | 15 | 1.9559e-05 | 1.3039e-06
| 2015/16 | 8/07/2015 | PLANNED | 174 | 2 | 87 | 0.00022689 | 2.6079e-06
| 2015/16 | 9/07/2015 | PLANNED | 730 | 2 | 365 | 0.00095188 | 2.6079e-06
| 2015/16 | 9/07/2015 | PLANNED | 3450 | 23 | 150 | 0.0044986 | 2.9991e-05
| 2015/16 | 9/07/2015 | PLANNED | 360 | 1 | 360 | 0.00046942 | 1.3039e-06
| 2015/16 | 9/07/2015 | PLANNED | 454 | 7 | 64.8571 | 0.00059199 | 9.1276e-06
| 2015/16 | 9/07/2015 | PLANNED | 4120 | 10 | 412 | 0.0053722 | 1.3039e-05
| 2015/16 | 9/07/2015 | PLANNED | 17114 | 43 | 398 | 0.022316 | 5.607e-05
| 2015/16 | 9/07/2015 | PLANNED | 960 | 8 | 120 | 0.0012518 | 1.0432e-05
| 2015/16 | 9/07/2015 | PLANNED | 298 | 2 | 149 | 0.00038857 | 2.6079e-06
| 2015/16 | 9/07/2015 | PLANNED | 39507 | 529 | 74.6824 | 0.051515 | 0.00068979
| 2015/16 | 9/07/2015 | PLANNED | 400 | 2 | 200 | 0.00052158 | 2.6079e-06
| 2015/16 | 9/07/2015 | PLANNED | 163 | 13 | 12.5385 | 0.00021254 | 1.6951e-05
| 2015/16 | 9/07/2015 | PLANNED | 2175 | 15 | 145 | 0.0028361 | 1.9559e-05
| 2015/16 | 9/07/2015 | PLANNED | 2860 | 11 | 260 | 0.0037293 | 1.4343e-05
| 2015/16 | 9/07/2015 | PLANNED | 540 | 3 | 180 | 0.00070413 | 3.9118e-06
| 2015/16 | 9/07/2015 | PLANNED | 778 | 2 | 389 | 0.0010145 | 2.6079e-06
| 2015/16 | 9/07/2015 | PLANNED | 15 | 1 | 15 | 1.9559e-05 | 1.3039e-06
| 2015/16 | 9/07/2015 | PLANNED | 285 | 3 | 95 | 0.00037162 | 3.9118e-06
| 2015/16 | 9/07/2015 | PLANNED | 246 | 2 | 123 | 0.00032077 | 2.6079e-06
| 2015/16 | 9/07/2015 | PLANNED | 2710 | 9 | 301.1111 | 0.0035337 | 1.1735e-05
| 2015/16 | 9/07/2015 | PLANNED | 85 | 1 | 85 | 0.00011084 | 1.3039e-06
| 2015/16 | 9/07/2015 | PLANNED | 390 | 5 | 78 | 0.00050854 | 6.5197e-06
| 2015/16 | 9/07/2015 | PLANNED | 21 | 3 | 7 | 2.7383e-05 | 3.9118e-06
| 2015/16 | 9/07/2015 | PLANNED | 1975 | 25 | 79 | 0.0025753 | 3.2599e-05
| 2015/16 | 9/07/2015 | PLANNED | 9600 | 46 | 208.6957 | 0.012518 | 5.9981e-05
| 2015/16 | 10/07/2015 | PLANNED | 193 | 1 | 193 | 0.00025166 | 1.3039e-06
| 2015/16 | 10/07/2015 | PLANNED | 39 | 1 | 39 | 5.0854e-05 | 1.3039e-06
| 2015/16 | 10/07/2015 | PLANNED | 67311 | 276 | 243.8804 | 0.08777 | 0.00035989
| 2015/16 | 10/07/2015 | PLANNED | 420 | 2 | 210 | 0.00054766 | 2.6079e-06
| 2015/16 | 10/07/2015 | PLANNED | 144 | 2 | 72 | 0.00018777 | 2.6079e-06
| 2015/16 | 10/07/2015 | PLANNED | 364 | 1 | 364 | 0.00047464 | 1.3039e-06
| 2015/16 | 10/07/2015 | PLANNED | 25190 | 77 | 327.1429 | 0.032846 | 0.0001004
| 2015/16 | 10/07/2015 | PLANNED | 160 | 1 | 160 | 0.00020863 | 1.3039e-06
| 2015/16 | 10/07/2015 | PLANNED | 36940 | 116 | 318.4483 | 0.048168 | 0.00015126
| 2015/16 | 10/07/2015 | PLANNED | 928 | 5 | 185.6 | 0.0012101 | 6.5197e-06
| 2015/16 | 10/07/2015 | PLANNED | 13800 | 46 | 300 | 0.017994 | 5.9981e-05
| 2015/16 | 10/07/2015 | PLANNED | 581 | 7 | 83 | 0.00075759 | 9.1276e-06
| 2015/16 | 10/07/2015 | PLANNED | 54292 | 196 | 277 | 0.070794 | 0.00025557
| 2015/16 | 10/07/2015 | PLANNED | 60198 | 381 | 158 | 0.078495 | 0.0004968
| 2015/16 | 10/07/2015 | PLANNED | 637 | 7 | 91 | 0.00083061 | 9.1276e-06
| 2015/16 | 10/07/2015 | PLANNED | 745 | 5 | 149 | 0.00097144 | 6.5197e-06
| 2015/16 | 10/07/2015 | PLANNED | 8170 | 86 | 95 | 0.010653 | 0.00011214
| 2015/16 | 10/07/2015 | PLANNED | 2240 | 20 | 112 | 0.0029208 | 2.6079e-05
| 2015/16 | 10/07/2015 | PLANNED | 6125 | 35 | 175 | 0.0079866 | 4.5638e-05
| 2015/16 | 10/07/2015 | PLANNED | 2 | 1 | 2 | 2.6079e-06 | 1.3039e-06
| 2015/16 | 10/07/2015 | PLANNED | 81 | 3 | 27 | 0.00010562 | 3.9118e-06
| 2015/16 | 10/07/2015 | PLANNED | 150 | 3 | 50 | 0.00019559 | 3.9118e-06
| 2015/16 | 10/07/2015 | PLANNED | 720 | 48 | 15 | 0.00093884 | 6.2589e-05
| 2015/16 | 10/07/2015 | PLANNED | 75 | 3 | 25 | 9.7796e-05 | 3.9118e-06
| 2015/16 | 12/07/2015 | PLANNED | 143 | 1 | 143 | 0.00018646 | 1.3039e-06
| 2015/16 | 12/07/2015 | PLANNED | 111303 | 447 | 249 | 0.14513 | 0.00058286
| 2015/16 | 12/07/2015 | PLANNED | 5280 | 15 | 352 | 0.0068848 | 1.9559e-05
| 2015/16 | 12/07/2015 | PLANNED | 2496 | 39 | 64 | 0.0032546 | 5.0854e-05
| 2015/16 | 13/07/2015 | PLANNED | 110 | 2 | 55 | 0.00014343 | 2.6079e-06
| 2015/16 | 13/07/2015 | PLANNED | 990 | 11 | 90 | 0.0012909 | 1.4343e-05
| 2015/16 | 13/07/2015 | PLANNED | 1440 | 12 | 120 | 0.0018777 | 1.5647e-05
| 2015/16 | 13/07/2015 | PLANNED | 3956 | 23 | 172 | 0.0051584 | 2.9991e-05
| 2015/16 | 13/07/2015 | PLANNED | 287 | 1 | 287 | 0.00037423 | 1.3039e-06
| 2015/16 | 13/07/2015 | PLANNED | 7192 | 29 | 248 | 0.009378 | 3.7814e-05
| 2015/16 | 13/07/2015 | PLANNED | 276 | 2 | 138 | 0.00035989 | 2.6079e-06
| 2015/16 | 13/07/2015 | PLANNED | 4998 | 17 | 294 | 0.0065171 | 2.2167e-05
| 2015/16 | 13/07/2015 | PLANNED | 10441 | 53 | 197 | 0.013614 | 6.9109e-05
| 2015/16 | 13/07/2015 | PLANNED | 21 | 3 | 7 | 2.7383e-05 | 3.9118e-06
| 2015/16 | 13/07/2015 | PLANNED | 30 | 1 | 30 | 3.9118e-05 | 1.3039e-06
| 2015/16 | 13/07/2015 | PLANNED | 7020 | 117 | 60 | 0.0091537 | 0.00015256
| 2015/16 | 14/07/2015 | PLANNED | 4048 | 16 | 253 | 0.0052784 | 2.0863e-05
| 2015/16 | 14/07/2015 | PLANNED | 8802 | 24 | 366.75 | 0.011477 | 3.1295e-05
| 2015/16 | 14/07/2015 | PLANNED | 5325 | 15 | 355 | 0.0069435 | 1.9559e-05
| 2015/16 | 14/07/2015 | PLANNED | 5510 | 19 | 290 | 0.0071847 | 2.4775e-05
| 2015/16 | 14/07/2015 | PLANNED | 100 | 2 | 50 | 0.00013039 | 2.6079e-06
| 2015/16 | 14/07/2015 | PLANNED | 920 | 6 | 153.3333 | 0.0011996 | 7.8237e-06
| 2015/16 | 14/07/2015 | PLANNED | 39267 | 529 | 74.2287 | 0.051202 | 0.00068979
| 2015/16 | 14/07/2015 | PLANNED | 1224 | 6 | 204 | 0.001596 | 7.8237e-06
| 2015/16 | 14/07/2015 | PLANNED | 14893 | 59 | 252.4237 | 0.01942 | 7.6933e-05
| 2015/16 | 14/07/2015 | PLANNED | 5265 | 27 | 195 | 0.0068653 | 3.5206e-05
| 2015/16 | 14/07/2015 | PLANNED | 2853 | 9 | 317 | 0.0037201 | 1.1735e-05
| 2015/16 | 14/07/2015 | PLANNED | 2070 | 23 | 90 | 0.0026992 | 2.9991e-05
| 2015/16 | 14/07/2015 | PLANNED | 6420 | 60 | 107 | 0.0083713 | 7.8237e-05
| 2015/16 | 14/07/2015 | PLANNED | 9 | 1 | 9 | 1.1735e-05 | 1.3039e-06
| 2015/16 | 14/07/2015 | PLANNED | 915 | 37 | 24.7297 | 0.0011931 | 4.8246e-05
| 2015/16 | 15/07/2015 | PLANNED | 175 | 5 | 35 | 0.00022819 | 6.5197e-06
| 2015/16 | 15/07/2015 | PLANNED | 1920 | 10 | 192 | 0.0025036 | 1.3039e-05
| 2015/16 | 15/07/2015 | PLANNED | 43778 | 106 | 413 | 0.057084 | 0.00013822
| 2015/16 | 15/07/2015 | PLANNED | 5041 | 25 | 201.64 | 0.0065732 | 3.2599e-05
| 2015/16 | 15/07/2015 | PLANNED | 7372 | 19 | 388 | 0.0096127 | 2.4775e-05
| 2015/16 | 15/07/2015 | PLANNED | 2948 | 22 | 134 | 0.003844 | 2.8687e-05
| 2015/16 | 15/07/2015 | PLANNED | 3500 | 10 | 350 | 0.0045638 | 1.3039e-05
| 2015/16 | 15/07/2015 | PLANNED | 4998 | 34 | 147 | 0.0065171 | 4.4334e-05
| 2015/16 | 15/07/2015 | PLANNED | 4060 | 14 | 290 | 0.005294 | 1.8255e-05
| 2015/16 | 15/07/2015 | PLANNED | 6732 | 34 | 198 | 0.0087781 | 4.4334e-05
| 2015/16 | 15/07/2015 | PLANNED | 11606 | 74 | 156.8378 | 0.015134 | 9.6492e-05
| 2015/16 | 15/07/2015 | PLANNED | 2010 | 6 | 335 | 0.0026209 | 7.8237e-06
| 2015/16 | 15/07/2015 | PLANNED | 1251 | 9 | 139 | 0.0016312 | 1.1735e-05
| 2015/16 | 15/07/2015 | PLANNED | 660 | 4 | 165 | 0.0008606 | 5.2158e-06
| 2015/16 | 15/07/2015 | PLANNED | 98614 | 1182 | 83.4298 | 0.12859 | 0.0015413
| 2015/16 | 15/07/2015 | PLANNED | 1365 | 13 | 105 | 0.0017799 | 1.6951e-05
| 2015/16 | 15/07/2015 | PLANNED | 668 | 24 | 27.8333 | 0.00087103 | 3.1295e-05
| 2015/16 | 15/07/2015 | PLANNED | 536 | 17 | 31.5294 | 0.00069891 | 2.2167e-05
| 2015/16 | 15/07/2015 | PLANNED | 1034 | 11 | 94 | 0.0013483 | 1.4343e-05
| 2015/16 | 15/07/2015 | PLANNED | 1770 | 30 | 59 | 0.002308 | 3.9118e-05
| 2015/16 | 15/07/2015 | PLANNED | 16 | 2 | 8 | 2.0863e-05 | 2.6079e-06
| 2015/16 | 15/07/2015 | PLANNED | 155 | 8 | 19.375 | 0.00020211 | 1.0432e-05
| 2015/16 | 15/07/2015 | PLANNED | 1272 | 12 | 106 | 0.0016586 | 1.5647e-05
| 2015/16 | 15/07/2015 | PLANNED | 6 | 1 | 6 | 7.8237e-06 | 1.3039e-06
| 2015/16 | 15/07/2015 | PLANNED | 382 | 14 | 27.2857 | 0.00049811 | 1.8255e-05
| 2015/16 | 16/07/2015 | PLANNED | 1600 | 80 | 20 | 0.0020863 | 0.00010432
| 2015/16 | 16/07/2015 | PLANNED | 33750 | 90 | 375 | 0.044008 | 0.00011735
| 2015/16 | 16/07/2015 | PLANNED | 320 | 5 | 64 | 0.00041726 | 6.5197e-06
| 2015/16 | 16/07/2015 | PLANNED | 6494 | 29 | 223.931 | 0.0084678 | 3.7814e-05
| 2015/16 | 16/07/2015 | PLANNED | 22880 | 104 | 220 | 0.029834 | 0.00013561
| 2015/16 | 16/07/2015 | PLANNED | 2800 | 20 | 140 | 0.003651 | 2.6079e-05
| 2015/16 | 16/07/2015 | PLANNED | 95 | 1 | 95 | 0.00012387 | 1.3039e-06
| 2015/16 | 16/07/2015 | PLANNED | 125 | 1 | 125 | 0.00016299 | 1.3039e-06
| 2015/16 | 16/07/2015 | PLANNED | 7810 | 22 | 355 | 0.010184 | 2.8687e-05
| 2015/16 | 16/07/2015 | PLANNED | 30845 | 96 | 321.3021 | 0.04022 | 0.00012518
| 2015/16 | 16/07/2015 | PLANNED | 20520 | 57 | 360 | 0.026757 | 7.4325e-05
| 2015/16 | 16/07/2015 | PLANNED | 420 | 7 | 60 | 0.00054766 | 9.1276e-06
| 2015/16 | 16/07/2015 | PLANNED | 1758 | 6 | 293 | 0.0022923 | 7.8237e-06
| 2015/16 | 16/07/2015 | PLANNED | 388 | 1 | 388 | 0.00050593 | 1.3039e-06
| 2015/16 | 16/07/2015 | PLANNED | 211 | 11 | 19.1818 | 0.00027513 | 1.4343e-05
| 2015/16 | 16/07/2015 | PLANNED | 510 | 2 | 255 | 0.00066501 | 2.6079e-06
| 2015/16 | 16/07/2015 | PLANNED | 1143 | 10 | 114.3 | 0.0014904 | 1.3039e-05
| 2015/16 | 16/07/2015 | PLANNED | 26 | 2 | 13 | 3.3903e-05 | 2.6079e-06
| 2015/16 | 16/07/2015 | PLANNED | 130 | 7 | 18.5714 | 0.00016951 | 9.1276e-06
| 2015/16 | 16/07/2015 | PLANNED | 85 | 1 | 85 | 0.00011084 | 1.3039e-06
| 2015/16 | 16/07/2015 | PLANNED | 260 | 2 | 130 | 0.00033903 | 2.6079e-06
| 2015/16 | 16/07/2015 | PLANNED | 480 | 20 | 24 | 0.00062589 | 2.6079e-05
| 2015/16 | 16/07/2015 | PLANNED | 30 | 1 | 30 | 3.9118e-05 | 1.3039e-06
| 2015/16 | 17/07/2015 | PLANNED | 1224 | 21 | 58.2857 | 0.001596 | 2.7383e-05
| 2015/16 | 17/07/2015 | PLANNED | 175 | 1 | 175 | 0.00022819 | 1.3039e-06
| 2015/16 | 17/07/2015 | PLANNED | 5940 | 30 | 198 | 0.0077454 | 3.9118e-05
| 2015/16 | 17/07/2015 | PLANNED | 3750 | 10 | 375 | 0.0048898 | 1.3039e-05
| 2015/16 | 17/07/2015 | PLANNED | 187 | 1 | 187 | 0.00024384 | 1.3039e-06
| 2015/16 | 17/07/2015 | PLANNED | 282 | 1 | 282 | 0.00036771 | 1.3039e-06
| 2015/16 | 17/07/2015 | PLANNED | 42723 | 196 | 217.9745 | 0.055708 | 0.00025557
| 2015/16 | 17/07/2015 | PLANNED | 7830 | 42 | 186.4286 | 0.01021 | 5.4766e-05
| 2015/16 | 17/07/2015 | PLANNED | 7935 | 23 | 345 | 0.010347 | 2.9991e-05
| 2015/16 | 17/07/2015 | PLANNED | 36677 | 169 | 217.0237 | 0.047825 | 0.00022037
| 2015/16 | 17/07/2015 | PLANNED | 20 | 1 | 20 | 2.6079e-05 | 1.3039e-06
| 2015/16 | 17/07/2015 | PLANNED | 264 | 3 | 88 | 0.00034424 | 3.9118e-06
| 2015/16 | 17/07/2015 | PLANNED | 339 | 3 | 113 | 0.00044204 | 3.9118e-06
| 2015/16 | 17/07/2015 | PLANNED | 8860 | 84 | 105.4762 | 0.011553 | 0.00010953
| 2015/16 | 17/07/2015 | PLANNED | 455 | 13 | 35 | 0.00059329 | 1.6951e-05
| 2015/16 | 17/07/2015 | PLANNED | 309 | 309 | 1 | 0.00040292 | 0.00040292
| 2015/16 | 17/07/2015 | PLANNED | 105 | 7 | 15 | 0.00013691 | 9.1276e-06
| 2015/16 | 18/07/2015 | PLANNED | 971 | 8 | 121.375 | 0.0012661 | 1.0432e-05
| 2015/16 | 18/07/2015 | PLANNED | 1137 | 9 | 126.3333 | 0.0014826 | 1.1735e-05
| 2015/16 | 18/07/2015 | PLANNED | 3160 | 8 | 395 | 0.0041205 | 1.0432e-05
| 2015/16 | 18/07/2015 | PLANNED | 64 | 1 | 64 | 8.3452e-05 | 1.3039e-06
| 2015/16 | 19/07/2015 | PLANNED | 18690 | 210 | 89 | 0.024371 | 0.00027383
| 2015/16 | 19/07/2015 | PLANNED | 332 | 1 | 332 | 0.00043291 | 1.3039e-06
| 2015/16 | 19/07/2015 | PLANNED | 442 | 1 | 442 | 0.00057634 | 1.3039e-06
| 2015/16 | 19/07/2015 | PLANNED | 19825 | 65 | 305 | 0.025851 | 8.4756e-05
| 2015/16 | 19/07/2015 | PLANNED | 22500 | 36 | 625 | 0.029339 | 4.6942e-05
| 2015/16 | 19/07/2015 | PLANNED | 11186 | 34 | 329 | 0.014586 | 4.4334e-05
| 2015/16 | 19/07/2015 | PLANNED | 12000 | 75 | 160 | 0.015647 | 9.7796e-05
| 2015/16 | 19/07/2015 | PLANNED | 14430 | 39 | 370 | 0.018816 | 5.0854e-05
| 2015/16 | 19/07/2015 | PLANNED | 740 | 2 | 370 | 0.00096492 | 2.6079e-06
| 2015/16 | 19/07/2015 | PLANNED | 626 | 23 | 27.2174 | 0.00081627 | 2.9991e-05
| 2015/16 | 20/07/2015 | PLANNED | 11960 | 46 | 260 | 0.015595 | 5.9981e-05
| 2015/16 | 20/07/2015 | PLANNED | 2800 | 14 | 200 | 0.003651 | 1.8255e-05
| 2015/16 | 20/07/2015 | PLANNED | 13172 | 37 | 356 | 0.017176 | 4.8246e-05
| 2015/16 | 20/07/2015 | PLANNED | 10088 | 97 | 104 | 0.013154 | 0.00012648
| 2015/16 | 20/07/2015 | PLANNED | 630 | 2 | 315 | 0.00082148 | 2.6079e-06
| 2015/16 | 20/07/2015 | PLANNED | 52 | 4 | 13 | 6.7805e-05 | 5.2158e-06
| 2015/16 | 20/07/2015 | PLANNED | 109 | 1 | 109 | 0.00014213 | 1.3039e-06
| 2015/16 | 20/07/2015 | PLANNED | 28 | 2 | 14 | 3.651e-05 | 2.6079e-06
| 2015/16 | 20/07/2015 | PLANNED | 110 | 1 | 110 | 0.00014343 | 1.3039e-06
| 2015/16 | 20/07/2015 | PLANNED | 226 | 2 | 113 | 0.00029469 | 2.6079e-06
| 2015/16 | 20/07/2015 | PLANNED | 9 | 3 | 3 | 1.1735e-05 | 3.9118e-06
| 2015/16 | 21/07/2015 | PLANNED | 330 | 11 | 30 | 0.0004303 | 1.4343e-05
| 2015/16 | 21/07/2015 | PLANNED | 1950 | 26 | 75 | 0.0025427 | 3.3903e-05
| 2015/16 | 21/07/2015 | PLANNED | 4759 | 1 | 4759 | 0.0062055 | 1.3039e-06
| 2015/16 | 21/07/2015 | PLANNED | 168 | 7 | 24 | 0.00021906 | 9.1276e-06
| 2015/16 | 21/07/2015 | PLANNED | 2320 | 8 | 290 | 0.0030251 | 1.0432e-05
| 2015/16 | 21/07/2015 | PLANNED | 8773 | 31 | 283 | 0.011439 | 4.0422e-05
| 2015/16 | 21/07/2015 | PLANNED | 1415 | 97 | 14.5876 | 0.0018451 | 0.00012648
| 2015/16 | 21/07/2015 | PLANNED | 1136 | 8 | 142 | 0.0014813 | 1.0432e-05
| 2015/16 | 21/07/2015 | PLANNED | 12710 | 41 | 310 | 0.016573 | 5.3462e-05
| 2015/16 | 21/07/2015 | PLANNED | 46530 | 141 | 330 | 0.060672 | 0.00018386
| 2015/16 | 21/07/2015 | PLANNED | 3120 | 13 | 240 | 0.0040683 | 1.6951e-05
| 2015/16 | 21/07/2015 | PLANNED | 855 | 19 | 45 | 0.0011149 | 2.4775e-05
| 2015/16 | 21/07/2015 | PLANNED | 3718 | 13 | 286 | 0.0048481 | 1.6951e-05
| 2015/16 | 21/07/2015 | PLANNED | 440 | 8 | 55 | 0.00057373 | 1.0432e-05
| 2015/16 | 21/07/2015 | PLANNED | 379 | 17 | 22.2941 | 0.00049419 | 2.2167e-05
| 2015/16 | 21/07/2015 | PLANNED | 43 | 1 | 43 | 5.607e-05 | 1.3039e-06
| 2015/16 | 22/07/2015 | PLANNED | 2530 | 22 | 115 | 0.003299 | 2.8687e-05
| 2015/16 | 22/07/2015 | PLANNED | 385 | 7 | 55 | 0.00050202 | 9.1276e-06
| 2015/16 | 22/07/2015 | PLANNED | 884 | 17 | 52 | 0.0011527 | 2.2167e-05
| 2015/16 | 22/07/2015 | PLANNED | 2950 | 10 | 295 | 0.0038466 | 1.3039e-05
| 2015/16 | 22/07/2015 | PLANNED | 255 | 1 | 255 | 0.00033251 | 1.3039e-06
| 2015/16 | 22/07/2015 | PLANNED | 44450 | 127 | 350 | 0.05796 | 0.0001656
| 2015/16 | 22/07/2015 | PLANNED | 7008 | 16 | 438 | 0.009138 | 2.0863e-05
| 2015/16 | 22/07/2015 | PLANNED | 90280 | 244 | 370 | 0.11772 | 0.00031816
| 2015/16 | 22/07/2015 | PLANNED | 68589 | 212 | 323.533 | 0.089436 | 0.00027644
| 2015/16 | 22/07/2015 | PLANNED | 3540 | 12 | 295 | 0.004616 | 1.5647e-05
| 2015/16 | 22/07/2015 | PLANNED | 7981 | 23 | 347 | 0.010407 | 2.9991e-05
| 2015/16 | 22/07/2015 | PLANNED | 1440 | 8 | 180 | 0.0018777 | 1.0432e-05
| 2015/16 | 22/07/2015 | PLANNED | 1120 | 4 | 280 | 0.0014604 | 5.2158e-06
| 2015/16 | 22/07/2015 | PLANNED | 16 | 1 | 16 | 2.0863e-05 | 1.3039e-06
| 2015/16 | 22/07/2015 | PLANNED | 2145 | 33 | 65 | 0.002797 | 4.303e-05
| 2015/16 | 22/07/2015 | PLANNED | 20 | 1 | 20 | 2.6079e-05 | 1.3039e-06
| 2015/16 | 22/07/2015 | PLANNED | 15 | 1 | 15 | 1.9559e-05 | 1.3039e-06
| 2015/16 | 22/07/2015 | PLANNED | 15 | 1 | 15 | 1.9559e-05 | 1.3039e-06
| 2015/16 | 23/07/2015 | PLANNED | 25276 | 142 | 178 | 0.032958 | 0.00018516
| 2015/16 | 23/07/2015 | PLANNED | 4368 | 21 | 208 | 0.0056956 | 2.7383e-05
| 2015/16 | 23/07/2015 | PLANNED | 2830 | 25 | 113.2 | 0.0036902 | 3.2599e-05
| 2015/16 | 23/07/2015 | PLANNED | 17250 | 46 | 375 | 0.022493 | 5.9981e-05
| 2015/16 | 23/07/2015 | PLANNED | 21924 | 58 | 378 | 0.028588 | 7.5629e-05
| 2015/16 | 23/07/2015 | PLANNED | 13530 | 41 | 330 | 0.017642 | 5.3462e-05
| 2015/16 | 23/07/2015 | PLANNED | 60 | 2 | 30 | 7.8237e-05 | 2.6079e-06
| 2015/16 | 23/07/2015 | PLANNED | 33984 | 96 | 354 | 0.044313 | 0.00012518
| 2015/16 | 23/07/2015 | PLANNED | 858 | 2 | 429 | 0.0011188 | 2.6079e-06
| 2015/16 | 23/07/2015 | PLANNED | 7315 | 81 | 90.3086 | 0.0095383 | 0.00010562
| 2015/16 | 23/07/2015 | PLANNED | 810 | 6 | 135 | 0.0010562 | 7.8237e-06
| 2015/16 | 23/07/2015 | PLANNED | 925 | 5 | 185 | 0.0012061 | 6.5197e-06
| 2015/16 | 23/07/2015 | PLANNED | 2744 | 7 | 392 | 0.003578 | 9.1276e-06
| 2015/16 | 23/07/2015 | PLANNED | 1350 | 10 | 135 | 0.0017603 | 1.3039e-05
| 2015/16 | 23/07/2015 | PLANNED | 119 | 1 | 119 | 0.00015517 | 1.3039e-06
| 2015/16 | 23/07/2015 | PLANNED | 970 | 10 | 97 | 0.0012648 | 1.3039e-05
| 2015/16 | 24/07/2015 | PLANNED | 460 | 2 | 230 | 0.00059981 | 2.6079e-06
| 2015/16 | 24/07/2015 | PLANNED | 24480 | 136 | 180 | 0.031921 | 0.00017734
| 2015/16 | 24/07/2015 | PLANNED | 2375 | 19 | 125 | 0.0030969 | 2.4775e-05
| 2015/16 | 24/07/2015 | PLANNED | 8232 | 24 | 343 | 0.010734 | 3.1295e-05
| 2015/16 | 24/07/2015 | PLANNED | 21175 | 77 | 275 | 0.027611 | 0.0001004
| 2015/16 | 24/07/2015 | PLANNED | 14940 | 83 | 180 | 0.019481 | 0.00010823
| 2015/16 | 24/07/2015 | PLANNED | 10265 | 41 | 250.3659 | 0.013385 | 5.3462e-05
| 2015/16 | 24/07/2015 | PLANNED | 465 | 3 | 155 | 0.00060633 | 3.9118e-06
| 2015/16 | 24/07/2015 | PLANNED | 220 | 2 | 110 | 0.00028687 | 2.6079e-06
| 2015/16 | 24/07/2015 | PLANNED | 750 | 10 | 75 | 0.00097796 | 1.3039e-05
| 2015/16 | 24/07/2015 | PLANNED | 520 | 2 | 260 | 0.00067805 | 2.6079e-06
| 2015/16 | 24/07/2015 | PLANNED | 12190 | 46 | 265 | 0.015895 | 5.9981e-05
| 2015/16 | 24/07/2015 | PLANNED | 879 | 3 | 293 | 0.0011462 | 3.9118e-06
| 2015/16 | 24/07/2015 | PLANNED | 21150 | 94 | 225 | 0.027578 | 0.00012257
| 2015/16 | 24/07/2015 | PLANNED | 4186 | 23 | 182 | 0.0054583 | 2.9991e-05
| 2015/16 | 24/07/2015 | PLANNED | 108 | 27 | 4 | 0.00014083 | 3.5206e-05
| 2015/16 | 24/07/2015 | PLANNED | 7190 | 34 | 211.4706 | 0.0093753 | 4.4334e-05
| 2015/16 | 24/07/2015 | PLANNED | 160 | 5 | 32 | 0.00020863 | 6.5197e-06
| 2015/16 | 24/07/2015 | PLANNED | 60 | 2 | 30 | 7.8237e-05 | 2.6079e-06
| 2015/16 | 24/07/2015 | PLANNED | 1608 | 8 | 201 | 0.0020967 | 1.0432e-05
| 2015/16 | 24/07/2015 | PLANNED | 525 | 7 | 75 | 0.00068457 | 9.1276e-06
| 2015/16 | 24/07/2015 | PLANNED | 161 | 1 | 161 | 0.00020993 | 1.3039e-06
| 2015/16 | 24/07/2015 | PLANNED | 117 | 1 | 117 | 0.00015256 | 1.3039e-06
| 2015/16 | 26/07/2015 | PLANNED | 2954 | 8 | 369.25 | 0.0038518 | 1.0432e-05
| 2015/16 | 26/07/2015 | PLANNED | 5225 | 11 | 475 | 0.0068131 | 1.4343e-05
| 2015/16 | 26/07/2015 | PLANNED | 492 | 2 | 246 | 0.00064154 | 2.6079e-06
| 2015/16 | 26/07/2015 | PLANNED | 19684 | 133 | 148 | 0.025667 | 0.00017342
| 2015/16 | 26/07/2015 | PLANNED | 11560 | 34 | 340 | 0.015074 | 4.4334e-05
| 2015/16 | 26/07/2015 | PLANNED | 37670 | 95 | 396.5263 | 0.04912 | 0.00012387
| 2015/16 | 26/07/2015 | PLANNED | 100 | 1 | 100 | 0.00013039 | 1.3039e-06
| 2015/16 | 27/07/2015 | PLANNED | 120 | 1 | 120 | 0.00015647 | 1.3039e-06
| 2015/16 | 27/07/2015 | PLANNED | 159 | 3 | 53 | 0.00020733 | 3.9118e-06
| 2015/16 | 27/07/2015 | PLANNED | 582 | 3 | 194 | 0.00075889 | 3.9118e-06
| 2015/16 | 27/07/2015 | PLANNED | 7695 | 27 | 285 | 0.010034 | 3.5206e-05
| 2015/16 | 27/07/2015 | PLANNED | 1215 | 3 | 405 | 0.0015843 | 3.9118e-06
| 2015/16 | 27/07/2015 | PLANNED | 4216 | 68 | 62 | 0.0054974 | 8.8668e-05
| 2015/16 | 27/07/2015 | PLANNED | 17848 | 92 | 194 | 0.023273 | 0.00011996
| 2015/16 | 27/07/2015 | PLANNED | 190 | 2 | 95 | 0.00024775 | 2.6079e-06
| 2015/16 | 27/07/2015 | PLANNED | 4179 | 21 | 199 | 0.0054492 | 2.7383e-05
| 2015/16 | 27/07/2015 | PLANNED | 19 | 1 | 19 | 2.4775e-05 | 1.3039e-06
| 2015/16 | 27/07/2015 | PLANNED | 1688 | 8 | 211 | 0.0022011 | 1.0432e-05
| 2015/16 | 27/07/2015 | PLANNED | 74 | 1 | 74 | 9.6492e-05 | 1.3039e-06
| 2015/16 | 27/07/2015 | PLANNED | 40 | 4 | 10 | 5.2158e-05 | 5.2158e-06
| 2015/16 | 27/07/2015 | PLANNED | 49 | 1 | 49 | 6.3893e-05 | 1.3039e-06
| 2015/16 | 28/07/2015 | PLANNED | 5920 | 20 | 296 | 0.0077193 | 2.6079e-05
| 2015/16 | 28/07/2015 | PLANNED | 21900 | 73 | 300 | 0.028556 | 9.5188e-05
| 2015/16 | 28/07/2015 | PLANNED | 680 | 4 | 170 | 0.00088668 | 5.2158e-06
| 2015/16 | 28/07/2015 | PLANNED | 400 | 2 | 200 | 0.00052158 | 2.6079e-06
| 2015/16 | 28/07/2015 | PLANNED | 47300 | 275 | 172 | 0.061676 | 0.00035858
| 2015/16 | 28/07/2015 | PLANNED | 46368 | 126 | 368 | 0.060461 | 0.0001643
| 2015/16 | 28/07/2015 | PLANNED | 179780 | 505 | 356 | 0.23442 | 0.00065849
| 2015/16 | 28/07/2015 | PLANNED | 290 | 2 | 145 | 0.00037814 | 2.6079e-06
| 2015/16 | 28/07/2015 | PLANNED | 8181 | 24 | 340.875 | 0.010668 | 3.1295e-05
| 2015/16 | 28/07/2015 | PLANNED | 690 | 3 | 230 | 0.00089972 | 3.9118e-06
| 2015/16 | 28/07/2015 | PLANNED | 11520 | 40 | 288 | 0.015021 | 5.2158e-05
| 2015/16 | 28/07/2015 | PLANNED | 170 | 2 | 85 | 0.00022167 | 2.6079e-06
| 2015/16 | 28/07/2015 | PLANNED | 660 | 2 | 330 | 0.0008606 | 2.6079e-06
| 2015/16 | 28/07/2015 | PLANNED | 417 | 3 | 139 | 0.00054374 | 3.9118e-06
| 2015/16 | 28/07/2015 | PLANNED | 16000 | 64 | 250 | 0.020863 | 8.3452e-05
| 2015/16 | 28/07/2015 | PLANNED | 40 | 2 | 20 | 5.2158e-05 | 2.6079e-06
| 2015/16 | 28/07/2015 | PLANNED | 180 | 2 | 90 | 0.00023471 | 2.6079e-06
| 2015/16 | 28/07/2015 | PLANNED | 31 | 1 | 31 | 4.0422e-05 | 1.3039e-06
| 2015/16 | 28/07/2015 | PLANNED | 40 | 2 | 20 | 5.2158e-05 | 2.6079e-06
| 2015/16 | 29/07/2015 | PLANNED | 978 | 2 | 489 | 0.0012753 | 2.6079e-06
| 2015/16 | 29/07/2015 | PLANNED | 81016 | 152 | 533 | 0.10564 | 0.0001982
| 2015/16 | 29/07/2015 | PLANNED | 2063 | 23 | 89.6957 | 0.00269 | 2.9991e-05
| 2015/16 | 29/07/2015 | PLANNED | 11890 | 25 | 475.6 | 0.015504 | 3.2599e-05
| 2015/16 | 29/07/2015 | PLANNED | 3959 | 227 | 17.4405 | 0.0051623 | 0.00029599
| 2015/16 | 29/07/2015 | PLANNED | 8700 | 30 | 290 | 0.011344 | 3.9118e-05
| 2015/16 | 29/07/2015 | PLANNED | 22509 | 61 | 369 | 0.02935 | 7.954e-05
| 2015/16 | 29/07/2015 | PLANNED | 7380 | 41 | 180 | 0.0096231 | 5.3462e-05
| 2015/16 | 29/07/2015 | PLANNED | 320 | 4 | 80 | 0.00041726 | 5.2158e-06
| 2015/16 | 29/07/2015 | PLANNED | 300 | 1 | 300 | 0.00039118 | 1.3039e-06
| 2015/16 | 29/07/2015 | PLANNED | 155 | 1 | 155 | 0.00020211 | 1.3039e-06
| 2015/16 | 29/07/2015 | PLANNED | 1244 | 4 | 311 | 0.0016221 | 5.2158e-06
| 2015/16 | 29/07/2015 | PLANNED | 2282 | 14 | 163 | 0.0029756 | 1.8255e-05
| 2015/16 | 29/07/2015 | PLANNED | 1834 | 7 | 262 | 0.0023914 | 9.1276e-06
| 2015/16 | 29/07/2015 | PLANNED | 40 | 5 | 8 | 5.2158e-05 | 6.5197e-06
| 2015/16 | 29/07/2015 | PLANNED | 18354 | 138 | 133 | 0.023933 | 0.00017994
| 2015/16 | 29/07/2015 | PLANNED | 840 | 6 | 140 | 0.0010953 | 7.8237e-06
| 2015/16 | 29/07/2015 | PLANNED | 300 | 5 | 60 | 0.00039118 | 6.5197e-06
| 2015/16 | 29/07/2015 | PLANNED | 2075 | 25 | 83 | 0.0027057 | 3.2599e-05
| 2015/16 | 29/07/2015 | PLANNED | 504 | 4 | 126 | 0.00065719 | 5.2158e-06
| 2015/16 | 29/07/2015 | PLANNED | 6 | 1 | 6 | 7.8237e-06 | 1.3039e-06
| 2015/16 | 29/07/2015 | PLANNED | 1284 | 43 | 29.8605 | 0.0016743 | 5.607e-05
| 2015/16 | 29/07/2015 | PLANNED | 96 | 3 | 32 | 0.00012518 | 3.9118e-06
| 2015/16 | 30/07/2015 | PLANNED | 7644 | 52 | 147 | 0.0099673 | 6.7805e-05
| 2015/16 | 30/07/2015 | PLANNED | 6070 | 17 | 357.0588 | 0.0079149 | 2.2167e-05
| 2015/16 | 30/07/2015 | PLANNED | 600 | 10 | 60 | 0.00078237 | 1.3039e-05
| 2015/16 | 30/07/2015 | PLANNED | 900 | 4 | 225 | 0.0011735 | 5.2158e-06
| 2015/16 | 30/07/2015 | PLANNED | 18910 | 62 | 305 | 0.024658 | 8.0844e-05
| 2015/16 | 30/07/2015 | PLANNED | 2584 | 34 | 76 | 0.0033694 | 4.4334e-05
| 2015/16 | 30/07/2015 | PLANNED | 20876 | 68 | 307 | 0.027221 | 8.8668e-05
| 2015/16 | 30/07/2015 | PLANNED | 244 | 4 | 61 | 0.00031816 | 5.2158e-06
| 2015/16 | 30/07/2015 | PLANNED | 71939 | 301 | 239 | 0.093804 | 0.00039249
| 2015/16 | 30/07/2015 | PLANNED | 3840 | 12 | 320 | 0.0050071 | 1.5647e-05
| 2015/16 | 30/07/2015 | PLANNED | 132 | 6 | 22 | 0.00017212 | 7.8237e-06
| 2015/16 | 30/07/2015 | PLANNED | 430 | 2 | 215 | 0.0005607 | 2.6079e-06
| 2015/16 | 30/07/2015 | PLANNED | 51512 | 188 | 274 | 0.067169 | 0.00024514
| 2015/16 | 30/07/2015 | PLANNED | 250 | 1 | 250 | 0.00032599 | 1.3039e-06
| 2015/16 | 30/07/2015 | PLANNED | 28785 | 285 | 101 | 0.037534 | 0.00037162
| 2015/16 | 30/07/2015 | PLANNED | 282 | 6 | 47 | 0.00036771 | 7.8237e-06
| 2015/16 | 30/07/2015 | PLANNED | 520 | 20 | 26 | 0.00067805 | 2.6079e-05
| 2015/16 | 30/07/2015 | PLANNED | 200 | 5 | 40 | 0.00026079 | 6.5197e-06
| 2015/16 | 30/07/2015 | PLANNED | 1430 | 42 | 34.0476 | 0.0018646 | 5.4766e-05
| 2015/16 | 30/07/2015 | PLANNED | 2580 | 48 | 53.75 | 0.0033642 | 6.2589e-05
| 2015/16 | 31/07/2015 | PLANNED | 5850 | 15 | 390 | 0.0076281 | 1.9559e-05
| 2015/16 | 31/07/2015 | PLANNED | 11834 | 34 | 348.0588 | 0.015431 | 4.4334e-05
| 2015/16 | 31/07/2015 | PLANNED | 357 | 3 | 119 | 0.00046551 | 3.9118e-06
| 2015/16 | 31/07/2015 | PLANNED | 536 | 13 | 41.2308 | 0.00069891 | 1.6951e-05
| 2015/16 | 31/07/2015 | PLANNED | 1032 | 12 | 86 | 0.0013457 | 1.5647e-05
| 2015/16 | 31/07/2015 | PLANNED | 18755 | 65 | 288.5385 | 0.024455 | 8.4756e-05
| 2015/16 | 31/07/2015 | PLANNED | 6290 | 37 | 170 | 0.0082018 | 4.8246e-05
| 2015/16 | 31/07/2015 | PLANNED | 11908 | 52 | 229 | 0.015527 | 6.7805e-05
| 2015/16 | 31/07/2015 | PLANNED | 7952 | 28 | 284 | 0.010369 | 3.651e-05
| 2015/16 | 31/07/2015 | PLANNED | 9900 | 44 | 225 | 0.012909 | 5.7373e-05
| 2015/16 | 31/07/2015 | PLANNED | 8460 | 30 | 282 | 0.011031 | 3.9118e-05
| 2015/16 | 31/07/2015 | PLANNED | 856 | 8 | 107 | 0.0011162 | 1.0432e-05
| 2015/16 | 31/07/2015 | PLANNED | 3410 | 9 | 378.8889 | 0.0044464 | 1.1735e-05
| 2015/16 | 31/07/2015 | PLANNED | 2360 | 16 | 147.5 | 0.0030773 | 2.0863e-05
| 2015/16 | 31/07/2015 | PLANNED | 188 | 1 | 188 | 0.00024514 | 1.3039e-06
| 2015/16 | 31/07/2015 | PLANNED | 25364 | 70 | 362.3429 | 0.033073 | 9.1276e-05
| 2015/16 | 31/07/2015 | PLANNED | 225 | 1 | 225 | 0.00029339 | 1.3039e-06
| 2015/16 | 31/07/2015 | PLANNED | 7303 | 189 | 38.6402 | 0.0095227 | 0.00024645
| 2015/16 | 31/07/2015 | PLANNED | 45978 | 158 | 291 | 0.059953 | 0.00020602
| 2015/16 | 31/07/2015 | PLANNED | 38 | 1 | 38 | 4.955e-05 | 1.3039e-06
| 2015/16 | 31/07/2015 | PLANNED | 2215 | 44 | 50.3409 | 0.0028882 | 5.7373e-05
| 2015/16 | 31/07/2015 | PLANNED | 1482 | 19 | 78 | 0.0019324 | 2.4775e-05
| 2015/16 | 31/07/2015 | PLANNED | 120 | 4 | 30 | 0.00015647 | 5.2158e-06
| 2015/16 | 1/08/2015 | PLANNED | 21805 | 89 | 245 | 0.028432 | 0.00011605
| 2015/16 | 1/08/2015 | PLANNED | 294 | 14 | 21 | 0.00038336 | 1.8255e-05
| 2015/16 | 1/08/2015 | PLANNED | 510 | 17 | 30 | 0.00066501 | 2.2167e-05
| 2015/16 | 1/08/2015 | PLANNED | 330 | 11 | 30 | 0.0004303 | 1.4343e-05
| 2015/16 | 2/08/2015 | PLANNED | 90012 | 212 | 424.5849 | 0.11737 | 0.00027644
| 2015/16 | 2/08/2015 | PLANNED | 8913 | 39 | 228.5385 | 0.011622 | 5.0854e-05
| 2015/16 | 2/08/2015 | PLANNED | 34320 | 88 | 390 | 0.044751 | 0.00011475
| 2015/16 | 2/08/2015 | PLANNED | 7974 | 83 | 96.0723 | 0.010398 | 0.00010823
| 2015/16 | 2/08/2015 | PLANNED | 1042 | 4 | 260.5 | 0.0013587 | 5.2158e-06
| 2015/16 | 2/08/2015 | PLANNED | 5060 | 22 | 230 | 0.0065979 | 2.8687e-05
| 2015/16 | 2/08/2015 | PLANNED | 195 | 1 | 195 | 0.00025427 | 1.3039e-06
| 2015/16 | 3/08/2015 | PLANNED | 12208 | 109 | 112 | 0.015919 | 0.00014213
| 2015/16 | 3/08/2015 | PLANNED | 720 | 20 | 36 | 0.00093884 | 2.6079e-05
| 2015/16 | 3/08/2015 | PLANNED | 420 | 2 | 210 | 0.00054766 | 2.6079e-06
| 2015/16 | 3/08/2015 | PLANNED | 70 | 2 | 35 | 9.1276e-05 | 2.6079e-06
| 2015/16 | 3/08/2015 | PLANNED | 14560 | 40 | 364 | 0.018985 | 5.2158e-05
| 2015/16 | 3/08/2015 | PLANNED | 3129 | 11 | 284.4545 | 0.00408 | 1.4343e-05
| 2015/16 | 3/08/2015 | PLANNED | 155 | 1 | 155 | 0.00020211 | 1.3039e-06
| 2015/16 | 3/08/2015 | PLANNED | 322 | 1 | 322 | 0.00041987 | 1.3039e-06
| 2015/16 | 3/08/2015 | PLANNED | 870 | 3 | 290 | 0.0011344 | 3.9118e-06
| 2015/16 | 3/08/2015 | PLANNED | 1520 | 4 | 380 | 0.001982 | 5.2158e-06
| 2015/16 | 3/08/2015 | PLANNED | 1236 | 54 | 22.8889 | 0.0016117 | 7.0413e-05
| 2015/16 | 3/08/2015 | PLANNED | 150 | 2 | 75 | 0.00019559 | 2.6079e-06
| 2015/16 | 3/08/2015 | PLANNED | 20 | 2 | 10 | 2.6079e-05 | 2.6079e-06
| 2015/16 | 3/08/2015 | PLANNED | 3304 | 56 | 59 | 0.0043082 | 7.3021e-05
| 2015/16 | 3/08/2015 | PLANNED | 104 | 8 | 13 | 0.00013561 | 1.0432e-05
| 2015/16 | 3/08/2015 | PLANNED | 75 | 1 | 75 | 9.7796e-05 | 1.3039e-06
| 2015/16 | 3/08/2015 | PLANNED | 179 | 11 | 16.2727 | 0.00023341 | 1.4343e-05
| 2015/16 | 4/08/2015 | PLANNED | 1548 | 6 | 258 | 0.0020185 | 7.8237e-06
| 2015/16 | 4/08/2015 | PLANNED | 230 | 1 | 230 | 0.00029991 | 1.3039e-06
| 2015/16 | 4/08/2015 | PLANNED | 3424 | 35 | 97.8286 | 0.0044647 | 4.5638e-05
| 2015/16 | 4/08/2015 | PLANNED | 4760 | 68 | 70 | 0.0062068 | 8.8668e-05
| 2015/16 | 4/08/2015 | PLANNED | 2290 | 5 | 458 | 0.002986 | 6.5197e-06
| 2015/16 | 4/08/2015 | PLANNED | 92022 | 294 | 313 | 0.11999 | 0.00038336
| 2015/16 | 4/08/2015 | PLANNED | 87 | 1 | 87 | 0.00011344 | 1.3039e-06
| 2015/16 | 4/08/2015 | PLANNED | 3300 | 11 | 300 | 0.004303 | 1.4343e-05
| 2015/16 | 4/08/2015 | PLANNED | 12012 | 42 | 286 | 0.015663 | 5.4766e-05
| 2015/16 | 4/08/2015 | PLANNED | 80 | 1 | 80 | 0.00010432 | 1.3039e-06
| 2015/16 | 4/08/2015 | PLANNED | 105 | 1 | 105 | 0.00013691 | 1.3039e-06
| 2015/16 | 4/08/2015 | PLANNED | 4260 | 12 | 355 | 0.0055548 | 1.5647e-05
| 2015/16 | 4/08/2015 | PLANNED | 37 | 1 | 37 | 4.8246e-05 | 1.3039e-06
| 2015/16 | 4/08/2015 | PLANNED | 154 | 2 | 77 | 0.00020081 | 2.6079e-06
| 2015/16 | 4/08/2015 | PLANNED | 3840 | 32 | 120 | 0.0050071 | 4.1726e-05
| 2015/16 | 4/08/2015 | PLANNED | 882 | 36 | 24.5 | 0.0011501 | 4.6942e-05
| 2015/16 | 4/08/2015 | PLANNED | 13 | 1 | 13 | 1.6951e-05 | 1.3039e-06
| 2015/16 | 4/08/2015 | PLANNED | 31605 | 301 | 105 | 0.041211 | 0.00039249
| 2015/16 | 4/08/2015 | PLANNED | 58 | 1 | 58 | 7.5629e-05 | 1.3039e-06
| 2015/16 | 4/08/2015 | PLANNED | 1277 | 19 | 67.2105 | 0.0016651 | 2.4775e-05
| 2015/16 | 4/08/2015 | PLANNED | 5460 | 39 | 140 | 0.0071195 | 5.0854e-05
| 2015/16 | 4/08/2015 | PLANNED | 5640 | 74 | 76.2162 | 0.0073542 | 9.6492e-05
| 2015/16 | 4/08/2015 | PLANNED | 2552 | 11 | 232 | 0.0033277 | 1.4343e-05
| 2015/16 | 4/08/2015 | PLANNED | 45 | 3 | 15 | 5.8677e-05 | 3.9118e-06
| 2015/16 | 4/08/2015 | PLANNED | 150 | 5 | 30 | 0.00019559 | 6.5197e-06
| 2015/16 | 4/08/2015 | PLANNED | 553 | 7 | 79 | 0.00072108 | 9.1276e-06
| 2015/16 | 4/08/2015 | PLANNED | 3143 | 5 | 628.6 | 0.0040983 | 6.5197e-06
| 2015/16 | 5/08/2015 | PLANNED | 10612 | 28 | 379 | 0.013837 | 3.651e-05
| 2015/16 | 5/08/2015 | PLANNED | 6736 | 16 | 421 | 0.0087834 | 2.0863e-05
| 2015/16 | 5/08/2015 | PLANNED | 796 | 32 | 24.875 | 0.0010379 | 4.1726e-05
| 2015/16 | 5/08/2015 | PLANNED | 135 | 1 | 135 | 0.00017603 | 1.3039e-06
| 2015/16 | 5/08/2015 | PLANNED | 25452 | 84 | 303 | 0.033188 | 0.00010953
| 2015/16 | 5/08/2015 | PLANNED | 6066 | 18 | 337 | 0.0079097 | 2.3471e-05
| 2015/16 | 5/08/2015 | PLANNED | 185 | 1 | 185 | 0.00024123 | 1.3039e-06
| 2015/16 | 5/08/2015 | PLANNED | 9882 | 51 | 193.7647 | 0.012886 | 6.6501e-05
| 2015/16 | 5/08/2015 | PLANNED | 11676 | 42 | 278 | 0.015225 | 5.4766e-05
| 2015/16 | 5/08/2015 | PLANNED | 1656 | 6 | 276 | 0.0021593 | 7.8237e-06
| 2015/16 | 5/08/2015 | PLANNED | 2662 | 22 | 121 | 0.0034711 | 2.8687e-05
| 2015/16 | 5/08/2015 | PLANNED | 771 | 43 | 17.9302 | 0.0010053 | 5.607e-05
| 2015/16 | 5/08/2015 | PLANNED | 1150 | 23 | 50 | 0.0014995 | 2.9991e-05
| 2015/16 | 5/08/2015 | PLANNED | 2411 | 57 | 42.2982 | 0.0031438 | 7.4325e-05
| 2015/16 | 5/08/2015 | PLANNED | 1091 | 41 | 26.6098 | 0.0014226 | 5.3462e-05
| 2015/16 | 5/08/2015 | PLANNED | 22 | 1 | 22 | 2.8687e-05 | 1.3039e-06
| 2015/16 | 5/08/2015 | PLANNED | 1040 | 104 | 10 | 0.0013561 | 0.00013561
| 2015/16 | 6/08/2015 | PLANNED | 477 | 1 | 477 | 0.00062198 | 1.3039e-06
| 2015/16 | 6/08/2015 | PLANNED | 18963 | 43 | 441 | 0.024727 | 5.607e-05
| 2015/16 | 6/08/2015 | PLANNED | 8619 | 39 | 221 | 0.011239 | 5.0854e-05
| 2015/16 | 6/08/2015 | PLANNED | 1134 | 21 | 54 | 0.0014787 | 2.7383e-05
| 2015/16 | 6/08/2015 | PLANNED | 27540 | 108 | 255 | 0.035911 | 0.00014083
| 2015/16 | 6/08/2015 | PLANNED | 120 | 8 | 15 | 0.00015647 | 1.0432e-05
| 2015/16 | 6/08/2015 | PLANNED | 2430 | 9 | 270 | 0.0031686 | 1.1735e-05
| 2015/16 | 6/08/2015 | PLANNED | 520 | 13 | 40 | 0.00067805 | 1.6951e-05
| 2015/16 | 6/08/2015 | PLANNED | 2400 | 15 | 160 | 0.0031295 | 1.9559e-05
| 2015/16 | 6/08/2015 | PLANNED | 2755 | 19 | 145 | 0.0035924 | 2.4775e-05
| 2015/16 | 6/08/2015 | PLANNED | 240 | 1 | 240 | 0.00031295 | 1.3039e-06
| 2015/16 | 6/08/2015 | PLANNED | 810 | 5 | 162 | 0.0010562 | 6.5197e-06
| 2015/16 | 6/08/2015 | PLANNED | 3680 | 23 | 160 | 0.0047985 | 2.9991e-05
| 2015/16 | 6/08/2015 | PLANNED | 8265 | 29 | 285 | 0.010777 | 3.7814e-05
| 2015/16 | 6/08/2015 | PLANNED | 39040 | 128 | 305 | 0.050906 | 0.0001669
| 2015/16 | 6/08/2015 | PLANNED | 1836 | 12 | 153 | 0.002394 | 1.5647e-05
| 2015/16 | 6/08/2015 | PLANNED | 266 | 7 | 38 | 0.00034685 | 9.1276e-06
| 2015/16 | 6/08/2015 | PLANNED | 5880 | 26 | 226.1538 | 0.0076672 | 3.3903e-05
| 2015/16 | 6/08/2015 | PLANNED | 2210 | 26 | 85 | 0.0028817 | 3.3903e-05
| 2015/16 | 6/08/2015 | PLANNED | 189 | 9 | 21 | 0.00024645 | 1.1735e-05
| 2015/16 | 6/08/2015 | PLANNED | 616 | 14 | 44 | 0.00080323 | 1.8255e-05
| 2015/16 | 6/08/2015 | PLANNED | 60 | 2 | 30 | 7.8237e-05 | 2.6079e-06
| 2015/16 | 6/08/2015 | PLANNED | 5450 | 50 | 109 | 0.0071065 | 6.5197e-05
| 2015/16 | 6/08/2015 | PLANNED | 52 | 1 | 52 | 6.7805e-05 | 1.3039e-06
| 2015/16 | 6/08/2015 | PLANNED | 767 | 31 | 24.7419 | 0.0010001 | 4.0422e-05
| 2015/16 | 7/08/2015 | PLANNED | 15184 | 52 | 292 | 0.019799 | 6.7805e-05
| 2015/16 | 7/08/2015 | PLANNED | 35639 | 227 | 157 | 0.046471 | 0.00029599
| 2015/16 | 7/08/2015 | PLANNED | 8524 | 29 | 293.931 | 0.011115 | 3.7814e-05
| 2015/16 | 7/08/2015 | PLANNED | 690 | 3 | 230 | 0.00089972 | 3.9118e-06
| 2015/16 | 7/08/2015 | PLANNED | 116 | 2 | 58 | 0.00015126 | 2.6079e-06
| 2015/16 | 7/08/2015 | PLANNED | 13860 | 44 | 315 | 0.018073 | 5.7373e-05
| 2015/16 | 7/08/2015 | PLANNED | 12597 | 51 | 247 | 0.016426 | 6.6501e-05
| 2015/16 | 7/08/2015 | PLANNED | 125 | 1 | 125 | 0.00016299 | 1.3039e-06
| 2015/16 | 7/08/2015 | PLANNED | 7830 | 29 | 270 | 0.01021 | 3.7814e-05
| 2015/16 | 7/08/2015 | PLANNED | 93 | 6 | 15.5 | 0.00012127 | 7.8237e-06
| 2015/16 | 7/08/2015 | PLANNED | 1497 | 16 | 93.5625 | 0.001952 | 2.0863e-05
| 2015/16 | 7/08/2015 | PLANNED | 2813 | 11 | 255.7273 | 0.003668 | 1.4343e-05
| 2015/16 | 8/08/2015 | PLANNED | 636 | 33 | 19.2727 | 0.00082931 | 4.303e-05
| 2015/16 | 8/08/2015 | PLANNED | 675 | 27 | 25 | 0.00088016 | 3.5206e-05
| 2015/16 | 8/08/2015 | PLANNED | 5772 | 13 | 444 | 0.0075264 | 1.6951e-05
| 2015/16 | 8/08/2015 | PLANNED | 23305 | 79 | 295 | 0.030388 | 0.00010301
| 2015/16 | 8/08/2015 | PLANNED | 612 | 34 | 18 | 0.00079801 | 4.4334e-05
| 2015/16 | 8/08/2015 | PLANNED | 1404 | 39 | 36 | 0.0018307 | 5.0854e-05
| 2015/16 | 8/08/2015 | PLANNED | 352 | 11 | 32 | 0.00045899 | 1.4343e-05
| 2015/16 | 8/08/2015 | PLANNED | 357 | 21 | 17 | 0.00046551 | 2.7383e-05
| 2015/16 | 8/08/2015 | PLANNED | 1016 | 41 | 24.7805 | 0.0013248 | 5.3462e-05
| 2015/16 | 8/08/2015 | PLANNED | 990 | 30 | 33 | 0.0012909 | 3.9118e-05
| 2015/16 | 8/08/2015 | PLANNED | 650 | 26 | 25 | 0.00084756 | 3.3903e-05
| 2015/16 | 9/08/2015 | PLANNED | 15675 | 55 | 285 | 0.020439 | 7.1717e-05
| 2015/16 | 9/08/2015 | PLANNED | 1730 | 50 | 34.6 | 0.0022558 | 6.5197e-05
| 2015/16 | 9/08/2015 | PLANNED | 9126 | 27 | 338 | 0.0119 | 3.5206e-05
| 2015/16 | 9/08/2015 | PLANNED | 3087 | 21 | 147 | 0.0040253 | 2.7383e-05
| 2015/16 | 9/08/2015 | PLANNED | 142 | 2 | 71 | 0.00018516 | 2.6079e-06
| 2015/16 | 9/08/2015 | PLANNED | 37067 | 367 | 101 | 0.048333 | 0.00047855
| 2015/16 | 10/08/2015 | PLANNED | 4140 | 18 | 230 | 0.0053983 | 2.3471e-05
| 2015/16 | 10/08/2015 | PLANNED | 12274 | 38 | 323 | 0.016005 | 4.955e-05
| 2015/16 | 10/08/2015 | PLANNED | 1470 | 14 | 105 | 0.0019168 | 1.8255e-05
| 2015/16 | 10/08/2015 | PLANNED | 45 | 1 | 45 | 5.8677e-05 | 1.3039e-06
| 2015/16 | 10/08/2015 | PLANNED | 3 | 3 | 1 | 3.9118e-06 | 3.9118e-06
| 2015/16 | 10/08/2015 | PLANNED | 495 | 9 | 55 | 0.00064545 | 1.1735e-05
| 2015/16 | 10/08/2015 | PLANNED | 6760 | 130 | 52 | 0.0088147 | 0.00016951
| 2015/16 | 10/08/2015 | PLANNED | 792 | 32 | 24.75 | 0.0010327 | 4.1726e-05
| 2015/16 | 11/08/2015 | PLANNED | 387 | 9 | 43 | 0.00050463 | 1.1735e-05
| 2015/16 | 11/08/2015 | PLANNED | 11745 | 27 | 435 | 0.015315 | 3.5206e-05
| 2015/16 | 11/08/2015 | PLANNED | 60177 | 147 | 409.3673 | 0.078467 | 0.00019168
| 2015/16 | 11/08/2015 | PLANNED | 410 | 14 | 29.2857 | 0.00053462 | 1.8255e-05
| 2015/16 | 11/08/2015 | PLANNED | 5704 | 31 | 184 | 0.0074377 | 4.0422e-05
| 2015/16 | 11/08/2015 | PLANNED | 19740 | 60 | 329 | 0.02574 | 7.8237e-05
| 2015/16 | 11/08/2015 | PLANNED | 518 | 2 | 259 | 0.00067544 | 2.6079e-06
| 2015/16 | 11/08/2015 | PLANNED | 9880 | 38 | 260 | 0.012883 | 4.955e-05
| 2015/16 | 11/08/2015 | PLANNED | 12250 | 50 | 245 | 0.015973 | 6.5197e-05
| 2015/16 | 11/08/2015 | PLANNED | 13986 | 54 | 259 | 0.018237 | 7.0413e-05
| 2015/16 | 11/08/2015 | PLANNED | 12284 | 37 | 332 | 0.016018 | 4.8246e-05
| 2015/16 | 11/08/2015 | PLANNED | 19270 | 41 | 470 | 0.025127 | 5.3462e-05
| 2015/16 | 11/08/2015 | PLANNED | 226 | 12 | 18.8333 | 0.00029469 | 1.5647e-05
| 2015/16 | 11/08/2015 | PLANNED | 1685 | 34 | 49.5588 | 0.0021971 | 4.4334e-05
| 2015/16 | 11/08/2015 | PLANNED | 894 | 32 | 27.9375 | 0.0011657 | 4.1726e-05
| 2015/16 | 11/08/2015 | PLANNED | 1120 | 38 | 29.4737 | 0.0014604 | 4.955e-05
| 2015/16 | 11/08/2015 | PLANNED | 10 | 1 | 10 | 1.3039e-05 | 1.3039e-06
| 2015/16 | 11/08/2015 | PLANNED | 51 | 1 | 51 | 6.6501e-05 | 1.3039e-06
| 2015/16 | 12/08/2015 | PLANNED | 2970 | 8 | 371.25 | 0.0038727 | 1.0432e-05
| 2015/16 | 12/08/2015 | PLANNED | 3690 | 9 | 410 | 0.0048115 | 1.1735e-05
| 2015/16 | 12/08/2015 | PLANNED | 8625 | 25 | 345 | 0.011247 | 3.2599e-05
| 2015/16 | 12/08/2015 | PLANNED | 3780 | 14 | 270 | 0.0049289 | 1.8255e-05
| 2015/16 | 12/08/2015 | PLANNED | 980 | 7 | 140 | 0.0012779 | 9.1276e-06
| 2015/16 | 12/08/2015 | PLANNED | 42315 | 105 | 403 | 0.055176 | 0.00013691
| 2015/16 | 12/08/2015 | PLANNED | 59097 | 154 | 383.7468 | 0.077059 | 0.00020081
| 2015/16 | 12/08/2015 | PLANNED | 1415 | 5 | 283 | 0.0018451 | 6.5197e-06
| 2015/16 | 12/08/2015 | PLANNED | 2178 | 66 | 33 | 0.00284 | 8.606e-05
| 2015/16 | 12/08/2015 | PLANNED | 140525 | 511 | 275 | 0.18324 | 0.00066631
| 2015/16 | 12/08/2015 | PLANNED | 650 | 5 | 130 | 0.00084756 | 6.5197e-06
| 2015/16 | 12/08/2015 | PLANNED | 43 | 1 | 43 | 5.607e-05 | 1.3039e-06
| 2015/16 | 12/08/2015 | PLANNED | 513 | 9 | 57 | 0.00066892 | 1.1735e-05
| 2015/16 | 12/08/2015 | PLANNED | 963 | 9 | 107 | 0.0012557 | 1.1735e-05
| 2015/16 | 12/08/2015 | PLANNED | 150 | 6 | 25 | 0.00019559 | 7.8237e-06
| 2015/16 | 12/08/2015 | PLANNED | 420 | 3 | 140 | 0.00054766 | 3.9118e-06
| 2015/16 | 13/08/2015 | PLANNED | 3216 | 8 | 402 | 0.0041935 | 1.0432e-05
| 2015/16 | 13/08/2015 | PLANNED | 2506 | 14 | 179 | 0.0032677 | 1.8255e-05
| 2015/16 | 13/08/2015 | PLANNED | 400 | 4 | 100 | 0.00052158 | 5.2158e-06
| 2015/16 | 13/08/2015 | PLANNED | 2500 | 10 | 250 | 0.0032599 | 1.3039e-05
| 2015/16 | 13/08/2015 | PLANNED | 1624 | 28 | 58 | 0.0021176 | 3.651e-05
| 2015/16 | 13/08/2015 | PLANNED | 6030 | 18 | 335 | 0.0078628 | 2.3471e-05
| 2015/16 | 13/08/2015 | PLANNED | 344472 | 1389 | 248 | 0.44917 | 0.0018112
| 2015/16 | 13/08/2015 | PLANNED | 5950 | 34 | 175 | 0.0077585 | 4.4334e-05
| 2015/16 | 13/08/2015 | PLANNED | 19344 | 104 | 186 | 0.025223 | 0.00013561
| 2015/16 | 13/08/2015 | PLANNED | 5270 | 34 | 155 | 0.0068718 | 4.4334e-05
| 2015/16 | 13/08/2015 | PLANNED | 7236 | 54 | 134 | 0.0094353 | 7.0413e-05
| 2015/16 | 13/08/2015 | PLANNED | 140 | 1 | 140 | 0.00018255 | 1.3039e-06
| 2015/16 | 13/08/2015 | PLANNED | 1352 | 26 | 52 | 0.0017629 | 3.3903e-05
| 2015/16 | 13/08/2015 | PLANNED | 16240 | 56 | 290 | 0.021176 | 7.3021e-05
| 2015/16 | 13/08/2015 | PLANNED | 36 | 3 | 12 | 4.6942e-05 | 3.9118e-06
| 2015/16 | 13/08/2015 | PLANNED | 312 | 12 | 26 | 0.00040683 | 1.5647e-05
| 2015/16 | 13/08/2015 | PLANNED | 18 | 2 | 9 | 2.3471e-05 | 2.6079e-06
| 2015/16 | 13/08/2015 | PLANNED | 68 | 2 | 34 | 8.8668e-05 | 2.6079e-06
| 2015/16 | 13/08/2015 | PLANNED | 18 | 1 | 18 | 2.3471e-05 | 1.3039e-06
| 2015/16 | 14/08/2015 | PLANNED | 160 | 2 | 80 | 0.00020863 | 2.6079e-06
| 2015/16 | 14/08/2015 | PLANNED | 7370 | 55 | 134 | 0.0096101 | 7.1717e-05
| 2015/16 | 14/08/2015 | PLANNED | 290 | 2 | 145 | 0.00037814 | 2.6079e-06
| 2015/16 | 14/08/2015 | PLANNED | 26040 | 84 | 310 | 0.033955 | 0.00010953
| 2015/16 | 14/08/2015 | PLANNED | 7099 | 31 | 229 | 0.0092567 | 4.0422e-05
| 2015/16 | 14/08/2015 | PLANNED | 11528 | 22 | 524 | 0.015032 | 2.8687e-05
| 2015/16 | 14/08/2015 | PLANNED | 30 | 1 | 30 | 3.9118e-05 | 1.3039e-06
| 2015/16 | 14/08/2015 | PLANNED | 3960 | 18 | 220 | 0.0051636 | 2.3471e-05
| 2015/16 | 14/08/2015 | PLANNED | 906 | 6 | 151 | 0.0011814 | 7.8237e-06
| 2015/16 | 14/08/2015 | PLANNED | 342 | 6 | 57 | 0.00044595 | 7.8237e-06
| 2015/16 | 14/08/2015 | PLANNED | 45 | 1 | 45 | 5.8677e-05 | 1.3039e-06
| 2015/16 | 14/08/2015 | PLANNED | 230 | 2 | 115 | 0.00029991 | 2.6079e-06
| 2015/16 | 14/08/2015 | PLANNED | 20 | 2 | 10 | 2.6079e-05 | 2.6079e-06
| 2015/16 | 14/08/2015 | PLANNED | 132 | 2 | 66 | 0.00017212 | 2.6079e-06
| 2015/16 | 14/08/2015 | PLANNED | 186 | 2 | 93 | 0.00024253 | 2.6079e-06
| 2015/16 | 14/08/2015 | PLANNED | 18369 | 157 | 117 | 0.023952 | 0.00020472
| 2015/16 | 14/08/2015 | PLANNED | 2295 | 45 | 51 | 0.0029925 | 5.8677e-05
| 2015/16 | 16/08/2015 | PLANNED | 2068 | 4 | 517 | 0.0026966 | 5.2158e-06
| 2015/16 | 16/08/2015 | PLANNED | 14685 | 33 | 445 | 0.019148 | 4.303e-05
| 2015/16 | 16/08/2015 | PLANNED | 66420 | 246 | 270 | 0.086608 | 0.00032077
| 2015/16 | 16/08/2015 | PLANNED | 3960 | 22 | 180 | 0.0051636 | 2.8687e-05
| 2015/16 | 17/08/2015 | PLANNED | 650 | 2 | 325 | 0.00084756 | 2.6079e-06
| 2015/16 | 17/08/2015 | PLANNED | 11000 | 44 | 250 | 0.014343 | 5.7373e-05
| 2015/16 | 17/08/2015 | PLANNED | 1275 | 17 | 75 | 0.0016625 | 2.2167e-05
| 2015/16 | 17/08/2015 | PLANNED | 7656 | 58 | 132 | 0.009983 | 7.5629e-05
| 2015/16 | 17/08/2015 | PLANNED | 386 | 2 | 193 | 0.00050332 | 2.6079e-06
| 2015/16 | 17/08/2015 | PLANNED | 44 | 2 | 22 | 5.7373e-05 | 2.6079e-06
| 2015/16 | 18/08/2015 | PLANNED | 2720 | 8 | 340 | 0.0035467 | 1.0432e-05
| 2015/16 | 18/08/2015 | PLANNED | 50690 | 137 | 370 | 0.066097 | 0.00017864
| 2015/16 | 18/08/2015 | PLANNED | 9360 | 24 | 390 | 0.012205 | 3.1295e-05
| 2015/16 | 18/08/2015 | PLANNED | 2000 | 20 | 100 | 0.0026079 | 2.6079e-05
| 2015/16 | 18/08/2015 | PLANNED | 13965 | 49 | 285 | 0.01821 | 6.3893e-05
| 2015/16 | 18/08/2015 | PLANNED | 27601 | 75 | 368.0133 | 0.03599 | 9.7796e-05
| 2015/16 | 18/08/2015 | PLANNED | 22440 | 88 | 255 | 0.02926 | 0.00011475
| 2015/16 | 18/08/2015 | PLANNED | 5610 | 17 | 330 | 0.0073151 | 2.2167e-05
| 2015/16 | 18/08/2015 | PLANNED | 276 | 2 | 138 | 0.00035989 | 2.6079e-06
| 2015/16 | 18/08/2015 | PLANNED | 15901 | 50 | 318.02 | 0.020734 | 6.5197e-05
| 2015/16 | 18/08/2015 | PLANNED | 228 | 4 | 57 | 0.0002973 | 5.2158e-06
| 2015/16 | 18/08/2015 | PLANNED | 4060 | 28 | 145 | 0.005294 | 3.651e-05
| 2015/16 | 18/08/2015 | PLANNED | 194 | 2 | 97 | 0.00025296 | 2.6079e-06
| 2015/16 | 18/08/2015 | PLANNED | 493 | 22 | 22.4091 | 0.00064284 | 2.8687e-05
| 2015/16 | 18/08/2015 | PLANNED | 39 | 1 | 39 | 5.0854e-05 | 1.3039e-06
| 2015/16 | 18/08/2015 | PLANNED | 650 | 13 | 50 | 0.00084756 | 1.6951e-05
| 2015/16 | 19/08/2015 | PLANNED | 65 | 1 | 65 | 8.4756e-05 | 1.3039e-06
| 2015/16 | 19/08/2015 | PLANNED | 1848 | 11 | 168 | 0.0024097 | 1.4343e-05
| 2015/16 | 19/08/2015 | PLANNED | 1845 | 8 | 230.625 | 0.0024058 | 1.0432e-05
| 2015/16 | 19/08/2015 | PLANNED | 15120 | 63 | 240 | 0.019716 | 8.2148e-05
| 2015/16 | 19/08/2015 | PLANNED | 9912 | 28 | 354 | 0.012925 | 3.651e-05
| 2015/16 | 19/08/2015 | PLANNED | 5580 | 30 | 186 | 0.007276 | 3.9118e-05
| 2015/16 | 19/08/2015 | PLANNED | 14457 | 37 | 390.7297 | 0.018851 | 4.8246e-05
| 2015/16 | 19/08/2015 | PLANNED | 6007 | 13 | 462.0769 | 0.0078328 | 1.6951e-05
| 2015/16 | 19/08/2015 | PLANNED | 1806 | 7 | 258 | 0.0023549 | 9.1276e-06
| 2015/16 | 19/08/2015 | PLANNED | 53064 | 132 | 402 | 0.069192 | 0.00017212
| 2015/16 | 19/08/2015 | PLANNED | 2040 | 51 | 40 | 0.00266 | 6.6501e-05
| 2015/16 | 19/08/2015 | PLANNED | 3000 | 15 | 200 | 0.0039118 | 1.9559e-05
| 2015/16 | 19/08/2015 | PLANNED | 3905 | 11 | 355 | 0.0050919 | 1.4343e-05
| 2015/16 | 19/08/2015 | PLANNED | 3024 | 12 | 252 | 0.0039431 | 1.5647e-05
| 2015/16 | 19/08/2015 | PLANNED | 360 | 4 | 90 | 0.00046942 | 5.2158e-06
| 2015/16 | 19/08/2015 | PLANNED | 4715 | 41 | 115 | 0.0061481 | 5.3462e-05
| 2015/16 | 19/08/2015 | PLANNED | 90 | 2 | 45 | 0.00011735 | 2.6079e-06
| 2015/16 | 19/08/2015 | PLANNED | 2975 | 17 | 175 | 0.0038792 | 2.2167e-05
| 2015/16 | 19/08/2015 | PLANNED | 12 | 12 | 1 | 1.5647e-05 | 1.5647e-05
| 2015/16 | 19/08/2015 | PLANNED | 148 | 4 | 37 | 0.00019298 | 5.2158e-06
| 2015/16 | 19/08/2015 | PLANNED | 675 | 15 | 45 | 0.00088016 | 1.9559e-05
| 2015/16 | 20/08/2015 | PLANNED | 30 | 2 | 15 | 3.9118e-05 | 2.6079e-06
| 2015/16 | 20/08/2015 | PLANNED | 648 | 4 | 162 | 0.00084495 | 5.2158e-06
| 2015/16 | 20/08/2015 | PLANNED | 27097 | 79 | 343 | 0.035333 | 0.00010301
| 2015/16 | 20/08/2015 | PLANNED | 1110 | 3 | 370 | 0.0014474 | 3.9118e-06
| 2015/16 | 20/08/2015 | PLANNED | 4978 | 19 | 262 | 0.006491 | 2.4775e-05
| 2015/16 | 20/08/2015 | PLANNED | 9750 | 26 | 375 | 0.012713 | 3.3903e-05
| 2015/16 | 20/08/2015 | PLANNED | 2340 | 13 | 180 | 0.0030512 | 1.6951e-05
| 2015/16 | 20/08/2015 | PLANNED | 90 | 1 | 90 | 0.00011735 | 1.3039e-06
| 2015/16 | 20/08/2015 | PLANNED | 14040 | 39 | 360 | 0.018307 | 5.0854e-05
| 2015/16 | 20/08/2015 | PLANNED | 188 | 2 | 94 | 0.00024514 | 2.6079e-06
| 2015/16 | 20/08/2015 | PLANNED | 6165 | 17 | 362.6471 | 0.0080388 | 2.2167e-05
| 2015/16 | 20/08/2015 | PLANNED | 1410 | 5 | 282 | 0.0018386 | 6.5197e-06
| 2015/16 | 20/08/2015 | PLANNED | 286 | 2 | 143 | 0.00037293 | 2.6079e-06
| 2015/16 | 20/08/2015 | PLANNED | 170 | 1 | 170 | 0.00022167 | 1.3039e-06
| 2015/16 | 20/08/2015 | PLANNED | 920 | 10 | 92 | 0.0011996 | 1.3039e-05
| 2015/16 | 20/08/2015 | PLANNED | 312 | 3 | 104 | 0.00040683 | 3.9118e-06
| 2015/16 | 20/08/2015 | PLANNED | 138 | 6 | 23 | 0.00017994 | 7.8237e-06
| 2015/16 | 20/08/2015 | PLANNED | 3 | 3 | 1 | 3.9118e-06 | 3.9118e-06
| 2015/16 | 20/08/2015 | PLANNED | 34218 | 150 | 228.12 | 0.044618 | 0.00019559
| 2015/16 | 20/08/2015 | PLANNED | 1140 | 22 | 51.8182 | 0.0014865 | 2.8687e-05
| 2015/16 | 20/08/2015 | PLANNED | 2793 | 57 | 49 | 0.0036419 | 7.4325e-05
| 2015/16 | 20/08/2015 | PLANNED | 30 | 5 | 6 | 3.9118e-05 | 6.5197e-06
| 2015/16 | 20/08/2015 | PLANNED | 160 | 4 | 40 | 0.00020863 | 5.2158e-06
| 2015/16 | 21/08/2015 | PLANNED | 2400 | 32 | 75 | 0.0031295 | 4.1726e-05
| 2015/16 | 21/08/2015 | PLANNED | 153 | 3 | 51 | 0.0001995 | 3.9118e-06
| 2015/16 | 21/08/2015 | PLANNED | 1215 | 45 | 27 | 0.0015843 | 5.8677e-05
| 2015/16 | 21/08/2015 | PLANNED | 215 | 5 | 43 | 0.00028035 | 6.5197e-06
| 2015/16 | 21/08/2015 | PLANNED | 13840 | 48 | 288.3333 | 0.018047 | 6.2589e-05
| 2015/16 | 21/08/2015 | PLANNED | 9812 | 44 | 223 | 0.012794 | 5.7373e-05
| 2015/16 | 21/08/2015 | PLANNED | 12480 | 64 | 195 | 0.016273 | 8.3452e-05
| 2015/16 | 21/08/2015 | PLANNED | 5888 | 23 | 256 | 0.0076776 | 2.9991e-05
| 2015/16 | 21/08/2015 | PLANNED | 7016 | 37 | 189.6216 | 0.0091485 | 4.8246e-05
| 2015/16 | 21/08/2015 | PLANNED | 940 | 4 | 235 | 0.0012257 | 5.2158e-06
| 2015/16 | 21/08/2015 | PLANNED | 23751 | 87 | 273 | 0.03097 | 0.00011344
| 2015/16 | 21/08/2015 | PLANNED | 1008 | 9 | 112 | 0.0013144 | 1.1735e-05
| 2015/16 | 21/08/2015 | PLANNED | 8415 | 55 | 153 | 0.010973 | 7.1717e-05
| 2015/16 | 21/08/2015 | PLANNED | 520 | 8 | 65 | 0.00067805 | 1.0432e-05
| 2015/16 | 21/08/2015 | PLANNED | 1560 | 52 | 30 | 0.0020342 | 6.7805e-05
| 2015/16 | 21/08/2015 | PLANNED | 528 | 26 | 20.3077 | 0.00068848 | 3.3903e-05
| 2015/16 | 21/08/2015 | PLANNED | 48 | 1 | 48 | 6.2589e-05 | 1.3039e-06
| 2015/16 | 21/08/2015 | PLANNED | 1040 | 26 | 40 | 0.0013561 | 3.3903e-05
| 2015/16 | 21/08/2015 | PLANNED | 3 | 3 | 1 | 3.9118e-06 | 3.9118e-06
| 2015/16 | 22/08/2015 | PLANNED | 1750 | 1 | 1750 | 0.0022819 | 1.3039e-06
| 2015/16 | 23/08/2015 | PLANNED | 15034 | 417 | 36.0528 | 0.019603 | 0.00054374
| 2015/16 | 23/08/2015 | PLANNED | 770 | 7 | 110 | 0.001004 | 9.1276e-06
| 2015/16 | 23/08/2015 | PLANNED | 25440 | 96 | 265 | 0.033172 | 0.00012518
| 2015/16 | 23/08/2015 | PLANNED | 26670 | 127 | 210 | 0.034776 | 0.0001656
| 2015/16 | 23/08/2015 | PLANNED | 17133 | 72 | 237.9583 | 0.02234 | 9.3884e-05
| 2015/16 | 23/08/2015 | PLANNED | 5050 | 25 | 202 | 0.0065849 | 3.2599e-05
| 2015/16 | 24/08/2015 | PLANNED | 30 | 1 | 30 | 3.9118e-05 | 1.3039e-06
| 2015/16 | 24/08/2015 | PLANNED | 89 | 1 | 89 | 0.00011605 | 1.3039e-06
| 2015/16 | 24/08/2015 | PLANNED | 2552 | 22 | 116 | 0.0033277 | 2.8687e-05
| 2015/16 | 24/08/2015 | PLANNED | 2330 | 10 | 233 | 0.0030382 | 1.3039e-05
| 2015/16 | 24/08/2015 | PLANNED | 56610 | 153 | 370 | 0.073816 | 0.0001995
| 2015/16 | 24/08/2015 | PLANNED | 2070 | 18 | 115 | 0.0026992 | 2.3471e-05
| 2015/16 | 24/08/2015 | PLANNED | 10740 | 30 | 358 | 0.014004 | 3.9118e-05
| 2015/16 | 24/08/2015 | PLANNED | 80 | 5 | 16 | 0.00010432 | 6.5197e-06
| 2015/16 | 24/08/2015 | PLANNED | 12915 | 41 | 315 | 0.01684 | 5.3462e-05
| 2015/16 | 24/08/2015 | PLANNED | 3060 | 12 | 255 | 0.0039901 | 1.5647e-05
| 2015/16 | 24/08/2015 | PLANNED | 3591 | 19 | 189 | 0.0046825 | 2.4775e-05
| 2015/16 | 24/08/2015 | PLANNED | 54912 | 312 | 176 | 0.071602 | 0.00040683
| 2015/16 | 24/08/2015 | PLANNED | 52 | 4 | 13 | 6.7805e-05 | 5.2158e-06
| 2015/16 | 24/08/2015 | PLANNED | 195 | 65 | 3 | 0.00025427 | 8.4756e-05
| 2015/16 | 25/08/2015 | PLANNED | 1059 | 3 | 353 | 0.0013809 | 3.9118e-06
| 2015/16 | 25/08/2015 | PLANNED | 228 | 3 | 76 | 0.0002973 | 3.9118e-06
| 2015/16 | 25/08/2015 | PLANNED | 51297 | 157 | 326.7325 | 0.066888 | 0.00020472
| 2015/16 | 25/08/2015 | PLANNED | 13065 | 39 | 335 | 0.017036 | 5.0854e-05
| 2015/16 | 25/08/2015 | PLANNED | 54567 | 141 | 387 | 0.071152 | 0.00018386
| 2015/16 | 25/08/2015 | PLANNED | 99 | 1 | 99 | 0.00012909 | 1.3039e-06
| 2015/16 | 25/08/2015 | PLANNED | 2937 | 33 | 89 | 0.0038297 | 4.303e-05
| 2015/16 | 25/08/2015 | PLANNED | 8330 | 17 | 490 | 0.010862 | 2.2167e-05
| 2015/16 | 25/08/2015 | PLANNED | 323177 | 512 | 631.2051 | 0.4214 | 0.00066762
| 2015/16 | 25/08/2015 | PLANNED | 252 | 3 | 84 | 0.00032859 | 3.9118e-06
| 2015/16 | 25/08/2015 | PLANNED | 10400 | 65 | 160 | 0.013561 | 8.4756e-05
| 2015/16 | 25/08/2015 | PLANNED | 22010 | 62 | 355 | 0.0287 | 8.0844e-05
| 2015/16 | 25/08/2015 | PLANNED | 7480 | 22 | 340 | 0.0097535 | 2.8687e-05
| 2015/16 | 25/08/2015 | PLANNED | 5438 | 16 | 339.875 | 0.0070908 | 2.0863e-05
| 2015/16 | 25/08/2015 | PLANNED | 2000 | 8 | 250 | 0.0026079 | 1.0432e-05
| 2015/16 | 25/08/2015 | PLANNED | 170 | 1 | 170 | 0.00022167 | 1.3039e-06
| 2015/16 | 25/08/2015 | PLANNED | 41 | 1 | 41 | 5.3462e-05 | 1.3039e-06
| 2015/16 | 25/08/2015 | PLANNED | 33488 | 91 | 368 | 0.043666 | 0.00011866
| 2015/16 | 25/08/2015 | PLANNED | 1 | 1 | 1 | 1.3039e-06 | 1.3039e-06
| 2015/16 | 25/08/2015 | PLANNED | 720 | 3 | 240 | 0.00093884 | 3.9118e-06
| 2015/16 | 25/08/2015 | PLANNED | 10 | 5 | 2 | 1.3039e-05 | 6.5197e-06
| 2015/16 | 25/08/2015 | PLANNED | 142 | 2 | 71 | 0.00018516 | 2.6079e-06
| 2015/16 | 25/08/2015 | PLANNED | 4860 | 81 | 60 | 0.0063372 | 0.00010562
| 2015/16 | 25/08/2015 | PLANNED | 143 | 11 | 13 | 0.00018646 | 1.4343e-05
| 2015/16 | 25/08/2015 | PLANNED | 54 | 1 | 54 | 7.0413e-05 | 1.3039e-06
| 2015/16 | 25/08/2015 | PLANNED | 4 | 2 | 2 | 5.2158e-06 | 2.6079e-06
| 2015/16 | 26/08/2015 | PLANNED | 53580 | 141 | 380 | 0.069865 | 0.00018386
| 2015/16 | 26/08/2015 | PLANNED | 13920 | 58 | 240 | 0.018151 | 7.5629e-05
| 2015/16 | 26/08/2015 | PLANNED | 9538 | 39 | 244.5641 | 0.012437 | 5.0854e-05
| 2015/16 | 26/08/2015 | PLANNED | 51675 | 159 | 325 | 0.067381 | 0.00020733
| 2015/16 | 26/08/2015 | PLANNED | 208 | 2 | 104 | 0.00027122 | 2.6079e-06
| 2015/16 | 26/08/2015 | PLANNED | 265 | 5 | 53 | 0.00034554 | 6.5197e-06
| 2015/16 | 26/08/2015 | PLANNED | 3080 | 7 | 440 | 0.0040161 | 9.1276e-06
| 2015/16 | 26/08/2015 | PLANNED | 775 | 5 | 155 | 0.0010106 | 6.5197e-06
| 2015/16 | 26/08/2015 | PLANNED | 22200 | 60 | 370 | 0.028948 | 7.8237e-05
| 2015/16 | 26/08/2015 | PLANNED | 34100 | 155 | 220 | 0.044464 | 0.00020211
| 2015/16 | 26/08/2015 | PLANNED | 222 | 2 | 111 | 0.00028948 | 2.6079e-06
| 2015/16 | 26/08/2015 | PLANNED | 675 | 15 | 45 | 0.00088016 | 1.9559e-05
| 2015/16 | 26/08/2015 | PLANNED | 77 | 1 | 77 | 0.0001004 | 1.3039e-06
| 2015/16 | 26/08/2015 | PLANNED | 48 | 1 | 48 | 6.2589e-05 | 1.3039e-06
| 2015/16 | 26/08/2015 | PLANNED | 22 | 2 | 11 | 2.8687e-05 | 2.6079e-06
| 2015/16 | 26/08/2015 | PLANNED | 136 | 4 | 34 | 0.00017734 | 5.2158e-06
| 2015/16 | 26/08/2015 | PLANNED | 312 | 3 | 104 | 0.00040683 | 3.9118e-06
| 2015/16 | 26/08/2015 | PLANNED | 22750 | 650 | 35 | 0.029665 | 0.00084756
| 2015/16 | 26/08/2015 | PLANNED | 446 | 8 | 55.75 | 0.00058156 | 1.0432e-05
| 2015/16 | 26/08/2015 | PLANNED | 90 | 2 | 45 | 0.00011735 | 2.6079e-06
| 2015/16 | 26/08/2015 | PLANNED | 56 | 1 | 56 | 7.3021e-05 | 1.3039e-06
| 2015/16 | 26/08/2015 | PLANNED | 492 | 6 | 82 | 0.00064154 | 7.8237e-06
| 2015/16 | 27/08/2015 | PLANNED | 294 | 21 | 14 | 0.00038336 | 2.7383e-05
| 2015/16 | 27/08/2015 | PLANNED | 1335 | 3 | 445 | 0.0017408 | 3.9118e-06
| 2015/16 | 27/08/2015 | PLANNED | 22234 | 56 | 397.0357 | 0.028992 | 7.3021e-05
| 2015/16 | 27/08/2015 | PLANNED | 193 | 1 | 193 | 0.00025166 | 1.3039e-06
| 2015/16 | 27/08/2015 | PLANNED | 82 | 1 | 82 | 0.00010692 | 1.3039e-06
| 2015/16 | 27/08/2015 | PLANNED | 260 | 4 | 65 | 0.00033903 | 5.2158e-06
| 2015/16 | 27/08/2015 | PLANNED | 2310 | 11 | 210 | 0.0030121 | 1.4343e-05
| 2015/16 | 27/08/2015 | PLANNED | 11748 | 33 | 356 | 0.015319 | 4.303e-05
| 2015/16 | 27/08/2015 | PLANNED | 2730 | 13 | 210 | 0.0035598 | 1.6951e-05
| 2015/16 | 27/08/2015 | PLANNED | 795 | 3 | 265 | 0.0010366 | 3.9118e-06
| 2015/16 | 27/08/2015 | PLANNED | 78376 | 206 | 380.466 | 0.1022 | 0.00026861
| 2015/16 | 27/08/2015 | PLANNED | 5750 | 23 | 250 | 0.0074977 | 2.9991e-05
| 2015/16 | 27/08/2015 | PLANNED | 365 | 1 | 365 | 0.00047594 | 1.3039e-06
| 2015/16 | 27/08/2015 | PLANNED | 7650 | 30 | 255 | 0.0099752 | 3.9118e-05
| 2015/16 | 27/08/2015 | PLANNED | 341 | 1 | 341 | 0.00044464 | 1.3039e-06
| 2015/16 | 27/08/2015 | PLANNED | 153123 | 706 | 216.8881 | 0.19966 | 0.00092058
| 2015/16 | 27/08/2015 | PLANNED | 50 | 10 | 5 | 6.5197e-05 | 1.3039e-05
| 2015/16 | 27/08/2015 | PLANNED | 17922 | 58 | 309 | 0.023369 | 7.5629e-05
| 2015/16 | 27/08/2015 | PLANNED | 35 | 1 | 35 | 4.5638e-05 | 1.3039e-06
| 2015/16 | 27/08/2015 | PLANNED | 348 | 4 | 87 | 0.00045377 | 5.2158e-06
| 2015/16 | 27/08/2015 | PLANNED | 1273 | 19 | 67 | 0.0016599 | 2.4775e-05
| 2015/16 | 27/08/2015 | PLANNED | 2228 | 43 | 51.814 | 0.0029052 | 5.607e-05
| 2015/16 | 27/08/2015 | PLANNED | 144 | 2 | 72 | 0.00018777 | 2.6079e-06
| 2015/16 | 27/08/2015 | PLANNED | 1095 | 46 | 23.8043 | 0.0014278 | 5.9981e-05
| 2015/16 | 28/08/2015 | PLANNED | 21950 | 76 | 288.8158 | 0.028622 | 9.91e-05
| 2015/16 | 28/08/2015 | PLANNED | 4968 | 27 | 184 | 0.006478 | 3.5206e-05
| 2015/16 | 28/08/2015 | PLANNED | 126 | 6 | 21 | 0.0001643 | 7.8237e-06
| 2015/16 | 28/08/2015 | PLANNED | 2652 | 17 | 156 | 0.0034581 | 2.2167e-05
| 2015/16 | 28/08/2015 | PLANNED | 4500 | 25 | 180 | 0.0058677 | 3.2599e-05
| 2015/16 | 28/08/2015 | PLANNED | 10 | 2 | 5 | 1.3039e-05 | 2.6079e-06
| 2015/16 | 28/08/2015 | PLANNED | 5736 | 24 | 239 | 0.0074794 | 3.1295e-05
| 2015/16 | 28/08/2015 | PLANNED | 6293 | 29 | 217 | 0.0082057 | 3.7814e-05
| 2015/16 | 28/08/2015 | PLANNED | 101 | 1 | 101 | 0.0001317 | 1.3039e-06
| 2015/16 | 28/08/2015 | PLANNED | 192 | 16 | 12 | 0.00025036 | 2.0863e-05
| 2015/16 | 28/08/2015 | PLANNED | 1545 | 5 | 309 | 0.0020146 | 6.5197e-06
| 2015/16 | 28/08/2015 | PLANNED | 235 | 1 | 235 | 0.00030643 | 1.3039e-06
| 2015/16 | 28/08/2015 | PLANNED | 230 | 1 | 230 | 0.00029991 | 1.3039e-06
| 2015/16 | 28/08/2015 | PLANNED | 40 | 2 | 20 | 5.2158e-05 | 2.6079e-06
| 2015/16 | 28/08/2015 | PLANNED | 5488 | 41 | 133.8537 | 0.007156 | 5.3462e-05
| 2015/16 | 28/08/2015 | PLANNED | 432 | 12 | 36 | 0.0005633 | 1.5647e-05
| 2015/16 | 29/08/2015 | PLANNED | 5850 | 39 | 150 | 0.0076281 | 5.0854e-05
| 2015/16 | 29/08/2015 | PLANNED | 2835 | 9 | 315 | 0.0036967 | 1.1735e-05
| 2015/16 | 29/08/2015 | PLANNED | 1540 | 44 | 35 | 0.0020081 | 5.7373e-05
| 2015/16 | 29/08/2015 | PLANNED | 960 | 12 | 80 | 0.0012518 | 1.5647e-05
| 2015/16 | 29/08/2015 | PLANNED | 369 | 9 | 41 | 0.00048115 | 1.1735e-05
| 2015/16 | 29/08/2015 | PLANNED | 1418 | 10 | 141.8 | 0.001849 | 1.3039e-05
| 2015/16 | 30/08/2015 | PLANNED | 120064 | 268 | 448 | 0.15656 | 0.00034946
| 2015/16 | 30/08/2015 | PLANNED | 477 | 1 | 477 | 0.00062198 | 1.3039e-06
| 2015/16 | 30/08/2015 | PLANNED | 315 | 1 | 315 | 0.00041074 | 1.3039e-06
| 2015/16 | 30/08/2015 | PLANNED | 260 | 10 | 26 | 0.00033903 | 1.3039e-05
| 2015/16 | 30/08/2015 | PLANNED | 16016 | 56 | 286 | 0.020884 | 7.3021e-05
| 2015/16 | 30/08/2015 | PLANNED | 10336 | 152 | 68 | 0.013478 | 0.0001982
| 2015/16 | 30/08/2015 | PLANNED | 5898 | 75 | 78.64 | 0.0076907 | 9.7796e-05
| 2015/16 | 30/08/2015 | PLANNED | 165 | 3 | 55 | 0.00021515 | 3.9118e-06
| 2015/16 | 30/08/2015 | PLANNED | 2975 | 36 | 82.6389 | 0.0038792 | 4.6942e-05
| 2015/16 | 30/08/2015 | PLANNED | 99 | 9 | 11 | 0.00012909 | 1.1735e-05
| 2015/16 | 31/08/2015 | PLANNED | 38148 | 132 | 289 | 0.049743 | 0.00017212
| 2015/16 | 31/08/2015 | PLANNED | 156 | 1 | 156 | 0.00020342 | 1.3039e-06
| 2015/16 | 31/08/2015 | PLANNED | 390 | 3 | 130 | 0.00050854 | 3.9118e-06
| 2015/16 | 31/08/2015 | PLANNED | 9602 | 33 | 290.9697 | 0.01252 | 4.303e-05
| 2015/16 | 31/08/2015 | PLANNED | 825 | 3 | 275 | 0.0010758 | 3.9118e-06
| 2015/16 | 31/08/2015 | PLANNED | 144 | 3 | 48 | 0.00018777 | 3.9118e-06
| 2015/16 | 31/08/2015 | PLANNED | 24 | 1 | 24 | 3.1295e-05 | 1.3039e-06
| 2015/16 | 1/09/2015 | PLANNED | 3978 | 13 | 306 | 0.0051871 | 1.6951e-05
| 2015/16 | 1/09/2015 | PLANNED | 240 | 4 | 60 | 0.00031295 | 5.2158e-06
| 2015/16 | 1/09/2015 | PLANNED | 2472 | 6 | 412 | 0.0032233 | 7.8237e-06
| 2015/16 | 1/09/2015 | PLANNED | 12000 | 50 | 240 | 0.015647 | 6.5197e-05
| 2015/16 | 1/09/2015 | PLANNED | 3780 | 30 | 126 | 0.0049289 | 3.9118e-05
| 2015/16 | 1/09/2015 | PLANNED | 18088 | 56 | 323 | 0.023586 | 7.3021e-05
| 2015/16 | 1/09/2015 | PLANNED | 360 | 1 | 360 | 0.00046942 | 1.3039e-06
| 2015/16 | 1/09/2015 | PLANNED | 679 | 38 | 17.8684 | 0.00088538 | 4.955e-05
| 2015/16 | 1/09/2015 | PLANNED | 13464 | 44 | 306 | 0.017556 | 5.7373e-05
| 2015/16 | 1/09/2015 | PLANNED | 20520 | 72 | 285 | 0.026757 | 9.3884e-05
| 2015/16 | 1/09/2015 | PLANNED | 1072 | 4 | 268 | 0.0013978 | 5.2158e-06
| 2015/16 | 1/09/2015 | PLANNED | 2160 | 144 | 15 | 0.0028165 | 0.00018777
| 2015/16 | 1/09/2015 | PLANNED | 106 | 106 | 1 | 0.00013822 | 0.00013822
| 2015/16 | 1/09/2015 | PLANNED | 27 | 1 | 27 | 3.5206e-05 | 1.3039e-06
| 2015/16 | 1/09/2015 | PLANNED | 9 | 1 | 9 | 1.1735e-05 | 1.3039e-06
| 2015/16 | 1/09/2015 | PLANNED | 55 | 1 | 55 | 7.1717e-05 | 1.3039e-06
| 2015/16 | 1/09/2015 | PLANNED | 800 | 32 | 25 | 0.0010432 | 4.1726e-05
| 2015/16 | 2/09/2015 | PLANNED | 52246 | 126 | 414.6508 | 0.068126 | 0.0001643
| 2015/16 | 2/09/2015 | PLANNED | 323 | 19 | 17 | 0.00042117 | 2.4775e-05
| 2015/16 | 2/09/2015 | PLANNED | 13490 | 38 | 355 | 0.01759 | 4.955e-05
| 2015/16 | 2/09/2015 | PLANNED | 27740 | 95 | 292 | 0.036171 | 0.00012387
| 2015/16 | 2/09/2015 | PLANNED | 49056 | 136 | 360.7059 | 0.063966 | 0.00017734
| 2015/16 | 2/09/2015 | PLANNED | 28167 | 123 | 229 | 0.036728 | 0.00016038
| 2015/16 | 2/09/2015 | PLANNED | 3180 | 36 | 88.3333 | 0.0041465 | 4.6942e-05
| 2015/16 | 2/09/2015 | PLANNED | 9510 | 30 | 317 | 0.0124 | 3.9118e-05
| 2015/16 | 2/09/2015 | PLANNED | 8170 | 38 | 215 | 0.010653 | 4.955e-05
| 2015/16 | 2/09/2015 | PLANNED | 2700 | 9 | 300 | 0.0035206 | 1.1735e-05
| 2015/16 | 2/09/2015 | PLANNED | 6280 | 33 | 190.303 | 0.0081888 | 4.303e-05
| 2015/16 | 2/09/2015 | PLANNED | 220 | 1 | 220 | 0.00028687 | 1.3039e-06
| 2015/16 | 2/09/2015 | PLANNED | 85 | 1 | 85 | 0.00011084 | 1.3039e-06
| 2015/16 | 2/09/2015 | PLANNED | 1000 | 8 | 125 | 0.0013039 | 1.0432e-05
| 2015/16 | 2/09/2015 | PLANNED | 300 | 10 | 30 | 0.00039118 | 1.3039e-05
| 2015/16 | 2/09/2015 | PLANNED | 3780 | 21 | 180 | 0.0049289 | 2.7383e-05
| 2015/16 | 2/09/2015 | PLANNED | 15 | 3 | 5 | 1.9559e-05 | 3.9118e-06
| 2015/16 | 2/09/2015 | PLANNED | 450 | 15 | 30 | 0.00058677 | 1.9559e-05
| 2015/16 | 2/09/2015 | PLANNED | 2728 | 44 | 62 | 0.0035572 | 5.7373e-05
| 2015/16 | 2/09/2015 | PLANNED | 7770 | 74 | 105 | 0.010132 | 9.6492e-05
| 2015/16 | 2/09/2015 | PLANNED | 416 | 13 | 32 | 0.00054244 | 1.6951e-05
| 2015/16 | 3/09/2015 | PLANNED | 167 | 1 | 167 | 0.00021776 | 1.3039e-06
| 2015/16 | 3/09/2015 | PLANNED | 4980 | 12 | 415 | 0.0064936 | 1.5647e-05
| 2015/16 | 3/09/2015 | PLANNED | 17015 | 41 | 415 | 0.022187 | 5.3462e-05
| 2015/16 | 3/09/2015 | PLANNED | 43326 | 109 | 397.4862 | 0.056495 | 0.00014213
| 2015/16 | 3/09/2015 | PLANNED | 25155 | 117 | 215 | 0.032801 | 0.00015256
| 2015/16 | 3/09/2015 | PLANNED | 921 | 3 | 307 | 0.0012009 | 3.9118e-06
| 2015/16 | 3/09/2015 | PLANNED | 405 | 1 | 405 | 0.0005281 | 1.3039e-06
| 2015/16 | 3/09/2015 | PLANNED | 320 | 1 | 320 | 0.00041726 | 1.3039e-06
| 2015/16 | 3/09/2015 | PLANNED | 69965 | 161 | 434.5652 | 0.09123 | 0.00020993
| 2015/16 | 3/09/2015 | PLANNED | 58740 | 132 | 445 | 0.076594 | 0.00017212
| 2015/16 | 3/09/2015 | PLANNED | 2404 | 16 | 150.25 | 0.0031347 | 2.0863e-05
| 2015/16 | 3/09/2015 | PLANNED | 3240 | 20 | 162 | 0.0042248 | 2.6079e-05
| 2015/16 | 3/09/2015 | PLANNED | 60 | 1 | 60 | 7.8237e-05 | 1.3039e-06
| 2015/16 | 3/09/2015 | PLANNED | 594 | 6 | 99 | 0.00077454 | 7.8237e-06
| 2015/16 | 3/09/2015 | PLANNED | 312 | 1 | 312 | 0.00040683 | 1.3039e-06
| 2015/16 | 3/09/2015 | PLANNED | 200 | 4 | 50 | 0.00026079 | 5.2158e-06
| 2015/16 | 3/09/2015 | PLANNED | 188 | 1 | 188 | 0.00024514 | 1.3039e-06
| 2015/16 | 4/09/2015 | PLANNED | 990 | 3 | 330 | 0.0012909 | 3.9118e-06
| 2015/16 | 4/09/2015 | PLANNED | 876 | 23 | 38.087 | 0.0011423 | 2.9991e-05
| 2015/16 | 4/09/2015 | PLANNED | 3772 | 41 | 92 | 0.0049185 | 5.3462e-05
| 2015/16 | 4/09/2015 | PLANNED | 1290 | 10 | 129 | 0.0016821 | 1.3039e-05
| 2015/16 | 4/09/2015 | PLANNED | 80 | 8 | 10 | 0.00010432 | 1.0432e-05
| 2015/16 | 4/09/2015 | PLANNED | 11937 | 43 | 277.6047 | 0.015565 | 5.607e-05
| 2015/16 | 4/09/2015 | PLANNED | 9920 | 32 | 310 | 0.012935 | 4.1726e-05
| 2015/16 | 4/09/2015 | PLANNED | 575 | 5 | 115 | 0.00074977 | 6.5197e-06
| 2015/16 | 4/09/2015 | PLANNED | 170 | 1 | 170 | 0.00022167 | 1.3039e-06
| 2015/16 | 4/09/2015 | PLANNED | 210 | 2 | 105 | 0.00027383 | 2.6079e-06
| 2015/16 | 4/09/2015 | PLANNED | 2470 | 10 | 247 | 0.0032207 | 1.3039e-05
| 2015/16 | 4/09/2015 | PLANNED | 885 | 3 | 295 | 0.001154 | 3.9118e-06
| 2015/16 | 4/09/2015 | PLANNED | 19080 | 72 | 265 | 0.024879 | 9.3884e-05
| 2015/16 | 4/09/2015 | PLANNED | 1045 | 19 | 55 | 0.0013626 | 2.4775e-05
| 2015/16 | 4/09/2015 | PLANNED | 2558 | 25 | 102.32 | 0.0033355 | 3.2599e-05
| 2015/16 | 4/09/2015 | PLANNED | 912 | 38 | 24 | 0.0011892 | 4.955e-05
| 2015/16 | 4/09/2015 | PLANNED | 36223 | 154 | 235.2143 | 0.047233 | 0.00020081
| 2015/16 | 4/09/2015 | PLANNED | 22 | 1 | 22 | 2.8687e-05 | 1.3039e-06
| 2015/16 | 4/09/2015 | PLANNED | 60 | 2 | 30 | 7.8237e-05 | 2.6079e-06
| 2015/16 | 4/09/2015 | PLANNED | 72 | 8 | 9 | 9.3884e-05 | 1.0432e-05
| 2015/16 | 4/09/2015 | PLANNED | 166 | 2 | 83 | 0.00021645 | 2.6079e-06
| 2015/16 | 5/09/2015 | PLANNED | 963 | 9 | 107 | 0.0012557 | 1.1735e-05
| 2015/16 | 5/09/2015 | PLANNED | 60 | 4 | 15 | 7.8237e-05 | 5.2158e-06
| 2015/16 | 5/09/2015 | PLANNED | 670 | 18 | 37.2222 | 0.00087364 | 2.3471e-05
| 2015/16 | 6/09/2015 | PLANNED | 5 | 1 | 5 | 6.5197e-06 | 1.3039e-06
| 2015/16 | 6/09/2015 | PLANNED | 6914 | 19 | 363.8947 | 0.0090155 | 2.4775e-05
| 2015/16 | 6/09/2015 | PLANNED | 3885 | 7 | 555 | 0.0050658 | 9.1276e-06
| 2015/16 | 7/09/2015 | PLANNED | 900 | 3 | 300 | 0.0011735 | 3.9118e-06
| 2015/16 | 7/09/2015 | PLANNED | 8242 | 26 | 317 | 0.010747 | 3.3903e-05
| 2015/16 | 7/09/2015 | PLANNED | 4779 | 27 | 177 | 0.0062315 | 3.5206e-05
| 2015/16 | 7/09/2015 | PLANNED | 13050 | 50 | 261 | 0.017016 | 6.5197e-05
| 2015/16 | 7/09/2015 | PLANNED | 8640 | 32 | 270 | 0.011266 | 4.1726e-05
| 2015/16 | 7/09/2015 | PLANNED | 1084 | 4 | 271 | 0.0014135 | 5.2158e-06
| 2015/16 | 7/09/2015 | PLANNED | 2415 | 21 | 115 | 0.003149 | 2.7383e-05
| 2015/16 | 7/09/2015 | PLANNED | 360 | 8 | 45 | 0.00046942 | 1.0432e-05
| 2015/16 | 7/09/2015 | PLANNED | 2200 | 20 | 110 | 0.0028687 | 2.6079e-05
| 2015/16 | 7/09/2015 | PLANNED | 2 | 1 | 2 | 2.6079e-06 | 1.3039e-06
| 2015/16 | 8/09/2015 | PLANNED | 126 | 6 | 21 | 0.0001643 | 7.8237e-06
| 2015/16 | 8/09/2015 | PLANNED | 250 | 5 | 50 | 0.00032599 | 6.5197e-06
| 2015/16 | 8/09/2015 | PLANNED | 3470 | 22 | 157.7273 | 0.0045247 | 2.8687e-05
| 2015/16 | 8/09/2015 | PLANNED | 2541 | 21 | 121 | 0.0033133 | 2.7383e-05
| 2015/16 | 8/09/2015 | PLANNED | 414 | 69 | 6 | 0.00053983 | 8.9972e-05
| 2015/16 | 8/09/2015 | PLANNED | 80 | 1 | 80 | 0.00010432 | 1.3039e-06
| 2015/16 | 8/09/2015 | PLANNED | 4577 | 23 | 199 | 0.0059681 | 2.9991e-05
| 2015/16 | 8/09/2015 | PLANNED | 5720 | 22 | 260 | 0.0074586 | 2.8687e-05
| 2015/16 | 8/09/2015 | PLANNED | 394 | 1 | 394 | 0.00051375 | 1.3039e-06
| 2015/16 | 8/09/2015 | PLANNED | 216 | 1 | 216 | 0.00028165 | 1.3039e-06
| 2015/16 | 8/09/2015 | PLANNED | 351 | 27 | 13 | 0.00045768 | 3.5206e-05
| 2015/16 | 8/09/2015 | PLANNED | 570 | 2 | 285 | 0.00074325 | 2.6079e-06
| 2015/16 | 8/09/2015 | PLANNED | 3645 | 27 | 135 | 0.0047529 | 3.5206e-05
| 2015/16 | 8/09/2015 | PLANNED | 30 | 1 | 30 | 3.9118e-05 | 1.3039e-06
| 2015/16 | 8/09/2015 | PLANNED | 100 | 1 | 100 | 0.00013039 | 1.3039e-06
| 2015/16 | 8/09/2015 | PLANNED | 31 | 1 | 31 | 4.0422e-05 | 1.3039e-06
| 2015/16 | 9/09/2015 | PLANNED | 3175 | 5 | 635 | 0.00414 | 6.5197e-06
| 2015/16 | 9/09/2015 | PLANNED | 69 | 1 | 69 | 8.9972e-05 | 1.3039e-06
| 2015/16 | 9/09/2015 | PLANNED | 20 | 1 | 20 | 2.6079e-05 | 1.3039e-06
| 2015/16 | 9/09/2015 | PLANNED | 41747 | 109 | 383 | 0.054436 | 0.00014213
| 2015/16 | 9/09/2015 | PLANNED | 16835 | 36 | 467.6389 | 0.021952 | 4.6942e-05
| 2015/16 | 9/09/2015 | PLANNED | 39312 | 108 | 364 | 0.051261 | 0.00014083
| 2015/16 | 9/09/2015 | PLANNED | 1500 | 4 | 375 | 0.0019559 | 5.2158e-06
| 2015/16 | 9/09/2015 | PLANNED | 803 | 11 | 73 | 0.0010471 | 1.4343e-05
| 2015/16 | 9/09/2015 | PLANNED | 39189 | 124 | 316.0403 | 0.0511 | 0.00016169
| 2015/16 | 9/09/2015 | PLANNED | 48 | 2 | 24 | 6.2589e-05 | 2.6079e-06
| 2015/16 | 9/09/2015 | PLANNED | 146 | 1 | 146 | 0.00019038 | 1.3039e-06
| 2015/16 | 9/09/2015 | PLANNED | 16524 | 54 | 306 | 0.021546 | 7.0413e-05
| 2015/16 | 9/09/2015 | PLANNED | 29008 | 98 | 296 | 0.037825 | 0.00012779
| 2015/16 | 9/09/2015 | PLANNED | 123729 | 1217 | 101.6672 | 0.16134 | 0.0015869
| 2015/16 | 9/09/2015 | PLANNED | 1582 | 30 | 52.7333 | 0.0020628 | 3.9118e-05
| 2015/16 | 9/09/2015 | PLANNED | 8100 | 60 | 135 | 0.010562 | 7.8237e-05
| 2015/16 | 9/09/2015 | PLANNED | 805 | 27 | 29.8148 | 0.0010497 | 3.5206e-05
| 2015/16 | 9/09/2015 | PLANNED | 504 | 28 | 18 | 0.00065719 | 3.651e-05
| 2015/16 | 9/09/2015 | PLANNED | 1072 | 39 | 27.4872 | 0.0013978 | 5.0854e-05
| 2015/16 | 9/09/2015 | PLANNED | 476 | 27 | 17.6296 | 0.00062068 | 3.5206e-05
| 2015/16 | 9/09/2015 | PLANNED | 648 | 24 | 27 | 0.00084495 | 3.1295e-05
| 2015/16 | 9/09/2015 | PLANNED | 978 | 33 | 29.6364 | 0.0012753 | 4.303e-05
| 2015/16 | 9/09/2015 | PLANNED | 25 | 5 | 5 | 3.2599e-05 | 6.5197e-06
| 2015/16 | 10/09/2015 | PLANNED | 38130 | 93 | 410 | 0.049719 | 0.00012127
| 2015/16 | 10/09/2015 | PLANNED | 10132 | 34 | 298 | 0.013212 | 4.4334e-05
| 2015/16 | 10/09/2015 | PLANNED | 642 | 2 | 321 | 0.00083713 | 2.6079e-06
| 2015/16 | 10/09/2015 | PLANNED | 2450 | 14 | 175 | 0.0031947 | 1.8255e-05
| 2015/16 | 10/09/2015 | PLANNED | 9636 | 33 | 292 | 0.012565 | 4.303e-05
| 2015/16 | 10/09/2015 | PLANNED | 640 | 4 | 160 | 0.00083452 | 5.2158e-06
| 2015/16 | 10/09/2015 | PLANNED | 125 | 5 | 25 | 0.00016299 | 6.5197e-06
| 2015/16 | 10/09/2015 | PLANNED | 25 | 1 | 25 | 3.2599e-05 | 1.3039e-06
| 2015/16 | 10/09/2015 | PLANNED | 24910 | 106 | 235 | 0.032481 | 0.00013822
| 2015/16 | 10/09/2015 | PLANNED | 5415 | 35 | 154.7143 | 0.0070608 | 4.5638e-05
| 2015/16 | 10/09/2015 | PLANNED | 5 | 1 | 5 | 6.5197e-06 | 1.3039e-06
| 2015/16 | 10/09/2015 | PLANNED | 2142 | 21 | 102 | 0.002793 | 2.7383e-05
| 2015/16 | 10/09/2015 | PLANNED | 420 | 2 | 210 | 0.00054766 | 2.6079e-06
| 2015/16 | 10/09/2015 | PLANNED | 270 | 1 | 270 | 0.00035206 | 1.3039e-06
| 2015/16 | 10/09/2015 | PLANNED | 9064 | 44 | 206 | 0.011819 | 5.7373e-05
| 2015/16 | 10/09/2015 | PLANNED | 10 | 1 | 10 | 1.3039e-05 | 1.3039e-06
| 2015/16 | 10/09/2015 | PLANNED | 200 | 2 | 100 | 0.00026079 | 2.6079e-06
| 2015/16 | 10/09/2015 | PLANNED | 430 | 11 | 39.0909 | 0.0005607 | 1.4343e-05
| 2015/16 | 10/09/2015 | PLANNED | 40 | 1 | 40 | 5.2158e-05 | 1.3039e-06
| 2015/16 | 10/09/2015 | PLANNED | 54 | 2 | 27 | 7.0413e-05 | 2.6079e-06
| 2015/16 | 10/09/2015 | PLANNED | 312 | 3 | 104 | 0.00040683 | 3.9118e-06
| 2015/16 | 10/09/2015 | PLANNED | 7439 | 43 | 173 | 0.0097 | 5.607e-05
| 2015/16 | 10/09/2015 | PLANNED | 314 | 14 | 22.4286 | 0.00040944 | 1.8255e-05
| 2015/16 | 10/09/2015 | PLANNED | 540 | 27 | 20 | 0.00070413 | 3.5206e-05
| 2015/16 | 10/09/2015 | PLANNED | 132 | 1 | 132 | 0.00017212 | 1.3039e-06
| 2015/16 | 10/09/2015 | PLANNED | 40 | 2 | 20 | 5.2158e-05 | 2.6079e-06
| 2015/16 | 10/09/2015 | PLANNED | 70 | 2 | 35 | 9.1276e-05 | 2.6079e-06
| 2015/16 | 10/09/2015 | PLANNED | 381 | 17 | 22.4118 | 0.0004968 | 2.2167e-05
| 2015/16 | 11/09/2015 | PLANNED | 16525 | 38 | 434.8684 | 0.021548 | 4.955e-05
| 2015/16 | 11/09/2015 | PLANNED | 615 | 3 | 205 | 0.00080192 | 3.9118e-06
| 2015/16 | 11/09/2015 | PLANNED | 8557 | 43 | 199 | 0.011158 | 5.607e-05
| 2015/16 | 11/09/2015 | PLANNED | 1920 | 12 | 160 | 0.0025036 | 1.5647e-05
| 2015/16 | 11/09/2015 | PLANNED | 4860 | 27 | 180 | 0.0063372 | 3.5206e-05
| 2015/16 | 11/09/2015 | PLANNED | 33580 | 146 | 230 | 0.043786 | 0.00019038
| 2015/16 | 11/09/2015 | PLANNED | 400 | 8 | 50 | 0.00052158 | 1.0432e-05
| 2015/16 | 11/09/2015 | PLANNED | 7406 | 23 | 322 | 0.009657 | 2.9991e-05
| 2015/16 | 11/09/2015 | PLANNED | 12320 | 154 | 80 | 0.016065 | 0.00020081
| 2015/16 | 11/09/2015 | PLANNED | 223 | 1 | 223 | 0.00029078 | 1.3039e-06
| 2015/16 | 11/09/2015 | PLANNED | 17186 | 1322 | 13 | 0.02241 | 0.0017238
| 2015/16 | 11/09/2015 | PLANNED | 47 | 1 | 47 | 6.1285e-05 | 1.3039e-06
| 2015/16 | 11/09/2015 | PLANNED | 18537 | 501 | 37 | 0.024171 | 0.00065328
| 2015/16 | 11/09/2015 | PLANNED | 386 | 2 | 193 | 0.00050332 | 2.6079e-06
| 2015/16 | 11/09/2015 | PLANNED | 165 | 3 | 55 | 0.00021515 | 3.9118e-06
| 2015/16 | 11/09/2015 | PLANNED | 950 | 10 | 95 | 0.0012387 | 1.3039e-05
| 2015/16 | 11/09/2015 | PLANNED | 6 | 1 | 6 | 7.8237e-06 | 1.3039e-06
| 2015/16 | 12/09/2015 | PLANNED | 203 | 1 | 203 | 0.0002647 | 1.3039e-06
| 2015/16 | 13/09/2015 | PLANNED | 17670 | 38 | 465 | 0.023041 | 4.955e-05
| 2015/16 | 13/09/2015 | PLANNED | 1860 | 4 | 465 | 0.0024253 | 5.2158e-06
| 2015/16 | 13/09/2015 | PLANNED | 31078 | 94 | 330.617 | 0.040524 | 0.00012257
| 2015/16 | 13/09/2015 | PLANNED | 3762 | 11 | 342 | 0.0049054 | 1.4343e-05
| 2015/16 | 13/09/2015 | PLANNED | 3450 | 15 | 230 | 0.0044986 | 1.9559e-05
| 2015/16 | 13/09/2015 | PLANNED | 8425 | 21 | 401.1905 | 0.010986 | 2.7383e-05
| 2015/16 | 14/09/2015 | PLANNED | 6750 | 25 | 270 | 0.0088016 | 3.2599e-05
| 2015/16 | 14/09/2015 | PLANNED | 44405 | 107 | 415 | 0.057902 | 0.00013952
| 2015/16 | 14/09/2015 | PLANNED | 2240 | 14 | 160 | 0.0029208 | 1.8255e-05
| 2015/16 | 14/09/2015 | PLANNED | 1220 | 4 | 305 | 0.0015908 | 5.2158e-06
| 2015/16 | 14/09/2015 | PLANNED | 43 | 1 | 43 | 5.607e-05 | 1.3039e-06
| 2015/16 | 14/09/2015 | PLANNED | 5440 | 32 | 170 | 0.0070934 | 4.1726e-05
| 2015/16 | 14/09/2015 | PLANNED | 3100 | 10 | 310 | 0.0040422 | 1.3039e-05
| 2015/16 | 14/09/2015 | PLANNED | 295 | 1 | 295 | 0.00038466 | 1.3039e-06
| 2015/16 | 14/09/2015 | PLANNED | 270 | 3 | 90 | 0.00035206 | 3.9118e-06
| 2015/16 | 15/09/2015 | PLANNED | 270 | 2 | 135 | 0.00035206 | 2.6079e-06
| 2015/16 | 15/09/2015 | PLANNED | 184366 | 888 | 207.6194 | 0.2404 | 0.0011579
| 2015/16 | 15/09/2015 | PLANNED | 1408 | 4 | 352 | 0.001836 | 5.2158e-06
| 2015/16 | 15/09/2015 | PLANNED | 3800 | 10 | 380 | 0.004955 | 1.3039e-05
| 2015/16 | 15/09/2015 | PLANNED | 3740 | 10 | 374 | 0.0048767 | 1.3039e-05
| 2015/16 | 15/09/2015 | PLANNED | 2790 | 18 | 155 | 0.003638 | 2.3471e-05
| 2015/16 | 15/09/2015 | PLANNED | 1771 | 11 | 161 | 0.0023093 | 1.4343e-05
| 2015/16 | 15/09/2015 | PLANNED | 31525 | 65 | 485 | 0.041107 | 8.4756e-05
| 2015/16 | 15/09/2015 | PLANNED | 1606 | 11 | 146 | 0.0020941 | 1.4343e-05
| 2015/16 | 15/09/2015 | PLANNED | 94176 | 380 | 247.8316 | 0.1228 | 0.0004955
| 2015/16 | 15/09/2015 | PLANNED | 256 | 1 | 256 | 0.00033381 | 1.3039e-06
| 2015/16 | 15/09/2015 | PLANNED | 256 | 1 | 256 | 0.00033381 | 1.3039e-06
| 2015/16 | 15/09/2015 | PLANNED | 5916 | 17 | 348 | 0.0077141 | 2.2167e-05
| 2015/16 | 15/09/2015 | PLANNED | 248 | 1 | 248 | 0.00032338 | 1.3039e-06
| 2015/16 | 15/09/2015 | PLANNED | 101745 | 285 | 357 | 0.13267 | 0.00037162
| 2015/16 | 15/09/2015 | PLANNED | 28500 | 95 | 300 | 0.037162 | 0.00012387
| 2015/16 | 15/09/2015 | PLANNED | 282 | 1 | 282 | 0.00036771 | 1.3039e-06
| 2015/16 | 15/09/2015 | PLANNED | 88 | 1 | 88 | 0.00011475 | 1.3039e-06
| 2015/16 | 15/09/2015 | PLANNED | 88 | 1 | 88 | 0.00011475 | 1.3039e-06
| 2015/16 | 15/09/2015 | PLANNED | 6240 | 32 | 195 | 0.0081366 | 4.1726e-05
| 2015/16 | 15/09/2015 | PLANNED | 84 | 4 | 21 | 0.00010953 | 5.2158e-06
| 2015/16 | 15/09/2015 | PLANNED | 69 | 1 | 69 | 8.9972e-05 | 1.3039e-06
| 2015/16 | 16/09/2015 | PLANNED | 3517 | 10 | 351.7 | 0.004586 | 1.3039e-05
| 2015/16 | 16/09/2015 | PLANNED | 18000 | 100 | 180 | 0.023471 | 0.00013039
| 2015/16 | 16/09/2015 | PLANNED | 6032 | 26 | 232 | 0.0078654 | 3.3903e-05
| 2015/16 | 16/09/2015 | PLANNED | 38454 | 102 | 377 | 0.050142 | 0.000133
| 2015/16 | 16/09/2015 | PLANNED | 9408 | 24 | 392 | 0.012267 | 3.1295e-05
| 2015/16 | 16/09/2015 | PLANNED | 24750 | 99 | 250 | 0.032273 | 0.00012909
| 2015/16 | 16/09/2015 | PLANNED | 7840 | 32 | 245 | 0.010223 | 4.1726e-05
| 2015/16 | 16/09/2015 | PLANNED | 3294 | 18 | 183 | 0.0042952 | 2.3471e-05
| 2015/16 | 16/09/2015 | PLANNED | 19893 | 57 | 349 | 0.025939 | 7.4325e-05
| 2015/16 | 16/09/2015 | PLANNED | 30225 | 195 | 155 | 0.039412 | 0.00025427
| 2015/16 | 16/09/2015 | PLANNED | 2672 | 16 | 167 | 0.0034841 | 2.0863e-05
| 2015/16 | 16/09/2015 | PLANNED | 75 | 5 | 15 | 9.7796e-05 | 6.5197e-06
| 2015/16 | 16/09/2015 | PLANNED | 950 | 5 | 190 | 0.0012387 | 6.5197e-06
| 2015/16 | 16/09/2015 | PLANNED | 194 | 2 | 97 | 0.00025296 | 2.6079e-06
| 2015/16 | 16/09/2015 | PLANNED | 194 | 2 | 97 | 0.00025296 | 2.6079e-06
| 2015/16 | 17/09/2015 | PLANNED | 3306 | 8 | 413.25 | 0.0043108 | 1.0432e-05
| 2015/16 | 17/09/2015 | PLANNED | 17325 | 45 | 385 | 0.022591 | 5.8677e-05
| 2015/16 | 17/09/2015 | PLANNED | 360 | 2 | 180 | 0.00046942 | 2.6079e-06
| 2015/16 | 17/09/2015 | PLANNED | 1540 | 4 | 385 | 0.0020081 | 5.2158e-06
| 2015/16 | 17/09/2015 | PLANNED | 14110 | 166 | 85 | 0.018399 | 0.00021645
| 2015/16 | 17/09/2015 | PLANNED | 24219 | 81 | 299 | 0.03158 | 0.00010562
| 2015/16 | 17/09/2015 | PLANNED | 2398 | 11 | 218 | 0.0031269 | 1.4343e-05
| 2015/16 | 17/09/2015 | PLANNED | 30 | 2 | 15 | 3.9118e-05 | 2.6079e-06
| 2015/16 | 17/09/2015 | PLANNED | 1100 | 5 | 220 | 0.0014343 | 6.5197e-06
| 2015/16 | 17/09/2015 | PLANNED | 454 | 2 | 227 | 0.00059199 | 2.6079e-06
| 2015/16 | 17/09/2015 | PLANNED | 2124 | 9 | 236 | 0.0027696 | 1.1735e-05
| 2015/16 | 17/09/2015 | PLANNED | 1272 | 106 | 12 | 0.0016586 | 0.00013822
| 2015/16 | 17/09/2015 | PLANNED | 121 | 1 | 121 | 0.00015778 | 1.3039e-06
| 2015/16 | 17/09/2015 | PLANNED | 250 | 2 | 125 | 0.00032599 | 2.6079e-06
| 2015/16 | 17/09/2015 | PLANNED | 164 | 2 | 82 | 0.00021385 | 2.6079e-06
| 2015/16 | 17/09/2015 | PLANNED | 5768 | 206 | 28 | 0.0075211 | 0.00026861
| 2015/16 | 17/09/2015 | PLANNED | 244 | 2 | 122 | 0.00031816 | 2.6079e-06
| 2015/16 | 18/09/2015 | PLANNED | 90 | 1 | 90 | 0.00011735 | 1.3039e-06
| 2015/16 | 18/09/2015 | PLANNED | 8815 | 43 | 205 | 0.011494 | 5.607e-05
| 2015/16 | 18/09/2015 | PLANNED | 55620 | 154 | 361.1688 | 0.072525 | 0.00020081
| 2015/16 | 18/09/2015 | PLANNED | 23040 | 72 | 320 | 0.030043 | 9.3884e-05
| 2015/16 | 18/09/2015 | PLANNED | 640 | 2 | 320 | 0.00083452 | 2.6079e-06
| 2015/16 | 18/09/2015 | PLANNED | 7900 | 20 | 395 | 0.010301 | 2.6079e-05
| 2015/16 | 18/09/2015 | PLANNED | 22 | 1 | 22 | 2.8687e-05 | 1.3039e-06
| 2015/16 | 18/09/2015 | PLANNED | 33222 | 226 | 147 | 0.04332 | 0.00029469
| 2015/16 | 18/09/2015 | PLANNED | 390 | 2 | 195 | 0.00050854 | 2.6079e-06
| 2015/16 | 18/09/2015 | PLANNED | 3840 | 30 | 128 | 0.0050071 | 3.9118e-05
| 2015/16 | 18/09/2015 | PLANNED | 16940 | 70 | 242 | 0.022089 | 9.1276e-05
| 2015/16 | 18/09/2015 | PLANNED | 234780 | 780 | 301 | 0.30614 | 0.0010171
| 2015/16 | 18/09/2015 | PLANNED | 54 | 2 | 27 | 7.0413e-05 | 2.6079e-06
| 2015/16 | 18/09/2015 | PLANNED | 5192 | 59 | 88 | 0.0067701 | 7.6933e-05
| 2015/16 | 18/09/2015 | PLANNED | 248 | 2 | 124 | 0.00032338 | 2.6079e-06
| 2015/16 | 18/09/2015 | PLANNED | 221 | 1 | 221 | 0.00028817 | 1.3039e-06
| 2015/16 | 18/09/2015 | PLANNED | 55 | 1 | 55 | 7.1717e-05 | 1.3039e-06
| 2015/16 | 18/09/2015 | PLANNED | 27 | 1 | 27 | 3.5206e-05 | 1.3039e-06
| 2015/16 | 18/09/2015 | PLANNED | 124 | 4 | 31 | 0.00016169 | 5.2158e-06
| 2015/16 | 18/09/2015 | PLANNED | 27 | 1 | 27 | 3.5206e-05 | 1.3039e-06
| 2015/16 | 18/09/2015 | PLANNED | 39 | 1 | 39 | 5.0854e-05 | 1.3039e-06
| 2015/16 | 18/09/2015 | PLANNED | 112 | 1 | 112 | 0.00014604 | 1.3039e-06
| 2015/16 | 20/09/2015 | PLANNED | 5130 | 18 | 285 | 0.0066892 | 2.3471e-05
| 2015/16 | 20/09/2015 | PLANNED | 2400 | 8 | 300 | 0.0031295 | 1.0432e-05
| 2015/16 | 20/09/2015 | PLANNED | 12285 | 39 | 315 | 0.016019 | 5.0854e-05
| 2015/16 | 20/09/2015 | PLANNED | 255 | 1 | 255 | 0.00033251 | 1.3039e-06
| 2015/16 | 20/09/2015 | PLANNED | 4150 | 50 | 83 | 0.0054114 | 6.5197e-05
| 2015/16 | 21/09/2015 | PLANNED | 108 | 3 | 36 | 0.00014083 | 3.9118e-06
| 2015/16 | 21/09/2015 | PLANNED | 46305 | 135 | 343 | 0.060379 | 0.00017603
| 2015/16 | 21/09/2015 | PLANNED | 1878 | 6 | 313 | 0.0024488 | 7.8237e-06
| 2015/16 | 21/09/2015 | PLANNED | 3375 | 15 | 225 | 0.0044008 | 1.9559e-05
| 2015/16 | 21/09/2015 | PLANNED | 544 | 16 | 34 | 0.00070934 | 2.0863e-05
| 2015/16 | 21/09/2015 | PLANNED | 1887 | 17 | 111 | 0.0024605 | 2.2167e-05
| 2015/16 | 21/09/2015 | PLANNED | 369 | 3 | 123 | 0.00048115 | 3.9118e-06
| 2015/16 | 21/09/2015 | PLANNED | 280 | 5 | 56 | 0.0003651 | 6.5197e-06
| 2015/16 | 21/09/2015 | PLANNED | 80 | 4 | 20 | 0.00010432 | 5.2158e-06
| 2015/16 | 21/09/2015 | PLANNED | 20 | 1 | 20 | 2.6079e-05 | 1.3039e-06
| 2015/16 | 21/09/2015 | PLANNED | 21034 | 353 | 59.5864 | 0.027427 | 0.00046029
| 2015/16 | 21/09/2015 | PLANNED | 15 | 1 | 15 | 1.9559e-05 | 1.3039e-06
| 2015/16 | 21/09/2015 | PLANNED | 10 | 1 | 10 | 1.3039e-05 | 1.3039e-06
| 2015/16 | 21/09/2015 | PLANNED | 148 | 1 | 148 | 0.00019298 | 1.3039e-06
| 2015/16 | 22/09/2015 | PLANNED | 2460 | 6 | 410 | 0.0032077 | 7.8237e-06
| 2015/16 | 22/09/2015 | PLANNED | 11568 | 24 | 482 | 0.015084 | 3.1295e-05
| 2015/16 | 22/09/2015 | PLANNED | 13642 | 34 | 401.2353 | 0.017788 | 4.4334e-05
| 2015/16 | 22/09/2015 | PLANNED | 9920 | 31 | 320 | 0.012935 | 4.0422e-05
| 2015/16 | 22/09/2015 | PLANNED | 4680 | 24 | 195 | 0.0061025 | 3.1295e-05
| 2015/16 | 22/09/2015 | PLANNED | 200 | 2 | 100 | 0.00026079 | 2.6079e-06
| 2015/16 | 22/09/2015 | PLANNED | 13016 | 38 | 342.5263 | 0.016972 | 4.955e-05
| 2015/16 | 22/09/2015 | PLANNED | 70 | 2 | 35 | 9.1276e-05 | 2.6079e-06
| 2015/16 | 22/09/2015 | PLANNED | 89 | 1 | 89 | 0.00011605 | 1.3039e-06
| 2015/16 | 22/09/2015 | PLANNED | 90 | 9 | 10 | 0.00011735 | 1.1735e-05
| 2015/16 | 22/09/2015 | PLANNED | 2667 | 21 | 127 | 0.0034776 | 2.7383e-05
| 2015/16 | 22/09/2015 | PLANNED | 89 | 1 | 89 | 0.00011605 | 1.3039e-06
| 2015/16 | 22/09/2015 | PLANNED | 192 | 2 | 96 | 0.00025036 | 2.6079e-06
| 2015/16 | 22/09/2015 | PLANNED | 465 | 3 | 155 | 0.00060633 | 3.9118e-06
| 2015/16 | 22/09/2015 | PLANNED | 50367 | 309 | 163 | 0.065676 | 0.00040292
| 2015/16 | 23/09/2015 | PLANNED | 790 | 2 | 395 | 0.0010301 | 2.6079e-06
| 2015/16 | 23/09/2015 | PLANNED | 840 | 2 | 420 | 0.0010953 | 2.6079e-06
| 2015/16 | 23/09/2015 | PLANNED | 66625 | 205 | 325 | 0.086875 | 0.00026731
| 2015/16 | 23/09/2015 | PLANNED | 1840 | 5 | 368 | 0.0023993 | 6.5197e-06
| 2015/16 | 23/09/2015 | PLANNED | 102804 | 200 | 514.02 | 0.13405 | 0.00026079
| 2015/16 | 23/09/2015 | PLANNED | 95 | 1 | 95 | 0.00012387 | 1.3039e-06
| 2015/16 | 23/09/2015 | PLANNED | 10400 | 26 | 400 | 0.013561 | 3.3903e-05
| 2015/16 | 23/09/2015 | PLANNED | 5070 | 26 | 195 | 0.006611 | 3.3903e-05
| 2015/16 | 23/09/2015 | PLANNED | 25575 | 93 | 275 | 0.033348 | 0.00012127
| 2015/16 | 23/09/2015 | PLANNED | 12690 | 54 | 235 | 0.016547 | 7.0413e-05
| 2015/16 | 23/09/2015 | PLANNED | 43 | 1 | 43 | 5.607e-05 | 1.3039e-06
| 2015/16 | 23/09/2015 | PLANNED | 850 | 5 | 170 | 0.0011084 | 6.5197e-06
| 2015/16 | 23/09/2015 | PLANNED | 15 | 1 | 15 | 1.9559e-05 | 1.3039e-06
| 2015/16 | 24/09/2015 | PLANNED | 1136 | 4 | 284 | 0.0014813 | 5.2158e-06
| 2015/16 | 24/09/2015 | PLANNED | 9344 | 146 | 64 | 0.012184 | 0.00019038
| 2015/16 | 24/09/2015 | PLANNED | 36 | 3 | 12 | 4.6942e-05 | 3.9118e-06
| 2015/16 | 24/09/2015 | PLANNED | 43375 | 125 | 347 | 0.056559 | 0.00016299
| 2015/16 | 24/09/2015 | PLANNED | 81675 | 230 | 355.1087 | 0.1065 | 0.00029991
| 2015/16 | 24/09/2015 | PLANNED | 12870 | 33 | 390 | 0.016782 | 4.303e-05
| 2015/16 | 24/09/2015 | PLANNED | 375 | 1 | 375 | 0.00048898 | 1.3039e-06
| 2015/16 | 24/09/2015 | PLANNED | 5076 | 12 | 423 | 0.0066188 | 1.5647e-05
| 2015/16 | 24/09/2015 | PLANNED | 120 | 2 | 60 | 0.00015647 | 2.6079e-06
| 2015/16 | 24/09/2015 | PLANNED | 430 | 1 | 430 | 0.0005607 | 1.3039e-06
| 2015/16 | 24/09/2015 | PLANNED | 13104 | 48 | 273 | 0.017087 | 6.2589e-05
| 2015/16 | 24/09/2015 | PLANNED | 75 | 5 | 15 | 9.7796e-05 | 6.5197e-06
| 2015/16 | 24/09/2015 | PLANNED | 630 | 9 | 70 | 0.00082148 | 1.1735e-05
| 2015/16 | 24/09/2015 | PLANNED | 102 | 3 | 34 | 0.000133 | 3.9118e-06
| 2015/16 | 24/09/2015 | PLANNED | 117 | 3 | 39 | 0.00015256 | 3.9118e-06
| 2015/16 | 25/09/2015 | PLANNED | 3206 | 14 | 229 | 0.0041804 | 1.8255e-05
| 2015/16 | 25/09/2015 | PLANNED | 1235 | 13 | 95 | 0.0016104 | 1.6951e-05
| 2015/16 | 25/09/2015 | PLANNED | 24549 | 167 | 147 | 0.03201 | 0.00021776
| 2015/16 | 25/09/2015 | PLANNED | 534 | 3 | 178 | 0.00069631 | 3.9118e-06
| 2015/16 | 25/09/2015 | PLANNED | 5400 | 30 | 180 | 0.0070413 | 3.9118e-05
| 2015/16 | 25/09/2015 | PLANNED | 76 | 1 | 76 | 9.91e-05 | 1.3039e-06
| 2015/16 | 25/09/2015 | PLANNED | 13038 | 53 | 246 | 0.017001 | 6.9109e-05
| 2015/16 | 25/09/2015 | PLANNED | 56415 | 175 | 322.3714 | 0.073562 | 0.00022819
| 2015/16 | 25/09/2015 | PLANNED | 13580 | 35 | 388 | 0.017708 | 4.5638e-05
| 2015/16 | 25/09/2015 | PLANNED | 16600 | 166 | 100 | 0.021645 | 0.00021645
| 2015/16 | 25/09/2015 | PLANNED | 385 | 5 | 77 | 0.00050202 | 6.5197e-06
| 2015/16 | 25/09/2015 | PLANNED | 410 | 5 | 82 | 0.00053462 | 6.5197e-06
| 2015/16 | 25/09/2015 | PLANNED | 32 | 4 | 8 | 4.1726e-05 | 5.2158e-06
| 2015/16 | 25/09/2015 | PLANNED | 355 | 5 | 71 | 0.0004629 | 6.5197e-06
| 2015/16 | 27/09/2015 | PLANNED | 3875 | 31 | 125 | 0.0050528 | 4.0422e-05
| 2015/16 | 27/09/2015 | PLANNED | 36000 | 96 | 375 | 0.046942 | 0.00012518
| 2015/16 | 27/09/2015 | PLANNED | 4650 | 10 | 465 | 0.0060633 | 1.3039e-05
| 2015/16 | 27/09/2015 | PLANNED | 11 | 1 | 11 | 1.4343e-05 | 1.3039e-06
| 2015/16 | 27/09/2015 | PLANNED | 4950 | 55 | 90 | 0.0064545 | 7.1717e-05
| 2015/16 | 28/09/2015 | PLANNED | 417 | 1 | 417 | 0.00054374 | 1.3039e-06
| 2015/16 | 28/09/2015 | PLANNED | 400 | 2 | 200 | 0.00052158 | 2.6079e-06
| 2015/16 | 28/09/2015 | PLANNED | 10200 | 30 | 340 | 0.0133 | 3.9118e-05
| 2015/16 | 28/09/2015 | PLANNED | 2926 | 14 | 209 | 0.0038153 | 1.8255e-05
| 2015/16 | 28/09/2015 | PLANNED | 1540 | 14 | 110 | 0.0020081 | 1.8255e-05
| 2015/16 | 28/09/2015 | PLANNED | 1560 | 6 | 260 | 0.0020342 | 7.8237e-06
| 2015/16 | 28/09/2015 | PLANNED | 135 | 3 | 45 | 0.00017603 | 3.9118e-06
| 2015/16 | 28/09/2015 | PLANNED | 15 | 1 | 15 | 1.9559e-05 | 1.3039e-06
| 2015/16 | 28/09/2015 | PLANNED | 60 | 3 | 20 | 7.8237e-05 | 3.9118e-06
| 2015/16 | 29/09/2015 | PLANNED | 24920 | 56 | 445 | 0.032494 | 7.3021e-05
| 2015/16 | 29/09/2015 | PLANNED | 2760 | 12 | 230 | 0.0035989 | 1.5647e-05
| 2015/16 | 29/09/2015 | PLANNED | 16400 | 40 | 410 | 0.021385 | 5.2158e-05
| 2015/16 | 29/09/2015 | PLANNED | 96320 | 239 | 403.0126 | 0.1256 | 0.00031164
| 2015/16 | 29/09/2015 | PLANNED | 1140 | 3 | 380 | 0.0014865 | 3.9118e-06
| 2015/16 | 29/09/2015 | PLANNED | 128643 | 313 | 411 | 0.16774 | 0.00040813
| 2015/16 | 29/09/2015 | PLANNED | 4575 | 15 | 305 | 0.0059655 | 1.9559e-05
| 2015/16 | 29/09/2015 | PLANNED | 36600 | 120 | 305 | 0.047724 | 0.00015647
| 2015/16 | 29/09/2015 | PLANNED | 1624 | 14 | 116 | 0.0021176 | 1.8255e-05
| 2015/16 | 29/09/2015 | PLANNED | 670 | 2 | 335 | 0.00087364 | 2.6079e-06
| 2015/16 | 29/09/2015 | PLANNED | 1917 | 9 | 213 | 0.0024997 | 1.1735e-05
| 2015/16 | 29/09/2015 | PLANNED | 292 | 1 | 292 | 0.00038075 | 1.3039e-06
| 2015/16 | 29/09/2015 | PLANNED | 11550 | 55 | 210 | 0.015061 | 7.1717e-05
| 2015/16 | 30/09/2015 | PLANNED | 12083 | 43 | 281 | 0.015756 | 5.607e-05
| 2015/16 | 30/09/2015 | PLANNED | 660 | 2 | 330 | 0.0008606 | 2.6079e-06
| 2015/16 | 30/09/2015 | PLANNED | 4730 | 22 | 215 | 0.0061676 | 2.8687e-05
| 2015/16 | 30/09/2015 | PLANNED | 332 | 2 | 166 | 0.00043291 | 2.6079e-06
| 2015/16 | 30/09/2015 | PLANNED | 16770 | 43 | 390 | 0.021867 | 5.607e-05
| 2015/16 | 30/09/2015 | PLANNED | 1160 | 4 | 290 | 0.0015126 | 5.2158e-06
| 2015/16 | 30/09/2015 | PLANNED | 990 | 6 | 165 | 0.0012909 | 7.8237e-06
| 2015/16 | 30/09/2015 | PLANNED | 3420 | 19 | 180 | 0.0044595 | 2.4775e-05
| 2015/16 | 30/09/2015 | PLANNED | 2655 | 45 | 59 | 0.003462 | 5.8677e-05
| 2015/16 | 30/09/2015 | PLANNED | 69 | 1 | 69 | 8.9972e-05 | 1.3039e-06
| 2015/16 | 30/09/2015 | PLANNED | 106 | 2 | 53 | 0.00013822 | 2.6079e-06
| 2015/16 | 30/09/2015 | PLANNED | 75 | 1 | 75 | 9.7796e-05 | 1.3039e-06
| 2015/16 | 1/10/2015 | PLANNED | 8840 | 34 | 260 | 0.011527 | 4.4334e-05
| 2015/16 | 1/10/2015 | PLANNED | 300 | 1 | 300 | 0.00039118 | 1.3039e-06
| 2015/16 | 1/10/2015 | PLANNED | 11648 | 56 | 208 | 0.015188 | 7.3021e-05
| 2015/16 | 1/10/2015 | PLANNED | 6043 | 16 | 377.6875 | 0.0078797 | 2.0863e-05
| 2015/16 | 1/10/2015 | PLANNED | 42875 | 175 | 245 | 0.055907 | 0.00022819
| 2015/16 | 1/10/2015 | PLANNED | 875 | 3 | 291.6667 | 0.0011409 | 3.9118e-06
| 2015/16 | 1/10/2015 | PLANNED | 1385 | 5 | 277 | 0.001806 | 6.5197e-06
| 2015/16 | 1/10/2015 | PLANNED | 4608 | 16 | 288 | 0.0060086 | 2.0863e-05
| 2015/16 | 1/10/2015 | PLANNED | 2864 | 10 | 286.4 | 0.0037345 | 1.3039e-05
| 2015/16 | 1/10/2015 | PLANNED | 340 | 4 | 85 | 0.00044334 | 5.2158e-06
| 2015/16 | 1/10/2015 | PLANNED | 585 | 3 | 195 | 0.00076281 | 3.9118e-06
| 2015/16 | 1/10/2015 | PLANNED | 20250 | 81 | 250 | 0.026405 | 0.00010562
| 2015/16 | 1/10/2015 | PLANNED | 210 | 6 | 35 | 0.00027383 | 7.8237e-06
| 2015/16 | 1/10/2015 | PLANNED | 50 | 2 | 25 | 6.5197e-05 | 2.6079e-06
| 2015/16 | 1/10/2015 | PLANNED | 456 | 8 | 57 | 0.0005946 | 1.0432e-05
| 2015/16 | 4/10/2015 | PLANNED | 18240 | 48 | 380 | 0.023784 | 6.2589e-05
| 2015/16 | 4/10/2015 | PLANNED | 980 | 4 | 245 | 0.0012779 | 5.2158e-06
| 2015/16 | 5/10/2015 | PLANNED | 9504 | 99 | 96 | 0.012393 | 0.00012909
| 2015/16 | 5/10/2015 | PLANNED | 25 | 1 | 25 | 3.2599e-05 | 1.3039e-06
| 2015/16 | 5/10/2015 | PLANNED | 4400 | 22 | 200 | 0.0057373 | 2.8687e-05
| 2015/16 | 5/10/2015 | PLANNED | 352 | 2 | 176 | 0.00045899 | 2.6079e-06
| 2015/16 | 5/10/2015 | PLANNED | 1998 | 74 | 27 | 0.0026053 | 9.6492e-05
| 2015/16 | 5/10/2015 | PLANNED | 65 | 1 | 65 | 8.4756e-05 | 1.3039e-06
| 2015/16 | 5/10/2015 | PLANNED | 285 | 1 | 285 | 0.00037162 | 1.3039e-06
| 2015/16 | 5/10/2015 | PLANNED | 4 | 1 | 4 | 5.2158e-06 | 1.3039e-06
| 2015/16 | 5/10/2015 | PLANNED | 8 | 2 | 4 | 1.0432e-05 | 2.6079e-06
| 2015/16 | 6/10/2015 | PLANNED | 32190 | 94 | 342.4468 | 0.041974 | 0.00012257
| 2015/16 | 6/10/2015 | PLANNED | 6820 | 31 | 220 | 0.0088929 | 4.0422e-05
| 2015/16 | 6/10/2015 | PLANNED | 928 | 4 | 232 | 0.0012101 | 5.2158e-06
| 2015/16 | 6/10/2015 | PLANNED | 27950 | 86 | 325 | 0.036445 | 0.00011214
| 2015/16 | 6/10/2015 | PLANNED | 103 | 1 | 103 | 0.00013431 | 1.3039e-06
| 2015/16 | 6/10/2015 | PLANNED | 720 | 5 | 144 | 0.00093884 | 6.5197e-06
| 2015/16 | 6/10/2015 | PLANNED | 30 | 1 | 30 | 3.9118e-05 | 1.3039e-06
| 2015/16 | 6/10/2015 | PLANNED | 4247 | 137 | 31 | 0.0055378 | 0.00017864
| 2015/16 | 6/10/2015 | PLANNED | 182 | 7 | 26 | 0.00023732 | 9.1276e-06
| 2015/16 | 6/10/2015 | PLANNED | 82 | 1 | 82 | 0.00010692 | 1.3039e-06
| 2015/16 | 6/10/2015 | PLANNED | 58 | 1 | 58 | 7.5629e-05 | 1.3039e-06
| 2015/16 | 7/10/2015 | PLANNED | 7300 | 20 | 365 | 0.0095188 | 2.6079e-05
| 2015/16 | 7/10/2015 | PLANNED | 552 | 2 | 276 | 0.00071978 | 2.6079e-06
| 2015/16 | 7/10/2015 | PLANNED | 6620 | 22 | 300.9091 | 0.0086321 | 2.8687e-05
| 2015/16 | 7/10/2015 | PLANNED | 13959 | 33 | 423 | 0.018202 | 4.303e-05
| 2015/16 | 7/10/2015 | PLANNED | 5836 | 48 | 121.5833 | 0.0076098 | 6.2589e-05
| 2015/16 | 7/10/2015 | PLANNED | 12840 | 40 | 321 | 0.016743 | 5.2158e-05
| 2015/16 | 7/10/2015 | PLANNED | 190 | 38 | 5 | 0.00024775 | 4.955e-05
| 2015/16 | 7/10/2015 | PLANNED | 1764 | 9 | 196 | 0.0023002 | 1.1735e-05
| 2015/16 | 7/10/2015 | PLANNED | 2140 | 8 | 267.5 | 0.0027904 | 1.0432e-05
| 2015/16 | 7/10/2015 | PLANNED | 16380 | 90 | 182 | 0.021359 | 0.00011735
| 2015/16 | 7/10/2015 | PLANNED | 2820 | 17 | 165.8824 | 0.0036771 | 2.2167e-05
| 2015/16 | 7/10/2015 | PLANNED | 357 | 7 | 51 | 0.00046551 | 9.1276e-06
| 2015/16 | 7/10/2015 | PLANNED | 88 | 1 | 88 | 0.00011475 | 1.3039e-06
| 2015/16 | 8/10/2015 | PLANNED | 56120 | 122 | 460 | 0.073177 | 0.00015908
| 2015/16 | 8/10/2015 | PLANNED | 42688 | 116 | 368 | 0.055663 | 0.00015126
| 2015/16 | 8/10/2015 | PLANNED | 390 | 1 | 390 | 0.00050854 | 1.3039e-06
| 2015/16 | 8/10/2015 | PLANNED | 6540 | 30 | 218 | 0.0085278 | 3.9118e-05
| 2015/16 | 8/10/2015 | PLANNED | 1098 | 9 | 122 | 0.0014317 | 1.1735e-05
| 2015/16 | 8/10/2015 | PLANNED | 828 | 6 | 138 | 0.0010797 | 7.8237e-06
| 2015/16 | 8/10/2015 | PLANNED | 4416 | 24 | 184 | 0.0057582 | 3.1295e-05
| 2015/16 | 8/10/2015 | PLANNED | 61320 | 219 | 280 | 0.079958 | 0.00028556
| 2015/16 | 8/10/2015 | PLANNED | 645 | 3 | 215 | 0.00084104 | 3.9118e-06
| 2015/16 | 8/10/2015 | PLANNED | 5440 | 17 | 320 | 0.0070934 | 2.2167e-05
| 2015/16 | 8/10/2015 | PLANNED | 20 | 2 | 10 | 2.6079e-05 | 2.6079e-06
| 2015/16 | 8/10/2015 | PLANNED | 47272 | 152 | 311 | 0.06164 | 0.0001982
| 2015/16 | 8/10/2015 | PLANNED | 21 | 3 | 7 | 2.7383e-05 | 3.9118e-06
| 2015/16 | 9/10/2015 | PLANNED | 389134 | 1889 | 206 | 0.50741 | 0.0024631
| 2015/16 | 9/10/2015 | PLANNED | 768 | 2 | 384 | 0.0010014 | 2.6079e-06
| 2015/16 | 9/10/2015 | PLANNED | 376 | 1 | 376 | 0.00049028 | 1.3039e-06
| 2015/16 | 9/10/2015 | PLANNED | 710 | 10 | 71 | 0.0009258 | 1.3039e-05
| 2015/16 | 9/10/2015 | PLANNED | 1392 | 16 | 87 | 0.0018151 | 2.0863e-05
| 2015/16 | 9/10/2015 | PLANNED | 332 | 2 | 166 | 0.00043291 | 2.6079e-06
| 2015/16 | 9/10/2015 | PLANNED | 900 | 3 | 300 | 0.0011735 | 3.9118e-06
| 2015/16 | 9/10/2015 | PLANNED | 236 | 2 | 118 | 0.00030773 | 2.6079e-06
| 2015/16 | 9/10/2015 | PLANNED | 10848 | 24 | 452 | 0.014145 | 3.1295e-05
| 2015/16 | 9/10/2015 | PLANNED | 5868 | 18 | 326 | 0.0076515 | 2.3471e-05
| 2015/16 | 9/10/2015 | PLANNED | 29400 | 84 | 350 | 0.038336 | 0.00010953
| 2015/16 | 9/10/2015 | PLANNED | 614 | 2 | 307 | 0.00080062 | 2.6079e-06
| 2015/16 | 9/10/2015 | PLANNED | 55 | 1 | 55 | 7.1717e-05 | 1.3039e-06
| 2015/16 | 9/10/2015 | PLANNED | 155 | 1 | 155 | 0.00020211 | 1.3039e-06
| 2015/16 | 9/10/2015 | PLANNED | 4940 | 52 | 95 | 0.0064415 | 6.7805e-05
| 2015/16 | 9/10/2015 | PLANNED | 18 | 1 | 18 | 2.3471e-05 | 1.3039e-06
| 2015/16 | 9/10/2015 | PLANNED | 8130 | 40 | 203.25 | 0.010601 | 5.2158e-05
| 2015/16 | 9/10/2015 | PLANNED | 36 | 3 | 12 | 4.6942e-05 | 3.9118e-06
| 2015/16 | 9/10/2015 | PLANNED | 375 | 3 | 125 | 0.00048898 | 3.9118e-06
| 2015/16 | 9/10/2015 | PLANNED | 740 | 10 | 74 | 0.00096492 | 1.3039e-05
| 2015/16 | 9/10/2015 | PLANNED | 11 | 1 | 11 | 1.4343e-05 | 1.3039e-06
| 2015/16 | 9/10/2015 | PLANNED | 459 | 3 | 153 | 0.00059851 | 3.9118e-06
| 2015/16 | 9/10/2015 | PLANNED | 65 | 1 | 65 | 8.4756e-05 | 1.3039e-06
| 2015/16 | 9/10/2015 | PLANNED | 325 | 5 | 65 | 0.00042378 | 6.5197e-06
| 2015/16 | 9/10/2015 | PLANNED | 39 | 1 | 39 | 5.0854e-05 | 1.3039e-06
| 2015/16 | 11/10/2015 | PLANNED | 440 | 1 | 440 | 0.00057373 | 1.3039e-06
| 2015/16 | 11/10/2015 | PLANNED | 11073 | 34 | 325.6765 | 0.014439 | 4.4334e-05
| 2015/16 | 11/10/2015 | PLANNED | 840 | 3 | 280 | 0.0010953 | 3.9118e-06
| 2015/16 | 11/10/2015 | PLANNED | 3500 | 35 | 100 | 0.0045638 | 4.5638e-05
| 2015/16 | 11/10/2015 | PLANNED | 19110 | 49 | 390 | 0.024918 | 6.3893e-05
| 2015/16 | 11/10/2015 | PLANNED | 67404 | 548 | 123 | 0.087891 | 0.00071456
| 2015/16 | 12/10/2015 | PLANNED | 20579 | 52 | 395.75 | 0.026834 | 6.7805e-05
| 2015/16 | 12/10/2015 | PLANNED | 5088 | 16 | 318 | 0.0066345 | 2.0863e-05
| 2015/16 | 12/10/2015 | PLANNED | 1008 | 4 | 252 | 0.0013144 | 5.2158e-06
| 2015/16 | 12/10/2015 | PLANNED | 9150 | 30 | 305 | 0.011931 | 3.9118e-05
| 2015/16 | 12/10/2015 | PLANNED | 30 | 3 | 10 | 3.9118e-05 | 3.9118e-06
| 2015/16 | 12/10/2015 | PLANNED | 153 | 1 | 153 | 0.0001995 | 1.3039e-06
| 2015/16 | 13/10/2015 | PLANNED | 5005 | 13 | 385 | 0.0065262 | 1.6951e-05
| 2015/16 | 13/10/2015 | PLANNED | 270 | 2 | 135 | 0.00035206 | 2.6079e-06
| 2015/16 | 13/10/2015 | PLANNED | 17356 | 37 | 469.0811 | 0.022631 | 4.8246e-05
| 2015/16 | 13/10/2015 | PLANNED | 154 | 2 | 77 | 0.00020081 | 2.6079e-06
| 2015/16 | 13/10/2015 | PLANNED | 1680 | 8 | 210 | 0.0021906 | 1.0432e-05
| 2015/16 | 13/10/2015 | PLANNED | 240 | 2 | 120 | 0.00031295 | 2.6079e-06
| 2015/16 | 13/10/2015 | PLANNED | 106 | 2 | 53 | 0.00013822 | 2.6079e-06
| 2015/16 | 13/10/2015 | PLANNED | 113 | 1 | 113 | 0.00014735 | 1.3039e-06
| 2015/16 | 13/10/2015 | PLANNED | 36764 | 101 | 364 | 0.047938 | 0.0001317
| 2015/16 | 13/10/2015 | PLANNED | 2200 | 11 | 200 | 0.0028687 | 1.4343e-05
| 2015/16 | 13/10/2015 | PLANNED | 1935 | 9 | 215 | 0.0025231 | 1.1735e-05
| 2015/16 | 13/10/2015 | PLANNED | 7163 | 29 | 247 | 0.0093401 | 3.7814e-05
| 2015/16 | 13/10/2015 | PLANNED | 965 | 11 | 87.7273 | 0.0012583 | 1.4343e-05
| 2015/16 | 13/10/2015 | PLANNED | 166 | 2 | 83 | 0.00021645 | 2.6079e-06
| 2015/16 | 13/10/2015 | PLANNED | 15 | 3 | 5 | 1.9559e-05 | 3.9118e-06
| 2015/16 | 13/10/2015 | PLANNED | 30 | 1 | 30 | 3.9118e-05 | 1.3039e-06
| 2015/16 | 13/10/2015 | PLANNED | 45150 | 645 | 70 | 0.058873 | 0.00084104
| 2015/16 | 13/10/2015 | PLANNED | 200 | 4 | 50 | 0.00026079 | 5.2158e-06
| 2015/16 | 14/10/2015 | PLANNED | 104 | 2 | 52 | 0.00013561 | 2.6079e-06
| 2015/16 | 14/10/2015 | PLANNED | 2300 | 25 | 92 | 0.0029991 | 3.2599e-05
| 2015/16 | 14/10/2015 | PLANNED | 4480 | 16 | 280 | 0.0058417 | 2.0863e-05
| 2015/16 | 14/10/2015 | PLANNED | 3780 | 12 | 315 | 0.0049289 | 1.5647e-05
| 2015/16 | 14/10/2015 | PLANNED | 990 | 6 | 165 | 0.0012909 | 7.8237e-06
| 2015/16 | 14/10/2015 | PLANNED | 6162 | 26 | 237 | 0.0080349 | 3.3903e-05
| 2015/16 | 14/10/2015 | PLANNED | 2760 | 8 | 345 | 0.0035989 | 1.0432e-05
| 2015/16 | 14/10/2015 | PLANNED | 11890 | 41 | 290 | 0.015504 | 5.3462e-05
| 2015/16 | 14/10/2015 | PLANNED | 23616 | 82 | 288 | 0.030794 | 0.00010692
| 2015/16 | 14/10/2015 | PLANNED | 3120 | 16 | 195 | 0.0040683 | 2.0863e-05
| 2015/16 | 14/10/2015 | PLANNED | 125 | 1 | 125 | 0.00016299 | 1.3039e-06
| 2015/16 | 14/10/2015 | PLANNED | 720 | 4 | 180 | 0.00093884 | 5.2158e-06
| 2015/16 | 14/10/2015 | PLANNED | 2232 | 9 | 248 | 0.0029104 | 1.1735e-05
| 2015/16 | 14/10/2015 | PLANNED | 13950 | 155 | 90 | 0.01819 | 0.00020211
| 2015/16 | 14/10/2015 | PLANNED | 90 | 2 | 45 | 0.00011735 | 2.6079e-06
| 2015/16 | 14/10/2015 | PLANNED | 364 | 7 | 52 | 0.00047464 | 9.1276e-06
| 2015/16 | 15/10/2015 | PLANNED | 12122 | 26 | 466.2308 | 0.015806 | 3.3903e-05
| 2015/16 | 15/10/2015 | PLANNED | 15390 | 54 | 285 | 0.020068 | 7.0413e-05
| 2015/16 | 15/10/2015 | PLANNED | 112784 | 304 | 371 | 0.14706 | 0.0003964
| 2015/16 | 15/10/2015 | PLANNED | 18330 | 94 | 195 | 0.023901 | 0.00012257
| 2015/16 | 15/10/2015 | PLANNED | 59 | 1 | 59 | 7.6933e-05 | 1.3039e-06
| 2015/16 | 15/10/2015 | PLANNED | 166 | 2 | 83 | 0.00021645 | 2.6079e-06
| 2015/16 | 15/10/2015 | PLANNED | 15403 | 44 | 350.0682 | 0.020085 | 5.7373e-05
| 2015/16 | 15/10/2015 | PLANNED | 8056 | 53 | 152 | 0.010505 | 6.9109e-05
| 2015/16 | 15/10/2015 | PLANNED | 170 | 2 | 85 | 0.00022167 | 2.6079e-06
| 2015/16 | 15/10/2015 | PLANNED | 228 | 3 | 76 | 0.0002973 | 3.9118e-06
| 2015/16 | 15/10/2015 | PLANNED | 100 | 5 | 20 | 0.00013039 | 6.5197e-06
| 2015/16 | 15/10/2015 | PLANNED | 114 | 2 | 57 | 0.00014865 | 2.6079e-06
| 2015/16 | 15/10/2015 | PLANNED | 160 | 1 | 160 | 0.00020863 | 1.3039e-06
| 2015/16 | 16/10/2015 | PLANNED | 5624 | 19 | 296 | 0.0073334 | 2.4775e-05
| 2015/16 | 16/10/2015 | PLANNED | 16695 | 53 | 315 | 0.021769 | 6.9109e-05
| 2015/16 | 16/10/2015 | PLANNED | 1456 | 8 | 182 | 0.0018985 | 1.0432e-05
| 2015/16 | 16/10/2015 | PLANNED | 1401 | 3 | 467 | 0.0018268 | 3.9118e-06
| 2015/16 | 16/10/2015 | PLANNED | 960 | 10 | 96 | 0.0012518 | 1.3039e-05
| 2015/16 | 16/10/2015 | PLANNED | 3318 | 21 | 158 | 0.0043265 | 2.7383e-05
| 2015/16 | 16/10/2015 | PLANNED | 710 | 2 | 355 | 0.0009258 | 2.6079e-06
| 2015/16 | 16/10/2015 | PLANNED | 2739 | 11 | 249 | 0.0035715 | 1.4343e-05
| 2015/16 | 16/10/2015 | PLANNED | 205 | 1 | 205 | 0.00026731 | 1.3039e-06
| 2015/16 | 16/10/2015 | PLANNED | 591 | 3 | 197 | 0.00077063 | 3.9118e-06
| 2015/16 | 16/10/2015 | PLANNED | 855 | 3 | 285 | 0.0011149 | 3.9118e-06
| 2015/16 | 16/10/2015 | PLANNED | 6868 | 68 | 101 | 0.0089555 | 8.8668e-05
| 2015/16 | 16/10/2015 | PLANNED | 750 | 6 | 125 | 0.00097796 | 7.8237e-06
| 2015/16 | 16/10/2015 | PLANNED | 84 | 1 | 84 | 0.00010953 | 1.3039e-06
| 2015/16 | 16/10/2015 | PLANNED | 552 | 4 | 138 | 0.00071978 | 5.2158e-06
| 2015/16 | 16/10/2015 | PLANNED | 3100 | 20 | 155 | 0.0040422 | 2.6079e-05
| 2015/16 | 16/10/2015 | PLANNED | 68 | 2 | 34 | 8.8668e-05 | 2.6079e-06
| 2015/16 | 17/10/2015 | PLANNED | 33597 | 91 | 369.1978 | 0.043809 | 0.00011866
| 2015/16 | 17/10/2015 | PLANNED | 353 | 1 | 353 | 0.00046029 | 1.3039e-06
| 2015/16 | 17/10/2015 | PLANNED | 9392 | 1174 | 8 | 0.012247 | 0.0015308
| 2015/16 | 18/10/2015 | PLANNED | 2416 | 8 | 302 | 0.0031503 | 1.0432e-05
| 2015/16 | 18/10/2015 | PLANNED | 1932 | 4 | 483 | 0.0025192 | 5.2158e-06
| 2015/16 | 18/10/2015 | PLANNED | 540 | 1 | 540 | 0.00070413 | 1.3039e-06
| 2015/16 | 18/10/2015 | PLANNED | 1692 | 6 | 282 | 0.0022063 | 7.8237e-06
| 2015/16 | 18/10/2015 | PLANNED | 13 | 1 | 13 | 1.6951e-05 | 1.3039e-06
| 2015/16 | 18/10/2015 | PLANNED | 318 | 3 | 106 | 0.00041465 | 3.9118e-06
| 2015/16 | 18/10/2015 | PLANNED | 88 | 2 | 44 | 0.00011475 | 2.6079e-06
| 2015/16 | 19/10/2015 | PLANNED | 7830 | 27 | 290 | 0.01021 | 3.5206e-05
| 2015/16 | 19/10/2015 | PLANNED | 1210 | 10 | 121 | 0.0015778 | 1.3039e-05
| 2015/16 | 19/10/2015 | PLANNED | 875 | 5 | 175 | 0.0011409 | 6.5197e-06
| 2015/16 | 19/10/2015 | PLANNED | 774 | 6 | 129 | 0.0010093 | 7.8237e-06
| 2015/16 | 19/10/2015 | PLANNED | 21900 | 73 | 300 | 0.028556 | 9.5188e-05
| 2015/16 | 19/10/2015 | PLANNED | 940 | 6 | 156.6667 | 0.0012257 | 7.8237e-06
| 2015/16 | 19/10/2015 | PLANNED | 262 | 1 | 262 | 0.00034163 | 1.3039e-06
| 2015/16 | 19/10/2015 | PLANNED | 1037 | 8 | 129.625 | 0.0013522 | 1.0432e-05
| 2015/16 | 19/10/2015 | PLANNED | 69 | 3 | 23 | 8.9972e-05 | 3.9118e-06
| 2015/16 | 19/10/2015 | PLANNED | 3770 | 29 | 130 | 0.0049159 | 3.7814e-05
| 2015/16 | 19/10/2015 | PLANNED | 186 | 3 | 62 | 0.00024253 | 3.9118e-06
| 2015/16 | 19/10/2015 | PLANNED | 60 | 1 | 60 | 7.8237e-05 | 1.3039e-06
| 2015/16 | 20/10/2015 | PLANNED | 7982 | 26 | 307 | 0.010408 | 3.3903e-05
| 2015/16 | 20/10/2015 | PLANNED | 5195 | 13 | 399.6154 | 0.006774 | 1.6951e-05
| 2015/16 | 20/10/2015 | PLANNED | 5874 | 22 | 267 | 0.0076594 | 2.8687e-05
| 2015/16 | 20/10/2015 | PLANNED | 80 | 1 | 80 | 0.00010432 | 1.3039e-06
| 2015/16 | 20/10/2015 | PLANNED | 43380 | 192 | 225.9375 | 0.056565 | 0.00025036
| 2015/16 | 20/10/2015 | PLANNED | 4912 | 16 | 307 | 0.006405 | 2.0863e-05
| 2015/16 | 20/10/2015 | PLANNED | 510 | 2 | 255 | 0.00066501 | 2.6079e-06
| 2015/16 | 20/10/2015 | PLANNED | 9585 | 27 | 355 | 0.012498 | 3.5206e-05
| 2015/16 | 20/10/2015 | PLANNED | 300 | 2 | 150 | 0.00039118 | 2.6079e-06
| 2015/16 | 20/10/2015 | PLANNED | 4560 | 13 | 350.7692 | 0.005946 | 1.6951e-05
| 2015/16 | 20/10/2015 | PLANNED | 156630 | 454 | 345 | 0.20424 | 0.00059199
| 2015/16 | 20/10/2015 | PLANNED | 840 | 4 | 210 | 0.0010953 | 5.2158e-06
| 2015/16 | 20/10/2015 | PLANNED | 1080 | 12 | 90 | 0.0014083 | 1.5647e-05
| 2015/16 | 20/10/2015 | PLANNED | 7020 | 18 | 390 | 0.0091537 | 2.3471e-05
| 2015/16 | 20/10/2015 | PLANNED | 2882 | 22 | 131 | 0.003758 | 2.8687e-05
| 2015/16 | 20/10/2015 | PLANNED | 4272 | 48 | 89 | 0.0055704 | 6.2589e-05
| 2015/16 | 20/10/2015 | PLANNED | 366 | 6 | 61 | 0.00047724 | 7.8237e-06
| 2015/16 | 20/10/2015 | PLANNED | 36 | 1 | 36 | 4.6942e-05 | 1.3039e-06
| 2015/16 | 21/10/2015 | PLANNED | 14152 | 29 | 488 | 0.018453 | 3.7814e-05
| 2015/16 | 21/10/2015 | PLANNED | 1200 | 8 | 150 | 0.0015647 | 1.0432e-05
| 2015/16 | 21/10/2015 | PLANNED | 3240 | 8 | 405 | 0.0042248 | 1.0432e-05
| 2015/16 | 21/10/2015 | PLANNED | 137 | 1 | 137 | 0.00017864 | 1.3039e-06
| 2015/16 | 21/10/2015 | PLANNED | 2688 | 12 | 224 | 0.003505 | 1.5647e-05
| 2015/16 | 21/10/2015 | PLANNED | 3692 | 142 | 26 | 0.0048142 | 0.00018516
| 2015/16 | 21/10/2015 | PLANNED | 4290 | 13 | 330 | 0.0055939 | 1.6951e-05
| 2015/16 | 21/10/2015 | PLANNED | 1320 | 4 | 330 | 0.0017212 | 5.2158e-06
| 2015/16 | 21/10/2015 | PLANNED | 44516 | 124 | 359 | 0.058046 | 0.00016169
| 2015/16 | 21/10/2015 | PLANNED | 5835 | 17 | 343.2353 | 0.0076085 | 2.2167e-05
| 2015/16 | 21/10/2015 | PLANNED | 12500 | 50 | 250 | 0.016299 | 6.5197e-05
| 2015/16 | 21/10/2015 | PLANNED | 256 | 2 | 128 | 0.00033381 | 2.6079e-06
| 2015/16 | 21/10/2015 | PLANNED | 1421 | 6 | 236.8333 | 0.0018529 | 7.8237e-06
| 2015/16 | 21/10/2015 | PLANNED | 8 | 2 | 4 | 1.0432e-05 | 2.6079e-06
| 2015/16 | 21/10/2015 | PLANNED | 9000 | 120 | 75 | 0.011735 | 0.00015647
| 2015/16 | 21/10/2015 | PLANNED | 1265 | 23 | 55 | 0.0016495 | 2.9991e-05
| 2015/16 | 21/10/2015 | PLANNED | 15 | 3 | 5 | 1.9559e-05 | 3.9118e-06
| 2015/16 | 21/10/2015 | PLANNED | 1078 | 7 | 154 | 0.0014056 | 9.1276e-06
| 2015/16 | 22/10/2015 | PLANNED | 1464 | 6 | 244 | 0.001909 | 7.8237e-06
| 2015/16 | 22/10/2015 | PLANNED | 1464 | 6 | 244 | 0.001909 | 7.8237e-06
| 2015/16 | 22/10/2015 | PLANNED | 11466 | 26 | 441 | 0.014951 | 3.3903e-05
| 2015/16 | 22/10/2015 | PLANNED | 38091 | 111 | 343.1622 | 0.049668 | 0.00014474
| 2015/16 | 22/10/2015 | PLANNED | 4380 | 12 | 365 | 0.0057113 | 1.5647e-05
| 2015/16 | 22/10/2015 | PLANNED | 154 | 1 | 154 | 0.00020081 | 1.3039e-06
| 2015/16 | 22/10/2015 | PLANNED | 993 | 3 | 331 | 0.0012948 | 3.9118e-06
| 2015/16 | 22/10/2015 | PLANNED | 26910 | 65 | 414 | 0.035089 | 8.4756e-05
| 2015/16 | 22/10/2015 | PLANNED | 440 | 2 | 220 | 0.00057373 | 2.6079e-06
| 2015/16 | 22/10/2015 | PLANNED | 6670 | 24 | 277.9167 | 0.0086973 | 3.1295e-05
| 2015/16 | 22/10/2015 | PLANNED | 584 | 2 | 292 | 0.0007615 | 2.6079e-06
| 2015/16 | 22/10/2015 | PLANNED | 334 | 2 | 167 | 0.00043552 | 2.6079e-06
| 2015/16 | 22/10/2015 | PLANNED | 206 | 2 | 103 | 0.00026861 | 2.6079e-06
| 2015/16 | 22/10/2015 | PLANNED | 478 | 2 | 239 | 0.00062328 | 2.6079e-06
| 2015/16 | 22/10/2015 | PLANNED | 1410 | 94 | 15 | 0.0018386 | 0.00012257
| 2015/16 | 22/10/2015 | PLANNED | 141 | 3 | 47 | 0.00018386 | 3.9118e-06
| 2015/16 | 22/10/2015 | PLANNED | 240 | 4 | 60 | 0.00031295 | 5.2158e-06
| 2015/16 | 22/10/2015 | PLANNED | 222 | 6 | 37 | 0.00028948 | 7.8237e-06
| 2015/16 | 22/10/2015 | PLANNED | 1780 | 89 | 20 | 0.002321 | 0.00011605
| 2015/16 | 22/10/2015 | PLANNED | 4500 | 36 | 125 | 0.0058677 | 4.6942e-05
| 2015/16 | 23/10/2015 | PLANNED | 190 | 2 | 95 | 0.00024775 | 2.6079e-06
| 2015/16 | 23/10/2015 | PLANNED | 13195 | 31 | 425.6452 | 0.017206 | 4.0422e-05
| 2015/16 | 23/10/2015 | PLANNED | 5520 | 24 | 230 | 0.0071978 | 3.1295e-05
| 2015/16 | 23/10/2015 | PLANNED | 8100 | 20 | 405 | 0.010562 | 2.6079e-05
| 2015/16 | 23/10/2015 | PLANNED | 12280 | 31 | 396.129 | 0.016012 | 4.0422e-05
| 2015/16 | 23/10/2015 | PLANNED | 1197 | 9 | 133 | 0.0015608 | 1.1735e-05
| 2015/16 | 23/10/2015 | PLANNED | 20410 | 65 | 314 | 0.026613 | 8.4756e-05
| 2015/16 | 23/10/2015 | PLANNED | 108 | 2 | 54 | 0.00014083 | 2.6079e-06
| 2015/16 | 23/10/2015 | PLANNED | 492 | 4 | 123 | 0.00064154 | 5.2158e-06
| 2015/16 | 23/10/2015 | PLANNED | 29820 | 284 | 105 | 0.038884 | 0.00037032
| 2015/16 | 24/10/2015 | PLANNED | 950 | 2 | 475 | 0.0012387 | 2.6079e-06
| 2015/16 | 24/10/2015 | PLANNED | 11519 | 7 | 1645.5714 | 0.01502 | 9.1276e-06
| 2015/16 | 25/10/2015 | PLANNED | 37856 | 91 | 416 | 0.049362 | 0.00011866
| 2015/16 | 25/10/2015 | PLANNED | 866 | 2 | 433 | 0.0011292 | 2.6079e-06
| 2015/16 | 25/10/2015 | PLANNED | 28350 | 70 | 405 | 0.036967 | 9.1276e-05
| 2015/16 | 26/10/2015 | PLANNED | 5304 | 26 | 204 | 0.0069161 | 3.3903e-05
| 2015/16 | 26/10/2015 | PLANNED | 710 | 2 | 355 | 0.0009258 | 2.6079e-06
| 2015/16 | 26/10/2015 | PLANNED | 14790 | 73 | 202.6027 | 0.019285 | 9.5188e-05
| 2015/16 | 26/10/2015 | PLANNED | 390 | 26 | 15 | 0.00050854 | 3.3903e-05
| 2015/16 | 26/10/2015 | PLANNED | 6442 | 23 | 280.087 | 0.0084 | 2.9991e-05
| 2015/16 | 26/10/2015 | PLANNED | 6858 | 27 | 254 | 0.0089424 | 3.5206e-05
| 2015/16 | 26/10/2015 | PLANNED | 16536 | 53 | 312 | 0.021562 | 6.9109e-05
| 2015/16 | 26/10/2015 | PLANNED | 322 | 2 | 161 | 0.00041987 | 2.6079e-06
| 2015/16 | 26/10/2015 | PLANNED | 97526 | 242 | 403 | 0.12717 | 0.00031555
| 2015/16 | 26/10/2015 | PLANNED | 27 | 1 | 27 | 3.5206e-05 | 1.3039e-06
| 2015/16 | 26/10/2015 | PLANNED | 24 | 3 | 8 | 3.1295e-05 | 3.9118e-06
| 2015/16 | 26/10/2015 | PLANNED | 17 | 1 | 17 | 2.2167e-05 | 1.3039e-06
| 2015/16 | 26/10/2015 | PLANNED | 40 | 4 | 10 | 5.2158e-05 | 5.2158e-06
| 2015/16 | 27/10/2015 | PLANNED | 8646 | 86 | 100.5349 | 0.011274 | 0.00011214
| 2015/16 | 27/10/2015 | PLANNED | 37920 | 106 | 357.7358 | 0.049445 | 0.00013822
| 2015/16 | 27/10/2015 | PLANNED | 18038 | 41 | 439.9512 | 0.023521 | 5.3462e-05
| 2015/16 | 27/10/2015 | PLANNED | 74952 | 216 | 347 | 0.097733 | 0.00028165
| 2015/16 | 27/10/2015 | PLANNED | 688 | 2 | 344 | 0.00089711 | 2.6079e-06
| 2015/16 | 27/10/2015 | PLANNED | 566 | 2 | 283 | 0.00073803 | 2.6079e-06
| 2015/16 | 27/10/2015 | PLANNED | 51952 | 191 | 272 | 0.067742 | 0.00024905
| 2015/16 | 27/10/2015 | PLANNED | 370 | 1 | 370 | 0.00048246 | 1.3039e-06
| 2015/16 | 27/10/2015 | PLANNED | 30810 | 158 | 195 | 0.040174 | 0.00020602
| 2015/16 | 27/10/2015 | PLANNED | 130 | 1 | 130 | 0.00016951 | 1.3039e-06
| 2015/16 | 27/10/2015 | PLANNED | 7830 | 27 | 290 | 0.01021 | 3.5206e-05
| 2015/16 | 27/10/2015 | PLANNED | 756 | 2 | 378 | 0.00098578 | 2.6079e-06
| 2015/16 | 27/10/2015 | PLANNED | 1600 | 4 | 400 | 0.0020863 | 5.2158e-06
| 2015/16 | 27/10/2015 | PLANNED | 306 | 5 | 61.2 | 0.00039901 | 6.5197e-06
| 2015/16 | 27/10/2015 | PLANNED | 52360 | 187 | 280 | 0.068274 | 0.00024384
| 2015/16 | 27/10/2015 | PLANNED | 855 | 9 | 95 | 0.0011149 | 1.1735e-05
| 2015/16 | 27/10/2015 | PLANNED | 24570 | 91 | 270 | 0.032038 | 0.00011866
| 2015/16 | 27/10/2015 | PLANNED | 159 | 3 | 53 | 0.00020733 | 3.9118e-06
| 2015/16 | 27/10/2015 | PLANNED | 1592 | 8 | 199 | 0.0020759 | 1.0432e-05
| 2015/16 | 27/10/2015 | PLANNED | 28 | 2 | 14 | 3.651e-05 | 2.6079e-06
| 2015/16 | 28/10/2015 | PLANNED | 11107 | 29 | 383 | 0.014483 | 3.7814e-05
| 2015/16 | 28/10/2015 | PLANNED | 23985 | 63 | 380.7143 | 0.031275 | 8.2148e-05
| 2015/16 | 28/10/2015 | PLANNED | 284 | 4 | 71 | 0.00037032 | 5.2158e-06
| 2015/16 | 28/10/2015 | PLANNED | 13780 | 65 | 212 | 0.017968 | 8.4756e-05
| 2015/16 | 28/10/2015 | PLANNED | 430 | 2 | 215 | 0.0005607 | 2.6079e-06
| 2015/16 | 28/10/2015 | PLANNED | 12360 | 72 | 171.6667 | 0.016117 | 9.3884e-05
| 2015/16 | 28/10/2015 | PLANNED | 4340 | 28 | 155 | 0.0056591 | 3.651e-05
| 2015/16 | 28/10/2015 | PLANNED | 5676 | 22 | 258 | 0.0074012 | 2.8687e-05
| 2015/16 | 28/10/2015 | PLANNED | 290 | 1 | 290 | 0.00037814 | 1.3039e-06
| 2015/16 | 28/10/2015 | PLANNED | 11005 | 71 | 155 | 0.01435 | 9.258e-05
| 2015/16 | 28/10/2015 | PLANNED | 690 | 5 | 138 | 0.00089972 | 6.5197e-06
| 2015/16 | 28/10/2015 | PLANNED | 6930 | 30 | 231 | 0.0090363 | 3.9118e-05
| 2015/16 | 28/10/2015 | PLANNED | 88 | 4 | 22 | 0.00011475 | 5.2158e-06
| 2015/16 | 28/10/2015 | PLANNED | 100 | 2 | 50 | 0.00013039 | 2.6079e-06
| 2015/16 | 28/10/2015 | PLANNED | 40 | 1 | 40 | 5.2158e-05 | 1.3039e-06
| 2015/16 | 29/10/2015 | PLANNED | 28380 | 86 | 330 | 0.037006 | 0.00011214
| 2015/16 | 29/10/2015 | PLANNED | 28670 | 94 | 305 | 0.037384 | 0.00012257
| 2015/16 | 29/10/2015 | PLANNED | 4201 | 12 | 350.0833 | 0.0054779 | 1.5647e-05
| 2015/16 | 29/10/2015 | PLANNED | 165924 | 396 | 419 | 0.21636 | 0.00051636
| 2015/16 | 29/10/2015 | PLANNED | 175 | 1 | 175 | 0.00022819 | 1.3039e-06
| 2015/16 | 29/10/2015 | PLANNED | 35 | 1 | 35 | 4.5638e-05 | 1.3039e-06
| 2015/16 | 29/10/2015 | PLANNED | 17595 | 51 | 345 | 0.022943 | 6.6501e-05
| 2015/16 | 29/10/2015 | PLANNED | 6325 | 23 | 275 | 0.0082474 | 2.9991e-05
| 2015/16 | 29/10/2015 | PLANNED | 665 | 7 | 95 | 0.00086712 | 9.1276e-06
| 2015/16 | 29/10/2015 | PLANNED | 9585 | 71 | 135 | 0.012498 | 9.258e-05
| 2015/16 | 29/10/2015 | PLANNED | 190 | 2 | 95 | 0.00024775 | 2.6079e-06
| 2015/16 | 29/10/2015 | PLANNED | 43205 | 776 | 55.6765 | 0.056337 | 0.0010119
| 2015/16 | 29/10/2015 | PLANNED | 60 | 1 | 60 | 7.8237e-05 | 1.3039e-06
| 2015/16 | 29/10/2015 | PLANNED | 2520 | 28 | 90 | 0.0032859 | 3.651e-05
| 2015/16 | 29/10/2015 | PLANNED | 68 | 2 | 34 | 8.8668e-05 | 2.6079e-06
| 2015/16 | 29/10/2015 | PLANNED | 1160 | 4 | 290 | 0.0015126 | 5.2158e-06
| 2015/16 | 29/10/2015 | PLANNED | 30 | 1 | 30 | 3.9118e-05 | 1.3039e-06
| 2015/16 | 29/10/2015 | PLANNED | 58 | 2 | 29 | 7.5629e-05 | 2.6079e-06
| 2015/16 | 29/10/2015 | PLANNED | 20 | 1 | 20 | 2.6079e-05 | 1.3039e-06
| 2015/16 | 29/10/2015 | PLANNED | 60 | 2 | 30 | 7.8237e-05 | 2.6079e-06
| 2015/16 | 30/10/2015 | PLANNED | 56 | 2 | 28 | 7.3021e-05 | 2.6079e-06
| 2015/16 | 30/10/2015 | PLANNED | 45799 | 169 | 271 | 0.059719 | 0.00022037
| 2015/16 | 30/10/2015 | PLANNED | 3600 | 18 | 200 | 0.0046942 | 2.3471e-05
| 2015/16 | 30/10/2015 | PLANNED | 1095 | 6 | 182.5 | 0.0014278 | 7.8237e-06
| 2015/16 | 30/10/2015 | PLANNED | 2160 | 36 | 60 | 0.0028165 | 4.6942e-05
| 2015/16 | 30/10/2015 | PLANNED | 2987 | 29 | 103 | 0.0038949 | 3.7814e-05
| 2015/16 | 30/10/2015 | PLANNED | 1316 | 4 | 329 | 0.001716 | 5.2158e-06
| 2015/16 | 30/10/2015 | PLANNED | 30 | 1 | 30 | 3.9118e-05 | 1.3039e-06
| 2015/16 | 30/10/2015 | PLANNED | 4920 | 12 | 410 | 0.0064154 | 1.5647e-05
| 2015/16 | 30/10/2015 | PLANNED | 40 | 1 | 40 | 5.2158e-05 | 1.3039e-06
| 2015/16 | 30/10/2015 | PLANNED | 5110 | 14 | 365 | 0.0066631 | 1.8255e-05
| 2015/16 | 30/10/2015 | PLANNED | 106 | 2 | 53 | 0.00013822 | 2.6079e-06
| 2015/16 | 30/10/2015 | PLANNED | 5610 | 22 | 255 | 0.0073151 | 2.8687e-05
| 2015/16 | 30/10/2015 | PLANNED | 350 | 7 | 50 | 0.00045638 | 9.1276e-06
| 2015/16 | 30/10/2015 | PLANNED | 14900 | 149 | 100 | 0.019429 | 0.00019429
| 2015/16 | 31/10/2015 | PLANNED | 389 | 1 | 389 | 0.00050723 | 1.3039e-06
| 2015/16 | 1/11/2015 | PLANNED | 13938 | 38 | 366.7895 | 0.018174 | 4.955e-05
| 2015/16 | 1/11/2015 | PLANNED | 3168 | 2 | 1584 | 0.0041309 | 2.6079e-06
| 2015/16 | 2/11/2015 | PLANNED | 76968 | 167 | 460.8862 | 0.10036 | 0.00021776
| 2015/16 | 2/11/2015 | PLANNED | 51744 | 168 | 308 | 0.067471 | 0.00021906
| 2015/16 | 2/11/2015 | PLANNED | 3720 | 31 | 120 | 0.0048507 | 4.0422e-05
| 2015/16 | 2/11/2015 | PLANNED | 2728 | 11 | 248 | 0.0035572 | 1.4343e-05
| 2015/16 | 2/11/2015 | PLANNED | 10368 | 108 | 96 | 0.013519 | 0.00014083
| 2015/16 | 3/11/2015 | PLANNED | 513 | 3 | 171 | 0.00066892 | 3.9118e-06
| 2015/16 | 3/11/2015 | PLANNED | 5158 | 13 | 396.7692 | 0.0067257 | 1.6951e-05
| 2015/16 | 3/11/2015 | PLANNED | 2944 | 17 | 173.1765 | 0.0038388 | 2.2167e-05
| 2015/16 | 3/11/2015 | PLANNED | 4950 | 22 | 225 | 0.0064545 | 2.8687e-05
| 2015/16 | 4/11/2015 | PLANNED | 266700 | 635 | 420 | 0.34776 | 0.000828
| 2015/16 | 4/11/2015 | PLANNED | 14034 | 553 | 25.3779 | 0.0183 | 0.00072108
| 2015/16 | 4/11/2015 | PLANNED | 800 | 4 | 200 | 0.0010432 | 5.2158e-06
| 2015/16 | 4/11/2015 | PLANNED | 380 | 1 | 380 | 0.0004955 | 1.3039e-06
| 2015/16 | 4/11/2015 | PLANNED | 1246 | 14 | 89 | 0.0016247 | 1.8255e-05
| 2015/16 | 4/11/2015 | PLANNED | 9408 | 64 | 147 | 0.012267 | 8.3452e-05
| 2015/16 | 4/11/2015 | PLANNED | 6310 | 36 | 175.2778 | 0.0082279 | 4.6942e-05
| 2015/16 | 4/11/2015 | PLANNED | 26 | 1 | 26 | 3.3903e-05 | 1.3039e-06
| 2015/16 | 4/11/2015 | PLANNED | 2030 | 7 | 290 | 0.002647 | 9.1276e-06
| 2015/16 | 4/11/2015 | PLANNED | 22605 | 204 | 110.8088 | 0.029476 | 0.000266
| 2015/16 | 4/11/2015 | PLANNED | 610 | 5 | 122 | 0.0007954 | 6.5197e-06
| 2015/16 | 4/11/2015 | PLANNED | 14430 | 65 | 222 | 0.018816 | 8.4756e-05
| 2015/16 | 4/11/2015 | PLANNED | 2759 | 31 | 89 | 0.0035976 | 4.0422e-05
| 2015/16 | 4/11/2015 | PLANNED | 3045 | 21 | 145 | 0.0039705 | 2.7383e-05
| 2015/16 | 4/11/2015 | PLANNED | 4644 | 18 | 258 | 0.0060555 | 2.3471e-05
| 2015/16 | 4/11/2015 | PLANNED | 450 | 2 | 225 | 0.00058677 | 2.6079e-06
| 2015/16 | 4/11/2015 | PLANNED | 4940 | 62 | 79.6774 | 0.0064415 | 8.0844e-05
| 2015/16 | 4/11/2015 | PLANNED | 24 | 1 | 24 | 3.1295e-05 | 1.3039e-06
| 2015/16 | 4/11/2015 | PLANNED | 1080 | 24 | 45 | 0.0014083 | 3.1295e-05
| 2015/16 | 4/11/2015 | PLANNED | 9 | 1 | 9 | 1.1735e-05 | 1.3039e-06
| 2015/16 | 5/11/2015 | PLANNED | 113 | 4 | 28.25 | 0.00014735 | 5.2158e-06
| 2015/16 | 5/11/2015 | PLANNED | 345 | 1 | 345 | 0.00044986 | 1.3039e-06
| 2015/16 | 5/11/2015 | PLANNED | 39078 | 167 | 234 | 0.050955 | 0.00021776
| 2015/16 | 5/11/2015 | PLANNED | 38656 | 128 | 302 | 0.050405 | 0.0001669
| 2015/16 | 5/11/2015 | PLANNED | 165 | 1 | 165 | 0.00021515 | 1.3039e-06
| 2015/16 | 5/11/2015 | PLANNED | 1038 | 6 | 173 | 0.0013535 | 7.8237e-06
| 2015/16 | 5/11/2015 | PLANNED | 444 | 2 | 222 | 0.00057895 | 2.6079e-06
| 2015/16 | 5/11/2015 | PLANNED | 441 | 9 | 49 | 0.00057504 | 1.1735e-05
| 2015/16 | 5/11/2015 | PLANNED | 271 | 1 | 271 | 0.00035337 | 1.3039e-06
| 2015/16 | 5/11/2015 | PLANNED | 5206 | 19 | 274 | 0.0067883 | 2.4775e-05
| 2015/16 | 5/11/2015 | PLANNED | 825 | 3 | 275 | 0.0010758 | 3.9118e-06
| 2015/16 | 5/11/2015 | PLANNED | 9 | 3 | 3 | 1.1735e-05 | 3.9118e-06
| 2015/16 | 6/11/2015 | PLANNED | 98 | 4 | 24.5 | 0.00012779 | 5.2158e-06
| 2015/16 | 6/11/2015 | PLANNED | 301 | 7 | 43 | 0.00039249 | 9.1276e-06
| 2015/16 | 6/11/2015 | PLANNED | 37840 | 132 | 286.6667 | 0.049341 | 0.00017212
| 2015/16 | 6/11/2015 | PLANNED | 12760 | 29 | 440 | 0.016638 | 3.7814e-05
| 2015/16 | 6/11/2015 | PLANNED | 12412 | 29 | 428 | 0.016185 | 3.7814e-05
| 2015/16 | 6/11/2015 | PLANNED | 49500 | 225 | 220 | 0.064545 | 0.00029339
| 2015/16 | 6/11/2015 | PLANNED | 3876 | 76 | 51 | 0.0050541 | 9.91e-05
| 2015/16 | 6/11/2015 | PLANNED | 840 | 5 | 168 | 0.0010953 | 6.5197e-06
| 2015/16 | 6/11/2015 | PLANNED | 1312 | 8 | 164 | 0.0017108 | 1.0432e-05
| 2015/16 | 6/11/2015 | PLANNED | 4997 | 19 | 263 | 0.0065158 | 2.4775e-05
| 2015/16 | 6/11/2015 | PLANNED | 2698 | 38 | 71 | 0.003518 | 4.955e-05
| 2015/16 | 6/11/2015 | PLANNED | 4995 | 27 | 185 | 0.0065132 | 3.5206e-05
| 2015/16 | 6/11/2015 | PLANNED | 50 | 5 | 10 | 6.5197e-05 | 6.5197e-06
| 2015/16 | 6/11/2015 | PLANNED | 1325 | 5 | 265 | 0.0017277 | 6.5197e-06
| 2015/16 | 6/11/2015 | PLANNED | 140 | 2 | 70 | 0.00018255 | 2.6079e-06
| 2015/16 | 6/11/2015 | PLANNED | 360 | 2 | 180 | 0.00046942 | 2.6079e-06
| 2015/16 | 6/11/2015 | PLANNED | 186 | 3 | 62 | 0.00024253 | 3.9118e-06
| 2015/16 | 6/11/2015 | PLANNED | 50 | 1 | 50 | 6.5197e-05 | 1.3039e-06
| 2015/16 | 6/11/2015 | PLANNED | 70 | 2 | 35 | 9.1276e-05 | 2.6079e-06
| 2015/16 | 6/11/2015 | PLANNED | 84 | 4 | 21 | 0.00010953 | 5.2158e-06
| 2015/16 | 7/11/2015 | PLANNED | 326 | 1 | 326 | 0.00042509 | 1.3039e-06
| 2015/16 | 7/11/2015 | PLANNED | 27075 | 519 | 52.1676 | 0.035304 | 0.00067675
| 2015/16 | 7/11/2015 | PLANNED | 12000 | 75 | 160 | 0.015647 | 9.7796e-05
| 2015/16 | 7/11/2015 | PLANNED | 21250 | 38 | 559.2105 | 0.027709 | 4.955e-05
| 2015/16 | 8/11/2015 | PLANNED | 7011 | 41 | 171 | 0.0091419 | 5.3462e-05
| 2015/16 | 8/11/2015 | PLANNED | 5561 | 12 | 463.4167 | 0.0072512 | 1.5647e-05
| 2015/16 | 8/11/2015 | PLANNED | 1664 | 8 | 208 | 0.0021698 | 1.0432e-05
| 2015/16 | 8/11/2015 | PLANNED | 28554 | 520 | 54.9115 | 0.037233 | 0.00067805
| 2015/16 | 9/11/2015 | PLANNED | 15340 | 52 | 295 | 0.020002 | 6.7805e-05
| 2015/16 | 9/11/2015 | PLANNED | 5320 | 14 | 380 | 0.006937 | 1.8255e-05
| 2015/16 | 9/11/2015 | PLANNED | 12210 | 37 | 330 | 0.015921 | 4.8246e-05
| 2015/16 | 9/11/2015 | PLANNED | 522 | 6 | 87 | 0.00068066 | 7.8237e-06
| 2015/16 | 9/11/2015 | PLANNED | 790 | 5 | 158 | 0.0010301 | 6.5197e-06
| 2015/16 | 9/11/2015 | PLANNED | 90 | 1 | 90 | 0.00011735 | 1.3039e-06
| 2015/16 | 9/11/2015 | PLANNED | 1925 | 25 | 77 | 0.0025101 | 3.2599e-05
| 2015/16 | 9/11/2015 | PLANNED | 2343 | 33 | 71 | 0.0030551 | 4.303e-05
| 2015/16 | 9/11/2015 | PLANNED | 264 | 3 | 88 | 0.00034424 | 3.9118e-06
| 2015/16 | 9/11/2015 | PLANNED | 6510 | 42 | 155 | 0.0084887 | 5.4766e-05
| 2015/16 | 9/11/2015 | PLANNED | 615 | 3 | 205 | 0.00080192 | 3.9118e-06
| 2015/16 | 9/11/2015 | PLANNED | 6072 | 66 | 92 | 0.0079175 | 8.606e-05
| 2015/16 | 9/11/2015 | PLANNED | 9180 | 102 | 90 | 0.01197 | 0.000133
| 2015/16 | 9/11/2015 | PLANNED | 1560 | 26 | 60 | 0.0020342 | 3.3903e-05
| 2015/16 | 9/11/2015 | PLANNED | 202 | 2 | 101 | 0.0002634 | 2.6079e-06
| 2015/16 | 10/11/2015 | PLANNED | 47793 | 537 | 89 | 0.062319 | 0.00070022
| 2015/16 | 10/11/2015 | PLANNED | 11550 | 35 | 330 | 0.015061 | 4.5638e-05
| 2015/16 | 10/11/2015 | PLANNED | 11220 | 33 | 340 | 0.01463 | 4.303e-05
| 2015/16 | 10/11/2015 | PLANNED | 12384 | 43 | 288 | 0.016148 | 5.607e-05
| 2015/16 | 10/11/2015 | PLANNED | 185 | 1 | 185 | 0.00024123 | 1.3039e-06
| 2015/16 | 10/11/2015 | PLANNED | 63045 | 261 | 241.5517 | 0.082207 | 0.00034033
| 2015/16 | 10/11/2015 | PLANNED | 2560 | 8 | 320 | 0.0033381 | 1.0432e-05
| 2015/16 | 10/11/2015 | PLANNED | 896 | 56 | 16 | 0.0011683 | 7.3021e-05
| 2015/16 | 10/11/2015 | PLANNED | 67133 | 187 | 359 | 0.087538 | 0.00024384
| 2015/16 | 10/11/2015 | PLANNED | 1395 | 9 | 155 | 0.001819 | 1.1735e-05
| 2015/16 | 10/11/2015 | PLANNED | 925 | 5 | 185 | 0.0012061 | 6.5197e-06
| 2015/16 | 10/11/2015 | PLANNED | 2755 | 19 | 145 | 0.0035924 | 2.4775e-05
| 2015/16 | 10/11/2015 | PLANNED | 5130 | 38 | 135 | 0.0066892 | 4.955e-05
| 2015/16 | 10/11/2015 | PLANNED | 176 | 13 | 13.5385 | 0.00022949 | 1.6951e-05
| 2015/16 | 10/11/2015 | PLANNED | 595 | 7 | 85 | 0.00077585 | 9.1276e-06
| 2015/16 | 10/11/2015 | PLANNED | 198 | 2 | 99 | 0.00025818 | 2.6079e-06
| 2015/16 | 10/11/2015 | PLANNED | 108 | 2 | 54 | 0.00014083 | 2.6079e-06
| 2015/16 | 10/11/2015 | PLANNED | 240 | 10 | 24 | 0.00031295 | 1.3039e-05
| 2015/16 | 10/11/2015 | PLANNED | 15 | 3 | 5 | 1.9559e-05 | 3.9118e-06
| 2015/16 | 10/11/2015 | PLANNED | 100 | 2 | 50 | 0.00013039 | 2.6079e-06
| 2015/16 | 10/11/2015 | PLANNED | 40 | 2 | 20 | 5.2158e-05 | 2.6079e-06
| 2015/16 | 11/11/2015 | PLANNED | 1425 | 5 | 285 | 0.0018581 | 6.5197e-06
| 2015/16 | 11/11/2015 | PLANNED | 32 | 1 | 32 | 4.1726e-05 | 1.3039e-06
| 2015/16 | 11/11/2015 | PLANNED | 13650 | 30 | 455 | 0.017799 | 3.9118e-05
| 2015/16 | 11/11/2015 | PLANNED | 480 | 5 | 96 | 0.00062589 | 6.5197e-06
| 2015/16 | 11/11/2015 | PLANNED | 16415 | 67 | 245 | 0.021404 | 8.7364e-05
| 2015/16 | 11/11/2015 | PLANNED | 112332 | 253 | 444 | 0.14647 | 0.0003299
| 2015/16 | 11/11/2015 | PLANNED | 85 | 1 | 85 | 0.00011084 | 1.3039e-06
| 2015/16 | 11/11/2015 | PLANNED | 20658 | 66 | 313 | 0.026937 | 8.606e-05
| 2015/16 | 11/11/2015 | PLANNED | 22041 | 93 | 237 | 0.02874 | 0.00012127
| 2015/16 | 11/11/2015 | PLANNED | 2470 | 13 | 190 | 0.0032207 | 1.6951e-05
| 2015/16 | 11/11/2015 | PLANNED | 1450 | 5 | 290 | 0.0018907 | 6.5197e-06
| 2015/16 | 11/11/2015 | PLANNED | 12276 | 530 | 23.1623 | 0.016007 | 0.00069109
| 2015/16 | 11/11/2015 | PLANNED | 1750 | 7 | 250 | 0.0022819 | 9.1276e-06
| 2015/16 | 11/11/2015 | PLANNED | 165 | 3 | 55 | 0.00021515 | 3.9118e-06
| 2015/16 | 11/11/2015 | PLANNED | 36 | 3 | 12 | 4.6942e-05 | 3.9118e-06
| 2015/16 | 11/11/2015 | PLANNED | 156 | 3 | 52 | 0.00020342 | 3.9118e-06
| 2015/16 | 11/11/2015 | PLANNED | 252 | 14 | 18 | 0.00032859 | 1.8255e-05
| 2015/16 | 12/11/2015 | PLANNED | 10842 | 520 | 20.85 | 0.014137 | 0.00067805
| 2015/16 | 12/11/2015 | PLANNED | 18450 | 41 | 450 | 0.024058 | 5.3462e-05
| 2015/16 | 12/11/2015 | PLANNED | 180 | 30 | 6 | 0.00023471 | 3.9118e-05
| 2015/16 | 12/11/2015 | PLANNED | 38550 | 118 | 326.6949 | 0.050267 | 0.00015387
| 2015/16 | 12/11/2015 | PLANNED | 55522 | 168 | 330.4881 | 0.072397 | 0.00021906
| 2015/16 | 12/11/2015 | PLANNED | 5200 | 16 | 325 | 0.0067805 | 2.0863e-05
| 2015/16 | 12/11/2015 | PLANNED | 190863 | 362 | 527.2459 | 0.24887 | 0.00047203
| 2015/16 | 12/11/2015 | PLANNED | 85 | 1 | 85 | 0.00011084 | 1.3039e-06
| 2015/16 | 12/11/2015 | PLANNED | 868 | 4 | 217 | 0.0011318 | 5.2158e-06
| 2015/16 | 12/11/2015 | PLANNED | 16815 | 57 | 295 | 0.021926 | 7.4325e-05
| 2015/16 | 12/11/2015 | PLANNED | 1300 | 65 | 20 | 0.0016951 | 8.4756e-05
| 2015/16 | 12/11/2015 | PLANNED | 2565 | 19 | 135 | 0.0033446 | 2.4775e-05
| 2015/16 | 12/11/2015 | PLANNED | 850 | 5 | 170 | 0.0011084 | 6.5197e-06
| 2015/16 | 12/11/2015 | PLANNED | 1230 | 5 | 246 | 0.0016038 | 6.5197e-06
| 2015/16 | 12/11/2015 | PLANNED | 215 | 1 | 215 | 0.00028035 | 1.3039e-06
| 2015/16 | 12/11/2015 | PLANNED | 6534 | 22 | 297 | 0.00852 | 2.8687e-05
| 2015/16 | 12/11/2015 | PLANNED | 515 | 5 | 103 | 0.00067153 | 6.5197e-06
| 2015/16 | 12/11/2015 | PLANNED | 124 | 2 | 62 | 0.00016169 | 2.6079e-06
| 2015/16 | 13/11/2015 | PLANNED | 10530 | 26 | 405 | 0.013731 | 3.3903e-05
| 2015/16 | 13/11/2015 | PLANNED | 4510 | 11 | 410 | 0.0058808 | 1.4343e-05
| 2015/16 | 13/11/2015 | PLANNED | 16830 | 66 | 255 | 0.021945 | 8.606e-05
| 2015/16 | 13/11/2015 | PLANNED | 253 | 1 | 253 | 0.0003299 | 1.3039e-06
| 2015/16 | 13/11/2015 | PLANNED | 16380 | 91 | 180 | 0.021359 | 0.00011866
| 2015/16 | 13/11/2015 | PLANNED | 3120 | 15 | 208 | 0.0040683 | 1.9559e-05
| 2015/16 | 13/11/2015 | PLANNED | 700 | 2 | 350 | 0.00091276 | 2.6079e-06
| 2015/16 | 13/11/2015 | PLANNED | 11137 | 43 | 259 | 0.014522 | 5.607e-05
| 2015/16 | 13/11/2015 | PLANNED | 2096 | 16 | 131 | 0.0027331 | 2.0863e-05
| 2015/16 | 13/11/2015 | PLANNED | 45 | 3 | 15 | 5.8677e-05 | 3.9118e-06
| 2015/16 | 13/11/2015 | PLANNED | 30 | 2 | 15 | 3.9118e-05 | 2.6079e-06
| 2015/16 | 13/11/2015 | PLANNED | 232 | 2 | 116 | 0.00030251 | 2.6079e-06
| 2015/16 | 15/11/2015 | PLANNED | 2367 | 5 | 473.4 | 0.0030864 | 6.5197e-06
| 2015/16 | 15/11/2015 | PLANNED | 32400 | 90 | 360 | 0.042248 | 0.00011735
| 2015/16 | 15/11/2015 | PLANNED | 9360 | 26 | 360 | 0.012205 | 3.3903e-05
| 2015/16 | 15/11/2015 | PLANNED | 4020 | 10 | 402 | 0.0052418 | 1.3039e-05
| 2015/16 | 15/11/2015 | PLANNED | 118 | 1 | 118 | 0.00015387 | 1.3039e-06
| 2015/16 | 15/11/2015 | PLANNED | 271 | 1 | 271 | 0.00035337 | 1.3039e-06
| 2015/16 | 15/11/2015 | PLANNED | 334 | 1 | 334 | 0.00043552 | 1.3039e-06
| 2015/16 | 16/11/2015 | PLANNED | 240 | 48 | 5 | 0.00031295 | 6.2589e-05
| 2015/16 | 16/11/2015 | PLANNED | 6269 | 23 | 272.5652 | 0.0081744 | 2.9991e-05
| 2015/16 | 16/11/2015 | PLANNED | 9884 | 28 | 353 | 0.012888 | 3.651e-05
| 2015/16 | 16/11/2015 | PLANNED | 1598 | 17 | 94 | 0.0020837 | 2.2167e-05
| 2015/16 | 16/11/2015 | PLANNED | 5911 | 23 | 257 | 0.0077076 | 2.9991e-05
| 2015/16 | 16/11/2015 | PLANNED | 540 | 2 | 270 | 0.00070413 | 2.6079e-06
| 2015/16 | 16/11/2015 | PLANNED | 1240 | 5 | 248 | 0.0016169 | 6.5197e-06
| 2015/16 | 16/11/2015 | PLANNED | 2691 | 23 | 117 | 0.0035089 | 2.9991e-05
| 2015/16 | 16/11/2015 | PLANNED | 26460 | 98 | 270 | 0.034502 | 0.00012779
| 2015/16 | 16/11/2015 | PLANNED | 960 | 3 | 320 | 0.0012518 | 3.9118e-06
| 2015/16 | 16/11/2015 | PLANNED | 150 | 2 | 75 | 0.00019559 | 2.6079e-06
| 2015/16 | 16/11/2015 | PLANNED | 1542 | 6 | 257 | 0.0020107 | 7.8237e-06
| 2015/16 | 16/11/2015 | PLANNED | 24 | 1 | 24 | 3.1295e-05 | 1.3039e-06
| 2015/16 | 16/11/2015 | PLANNED | 1360 | 4 | 340 | 0.0017734 | 5.2158e-06
| 2015/16 | 16/11/2015 | PLANNED | 7990 | 34 | 235 | 0.010419 | 4.4334e-05
| 2015/16 | 16/11/2015 | PLANNED | 594 | 3 | 198 | 0.00077454 | 3.9118e-06
| 2015/16 | 16/11/2015 | PLANNED | 117 | 3 | 39 | 0.00015256 | 3.9118e-06
| 2015/16 | 16/11/2015 | PLANNED | 60 | 1 | 60 | 7.8237e-05 | 1.3039e-06
| 2015/16 | 16/11/2015 | PLANNED | 435 | 3 | 145 | 0.00056721 | 3.9118e-06
| 2015/16 | 16/11/2015 | PLANNED | 84 | 1 | 84 | 0.00010953 | 1.3039e-06
| 2015/16 | 16/11/2015 | PLANNED | 29 | 1 | 29 | 3.7814e-05 | 1.3039e-06
| 2015/16 | 17/11/2015 | PLANNED | 2212 | 7 | 316 | 0.0028843 | 9.1276e-06
| 2015/16 | 17/11/2015 | PLANNED | 28482 | 507 | 56.1775 | 0.037139 | 0.0006611
| 2015/16 | 17/11/2015 | PLANNED | 8640 | 27 | 320 | 0.011266 | 3.5206e-05
| 2015/16 | 17/11/2015 | PLANNED | 10287 | 27 | 381 | 0.013414 | 3.5206e-05
| 2015/16 | 17/11/2015 | PLANNED | 13124 | 68 | 193 | 0.017113 | 8.8668e-05
| 2015/16 | 17/11/2015 | PLANNED | 265 | 2 | 132.5 | 0.00034554 | 2.6079e-06
| 2015/16 | 17/11/2015 | PLANNED | 20010 | 58 | 345 | 0.026092 | 7.5629e-05
| 2015/16 | 17/11/2015 | PLANNED | 1314 | 9 | 146 | 0.0017134 | 1.1735e-05
| 2015/16 | 17/11/2015 | PLANNED | 590 | 2 | 295 | 0.00076933 | 2.6079e-06
| 2015/16 | 17/11/2015 | PLANNED | 148758 | 367 | 405.3351 | 0.19397 | 0.00047855
| 2015/16 | 17/11/2015 | PLANNED | 1560 | 8 | 195 | 0.0020342 | 1.0432e-05
| 2015/16 | 17/11/2015 | PLANNED | 660 | 4 | 165 | 0.0008606 | 5.2158e-06
| 2015/16 | 17/11/2015 | PLANNED | 2604 | 12 | 217 | 0.0033955 | 1.5647e-05
| 2015/16 | 17/11/2015 | PLANNED | 361 | 1 | 361 | 0.00047072 | 1.3039e-06
| 2015/16 | 17/11/2015 | PLANNED | 1176 | 147 | 8 | 0.0015334 | 0.00019168
| 2015/16 | 17/11/2015 | PLANNED | 55 | 2 | 27.5 | 7.1717e-05 | 2.6079e-06
| 2015/16 | 17/11/2015 | PLANNED | 21672 | 129 | 168 | 0.028259 | 0.00016821
| 2015/16 | 17/11/2015 | PLANNED | 82 | 1 | 82 | 0.00010692 | 1.3039e-06
| 2015/16 | 17/11/2015 | PLANNED | 80 | 1 | 80 | 0.00010432 | 1.3039e-06
| 2015/16 | 17/11/2015 | PLANNED | 600 | 10 | 60 | 0.00078237 | 1.3039e-05
| 2015/16 | 17/11/2015 | PLANNED | 15 | 1 | 15 | 1.9559e-05 | 1.3039e-06
| 2015/16 | 17/11/2015 | PLANNED | 15 | 1 | 15 | 1.9559e-05 | 1.3039e-06
| 2015/16 | 18/11/2015 | PLANNED | 4041 | 9 | 449 | 0.0052692 | 1.1735e-05
| 2015/16 | 18/11/2015 | PLANNED | 26837 | 485 | 55.334 | 0.034994 | 0.00063241
| 2015/16 | 18/11/2015 | PLANNED | 68460 | 140 | 489 | 0.089268 | 0.00018255
| 2015/16 | 18/11/2015 | PLANNED | 519 | 3 | 173 | 0.00067675 | 3.9118e-06
| 2015/16 | 18/11/2015 | PLANNED | 783 | 3 | 261 | 0.001021 | 3.9118e-06
| 2015/16 | 18/11/2015 | PLANNED | 710 | 2 | 355 | 0.0009258 | 2.6079e-06
| 2015/16 | 18/11/2015 | PLANNED | 2640 | 8 | 330 | 0.0034424 | 1.0432e-05
| 2015/16 | 18/11/2015 | PLANNED | 34692 | 98 | 354 | 0.045236 | 0.00012779
| 2015/16 | 18/11/2015 | PLANNED | 2520 | 12 | 210 | 0.0032859 | 1.5647e-05
| 2015/16 | 18/11/2015 | PLANNED | 2632 | 14 | 188 | 0.003432 | 1.8255e-05
| 2015/16 | 18/11/2015 | PLANNED | 598 | 2 | 299 | 0.00077976 | 2.6079e-06
| 2015/16 | 18/11/2015 | PLANNED | 361 | 19 | 19 | 0.00047072 | 2.4775e-05
| 2015/16 | 18/11/2015 | PLANNED | 2700 | 9 | 300 | 0.0035206 | 1.1735e-05
| 2015/16 | 18/11/2015 | PLANNED | 28 | 1 | 28 | 3.651e-05 | 1.3039e-06
| 2015/16 | 18/11/2015 | PLANNED | 272 | 2 | 136 | 0.00035467 | 2.6079e-06
| 2015/16 | 18/11/2015 | PLANNED | 3953 | 67 | 59 | 0.0051545 | 8.7364e-05
| 2015/16 | 18/11/2015 | PLANNED | 1464 | 6 | 244 | 0.001909 | 7.8237e-06
| 2015/16 | 18/11/2015 | PLANNED | 70720 | 260 | 272 | 0.092215 | 0.00033903
| 2015/16 | 18/11/2015 | PLANNED | 267 | 1 | 267 | 0.00034815 | 1.3039e-06
| 2015/16 | 18/11/2015 | PLANNED | 96 | 6 | 16 | 0.00012518 | 7.8237e-06
| 2015/16 | 18/11/2015 | PLANNED | 1512 | 7 | 216 | 0.0019716 | 9.1276e-06
| 2015/16 | 18/11/2015 | PLANNED | 21893 | 125 | 175.144 | 0.028547 | 0.00016299
| 2015/16 | 18/11/2015 | PLANNED | 110 | 1 | 110 | 0.00014343 | 1.3039e-06
| 2015/16 | 18/11/2015 | PLANNED | 6560 | 41 | 160 | 0.0085539 | 5.3462e-05
| 2015/16 | 18/11/2015 | PLANNED | 140 | 2 | 70 | 0.00018255 | 2.6079e-06
| 2015/16 | 18/11/2015 | PLANNED | 2 | 1 | 2 | 2.6079e-06 | 1.3039e-06
| 2015/16 | 18/11/2015 | PLANNED | 180 | 1 | 180 | 0.00023471 | 1.3039e-06
| 2015/16 | 18/11/2015 | PLANNED | 50 | 1 | 50 | 6.5197e-05 | 1.3039e-06
| 2015/16 | 19/11/2015 | PLANNED | 3247 | 10 | 324.7 | 0.0042339 | 1.3039e-05
| 2015/16 | 19/11/2015 | PLANNED | 226 | 2 | 113 | 0.00029469 | 2.6079e-06
| 2015/16 | 19/11/2015 | PLANNED | 2185 | 5 | 437 | 0.0028491 | 6.5197e-06
| 2015/16 | 19/11/2015 | PLANNED | 5063 | 418 | 12.1124 | 0.0066019 | 0.00054505
| 2015/16 | 19/11/2015 | PLANNED | 165 | 1 | 165 | 0.00021515 | 1.3039e-06
| 2015/16 | 19/11/2015 | PLANNED | 342 | 1 | 342 | 0.00044595 | 1.3039e-06
| 2015/16 | 19/11/2015 | PLANNED | 798 | 6 | 133 | 0.0010405 | 7.8237e-06
| 2015/16 | 19/11/2015 | PLANNED | 13125 | 75 | 175 | 0.017114 | 9.7796e-05
| 2015/16 | 19/11/2015 | PLANNED | 35970 | 218 | 165 | 0.046903 | 0.00028426
| 2015/16 | 19/11/2015 | PLANNED | 5622 | 32 | 175.6875 | 0.0073308 | 4.1726e-05
| 2015/16 | 19/11/2015 | PLANNED | 20552 | 56 | 367 | 0.026799 | 7.3021e-05
| 2015/16 | 19/11/2015 | PLANNED | 366 | 2 | 183 | 0.00047724 | 2.6079e-06
| 2015/16 | 19/11/2015 | PLANNED | 36539 | 140 | 260.9929 | 0.047645 | 0.00018255
| 2015/16 | 19/11/2015 | PLANNED | 290 | 2 | 145 | 0.00037814 | 2.6079e-06
| 2015/16 | 19/11/2015 | PLANNED | 3447 | 9 | 383 | 0.0044947 | 1.1735e-05
| 2015/16 | 19/11/2015 | PLANNED | 31020 | 94 | 330 | 0.040448 | 0.00012257
| 2015/16 | 19/11/2015 | PLANNED | 590 | 2 | 295 | 0.00076933 | 2.6079e-06
| 2015/16 | 19/11/2015 | PLANNED | 978 | 3 | 326 | 0.0012753 | 3.9118e-06
| 2015/16 | 19/11/2015 | PLANNED | 1685 | 7 | 240.7143 | 0.0021971 | 9.1276e-06
| 2015/16 | 19/11/2015 | PLANNED | 9246 | 46 | 201 | 0.012056 | 5.9981e-05
| 2015/16 | 19/11/2015 | PLANNED | 1311 | 23 | 57 | 0.0017095 | 2.9991e-05
| 2015/16 | 19/11/2015 | PLANNED | 55 | 11 | 5 | 7.1717e-05 | 1.4343e-05
| 2015/16 | 19/11/2015 | PLANNED | 102 | 2 | 51 | 0.000133 | 2.6079e-06
| 2015/16 | 19/11/2015 | PLANNED | 5 | 1 | 5 | 6.5197e-06 | 1.3039e-06
| 2015/16 | 20/11/2015 | PLANNED | 12 | 3 | 4 | 1.5647e-05 | 3.9118e-06
| 2015/16 | 20/11/2015 | PLANNED | 245 | 1 | 245 | 0.00031947 | 1.3039e-06
| 2015/16 | 20/11/2015 | PLANNED | 13275 | 45 | 295 | 0.01731 | 5.8677e-05
| 2015/16 | 20/11/2015 | PLANNED | 2736 | 24 | 114 | 0.0035676 | 3.1295e-05
| 2015/16 | 20/11/2015 | PLANNED | 14084 | 41 | 343.5122 | 0.018365 | 5.3462e-05
| 2015/16 | 20/11/2015 | PLANNED | 3654 | 28 | 130.5 | 0.0047646 | 3.651e-05
| 2015/16 | 20/11/2015 | PLANNED | 17479 | 77 | 227 | 0.022792 | 0.0001004
| 2015/16 | 20/11/2015 | PLANNED | 76 | 1 | 76 | 9.91e-05 | 1.3039e-06
| 2015/16 | 20/11/2015 | PLANNED | 1253 | 7 | 179 | 0.0016338 | 9.1276e-06
| 2015/16 | 20/11/2015 | PLANNED | 15000 | 25 | 600 | 0.019559 | 3.2599e-05
| 2015/16 | 20/11/2015 | PLANNED | 6975 | 31 | 225 | 0.009095 | 4.0422e-05
| 2015/16 | 20/11/2015 | PLANNED | 1932 | 7 | 276 | 0.0025192 | 9.1276e-06
| 2015/16 | 20/11/2015 | PLANNED | 7620 | 30 | 254 | 0.009936 | 3.9118e-05
| 2015/16 | 20/11/2015 | PLANNED | 850 | 5 | 170 | 0.0011084 | 6.5197e-06
| 2015/16 | 20/11/2015 | PLANNED | 4730 | 22 | 215 | 0.0061676 | 2.8687e-05
| 2015/16 | 20/11/2015 | PLANNED | 8855 | 77 | 115 | 0.011546 | 0.0001004
| 2015/16 | 20/11/2015 | PLANNED | 105 | 1 | 105 | 0.00013691 | 1.3039e-06
| 2015/16 | 20/11/2015 | PLANNED | 20 | 1 | 20 | 2.6079e-05 | 1.3039e-06
| 2015/16 | 20/11/2015 | PLANNED | 1953 | 21 | 93 | 0.0025466 | 2.7383e-05
| 2015/16 | 20/11/2015 | PLANNED | 13 | 1 | 13 | 1.6951e-05 | 1.3039e-06
| 2015/16 | 21/11/2015 | PLANNED | 1080 | 2 | 540 | 0.0014083 | 2.6079e-06
| 2015/16 | 21/11/2015 | PLANNED | 1476 | 3 | 492 | 0.0019246 | 3.9118e-06
| 2015/16 | 22/11/2015 | PLANNED | 894880 | 1645 | 544 | 1.1669 | 0.002145
| 2015/16 | 22/11/2015 | PLANNED | 621735 | 1145 | 543 | 0.81071 | 0.001493
| 2015/16 | 22/11/2015 | PLANNED | 656600 | 1225 | 536 | 0.85617 | 0.0015973
| 2015/16 | 22/11/2015 | PLANNED | 653567 | 1208 | 541.0323 | 0.85221 | 0.0015752
| 2015/16 | 22/11/2015 | PLANNED | 359926 | 658 | 547 | 0.46932 | 0.00085799
| 2015/16 | 22/11/2015 | PLANNED | 1086624 | 2016 | 539 | 1.4169 | 0.0026287
| 2015/16 | 22/11/2015 | PLANNED | 6590 | 14 | 470.7143 | 0.008593 | 1.8255e-05
| 2015/16 | 22/11/2015 | PLANNED | 35242 | 402 | 87.6667 | 0.045954 | 0.00052418
| 2015/16 | 22/11/2015 | PLANNED | 70 | 2 | 35 | 9.1276e-05 | 2.6079e-06
| 2015/16 | 22/11/2015 | PLANNED | 474 | 2 | 237 | 0.00061807 | 2.6079e-06
| 2015/16 | 23/11/2015 | PLANNED | 8346 | 85 | 98.1882 | 0.010883 | 0.00011084
| 2015/16 | 23/11/2015 | PLANNED | 1140 | 2 | 570 | 0.0014865 | 2.6079e-06
| 2015/16 | 23/11/2015 | PLANNED | 212 | 2 | 106 | 0.00027644 | 2.6079e-06
| 2015/16 | 23/11/2015 | PLANNED | 34720 | 77 | 450.9091 | 0.045273 | 0.0001004
| 2015/16 | 23/11/2015 | PLANNED | 51480 | 143 | 360 | 0.067127 | 0.00018646
| 2015/16 | 23/11/2015 | PLANNED | 6308 | 76 | 83 | 0.0082253 | 9.91e-05
| 2015/16 | 23/11/2015 | PLANNED | 14013 | 47 | 298.1489 | 0.018272 | 6.1285e-05
| 2015/16 | 23/11/2015 | PLANNED | 15680 | 49 | 320 | 0.020446 | 6.3893e-05
| 2015/16 | 23/11/2015 | PLANNED | 48 | 1 | 48 | 6.2589e-05 | 1.3039e-06
| 2015/16 | 23/11/2015 | PLANNED | 177 | 15 | 11.8 | 0.0002308 | 1.9559e-05
| 2015/16 | 23/11/2015 | PLANNED | 261 | 1 | 261 | 0.00034033 | 1.3039e-06
| 2015/16 | 23/11/2015 | PLANNED | 54 | 2 | 27 | 7.0413e-05 | 2.6079e-06
| 2015/16 | 23/11/2015 | PLANNED | 9405 | 99 | 95 | 0.012264 | 0.00012909
| 2015/16 | 23/11/2015 | PLANNED | 30 | 1 | 30 | 3.9118e-05 | 1.3039e-06
| 2015/16 | 23/11/2015 | PLANNED | 3840 | 48 | 80 | 0.0050071 | 6.2589e-05
| 2015/16 | 24/11/2015 | PLANNED | 25 | 1 | 25 | 3.2599e-05 | 1.3039e-06
| 2015/16 | 24/11/2015 | PLANNED | 23465 | 65 | 361 | 0.030597 | 8.4756e-05
| 2015/16 | 24/11/2015 | PLANNED | 17820 | 44 | 405 | 0.023236 | 5.7373e-05
| 2015/16 | 24/11/2015 | PLANNED | 221 | 1 | 221 | 0.00028817 | 1.3039e-06
| 2015/16 | 24/11/2015 | PLANNED | 1300 | 13 | 100 | 0.0016951 | 1.6951e-05
| 2015/16 | 24/11/2015 | PLANNED | 5808 | 44 | 132 | 0.0075733 | 5.7373e-05
| 2015/16 | 24/11/2015 | PLANNED | 23805 | 69 | 345 | 0.03104 | 8.9972e-05
| 2015/16 | 24/11/2015 | PLANNED | 2400 | 6 | 400 | 0.0031295 | 7.8237e-06
| 2015/16 | 24/11/2015 | PLANNED | 700 | 25 | 28 | 0.00091276 | 3.2599e-05
| 2015/16 | 24/11/2015 | PLANNED | 3195 | 9 | 355 | 0.0041661 | 1.1735e-05
| 2015/16 | 24/11/2015 | PLANNED | 26384 | 97 | 272 | 0.034403 | 0.00012648
| 2015/16 | 24/11/2015 | PLANNED | 18424 | 56 | 329 | 0.024024 | 7.3021e-05
| 2015/16 | 24/11/2015 | PLANNED | 6560 | 32 | 205 | 0.0085539 | 4.1726e-05
| 2015/16 | 24/11/2015 | PLANNED | 33835 | 101 | 335 | 0.044119 | 0.0001317
| 2015/16 | 24/11/2015 | PLANNED | 26040 | 93 | 280 | 0.033955 | 0.00012127
| 2015/16 | 24/11/2015 | PLANNED | 240 | 2 | 120 | 0.00031295 | 2.6079e-06
| 2015/16 | 24/11/2015 | PLANNED | 18 | 3 | 6 | 2.3471e-05 | 3.9118e-06
| 2015/16 | 24/11/2015 | PLANNED | 165 | 1 | 165 | 0.00021515 | 1.3039e-06
| 2015/16 | 24/11/2015 | PLANNED | 500 | 4 | 125 | 0.00065197 | 5.2158e-06
| 2015/16 | 24/11/2015 | PLANNED | 775 | 5 | 155 | 0.0010106 | 6.5197e-06
| 2015/16 | 24/11/2015 | PLANNED | 240 | 2 | 120 | 0.00031295 | 2.6079e-06
| 2015/16 | 24/11/2015 | PLANNED | 350 | 70 | 5 | 0.00045638 | 9.1276e-05
| 2015/16 | 24/11/2015 | PLANNED | 42 | 3 | 14 | 5.4766e-05 | 3.9118e-06
| 2015/16 | 25/11/2015 | PLANNED | 37895 | 413 | 91.7554 | 0.049413 | 0.00053853
| 2015/16 | 25/11/2015 | PLANNED | 4024 | 10 | 402.4 | 0.0052471 | 1.3039e-05
| 2015/16 | 25/11/2015 | PLANNED | 8589 | 21 | 409 | 0.0112 | 2.7383e-05
| 2015/16 | 25/11/2015 | PLANNED | 5610 | 30 | 187 | 0.0073151 | 3.9118e-05
| 2015/16 | 25/11/2015 | PLANNED | 3493 | 17 | 205.4706 | 0.0045547 | 2.2167e-05
| 2015/16 | 25/11/2015 | PLANNED | 1480 | 4 | 370 | 0.0019298 | 5.2158e-06
| 2015/16 | 25/11/2015 | PLANNED | 4500 | 18 | 250 | 0.0058677 | 2.3471e-05
| 2015/16 | 25/11/2015 | PLANNED | 3531 | 11 | 321 | 0.0046042 | 1.4343e-05
| 2015/16 | 25/11/2015 | PLANNED | 642 | 2 | 321 | 0.00083713 | 2.6079e-06
| 2015/16 | 25/11/2015 | PLANNED | 46400 | 145 | 320 | 0.060503 | 0.00018907
| 2015/16 | 25/11/2015 | PLANNED | 6030 | 30 | 201 | 0.0078628 | 3.9118e-05
| 2015/16 | 25/11/2015 | PLANNED | 9307 | 41 | 227 | 0.012136 | 5.3462e-05
| 2015/16 | 25/11/2015 | PLANNED | 15580 | 41 | 380 | 0.020315 | 5.3462e-05
| 2015/16 | 25/11/2015 | PLANNED | 200 | 1 | 200 | 0.00026079 | 1.3039e-06
| 2015/16 | 25/11/2015 | PLANNED | 269 | 1 | 269 | 0.00035076 | 1.3039e-06
| 2015/16 | 25/11/2015 | PLANNED | 101 | 1 | 101 | 0.0001317 | 1.3039e-06
| 2015/16 | 25/11/2015 | PLANNED | 59885 | 203 | 295 | 0.078087 | 0.0002647
| 2015/16 | 26/11/2015 | PLANNED | 3651 | 10 | 365.1 | 0.0047607 | 1.3039e-05
| 2015/16 | 26/11/2015 | PLANNED | 9710 | 21 | 462.381 | 0.012661 | 2.7383e-05
| 2015/16 | 26/11/2015 | PLANNED | 36612 | 108 | 339 | 0.04774 | 0.00014083
| 2015/16 | 26/11/2015 | PLANNED | 4776 | 14 | 341.1429 | 0.0062276 | 1.8255e-05
| 2015/16 | 26/11/2015 | PLANNED | 85 | 1 | 85 | 0.00011084 | 1.3039e-06
| 2015/16 | 26/11/2015 | PLANNED | 128358 | 294 | 436.5918 | 0.16737 | 0.00038336
| 2015/16 | 26/11/2015 | PLANNED | 11700 | 30 | 390 | 0.015256 | 3.9118e-05
| 2015/16 | 26/11/2015 | PLANNED | 20250 | 56 | 361.6071 | 0.026405 | 7.3021e-05
| 2015/16 | 26/11/2015 | PLANNED | 30 | 2 | 15 | 3.9118e-05 | 2.6079e-06
| 2015/16 | 26/11/2015 | PLANNED | 290 | 1 | 290 | 0.00037814 | 1.3039e-06
| 2015/16 | 26/11/2015 | PLANNED | 15795 | 81 | 195 | 0.020596 | 0.00010562
| 2015/16 | 26/11/2015 | PLANNED | 350 | 1 | 350 | 0.00045638 | 1.3039e-06
| 2015/16 | 26/11/2015 | PLANNED | 60900 | 203 | 300 | 0.07941 | 0.0002647
| 2015/16 | 26/11/2015 | PLANNED | 8 | 1 | 8 | 1.0432e-05 | 1.3039e-06
| 2015/16 | 27/11/2015 | PLANNED | 4750 | 19 | 250 | 0.0061937 | 2.4775e-05
| 2015/16 | 27/11/2015 | PLANNED | 232 | 1 | 232 | 0.00030251 | 1.3039e-06
| 2015/16 | 27/11/2015 | PLANNED | 60 | 1 | 60 | 7.8237e-05 | 1.3039e-06
| 2015/16 | 27/11/2015 | PLANNED | 1500 | 6 | 250 | 0.0019559 | 7.8237e-06
| 2015/16 | 27/11/2015 | PLANNED | 10672 | 29 | 368 | 0.013916 | 3.7814e-05
| 2015/16 | 27/11/2015 | PLANNED | 14560 | 52 | 280 | 0.018985 | 6.7805e-05
| 2015/16 | 27/11/2015 | PLANNED | 2484 | 27 | 92 | 0.003239 | 3.5206e-05
| 2015/16 | 27/11/2015 | PLANNED | 880 | 8 | 110 | 0.0011475 | 1.0432e-05
| 2015/16 | 27/11/2015 | PLANNED | 86 | 1 | 86 | 0.00011214 | 1.3039e-06
| 2015/16 | 27/11/2015 | PLANNED | 500 | 4 | 125 | 0.00065197 | 5.2158e-06
| 2015/16 | 27/11/2015 | PLANNED | 1055 | 7 | 150.7143 | 0.0013757 | 9.1276e-06
| 2015/16 | 27/11/2015 | PLANNED | 34840 | 134 | 260 | 0.045429 | 0.00017473
| 2015/16 | 27/11/2015 | PLANNED | 1179 | 9 | 131 | 0.0015373 | 1.1735e-05
| 2015/16 | 27/11/2015 | PLANNED | 1300 | 5 | 260 | 0.0016951 | 6.5197e-06
| 2015/16 | 27/11/2015 | PLANNED | 1312 | 8 | 164 | 0.0017108 | 1.0432e-05
| 2015/16 | 27/11/2015 | PLANNED | 655 | 2 | 327.5 | 0.00085408 | 2.6079e-06
| 2015/16 | 27/11/2015 | PLANNED | 16800 | 70 | 240 | 0.021906 | 9.1276e-05
| 2015/16 | 27/11/2015 | PLANNED | 252 | 1 | 252 | 0.00032859 | 1.3039e-06
| 2015/16 | 27/11/2015 | PLANNED | 956 | 4 | 239 | 0.0012466 | 5.2158e-06
| 2015/16 | 27/11/2015 | PLANNED | 122 | 1 | 122 | 0.00015908 | 1.3039e-06
| 2015/16 | 28/11/2015 | PLANNED | 103230 | 555 | 186 | 0.13461 | 0.00072369
| 2015/16 | 28/11/2015 | PLANNED | 660 | 4 | 165 | 0.0008606 | 5.2158e-06
| 2015/16 | 28/11/2015 | PLANNED | 64410 | 285 | 226 | 0.083987 | 0.00037162
| 2015/16 | 28/11/2015 | PLANNED | 58 | 2 | 29 | 7.5629e-05 | 2.6079e-06
| 2015/16 | 28/11/2015 | PLANNED | 23650 | 43 | 550 | 0.030838 | 5.607e-05
| 2015/16 | 29/11/2015 | PLANNED | 48772 | 146 | 334.0548 | 0.063596 | 0.00019038
| 2015/16 | 29/11/2015 | PLANNED | 5828 | 31 | 188 | 0.0075994 | 4.0422e-05
| 2015/16 | 29/11/2015 | PLANNED | 14229 | 81 | 175.6667 | 0.018554 | 0.00010562
| 2015/16 | 29/11/2015 | PLANNED | 2856 | 6 | 476 | 0.0037241 | 7.8237e-06
| 2015/16 | 29/11/2015 | PLANNED | 56984 | 337 | 169.092 | 0.074304 | 0.00043943
| 2015/16 | 29/11/2015 | PLANNED | 54 | 1 | 54 | 7.0413e-05 | 1.3039e-06
| 2015/16 | 29/11/2015 | PLANNED | 225 | 5 | 45 | 0.00029339 | 6.5197e-06
| 2015/16 | 30/11/2015 | PLANNED | 24890 | 131 | 190 | 0.032455 | 0.00017082
| 2015/16 | 30/11/2015 | PLANNED | 1470 | 7 | 210 | 0.0019168 | 9.1276e-06
| 2015/16 | 30/11/2015 | PLANNED | 7200 | 30 | 240 | 0.0093884 | 3.9118e-05
| 2015/16 | 30/11/2015 | PLANNED | 55544 | 212 | 262 | 0.072426 | 0.00027644
| 2015/16 | 30/11/2015 | PLANNED | 1240 | 31 | 40 | 0.0016169 | 4.0422e-05
| 2015/16 | 30/11/2015 | PLANNED | 3000 | 10 | 300 | 0.0039118 | 1.3039e-05
| 2015/16 | 30/11/2015 | PLANNED | 612 | 3 | 204 | 0.00079801 | 3.9118e-06
| 2015/16 | 30/11/2015 | PLANNED | 595 | 4 | 148.75 | 0.00077585 | 5.2158e-06
| 2015/16 | 30/11/2015 | PLANNED | 8167 | 55 | 148.4909 | 0.010649 | 7.1717e-05
| 2015/16 | 30/11/2015 | PLANNED | 24530 | 67 | 366.1194 | 0.031986 | 8.7364e-05
| 2015/16 | 30/11/2015 | PLANNED | 1782 | 11 | 162 | 0.0023236 | 1.4343e-05
| 2015/16 | 30/11/2015 | PLANNED | 8580 | 143 | 60 | 0.011188 | 0.00018646
| 2015/16 | 30/11/2015 | PLANNED | 1960 | 35 | 56 | 0.0025557 | 4.5638e-05
| 2015/16 | 30/11/2015 | PLANNED | 140 | 7 | 20 | 0.00018255 | 9.1276e-06
| 2015/16 | 30/11/2015 | PLANNED | 434 | 7 | 62 | 0.00056591 | 9.1276e-06
| 2015/16 | 30/11/2015 | PLANNED | 2295 | 27 | 85 | 0.0029925 | 3.5206e-05
| 2015/16 | 30/11/2015 | PLANNED | 214 | 2 | 107 | 0.00027904 | 2.6079e-06
| 2015/16 | 30/11/2015 | PLANNED | 20 | 1 | 20 | 2.6079e-05 | 1.3039e-06
| 2015/16 | 1/12/2015 | PLANNED | 4800 | 15 | 320 | 0.0062589 | 1.9559e-05
| 2015/16 | 1/12/2015 | PLANNED | 600 | 20 | 30 | 0.00078237 | 2.6079e-05
| 2015/16 | 1/12/2015 | PLANNED | 17100 | 90 | 190 | 0.022297 | 0.00011735
| 2015/16 | 1/12/2015 | PLANNED | 13280 | 40 | 332 | 0.017316 | 5.2158e-05
| 2015/16 | 1/12/2015 | PLANNED | 14385 | 35 | 411 | 0.018757 | 4.5638e-05
| 2015/16 | 1/12/2015 | PLANNED | 21034 | 403 | 52.1935 | 0.027427 | 0.00052549
| 2015/16 | 1/12/2015 | PLANNED | 2360 | 118 | 20 | 0.0030773 | 0.00015387
| 2015/16 | 1/12/2015 | PLANNED | 22203 | 64 | 346.9219 | 0.028951 | 8.3452e-05
| 2015/16 | 1/12/2015 | PLANNED | 4521 | 16 | 282.5625 | 0.0058951 | 2.0863e-05
| 2015/16 | 1/12/2015 | PLANNED | 480 | 12 | 40 | 0.00062589 | 1.5647e-05
| 2015/16 | 1/12/2015 | PLANNED | 35 | 1 | 35 | 4.5638e-05 | 1.3039e-06
| 2015/16 | 1/12/2015 | PLANNED | 9 | 1 | 9 | 1.1735e-05 | 1.3039e-06
| 2015/16 | 1/12/2015 | PLANNED | 170 | 1 | 170 | 0.00022167 | 1.3039e-06
| 2015/16 | 1/12/2015 | PLANNED | 360 | 9 | 40 | 0.00046942 | 1.1735e-05
| 2015/16 | 2/12/2015 | PLANNED | 6870 | 17 | 404.1176 | 0.0089581 | 2.2167e-05
| 2015/16 | 2/12/2015 | PLANNED | 15582 | 42 | 371 | 0.020318 | 5.4766e-05
| 2015/16 | 2/12/2015 | PLANNED | 20625 | 55 | 375 | 0.026894 | 7.1717e-05
| 2015/16 | 2/12/2015 | PLANNED | 3600 | 16 | 225 | 0.0046942 | 2.0863e-05
| 2015/16 | 2/12/2015 | PLANNED | 6024 | 24 | 251 | 0.0078549 | 3.1295e-05
| 2015/16 | 2/12/2015 | PLANNED | 3135 | 11 | 285 | 0.0040879 | 1.4343e-05
| 2015/16 | 2/12/2015 | PLANNED | 57550 | 167 | 344.6108 | 0.075042 | 0.00021776
| 2015/16 | 2/12/2015 | PLANNED | 12416 | 32 | 388 | 0.01619 | 4.1726e-05
| 2015/16 | 2/12/2015 | PLANNED | 16236 | 44 | 369 | 0.021171 | 5.7373e-05
| 2015/16 | 2/12/2015 | PLANNED | 618 | 2 | 309 | 0.00080584 | 2.6079e-06
| 2015/16 | 2/12/2015 | PLANNED | 3795 | 11 | 345 | 0.0049485 | 1.4343e-05
| 2015/16 | 2/12/2015 | PLANNED | 19928 | 94 | 212 | 0.025985 | 0.00012257
| 2015/16 | 2/12/2015 | PLANNED | 43310 | 142 | 305 | 0.056474 | 0.00018516
| 2015/16 | 2/12/2015 | PLANNED | 678 | 2 | 339 | 0.00088407 | 2.6079e-06
| 2015/16 | 2/12/2015 | PLANNED | 15390 | 45 | 342 | 0.020068 | 5.8677e-05
| 2015/16 | 2/12/2015 | PLANNED | 1755 | 5 | 351 | 0.0022884 | 6.5197e-06
| 2015/16 | 2/12/2015 | PLANNED | 540 | 4 | 135 | 0.00070413 | 5.2158e-06
| 2015/16 | 2/12/2015 | PLANNED | 1906 | 24 | 79.4167 | 0.0024853 | 3.1295e-05
| 2015/16 | 2/12/2015 | PLANNED | 101 | 1 | 101 | 0.0001317 | 1.3039e-06
| 2015/16 | 2/12/2015 | PLANNED | 330 | 1 | 330 | 0.0004303 | 1.3039e-06
| 2015/16 | 2/12/2015 | PLANNED | 15 | 3 | 5 | 1.9559e-05 | 3.9118e-06
| 2015/16 | 2/12/2015 | PLANNED | 5 | 1 | 5 | 6.5197e-06 | 1.3039e-06
| 2015/16 | 2/12/2015 | PLANNED | 87 | 1 | 87 | 0.00011344 | 1.3039e-06
| 2015/16 | 2/12/2015 | PLANNED | 3575 | 11 | 325 | 0.0046616 | 1.4343e-05
| 2015/16 | 3/12/2015 | PLANNED | 5952 | 31 | 192 | 0.0077611 | 4.0422e-05
| 2015/16 | 3/12/2015 | PLANNED | 446 | 1 | 446 | 0.00058156 | 1.3039e-06
| 2015/16 | 3/12/2015 | PLANNED | 13680 | 36 | 380 | 0.017838 | 4.6942e-05
| 2015/16 | 3/12/2015 | PLANNED | 2012 | 4 | 503 | 0.0026235 | 5.2158e-06
| 2015/16 | 3/12/2015 | PLANNED | 62 | 2 | 31 | 8.0844e-05 | 2.6079e-06
| 2015/16 | 3/12/2015 | PLANNED | 1185 | 3 | 395 | 0.0015452 | 3.9118e-06
| 2015/16 | 3/12/2015 | PLANNED | 28490 | 77 | 370 | 0.037149 | 0.0001004
| 2015/16 | 3/12/2015 | PLANNED | 2023 | 7 | 289 | 0.0026379 | 9.1276e-06
| 2015/16 | 3/12/2015 | PLANNED | 43605 | 135 | 323 | 0.056858 | 0.00017603
| 2015/16 | 3/12/2015 | PLANNED | 294 | 2 | 147 | 0.00038336 | 2.6079e-06
| 2015/16 | 3/12/2015 | PLANNED | 52824 | 142 | 372 | 0.068879 | 0.00018516
| 2015/16 | 3/12/2015 | PLANNED | 2142 | 6 | 357 | 0.002793 | 7.8237e-06
| 2015/16 | 3/12/2015 | PLANNED | 2004 | 12 | 167 | 0.0026131 | 1.5647e-05
| 2015/16 | 3/12/2015 | PLANNED | 1555 | 7 | 222.1429 | 0.0020276 | 9.1276e-06
| 2015/16 | 3/12/2015 | PLANNED | 1400 | 20 | 70 | 0.0018255 | 2.6079e-05
| 2015/16 | 3/12/2015 | PLANNED | 270 | 1 | 270 | 0.00035206 | 1.3039e-06
| 2015/16 | 3/12/2015 | PLANNED | 43440 | 120 | 362 | 0.056643 | 0.00015647
| 2015/16 | 3/12/2015 | PLANNED | 86255 | 268 | 321.847 | 0.11247 | 0.00034946
| 2015/16 | 3/12/2015 | PLANNED | 4650 | 15 | 310 | 0.0060633 | 1.9559e-05
| 2015/16 | 3/12/2015 | PLANNED | 360 | 2 | 180 | 0.00046942 | 2.6079e-06
| 2015/16 | 3/12/2015 | PLANNED | 50 | 1 | 50 | 6.5197e-05 | 1.3039e-06
| 2015/16 | 3/12/2015 | PLANNED | 2640 | 22 | 120 | 0.0034424 | 2.8687e-05
| 2015/16 | 3/12/2015 | PLANNED | 11 | 1 | 11 | 1.4343e-05 | 1.3039e-06
| 2015/16 | 3/12/2015 | PLANNED | 8 | 4 | 2 | 1.0432e-05 | 5.2158e-06
| 2015/16 | 3/12/2015 | PLANNED | 40 | 8 | 5 | 5.2158e-05 | 1.0432e-05
| 2015/16 | 4/12/2015 | PLANNED | 299 | 1 | 299 | 0.00038988 | 1.3039e-06
| 2015/16 | 4/12/2015 | PLANNED | 65628 | 9 | 7292 | 0.085575 | 1.1735e-05
| 2015/16 | 4/12/2015 | PLANNED | 13600 | 34 | 400 | 0.017734 | 4.4334e-05
| 2015/16 | 4/12/2015 | PLANNED | 780 | 4 | 195 | 0.0010171 | 5.2158e-06
| 2015/16 | 4/12/2015 | PLANNED | 11250 | 50 | 225 | 0.014669 | 6.5197e-05
| 2015/16 | 4/12/2015 | PLANNED | 9974 | 36 | 277.0556 | 0.013006 | 4.6942e-05
| 2015/16 | 4/12/2015 | PLANNED | 224 | 1 | 224 | 0.00029208 | 1.3039e-06
| 2015/16 | 4/12/2015 | PLANNED | 2937 | 32 | 91.7812 | 0.0038297 | 4.1726e-05
| 2015/16 | 4/12/2015 | PLANNED | 27716 | 82 | 338 | 0.03614 | 0.00010692
| 2015/16 | 4/12/2015 | PLANNED | 10585 | 38 | 278.5526 | 0.013802 | 4.955e-05
| 2015/16 | 4/12/2015 | PLANNED | 1040 | 13 | 80 | 0.0013561 | 1.6951e-05
| 2015/16 | 4/12/2015 | PLANNED | 3281 | 17 | 193 | 0.0042782 | 2.2167e-05
| 2015/16 | 4/12/2015 | PLANNED | 180 | 3 | 60 | 0.00023471 | 3.9118e-06
| 2015/16 | 5/12/2015 | PLANNED | 290 | 1 | 290 | 0.00037814 | 1.3039e-06
| 2015/16 | 5/12/2015 | PLANNED | 520 | 1 | 520 | 0.00067805 | 1.3039e-06
| 2015/16 | 5/12/2015 | PLANNED | 79445 | 392 | 202.6658 | 0.10359 | 0.00051115
| 2015/16 | 5/12/2015 | PLANNED | 3680 | 23 | 160 | 0.0047985 | 2.9991e-05
| 2015/16 | 5/12/2015 | PLANNED | 1782 | 11 | 162 | 0.0023236 | 1.4343e-05
| 2015/16 | 5/12/2015 | PLANNED | 2100 | 7 | 300 | 0.0027383 | 9.1276e-06
| 2015/16 | 5/12/2015 | PLANNED | 432 | 6 | 72 | 0.0005633 | 7.8237e-06
| 2015/16 | 5/12/2015 | PLANNED | 23197 | 173 | 134.0867 | 0.030248 | 0.00022558
| 2015/16 | 6/12/2015 | PLANNED | 3384 | 8 | 423 | 0.0044125 | 1.0432e-05
| 2015/16 | 6/12/2015 | PLANNED | 47209 | 306 | 154.2778 | 0.061558 | 0.00039901
| 2015/16 | 6/12/2015 | PLANNED | 1710 | 9 | 190 | 0.0022297 | 1.1735e-05
| 2015/16 | 6/12/2015 | PLANNED | 909 | 9 | 101 | 0.0011853 | 1.1735e-05
| 2015/16 | 7/12/2015 | PLANNED | 5680 | 40 | 142 | 0.0074064 | 5.2158e-05
| 2015/16 | 7/12/2015 | PLANNED | 19266 | 169 | 114 | 0.025122 | 0.00022037
| 2015/16 | 7/12/2015 | PLANNED | 1485 | 9 | 165 | 0.0019364 | 1.1735e-05
| 2015/16 | 7/12/2015 | PLANNED | 780 | 5 | 156 | 0.0010171 | 6.5197e-06
| 2015/16 | 7/12/2015 | PLANNED | 512 | 4 | 128 | 0.00066762 | 5.2158e-06
| 2015/16 | 7/12/2015 | PLANNED | 420 | 2 | 210 | 0.00054766 | 2.6079e-06
| 2015/16 | 7/12/2015 | PLANNED | 130 | 1 | 130 | 0.00016951 | 1.3039e-06
| 2015/16 | 8/12/2015 | PLANNED | 860 | 4 | 215 | 0.0011214 | 5.2158e-06
| 2015/16 | 8/12/2015 | PLANNED | 300 | 4 | 75 | 0.00039118 | 5.2158e-06
| 2015/16 | 8/12/2015 | PLANNED | 263 | 1 | 263 | 0.00034294 | 1.3039e-06
| 2015/16 | 8/12/2015 | PLANNED | 1030 | 22 | 46.8182 | 0.0013431 | 2.8687e-05
| 2015/16 | 8/12/2015 | PLANNED | 3200 | 40 | 80 | 0.0041726 | 5.2158e-05
| 2015/16 | 8/12/2015 | PLANNED | 290 | 5 | 58 | 0.00037814 | 6.5197e-06
| 2015/16 | 8/12/2015 | PLANNED | 1260 | 4 | 315 | 0.001643 | 5.2158e-06
| 2015/16 | 8/12/2015 | PLANNED | 8928 | 31 | 288 | 0.011642 | 4.0422e-05
| 2015/16 | 8/12/2015 | PLANNED | 76 | 2 | 38 | 9.91e-05 | 2.6079e-06
| 2015/16 | 8/12/2015 | PLANNED | 5880 | 147 | 40 | 0.0076672 | 0.00019168
| 2015/16 | 8/12/2015 | PLANNED | 2920 | 8 | 365 | 0.0038075 | 1.0432e-05
| 2015/16 | 8/12/2015 | PLANNED | 120588 | 792 | 152.2576 | 0.15724 | 0.0010327
| 2015/16 | 8/12/2015 | PLANNED | 20820 | 60 | 347 | 0.027148 | 7.8237e-05
| 2015/16 | 8/12/2015 | PLANNED | 4736 | 32 | 148 | 0.0061755 | 4.1726e-05
| 2015/16 | 8/12/2015 | PLANNED | 174 | 1 | 174 | 0.00022689 | 1.3039e-06
| 2015/16 | 8/12/2015 | PLANNED | 7360 | 92 | 80 | 0.009597 | 0.00011996
| 2015/16 | 8/12/2015 | PLANNED | 15 | 1 | 15 | 1.9559e-05 | 1.3039e-06
| 2015/16 | 9/12/2015 | PLANNED | 135602 | 231 | 587.0216 | 0.17682 | 0.00030121
| 2015/16 | 9/12/2015 | PLANNED | 12958 | 31 | 418 | 0.016896 | 4.0422e-05
| 2015/16 | 9/12/2015 | PLANNED | 72594 | 222 | 327 | 0.094658 | 0.00028948
| 2015/16 | 9/12/2015 | PLANNED | 5372 | 149 | 36.0537 | 0.0070048 | 0.00019429
| 2015/16 | 9/12/2015 | PLANNED | 8613 | 29 | 297 | 0.011231 | 3.7814e-05
| 2015/16 | 9/12/2015 | PLANNED | 16425 | 45 | 365 | 0.021417 | 5.8677e-05
| 2015/16 | 9/12/2015 | PLANNED | 20700 | 115 | 180 | 0.026992 | 0.00014995
| 2015/16 | 9/12/2015 | PLANNED | 7 | 1 | 7 | 9.1276e-06 | 1.3039e-06
| 2015/16 | 10/12/2015 | PLANNED | 18156 | 51 | 356 | 0.023674 | 6.6501e-05
| 2015/16 | 10/12/2015 | PLANNED | 30 | 1 | 30 | 3.9118e-05 | 1.3039e-06
| 2015/16 | 10/12/2015 | PLANNED | 1741 | 1 | 1741 | 0.0022702 | 1.3039e-06
| 2015/16 | 10/12/2015 | PLANNED | 7400 | 40 | 185 | 0.0096492 | 5.2158e-05
| 2015/16 | 10/12/2015 | PLANNED | 1170 | 6 | 195 | 0.0015256 | 7.8237e-06
| 2015/16 | 10/12/2015 | PLANNED | 2550 | 10 | 255 | 0.0033251 | 1.3039e-05
| 2015/16 | 10/12/2015 | PLANNED | 11200 | 32 | 350 | 0.014604 | 4.1726e-05
| 2015/16 | 10/12/2015 | PLANNED | 176960 | 553 | 320 | 0.23075 | 0.00072108
| 2015/16 | 10/12/2015 | PLANNED | 24860 | 113 | 220 | 0.032416 | 0.00014735
| 2015/16 | 10/12/2015 | PLANNED | 240 | 2 | 120 | 0.00031295 | 2.6079e-06
| 2015/16 | 10/12/2015 | PLANNED | 13600 | 80 | 170 | 0.017734 | 0.00010432
| 2015/16 | 10/12/2015 | PLANNED | 43250 | 173 | 250 | 0.056396 | 0.00022558
| 2015/16 | 10/12/2015 | PLANNED | 870 | 87 | 10 | 0.0011344 | 0.00011344
| 2015/16 | 10/12/2015 | PLANNED | 125 | 1 | 125 | 0.00016299 | 1.3039e-06
| 2015/16 | 10/12/2015 | PLANNED | 444 | 2 | 222 | 0.00057895 | 2.6079e-06
| 2015/16 | 10/12/2015 | PLANNED | 2160 | 27 | 80 | 0.0028165 | 3.5206e-05
| 2015/16 | 10/12/2015 | PLANNED | 8091 | 93 | 87 | 0.01055 | 0.00012127
| 2015/16 | 10/12/2015 | PLANNED | 288 | 8 | 36 | 0.00037554 | 1.0432e-05
| 2015/16 | 10/12/2015 | PLANNED | 420 | 7 | 60 | 0.00054766 | 9.1276e-06
| 2015/16 | 10/12/2015 | PLANNED | 172 | 2 | 86 | 0.00022428 | 2.6079e-06
| 2015/16 | 11/12/2015 | PLANNED | 73 | 1 | 73 | 9.5188e-05 | 1.3039e-06
| 2015/16 | 11/12/2015 | PLANNED | 4 | 2 | 2 | 5.2158e-06 | 2.6079e-06
| 2015/16 | 11/12/2015 | PLANNED | 10185 | 35 | 291 | 0.013281 | 4.5638e-05
| 2015/16 | 11/12/2015 | PLANNED | 2480 | 10 | 248 | 0.0032338 | 1.3039e-05
| 2015/16 | 11/12/2015 | PLANNED | 768 | 3 | 256 | 0.0010014 | 3.9118e-06
| 2015/16 | 11/12/2015 | PLANNED | 348 | 3 | 116 | 0.00045377 | 3.9118e-06
| 2015/16 | 11/12/2015 | PLANNED | 26600 | 100 | 266 | 0.034685 | 0.00013039
| 2015/16 | 11/12/2015 | PLANNED | 11890 | 58 | 205 | 0.015504 | 7.5629e-05
| 2015/16 | 11/12/2015 | PLANNED | 13500 | 45 | 300 | 0.017603 | 5.8677e-05
| 2015/16 | 11/12/2015 | PLANNED | 854 | 3 | 284.6667 | 0.0011136 | 3.9118e-06
| 2015/16 | 11/12/2015 | PLANNED | 312 | 1 | 312 | 0.00040683 | 1.3039e-06
| 2015/16 | 11/12/2015 | PLANNED | 14839 | 71 | 209 | 0.019349 | 9.258e-05
| 2015/16 | 11/12/2015 | PLANNED | 5852 | 38 | 154 | 0.0076307 | 4.955e-05
| 2015/16 | 11/12/2015 | PLANNED | 1143 | 9 | 127 | 0.0014904 | 1.1735e-05
| 2015/16 | 11/12/2015 | PLANNED | 16120 | 52 | 310 | 0.02102 | 6.7805e-05
| 2015/16 | 11/12/2015 | PLANNED | 544 | 2 | 272 | 0.00070934 | 2.6079e-06
| 2015/16 | 11/12/2015 | PLANNED | 440 | 2 | 220 | 0.00057373 | 2.6079e-06
| 2015/16 | 11/12/2015 | PLANNED | 4460 | 20 | 223 | 0.0058156 | 2.6079e-05
| 2015/16 | 11/12/2015 | PLANNED | 11070 | 41 | 270 | 0.014435 | 5.3462e-05
| 2015/16 | 11/12/2015 | PLANNED | 36525 | 132 | 276.7045 | 0.047626 | 0.00017212
| 2015/16 | 11/12/2015 | PLANNED | 603 | 3 | 201 | 0.00078628 | 3.9118e-06
| 2015/16 | 11/12/2015 | PLANNED | 117 | 1 | 117 | 0.00015256 | 1.3039e-06
| 2015/16 | 11/12/2015 | PLANNED | 110 | 1 | 110 | 0.00014343 | 1.3039e-06
| 2015/16 | 13/12/2015 | PLANNED | 7995 | 41 | 195 | 0.010425 | 5.3462e-05
| 2015/16 | 13/12/2015 | PLANNED | 509 | 1 | 509 | 0.00066371 | 1.3039e-06
| 2015/16 | 13/12/2015 | PLANNED | 500 | 4 | 125 | 0.00065197 | 5.2158e-06
| 2015/16 | 13/12/2015 | PLANNED | 1 | 2 | 0.5 | 1.3039e-06 | 2.6079e-06
| 2015/16 | 13/12/2015 | PLANNED | 24742 | 139 | 178 | 0.032262 | 0.00018125
| 2015/16 | 13/12/2015 | PLANNED | 612 | 2 | 306 | 0.00079801 | 2.6079e-06
| 2015/16 | 13/12/2015 | PLANNED | 36160 | 113 | 320 | 0.047151 | 0.00014735
| 2015/16 | 13/12/2015 | PLANNED | 1164 | 3 | 388 | 0.0015178 | 3.9118e-06
| 2015/16 | 14/12/2015 | PLANNED | 371 | 1 | 371 | 0.00048376 | 1.3039e-06
| 2015/16 | 14/12/2015 | PLANNED | 84912 | 366 | 232 | 0.11072 | 0.00047724
| 2015/16 | 14/12/2015 | PLANNED | 9324 | 28 | 333 | 0.012158 | 3.651e-05
| 2015/16 | 14/12/2015 | PLANNED | 170 | 2 | 85 | 0.00022167 | 2.6079e-06
| 2015/16 | 14/12/2015 | PLANNED | 8827 | 91 | 97 | 0.01151 | 0.00011866
| 2015/16 | 14/12/2015 | PLANNED | 2225 | 25 | 89 | 0.0029013 | 3.2599e-05
| 2015/16 | 14/12/2015 | PLANNED | 50 | 5 | 10 | 6.5197e-05 | 6.5197e-06
| 2015/16 | 14/12/2015 | PLANNED | 2375 | 19 | 125 | 0.0030969 | 2.4775e-05
| 2015/16 | 14/12/2015 | PLANNED | 4185 | 15 | 279 | 0.005457 | 1.9559e-05
| 2015/16 | 14/12/2015 | PLANNED | 2033 | 19 | 107 | 0.0026509 | 2.4775e-05
| 2015/16 | 14/12/2015 | PLANNED | 11 | 1 | 11 | 1.4343e-05 | 1.3039e-06
| 2015/16 | 15/12/2015 | PLANNED | 2504 | 8 | 313 | 0.0032651 | 1.0432e-05
| 2015/16 | 15/12/2015 | PLANNED | 90801 | 185 | 490.8162 | 0.1184 | 0.00024123
| 2015/16 | 15/12/2015 | PLANNED | 16815 | 59 | 285 | 0.021926 | 7.6933e-05
| 2015/16 | 15/12/2015 | PLANNED | 28623 | 91 | 314.5385 | 0.037323 | 0.00011866
| 2015/16 | 15/12/2015 | PLANNED | 252 | 1 | 252 | 0.00032859 | 1.3039e-06
| 2015/16 | 15/12/2015 | PLANNED | 3360 | 10 | 336 | 0.0043812 | 1.3039e-05
| 2015/16 | 15/12/2015 | PLANNED | 6735 | 26 | 259.0385 | 0.0087821 | 3.3903e-05
| 2015/16 | 15/12/2015 | PLANNED | 55848 | 276 | 202.3478 | 0.072823 | 0.00035989
| 2015/16 | 15/12/2015 | PLANNED | 58157 | 184 | 316.0707 | 0.075833 | 0.00023993
| 2015/16 | 15/12/2015 | PLANNED | 4390 | 14 | 313.5714 | 0.0057243 | 1.8255e-05
| 2015/16 | 15/12/2015 | PLANNED | 1085 | 5 | 217 | 0.0014148 | 6.5197e-06
| 2015/16 | 15/12/2015 | PLANNED | 375 | 3 | 125 | 0.00048898 | 3.9118e-06
| 2015/16 | 15/12/2015 | PLANNED | 14156 | 46 | 307.7391 | 0.018459 | 5.9981e-05
| 2015/16 | 15/12/2015 | PLANNED | 760 | 5 | 152 | 0.000991 | 6.5197e-06
| 2015/16 | 15/12/2015 | PLANNED | 2288 | 13 | 176 | 0.0029834 | 1.6951e-05
| 2015/16 | 15/12/2015 | PLANNED | 646 | 2 | 323 | 0.00084235 | 2.6079e-06
| 2015/16 | 15/12/2015 | PLANNED | 6960 | 24 | 290 | 0.0090754 | 3.1295e-05
| 2015/16 | 15/12/2015 | PLANNED | 5511 | 33 | 167 | 0.007186 | 4.303e-05
| 2015/16 | 15/12/2015 | PLANNED | 18645 | 113 | 165 | 0.024312 | 0.00014735
| 2015/16 | 15/12/2015 | PLANNED | 50 | 1 | 50 | 6.5197e-05 | 1.3039e-06
| 2015/16 | 15/12/2015 | PLANNED | 20 | 2 | 10 | 2.6079e-05 | 2.6079e-06
| 2015/16 | 15/12/2015 | PLANNED | 1120 | 28 | 40 | 0.0014604 | 3.651e-05
| 2015/16 | 15/12/2015 | PLANNED | 18 | 2 | 9 | 2.3471e-05 | 2.6079e-06
| 2015/16 | 15/12/2015 | PLANNED | 5 | 1 | 5 | 6.5197e-06 | 1.3039e-06
| 2015/16 | 15/12/2015 | PLANNED | 196 | 1 | 196 | 0.00025557 | 1.3039e-06
| 2015/16 | 15/12/2015 | PLANNED | 102 | 3 | 34 | 0.000133 | 3.9118e-06
| 2015/16 | 16/12/2015 | PLANNED | 300 | 2 | 150 | 0.00039118 | 2.6079e-06
| 2015/16 | 16/12/2015 | PLANNED | 67970 | 175 | 388.4 | 0.088629 | 0.00022819
| 2015/16 | 16/12/2015 | PLANNED | 73440 | 216 | 340 | 0.095762 | 0.00028165
| 2015/16 | 16/12/2015 | PLANNED | 49980 | 147 | 340 | 0.065171 | 0.00019168
| 2015/16 | 16/12/2015 | PLANNED | 189 | 1 | 189 | 0.00024645 | 1.3039e-06
| 2015/16 | 16/12/2015 | PLANNED | 11970 | 31 | 386.129 | 0.015608 | 4.0422e-05
| 2015/16 | 16/12/2015 | PLANNED | 189 | 1 | 189 | 0.00024645 | 1.3039e-06
| 2015/16 | 16/12/2015 | PLANNED | 23998 | 71 | 338 | 0.031292 | 9.258e-05
| 2015/16 | 16/12/2015 | PLANNED | 48000 | 160 | 300 | 0.062589 | 0.00020863
| 2015/16 | 16/12/2015 | PLANNED | 38 | 1 | 38 | 4.955e-05 | 1.3039e-06
| 2015/16 | 16/12/2015 | PLANNED | 4384 | 63 | 69.5873 | 0.0057165 | 8.2148e-05
| 2015/16 | 16/12/2015 | PLANNED | 180 | 2 | 90 | 0.00023471 | 2.6079e-06
| 2015/16 | 16/12/2015 | PLANNED | 18540 | 103 | 180 | 0.024175 | 0.00013431
| 2015/16 | 16/12/2015 | PLANNED | 44525 | 137 | 325 | 0.058058 | 0.00017864
| 2015/16 | 16/12/2015 | PLANNED | 36 | 2 | 18 | 4.6942e-05 | 2.6079e-06
| 2015/16 | 16/12/2015 | PLANNED | 34000 | 125 | 272 | 0.044334 | 0.00016299
| 2015/16 | 16/12/2015 | PLANNED | 25 | 1 | 25 | 3.2599e-05 | 1.3039e-06
| 2015/16 | 16/12/2015 | PLANNED | 40 | 2 | 20 | 5.2158e-05 | 2.6079e-06
| 2015/16 | 17/12/2015 | PLANNED | 992 | 4 | 248 | 0.0012935 | 5.2158e-06
| 2015/16 | 17/12/2015 | PLANNED | 18240 | 57 | 320 | 0.023784 | 7.4325e-05
| 2015/16 | 17/12/2015 | PLANNED | 5820 | 20 | 291 | 0.0075889 | 2.6079e-05
| 2015/16 | 17/12/2015 | PLANNED | 4020 | 20 | 201 | 0.0052418 | 2.6079e-05
| 2015/16 | 17/12/2015 | PLANNED | 650 | 2 | 325 | 0.00084756 | 2.6079e-06
| 2015/16 | 17/12/2015 | PLANNED | 2340 | 13 | 180 | 0.0030512 | 1.6951e-05
| 2015/16 | 17/12/2015 | PLANNED | 86775 | 267 | 325 | 0.11315 | 0.00034815
| 2015/16 | 17/12/2015 | PLANNED | 1150 | 5 | 230 | 0.0014995 | 6.5197e-06
| 2015/16 | 17/12/2015 | PLANNED | 2691 | 13 | 207 | 0.0035089 | 1.6951e-05
| 2015/16 | 17/12/2015 | PLANNED | 4387 | 41 | 107 | 0.0057204 | 5.3462e-05
| 2015/16 | 17/12/2015 | PLANNED | 75 | 1 | 75 | 9.7796e-05 | 1.3039e-06
| 2015/16 | 17/12/2015 | PLANNED | 7326 | 37 | 198 | 0.0095527 | 4.8246e-05
| 2015/16 | 17/12/2015 | PLANNED | 28737 | 93 | 309 | 0.037471 | 0.00012127
| 2015/16 | 17/12/2015 | PLANNED | 14268 | 58 | 246 | 0.018605 | 7.5629e-05
| 2015/16 | 17/12/2015 | PLANNED | 16250 | 50 | 325 | 0.021189 | 6.5197e-05
| 2015/16 | 17/12/2015 | PLANNED | 133 | 1 | 133 | 0.00017342 | 1.3039e-06
| 2015/16 | 17/12/2015 | PLANNED | 155 | 1 | 155 | 0.00020211 | 1.3039e-06
| 2015/16 | 17/12/2015 | PLANNED | 17 | 1 | 17 | 2.2167e-05 | 1.3039e-06
| 2015/16 | 17/12/2015 | PLANNED | 15 | 5 | 3 | 1.9559e-05 | 6.5197e-06
| 2015/16 | 17/12/2015 | PLANNED | 23 | 1 | 23 | 2.9991e-05 | 1.3039e-06
| 2015/16 | 17/12/2015 | PLANNED | 58 | 1 | 58 | 7.5629e-05 | 1.3039e-06
| 2015/16 | 18/12/2015 | PLANNED | 413 | 1 | 413 | 0.00053853 | 1.3039e-06
| 2015/16 | 18/12/2015 | PLANNED | 696 | 3 | 232 | 0.00090754 | 3.9118e-06
| 2015/16 | 18/12/2015 | PLANNED | 6975 | 45 | 155 | 0.009095 | 5.8677e-05
| 2015/16 | 18/12/2015 | PLANNED | 211 | 1 | 211 | 0.00027513 | 1.3039e-06
| 2015/16 | 18/12/2015 | PLANNED | 8405 | 41 | 205 | 0.01096 | 5.3462e-05
| 2015/16 | 18/12/2015 | PLANNED | 915 | 13 | 70.3846 | 0.0011931 | 1.6951e-05
| 2015/16 | 18/12/2015 | PLANNED | 23 | 1 | 23 | 2.9991e-05 | 1.3039e-06
| 2015/16 | 18/12/2015 | PLANNED | 3969 | 27 | 147 | 0.0051753 | 3.5206e-05
| 2015/16 | 18/12/2015 | PLANNED | 100 | 2 | 50 | 0.00013039 | 2.6079e-06
| 2015/16 | 18/12/2015 | PLANNED | 260 | 2 | 130 | 0.00033903 | 2.6079e-06
| 2015/16 | 18/12/2015 | PLANNED | 2001 | 29 | 69 | 0.0026092 | 3.7814e-05
| 2015/16 | 18/12/2015 | PLANNED | 30 | 2 | 15 | 3.9118e-05 | 2.6079e-06
| 2015/16 | 19/12/2015 | PLANNED | 990 | 2 | 495 | 0.0012909 | 2.6079e-06
| 2015/16 | 21/12/2015 | PLANNED | 226 | 1 | 226 | 0.00029469 | 1.3039e-06
| 2015/16 | 21/12/2015 | PLANNED | 193 | 1 | 193 | 0.00025166 | 1.3039e-06
| 2015/16 | 21/12/2015 | PLANNED | 162 | 3 | 54 | 0.00021124 | 3.9118e-06
| 2015/16 | 21/12/2015 | PLANNED | 23175 | 103 | 225 | 0.030219 | 0.00013431
| 2015/16 | 21/12/2015 | PLANNED | 624 | 13 | 48 | 0.00081366 | 1.6951e-05
| 2015/16 | 21/12/2015 | PLANNED | 3480 | 10 | 348 | 0.0045377 | 1.3039e-05
| 2015/16 | 21/12/2015 | PLANNED | 21945 | 57 | 385 | 0.028615 | 7.4325e-05
| 2015/16 | 21/12/2015 | PLANNED | 22 | 1 | 22 | 2.8687e-05 | 1.3039e-06
| 2015/16 | 21/12/2015 | PLANNED | 20 | 2 | 10 | 2.6079e-05 | 2.6079e-06
| 2015/16 | 21/12/2015 | PLANNED | 501 | 3 | 167 | 0.00065328 | 3.9118e-06
| 2015/16 | 21/12/2015 | PLANNED | 63 | 3 | 21 | 8.2148e-05 | 3.9118e-06
| 2015/16 | 21/12/2015 | PLANNED | 195 | 3 | 65 | 0.00025427 | 3.9118e-06
| 2015/16 | 21/12/2015 | PLANNED | 218 | 2 | 109 | 0.00028426 | 2.6079e-06
| 2015/16 | 21/12/2015 | PLANNED | 6 | 1 | 6 | 7.8237e-06 | 1.3039e-06
| 2015/16 | 22/12/2015 | PLANNED | 9450 | 45 | 210 | 0.012322 | 5.8677e-05
| 2015/16 | 22/12/2015 | PLANNED | 23562 | 77 | 306 | 0.030723 | 0.0001004
| 2015/16 | 22/12/2015 | PLANNED | 106038 | 274 | 387 | 0.13827 | 0.00035728
| 2015/16 | 22/12/2015 | PLANNED | 2625 | 7 | 375 | 0.0034228 | 9.1276e-06
| 2015/16 | 22/12/2015 | PLANNED | 10665 | 27 | 395 | 0.013907 | 3.5206e-05
| 2015/16 | 22/12/2015 | PLANNED | 12870 | 66 | 195 | 0.016782 | 8.606e-05
| 2015/16 | 22/12/2015 | PLANNED | 32725 | 119 | 275 | 0.042672 | 0.00015517
| 2015/16 | 22/12/2015 | PLANNED | 1850 | 5 | 370 | 0.0024123 | 6.5197e-06
| 2015/16 | 22/12/2015 | PLANNED | 33275 | 121 | 275 | 0.043389 | 0.00015778
| 2015/16 | 22/12/2015 | PLANNED | 51 | 1 | 51 | 6.6501e-05 | 1.3039e-06
| 2015/16 | 22/12/2015 | PLANNED | 1430 | 5 | 286 | 0.0018646 | 6.5197e-06
| 2015/16 | 22/12/2015 | PLANNED | 16788 | 59 | 284.5424 | 0.021891 | 7.6933e-05
| 2015/16 | 22/12/2015 | PLANNED | 315 | 1 | 315 | 0.00041074 | 1.3039e-06
| 2015/16 | 22/12/2015 | PLANNED | 350 | 1 | 350 | 0.00045638 | 1.3039e-06
| 2015/16 | 22/12/2015 | PLANNED | 26970 | 93 | 290 | 0.035167 | 0.00012127
| 2015/16 | 22/12/2015 | PLANNED | 137 | 1 | 137 | 0.00017864 | 1.3039e-06
| 2015/16 | 22/12/2015 | PLANNED | 7564 | 31 | 244 | 0.009863 | 4.0422e-05
| 2015/16 | 22/12/2015 | PLANNED | 3456 | 18 | 192 | 0.0045064 | 2.3471e-05
| 2015/16 | 22/12/2015 | PLANNED | 153 | 1 | 153 | 0.0001995 | 1.3039e-06
| 2015/16 | 22/12/2015 | PLANNED | 20 | 2 | 10 | 2.6079e-05 | 2.6079e-06
| 2015/16 | 22/12/2015 | PLANNED | 2 | 2 | 1 | 2.6079e-06 | 2.6079e-06
| 2015/16 | 22/12/2015 | PLANNED | 12825 | 95 | 135 | 0.016723 | 0.00012387
| 2015/16 | 22/12/2015 | PLANNED | 82 | 2 | 41 | 0.00010692 | 2.6079e-06
| 2015/16 | 22/12/2015 | PLANNED | 5 | 1 | 5 | 6.5197e-06 | 1.3039e-06
| 2015/16 | 22/12/2015 | PLANNED | 204 | 4 | 51 | 0.000266 | 5.2158e-06
| 2015/16 | 22/12/2015 | PLANNED | 896 | 4 | 224 | 0.0011683 | 5.2158e-06
| 2015/16 | 23/12/2015 | PLANNED | 230 | 1 | 230 | 0.00029991 | 1.3039e-06
| 2015/16 | 23/12/2015 | PLANNED | 19500 | 65 | 300 | 0.025427 | 8.4756e-05
| 2015/16 | 23/12/2015 | PLANNED | 99285 | 347 | 286.1239 | 0.12946 | 0.00045247
| 2015/16 | 23/12/2015 | PLANNED | 10200 | 40 | 255 | 0.0133 | 5.2158e-05
| 2015/16 | 23/12/2015 | PLANNED | 210 | 2 | 105 | 0.00027383 | 2.6079e-06
| 2015/16 | 23/12/2015 | PLANNED | 10640 | 56 | 190 | 0.013874 | 7.3021e-05
| 2015/16 | 23/12/2015 | PLANNED | 80 | 8 | 10 | 0.00010432 | 1.0432e-05
| 2015/16 | 23/12/2015 | PLANNED | 2580 | 9 | 286.6667 | 0.0033642 | 1.1735e-05
| 2015/16 | 23/12/2015 | PLANNED | 760 | 2 | 380 | 0.000991 | 2.6079e-06
| 2015/16 | 23/12/2015 | PLANNED | 53 | 1 | 53 | 6.9109e-05 | 1.3039e-06
| 2015/16 | 23/12/2015 | PLANNED | 125 | 1 | 125 | 0.00016299 | 1.3039e-06
| 2015/16 | 23/12/2015 | PLANNED | 98 | 2 | 49 | 0.00012779 | 2.6079e-06
| 2015/16 | 23/12/2015 | PLANNED | 33 | 3 | 11 | 4.303e-05 | 3.9118e-06
| 2015/16 | 23/12/2015 | PLANNED | 2465 | 29 | 85 | 0.0032142 | 3.7814e-05
| 2015/16 | 23/12/2015 | PLANNED | 3770 | 26 | 145 | 0.0049159 | 3.3903e-05
| 2015/16 | 23/12/2015 | PLANNED | 81 | 1 | 81 | 0.00010562 | 1.3039e-06
| 2015/16 | 23/12/2015 | PLANNED | 24 | 2 | 12 | 3.1295e-05 | 2.6079e-06
| 2015/16 | 24/12/2015 | PLANNED | 160 | 2 | 80 | 0.00020863 | 2.6079e-06
| 2015/16 | 24/12/2015 | PLANNED | 50 | 1 | 50 | 6.5197e-05 | 1.3039e-06
| 2015/16 | 24/12/2015 | PLANNED | 2470 | 19 | 130 | 0.0032207 | 2.4775e-05
| 2015/16 | 24/12/2015 | PLANNED | 800 | 8 | 100 | 0.0010432 | 1.0432e-05
| 2015/16 | 24/12/2015 | PLANNED | 7564 | 62 | 122 | 0.009863 | 8.0844e-05
| 2015/16 | 24/12/2015 | PLANNED | 33 | 1 | 33 | 4.303e-05 | 1.3039e-06
| 2015/16 | 24/12/2015 | PLANNED | 3 | 1 | 3 | 3.9118e-06 | 1.3039e-06
| 2015/16 | 25/12/2015 | PLANNED | 227 | 1 | 227 | 0.00029599 | 1.3039e-06
| 2015/16 | 30/12/2015 | PLANNED | 2970 | 9 | 330 | 0.0038727 | 1.1735e-05
| 2015/16 | 30/12/2015 | PLANNED | 120 | 2 | 60 | 0.00015647 | 2.6079e-06
| 2015/16 | 31/12/2015 | PLANNED | 480 | 2 | 240 | 0.00062589 | 2.6079e-06
| 2015/16 | 31/12/2015 | PLANNED | 11070 | 135 | 82 | 0.014435 | 0.00017603
| 2015/16 | 31/12/2015 | PLANNED | 1298 | 11 | 118 | 0.0016925 | 1.4343e-05
| 2015/16 | 3/01/2016 | PLANNED | 1881 | 11 | 171 | 0.0024151 | 1.4124e-05
| 2015/16 | 4/01/2016 | PLANNED | 366 | 3 | 122 | 0.00046993 | 3.8519e-06
| 2015/16 | 4/01/2016 | PLANNED | 375 | 3 | 125 | 0.00048149 | 3.8519e-06
| 2015/16 | 4/01/2016 | PLANNED | 300 | 15 | 20 | 0.00038519 | 1.926e-05
| 2015/16 | 5/01/2016 | PLANNED | 503 | 1 | 503 | 0.00064584 | 1.284e-06
| 2015/16 | 5/01/2016 | PLANNED | 502 | 1 | 502 | 0.00064455 | 1.284e-06
| 2015/16 | 5/01/2016 | PLANNED | 3330 | 18 | 185 | 0.0042756 | 2.3111e-05
| 2015/16 | 5/01/2016 | PLANNED | 6510 | 42 | 155 | 0.0083586 | 5.3927e-05
| 2015/16 | 5/01/2016 | PLANNED | 350 | 5 | 70 | 0.00044939 | 6.4198e-06
| 2015/16 | 5/01/2016 | PLANNED | 10976 | 32 | 343 | 0.014093 | 4.1087e-05
| 2015/16 | 5/01/2016 | PLANNED | 600 | 2 | 300 | 0.00077038 | 2.5679e-06
| 2015/16 | 5/01/2016 | PLANNED | 344 | 2 | 172 | 0.00044168 | 2.5679e-06
| 2015/16 | 5/01/2016 | PLANNED | 10199 | 31 | 329 | 0.013095 | 3.9803e-05
| 2015/16 | 5/01/2016 | PLANNED | 860 | 5 | 172 | 0.0011042 | 6.4198e-06
| 2015/16 | 5/01/2016 | PLANNED | 355 | 5 | 71 | 0.00045581 | 6.4198e-06
| 2015/16 | 5/01/2016 | PLANNED | 1263 | 4 | 315.75 | 0.0016217 | 5.1359e-06
| 2015/16 | 5/01/2016 | PLANNED | 2456 | 8 | 307 | 0.0031534 | 1.0272e-05
| 2015/16 | 5/01/2016 | PLANNED | 110 | 2 | 55 | 0.00014124 | 2.5679e-06
| 2015/16 | 6/01/2016 | PLANNED | 300 | 1 | 300 | 0.00038519 | 1.284e-06
| 2015/16 | 6/01/2016 | PLANNED | 27375 | 73 | 375 | 0.035149 | 9.373e-05
| 2015/16 | 6/01/2016 | PLANNED | 330 | 1 | 330 | 0.00042371 | 1.284e-06
| 2015/16 | 6/01/2016 | PLANNED | 172 | 2 | 86 | 0.00022084 | 2.5679e-06
| 2015/16 | 6/01/2016 | PLANNED | 45730 | 538 | 85 | 0.058716 | 0.00069077
| 2015/16 | 6/01/2016 | PLANNED | 45 | 1 | 45 | 5.7779e-05 | 1.284e-06
| 2015/16 | 6/01/2016 | PLANNED | 24 | 1 | 24 | 3.0815e-05 | 1.284e-06
| 2015/16 | 6/01/2016 | PLANNED | 25 | 1 | 25 | 3.2099e-05 | 1.284e-06
| 2015/16 | 6/01/2016 | PLANNED | 24 | 3 | 8 | 3.0815e-05 | 3.8519e-06
| 2015/16 | 6/01/2016 | PLANNED | 60 | 6 | 10 | 7.7038e-05 | 7.7038e-06
| 2015/16 | 7/01/2016 | PLANNED | 68716 | 838 | 82 | 0.088229 | 0.001076
| 2015/16 | 7/01/2016 | PLANNED | 83913 | 1011 | 83 | 0.10774 | 0.0012981
| 2015/16 | 7/01/2016 | PLANNED | 64906 | 782 | 83 | 0.083337 | 0.0010041
| 2015/16 | 7/01/2016 | PLANNED | 140 | 1 | 140 | 0.00017976 | 1.284e-06
| 2015/16 | 7/01/2016 | PLANNED | 7800 | 24 | 325 | 0.010015 | 3.0815e-05
| 2015/16 | 7/01/2016 | PLANNED | 150 | 1 | 150 | 0.0001926 | 1.284e-06
| 2015/16 | 7/01/2016 | PLANNED | 5000 | 50 | 100 | 0.0064198 | 6.4198e-05
| 2015/16 | 7/01/2016 | PLANNED | 26220 | 92 | 285 | 0.033666 | 0.00011812
| 2015/16 | 7/01/2016 | PLANNED | 200 | 1 | 200 | 0.00025679 | 1.284e-06
| 2015/16 | 7/01/2016 | PLANNED | 49946 | 113 | 442 | 0.064129 | 0.00014509
| 2015/16 | 7/01/2016 | PLANNED | 5310 | 30 | 177 | 0.0068179 | 3.8519e-05
| 2015/16 | 7/01/2016 | PLANNED | 213 | 1 | 213 | 0.00027349 | 1.284e-06
| 2015/16 | 7/01/2016 | PLANNED | 3780 | 10 | 378 | 0.0048534 | 1.284e-05
| 2015/16 | 7/01/2016 | PLANNED | 1152 | 128 | 9 | 0.0014791 | 0.00016435
| 2015/16 | 7/01/2016 | PLANNED | 35 | 1 | 35 | 4.4939e-05 | 1.284e-06
| 2015/16 | 7/01/2016 | PLANNED | 42 | 2 | 21 | 5.3927e-05 | 2.5679e-06
| 2015/16 | 7/01/2016 | PLANNED | 25 | 1 | 25 | 3.2099e-05 | 1.284e-06
| 2015/16 | 7/01/2016 | PLANNED | 112 | 2 | 56 | 0.0001438 | 2.5679e-06
| 2015/16 | 7/01/2016 | PLANNED | 27 | 1 | 27 | 3.4667e-05 | 1.284e-06
| 2015/16 | 7/01/2016 | PLANNED | 4500 | 36 | 125 | 0.0057779 | 4.6223e-05
| 2015/16 | 7/01/2016 | PLANNED | 72 | 1 | 72 | 9.2446e-05 | 1.284e-06
| 2015/16 | 7/01/2016 | PLANNED | 15 | 1 | 15 | 1.926e-05 | 1.284e-06
| 2015/16 | 7/01/2016 | PLANNED | 5 | 1 | 5 | 6.4198e-06 | 1.284e-06
| 2015/16 | 8/01/2016 | PLANNED | 328 | 4 | 82 | 0.00042114 | 5.1359e-06
| 2015/16 | 8/01/2016 | PLANNED | 8400 | 48 | 175 | 0.010785 | 6.163e-05
| 2015/16 | 8/01/2016 | PLANNED | 310 | 1 | 310 | 0.00039803 | 1.284e-06
| 2015/16 | 8/01/2016 | PLANNED | 73308 | 246 | 298 | 0.094125 | 0.00031586
| 2015/16 | 8/01/2016 | PLANNED | 24816 | 88 | 282 | 0.031863 | 0.00011299
| 2015/16 | 8/01/2016 | PLANNED | 190 | 1 | 190 | 0.00024395 | 1.284e-06
| 2015/16 | 8/01/2016 | PLANNED | 155 | 1 | 155 | 0.00019901 | 1.284e-06
| 2015/16 | 8/01/2016 | PLANNED | 34 | 1 | 34 | 4.3655e-05 | 1.284e-06
| 2015/16 | 11/01/2016 | PLANNED | 4015 | 11 | 365 | 0.0051551 | 1.4124e-05
| 2015/16 | 11/01/2016 | PLANNED | 371 | 1 | 371 | 0.00047635 | 1.284e-06
| 2015/16 | 11/01/2016 | PLANNED | 1275 | 5 | 255 | 0.0016371 | 6.4198e-06
| 2015/16 | 12/01/2016 | PLANNED | 6012 | 18 | 334 | 0.0077192 | 2.3111e-05
| 2015/16 | 12/01/2016 | PLANNED | 3600 | 16 | 225 | 0.0046223 | 2.0543e-05
| 2015/16 | 12/01/2016 | PLANNED | 320 | 2 | 160 | 0.00041087 | 2.5679e-06
| 2015/16 | 12/01/2016 | PLANNED | 1760 | 8 | 220 | 0.0022598 | 1.0272e-05
| 2015/16 | 12/01/2016 | PLANNED | 52675 | 215 | 245 | 0.067633 | 0.00027605
| 2015/16 | 12/01/2016 | PLANNED | 20 | 4 | 5 | 2.5679e-05 | 5.1359e-06
| 2015/16 | 12/01/2016 | PLANNED | 26550 | 90 | 295 | 0.034089 | 0.00011556
| 2015/16 | 12/01/2016 | PLANNED | 5530 | 14 | 395 | 0.0071003 | 1.7976e-05
| 2015/16 | 12/01/2016 | PLANNED | 4199 | 13 | 323 | 0.0053914 | 1.6692e-05
| 2015/16 | 12/01/2016 | PLANNED | 204 | 3 | 68 | 0.00026193 | 3.8519e-06
| 2015/16 | 12/01/2016 | PLANNED | 200 | 3 | 66.6667 | 0.00025679 | 3.8519e-06
| 2015/16 | 12/01/2016 | PLANNED | 64 | 1 | 64 | 8.2174e-05 | 1.284e-06
| 2015/16 | 12/01/2016 | PLANNED | 76 | 2 | 38 | 9.7582e-05 | 2.5679e-06
| 2015/16 | 13/01/2016 | PLANNED | 3800 | 38 | 100 | 0.0048791 | 4.8791e-05
| 2015/16 | 13/01/2016 | PLANNED | 5950 | 25 | 238 | 0.0076396 | 3.2099e-05
| 2015/16 | 13/01/2016 | PLANNED | 342 | 3 | 114 | 0.00043912 | 3.8519e-06
| 2015/16 | 13/01/2016 | PLANNED | 672 | 3 | 224 | 0.00086283 | 3.8519e-06
| 2015/16 | 13/01/2016 | PLANNED | 288 | 12 | 24 | 0.00036978 | 1.5408e-05
| 2015/16 | 13/01/2016 | PLANNED | 930 | 8 | 116.25 | 0.0011941 | 1.0272e-05
| 2015/16 | 13/01/2016 | PLANNED | 1035 | 8 | 129.375 | 0.0013289 | 1.0272e-05
| 2015/16 | 13/01/2016 | PLANNED | 345 | 23 | 15 | 0.00044297 | 2.9531e-05
| 2015/16 | 13/01/2016 | PLANNED | 20 | 2 | 10 | 2.5679e-05 | 2.5679e-06
| 2015/16 | 13/01/2016 | PLANNED | 10010 | 143 | 70 | 0.012853 | 0.00018361
| 2015/16 | 14/01/2016 | PLANNED | 68040 | 168 | 405 | 0.087361 | 0.00021571
| 2015/16 | 14/01/2016 | PLANNED | 462 | 3 | 154 | 0.00059319 | 3.8519e-06
| 2015/16 | 14/01/2016 | PLANNED | 12025 | 37 | 325 | 0.01544 | 4.7507e-05
| 2015/16 | 14/01/2016 | PLANNED | 11384 | 211 | 53.9526 | 0.014617 | 0.00027092
| 2015/16 | 14/01/2016 | PLANNED | 19292 | 212 | 91 | 0.02477 | 0.0002722
| 2015/16 | 14/01/2016 | PLANNED | 9240 | 24 | 385 | 0.011864 | 3.0815e-05
| 2015/16 | 14/01/2016 | PLANNED | 1320 | 4 | 330 | 0.0016948 | 5.1359e-06
| 2015/16 | 14/01/2016 | PLANNED | 10 | 1 | 10 | 1.284e-05 | 1.284e-06
| 2015/16 | 14/01/2016 | PLANNED | 5 | 1 | 5 | 6.4198e-06 | 1.284e-06
| 2015/16 | 14/01/2016 | PLANNED | 76 | 2 | 38 | 9.7582e-05 | 2.5679e-06
| 2015/16 | 15/01/2016 | PLANNED | 40 | 1 | 40 | 5.1359e-05 | 1.284e-06
| 2015/16 | 15/01/2016 | PLANNED | 800 | 4 | 200 | 0.0010272 | 5.1359e-06
| 2015/16 | 15/01/2016 | PLANNED | 10070 | 38 | 265 | 0.01293 | 4.8791e-05
| 2015/16 | 15/01/2016 | PLANNED | 344 | 4 | 86 | 0.00044168 | 5.1359e-06
| 2015/16 | 15/01/2016 | PLANNED | 4144 | 14 | 296 | 0.0053208 | 1.7976e-05
| 2015/16 | 15/01/2016 | PLANNED | 5250 | 15 | 350 | 0.0067408 | 1.926e-05
| 2015/16 | 15/01/2016 | PLANNED | 1896 | 6 | 316 | 0.0024344 | 7.7038e-06
| 2015/16 | 15/01/2016 | PLANNED | 4006 | 14 | 286.1429 | 0.0051436 | 1.7976e-05
| 2015/16 | 15/01/2016 | PLANNED | 156 | 22 | 7.0909 | 0.0002003 | 2.8247e-05
| 2015/16 | 15/01/2016 | PLANNED | 20 | 1 | 20 | 2.5679e-05 | 1.284e-06
| 2015/16 | 15/01/2016 | PLANNED | 84 | 12 | 7 | 0.00010785 | 1.5408e-05
| 2015/16 | 15/01/2016 | PLANNED | 36 | 4 | 9 | 4.6223e-05 | 5.1359e-06
| 2015/16 | 15/01/2016 | PLANNED | 178 | 2 | 89 | 0.00022855 | 2.5679e-06
| 2015/16 | 15/01/2016 | PLANNED | 10 | 1 | 10 | 1.284e-05 | 1.284e-06
| 2015/16 | 15/01/2016 | PLANNED | 29 | 1 | 29 | 3.7235e-05 | 1.284e-06
| 2015/16 | 16/01/2016 | PLANNED | 215 | 1 | 215 | 0.00027605 | 1.284e-06
| 2015/16 | 17/01/2016 | PLANNED | 560 | 4 | 140 | 0.00071902 | 5.1359e-06
| 2015/16 | 18/01/2016 | PLANNED | 243 | 3 | 81 | 0.000312 | 3.8519e-06
| 2015/16 | 18/01/2016 | PLANNED | 2754 | 77 | 35.7662 | 0.003536 | 9.8865e-05
| 2015/16 | 18/01/2016 | PLANNED | 880 | 4 | 220 | 0.0011299 | 5.1359e-06
| 2015/16 | 18/01/2016 | PLANNED | 9135 | 63 | 145 | 0.011729 | 8.089e-05
| 2015/16 | 18/01/2016 | PLANNED | 648 | 3 | 216 | 0.00083201 | 3.8519e-06
| 2015/16 | 18/01/2016 | PLANNED | 5070 | 26 | 195 | 0.0065097 | 3.3383e-05
| 2015/16 | 18/01/2016 | PLANNED | 760 | 4 | 190 | 0.00097582 | 5.1359e-06
| 2015/16 | 18/01/2016 | PLANNED | 92 | 2 | 46 | 0.00011812 | 2.5679e-06
| 2015/16 | 18/01/2016 | PLANNED | 150 | 2 | 75 | 0.0001926 | 2.5679e-06
| 2015/16 | 18/01/2016 | PLANNED | 90 | 2 | 45 | 0.00011556 | 2.5679e-06
| 2015/16 | 18/01/2016 | PLANNED | 32 | 2 | 16 | 4.1087e-05 | 2.5679e-06
| 2015/16 | 18/01/2016 | PLANNED | 7872 | 96 | 82 | 0.010107 | 0.00012326
| 2015/16 | 19/01/2016 | PLANNED | 39762 | 141 | 282 | 0.051053 | 0.00018104
| 2015/16 | 19/01/2016 | PLANNED | 300 | 1 | 300 | 0.00038519 | 1.284e-06
| 2015/16 | 19/01/2016 | PLANNED | 1616 | 8 | 202 | 0.0020749 | 1.0272e-05
| 2015/16 | 19/01/2016 | PLANNED | 3132 | 36 | 87 | 0.0040214 | 4.6223e-05
| 2015/16 | 19/01/2016 | PLANNED | 93 | 1 | 93 | 0.00011941 | 1.284e-06
| 2015/16 | 19/01/2016 | PLANNED | 273 | 1 | 273 | 0.00035052 | 1.284e-06
| 2015/16 | 19/01/2016 | PLANNED | 7200 | 24 | 300 | 0.0092446 | 3.0815e-05
| 2015/16 | 19/01/2016 | PLANNED | 130 | 1 | 130 | 0.00016692 | 1.284e-06
| 2015/16 | 19/01/2016 | PLANNED | 144 | 3 | 48 | 0.00018489 | 3.8519e-06
| 2015/16 | 20/01/2016 | PLANNED | 2990 | 13 | 230 | 0.0038391 | 1.6692e-05
| 2015/16 | 20/01/2016 | PLANNED | 160 | 4 | 40 | 0.00020543 | 5.1359e-06
| 2015/16 | 20/01/2016 | PLANNED | 12420 | 92 | 135 | 0.015947 | 0.00011812
| 2015/16 | 20/01/2016 | PLANNED | 6811 | 98 | 69.5 | 0.0087451 | 0.00012583
| 2015/16 | 20/01/2016 | PLANNED | 49828 | 166 | 300.1687 | 0.063978 | 0.00021314
| 2015/16 | 20/01/2016 | PLANNED | 3180 | 30 | 106 | 0.004083 | 3.8519e-05
| 2015/16 | 20/01/2016 | PLANNED | 17080 | 56 | 305 | 0.02193 | 7.1902e-05
| 2015/16 | 20/01/2016 | PLANNED | 7004 | 34 | 206 | 0.0089929 | 4.3655e-05
| 2015/16 | 20/01/2016 | PLANNED | 6720 | 28 | 240 | 0.0086283 | 3.5951e-05
| 2015/16 | 20/01/2016 | PLANNED | 3600 | 21 | 171.4286 | 0.0046223 | 2.6963e-05
| 2015/16 | 20/01/2016 | PLANNED | 1292 | 4 | 323 | 0.0016589 | 5.1359e-06
| 2015/16 | 20/01/2016 | PLANNED | 100 | 2 | 50 | 0.0001284 | 2.5679e-06
| 2015/16 | 20/01/2016 | PLANNED | 259 | 1 | 259 | 0.00033255 | 1.284e-06
| 2015/16 | 20/01/2016 | PLANNED | 350 | 14 | 25 | 0.00044939 | 1.7976e-05
| 2015/16 | 20/01/2016 | PLANNED | 230 | 2 | 115 | 0.00029531 | 2.5679e-06
| 2015/16 | 20/01/2016 | PLANNED | 242 | 2 | 121 | 0.00031072 | 2.5679e-06
| 2015/16 | 21/01/2016 | PLANNED | 48548 | 207 | 234.5314 | 0.062334 | 0.00026578
| 2015/16 | 21/01/2016 | PLANNED | 726 | 2 | 363 | 0.00093216 | 2.5679e-06
| 2015/16 | 21/01/2016 | PLANNED | 40306 | 98 | 411.2857 | 0.051752 | 0.00012583
| 2015/16 | 21/01/2016 | PLANNED | 71818 | 241 | 298 | 0.092212 | 0.00030944
| 2015/16 | 21/01/2016 | PLANNED | 3780 | 18 | 210 | 0.0048534 | 2.3111e-05
| 2015/16 | 21/01/2016 | PLANNED | 5805 | 27 | 215 | 0.0074534 | 3.4667e-05
| 2015/16 | 21/01/2016 | PLANNED | 3039 | 7 | 434.1429 | 0.003902 | 8.9878e-06
| 2015/16 | 21/01/2016 | PLANNED | 306 | 51 | 6 | 0.00039289 | 6.5482e-05
| 2015/16 | 21/01/2016 | PLANNED | 3598 | 13 | 276.7692 | 0.0046197 | 1.6692e-05
| 2015/16 | 21/01/2016 | PLANNED | 1908 | 9 | 212 | 0.0024498 | 1.1556e-05
| 2015/16 | 21/01/2016 | PLANNED | 3458 | 19 | 182 | 0.00444 | 2.4395e-05
| 2015/16 | 21/01/2016 | PLANNED | 1530 | 9 | 170 | 0.0019645 | 1.1556e-05
| 2015/16 | 21/01/2016 | PLANNED | 2475 | 15 | 165 | 0.0031778 | 1.926e-05
| 2015/16 | 21/01/2016 | PLANNED | 3546 | 9 | 394 | 0.0045529 | 1.1556e-05
| 2015/16 | 21/01/2016 | PLANNED | 40 | 4 | 10 | 5.1359e-05 | 5.1359e-06
| 2015/16 | 21/01/2016 | PLANNED | 8 | 4 | 2 | 1.0272e-05 | 5.1359e-06
| 2015/16 | 21/01/2016 | PLANNED | 45 | 3 | 15 | 5.7779e-05 | 3.8519e-06
| 2015/16 | 22/01/2016 | PLANNED | 4740 | 20 | 237 | 0.006086 | 2.5679e-05
| 2015/16 | 22/01/2016 | PLANNED | 15642 | 237 | 66 | 0.020084 | 0.0003043
| 2015/16 | 22/01/2016 | PLANNED | 7175 | 41 | 175 | 0.0092125 | 5.2643e-05
| 2015/16 | 22/01/2016 | PLANNED | 11136 | 58 | 192 | 0.014298 | 7.447e-05
| 2015/16 | 22/01/2016 | PLANNED | 13695 | 55 | 249 | 0.017584 | 7.0618e-05
| 2015/16 | 22/01/2016 | PLANNED | 720 | 16 | 45 | 0.00092446 | 2.0543e-05
| 2015/16 | 22/01/2016 | PLANNED | 3800 | 19 | 200 | 0.0048791 | 2.4395e-05
| 2015/16 | 22/01/2016 | PLANNED | 342 | 1 | 342 | 0.00043912 | 1.284e-06
| 2015/16 | 22/01/2016 | PLANNED | 698 | 2 | 349 | 0.00089621 | 2.5679e-06
| 2015/16 | 22/01/2016 | PLANNED | 4725 | 27 | 175 | 0.0060667 | 3.4667e-05
| 2015/16 | 22/01/2016 | PLANNED | 1850 | 10 | 185 | 0.0023753 | 1.284e-05
| 2015/16 | 22/01/2016 | PLANNED | 295 | 1 | 295 | 0.00037877 | 1.284e-06
| 2015/16 | 22/01/2016 | PLANNED | 126 | 6 | 21 | 0.00016178 | 7.7038e-06
| 2015/16 | 22/01/2016 | PLANNED | 267 | 1 | 267 | 0.00034282 | 1.284e-06
| 2015/16 | 22/01/2016 | PLANNED | 5330 | 41 | 130 | 0.0068435 | 5.2643e-05
| 2015/16 | 22/01/2016 | PLANNED | 48 | 2 | 24 | 6.163e-05 | 2.5679e-06
| 2015/16 | 25/01/2016 | PLANNED | 1080 | 3 | 360 | 0.0013867 | 3.8519e-06
| 2015/16 | 25/01/2016 | PLANNED | 368 | 8 | 46 | 0.0004725 | 1.0272e-05
| 2015/16 | 25/01/2016 | PLANNED | 3240 | 24 | 135 | 0.0041601 | 3.0815e-05
| 2015/16 | 25/01/2016 | PLANNED | 180 | 1 | 180 | 0.00023111 | 1.284e-06
| 2015/16 | 25/01/2016 | PLANNED | 280 | 4 | 70 | 0.00035951 | 5.1359e-06
| 2015/16 | 27/01/2016 | PLANNED | 26664 | 132 | 202 | 0.034236 | 0.00016948
| 2015/16 | 27/01/2016 | PLANNED | 20736 | 54 | 384 | 0.026624 | 6.9334e-05
| 2015/16 | 27/01/2016 | PLANNED | 14740 | 55 | 268 | 0.018926 | 7.0618e-05
| 2015/16 | 27/01/2016 | PLANNED | 2118 | 6 | 353 | 0.0027194 | 7.7038e-06
| 2015/16 | 27/01/2016 | PLANNED | 159 | 1 | 159 | 0.00020415 | 1.284e-06
| 2015/16 | 27/01/2016 | PLANNED | 14466 | 29 | 498.8276 | 0.018574 | 3.7235e-05
| 2015/16 | 27/01/2016 | PLANNED | 7820 | 34 | 230 | 0.010041 | 4.3655e-05
| 2015/16 | 27/01/2016 | PLANNED | 11280 | 48 | 235 | 0.014483 | 6.163e-05
| 2015/16 | 27/01/2016 | PLANNED | 957 | 11 | 87 | 0.0012288 | 1.4124e-05
| 2015/16 | 27/01/2016 | PLANNED | 435 | 4 | 108.75 | 0.00055853 | 5.1359e-06
| 2015/16 | 27/01/2016 | PLANNED | 21 | 1 | 21 | 2.6963e-05 | 1.284e-06
| 2015/16 | 27/01/2016 | PLANNED | 9 | 1 | 9 | 1.1556e-05 | 1.284e-06
| 2015/16 | 28/01/2016 | PLANNED | 3600 | 10 | 360 | 0.0046223 | 1.284e-05
| 2015/16 | 28/01/2016 | PLANNED | 40572 | 98 | 414 | 0.052093 | 0.00012583
| 2015/16 | 28/01/2016 | PLANNED | 13845 | 39 | 355 | 0.017777 | 5.0075e-05
| 2015/16 | 28/01/2016 | PLANNED | 49714 | 260 | 191.2077 | 0.063831 | 0.00033383
| 2015/16 | 28/01/2016 | PLANNED | 17546 | 62 | 283 | 0.022528 | 7.9606e-05
| 2015/16 | 28/01/2016 | PLANNED | 3824 | 16 | 239 | 0.0049099 | 2.0543e-05
| 2015/16 | 28/01/2016 | PLANNED | 35207 | 109 | 323 | 0.045205 | 0.00013995
| 2015/16 | 28/01/2016 | PLANNED | 17100 | 612 | 27.9412 | 0.021956 | 0.00078579
| 2015/16 | 28/01/2016 | PLANNED | 1160 | 20 | 58 | 0.0014894 | 2.5679e-05
| 2015/16 | 28/01/2016 | PLANNED | 760 | 4 | 190 | 0.00097582 | 5.1359e-06
| 2015/16 | 28/01/2016 | PLANNED | 6326 | 17 | 372.1176 | 0.0081224 | 2.1827e-05
| 2015/16 | 28/01/2016 | PLANNED | 15080 | 116 | 130 | 0.019362 | 0.00014894
| 2015/16 | 29/01/2016 | PLANNED | 252 | 12 | 21 | 0.00032356 | 1.5408e-05
| 2015/16 | 29/01/2016 | PLANNED | 292500 | 677 | 432.0532 | 0.37556 | 0.00086925
| 2015/16 | 29/01/2016 | PLANNED | 305870 | 730 | 419 | 0.39273 | 0.0009373
| 2015/16 | 29/01/2016 | PLANNED | 630 | 6 | 105 | 0.0008089 | 7.7038e-06
| 2015/16 | 29/01/2016 | PLANNED | 642 | 2 | 321 | 0.00082431 | 2.5679e-06
| 2015/16 | 29/01/2016 | PLANNED | 12232 | 44 | 278 | 0.015705 | 5.6495e-05
| 2015/16 | 29/01/2016 | PLANNED | 627 | 3 | 209 | 0.00080505 | 3.8519e-06
| 2015/16 | 29/01/2016 | PLANNED | 1120 | 20 | 56 | 0.001438 | 2.5679e-05
| 2015/16 | 29/01/2016 | PLANNED | 226 | 1 | 226 | 0.00029018 | 1.284e-06
| 2015/16 | 29/01/2016 | PLANNED | 2596 | 15 | 173.0667 | 0.0033332 | 1.926e-05
| 2015/16 | 29/01/2016 | PLANNED | 14620 | 68 | 215 | 0.018772 | 8.731e-05
| 2015/16 | 29/01/2016 | PLANNED | 57 | 1 | 57 | 7.3186e-05 | 1.284e-06
| 2015/16 | 29/01/2016 | PLANNED | 3 | 1 | 3 | 3.8519e-06 | 1.284e-06
| 2015/16 | 29/01/2016 | PLANNED | 130 | 2 | 65 | 0.00016692 | 2.5679e-06
| 2015/16 | 1/02/2016 | PLANNED | 2057 | 11 | 187 | 0.0026411 | 1.4124e-05
| 2015/16 | 1/02/2016 | PLANNED | 180 | 3 | 60 | 0.00023111 | 3.8519e-06
| 2015/16 | 1/02/2016 | PLANNED | 2660 | 14 | 190 | 0.0034154 | 1.7976e-05
| 2015/16 | 1/02/2016 | PLANNED | 36490 | 178 | 205 | 0.046852 | 0.00022855
| 2015/16 | 1/02/2016 | PLANNED | 15252 | 123 | 124 | 0.019583 | 0.00015793
| 2015/16 | 1/02/2016 | PLANNED | 18585 | 63 | 295 | 0.023863 | 8.089e-05
| 2015/16 | 1/02/2016 | PLANNED | 1800 | 10 | 180 | 0.0023111 | 1.284e-05
| 2015/16 | 1/02/2016 | PLANNED | 35 | 1 | 35 | 4.4939e-05 | 1.284e-06
| 2015/16 | 1/02/2016 | PLANNED | 1440 | 6 | 240 | 0.0018489 | 7.7038e-06
| 2015/16 | 1/02/2016 | PLANNED | 20 | 2 | 10 | 2.5679e-05 | 2.5679e-06
| 2015/16 | 1/02/2016 | PLANNED | 122 | 2 | 61 | 0.00015664 | 2.5679e-06
| 2015/16 | 1/02/2016 | PLANNED | 350 | 7 | 50 | 0.00044939 | 8.9878e-06
| 2015/16 | 1/02/2016 | PLANNED | 441 | 63 | 7 | 0.00056623 | 8.089e-05
| 2015/16 | 2/02/2016 | PLANNED | 2660 | 7 | 380 | 0.0034154 | 8.9878e-06
| 2015/16 | 2/02/2016 | PLANNED | 1512 | 54 | 28 | 0.0019414 | 6.9334e-05
| 2015/16 | 2/02/2016 | PLANNED | 1280 | 4 | 320 | 0.0016435 | 5.1359e-06
| 2015/16 | 2/02/2016 | PLANNED | 12150 | 45 | 270 | 0.0156 | 5.7779e-05
| 2015/16 | 2/02/2016 | PLANNED | 660 | 2 | 330 | 0.00084742 | 2.5679e-06
| 2015/16 | 2/02/2016 | PLANNED | 20315 | 85 | 239 | 0.026084 | 0.00010914
| 2015/16 | 2/02/2016 | PLANNED | 1603 | 7 | 229 | 0.0020582 | 8.9878e-06
| 2015/16 | 2/02/2016 | PLANNED | 2520 | 9 | 280 | 0.0032356 | 1.1556e-05
| 2015/16 | 2/02/2016 | PLANNED | 7675 | 29 | 264.6552 | 0.0098544 | 3.7235e-05
| 2015/16 | 2/02/2016 | PLANNED | 155 | 1 | 155 | 0.00019901 | 1.284e-06
| 2015/16 | 2/02/2016 | PLANNED | 320 | 2 | 160 | 0.00041087 | 2.5679e-06
| 2015/16 | 2/02/2016 | PLANNED | 660 | 3 | 220 | 0.00084742 | 3.8519e-06
| 2015/16 | 2/02/2016 | PLANNED | 375 | 3 | 125 | 0.00048149 | 3.8519e-06
| 2015/16 | 2/02/2016 | PLANNED | 640 | 4 | 160 | 0.00082174 | 5.1359e-06
| 2015/16 | 2/02/2016 | PLANNED | 990 | 3 | 330 | 0.0012711 | 3.8519e-06
| 2015/16 | 2/02/2016 | PLANNED | 8610 | 41 | 210 | 0.011055 | 5.2643e-05
| 2015/16 | 2/02/2016 | PLANNED | 2 | 1 | 2 | 2.5679e-06 | 1.284e-06
| 2015/16 | 2/02/2016 | PLANNED | 8 | 1 | 8 | 1.0272e-05 | 1.284e-06
| 2015/16 | 2/02/2016 | PLANNED | 175 | 5 | 35 | 0.00022469 | 6.4198e-06
| 2015/16 | 2/02/2016 | PLANNED | 55 | 1 | 55 | 7.0618e-05 | 1.284e-06
| 2015/16 | 2/02/2016 | PLANNED | 27 | 3 | 9 | 3.4667e-05 | 3.8519e-06
| 2015/16 | 2/02/2016 | PLANNED | 450 | 6 | 75 | 0.00057779 | 7.7038e-06
| 2015/16 | 2/02/2016 | PLANNED | 140 | 2 | 70 | 0.00017976 | 2.5679e-06
| 2015/16 | 3/02/2016 | PLANNED | 40682 | 187 | 217.5508 | 0.052234 | 0.0002401
| 2015/16 | 3/02/2016 | PLANNED | 59428 | 166 | 358 | 0.076304 | 0.00021314
| 2015/16 | 3/02/2016 | PLANNED | 23720 | 79 | 300.2532 | 0.030456 | 0.00010143
| 2015/16 | 3/02/2016 | PLANNED | 20310 | 48 | 423.125 | 0.026077 | 6.163e-05
| 2015/16 | 3/02/2016 | PLANNED | 334 | 1 | 334 | 0.00042885 | 1.284e-06
| 2015/16 | 3/02/2016 | PLANNED | 5346 | 22 | 243 | 0.0068641 | 2.8247e-05
| 2015/16 | 3/02/2016 | PLANNED | 1219 | 5 | 243.8 | 0.0015652 | 6.4198e-06
| 2015/16 | 3/02/2016 | PLANNED | 186 | 1 | 186 | 0.00023882 | 1.284e-06
| 2015/16 | 3/02/2016 | PLANNED | 29155 | 119 | 245 | 0.037434 | 0.00015279
| 2015/16 | 3/02/2016 | PLANNED | 390 | 2 | 195 | 0.00050075 | 2.5679e-06
| 2015/16 | 3/02/2016 | PLANNED | 2320 | 8 | 290 | 0.0029788 | 1.0272e-05
| 2015/16 | 3/02/2016 | PLANNED | 55 | 1 | 55 | 7.0618e-05 | 1.284e-06
| 2015/16 | 3/02/2016 | PLANNED | 330 | 11 | 30 | 0.00042371 | 1.4124e-05
| 2015/16 | 3/02/2016 | PLANNED | 3565 | 23 | 155 | 0.0045773 | 2.9531e-05
| 2015/16 | 3/02/2016 | PLANNED | 12 | 3 | 4 | 1.5408e-05 | 3.8519e-06
| 2015/16 | 3/02/2016 | PLANNED | 85 | 1 | 85 | 0.00010914 | 1.284e-06
| 2015/16 | 4/02/2016 | PLANNED | 7360 | 98 | 75.102 | 0.00945 | 0.00012583
| 2015/16 | 4/02/2016 | PLANNED | 31560 | 120 | 263 | 0.040522 | 0.00015408
| 2015/16 | 4/02/2016 | PLANNED | 50 | 1 | 50 | 6.4198e-05 | 1.284e-06
| 2015/16 | 4/02/2016 | PLANNED | 430 | 2 | 215 | 0.00055211 | 2.5679e-06
| 2015/16 | 4/02/2016 | PLANNED | 2850 | 10 | 285 | 0.0036593 | 1.284e-05
| 2015/16 | 4/02/2016 | PLANNED | 1899 | 6 | 316.5 | 0.0024383 | 7.7038e-06
| 2015/16 | 4/02/2016 | PLANNED | 79 | 1 | 79 | 0.00010143 | 1.284e-06
| 2015/16 | 4/02/2016 | PLANNED | 1275 | 5 | 255 | 0.0016371 | 6.4198e-06
| 2015/16 | 4/02/2016 | PLANNED | 1630 | 5 | 326 | 0.0020929 | 6.4198e-06
| 2015/16 | 4/02/2016 | PLANNED | 62 | 1 | 62 | 7.9606e-05 | 1.284e-06
| 2015/16 | 4/02/2016 | PLANNED | 128 | 2 | 64 | 0.00016435 | 2.5679e-06
| 2015/16 | 4/02/2016 | PLANNED | 135 | 1 | 135 | 0.00017334 | 1.284e-06
| 2015/16 | 4/02/2016 | PLANNED | 340 | 2 | 170 | 0.00043655 | 2.5679e-06
| 2015/16 | 4/02/2016 | PLANNED | 10140 | 78 | 130 | 0.013019 | 0.00010015
| 2015/16 | 4/02/2016 | PLANNED | 69 | 1 | 69 | 8.8594e-05 | 1.284e-06
| 2015/16 | 4/02/2016 | PLANNED | 5280 | 24 | 220 | 0.0067793 | 3.0815e-05
| 2015/16 | 4/02/2016 | PLANNED | 888 | 3 | 296 | 0.0011402 | 3.8519e-06
| 2015/16 | 4/02/2016 | PLANNED | 320 | 1 | 320 | 0.00041087 | 1.284e-06
| 2015/16 | 4/02/2016 | PLANNED | 110 | 2 | 55 | 0.00014124 | 2.5679e-06
| 2015/16 | 4/02/2016 | PLANNED | 280 | 2 | 140 | 0.00035951 | 2.5679e-06
| 2015/16 | 4/02/2016 | PLANNED | 7920 | 88 | 90 | 0.010169 | 0.00011299
| 2015/16 | 5/02/2016 | PLANNED | 2623 | 43 | 61 | 0.0033678 | 5.5211e-05
| 2015/16 | 5/02/2016 | PLANNED | 30 | 1 | 30 | 3.8519e-05 | 1.284e-06
| 2015/16 | 5/02/2016 | PLANNED | 20554 | 86 | 239 | 0.026391 | 0.00011042
| 2015/16 | 5/02/2016 | PLANNED | 1468 | 4 | 367 | 0.0018849 | 5.1359e-06
| 2015/16 | 5/02/2016 | PLANNED | 176 | 1 | 176 | 0.00022598 | 1.284e-06
| 2015/16 | 5/02/2016 | PLANNED | 30970 | 95 | 326 | 0.039764 | 0.00012198
| 2015/16 | 5/02/2016 | PLANNED | 6480 | 27 | 240 | 0.0083201 | 3.4667e-05
| 2015/16 | 5/02/2016 | PLANNED | 7820 | 23 | 340 | 0.010041 | 2.9531e-05
| 2015/16 | 5/02/2016 | PLANNED | 3180 | 20 | 159 | 0.004083 | 2.5679e-05
| 2015/16 | 5/02/2016 | PLANNED | 12936 | 77 | 168 | 0.016609 | 9.8865e-05
| 2015/16 | 5/02/2016 | PLANNED | 240 | 3 | 80 | 0.00030815 | 3.8519e-06
| 2015/16 | 5/02/2016 | PLANNED | 95 | 1 | 95 | 0.00012198 | 1.284e-06
| 2015/16 | 5/02/2016 | PLANNED | 46 | 2 | 23 | 5.9062e-05 | 2.5679e-06
| 2015/16 | 5/02/2016 | PLANNED | 224 | 4 | 56 | 0.00028761 | 5.1359e-06
| 2015/16 | 5/02/2016 | PLANNED | 18 | 1 | 18 | 2.3111e-05 | 1.284e-06
| 2015/16 | 5/02/2016 | PLANNED | 162 | 2 | 81 | 0.000208 | 2.5679e-06
| 2015/16 | 6/02/2016 | PLANNED | 10780 | 28 | 385 | 0.013841 | 3.5951e-05
| 2015/16 | 7/02/2016 | PLANNED | 1434 | 6 | 239 | 0.0018412 | 7.7038e-06
| 2015/16 | 7/02/2016 | PLANNED | 7442 | 20 | 372.1 | 0.0095553 | 2.5679e-05
| 2015/16 | 8/02/2016 | PLANNED | 348 | 3 | 116 | 0.00044682 | 3.8519e-06
| 2015/16 | 8/02/2016 | PLANNED | 636 | 6 | 106 | 0.0008166 | 7.7038e-06
| 2015/16 | 8/02/2016 | PLANNED | 2424 | 12 | 202 | 0.0031123 | 1.5408e-05
| 2015/16 | 8/02/2016 | PLANNED | 1968 | 24 | 82 | 0.0025268 | 3.0815e-05
| 2015/16 | 8/02/2016 | PLANNED | 79380 | 252 | 315 | 0.10192 | 0.00032356
| 2015/16 | 8/02/2016 | PLANNED | 12980 | 44 | 295 | 0.016666 | 5.6495e-05
| 2015/16 | 8/02/2016 | PLANNED | 7420 | 28 | 265 | 0.009527 | 3.5951e-05
| 2015/16 | 8/02/2016 | PLANNED | 28 | 1 | 28 | 3.5951e-05 | 1.284e-06
| 2015/16 | 8/02/2016 | PLANNED | 22340 | 142 | 157.3239 | 0.028684 | 0.00018232
| 2015/16 | 8/02/2016 | PLANNED | 3405 | 15 | 227 | 0.0043719 | 1.926e-05
| 2015/16 | 8/02/2016 | PLANNED | 5100 | 17 | 300 | 0.0065482 | 2.1827e-05
| 2015/16 | 8/02/2016 | PLANNED | 27 | 1 | 27 | 3.4667e-05 | 1.284e-06
| 2015/16 | 8/02/2016 | PLANNED | 14 | 2 | 7 | 1.7976e-05 | 2.5679e-06
| 2015/16 | 8/02/2016 | PLANNED | 40 | 1 | 40 | 5.1359e-05 | 1.284e-06
| 2015/16 | 8/02/2016 | PLANNED | 42 | 1 | 42 | 5.3927e-05 | 1.284e-06
| 2015/16 | 9/02/2016 | PLANNED | 20679 | 66 | 313.3182 | 0.026551 | 8.4742e-05
| 2015/16 | 9/02/2016 | PLANNED | 180 | 3 | 60 | 0.00023111 | 3.8519e-06
| 2015/16 | 9/02/2016 | PLANNED | 12310 | 69 | 178.4058 | 0.015806 | 8.8594e-05
| 2015/16 | 9/02/2016 | PLANNED | 218299 | 521 | 419 | 0.28029 | 0.00066895
| 2015/16 | 9/02/2016 | PLANNED | 20532 | 58 | 354 | 0.026362 | 7.447e-05
| 2015/16 | 9/02/2016 | PLANNED | 1070 | 10 | 107 | 0.0013738 | 1.284e-05
| 2015/16 | 9/02/2016 | PLANNED | 34056 | 99 | 344 | 0.043727 | 0.00012711
| 2015/16 | 9/02/2016 | PLANNED | 1485 | 55 | 27 | 0.0019067 | 7.0618e-05
| 2015/16 | 9/02/2016 | PLANNED | 270 | 2 | 135 | 0.00034667 | 2.5679e-06
| 2015/16 | 9/02/2016 | PLANNED | 5624 | 37 | 152 | 0.007221 | 4.7507e-05
| 2015/16 | 9/02/2016 | PLANNED | 3991 | 13 | 307 | 0.0051243 | 1.6692e-05
| 2015/16 | 9/02/2016 | PLANNED | 9540 | 53 | 180 | 0.012249 | 6.805e-05
| 2015/16 | 9/02/2016 | PLANNED | 10 | 5 | 2 | 1.284e-05 | 6.4198e-06
| 2015/16 | 9/02/2016 | PLANNED | 6441 | 19 | 339 | 0.00827 | 2.4395e-05
| 2015/16 | 9/02/2016 | PLANNED | 231 | 3 | 77 | 0.0002966 | 3.8519e-06
| 2015/16 | 9/02/2016 | PLANNED | 270 | 2 | 135 | 0.00034667 | 2.5679e-06
| 2015/16 | 9/02/2016 | PLANNED | 240 | 8 | 30 | 0.00030815 | 1.0272e-05
| 2015/16 | 9/02/2016 | PLANNED | 158 | 2 | 79 | 0.00020287 | 2.5679e-06
| 2015/16 | 9/02/2016 | PLANNED | 4100 | 41 | 100 | 0.0052643 | 5.2643e-05
| 2015/16 | 9/02/2016 | PLANNED | 80 | 4 | 20 | 0.00010272 | 5.1359e-06
| 2015/16 | 9/02/2016 | PLANNED | 224 | 2 | 112 | 0.00028761 | 2.5679e-06
| 2015/16 | 9/02/2016 | PLANNED | 30 | 3 | 10 | 3.8519e-05 | 3.8519e-06
| 2015/16 | 10/02/2016 | PLANNED | 88 | 1 | 88 | 0.00011299 | 1.284e-06
| 2015/16 | 10/02/2016 | PLANNED | 75 | 1 | 75 | 9.6298e-05 | 1.284e-06
| 2015/16 | 10/02/2016 | PLANNED | 13216 | 28 | 472 | 0.016969 | 3.5951e-05
| 2015/16 | 10/02/2016 | PLANNED | 7130 | 23 | 310 | 0.0091547 | 2.9531e-05
| 2015/16 | 10/02/2016 | PLANNED | 2982 | 42 | 71 | 0.0038288 | 5.3927e-05
| 2015/16 | 10/02/2016 | PLANNED | 6630 | 17 | 390 | 0.0085127 | 2.1827e-05
| 2015/16 | 10/02/2016 | PLANNED | 1215 | 9 | 135 | 0.00156 | 1.1556e-05
| 2015/16 | 10/02/2016 | PLANNED | 5320 | 14 | 380 | 0.0068307 | 1.7976e-05
| 2015/16 | 10/02/2016 | PLANNED | 2160 | 9 | 240 | 0.0027734 | 1.1556e-05
| 2015/16 | 10/02/2016 | PLANNED | 8310 | 24 | 346.25 | 0.01067 | 3.0815e-05
| 2015/16 | 10/02/2016 | PLANNED | 8250 | 22 | 375 | 0.010593 | 2.8247e-05
| 2015/16 | 10/02/2016 | PLANNED | 3252 | 28 | 116.1429 | 0.0041755 | 3.5951e-05
| 2015/16 | 10/02/2016 | PLANNED | 6532 | 71 | 92 | 0.0083869 | 9.1162e-05
| 2015/16 | 10/02/2016 | PLANNED | 50 | 1 | 50 | 6.4198e-05 | 1.284e-06
| 2015/16 | 10/02/2016 | PLANNED | 68 | 1 | 68 | 8.731e-05 | 1.284e-06
| 2015/16 | 10/02/2016 | PLANNED | 10488 | 138 | 76 | 0.013466 | 0.00017719
| 2015/16 | 10/02/2016 | PLANNED | 21 | 1 | 21 | 2.6963e-05 | 1.284e-06
| 2015/16 | 11/02/2016 | PLANNED | 368 | 1 | 368 | 0.0004725 | 1.284e-06
| 2015/16 | 11/02/2016 | PLANNED | 368 | 1 | 368 | 0.0004725 | 1.284e-06
| 2015/16 | 11/02/2016 | PLANNED | 192 | 2 | 96 | 0.00024652 | 2.5679e-06
| 2015/16 | 11/02/2016 | PLANNED | 11450 | 25 | 458 | 0.014701 | 3.2099e-05
| 2015/16 | 11/02/2016 | PLANNED | 17024 | 56 | 304 | 0.021858 | 7.1902e-05
| 2015/16 | 11/02/2016 | PLANNED | 60 | 6 | 10 | 7.7038e-05 | 7.7038e-06
| 2015/16 | 11/02/2016 | PLANNED | 2900 | 58 | 50 | 0.0037235 | 7.447e-05
| 2015/16 | 11/02/2016 | PLANNED | 1870 | 187 | 10 | 0.002401 | 0.0002401
| 2015/16 | 11/02/2016 | PLANNED | 10047 | 521 | 19.2841 | 0.0129 | 0.00066895
| 2015/16 | 11/02/2016 | PLANNED | 1168 | 4 | 292 | 0.0014997 | 5.1359e-06
| 2015/16 | 11/02/2016 | PLANNED | 30067 | 107 | 281 | 0.038605 | 0.00013738
| 2015/16 | 11/02/2016 | PLANNED | 420 | 4 | 105 | 0.00053927 | 5.1359e-06
| 2015/16 | 11/02/2016 | PLANNED | 94690 | 373 | 253.8606 | 0.12158 | 0.00047892
| 2015/16 | 11/02/2016 | PLANNED | 7847 | 76 | 103.25 | 0.010075 | 9.7582e-05
| 2015/16 | 11/02/2016 | PLANNED | 920 | 5 | 184 | 0.0011812 | 6.4198e-06
| 2015/16 | 11/02/2016 | PLANNED | 330 | 1 | 330 | 0.00042371 | 1.284e-06
| 2015/16 | 11/02/2016 | PLANNED | 260 | 52 | 5 | 0.00033383 | 6.6766e-05
| 2015/16 | 11/02/2016 | PLANNED | 345 | 3 | 115 | 0.00044297 | 3.8519e-06
| 2015/16 | 11/02/2016 | PLANNED | 97 | 1 | 97 | 0.00012454 | 1.284e-06
| 2015/16 | 11/02/2016 | PLANNED | 333 | 3 | 111 | 0.00042756 | 3.8519e-06
| 2015/16 | 11/02/2016 | PLANNED | 5151 | 51 | 101 | 0.0066137 | 6.5482e-05
| 2015/16 | 11/02/2016 | PLANNED | 390 | 30 | 13 | 0.00050075 | 3.8519e-05
| 2015/16 | 11/02/2016 | PLANNED | 133 | 1 | 133 | 0.00017077 | 1.284e-06
| 2015/16 | 11/02/2016 | PLANNED | 120 | 12 | 10 | 0.00015408 | 1.5408e-05
| 2015/16 | 11/02/2016 | PLANNED | 20 | 2 | 10 | 2.5679e-05 | 2.5679e-06
| 2015/16 | 11/02/2016 | PLANNED | 420 | 14 | 30 | 0.00053927 | 1.7976e-05
| 2015/16 | 11/02/2016 | PLANNED | 3828 | 66 | 58 | 0.004915 | 8.4742e-05
| 2015/16 | 12/02/2016 | PLANNED | 85 | 1 | 85 | 0.00010914 | 1.284e-06
| 2015/16 | 12/02/2016 | PLANNED | 105 | 5 | 21 | 0.00013482 | 6.4198e-06
| 2015/16 | 12/02/2016 | PLANNED | 22 | 1 | 22 | 2.8247e-05 | 1.284e-06
| 2015/16 | 12/02/2016 | PLANNED | 3520 | 10 | 352 | 0.0045196 | 1.284e-05
| 2015/16 | 12/02/2016 | PLANNED | 82 | 1 | 82 | 0.00010529 | 1.284e-06
| 2015/16 | 12/02/2016 | PLANNED | 97 | 1 | 97 | 0.00012454 | 1.284e-06
| 2015/16 | 12/02/2016 | PLANNED | 5106 | 23 | 222 | 0.0065559 | 2.9531e-05
| 2015/16 | 12/02/2016 | PLANNED | 1208 | 4 | 302 | 0.001551 | 5.1359e-06
| 2015/16 | 12/02/2016 | PLANNED | 525 | 3 | 175 | 0.00067408 | 3.8519e-06
| 2015/16 | 12/02/2016 | PLANNED | 56 | 4 | 14 | 7.1902e-05 | 5.1359e-06
| 2015/16 | 12/02/2016 | PLANNED | 315 | 1 | 315 | 0.00040445 | 1.284e-06
| 2015/16 | 12/02/2016 | PLANNED | 43450 | 158 | 275 | 0.055788 | 0.00020287
| 2015/16 | 12/02/2016 | PLANNED | 24 | 2 | 12 | 3.0815e-05 | 2.5679e-06
| 2015/16 | 12/02/2016 | PLANNED | 17324 | 71 | 244 | 0.022243 | 9.1162e-05
| 2015/16 | 12/02/2016 | PLANNED | 9620 | 74 | 130 | 0.012352 | 9.5014e-05
| 2015/16 | 12/02/2016 | PLANNED | 17160 | 65 | 264 | 0.022033 | 8.3458e-05
| 2015/16 | 12/02/2016 | PLANNED | 2008 | 8 | 251 | 0.0025782 | 1.0272e-05
| 2015/16 | 12/02/2016 | PLANNED | 132 | 6 | 22 | 0.00016948 | 7.7038e-06
| 2015/16 | 12/02/2016 | PLANNED | 27 | 1 | 27 | 3.4667e-05 | 1.284e-06
| 2015/16 | 12/02/2016 | PLANNED | 36 | 3 | 12 | 4.6223e-05 | 3.8519e-06
| 2015/16 | 12/02/2016 | PLANNED | 5 | 1 | 5 | 6.4198e-06 | 1.284e-06
| 2015/16 | 12/02/2016 | PLANNED | 90 | 2 | 45 | 0.00011556 | 2.5679e-06
| 2015/16 | 12/02/2016 | PLANNED | 50 | 1 | 50 | 6.4198e-05 | 1.284e-06
| 2015/16 | 13/02/2016 | PLANNED | 8525 | 31 | 275 | 0.010946 | 3.9803e-05
| 2015/16 | 14/02/2016 | PLANNED | 2240 | 8 | 280 | 0.0028761 | 1.0272e-05
| 2015/16 | 14/02/2016 | PLANNED | 127875 | 599 | 213.4808 | 0.16419 | 0.0007691
| 2015/16 | 14/02/2016 | PLANNED | 4464 | 18 | 248 | 0.0057316 | 2.3111e-05
| 2015/16 | 14/02/2016 | PLANNED | 492 | 6 | 82 | 0.00063171 | 7.7038e-06
| 2015/16 | 15/02/2016 | PLANNED | 7290 | 35 | 208.2857 | 0.0093601 | 4.4939e-05
| 2015/16 | 15/02/2016 | PLANNED | 1872 | 12 | 156 | 0.0024036 | 1.5408e-05
| 2015/16 | 15/02/2016 | PLANNED | 8428 | 172 | 49 | 0.010821 | 0.00022084
| 2015/16 | 15/02/2016 | PLANNED | 69 | 3 | 23 | 8.8594e-05 | 3.8519e-06
| 2015/16 | 15/02/2016 | PLANNED | 15732 | 38 | 414 | 0.020199 | 4.8791e-05
| 2015/16 | 15/02/2016 | PLANNED | 8500 | 25 | 340 | 0.010914 | 3.2099e-05
| 2015/16 | 15/02/2016 | PLANNED | 22755 | 123 | 185 | 0.029217 | 0.00015793
| 2015/16 | 15/02/2016 | PLANNED | 136 | 2 | 68 | 0.00017462 | 2.5679e-06
| 2015/16 | 15/02/2016 | PLANNED | 12220 | 47 | 260 | 0.01569 | 6.0346e-05
| 2015/16 | 15/02/2016 | PLANNED | 15000 | 100 | 150 | 0.01926 | 0.0001284
| 2015/16 | 15/02/2016 | PLANNED | 816 | 3 | 272 | 0.0010477 | 3.8519e-06
| 2015/16 | 15/02/2016 | PLANNED | 50 | 2 | 25 | 6.4198e-05 | 2.5679e-06
| 2015/16 | 15/02/2016 | PLANNED | 96 | 2 | 48 | 0.00012326 | 2.5679e-06
| 2015/16 | 15/02/2016 | PLANNED | 195 | 3 | 65 | 0.00025037 | 3.8519e-06
| 2015/16 | 15/02/2016 | PLANNED | 60 | 2 | 30 | 7.7038e-05 | 2.5679e-06
| 2015/16 | 15/02/2016 | PLANNED | 2604 | 31 | 84 | 0.0033435 | 3.9803e-05
| 2015/16 | 15/02/2016 | PLANNED | 2415 | 161 | 15 | 0.0031008 | 0.00020672
| 2015/16 | 15/02/2016 | PLANNED | 194 | 2 | 97 | 0.00024909 | 2.5679e-06
| 2015/16 | 16/02/2016 | PLANNED | 25520 | 499 | 51.1423 | 0.032767 | 0.0006407
| 2015/16 | 16/02/2016 | PLANNED | 61420 | 166 | 370 | 0.078861 | 0.00021314
| 2015/16 | 16/02/2016 | PLANNED | 4301 | 23 | 187 | 0.0055223 | 2.9531e-05
| 2015/16 | 16/02/2016 | PLANNED | 21489 | 57 | 377 | 0.027591 | 7.3186e-05
| 2015/16 | 16/02/2016 | PLANNED | 275 | 5 | 55 | 0.00035309 | 6.4198e-06
| 2015/16 | 16/02/2016 | PLANNED | 609 | 7 | 87 | 0.00078194 | 8.9878e-06
| 2015/16 | 16/02/2016 | PLANNED | 10005 | 29 | 345 | 0.012846 | 3.7235e-05
| 2015/16 | 16/02/2016 | PLANNED | 3652 | 11 | 332 | 0.004689 | 1.4124e-05
| 2015/16 | 16/02/2016 | PLANNED | 156 | 4 | 39 | 0.0002003 | 5.1359e-06
| 2015/16 | 16/02/2016 | PLANNED | 25840 | 76 | 340 | 0.033178 | 9.7582e-05
| 2015/16 | 16/02/2016 | PLANNED | 64222 | 163 | 394 | 0.082459 | 0.00020929
| 2015/16 | 16/02/2016 | PLANNED | 405 | 1 | 405 | 0.00052001 | 1.284e-06
| 2015/16 | 16/02/2016 | PLANNED | 264 | 4 | 66 | 0.00033897 | 5.1359e-06
| 2015/16 | 16/02/2016 | PLANNED | 9548 | 28 | 341 | 0.012259 | 3.5951e-05
| 2015/16 | 16/02/2016 | PLANNED | 556 | 2 | 278 | 0.00071389 | 2.5679e-06
| 2015/16 | 16/02/2016 | PLANNED | 99 | 1 | 99 | 0.00012711 | 1.284e-06
| 2015/16 | 16/02/2016 | PLANNED | 1 | 1 | 1 | 1.284e-06 | 1.284e-06
| 2015/16 | 16/02/2016 | PLANNED | 84 | 2 | 42 | 0.00010785 | 2.5679e-06
| 2015/16 | 16/02/2016 | PLANNED | 66 | 2 | 33 | 8.4742e-05 | 2.5679e-06
| 2015/16 | 17/02/2016 | PLANNED | 20520 | 57 | 360 | 0.026347 | 7.3186e-05
| 2015/16 | 17/02/2016 | PLANNED | 764 | 2 | 382 | 0.00098095 | 2.5679e-06
| 2015/16 | 17/02/2016 | PLANNED | 142 | 2 | 71 | 0.00018232 | 2.5679e-06
| 2015/16 | 17/02/2016 | PLANNED | 7425 | 495 | 15 | 0.0095335 | 0.00063556
| 2015/16 | 17/02/2016 | PLANNED | 5253 | 17 | 309 | 0.0067447 | 2.1827e-05
| 2015/16 | 17/02/2016 | PLANNED | 6000 | 30 | 200 | 0.0077038 | 3.8519e-05
| 2015/16 | 17/02/2016 | PLANNED | 13120 | 41 | 320 | 0.016846 | 5.2643e-05
| 2015/16 | 17/02/2016 | PLANNED | 390 | 2 | 195 | 0.00050075 | 2.5679e-06
| 2015/16 | 17/02/2016 | PLANNED | 320 | 1 | 320 | 0.00041087 | 1.284e-06
| 2015/16 | 17/02/2016 | PLANNED | 10160 | 23 | 441.7391 | 0.013045 | 2.9531e-05
| 2015/16 | 17/02/2016 | PLANNED | 3094 | 13 | 238 | 0.0039726 | 1.6692e-05
| 2015/16 | 17/02/2016 | PLANNED | 1775 | 25 | 71 | 0.002279 | 3.2099e-05
| 2015/16 | 17/02/2016 | PLANNED | 35916 | 123 | 292 | 0.046115 | 0.00015793
| 2015/16 | 17/02/2016 | PLANNED | 340 | 1 | 340 | 0.00043655 | 1.284e-06
| 2015/16 | 17/02/2016 | PLANNED | 29 | 1 | 29 | 3.7235e-05 | 1.284e-06
| 2015/16 | 17/02/2016 | PLANNED | 40 | 1 | 40 | 5.1359e-05 | 1.284e-06
| 2015/16 | 17/02/2016 | PLANNED | 376 | 4 | 94 | 0.00048277 | 5.1359e-06
| 2015/16 | 17/02/2016 | PLANNED | 1650 | 30 | 55 | 0.0021185 | 3.8519e-05
| 2015/16 | 18/02/2016 | PLANNED | 65815 | 1195 | 55.0753 | 0.084504 | 0.0015343
| 2015/16 | 18/02/2016 | PLANNED | 4180 | 22 | 190 | 0.005367 | 2.8247e-05
| 2015/16 | 18/02/2016 | PLANNED | 498 | 6 | 83 | 0.00063942 | 7.7038e-06
| 2015/16 | 18/02/2016 | PLANNED | 1781 | 13 | 137 | 0.0022867 | 1.6692e-05
| 2015/16 | 18/02/2016 | PLANNED | 152 | 1 | 152 | 0.00019516 | 1.284e-06
| 2015/16 | 18/02/2016 | PLANNED | 3411 | 508 | 6.7146 | 0.0043796 | 0.00065226
| 2015/16 | 18/02/2016 | PLANNED | 3315 | 13 | 255 | 0.0042564 | 1.6692e-05
| 2015/16 | 18/02/2016 | PLANNED | 2952 | 8 | 369 | 0.0037903 | 1.0272e-05
| 2015/16 | 18/02/2016 | PLANNED | 658 | 94 | 7 | 0.00084485 | 0.00012069
| 2015/16 | 18/02/2016 | PLANNED | 670 | 2 | 335 | 0.00086026 | 2.5679e-06
| 2015/16 | 18/02/2016 | PLANNED | 16895 | 109 | 155 | 0.021693 | 0.00013995
| 2015/16 | 18/02/2016 | PLANNED | 27799 | 119 | 233.605 | 0.035693 | 0.00015279
| 2015/16 | 18/02/2016 | PLANNED | 1840 | 23 | 80 | 0.0023625 | 2.9531e-05
| 2015/16 | 18/02/2016 | PLANNED | 1148 | 4 | 287 | 0.001474 | 5.1359e-06
| 2015/16 | 18/02/2016 | PLANNED | 660 | 4 | 165 | 0.00084742 | 5.1359e-06
| 2015/16 | 18/02/2016 | PLANNED | 9250 | 37 | 250 | 0.011877 | 4.7507e-05
| 2015/16 | 18/02/2016 | PLANNED | 1200 | 8 | 150 | 0.0015408 | 1.0272e-05
| 2015/16 | 18/02/2016 | PLANNED | 75 | 5 | 15 | 9.6298e-05 | 6.4198e-06
| 2015/16 | 18/02/2016 | PLANNED | 990 | 55 | 18 | 0.0012711 | 7.0618e-05
| 2015/16 | 18/02/2016 | PLANNED | 3920 | 28 | 140 | 0.0050332 | 3.5951e-05
| 2015/16 | 18/02/2016 | PLANNED | 1012 | 44 | 23 | 0.0012994 | 5.6495e-05
| 2015/16 | 19/02/2016 | PLANNED | 6090 | 7 | 870 | 0.0078194 | 8.9878e-06
| 2015/16 | 19/02/2016 | PLANNED | 20948 | 668 | 31.3593 | 0.026897 | 0.00085769
| 2015/16 | 19/02/2016 | PLANNED | 15980 | 47 | 340 | 0.020518 | 6.0346e-05
| 2015/16 | 19/02/2016 | PLANNED | 5040 | 16 | 315 | 0.0064712 | 2.0543e-05
| 2015/16 | 19/02/2016 | PLANNED | 8925 | 35 | 255 | 0.011459 | 4.4939e-05
| 2015/16 | 19/02/2016 | PLANNED | 5886 | 18 | 327 | 0.0075574 | 2.3111e-05
| 2015/16 | 19/02/2016 | PLANNED | 12068 | 80 | 150.85 | 0.015495 | 0.00010272
| 2015/16 | 19/02/2016 | PLANNED | 21040 | 117 | 179.8291 | 0.027015 | 0.00015022
| 2015/16 | 19/02/2016 | PLANNED | 640 | 4 | 160 | 0.00082174 | 5.1359e-06
| 2015/16 | 19/02/2016 | PLANNED | 6435 | 39 | 165 | 0.0082623 | 5.0075e-05
| 2015/16 | 19/02/2016 | PLANNED | 532 | 28 | 19 | 0.00068307 | 3.5951e-05
| 2015/16 | 19/02/2016 | PLANNED | 940 | 5 | 188 | 0.0012069 | 6.4198e-06
| 2015/16 | 19/02/2016 | PLANNED | 3864 | 14 | 276 | 0.0049612 | 1.7976e-05
| 2015/16 | 21/02/2016 | PLANNED | 6140 | 20 | 307 | 0.0078836 | 2.5679e-05
| 2015/16 | 21/02/2016 | PLANNED | 5890 | 19 | 310 | 0.0075626 | 2.4395e-05
| 2015/16 | 21/02/2016 | PLANNED | 13824 | 72 | 192 | 0.01775 | 9.2446e-05
| 2015/16 | 21/02/2016 | PLANNED | 240 | 1 | 240 | 0.00030815 | 1.284e-06
| 2015/16 | 22/02/2016 | PLANNED | 30160 | 104 | 290 | 0.038724 | 0.00013353
| 2015/16 | 22/02/2016 | PLANNED | 7800 | 24 | 325 | 0.010015 | 3.0815e-05
| 2015/16 | 22/02/2016 | PLANNED | 115 | 2 | 57.5 | 0.00014766 | 2.5679e-06
| 2015/16 | 22/02/2016 | PLANNED | 352 | 2 | 176 | 0.00045196 | 2.5679e-06
| 2015/16 | 22/02/2016 | PLANNED | 24 | 1 | 24 | 3.0815e-05 | 1.284e-06
| 2015/16 | 22/02/2016 | PLANNED | 26302 | 102 | 257.8627 | 0.033771 | 0.00013096
| 2015/16 | 22/02/2016 | PLANNED | 620 | 4 | 155 | 0.00079606 | 5.1359e-06
| 2015/16 | 22/02/2016 | PLANNED | 795 | 5 | 159 | 0.0010208 | 6.4198e-06
| 2015/16 | 22/02/2016 | PLANNED | 126 | 1 | 126 | 0.00016178 | 1.284e-06
| 2015/16 | 22/02/2016 | PLANNED | 32 | 2 | 16 | 4.1087e-05 | 2.5679e-06
| 2015/16 | 22/02/2016 | PLANNED | 15 | 1 | 15 | 1.926e-05 | 1.284e-06
| 2015/16 | 23/02/2016 | PLANNED | 2330 | 10 | 233 | 0.0029916 | 1.284e-05
| 2015/16 | 23/02/2016 | PLANNED | 219726 | 626 | 351 | 0.28212 | 0.00080376
| 2015/16 | 23/02/2016 | PLANNED | 7800 | 39 | 200 | 0.010015 | 5.0075e-05
| 2015/16 | 23/02/2016 | PLANNED | 1280 | 4 | 320 | 0.0016435 | 5.1359e-06
| 2015/16 | 23/02/2016 | PLANNED | 380 | 4 | 95 | 0.00048791 | 5.1359e-06
| 2015/16 | 23/02/2016 | PLANNED | 6400 | 20 | 320 | 0.0082174 | 2.5679e-05
| 2015/16 | 23/02/2016 | PLANNED | 9000 | 90 | 100 | 0.011556 | 0.00011556
| 2015/16 | 23/02/2016 | PLANNED | 3675 | 15 | 245 | 0.0047186 | 1.926e-05
| 2015/16 | 23/02/2016 | PLANNED | 155 | 1 | 155 | 0.00019901 | 1.284e-06
| 2015/16 | 23/02/2016 | PLANNED | 250 | 5 | 50 | 0.00032099 | 6.4198e-06
| 2015/16 | 23/02/2016 | PLANNED | 14880 | 93 | 160 | 0.019105 | 0.00011941
| 2015/16 | 23/02/2016 | PLANNED | 74 | 2 | 37 | 9.5014e-05 | 2.5679e-06
| 2015/16 | 23/02/2016 | PLANNED | 7 | 1 | 7 | 8.9878e-06 | 1.284e-06
| 2015/16 | 23/02/2016 | PLANNED | 8 | 2 | 4 | 1.0272e-05 | 2.5679e-06
| 2015/16 | 23/02/2016 | PLANNED | 20 | 1 | 20 | 2.5679e-05 | 1.284e-06
| 2015/16 | 24/02/2016 | PLANNED | 2700 | 18 | 150 | 0.0034667 | 2.3111e-05
| 2015/16 | 24/02/2016 | PLANNED | 310 | 1 | 310 | 0.00039803 | 1.284e-06
| 2015/16 | 24/02/2016 | PLANNED | 9666 | 27 | 358 | 0.012411 | 3.4667e-05
| 2015/16 | 24/02/2016 | PLANNED | 10320 | 42 | 245.7143 | 0.013251 | 5.3927e-05
| 2015/16 | 24/02/2016 | PLANNED | 31992 | 93 | 344 | 0.041077 | 0.00011941
| 2015/16 | 24/02/2016 | PLANNED | 5253 | 26 | 202.0385 | 0.0067447 | 3.3383e-05
| 2015/16 | 24/02/2016 | PLANNED | 95 | 1 | 95 | 0.00012198 | 1.284e-06
| 2015/16 | 24/02/2016 | PLANNED | 10447 | 31 | 337 | 0.013414 | 3.9803e-05
| 2015/16 | 24/02/2016 | PLANNED | 1714 | 12 | 142.8333 | 0.0022007 | 1.5408e-05
| 2015/16 | 24/02/2016 | PLANNED | 29250 | 78 | 375 | 0.037556 | 0.00010015
| 2015/16 | 24/02/2016 | PLANNED | 5940 | 20 | 297 | 0.0076268 | 2.5679e-05
| 2015/16 | 24/02/2016 | PLANNED | 720 | 8 | 90 | 0.00092446 | 1.0272e-05
| 2015/16 | 24/02/2016 | PLANNED | 94 | 2 | 47 | 0.00012069 | 2.5679e-06
| 2015/16 | 24/02/2016 | PLANNED | 310 | 2 | 155 | 0.00039803 | 2.5679e-06
| 2015/16 | 24/02/2016 | PLANNED | 85 | 1 | 85 | 0.00010914 | 1.284e-06
| 2015/16 | 24/02/2016 | PLANNED | 360 | 3 | 120 | 0.00046223 | 3.8519e-06
| 2015/16 | 24/02/2016 | PLANNED | 216 | 6 | 36 | 0.00027734 | 7.7038e-06
| 2015/16 | 24/02/2016 | PLANNED | 115 | 1 | 115 | 0.00014766 | 1.284e-06
| 2015/16 | 25/02/2016 | PLANNED | 29025 | 75 | 387 | 0.037267 | 9.6298e-05
| 2015/16 | 25/02/2016 | PLANNED | 28220 | 85 | 332 | 0.036234 | 0.00010914
| 2015/16 | 25/02/2016 | PLANNED | 15910 | 86 | 185 | 0.020428 | 0.00011042
| 2015/16 | 25/02/2016 | PLANNED | 18888 | 59 | 320.1356 | 0.024252 | 7.5754e-05
| 2015/16 | 25/02/2016 | PLANNED | 17680 | 65 | 272 | 0.022701 | 8.3458e-05
| 2015/16 | 25/02/2016 | PLANNED | 1785 | 5 | 357 | 0.0022919 | 6.4198e-06
| 2015/16 | 25/02/2016 | PLANNED | 680 | 4 | 170 | 0.0008731 | 5.1359e-06
| 2015/16 | 25/02/2016 | PLANNED | 62673 | 178 | 352.0955 | 0.08047 | 0.00022855
| 2015/16 | 25/02/2016 | PLANNED | 34540 | 110 | 314 | 0.044348 | 0.00014124
| 2015/16 | 25/02/2016 | PLANNED | 1150 | 5 | 230 | 0.0014766 | 6.4198e-06
| 2015/16 | 25/02/2016 | PLANNED | 3170 | 10 | 317 | 0.0040702 | 1.284e-05
| 2015/16 | 25/02/2016 | PLANNED | 330 | 1 | 330 | 0.00042371 | 1.284e-06
| 2015/16 | 25/02/2016 | PLANNED | 10013 | 31 | 323 | 0.012856 | 3.9803e-05
| 2015/16 | 25/02/2016 | PLANNED | 885 | 3 | 295 | 0.0011363 | 3.8519e-06
| 2015/16 | 25/02/2016 | PLANNED | 112 | 14 | 8 | 0.0001438 | 1.7976e-05
| 2015/16 | 25/02/2016 | PLANNED | 3939 | 13 | 303 | 0.0050575 | 1.6692e-05
| 2015/16 | 26/02/2016 | PLANNED | 8640 | 90 | 96 | 0.011093 | 0.00011556
| 2015/16 | 26/02/2016 | PLANNED | 467 | 1 | 467 | 0.00059961 | 1.284e-06
| 2015/16 | 26/02/2016 | PLANNED | 370 | 10 | 37 | 0.00047507 | 1.284e-05
| 2015/16 | 26/02/2016 | PLANNED | 347 | 1 | 347 | 0.00044554 | 1.284e-06
| 2015/16 | 26/02/2016 | PLANNED | 80 | 5 | 16 | 0.00010272 | 6.4198e-06
| 2015/16 | 26/02/2016 | PLANNED | 1140 | 19 | 60 | 0.0014637 | 2.4395e-05
| 2015/16 | 26/02/2016 | PLANNED | 50730 | 178 | 285 | 0.065136 | 0.00022855
| 2015/16 | 26/02/2016 | PLANNED | 720 | 2 | 360 | 0.00092446 | 2.5679e-06
| 2015/16 | 26/02/2016 | PLANNED | 4389 | 21 | 209 | 0.0056353 | 2.6963e-05
| 2015/16 | 26/02/2016 | PLANNED | 10770 | 30 | 359 | 0.013828 | 3.8519e-05
| 2015/16 | 26/02/2016 | PLANNED | 2970 | 11 | 270 | 0.0038134 | 1.4124e-05
| 2015/16 | 26/02/2016 | PLANNED | 1025 | 5 | 205 | 0.0013161 | 6.4198e-06
| 2015/16 | 26/02/2016 | PLANNED | 15708 | 68 | 231 | 0.020169 | 8.731e-05
| 2015/16 | 26/02/2016 | PLANNED | 1960 | 7 | 280 | 0.0025166 | 8.9878e-06
| 2015/16 | 26/02/2016 | PLANNED | 6696 | 24 | 279 | 0.0085974 | 3.0815e-05
| 2015/16 | 26/02/2016 | PLANNED | 29 | 1 | 29 | 3.7235e-05 | 1.284e-06
| 2015/16 | 26/02/2016 | PLANNED | 470 | 10 | 47 | 0.00060346 | 1.284e-05
| 2015/16 | 26/02/2016 | PLANNED | 12 | 1 | 12 | 1.5408e-05 | 1.284e-06
| 2015/16 | 26/02/2016 | PLANNED | 115 | 1 | 115 | 0.00014766 | 1.284e-06
| 2015/16 | 26/02/2016 | PLANNED | 10 | 1 | 10 | 1.284e-05 | 1.284e-06
| 2015/16 | 28/02/2016 | PLANNED | 76 | 1 | 76 | 9.7582e-05 | 1.284e-06
| 2015/16 | 28/02/2016 | PLANNED | 497750 | 1058 | 470.4631 | 0.63909 | 0.0013584
| 2015/16 | 28/02/2016 | PLANNED | 13260 | 52 | 255 | 0.017025 | 6.6766e-05
| 2015/16 | 28/02/2016 | PLANNED | 30762 | 66 | 466.0909 | 0.039497 | 8.4742e-05
| 2015/16 | 28/02/2016 | PLANNED | 11232 | 54 | 208 | 0.014422 | 6.9334e-05
| 2015/16 | 28/02/2016 | PLANNED | 18 | 1 | 18 | 2.3111e-05 | 1.284e-06
| 2015/16 | 29/02/2016 | PLANNED | 12 | 4 | 3 | 1.5408e-05 | 5.1359e-06
| 2015/16 | 29/02/2016 | PLANNED | 29156 | 74 | 394 | 0.037435 | 9.5014e-05
| 2015/16 | 29/02/2016 | PLANNED | 6550 | 47 | 139.3617 | 0.00841 | 6.0346e-05
| 2015/16 | 29/02/2016 | PLANNED | 2110 | 10 | 211 | 0.0027092 | 1.284e-05
| 2015/16 | 29/02/2016 | PLANNED | 8490 | 30 | 283 | 0.010901 | 3.8519e-05
| 2015/16 | 29/02/2016 | PLANNED | 528 | 3 | 176 | 0.00067793 | 3.8519e-06
| 2015/16 | 29/02/2016 | PLANNED | 84750 | 250 | 339 | 0.10882 | 0.00032099
| 2015/16 | 29/02/2016 | PLANNED | 10115 | 35 | 289 | 0.012987 | 4.4939e-05
| 2015/16 | 29/02/2016 | PLANNED | 10 | 1 | 10 | 1.284e-05 | 1.284e-06
| 2015/16 | 29/02/2016 | PLANNED | 1250 | 5 | 250 | 0.001605 | 6.4198e-06
| 2015/16 | 29/02/2016 | PLANNED | 460 | 4 | 115 | 0.00059062 | 5.1359e-06
| 2015/16 | 29/02/2016 | PLANNED | 10153 | 71 | 143 | 0.013036 | 9.1162e-05
| 2015/16 | 29/02/2016 | PLANNED | 20 | 1 | 20 | 2.5679e-05 | 1.284e-06
| 2015/16 | 29/02/2016 | PLANNED | 2212 | 14 | 158 | 0.0028401 | 1.7976e-05
| 2015/16 | 29/02/2016 | PLANNED | 20 | 1 | 20 | 2.5679e-05 | 1.284e-06
| 2015/16 | 29/02/2016 | PLANNED | 9030 | 74 | 122.027 | 0.011594 | 9.5014e-05
| 2015/16 | 1/03/2016 | PLANNED | 225 | 1 | 225 | 0.00028889 | 1.284e-06
| 2015/16 | 1/03/2016 | PLANNED | 1640 | 4 | 410 | 0.0021057 | 5.1359e-06
| 2015/16 | 1/03/2016 | PLANNED | 9390 | 30 | 313 | 0.012056 | 3.8519e-05
| 2015/16 | 1/03/2016 | PLANNED | 1460 | 8 | 182.5 | 0.0018746 | 1.0272e-05
| 2015/16 | 1/03/2016 | PLANNED | 12470 | 58 | 215 | 0.016011 | 7.447e-05
| 2015/16 | 1/03/2016 | PLANNED | 14654 | 34 | 431 | 0.018815 | 4.3655e-05
| 2015/16 | 1/03/2016 | PLANNED | 5088 | 24 | 212 | 0.0065328 | 3.0815e-05
| 2015/16 | 1/03/2016 | PLANNED | 9984 | 24 | 416 | 0.012819 | 3.0815e-05
| 2015/16 | 1/03/2016 | PLANNED | 525 | 5 | 105 | 0.00067408 | 6.4198e-06
| 2015/16 | 1/03/2016 | PLANNED | 2010 | 6 | 335 | 0.0025808 | 7.7038e-06
| 2015/16 | 1/03/2016 | PLANNED | 345 | 5 | 69 | 0.00044297 | 6.4198e-06
| 2015/16 | 1/03/2016 | PLANNED | 440 | 2 | 220 | 0.00056495 | 2.5679e-06
| 2015/16 | 1/03/2016 | PLANNED | 150 | 3 | 50 | 0.0001926 | 3.8519e-06
| 2015/16 | 1/03/2016 | PLANNED | 5 | 5 | 1 | 6.4198e-06 | 6.4198e-06
| 2015/16 | 1/03/2016 | PLANNED | 200 | 2 | 100 | 0.00025679 | 2.5679e-06
| 2015/16 | 1/03/2016 | PLANNED | 2952 | 24 | 123 | 0.0037903 | 3.0815e-05
| 2015/16 | 2/03/2016 | PLANNED | 525 | 15 | 35 | 0.00067408 | 1.926e-05
| 2015/16 | 2/03/2016 | PLANNED | 65373 | 283 | 231 | 0.083937 | 0.00036336
| 2015/16 | 2/03/2016 | PLANNED | 570 | 6 | 95 | 0.00073186 | 7.7038e-06
| 2015/16 | 2/03/2016 | PLANNED | 52 | 2 | 26 | 6.6766e-05 | 2.5679e-06
| 2015/16 | 2/03/2016 | PLANNED | 5544 | 507 | 10.9349 | 0.0071183 | 0.00065097
| 2015/16 | 2/03/2016 | PLANNED | 680 | 4 | 170 | 0.0008731 | 5.1359e-06
| 2015/16 | 2/03/2016 | PLANNED | 6032 | 52 | 116 | 0.0077449 | 6.6766e-05
| 2015/16 | 2/03/2016 | PLANNED | 55725 | 178 | 313.0618 | 0.071549 | 0.00022855
| 2015/16 | 2/03/2016 | PLANNED | 414 | 2 | 207 | 0.00053156 | 2.5679e-06
| 2015/16 | 2/03/2016 | PLANNED | 313 | 1 | 313 | 0.00040188 | 1.284e-06
| 2015/16 | 2/03/2016 | PLANNED | 10800 | 24 | 450 | 0.013867 | 3.0815e-05
| 2015/16 | 2/03/2016 | PLANNED | 31086 | 157 | 198 | 0.039913 | 0.00020158
| 2015/16 | 2/03/2016 | PLANNED | 1368 | 19 | 72 | 0.0017565 | 2.4395e-05
| 2015/16 | 2/03/2016 | PLANNED | 308 | 2 | 154 | 0.00039546 | 2.5679e-06
| 2015/16 | 2/03/2016 | PLANNED | 6566 | 36 | 182.3889 | 0.0084305 | 4.6223e-05
| 2015/16 | 2/03/2016 | PLANNED | 5928 | 19 | 312 | 0.0076114 | 2.4395e-05
| 2015/16 | 2/03/2016 | PLANNED | 263640 | 780 | 338 | 0.33851 | 0.0010015
| 2015/16 | 2/03/2016 | PLANNED | 9996 | 51 | 196 | 0.012835 | 6.5482e-05
| 2015/16 | 2/03/2016 | PLANNED | 123 | 3 | 41 | 0.00015793 | 3.8519e-06
| 2015/16 | 2/03/2016 | PLANNED | 18 | 2 | 9 | 2.3111e-05 | 2.5679e-06
| 2015/16 | 3/03/2016 | PLANNED | 810 | 2 | 405 | 0.00104 | 2.5679e-06
| 2015/16 | 3/03/2016 | PLANNED | 10695 | 31 | 345 | 0.013732 | 3.9803e-05
| 2015/16 | 3/03/2016 | PLANNED | 1899 | 9 | 211 | 0.0024383 | 1.1556e-05
| 2015/16 | 3/03/2016 | PLANNED | 880 | 8 | 110 | 0.0011299 | 1.0272e-05
| 2015/16 | 3/03/2016 | PLANNED | 22794 | 58 | 393 | 0.029267 | 7.447e-05
| 2015/16 | 3/03/2016 | PLANNED | 35697 | 73 | 489 | 0.045834 | 9.373e-05
| 2015/16 | 3/03/2016 | PLANNED | 9120 | 24 | 380 | 0.01171 | 3.0815e-05
| 2015/16 | 3/03/2016 | PLANNED | 370 | 2 | 185 | 0.00047507 | 2.5679e-06
| 2015/16 | 3/03/2016 | PLANNED | 576 | 4 | 144 | 0.00073957 | 5.1359e-06
| 2015/16 | 3/03/2016 | PLANNED | 9100 | 28 | 325 | 0.011684 | 3.5951e-05
| 2015/16 | 3/03/2016 | PLANNED | 4134 | 26 | 159 | 0.0053079 | 3.3383e-05
| 2015/16 | 3/03/2016 | PLANNED | 346 | 2 | 173 | 0.00044425 | 2.5679e-06
| 2015/16 | 3/03/2016 | PLANNED | 4509 | 27 | 167 | 0.0057894 | 3.4667e-05
| 2015/16 | 3/03/2016 | PLANNED | 305 | 1 | 305 | 0.00039161 | 1.284e-06
| 2015/16 | 3/03/2016 | PLANNED | 580 | 2 | 290 | 0.0007447 | 2.5679e-06
| 2015/16 | 3/03/2016 | PLANNED | 242 | 2 | 121 | 0.00031072 | 2.5679e-06
| 2015/16 | 3/03/2016 | PLANNED | 1200 | 40 | 30 | 0.0015408 | 5.1359e-05
| 2015/16 | 3/03/2016 | PLANNED | 22365 | 71 | 315 | 0.028716 | 9.1162e-05
| 2015/16 | 3/03/2016 | PLANNED | 1408 | 11 | 128 | 0.0018078 | 1.4124e-05
| 2015/16 | 3/03/2016 | PLANNED | 680 | 4 | 170 | 0.0008731 | 5.1359e-06
| 2015/16 | 3/03/2016 | PLANNED | 560 | 4 | 140 | 0.00071902 | 5.1359e-06
| 2015/16 | 3/03/2016 | PLANNED | 210 | 2 | 105 | 0.00026963 | 2.5679e-06
| 2015/16 | 3/03/2016 | PLANNED | 160 | 8 | 20 | 0.00020543 | 1.0272e-05
| 2015/16 | 3/03/2016 | PLANNED | 355 | 5 | 71 | 0.00045581 | 6.4198e-06
| 2015/16 | 3/03/2016 | PLANNED | 14 | 1 | 14 | 1.7976e-05 | 1.284e-06
| 2015/16 | 3/03/2016 | PLANNED | 10 | 2 | 5 | 1.284e-05 | 2.5679e-06
| 2015/16 | 3/03/2016 | PLANNED | 10 | 1 | 10 | 1.284e-05 | 1.284e-06
| 2015/16 | 4/03/2016 | PLANNED | 330 | 5 | 66 | 0.00042371 | 6.4198e-06
| 2015/16 | 4/03/2016 | PLANNED | 900 | 3 | 300 | 0.0011556 | 3.8519e-06
| 2015/16 | 4/03/2016 | PLANNED | 3720 | 12 | 310 | 0.0047764 | 1.5408e-05
| 2015/16 | 4/03/2016 | PLANNED | 4660 | 20 | 233 | 0.0059833 | 2.5679e-05
| 2015/16 | 4/03/2016 | PLANNED | 1916 | 24 | 79.8333 | 0.0024601 | 3.0815e-05
| 2015/16 | 4/03/2016 | PLANNED | 120 | 1 | 120 | 0.00015408 | 1.284e-06
| 2015/16 | 4/03/2016 | PLANNED | 1737 | 9 | 193 | 0.0022303 | 1.1556e-05
| 2015/16 | 4/03/2016 | PLANNED | 3477 | 19 | 183 | 0.0044644 | 2.4395e-05
| 2015/16 | 4/03/2016 | PLANNED | 4896 | 18 | 272 | 0.0062863 | 2.3111e-05
| 2015/16 | 4/03/2016 | PLANNED | 12505 | 61 | 205 | 0.016056 | 7.8322e-05
| 2015/16 | 4/03/2016 | PLANNED | 1615 | 19 | 85 | 0.0020736 | 2.4395e-05
| 2015/16 | 4/03/2016 | PLANNED | 21580 | 83 | 260 | 0.027708 | 0.00010657
| 2015/16 | 4/03/2016 | PLANNED | 75 | 3 | 25 | 9.6298e-05 | 3.8519e-06
| 2015/16 | 4/03/2016 | PLANNED | 612 | 9 | 68 | 0.00078579 | 1.1556e-05
| 2015/16 | 4/03/2016 | PLANNED | 60 | 2 | 30 | 7.7038e-05 | 2.5679e-06
| 2015/16 | 4/03/2016 | PLANNED | 6930 | 66 | 105 | 0.0088979 | 8.4742e-05
| 2015/16 | 4/03/2016 | PLANNED | 3900 | 156 | 25 | 0.0050075 | 0.0002003
| 2015/16 | 6/03/2016 | PLANNED | 14060 | 380 | 37 | 0.018053 | 0.00048791
| 2015/16 | 6/03/2016 | PLANNED | 6120 | 34 | 180 | 0.0078579 | 4.3655e-05
| 2015/16 | 6/03/2016 | PLANNED | 630 | 7 | 90 | 0.0008089 | 8.9878e-06
| 2015/16 | 7/03/2016 | PLANNED | 4655 | 19 | 245 | 0.0059769 | 2.4395e-05
| 2015/16 | 7/03/2016 | PLANNED | 1876 | 7 | 268 | 0.0024087 | 8.9878e-06
| 2015/16 | 7/03/2016 | PLANNED | 29160 | 111 | 262.7027 | 0.03744 | 0.00014252
| 2015/16 | 7/03/2016 | PLANNED | 24 | 1 | 24 | 3.0815e-05 | 1.284e-06
| 2015/16 | 7/03/2016 | PLANNED | 6660 | 30 | 222 | 0.0085512 | 3.8519e-05
| 2015/16 | 7/03/2016 | PLANNED | 1080 | 12 | 90 | 0.0013867 | 1.5408e-05
| 2015/16 | 7/03/2016 | PLANNED | 600 | 5 | 120 | 0.00077038 | 6.4198e-06
| 2015/16 | 7/03/2016 | PLANNED | 75 | 1 | 75 | 9.6298e-05 | 1.284e-06
| 2015/16 | 7/03/2016 | PLANNED | 3635 | 34 | 106.9118 | 0.0046672 | 4.3655e-05
| 2015/16 | 7/03/2016 | PLANNED | 12 | 2 | 6 | 1.5408e-05 | 2.5679e-06
| 2015/16 | 7/03/2016 | PLANNED | 650 | 13 | 50 | 0.00083458 | 1.6692e-05
| 2015/16 | 8/03/2016 | PLANNED | 36630 | 185 | 198 | 0.047032 | 0.00023753
| 2015/16 | 8/03/2016 | PLANNED | 4675 | 17 | 275 | 0.0060025 | 2.1827e-05
| 2015/16 | 8/03/2016 | PLANNED | 9360 | 24 | 390 | 0.012018 | 3.0815e-05
| 2015/16 | 8/03/2016 | PLANNED | 1602 | 18 | 89 | 0.0020569 | 2.3111e-05
| 2015/16 | 8/03/2016 | PLANNED | 1197 | 19 | 63 | 0.0015369 | 2.4395e-05
| 2015/16 | 8/03/2016 | PLANNED | 31352 | 97 | 323.2165 | 0.040255 | 0.00012454
| 2015/16 | 8/03/2016 | PLANNED | 8085 | 33 | 245 | 0.010381 | 4.2371e-05
| 2015/16 | 8/03/2016 | PLANNED | 540 | 4 | 135 | 0.00069334 | 5.1359e-06
| 2015/16 | 8/03/2016 | PLANNED | 249 | 3 | 83 | 0.00031971 | 3.8519e-06
| 2015/16 | 8/03/2016 | PLANNED | 320 | 4 | 80 | 0.00041087 | 5.1359e-06
| 2015/16 | 8/03/2016 | PLANNED | 17284 | 58 | 298 | 0.022192 | 7.447e-05
| 2015/16 | 8/03/2016 | PLANNED | 678 | 6 | 113 | 0.00087053 | 7.7038e-06
| 2015/16 | 8/03/2016 | PLANNED | 40 | 2 | 20 | 5.1359e-05 | 2.5679e-06
| 2015/16 | 8/03/2016 | PLANNED | 5 | 1 | 5 | 6.4198e-06 | 1.284e-06
| 2015/16 | 8/03/2016 | PLANNED | 20 | 2 | 10 | 2.5679e-05 | 2.5679e-06
| 2015/16 | 8/03/2016 | PLANNED | 60 | 3 | 20 | 7.7038e-05 | 3.8519e-06
| 2015/16 | 8/03/2016 | PLANNED | 20 | 1 | 20 | 2.5679e-05 | 1.284e-06
| 2015/16 | 8/03/2016 | PLANNED | 8 | 1 | 8 | 1.0272e-05 | 1.284e-06
| 2015/16 | 9/03/2016 | PLANNED | 78 | 1 | 78 | 0.00010015 | 1.284e-06
| 2015/16 | 9/03/2016 | PLANNED | 7440 | 20 | 372 | 0.0095527 | 2.5679e-05
| 2015/16 | 9/03/2016 | PLANNED | 738 | 3 | 246 | 0.00094757 | 3.8519e-06
| 2015/16 | 9/03/2016 | PLANNED | 1465 | 5 | 293 | 0.001881 | 6.4198e-06
| 2015/16 | 9/03/2016 | PLANNED | 20992 | 128 | 164 | 0.026953 | 0.00016435
| 2015/16 | 9/03/2016 | PLANNED | 4272 | 12 | 356 | 0.0054851 | 1.5408e-05
| 2015/16 | 9/03/2016 | PLANNED | 975 | 5 | 195 | 0.0012519 | 6.4198e-06
| 2015/16 | 9/03/2016 | PLANNED | 35520 | 82 | 433.1707 | 0.045607 | 0.00010529
| 2015/16 | 9/03/2016 | PLANNED | 20286 | 49 | 414 | 0.026047 | 6.2914e-05
| 2015/16 | 9/03/2016 | PLANNED | 252 | 4 | 63 | 0.00032356 | 5.1359e-06
| 2015/16 | 9/03/2016 | PLANNED | 16500 | 50 | 330 | 0.021185 | 6.4198e-05
| 2015/16 | 9/03/2016 | PLANNED | 31625 | 115 | 275 | 0.040605 | 0.00014766
| 2015/16 | 9/03/2016 | PLANNED | 243 | 3 | 81 | 0.000312 | 3.8519e-06
| 2015/16 | 9/03/2016 | PLANNED | 1443 | 13 | 111 | 0.0018528 | 1.6692e-05
| 2015/16 | 9/03/2016 | PLANNED | 4 | 1 | 4 | 5.1359e-06 | 1.284e-06
| 2015/16 | 9/03/2016 | PLANNED | 8 | 2 | 4 | 1.0272e-05 | 2.5679e-06
| 2015/16 | 9/03/2016 | PLANNED | 1374 | 3 | 458 | 0.0017642 | 3.8519e-06
| 2015/16 | 10/03/2016 | PLANNED | 36423 | 171 | 213 | 0.046766 | 0.00021956
| 2015/16 | 10/03/2016 | PLANNED | 2765 | 35 | 79 | 0.0035502 | 4.4939e-05
| 2015/16 | 10/03/2016 | PLANNED | 21564 | 113 | 190.8319 | 0.027687 | 0.00014509
| 2015/16 | 10/03/2016 | PLANNED | 22200 | 57 | 389.4737 | 0.028504 | 7.3186e-05
| 2015/16 | 10/03/2016 | PLANNED | 150 | 2 | 75 | 0.0001926 | 2.5679e-06
| 2015/16 | 10/03/2016 | PLANNED | 2226 | 14 | 159 | 0.0028581 | 1.7976e-05
| 2015/16 | 10/03/2016 | PLANNED | 7616 | 56 | 136 | 0.0097787 | 7.1902e-05
| 2015/16 | 10/03/2016 | PLANNED | 26 | 13 | 2 | 3.3383e-05 | 1.6692e-05
| 2015/16 | 10/03/2016 | PLANNED | 2608 | 16 | 163 | 0.0033486 | 2.0543e-05
| 2015/16 | 10/03/2016 | PLANNED | 1155 | 3 | 385 | 0.001483 | 3.8519e-06
| 2015/16 | 10/03/2016 | PLANNED | 537 | 3 | 179 | 0.00068949 | 3.8519e-06
| 2015/16 | 10/03/2016 | PLANNED | 2988 | 36 | 83 | 0.0038365 | 4.6223e-05
| 2015/16 | 10/03/2016 | PLANNED | 6460 | 68 | 95 | 0.0082944 | 8.731e-05
| 2015/16 | 10/03/2016 | PLANNED | 2805 | 17 | 165 | 0.0036015 | 2.1827e-05
| 2015/16 | 10/03/2016 | PLANNED | 10188 | 36 | 283 | 0.013081 | 4.6223e-05
| 2015/16 | 10/03/2016 | PLANNED | 6480 | 27 | 240 | 0.0083201 | 3.4667e-05
| 2015/16 | 10/03/2016 | PLANNED | 95 | 1 | 95 | 0.00012198 | 1.284e-06
| 2015/16 | 10/03/2016 | PLANNED | 2688 | 16 | 168 | 0.0034513 | 2.0543e-05
| 2015/16 | 10/03/2016 | PLANNED | 225 | 3 | 75 | 0.00028889 | 3.8519e-06
| 2015/16 | 10/03/2016 | PLANNED | 126 | 2 | 63 | 0.00016178 | 2.5679e-06
| 2015/16 | 10/03/2016 | PLANNED | 16 | 2 | 8 | 2.0543e-05 | 2.5679e-06
| 2015/16 | 11/03/2016 | PLANNED | 450 | 5 | 90 | 0.00057779 | 6.4198e-06
| 2015/16 | 11/03/2016 | PLANNED | 1710 | 6 | 285 | 0.0021956 | 7.7038e-06
| 2015/16 | 11/03/2016 | PLANNED | 6270 | 22 | 285 | 0.0080505 | 2.8247e-05
| 2015/16 | 11/03/2016 | PLANNED | 10450 | 38 | 275 | 0.013417 | 4.8791e-05
| 2015/16 | 11/03/2016 | PLANNED | 7600 | 19 | 400 | 0.0097582 | 2.4395e-05
| 2015/16 | 11/03/2016 | PLANNED | 2184 | 7 | 312 | 0.0028042 | 8.9878e-06
| 2015/16 | 11/03/2016 | PLANNED | 9102 | 41 | 222 | 0.011687 | 5.2643e-05
| 2015/16 | 11/03/2016 | PLANNED | 924 | 3 | 308 | 0.0011864 | 3.8519e-06
| 2015/16 | 11/03/2016 | PLANNED | 12580 | 74 | 170 | 0.016152 | 9.5014e-05
| 2015/16 | 11/03/2016 | PLANNED | 7995 | 41 | 195 | 0.010265 | 5.2643e-05
| 2015/16 | 11/03/2016 | PLANNED | 640 | 4 | 160 | 0.00082174 | 5.1359e-06
| 2015/16 | 11/03/2016 | PLANNED | 1432 | 8 | 179 | 0.0018386 | 1.0272e-05
| 2015/16 | 11/03/2016 | PLANNED | 257 | 1 | 257 | 0.00032998 | 1.284e-06
| 2015/16 | 11/03/2016 | PLANNED | 960 | 3 | 320 | 0.0012326 | 3.8519e-06
| 2015/16 | 11/03/2016 | PLANNED | 60 | 3 | 20 | 7.7038e-05 | 3.8519e-06
| 2015/16 | 11/03/2016 | PLANNED | 9585 | 71 | 135 | 0.012307 | 9.1162e-05
| 2015/16 | 11/03/2016 | PLANNED | 3060 | 36 | 85 | 0.0039289 | 4.6223e-05
| 2015/16 | 11/03/2016 | PLANNED | 10 | 2 | 5 | 1.284e-05 | 2.5679e-06
| 2015/16 | 11/03/2016 | PLANNED | 42 | 3 | 14 | 5.3927e-05 | 3.8519e-06
| 2015/16 | 11/03/2016 | PLANNED | 52 | 1 | 52 | 6.6766e-05 | 1.284e-06
| 2015/16 | 11/03/2016 | PLANNED | 150 | 5 | 30 | 0.0001926 | 6.4198e-06
| 2015/16 | 11/03/2016 | PLANNED | 99 | 3 | 33 | 0.00012711 | 3.8519e-06
| 2015/16 | 11/03/2016 | PLANNED | 141 | 3 | 47 | 0.00018104 | 3.8519e-06
| 2015/16 | 11/03/2016 | PLANNED | 45 | 1 | 45 | 5.7779e-05 | 1.284e-06
| 2015/16 | 15/03/2016 | PLANNED | 1695 | 5 | 339 | 0.0021763 | 6.4198e-06
| 2015/16 | 15/03/2016 | PLANNED | 16560 | 46 | 360 | 0.021262 | 5.9062e-05
| 2015/16 | 15/03/2016 | PLANNED | 2263 | 31 | 73 | 0.0029056 | 3.9803e-05
| 2015/16 | 15/03/2016 | PLANNED | 1053 | 3 | 351 | 0.001352 | 3.8519e-06
| 2015/16 | 15/03/2016 | PLANNED | 1584 | 4 | 396 | 0.0020338 | 5.1359e-06
| 2015/16 | 15/03/2016 | PLANNED | 2000 | 10 | 200 | 0.0025679 | 1.284e-05
| 2015/16 | 15/03/2016 | PLANNED | 1780 | 7 | 254.2857 | 0.0022855 | 8.9878e-06
| 2015/16 | 15/03/2016 | PLANNED | 23556 | 78 | 302 | 0.030245 | 0.00010015
| 2015/16 | 15/03/2016 | PLANNED | 960 | 8 | 120 | 0.0012326 | 1.0272e-05
| 2015/16 | 15/03/2016 | PLANNED | 2070 | 9 | 230 | 0.0026578 | 1.1556e-05
| 2015/16 | 15/03/2016 | PLANNED | 6992 | 19 | 368 | 0.0089775 | 2.4395e-05
| 2015/16 | 15/03/2016 | PLANNED | 1100 | 4 | 275 | 0.0014124 | 5.1359e-06
| 2015/16 | 15/03/2016 | PLANNED | 270 | 3 | 90 | 0.00034667 | 3.8519e-06
| 2015/16 | 15/03/2016 | PLANNED | 414 | 3 | 138 | 0.00053156 | 3.8519e-06
| 2015/16 | 16/03/2016 | PLANNED | 756 | 18 | 42 | 0.00097068 | 2.3111e-05
| 2015/16 | 16/03/2016 | PLANNED | 508 | 1 | 508 | 0.00065226 | 1.284e-06
| 2015/16 | 16/03/2016 | PLANNED | 40 | 1 | 40 | 5.1359e-05 | 1.284e-06
| 2015/16 | 16/03/2016 | PLANNED | 345 | 1 | 345 | 0.00044297 | 1.284e-06
| 2015/16 | 16/03/2016 | PLANNED | 770 | 7 | 110 | 0.00098865 | 8.9878e-06
| 2015/16 | 16/03/2016 | PLANNED | 720 | 12 | 60 | 0.00092446 | 1.5408e-05
| 2015/16 | 16/03/2016 | PLANNED | 2965 | 16 | 185.3125 | 0.003807 | 2.0543e-05
| 2015/16 | 16/03/2016 | PLANNED | 5184 | 18 | 288 | 0.0066561 | 2.3111e-05
| 2015/16 | 16/03/2016 | PLANNED | 11544 | 37 | 312 | 0.014822 | 4.7507e-05
| 2015/16 | 16/03/2016 | PLANNED | 840 | 7 | 120 | 0.0010785 | 8.9878e-06
| 2015/16 | 16/03/2016 | PLANNED | 530 | 3 | 176.6667 | 0.0006805 | 3.8519e-06
| 2015/16 | 16/03/2016 | PLANNED | 5865 | 15 | 391 | 0.0075305 | 1.926e-05
| 2015/16 | 16/03/2016 | PLANNED | 9966 | 32 | 311.4375 | 0.012796 | 4.1087e-05
| 2015/16 | 16/03/2016 | PLANNED | 1520 | 4 | 380 | 0.0019516 | 5.1359e-06
| 2015/16 | 16/03/2016 | PLANNED | 9450 | 54 | 175 | 0.012133 | 6.9334e-05
| 2015/16 | 16/03/2016 | PLANNED | 231 | 3 | 77 | 0.0002966 | 3.8519e-06
| 2015/16 | 16/03/2016 | PLANNED | 204 | 2 | 102 | 0.00026193 | 2.5679e-06
| 2015/16 | 16/03/2016 | PLANNED | 1177 | 107 | 11 | 0.0015112 | 0.00013738
| 2015/16 | 16/03/2016 | PLANNED | 1991 | 181 | 11 | 0.0025564 | 0.0002324
| 2015/16 | 16/03/2016 | PLANNED | 869 | 79 | 11 | 0.0011158 | 0.00010143
| 2015/16 | 16/03/2016 | PLANNED | 36 | 3 | 12 | 4.6223e-05 | 3.8519e-06
| 2015/16 | 16/03/2016 | PLANNED | 132 | 3 | 44 | 0.00016948 | 3.8519e-06
| 2015/16 | 17/03/2016 | PLANNED | 2310 | 5 | 462 | 0.002966 | 6.4198e-06
| 2015/16 | 17/03/2016 | PLANNED | 4560 | 19 | 240 | 0.0058549 | 2.4395e-05
| 2015/16 | 17/03/2016 | PLANNED | 15750 | 42 | 375 | 0.020222 | 5.3927e-05
| 2015/16 | 17/03/2016 | PLANNED | 45620 | 134 | 340.4478 | 0.058575 | 0.00017205
| 2015/16 | 17/03/2016 | PLANNED | 6615 | 27 | 245 | 0.0084934 | 3.4667e-05
| 2015/16 | 17/03/2016 | PLANNED | 185 | 1 | 185 | 0.00023753 | 1.284e-06
| 2015/16 | 17/03/2016 | PLANNED | 5588 | 22 | 254 | 0.0071748 | 2.8247e-05
| 2015/16 | 17/03/2016 | PLANNED | 25296 | 68 | 372 | 0.032479 | 8.731e-05
| 2015/16 | 17/03/2016 | PLANNED | 999 | 3 | 333 | 0.0012827 | 3.8519e-06
| 2015/16 | 17/03/2016 | PLANNED | 14040 | 36 | 390 | 0.018027 | 4.6223e-05
| 2015/16 | 17/03/2016 | PLANNED | 1649 | 17 | 97 | 0.0021173 | 2.1827e-05
| 2015/16 | 17/03/2016 | PLANNED | 3835 | 13 | 295 | 0.004924 | 1.6692e-05
| 2015/16 | 17/03/2016 | PLANNED | 41296 | 116 | 356 | 0.053023 | 0.00014894
| 2015/16 | 17/03/2016 | PLANNED | 237 | 3 | 79 | 0.0003043 | 3.8519e-06
| 2015/16 | 17/03/2016 | PLANNED | 3047 | 11 | 277 | 0.0039122 | 1.4124e-05
| 2015/16 | 17/03/2016 | PLANNED | 43 | 1 | 43 | 5.5211e-05 | 1.284e-06
| 2015/16 | 17/03/2016 | PLANNED | 7 | 1 | 7 | 8.9878e-06 | 1.284e-06
| 2015/16 | 18/03/2016 | PLANNED | 108 | 12 | 9 | 0.00013867 | 1.5408e-05
| 2015/16 | 18/03/2016 | PLANNED | 10912 | 44 | 248 | 0.014011 | 5.6495e-05
| 2015/16 | 18/03/2016 | PLANNED | 16992 | 36 | 472 | 0.021817 | 4.6223e-05
| 2015/16 | 18/03/2016 | PLANNED | 14725 | 31 | 475 | 0.018906 | 3.9803e-05
| 2015/16 | 18/03/2016 | PLANNED | 2697 | 31 | 87 | 0.0034629 | 3.9803e-05
| 2015/16 | 18/03/2016 | PLANNED | 14647 | 97 | 151 | 0.018806 | 0.00012454
| 2015/16 | 18/03/2016 | PLANNED | 470 | 5 | 94 | 0.00060346 | 6.4198e-06
| 2015/16 | 18/03/2016 | PLANNED | 2413 | 19 | 127 | 0.0030982 | 2.4395e-05
| 2015/16 | 18/03/2016 | PLANNED | 12775 | 35 | 365 | 0.016403 | 4.4939e-05
| 2015/16 | 18/03/2016 | PLANNED | 8450 | 130 | 65 | 0.01085 | 0.00016692
| 2015/16 | 18/03/2016 | PLANNED | 130 | 2 | 65 | 0.00016692 | 2.5679e-06
| 2015/16 | 18/03/2016 | PLANNED | 25 | 1 | 25 | 3.2099e-05 | 1.284e-06
| 2015/16 | 18/03/2016 | PLANNED | 5 | 1 | 5 | 6.4198e-06 | 1.284e-06
| 2015/16 | 18/03/2016 | PLANNED | 5760 | 72 | 80 | 0.0073957 | 9.2446e-05
| 2015/16 | 18/03/2016 | PLANNED | 32 | 4 | 8 | 4.1087e-05 | 5.1359e-06
| 2015/16 | 18/03/2016 | PLANNED | 1500 | 25 | 60 | 0.001926 | 3.2099e-05
| 2015/16 | 18/03/2016 | PLANNED | 80 | 80 | 1 | 0.00010272 | 0.00010272
| 2015/16 | 18/03/2016 | PLANNED | 576 | 2 | 288 | 0.00073957 | 2.5679e-06
| 2015/16 | 19/03/2016 | PLANNED | 1950 | 15 | 130 | 0.0025037 | 1.926e-05
| 2015/16 | 19/03/2016 | PLANNED | 670 | 2 | 335 | 0.00086026 | 2.5679e-06
| 2015/16 | 20/03/2016 | PLANNED | 190 | 1 | 190 | 0.00024395 | 1.284e-06
| 2015/16 | 20/03/2016 | PLANNED | 516 | 2 | 258 | 0.00066253 | 2.5679e-06
| 2015/16 | 21/03/2016 | PLANNED | 3100 | 10 | 310 | 0.0039803 | 1.284e-05
| 2015/16 | 21/03/2016 | PLANNED | 3069 | 11 | 279 | 0.0039405 | 1.4124e-05
| 2015/16 | 21/03/2016 | PLANNED | 136 | 1 | 136 | 0.00017462 | 1.284e-06
| 2015/16 | 21/03/2016 | PLANNED | 87 | 1 | 87 | 0.00011171 | 1.284e-06
| 2015/16 | 21/03/2016 | PLANNED | 6450 | 30 | 215 | 0.0082816 | 3.8519e-05
| 2015/16 | 21/03/2016 | PLANNED | 271 | 1 | 271 | 0.00034796 | 1.284e-06
| 2015/16 | 21/03/2016 | PLANNED | 215 | 1 | 215 | 0.00027605 | 1.284e-06
| 2015/16 | 21/03/2016 | PLANNED | 348 | 4 | 87 | 0.00044682 | 5.1359e-06
| 2015/16 | 21/03/2016 | PLANNED | 81 | 3 | 27 | 0.000104 | 3.8519e-06
| 2015/16 | 22/03/2016 | PLANNED | 156870 | 378 | 415 | 0.20142 | 0.00048534
| 2015/16 | 22/03/2016 | PLANNED | 15792 | 42 | 376 | 0.020276 | 5.3927e-05
| 2015/16 | 22/03/2016 | PLANNED | 3440 | 16 | 215 | 0.0044168 | 2.0543e-05
| 2015/16 | 22/03/2016 | PLANNED | 65 | 1 | 65 | 8.3458e-05 | 1.284e-06
| 2015/16 | 22/03/2016 | PLANNED | 114310 | 1092 | 104.6795 | 0.14677 | 0.0014021
| 2015/16 | 22/03/2016 | PLANNED | 390 | 3 | 130 | 0.00050075 | 3.8519e-06
| 2015/16 | 22/03/2016 | PLANNED | 5485 | 27 | 203.1481 | 0.0070426 | 3.4667e-05
| 2015/16 | 22/03/2016 | PLANNED | 93058 | 289 | 322 | 0.11948 | 0.00037107
| 2015/16 | 22/03/2016 | PLANNED | 405 | 1 | 405 | 0.00052001 | 1.284e-06
| 2015/16 | 22/03/2016 | PLANNED | 17880 | 46 | 388.6957 | 0.022957 | 5.9062e-05
| 2015/16 | 22/03/2016 | PLANNED | 40 | 1 | 40 | 5.1359e-05 | 1.284e-06
| 2015/16 | 22/03/2016 | PLANNED | 1316 | 7 | 188 | 0.0016897 | 8.9878e-06
| 2015/16 | 22/03/2016 | PLANNED | 122 | 2 | 61 | 0.00015664 | 2.5679e-06
| 2015/16 | 22/03/2016 | PLANNED | 424 | 4 | 106 | 0.0005444 | 5.1359e-06
| 2015/16 | 22/03/2016 | PLANNED | 60 | 3 | 20 | 7.7038e-05 | 3.8519e-06
| 2015/16 | 22/03/2016 | PLANNED | 13 | 1 | 13 | 1.6692e-05 | 1.284e-06
| 2015/16 | 23/03/2016 | PLANNED | 415 | 1 | 415 | 0.00053285 | 1.284e-06
| 2015/16 | 23/03/2016 | PLANNED | 12420 | 25 | 496.8 | 0.015947 | 3.2099e-05
| 2015/16 | 23/03/2016 | PLANNED | 23850 | 53 | 450 | 0.030623 | 6.805e-05
| 2015/16 | 23/03/2016 | PLANNED | 16080 | 48 | 335 | 0.020646 | 6.163e-05
| 2015/16 | 23/03/2016 | PLANNED | 16776 | 36 | 466 | 0.02154 | 4.6223e-05
| 2015/16 | 23/03/2016 | PLANNED | 1004 | 4 | 251 | 0.0012891 | 5.1359e-06
| 2015/16 | 23/03/2016 | PLANNED | 12845 | 35 | 367 | 0.016493 | 4.4939e-05
| 2015/16 | 23/03/2016 | PLANNED | 19319 | 55 | 351.2545 | 0.024805 | 7.0618e-05
| 2015/16 | 23/03/2016 | PLANNED | 1700 | 10 | 170 | 0.0021827 | 1.284e-05
| 2015/16 | 23/03/2016 | PLANNED | 13965 | 35 | 399 | 0.017931 | 4.4939e-05
| 2015/16 | 23/03/2016 | PLANNED | 2448 | 16 | 153 | 0.0031432 | 2.0543e-05
| 2015/16 | 23/03/2016 | PLANNED | 2670 | 15 | 178 | 0.0034282 | 1.926e-05
| 2015/16 | 23/03/2016 | PLANNED | 34965 | 105 | 333 | 0.044894 | 0.00013482
| 2015/16 | 23/03/2016 | PLANNED | 11868 | 46 | 258 | 0.015238 | 5.9062e-05
| 2015/16 | 23/03/2016 | PLANNED | 1970 | 10 | 197 | 0.0025294 | 1.284e-05
| 2015/16 | 23/03/2016 | PLANNED | 18480 | 110 | 168 | 0.023728 | 0.00014124
| 2015/16 | 23/03/2016 | PLANNED | 137 | 1 | 137 | 0.0001759 | 1.284e-06
| 2015/16 | 23/03/2016 | PLANNED | 201 | 1 | 201 | 0.00025808 | 1.284e-06
| 2015/16 | 23/03/2016 | PLANNED | 8 | 1 | 8 | 1.0272e-05 | 1.284e-06
| 2015/16 | 23/03/2016 | PLANNED | 120 | 3 | 40 | 0.00015408 | 3.8519e-06
| 2015/16 | 23/03/2016 | PLANNED | 240 | 4 | 60 | 0.00030815 | 5.1359e-06
| 2015/16 | 24/03/2016 | PLANNED | 10795 | 45 | 239.8889 | 0.01386 | 5.7779e-05
| 2015/16 | 24/03/2016 | PLANNED | 55545 | 185 | 300.2432 | 0.071318 | 0.00023753
| 2015/16 | 24/03/2016 | PLANNED | 860 | 4 | 215 | 0.0011042 | 5.1359e-06
| 2015/16 | 24/03/2016 | PLANNED | 718 | 2 | 359 | 0.00092189 | 2.5679e-06
| 2015/16 | 24/03/2016 | PLANNED | 411 | 3 | 137 | 0.00052771 | 3.8519e-06
| 2015/16 | 24/03/2016 | PLANNED | 4356 | 22 | 198 | 0.005593 | 2.8247e-05
| 2015/16 | 24/03/2016 | PLANNED | 3608 | 16 | 225.5 | 0.0046326 | 2.0543e-05
| 2015/16 | 24/03/2016 | PLANNED | 402 | 3 | 134 | 0.00051615 | 3.8519e-06
| 2015/16 | 24/03/2016 | PLANNED | 7540 | 58 | 130 | 0.0096811 | 7.447e-05
| 2015/16 | 24/03/2016 | PLANNED | 8800 | 46 | 191.3043 | 0.011299 | 5.9062e-05
| 2015/16 | 24/03/2016 | PLANNED | 1568 | 8 | 196 | 0.0020133 | 1.0272e-05
| 2015/16 | 24/03/2016 | PLANNED | 8667 | 27 | 321 | 0.011128 | 3.4667e-05
| 2015/16 | 24/03/2016 | PLANNED | 888 | 4 | 222 | 0.0011402 | 5.1359e-06
| 2015/16 | 24/03/2016 | PLANNED | 108 | 1 | 108 | 0.00013867 | 1.284e-06
| 2015/16 | 29/03/2016 | PLANNED | 420 | 4 | 105 | 0.00053927 | 5.1359e-06
| 2015/16 | 29/03/2016 | PLANNED | 140 | 1 | 140 | 0.00017976 | 1.284e-06
| 2015/16 | 29/03/2016 | PLANNED | 809 | 5 | 161.8 | 0.0010387 | 6.4198e-06
| 2015/16 | 29/03/2016 | PLANNED | 668 | 4 | 167 | 0.00085769 | 5.1359e-06
| 2015/16 | 30/03/2016 | PLANNED | 366 | 3 | 122 | 0.00046993 | 3.8519e-06
| 2015/16 | 30/03/2016 | PLANNED | 646 | 11 | 58.7273 | 0.00082944 | 1.4124e-05
| 2015/16 | 30/03/2016 | PLANNED | 7872 | 82 | 96 | 0.010107 | 0.00010529
| 2015/16 | 30/03/2016 | PLANNED | 7344 | 18 | 408 | 0.0094295 | 2.3111e-05
| 2015/16 | 30/03/2016 | PLANNED | 12408 | 33 | 376 | 0.015931 | 4.2371e-05
| 2015/16 | 30/03/2016 | PLANNED | 111200 | 278 | 400 | 0.14278 | 0.00035694
| 2015/16 | 30/03/2016 | PLANNED | 2799 | 9 | 311 | 0.0035938 | 1.1556e-05
| 2015/16 | 30/03/2016 | PLANNED | 13090 | 35 | 374 | 0.016807 | 4.4939e-05
| 2015/16 | 30/03/2016 | PLANNED | 43 | 1 | 43 | 5.5211e-05 | 1.284e-06
| 2015/16 | 30/03/2016 | PLANNED | 742 | 2 | 371 | 0.0009527 | 2.5679e-06
| 2015/16 | 30/03/2016 | PLANNED | 25422 | 78 | 325.9231 | 0.032641 | 0.00010015
| 2015/16 | 30/03/2016 | PLANNED | 8364 | 34 | 246 | 0.010739 | 4.3655e-05
| 2015/16 | 30/03/2016 | PLANNED | 793 | 61 | 13 | 0.0010182 | 7.8322e-05
| 2015/16 | 30/03/2016 | PLANNED | 145 | 1 | 145 | 0.00018618 | 1.284e-06
| 2015/16 | 30/03/2016 | PLANNED | 3772 | 218 | 17.3028 | 0.0048431 | 0.0002799
| 2015/16 | 30/03/2016 | PLANNED | 15 | 1 | 15 | 1.926e-05 | 1.284e-06
| 2015/16 | 30/03/2016 | PLANNED | 3720 | 31 | 120 | 0.0047764 | 3.9803e-05
| 2015/16 | 30/03/2016 | PLANNED | 1040 | 13 | 80 | 0.0013353 | 1.6692e-05
| 2015/16 | 31/03/2016 | PLANNED | 19449 | 263 | 73.9506 | 0.024972 | 0.00033768
| 2015/16 | 31/03/2016 | PLANNED | 10395 | 27 | 385 | 0.013347 | 3.4667e-05
| 2015/16 | 31/03/2016 | PLANNED | 2633 | 8 | 329.125 | 0.0033807 | 1.0272e-05
| 2015/16 | 31/03/2016 | PLANNED | 16205 | 47 | 344.7872 | 0.020807 | 6.0346e-05
| 2015/16 | 31/03/2016 | PLANNED | 5472 | 16 | 342 | 0.0070259 | 2.0543e-05
| 2015/16 | 31/03/2016 | PLANNED | 26880 | 84 | 320 | 0.034513 | 0.00010785
| 2015/16 | 31/03/2016 | PLANNED | 783 | 3 | 261 | 0.0010053 | 3.8519e-06
| 2015/16 | 31/03/2016 | PLANNED | 14384 | 58 | 248 | 0.018469 | 7.447e-05
| 2015/16 | 31/03/2016 | PLANNED | 145 | 1 | 145 | 0.00018618 | 1.284e-06
| 2015/16 | 31/03/2016 | PLANNED | 200 | 2 | 100 | 0.00025679 | 2.5679e-06
| 2015/16 | 31/03/2016 | PLANNED | 795 | 3 | 265 | 0.0010208 | 3.8519e-06
| 2015/16 | 31/03/2016 | PLANNED | 7429 | 23 | 323 | 0.0095386 | 2.9531e-05
| 2015/16 | 31/03/2016 | PLANNED | 2662 | 22 | 121 | 0.0034179 | 2.8247e-05
| 2015/16 | 31/03/2016 | PLANNED | 47849 | 121 | 395.4463 | 0.061437 | 0.00015536
| 2015/16 | 31/03/2016 | PLANNED | 3760 | 16 | 235 | 0.0048277 | 2.0543e-05
| 2015/16 | 31/03/2016 | PLANNED | 13680 | 80 | 171 | 0.017565 | 0.00010272
| 2015/16 | 31/03/2016 | PLANNED | 375 | 3 | 125 | 0.00048149 | 3.8519e-06
| 2015/16 | 31/03/2016 | PLANNED | 23937 | 303 | 79 | 0.030734 | 0.00038904
| 2015/16 | 31/03/2016 | PLANNED | 56 | 1 | 56 | 7.1902e-05 | 1.284e-06
| 2015/16 | 1/04/2016 | PLANNED | 537 | 3 | 179 | 0.00068949 | 3.8519e-06
| 2015/16 | 1/04/2016 | PLANNED | 7308 | 18 | 406 | 0.0093832 | 2.3111e-05
| 2015/16 | 1/04/2016 | PLANNED | 7820 | 23 | 340 | 0.010041 | 2.9531e-05
| 2015/16 | 1/04/2016 | PLANNED | 6000 | 60 | 100 | 0.0077038 | 7.7038e-05
| 2015/16 | 1/04/2016 | PLANNED | 18256 | 56 | 326 | 0.02344 | 7.1902e-05
| 2015/16 | 1/04/2016 | PLANNED | 24565 | 85 | 289 | 0.031541 | 0.00010914
| 2015/16 | 1/04/2016 | PLANNED | 6790 | 19 | 357.3684 | 0.0087181 | 2.4395e-05
| 2015/16 | 1/04/2016 | PLANNED | 31096 | 104 | 299 | 0.039926 | 0.00013353
| 2015/16 | 1/04/2016 | PLANNED | 5060 | 44 | 115 | 0.0064969 | 5.6495e-05
| 2015/16 | 1/04/2016 | PLANNED | 17578 | 94 | 187 | 0.02257 | 0.00012069
| 2015/16 | 1/04/2016 | PLANNED | 1332 | 4 | 333 | 0.0017102 | 5.1359e-06
| 2015/16 | 1/04/2016 | PLANNED | 224 | 2 | 112 | 0.00028761 | 2.5679e-06
| 2015/16 | 1/04/2016 | PLANNED | 5274 | 18 | 293 | 0.0067716 | 2.3111e-05
| 2015/16 | 1/04/2016 | PLANNED | 1764 | 9 | 196 | 0.0022649 | 1.1556e-05
| 2015/16 | 1/04/2016 | PLANNED | 286 | 1 | 286 | 0.00036721 | 1.284e-06
| 2015/16 | 1/04/2016 | PLANNED | 3000 | 20 | 150 | 0.0038519 | 2.5679e-05
| 2015/16 | 1/04/2016 | PLANNED | 88 | 4 | 22 | 0.00011299 | 5.1359e-06
| 2015/16 | 1/04/2016 | PLANNED | 5850 | 45 | 130 | 0.0075112 | 5.7779e-05
| 2015/16 | 1/04/2016 | PLANNED | 75 | 3 | 25 | 9.6298e-05 | 3.8519e-06
| 2015/16 | 1/04/2016 | PLANNED | 90 | 6 | 15 | 0.00011556 | 7.7038e-06
| 2015/16 | 1/04/2016 | PLANNED | 62 | 2 | 31 | 7.9606e-05 | 2.5679e-06
| 2015/16 | 1/04/2016 | PLANNED | 210 | 21 | 10 | 0.00026963 | 2.6963e-05
| 2015/16 | 1/04/2016 | PLANNED | 18 | 2 | 9 | 2.3111e-05 | 2.5679e-06
| 2015/16 | 3/04/2016 | PLANNED | 1076 | 3 | 358.6667 | 0.0013815 | 3.8519e-06
| 2015/16 | 3/04/2016 | PLANNED | 3120 | 16 | 195 | 0.004006 | 2.0543e-05
| 2015/16 | 3/04/2016 | PLANNED | 340 | 2 | 170 | 0.00043655 | 2.5679e-06
| 2015/16 | 4/04/2016 | PLANNED | 4505 | 17 | 265 | 0.0057843 | 2.1827e-05
| 2015/16 | 4/04/2016 | PLANNED | 65 | 1 | 65 | 8.3458e-05 | 1.284e-06
| 2015/16 | 4/04/2016 | PLANNED | 5610 | 17 | 330 | 0.0072031 | 2.1827e-05
| 2015/16 | 4/04/2016 | PLANNED | 180 | 1 | 180 | 0.00023111 | 1.284e-06
| 2015/16 | 4/04/2016 | PLANNED | 790 | 2 | 395 | 0.0010143 | 2.5679e-06
| 2015/16 | 4/04/2016 | PLANNED | 230 | 2 | 115 | 0.00029531 | 2.5679e-06
| 2015/16 | 4/04/2016 | PLANNED | 10920 | 156 | 70 | 0.014021 | 0.0002003
| 2015/16 | 4/04/2016 | PLANNED | 25 | 1 | 25 | 3.2099e-05 | 1.284e-06
| 2015/16 | 4/04/2016 | PLANNED | 20 | 1 | 20 | 2.5679e-05 | 1.284e-06
| 2015/16 | 4/04/2016 | PLANNED | 17 | 1 | 17 | 2.1827e-05 | 1.284e-06
| 2015/16 | 4/04/2016 | PLANNED | 400 | 5 | 80 | 0.00051359 | 6.4198e-06
| 2015/16 | 4/04/2016 | PLANNED | 22 | 1 | 22 | 2.8247e-05 | 1.284e-06
| 2015/16 | 5/04/2016 | PLANNED | 364 | 1 | 364 | 0.00046736 | 1.284e-06
| 2015/16 | 5/04/2016 | PLANNED | 764 | 2 | 382 | 0.00098095 | 2.5679e-06
| 2015/16 | 5/04/2016 | PLANNED | 54740 | 161 | 340 | 0.070284 | 0.00020672
| 2015/16 | 5/04/2016 | PLANNED | 50 | 10 | 5 | 6.4198e-05 | 1.284e-05
| 2015/16 | 5/04/2016 | PLANNED | 19320 | 56 | 345 | 0.024806 | 7.1902e-05
| 2015/16 | 5/04/2016 | PLANNED | 35525 | 145 | 245 | 0.045613 | 0.00018618
| 2015/16 | 5/04/2016 | PLANNED | 5520 | 70 | 78.8571 | 0.0070875 | 8.9878e-05
| 2015/16 | 5/04/2016 | PLANNED | 11880 | 36 | 330 | 0.015254 | 4.6223e-05
| 2015/16 | 5/04/2016 | PLANNED | 40 | 1 | 40 | 5.1359e-05 | 1.284e-06
| 2015/16 | 5/04/2016 | PLANNED | 38 | 2 | 19 | 4.8791e-05 | 2.5679e-06
| 2015/16 | 5/04/2016 | PLANNED | 24 | 2 | 12 | 3.0815e-05 | 2.5679e-06
| 2015/16 | 5/04/2016 | PLANNED | 60 | 1 | 60 | 7.7038e-05 | 1.284e-06
| 2015/16 | 5/04/2016 | PLANNED | 48 | 4 | 12 | 6.163e-05 | 5.1359e-06
| 2015/16 | 5/04/2016 | PLANNED | 150 | 2 | 75 | 0.0001926 | 2.5679e-06
| 2015/16 | 6/04/2016 | PLANNED | 12950 | 37 | 350 | 0.016627 | 4.7507e-05
| 2015/16 | 6/04/2016 | PLANNED | 5700 | 26 | 219.2308 | 0.0073186 | 3.3383e-05
| 2015/16 | 6/04/2016 | PLANNED | 700 | 28 | 25 | 0.00089878 | 3.5951e-05
| 2015/16 | 6/04/2016 | PLANNED | 74230 | 265 | 280.1132 | 0.095309 | 0.00034025
| 2015/16 | 6/04/2016 | PLANNED | 234 | 18 | 13 | 0.00030045 | 2.3111e-05
| 2015/16 | 6/04/2016 | PLANNED | 11886 | 42 | 283 | 0.015261 | 5.3927e-05
| 2015/16 | 6/04/2016 | PLANNED | 3480 | 12 | 290 | 0.0044682 | 1.5408e-05
| 2015/16 | 6/04/2016 | PLANNED | 14 | 2 | 7 | 1.7976e-05 | 2.5679e-06
| 2015/16 | 6/04/2016 | PLANNED | 30879 | 141 | 219 | 0.039648 | 0.00018104
| 2015/16 | 6/04/2016 | PLANNED | 115 | 1 | 115 | 0.00014766 | 1.284e-06
| 2015/16 | 7/04/2016 | PLANNED | 8695 | 25 | 347.8 | 0.011164 | 3.2099e-05
| 2015/16 | 7/04/2016 | PLANNED | 12210 | 37 | 330 | 0.015677 | 4.7507e-05
| 2015/16 | 7/04/2016 | PLANNED | 19084 | 52 | 367 | 0.024503 | 6.6766e-05
| 2015/16 | 7/04/2016 | PLANNED | 12792 | 40 | 319.8 | 0.016425 | 5.1359e-05
| 2015/16 | 7/04/2016 | PLANNED | 37162 | 122 | 304.6066 | 0.047715 | 0.00015664
| 2015/16 | 7/04/2016 | PLANNED | 345 | 1 | 345 | 0.00044297 | 1.284e-06
| 2015/16 | 7/04/2016 | PLANNED | 42075 | 165 | 255 | 0.054023 | 0.00021185
| 2015/16 | 7/04/2016 | PLANNED | 48 | 8 | 6 | 6.163e-05 | 1.0272e-05
| 2015/16 | 7/04/2016 | PLANNED | 5 | 1 | 5 | 6.4198e-06 | 1.284e-06
| 2015/16 | 7/04/2016 | PLANNED | 3 | 1 | 3 | 3.8519e-06 | 1.284e-06
| 2015/16 | 7/04/2016 | PLANNED | 110 | 2 | 55 | 0.00014124 | 2.5679e-06
| 2015/16 | 7/04/2016 | PLANNED | 4 | 1 | 4 | 5.1359e-06 | 1.284e-06
| 2015/16 | 7/04/2016 | PLANNED | 25 | 1 | 25 | 3.2099e-05 | 1.284e-06
| 2015/16 | 7/04/2016 | PLANNED | 76 | 2 | 38 | 9.7582e-05 | 2.5679e-06
| 2015/16 | 7/04/2016 | PLANNED | 15 | 3 | 5 | 1.926e-05 | 3.8519e-06
| 2015/16 | 7/04/2016 | PLANNED | 12 | 1 | 12 | 1.5408e-05 | 1.284e-06
| 2015/16 | 8/04/2016 | PLANNED | 2902 | 7 | 414.5714 | 0.0037261 | 8.9878e-06
| 2015/16 | 8/04/2016 | PLANNED | 360 | 4 | 90 | 0.00046223 | 5.1359e-06
| 2015/16 | 8/04/2016 | PLANNED | 182328 | 428 | 426 | 0.2341 | 0.00054954
| 2015/16 | 8/04/2016 | PLANNED | 400 | 1 | 400 | 0.00051359 | 1.284e-06
| 2015/16 | 8/04/2016 | PLANNED | 1500 | 10 | 150 | 0.001926 | 1.284e-05
| 2015/16 | 8/04/2016 | PLANNED | 8886 | 44 | 201.9545 | 0.011409 | 5.6495e-05
| 2015/16 | 8/04/2016 | PLANNED | 672 | 2 | 336 | 0.00086283 | 2.5679e-06
| 2015/16 | 8/04/2016 | PLANNED | 11315 | 31 | 365 | 0.014528 | 3.9803e-05
| 2015/16 | 8/04/2016 | PLANNED | 104220 | 579 | 180 | 0.13382 | 0.00074342
| 2015/16 | 8/04/2016 | PLANNED | 140515 | 785 | 179 | 0.18042 | 0.0010079
| 2015/16 | 8/04/2016 | PLANNED | 4968 | 24 | 207 | 0.0063787 | 3.0815e-05
| 2015/16 | 8/04/2016 | PLANNED | 1010 | 4 | 252.5 | 0.0012968 | 5.1359e-06
| 2015/16 | 8/04/2016 | PLANNED | 1122 | 17 | 66 | 0.0014406 | 2.1827e-05
| 2015/16 | 10/04/2016 | PLANNED | 520 | 8 | 65 | 0.00066766 | 1.0272e-05
| 2015/16 | 10/04/2016 | PLANNED | 15750 | 50 | 315 | 0.020222 | 6.4198e-05
| 2015/16 | 10/04/2016 | PLANNED | 4335 | 13 | 333.4615 | 0.005566 | 1.6692e-05
| 2015/16 | 11/04/2016 | PLANNED | 39208 | 116 | 338 | 0.050342 | 0.00014894
| 2015/16 | 11/04/2016 | PLANNED | 3744 | 12 | 312 | 0.0048072 | 1.5408e-05
| 2015/16 | 11/04/2016 | PLANNED | 308 | 4 | 77 | 0.00039546 | 5.1359e-06
| 2015/16 | 11/04/2016 | PLANNED | 1500 | 4 | 375 | 0.001926 | 5.1359e-06
| 2015/16 | 11/04/2016 | PLANNED | 383 | 1 | 383 | 0.00049176 | 1.284e-06
| 2015/16 | 11/04/2016 | PLANNED | 535 | 5 | 107 | 0.00068692 | 6.4198e-06
| 2015/16 | 11/04/2016 | PLANNED | 46 | 1 | 46 | 5.9062e-05 | 1.284e-06
| 2015/16 | 11/04/2016 | PLANNED | 358 | 2 | 179 | 0.00045966 | 2.5679e-06
| 2015/16 | 11/04/2016 | PLANNED | 2964 | 13 | 228 | 0.0038057 | 1.6692e-05
| 2015/16 | 11/04/2016 | PLANNED | 550 | 2 | 275 | 0.00070618 | 2.5679e-06
| 2015/16 | 11/04/2016 | PLANNED | 30 | 1 | 30 | 3.8519e-05 | 1.284e-06
| 2015/16 | 11/04/2016 | PLANNED | 100 | 2 | 50 | 0.0001284 | 2.5679e-06
| 2015/16 | 11/04/2016 | PLANNED | 2240 | 32 | 70 | 0.0028761 | 4.1087e-05
| 2015/16 | 11/04/2016 | PLANNED | 29 | 1 | 29 | 3.7235e-05 | 1.284e-06
| 2015/16 | 12/04/2016 | PLANNED | 11315 | 31 | 365 | 0.014528 | 3.9803e-05
| 2015/16 | 12/04/2016 | PLANNED | 16642 | 53 | 314 | 0.021368 | 6.805e-05
| 2015/16 | 12/04/2016 | PLANNED | 12810 | 30 | 427 | 0.016448 | 3.8519e-05
| 2015/16 | 12/04/2016 | PLANNED | 1200 | 4 | 300 | 0.0015408 | 5.1359e-06
| 2015/16 | 12/04/2016 | PLANNED | 60 | 1 | 60 | 7.7038e-05 | 1.284e-06
| 2015/16 | 12/04/2016 | PLANNED | 91574 | 422 | 217 | 0.11758 | 0.00054183
| 2015/16 | 12/04/2016 | PLANNED | 325 | 1 | 325 | 0.00041729 | 1.284e-06
| 2015/16 | 12/04/2016 | PLANNED | 11704 | 38 | 308 | 0.015028 | 4.8791e-05
| 2015/16 | 12/04/2016 | PLANNED | 17160 | 44 | 390 | 0.022033 | 5.6495e-05
| 2015/16 | 12/04/2016 | PLANNED | 1715 | 6 | 285.8333 | 0.002202 | 7.7038e-06
| 2015/16 | 12/04/2016 | PLANNED | 7685 | 29 | 265 | 0.0098673 | 3.7235e-05
| 2015/16 | 12/04/2016 | PLANNED | 165 | 1 | 165 | 0.00021185 | 1.284e-06
| 2015/16 | 12/04/2016 | PLANNED | 700 | 4 | 175 | 0.00089878 | 5.1359e-06
| 2015/16 | 12/04/2016 | PLANNED | 546 | 3 | 182 | 0.00070105 | 3.8519e-06
| 2015/16 | 12/04/2016 | PLANNED | 738 | 6 | 123 | 0.00094757 | 7.7038e-06
| 2015/16 | 13/04/2016 | PLANNED | 300 | 1 | 300 | 0.00038519 | 1.284e-06
| 2015/16 | 13/04/2016 | PLANNED | 13065 | 39 | 335 | 0.016775 | 5.0075e-05
| 2015/16 | 13/04/2016 | PLANNED | 1845 | 9 | 205 | 0.0023689 | 1.1556e-05
| 2015/16 | 13/04/2016 | PLANNED | 190 | 2 | 95 | 0.00024395 | 2.5679e-06
| 2015/16 | 13/04/2016 | PLANNED | 10080 | 28 | 360 | 0.012942 | 3.5951e-05
| 2015/16 | 13/04/2016 | PLANNED | 23999 | 233 | 103 | 0.030814 | 0.00029916
| 2015/16 | 13/04/2016 | PLANNED | 33810 | 98 | 345 | 0.043411 | 0.00012583
| 2015/16 | 13/04/2016 | PLANNED | 143 | 1 | 143 | 0.00018361 | 1.284e-06
| 2015/16 | 13/04/2016 | PLANNED | 957 | 3 | 319 | 0.0012288 | 3.8519e-06
| 2015/16 | 13/04/2016 | PLANNED | 157942 | 503 | 314 | 0.20279 | 0.00064584
| 2015/16 | 13/04/2016 | PLANNED | 25 | 1 | 25 | 3.2099e-05 | 1.284e-06
| 2015/16 | 13/04/2016 | PLANNED | 10920 | 39 | 280 | 0.014021 | 5.0075e-05
| 2015/16 | 13/04/2016 | PLANNED | 220 | 2 | 110 | 0.00028247 | 2.5679e-06
| 2015/16 | 13/04/2016 | PLANNED | 125 | 1 | 125 | 0.0001605 | 1.284e-06
| 2015/16 | 13/04/2016 | PLANNED | 300 | 2 | 150 | 0.00038519 | 2.5679e-06
| 2015/16 | 13/04/2016 | PLANNED | 915 | 4 | 228.75 | 0.0011748 | 5.1359e-06
| 2015/16 | 13/04/2016 | PLANNED | 2892 | 12 | 241 | 0.0037132 | 1.5408e-05
| 2015/16 | 13/04/2016 | PLANNED | 12788 | 46 | 278 | 0.016419 | 5.9062e-05
| 2015/16 | 13/04/2016 | PLANNED | 2550 | 15 | 170 | 0.0032741 | 1.926e-05
| 2015/16 | 13/04/2016 | PLANNED | 176 | 2 | 88 | 0.00022598 | 2.5679e-06
| 2015/16 | 13/04/2016 | PLANNED | 25 | 1 | 25 | 3.2099e-05 | 1.284e-06
| 2015/16 | 13/04/2016 | PLANNED | 6160 | 28 | 220 | 0.0079092 | 3.5951e-05
| 2015/16 | 13/04/2016 | PLANNED | 520 | 4 | 130 | 0.00066766 | 5.1359e-06
| 2015/16 | 13/04/2016 | PLANNED | 29 | 1 | 29 | 3.7235e-05 | 1.284e-06
| 2015/16 | 13/04/2016 | PLANNED | 38 | 2 | 19 | 4.8791e-05 | 2.5679e-06
| 2015/16 | 13/04/2016 | PLANNED | 29 | 1 | 29 | 3.7235e-05 | 1.284e-06
| 2015/16 | 13/04/2016 | PLANNED | 8804 | 62 | 142 | 0.011304 | 7.9606e-05
| 2015/16 | 14/04/2016 | PLANNED | 101563 | 293 | 346.6314 | 0.1304 | 0.0003762
| 2015/16 | 14/04/2016 | PLANNED | 365 | 1 | 365 | 0.00046865 | 1.284e-06
| 2015/16 | 14/04/2016 | PLANNED | 185 | 1 | 185 | 0.00023753 | 1.284e-06
| 2015/16 | 14/04/2016 | PLANNED | 2948 | 11 | 268 | 0.0037851 | 1.4124e-05
| 2015/16 | 14/04/2016 | PLANNED | 918 | 3 | 306 | 0.0011787 | 3.8519e-06
| 2015/16 | 14/04/2016 | PLANNED | 32340 | 84 | 385 | 0.041524 | 0.00010785
| 2015/16 | 14/04/2016 | PLANNED | 750 | 10 | 75 | 0.00096298 | 1.284e-05
| 2015/16 | 14/04/2016 | PLANNED | 80975 | 205 | 395 | 0.10397 | 0.00026321
| 2015/16 | 14/04/2016 | PLANNED | 46136 | 158 | 292 | 0.059237 | 0.00020287
| 2015/16 | 14/04/2016 | PLANNED | 3870 | 43 | 90 | 0.004969 | 5.5211e-05
| 2015/16 | 14/04/2016 | PLANNED | 10602 | 31 | 342 | 0.013613 | 3.9803e-05
| 2015/16 | 14/04/2016 | PLANNED | 501 | 3 | 167 | 0.00064327 | 3.8519e-06
| 2015/16 | 14/04/2016 | PLANNED | 740 | 4 | 185 | 0.00095014 | 5.1359e-06
| 2015/16 | 14/04/2016 | PLANNED | 262 | 2 | 131 | 0.0003364 | 2.5679e-06
| 2015/16 | 15/04/2016 | PLANNED | 5940 | 18 | 330 | 0.0076268 | 2.3111e-05
| 2015/16 | 15/04/2016 | PLANNED | 3870 | 18 | 215 | 0.004969 | 2.3111e-05
| 2015/16 | 15/04/2016 | PLANNED | 1860 | 6 | 310 | 0.0023882 | 7.7038e-06
| 2015/16 | 15/04/2016 | PLANNED | 170 | 1 | 170 | 0.00021827 | 1.284e-06
| 2015/16 | 15/04/2016 | PLANNED | 4317 | 14 | 308.3571 | 0.0055429 | 1.7976e-05
| 2015/16 | 15/04/2016 | PLANNED | 40 | 4 | 10 | 5.1359e-05 | 5.1359e-06
| 2015/16 | 15/04/2016 | PLANNED | 60 | 3 | 20 | 7.7038e-05 | 3.8519e-06
| 2015/16 | 15/04/2016 | PLANNED | 50 | 2 | 25 | 6.4198e-05 | 2.5679e-06
| 2015/16 | 16/04/2016 | PLANNED | 275 | 1 | 275 | 0.00035309 | 1.284e-06
| 2015/16 | 16/04/2016 | PLANNED | 747 | 9 | 83 | 0.00095912 | 1.1556e-05
| 2015/16 | 17/04/2016 | PLANNED | 639 | 3 | 213 | 0.00082046 | 3.8519e-06
| 2015/16 | 17/04/2016 | PLANNED | 11 | 1 | 11 | 1.4124e-05 | 1.284e-06
| 2015/16 | 18/04/2016 | PLANNED | 954 | 6 | 159 | 0.0012249 | 7.7038e-06
| 2015/16 | 18/04/2016 | PLANNED | 3060 | 20 | 153 | 0.0039289 | 2.5679e-05
| 2015/16 | 18/04/2016 | PLANNED | 334 | 2 | 167 | 0.00042885 | 2.5679e-06
| 2015/16 | 18/04/2016 | PLANNED | 71804 | 619 | 116 | 0.092194 | 0.00079478
| 2015/16 | 18/04/2016 | PLANNED | 6794 | 43 | 158 | 0.0087233 | 5.5211e-05
| 2015/16 | 18/04/2016 | PLANNED | 72930 | 22 | 3315 | 0.09364 | 2.8247e-05
| 2015/16 | 18/04/2016 | PLANNED | 1290 | 6 | 215 | 0.0016563 | 7.7038e-06
| 2015/16 | 18/04/2016 | PLANNED | 595 | 7 | 85 | 0.00076396 | 8.9878e-06
| 2015/16 | 18/04/2016 | PLANNED | 19 | 1 | 19 | 2.4395e-05 | 1.284e-06
| 2015/16 | 18/04/2016 | PLANNED | 60 | 3 | 20 | 7.7038e-05 | 3.8519e-06
| 2015/16 | 18/04/2016 | PLANNED | 78 | 6 | 13 | 0.00010015 | 7.7038e-06
| 2015/16 | 18/04/2016 | PLANNED | 40 | 2 | 20 | 5.1359e-05 | 2.5679e-06
| 2015/16 | 19/04/2016 | PLANNED | 12750 | 30 | 425 | 0.016371 | 3.8519e-05
| 2015/16 | 19/04/2016 | PLANNED | 1364 | 4 | 341 | 0.0017513 | 5.1359e-06
| 2015/16 | 19/04/2016 | PLANNED | 26364 | 78 | 338 | 0.033851 | 0.00010015
| 2015/16 | 19/04/2016 | PLANNED | 63 | 1 | 63 | 8.089e-05 | 1.284e-06
| 2015/16 | 19/04/2016 | PLANNED | 4200 | 14 | 300 | 0.0053927 | 1.7976e-05
| 2015/16 | 19/04/2016 | PLANNED | 9693 | 27 | 359 | 0.012445 | 3.4667e-05
| 2015/16 | 19/04/2016 | PLANNED | 31900 | 100 | 319 | 0.040959 | 0.0001284
| 2015/16 | 19/04/2016 | PLANNED | 85 | 1 | 85 | 0.00010914 | 1.284e-06
| 2015/16 | 19/04/2016 | PLANNED | 2805 | 17 | 165 | 0.0036015 | 2.1827e-05
| 2015/16 | 19/04/2016 | PLANNED | 852 | 3 | 284 | 0.0010939 | 3.8519e-06
| 2015/16 | 19/04/2016 | PLANNED | 1995 | 7 | 285 | 0.0025615 | 8.9878e-06
| 2015/16 | 19/04/2016 | PLANNED | 363 | 1 | 363 | 0.00046608 | 1.284e-06
| 2015/16 | 19/04/2016 | PLANNED | 32 | 2 | 16 | 4.1087e-05 | 2.5679e-06
| 2015/16 | 19/04/2016 | PLANNED | 30 | 1 | 30 | 3.8519e-05 | 1.284e-06
| 2015/16 | 19/04/2016 | PLANNED | 420 | 4 | 105 | 0.00053927 | 5.1359e-06
| 2015/16 | 19/04/2016 | PLANNED | 50 | 2 | 25 | 6.4198e-05 | 2.5679e-06
| 2015/16 | 20/04/2016 | PLANNED | 6662 | 16 | 416.375 | 0.0085538 | 2.0543e-05
| 2015/16 | 20/04/2016 | PLANNED | 11313 | 27 | 419 | 0.014526 | 3.4667e-05
| 2015/16 | 20/04/2016 | PLANNED | 432 | 2 | 216 | 0.00055467 | 2.5679e-06
| 2015/16 | 20/04/2016 | PLANNED | 11550 | 35 | 330 | 0.01483 | 4.4939e-05
| 2015/16 | 20/04/2016 | PLANNED | 960 | 4 | 240 | 0.0012326 | 5.1359e-06
| 2015/16 | 20/04/2016 | PLANNED | 9367 | 29 | 323 | 0.012027 | 3.7235e-05
| 2015/16 | 20/04/2016 | PLANNED | 2010 | 6 | 335 | 0.0025808 | 7.7038e-06
| 2015/16 | 20/04/2016 | PLANNED | 3185 | 13 | 245 | 0.0040894 | 1.6692e-05
| 2015/16 | 20/04/2016 | PLANNED | 540 | 2 | 270 | 0.00069334 | 2.5679e-06
| 2015/16 | 20/04/2016 | PLANNED | 165 | 1 | 165 | 0.00021185 | 1.284e-06
| 2015/16 | 20/04/2016 | PLANNED | 9 | 3 | 3 | 1.1556e-05 | 3.8519e-06
| 2015/16 | 20/04/2016 | PLANNED | 285 | 3 | 95 | 0.00036593 | 3.8519e-06
| 2015/16 | 20/04/2016 | PLANNED | 240 | 2 | 120 | 0.00030815 | 2.5679e-06
| 2015/16 | 20/04/2016 | PLANNED | 8 | 2 | 4 | 1.0272e-05 | 2.5679e-06
| 2015/16 | 20/04/2016 | PLANNED | 23 | 1 | 23 | 2.9531e-05 | 1.284e-06
| 2015/16 | 20/04/2016 | PLANNED | 30 | 2 | 15 | 3.8519e-05 | 2.5679e-06
| 2015/16 | 20/04/2016 | PLANNED | 58 | 2 | 29 | 7.447e-05 | 2.5679e-06
| 2015/16 | 20/04/2016 | PLANNED | 10 | 1 | 10 | 1.284e-05 | 1.284e-06
| 2015/16 | 21/04/2016 | PLANNED | 34212 | 1098 | 31.1585 | 0.043927 | 0.0014098
| 2015/16 | 21/04/2016 | PLANNED | 22419 | 53 | 423 | 0.028785 | 6.805e-05
| 2015/16 | 21/04/2016 | PLANNED | 25125 | 75 | 335 | 0.03226 | 9.6298e-05
| 2015/16 | 21/04/2016 | PLANNED | 2650 | 10 | 265 | 0.0034025 | 1.284e-05
| 2015/16 | 21/04/2016 | PLANNED | 1560 | 8 | 195 | 0.002003 | 1.0272e-05
| 2015/16 | 21/04/2016 | PLANNED | 240 | 1 | 240 | 0.00030815 | 1.284e-06
| 2015/16 | 21/04/2016 | PLANNED | 3360 | 14 | 240 | 0.0043141 | 1.7976e-05
| 2015/16 | 21/04/2016 | PLANNED | 694 | 2 | 347 | 0.00089107 | 2.5679e-06
| 2015/16 | 21/04/2016 | PLANNED | 3990 | 42 | 95 | 0.005123 | 5.3927e-05
| 2015/16 | 21/04/2016 | PLANNED | 26206 | 88 | 297.7955 | 0.033648 | 0.00011299
| 2015/16 | 21/04/2016 | PLANNED | 3113 | 11 | 283 | 0.003997 | 1.4124e-05
| 2015/16 | 21/04/2016 | PLANNED | 65373 | 231 | 283 | 0.083937 | 0.0002966
| 2015/16 | 21/04/2016 | PLANNED | 585 | 5 | 117 | 0.00075112 | 6.4198e-06
| 2015/16 | 21/04/2016 | PLANNED | 1260 | 4 | 315 | 0.0016178 | 5.1359e-06
| 2015/16 | 21/04/2016 | PLANNED | 211 | 1 | 211 | 0.00027092 | 1.284e-06
| 2015/16 | 21/04/2016 | PLANNED | 130 | 2 | 65 | 0.00016692 | 2.5679e-06
| 2015/16 | 21/04/2016 | PLANNED | 464 | 29 | 16 | 0.00059576 | 3.7235e-05
| 2015/16 | 21/04/2016 | PLANNED | 7700 | 77 | 100 | 0.0098865 | 9.8865e-05
| 2015/16 | 21/04/2016 | PLANNED | 63 | 3 | 21 | 8.089e-05 | 3.8519e-06
| 2015/16 | 22/04/2016 | PLANNED | 6000 | 75 | 80 | 0.0077038 | 9.6298e-05
| 2015/16 | 22/04/2016 | PLANNED | 17 | 3 | 5.6667 | 2.1827e-05 | 3.8519e-06
| 2015/16 | 22/04/2016 | PLANNED | 11880 | 66 | 180 | 0.015254 | 8.4742e-05
| 2015/16 | 22/04/2016 | PLANNED | 960 | 3 | 320 | 0.0012326 | 3.8519e-06
| 2015/16 | 22/04/2016 | PLANNED | 195 | 3 | 65 | 0.00025037 | 3.8519e-06
| 2015/16 | 22/04/2016 | PLANNED | 830 | 5 | 166 | 0.0010657 | 6.4198e-06
| 2015/16 | 22/04/2016 | PLANNED | 16036 | 38 | 422 | 0.02059 | 4.8791e-05
| 2015/16 | 22/04/2016 | PLANNED | 8 | 2 | 4 | 1.0272e-05 | 2.5679e-06
| 2015/16 | 22/04/2016 | PLANNED | 220 | 4 | 55 | 0.00028247 | 5.1359e-06
| 2015/16 | 22/04/2016 | PLANNED | 470 | 2 | 235 | 0.00060346 | 2.5679e-06
| 2015/16 | 22/04/2016 | PLANNED | 11224 | 46 | 244 | 0.014411 | 5.9062e-05
| 2015/16 | 22/04/2016 | PLANNED | 4920 | 30 | 164 | 0.0063171 | 3.8519e-05
| 2015/16 | 22/04/2016 | PLANNED | 150 | 2 | 75 | 0.0001926 | 2.5679e-06
| 2015/16 | 22/04/2016 | PLANNED | 12 | 2 | 6 | 1.5408e-05 | 2.5679e-06
| 2015/16 | 22/04/2016 | PLANNED | 60 | 2 | 30 | 7.7038e-05 | 2.5679e-06
| 2015/16 | 22/04/2016 | PLANNED | 250 | 5 | 50 | 0.00032099 | 6.4198e-06
| 2015/16 | 26/04/2016 | PLANNED | 27621 | 93 | 297 | 0.035464 | 0.00011941
| 2015/16 | 26/04/2016 | PLANNED | 6120 | 30 | 204 | 0.0078579 | 3.8519e-05
| 2015/16 | 26/04/2016 | PLANNED | 740 | 3 | 246.6667 | 0.00095014 | 3.8519e-06
| 2015/16 | 26/04/2016 | PLANNED | 700 | 2 | 350 | 0.00089878 | 2.5679e-06
| 2015/16 | 26/04/2016 | PLANNED | 2915 | 11 | 265 | 0.0037428 | 1.4124e-05
| 2015/16 | 26/04/2016 | PLANNED | 897 | 3 | 299 | 0.0011517 | 3.8519e-06
| 2015/16 | 26/04/2016 | PLANNED | 265 | 1 | 265 | 0.00034025 | 1.284e-06
| 2015/16 | 26/04/2016 | PLANNED | 210 | 2 | 105 | 0.00026963 | 2.5679e-06
| 2015/16 | 26/04/2016 | PLANNED | 735 | 7 | 105 | 0.00094372 | 8.9878e-06
| 2015/16 | 26/04/2016 | PLANNED | 75 | 1 | 75 | 9.6298e-05 | 1.284e-06
| 2015/16 | 27/04/2016 | PLANNED | 750 | 6 | 125 | 0.00096298 | 7.7038e-06
| 2015/16 | 27/04/2016 | PLANNED | 6538 | 14 | 467 | 0.0083946 | 1.7976e-05
| 2015/16 | 27/04/2016 | PLANNED | 5909 | 19 | 311 | 0.007587 | 2.4395e-05
| 2015/16 | 27/04/2016 | PLANNED | 21853 | 84 | 260.1548 | 0.028059 | 0.00010785
| 2015/16 | 27/04/2016 | PLANNED | 5950 | 35 | 170 | 0.0076396 | 4.4939e-05
| 2015/16 | 27/04/2016 | PLANNED | 145 | 1 | 145 | 0.00018618 | 1.284e-06
| 2015/16 | 27/04/2016 | PLANNED | 726 | 11 | 66 | 0.00093216 | 1.4124e-05
| 2015/16 | 27/04/2016 | PLANNED | 4625 | 21 | 220.2381 | 0.0059383 | 2.6963e-05
| 2015/16 | 27/04/2016 | PLANNED | 81683 | 301 | 271.3721 | 0.10488 | 0.00038647
| 2015/16 | 27/04/2016 | PLANNED | 635 | 5 | 127 | 0.00081532 | 6.4198e-06
| 2015/16 | 27/04/2016 | PLANNED | 6820 | 22 | 310 | 0.0087567 | 2.8247e-05
| 2015/16 | 27/04/2016 | PLANNED | 90 | 1 | 90 | 0.00011556 | 1.284e-06
| 2015/16 | 27/04/2016 | PLANNED | 12 | 1 | 12 | 1.5408e-05 | 1.284e-06
| 2015/16 | 27/04/2016 | PLANNED | 220 | 10 | 22 | 0.00028247 | 1.284e-05
| 2015/16 | 27/04/2016 | PLANNED | 480 | 8 | 60 | 0.0006163 | 1.0272e-05
| 2015/16 | 27/04/2016 | PLANNED | 30 | 2 | 15 | 3.8519e-05 | 2.5679e-06
| 2015/16 | 27/04/2016 | PLANNED | 50 | 5 | 10 | 6.4198e-05 | 6.4198e-06
| 2015/16 | 27/04/2016 | PLANNED | 135 | 3 | 45 | 0.00017334 | 3.8519e-06
| 2015/16 | 28/04/2016 | PLANNED | 15928 | 41 | 388.4878 | 0.020451 | 5.2643e-05
| 2015/16 | 28/04/2016 | PLANNED | 120 | 1 | 120 | 0.00015408 | 1.284e-06
| 2015/16 | 28/04/2016 | PLANNED | 1635 | 5 | 327 | 0.0020993 | 6.4198e-06
| 2015/16 | 28/04/2016 | PLANNED | 2460 | 12 | 205 | 0.0031586 | 1.5408e-05
| 2015/16 | 28/04/2016 | PLANNED | 2520 | 7 | 360 | 0.0032356 | 8.9878e-06
| 2015/16 | 28/04/2016 | PLANNED | 39849 | 111 | 359 | 0.051165 | 0.00014252
| 2015/16 | 28/04/2016 | PLANNED | 45108 | 179 | 252 | 0.057917 | 0.00022983
| 2015/16 | 28/04/2016 | PLANNED | 39750 | 125 | 318 | 0.051038 | 0.0001605
| 2015/16 | 28/04/2016 | PLANNED | 520 | 2 | 260 | 0.00066766 | 2.5679e-06
| 2015/16 | 28/04/2016 | PLANNED | 11970 | 38 | 315 | 0.015369 | 4.8791e-05
| 2015/16 | 28/04/2016 | PLANNED | 6840 | 72 | 95 | 0.0087823 | 9.2446e-05
| 2015/16 | 28/04/2016 | PLANNED | 610 | 2 | 305 | 0.00078322 | 2.5679e-06
| 2015/16 | 28/04/2016 | PLANNED | 49245 | 147 | 335 | 0.063229 | 0.00018874
| 2015/16 | 28/04/2016 | PLANNED | 1505 | 7 | 215 | 0.0019324 | 8.9878e-06
| 2015/16 | 28/04/2016 | PLANNED | 5655 | 29 | 195 | 0.0072608 | 3.7235e-05
| 2015/16 | 28/04/2016 | PLANNED | 2450 | 7 | 350 | 0.0031457 | 8.9878e-06
| 2015/16 | 29/04/2016 | PLANNED | 16 | 2 | 8 | 2.0543e-05 | 2.5679e-06
| 2015/16 | 29/04/2016 | PLANNED | 510 | 3 | 170 | 0.00065482 | 3.8519e-06
| 2015/16 | 29/04/2016 | PLANNED | 147808 | 496 | 298 | 0.18978 | 0.00063685
| 2015/16 | 29/04/2016 | PLANNED | 9936 | 54 | 184 | 0.012757 | 6.9334e-05
| 2015/16 | 29/04/2016 | PLANNED | 154 | 2 | 77 | 0.00019773 | 2.5679e-06
| 2015/16 | 29/04/2016 | PLANNED | 7332 | 47 | 156 | 0.009414 | 6.0346e-05
| 2015/16 | 29/04/2016 | PLANNED | 2380 | 14 | 170 | 0.0030558 | 1.7976e-05
| 2015/16 | 29/04/2016 | PLANNED | 160 | 1 | 160 | 0.00020543 | 1.284e-06
| 2015/16 | 29/04/2016 | PLANNED | 40 | 4 | 10 | 5.1359e-05 | 5.1359e-06
| 2015/16 | 29/04/2016 | PLANNED | 5400 | 24 | 225 | 0.0069334 | 3.0815e-05
| 2015/16 | 29/04/2016 | PLANNED | 2398 | 11 | 218 | 0.003079 | 1.4124e-05
| 2015/16 | 29/04/2016 | PLANNED | 320 | 4 | 80 | 0.00041087 | 5.1359e-06
| 2015/16 | 29/04/2016 | PLANNED | 30 | 2 | 15 | 3.8519e-05 | 2.5679e-06
| 2015/16 | 29/04/2016 | PLANNED | 88 | 1 | 88 | 0.00011299 | 1.284e-06
| 2015/16 | 29/04/2016 | PLANNED | 1274 | 14 | 91 | 0.0016358 | 1.7976e-05
| 2015/16 | 30/04/2016 | PLANNED | 350 | 1 | 350 | 0.00044939 | 1.284e-06
| 2015/16 | 1/05/2016 | PLANNED | 96 | 2 | 48 | 0.00012326 | 2.5679e-06
| 2015/16 | 1/05/2016 | PLANNED | 182 | 2 | 91 | 0.00023368 | 2.5679e-06
| 2015/16 | 1/05/2016 | PLANNED | 100 | 2 | 50 | 0.0001284 | 2.5679e-06
| 2015/16 | 1/05/2016 | PLANNED | 3290 | 10 | 329 | 0.0042243 | 1.284e-05
| 2015/16 | 1/05/2016 | PLANNED | 48 | 2 | 24 | 6.163e-05 | 2.5679e-06
| 2015/16 | 2/05/2016 | PLANNED | 8330 | 49 | 170 | 0.010695 | 6.2914e-05
| 2015/16 | 2/05/2016 | PLANNED | 18055 | 115 | 157 | 0.023182 | 0.00014766
| 2015/16 | 2/05/2016 | PLANNED | 1350 | 10 | 135 | 0.0017334 | 1.284e-05
| 2015/16 | 2/05/2016 | PLANNED | 7337 | 29 | 253 | 0.0094205 | 3.7235e-05
| 2015/16 | 2/05/2016 | PLANNED | 28 | 2 | 14 | 3.5951e-05 | 2.5679e-06
| 2015/16 | 2/05/2016 | PLANNED | 5 | 1 | 5 | 6.4198e-06 | 1.284e-06
| 2015/16 | 3/05/2016 | PLANNED | 36129 | 133 | 271.6466 | 0.046388 | 0.00017077
| 2015/16 | 3/05/2016 | PLANNED | 81915 | 381 | 215 | 0.10518 | 0.00048919
| 2015/16 | 3/05/2016 | PLANNED | 340 | 2 | 170 | 0.00043655 | 2.5679e-06
| 2015/16 | 3/05/2016 | PLANNED | 5621 | 19 | 295.8421 | 0.0072172 | 2.4395e-05
| 2015/16 | 3/05/2016 | PLANNED | 28674 | 81 | 354 | 0.036816 | 0.000104
| 2015/16 | 3/05/2016 | PLANNED | 7425 | 45 | 165 | 0.0095335 | 5.7779e-05
| 2015/16 | 3/05/2016 | PLANNED | 114 | 2 | 57 | 0.00014637 | 2.5679e-06
| 2015/16 | 3/05/2016 | PLANNED | 526 | 2 | 263 | 0.00067537 | 2.5679e-06
| 2015/16 | 3/05/2016 | PLANNED | 1015 | 145 | 7 | 0.0013032 | 0.00018618
| 2015/16 | 3/05/2016 | PLANNED | 120 | 4 | 30 | 0.00015408 | 5.1359e-06
| 2015/16 | 4/05/2016 | PLANNED | 2880 | 9 | 320 | 0.0036978 | 1.1556e-05
| 2015/16 | 4/05/2016 | PLANNED | 39060 | 84 | 465 | 0.050152 | 0.00010785
| 2015/16 | 4/05/2016 | PLANNED | 8163 | 36 | 226.75 | 0.010481 | 4.6223e-05
| 2015/16 | 4/05/2016 | PLANNED | 8320 | 26 | 320 | 0.010683 | 3.3383e-05
| 2015/16 | 4/05/2016 | PLANNED | 12572 | 54 | 232.8148 | 0.016142 | 6.9334e-05
| 2015/16 | 4/05/2016 | PLANNED | 11520 | 48 | 240 | 0.014791 | 6.163e-05
| 2015/16 | 4/05/2016 | PLANNED | 10540 | 62 | 170 | 0.013533 | 7.9606e-05
| 2015/16 | 4/05/2016 | PLANNED | 2172 | 12 | 181 | 0.0027888 | 1.5408e-05
| 2015/16 | 4/05/2016 | PLANNED | 38584 | 106 | 364 | 0.049541 | 0.0001361
| 2015/16 | 4/05/2016 | PLANNED | 14105 | 91 | 155 | 0.01811 | 0.00011684
| 2015/16 | 4/05/2016 | PLANNED | 798 | 6 | 133 | 0.0010246 | 7.7038e-06
| 2015/16 | 4/05/2016 | PLANNED | 16281 | 67 | 243 | 0.020904 | 8.6026e-05
| 2015/16 | 4/05/2016 | PLANNED | 1152 | 78 | 14.7692 | 0.0014791 | 0.00010015
| 2015/16 | 4/05/2016 | PLANNED | 546 | 2 | 273 | 0.00070105 | 2.5679e-06
| 2015/16 | 4/05/2016 | PLANNED | 973 | 7 | 139 | 0.0012493 | 8.9878e-06
| 2015/16 | 4/05/2016 | PLANNED | 980 | 7 | 140 | 0.0012583 | 8.9878e-06
| 2015/16 | 4/05/2016 | PLANNED | 293 | 1 | 293 | 0.0003762 | 1.284e-06
| 2015/16 | 4/05/2016 | PLANNED | 230 | 1 | 230 | 0.00029531 | 1.284e-06
| 2015/16 | 4/05/2016 | PLANNED | 66 | 2 | 33 | 8.4742e-05 | 2.5679e-06
| 2015/16 | 4/05/2016 | PLANNED | 5 | 1 | 5 | 6.4198e-06 | 1.284e-06
| 2015/16 | 4/05/2016 | PLANNED | 962 | 13 | 74 | 0.0012352 | 1.6692e-05
| 2015/16 | 4/05/2016 | PLANNED | 35 | 1 | 35 | 4.4939e-05 | 1.284e-06
| 2015/16 | 4/05/2016 | PLANNED | 1200 | 25 | 48 | 0.0015408 | 3.2099e-05
| 2015/16 | 5/05/2016 | PLANNED | 77836 | 319 | 244 | 0.099939 | 0.00040959
| 2015/16 | 5/05/2016 | PLANNED | 33411 | 177 | 188.7627 | 0.042899 | 0.00022726
| 2015/16 | 5/05/2016 | PLANNED | 753 | 3 | 251 | 0.00096683 | 3.8519e-06
| 2015/16 | 5/05/2016 | PLANNED | 1425 | 15 | 95 | 0.0018297 | 1.926e-05
| 2015/16 | 5/05/2016 | PLANNED | 1656 | 9 | 184 | 0.0021262 | 1.1556e-05
| 2015/16 | 5/05/2016 | PLANNED | 3190 | 22 | 145 | 0.0040959 | 2.8247e-05
| 2015/16 | 5/05/2016 | PLANNED | 28331 | 1101 | 25.7321 | 0.036376 | 0.0014136
| 2015/16 | 5/05/2016 | PLANNED | 28088 | 73 | 384.7671 | 0.036064 | 9.373e-05
| 2015/16 | 5/05/2016 | PLANNED | 325 | 5 | 65 | 0.00041729 | 6.4198e-06
| 2015/16 | 5/05/2016 | PLANNED | 2200 | 22 | 100 | 0.0028247 | 2.8247e-05
| 2015/16 | 6/05/2016 | PLANNED | 140 | 1 | 140 | 0.00017976 | 1.284e-06
| 2015/16 | 6/05/2016 | PLANNED | 3025 | 11 | 275 | 0.003884 | 1.4124e-05
| 2015/16 | 6/05/2016 | PLANNED | 6950 | 25 | 278 | 0.0089236 | 3.2099e-05
| 2015/16 | 6/05/2016 | PLANNED | 20406 | 57 | 358 | 0.026201 | 7.3186e-05
| 2015/16 | 6/05/2016 | PLANNED | 36800 | 80 | 460 | 0.04725 | 0.00010272
| 2015/16 | 6/05/2016 | PLANNED | 118 | 1 | 118 | 0.00015151 | 1.284e-06
| 2015/16 | 6/05/2016 | PLANNED | 5920 | 32 | 185 | 0.0076011 | 4.1087e-05
| 2015/16 | 6/05/2016 | PLANNED | 1892 | 11 | 172 | 0.0024293 | 1.4124e-05
| 2015/16 | 6/05/2016 | PLANNED | 8262 | 27 | 306 | 0.010608 | 3.4667e-05
| 2015/16 | 6/05/2016 | PLANNED | 141 | 1 | 141 | 0.00018104 | 1.284e-06
| 2015/16 | 6/05/2016 | PLANNED | 480 | 3 | 160 | 0.0006163 | 3.8519e-06
| 2015/16 | 6/05/2016 | PLANNED | 6228 | 26 | 239.5385 | 0.0079965 | 3.3383e-05
| 2015/16 | 6/05/2016 | PLANNED | 107780 | 317 | 340 | 0.13839 | 0.00040702
| 2015/16 | 6/05/2016 | PLANNED | 7700 | 22 | 350 | 0.0098865 | 2.8247e-05
| 2015/16 | 6/05/2016 | PLANNED | 680 | 2 | 340 | 0.0008731 | 2.5679e-06
| 2015/16 | 6/05/2016 | PLANNED | 250 | 1 | 250 | 0.00032099 | 1.284e-06
| 2015/16 | 6/05/2016 | PLANNED | 8 | 1 | 8 | 1.0272e-05 | 1.284e-06
| 2015/16 | 6/05/2016 | PLANNED | 1428 | 7 | 204 | 0.0018335 | 8.9878e-06
| 2015/16 | 6/05/2016 | PLANNED | 243 | 3 | 81 | 0.000312 | 3.8519e-06
| 2015/16 | 6/05/2016 | PLANNED | 218 | 2 | 109 | 0.0002799 | 2.5679e-06
| 2015/16 | 6/05/2016 | PLANNED | 55 | 1 | 55 | 7.0618e-05 | 1.284e-06
| 2015/16 | 7/05/2016 | PLANNED | 375 | 1 | 375 | 0.00048149 | 1.284e-06
| 2015/16 | 9/05/2016 | PLANNED | 804 | 2 | 402 | 0.0010323 | 2.5679e-06
| 2015/16 | 9/05/2016 | PLANNED | 109740 | 354 | 310 | 0.1409 | 0.00045452
| 2015/16 | 9/05/2016 | PLANNED | 909 | 9 | 101 | 0.0011671 | 1.1556e-05
| 2015/16 | 9/05/2016 | PLANNED | 260 | 2 | 130 | 0.00033383 | 2.5679e-06
| 2015/16 | 9/05/2016 | PLANNED | 129 | 3 | 43 | 0.00016563 | 3.8519e-06
| 2015/16 | 9/05/2016 | PLANNED | 3700 | 37 | 100 | 0.0047507 | 4.7507e-05
| 2015/16 | 10/05/2016 | PLANNED | 30912 | 69 | 448 | 0.03969 | 8.8594e-05
| 2015/16 | 10/05/2016 | PLANNED | 627 | 57 | 11 | 0.00080505 | 7.3186e-05
| 2015/16 | 10/05/2016 | PLANNED | 13850 | 50 | 277 | 0.017783 | 6.4198e-05
| 2015/16 | 10/05/2016 | PLANNED | 67 | 1 | 67 | 8.6026e-05 | 1.284e-06
| 2015/16 | 11/05/2016 | PLANNED | 1350 | 18 | 75 | 0.0017334 | 2.3111e-05
| 2015/16 | 11/05/2016 | PLANNED | 18044 | 160 | 112.775 | 0.023168 | 0.00020543
| 2015/16 | 11/05/2016 | PLANNED | 1010 | 2 | 505 | 0.0012968 | 2.5679e-06
| 2015/16 | 11/05/2016 | PLANNED | 17960 | 40 | 449 | 0.02306 | 5.1359e-05
| 2015/16 | 11/05/2016 | PLANNED | 24990 | 84 | 297.5 | 0.032086 | 0.00010785
| 2015/16 | 11/05/2016 | PLANNED | 13604 | 38 | 358 | 0.017467 | 4.8791e-05
| 2015/16 | 11/05/2016 | PLANNED | 4164 | 12 | 347 | 0.0053464 | 1.5408e-05
| 2015/16 | 11/05/2016 | PLANNED | 93250 | 250 | 373 | 0.11973 | 0.00032099
| 2015/16 | 11/05/2016 | PLANNED | 5550 | 37 | 150 | 0.007126 | 4.7507e-05
| 2015/16 | 11/05/2016 | PLANNED | 8 | 2 | 4 | 1.0272e-05 | 2.5679e-06
| 2015/16 | 11/05/2016 | PLANNED | 40 | 2 | 20 | 5.1359e-05 | 2.5679e-06
| 2015/16 | 11/05/2016 | PLANNED | 50 | 2 | 25 | 6.4198e-05 | 2.5679e-06
| 2015/16 | 11/05/2016 | PLANNED | 2144 | 32 | 67 | 0.0027528 | 4.1087e-05
| 2015/16 | 11/05/2016 | PLANNED | 80 | 2 | 40 | 0.00010272 | 2.5679e-06
| 2015/16 | 11/05/2016 | PLANNED | 8 | 2 | 4 | 1.0272e-05 | 2.5679e-06
| 2015/16 | 11/05/2016 | PLANNED | 14 | 1 | 14 | 1.7976e-05 | 1.284e-06
| 2015/16 | 11/05/2016 | PLANNED | 8 | 2 | 4 | 1.0272e-05 | 2.5679e-06
| 2015/16 | 11/05/2016 | PLANNED | 108 | 2 | 54 | 0.00013867 | 2.5679e-06
| 2015/16 | 12/05/2016 | PLANNED | 2400 | 6 | 400 | 0.0030815 | 7.7038e-06
| 2015/16 | 12/05/2016 | PLANNED | 10920 | 26 | 420 | 0.014021 | 3.3383e-05
| 2015/16 | 12/05/2016 | PLANNED | 265651 | 631 | 421 | 0.34109 | 0.00081018
| 2015/16 | 12/05/2016 | PLANNED | 18870 | 51 | 370 | 0.024228 | 6.5482e-05
| 2015/16 | 12/05/2016 | PLANNED | 1480 | 8 | 185 | 0.0019003 | 1.0272e-05
| 2015/16 | 12/05/2016 | PLANNED | 5778 | 27 | 214 | 0.0074188 | 3.4667e-05
| 2015/16 | 12/05/2016 | PLANNED | 1512 | 7 | 216 | 0.0019414 | 8.9878e-06
| 2015/16 | 12/05/2016 | PLANNED | 46145 | 169 | 273.0473 | 0.059249 | 0.00021699
| 2015/16 | 12/05/2016 | PLANNED | 4212 | 26 | 162 | 0.0054081 | 3.3383e-05
| 2015/16 | 12/05/2016 | PLANNED | 8988 | 20 | 449.4 | 0.01154 | 2.5679e-05
| 2015/16 | 12/05/2016 | PLANNED | 5952 | 31 | 192 | 0.0076422 | 3.9803e-05
| 2015/16 | 12/05/2016 | PLANNED | 3030 | 10 | 303 | 0.0038904 | 1.284e-05
| 2015/16 | 12/05/2016 | PLANNED | 300 | 1 | 300 | 0.00038519 | 1.284e-06
| 2015/16 | 12/05/2016 | PLANNED | 150 | 2 | 75 | 0.0001926 | 2.5679e-06
| 2015/16 | 12/05/2016 | PLANNED | 3392 | 16 | 212 | 0.0043552 | 2.0543e-05
| 2015/16 | 12/05/2016 | PLANNED | 2601 | 17 | 153 | 0.0033396 | 2.1827e-05
| 2015/16 | 12/05/2016 | PLANNED | 16 | 2 | 8 | 2.0543e-05 | 2.5679e-06
| 2015/16 | 12/05/2016 | PLANNED | 9904 | 95 | 104.2526 | 0.012716 | 0.00012198
| 2015/16 | 12/05/2016 | PLANNED | 180 | 2 | 90 | 0.00023111 | 2.5679e-06
| 2015/16 | 12/05/2016 | PLANNED | 16 | 2 | 8 | 2.0543e-05 | 2.5679e-06
| 2015/16 | 12/05/2016 | PLANNED | 2250 | 30 | 75 | 0.0028889 | 3.8519e-05
| 2015/16 | 12/05/2016 | PLANNED | 560 | 7 | 80 | 0.00071902 | 8.9878e-06
| 2015/16 | 13/05/2016 | PLANNED | 6720 | 24 | 280 | 0.0086283 | 3.0815e-05
| 2015/16 | 13/05/2016 | PLANNED | 11950 | 50 | 239 | 0.015343 | 6.4198e-05
| 2015/16 | 13/05/2016 | PLANNED | 92 | 4 | 23 | 0.00011812 | 5.1359e-06
| 2015/16 | 13/05/2016 | PLANNED | 383 | 1 | 383 | 0.00049176 | 1.284e-06
| 2015/16 | 13/05/2016 | PLANNED | 5475 | 25 | 219 | 0.0070297 | 3.2099e-05
| 2015/16 | 13/05/2016 | PLANNED | 388 | 2 | 194 | 0.00049818 | 2.5679e-06
| 2015/16 | 13/05/2016 | PLANNED | 925 | 5 | 185 | 0.0011877 | 6.4198e-06
| 2015/16 | 13/05/2016 | PLANNED | 14595 | 139 | 105 | 0.01874 | 0.00017847
| 2015/16 | 13/05/2016 | PLANNED | 525 | 3 | 175 | 0.00067408 | 3.8519e-06
| 2015/16 | 13/05/2016 | PLANNED | 420 | 10 | 42 | 0.00053927 | 1.284e-05
| 2015/16 | 13/05/2016 | PLANNED | 37920 | 158 | 240 | 0.048688 | 0.00020287
| 2015/16 | 13/05/2016 | PLANNED | 1876 | 10 | 187.6 | 0.0024087 | 1.284e-05
| 2015/16 | 13/05/2016 | PLANNED | 295 | 1 | 295 | 0.00037877 | 1.284e-06
| 2015/16 | 13/05/2016 | PLANNED | 13356 | 63 | 212 | 0.017149 | 8.089e-05
| 2015/16 | 13/05/2016 | PLANNED | 8510 | 46 | 185 | 0.010927 | 5.9062e-05
| 2015/16 | 13/05/2016 | PLANNED | 100 | 4 | 25 | 0.0001284 | 5.1359e-06
| 2015/16 | 13/05/2016 | PLANNED | 141 | 1 | 141 | 0.00018104 | 1.284e-06
| 2015/16 | 13/05/2016 | PLANNED | 15 | 3 | 5 | 1.926e-05 | 3.8519e-06
| 2015/16 | 13/05/2016 | PLANNED | 225 | 3 | 75 | 0.00028889 | 3.8519e-06
| 2015/16 | 13/05/2016 | PLANNED | 60 | 4 | 15 | 7.7038e-05 | 5.1359e-06
| 2015/16 | 13/05/2016 | PLANNED | 69 | 1 | 69 | 8.8594e-05 | 1.284e-06
| 2015/16 | 13/05/2016 | PLANNED | 135 | 3 | 45 | 0.00017334 | 3.8519e-06
| 2015/16 | 13/05/2016 | PLANNED | 350 | 7 | 50 | 0.00044939 | 8.9878e-06
| 2015/16 | 13/05/2016 | PLANNED | 1824 | 16 | 114 | 0.002342 | 2.0543e-05
| 2015/16 | 13/05/2016 | PLANNED | 3 | 3 | 1 | 3.8519e-06 | 3.8519e-06
| 2015/16 | 14/05/2016 | PLANNED | 341 | 1 | 341 | 0.00043783 | 1.284e-06
| 2015/16 | 15/05/2016 | PLANNED | 650 | 13 | 50 | 0.00083458 | 1.6692e-05
| 2015/16 | 16/05/2016 | PLANNED | 27720 | 88 | 315 | 0.035592 | 0.00011299
| 2015/16 | 16/05/2016 | PLANNED | 750 | 5 | 150 | 0.00096298 | 6.4198e-06
| 2015/16 | 16/05/2016 | PLANNED | 21427 | 63 | 340.1111 | 0.027512 | 8.089e-05
| 2015/16 | 16/05/2016 | PLANNED | 7581 | 21 | 361 | 0.0097338 | 2.6963e-05
| 2015/16 | 16/05/2016 | PLANNED | 54 | 3 | 18 | 6.9334e-05 | 3.8519e-06
| 2015/16 | 16/05/2016 | PLANNED | 2610 | 9 | 290 | 0.0033512 | 1.1556e-05
| 2015/16 | 16/05/2016 | PLANNED | 327 | 3 | 109 | 0.00041986 | 3.8519e-06
| 2015/16 | 17/05/2016 | PLANNED | 4860 | 36 | 135 | 0.0062401 | 4.6223e-05
| 2015/16 | 17/05/2016 | PLANNED | 221 | 17 | 13 | 0.00028376 | 2.1827e-05
| 2015/16 | 17/05/2016 | PLANNED | 450 | 2 | 225 | 0.00057779 | 2.5679e-06
| 2015/16 | 17/05/2016 | PLANNED | 5440 | 20 | 272 | 0.0069848 | 2.5679e-05
| 2015/16 | 17/05/2016 | PLANNED | 15142 | 67 | 226 | 0.019442 | 8.6026e-05
| 2015/16 | 17/05/2016 | PLANNED | 24272 | 82 | 296 | 0.031164 | 0.00010529
| 2015/16 | 17/05/2016 | PLANNED | 6402 | 22 | 291 | 0.00822 | 2.8247e-05
| 2015/16 | 17/05/2016 | PLANNED | 5280 | 40 | 132 | 0.0067793 | 5.1359e-05
| 2015/16 | 17/05/2016 | PLANNED | 3600 | 15 | 240 | 0.0046223 | 1.926e-05
| 2015/16 | 17/05/2016 | PLANNED | 730 | 2 | 365 | 0.0009373 | 2.5679e-06
| 2015/16 | 17/05/2016 | PLANNED | 9180 | 34 | 270 | 0.011787 | 4.3655e-05
| 2015/16 | 17/05/2016 | PLANNED | 4692 | 17 | 276 | 0.0060244 | 2.1827e-05
| 2015/16 | 17/05/2016 | PLANNED | 8595 | 23 | 373.6957 | 0.011036 | 2.9531e-05
| 2015/16 | 17/05/2016 | PLANNED | 8820 | 42 | 210 | 0.011325 | 5.3927e-05
| 2015/16 | 17/05/2016 | PLANNED | 4625 | 25 | 185 | 0.0059383 | 3.2099e-05
| 2015/16 | 17/05/2016 | PLANNED | 25 | 1 | 25 | 3.2099e-05 | 1.284e-06
| 2015/16 | 17/05/2016 | PLANNED | 4200 | 84 | 50 | 0.0053927 | 0.00010785
| 2015/16 | 17/05/2016 | PLANNED | 14625 | 75 | 195 | 0.018778 | 9.6298e-05
| 2015/16 | 17/05/2016 | PLANNED | 21357 | 189 | 113 | 0.027422 | 0.00024267
| 2015/16 | 17/05/2016 | PLANNED | 20 | 1 | 20 | 2.5679e-05 | 1.284e-06
| 2015/16 | 18/05/2016 | PLANNED | 26320 | 56 | 470 | 0.033794 | 7.1902e-05
| 2015/16 | 18/05/2016 | PLANNED | 15200 | 38 | 400 | 0.019516 | 4.8791e-05
| 2015/16 | 18/05/2016 | PLANNED | 600 | 5 | 120 | 0.00077038 | 6.4198e-06
| 2015/16 | 18/05/2016 | PLANNED | 2958 | 17 | 174 | 0.003798 | 2.1827e-05
| 2015/16 | 18/05/2016 | PLANNED | 6640 | 20 | 332 | 0.0085255 | 2.5679e-05
| 2015/16 | 18/05/2016 | PLANNED | 192 | 1 | 192 | 0.00024652 | 1.284e-06
| 2015/16 | 18/05/2016 | PLANNED | 5480 | 40 | 137 | 0.0070361 | 5.1359e-05
| 2015/16 | 18/05/2016 | PLANNED | 8975 | 61 | 147.1311 | 0.011524 | 7.8322e-05
| 2015/16 | 18/05/2016 | PLANNED | 204 | 1 | 204 | 0.00026193 | 1.284e-06
| 2015/16 | 18/05/2016 | PLANNED | 64 | 1 | 64 | 8.2174e-05 | 1.284e-06
| 2015/16 | 18/05/2016 | PLANNED | 17700 | 60 | 295 | 0.022726 | 7.7038e-05
| 2015/16 | 18/05/2016 | PLANNED | 18616 | 179 | 104 | 0.023902 | 0.00022983
| 2015/16 | 18/05/2016 | PLANNED | 8588 | 76 | 113 | 0.011027 | 9.7582e-05
| 2015/16 | 18/05/2016 | PLANNED | 45 | 1 | 45 | 5.7779e-05 | 1.284e-06
| 2015/16 | 18/05/2016 | PLANNED | 20 | 1 | 20 | 2.5679e-05 | 1.284e-06
| 2015/16 | 18/05/2016 | PLANNED | 148 | 4 | 37 | 0.00019003 | 5.1359e-06
| 2015/16 | 19/05/2016 | PLANNED | 8740 | 19 | 460 | 0.011222 | 2.4395e-05
| 2015/16 | 19/05/2016 | PLANNED | 6360 | 24 | 265 | 0.008166 | 3.0815e-05
| 2015/16 | 19/05/2016 | PLANNED | 380 | 1 | 380 | 0.00048791 | 1.284e-06
| 2015/16 | 19/05/2016 | PLANNED | 26180 | 77 | 340 | 0.033614 | 9.8865e-05
| 2015/16 | 19/05/2016 | PLANNED | 115 | 1 | 115 | 0.00014766 | 1.284e-06
| 2015/16 | 19/05/2016 | PLANNED | 5200 | 20 | 260 | 0.0066766 | 2.5679e-05
| 2015/16 | 19/05/2016 | PLANNED | 57 | 1 | 57 | 7.3186e-05 | 1.284e-06
| 2015/16 | 19/05/2016 | PLANNED | 255 | 17 | 15 | 0.00032741 | 2.1827e-05
| 2015/16 | 19/05/2016 | PLANNED | 8 | 2 | 4 | 1.0272e-05 | 2.5679e-06
| 2015/16 | 19/05/2016 | PLANNED | 46 | 1 | 46 | 5.9062e-05 | 1.284e-06
| 2015/16 | 19/05/2016 | PLANNED | 585 | 3 | 195 | 0.00075112 | 3.8519e-06
| 2015/16 | 19/05/2016 | PLANNED | 24 | 3 | 8 | 3.0815e-05 | 3.8519e-06
| 2015/16 | 19/05/2016 | PLANNED | 29 | 1 | 29 | 3.7235e-05 | 1.284e-06
| 2015/16 | 19/05/2016 | PLANNED | 180 | 3 | 60 | 0.00023111 | 3.8519e-06
| 2015/16 | 20/05/2016 | PLANNED | 2335 | 5 | 467 | 0.0029981 | 6.4198e-06
| 2015/16 | 20/05/2016 | PLANNED | 2352 | 14 | 168 | 0.0030199 | 1.7976e-05
| 2015/16 | 20/05/2016 | PLANNED | 330 | 2 | 165 | 0.00042371 | 2.5679e-06
| 2015/16 | 20/05/2016 | PLANNED | 11062 | 47 | 235.3617 | 0.014203 | 6.0346e-05
| 2015/16 | 20/05/2016 | PLANNED | 39 | 3 | 13 | 5.0075e-05 | 3.8519e-06
| 2015/16 | 20/05/2016 | PLANNED | 596 | 4 | 149 | 0.00076524 | 5.1359e-06
| 2015/16 | 20/05/2016 | PLANNED | 1938 | 19 | 102 | 0.0024883 | 2.4395e-05
| 2015/16 | 20/05/2016 | PLANNED | 330 | 2 | 165 | 0.00042371 | 2.5679e-06
| 2015/16 | 20/05/2016 | PLANNED | 2296 | 14 | 164 | 0.002948 | 1.7976e-05
| 2015/16 | 20/05/2016 | PLANNED | 3090 | 15 | 206 | 0.0039675 | 1.926e-05
| 2015/16 | 20/05/2016 | PLANNED | 19941 | 289 | 69 | 0.025604 | 0.00037107
| 2015/16 | 20/05/2016 | PLANNED | 120 | 2 | 60 | 0.00015408 | 2.5679e-06
| 2015/16 | 20/05/2016 | PLANNED | 20 | 1 | 20 | 2.5679e-05 | 1.284e-06
| 2015/16 | 23/05/2016 | PLANNED | 990 | 3 | 330 | 0.0012711 | 3.8519e-06
| 2015/16 | 23/05/2016 | PLANNED | 14550 | 97 | 150 | 0.018682 | 0.00012454
| 2015/16 | 23/05/2016 | PLANNED | 690 | 3 | 230 | 0.00088594 | 3.8519e-06
| 2015/16 | 23/05/2016 | PLANNED | 42 | 3 | 14 | 5.3927e-05 | 3.8519e-06
| 2015/16 | 23/05/2016 | PLANNED | 18025 | 175 | 103 | 0.023144 | 0.00022469
| 2015/16 | 24/05/2016 | PLANNED | 8942 | 228 | 39.2193 | 0.011481 | 0.00029274
| 2015/16 | 24/05/2016 | PLANNED | 29545 | 95 | 311 | 0.037935 | 0.00012198
| 2015/16 | 24/05/2016 | PLANNED | 90440 | 340 | 266 | 0.11612 | 0.00043655
| 2015/16 | 24/05/2016 | PLANNED | 452 | 4 | 113 | 0.00058035 | 5.1359e-06
| 2015/16 | 24/05/2016 | PLANNED | 1323 | 9 | 147 | 0.0016987 | 1.1556e-05
| 2015/16 | 24/05/2016 | PLANNED | 41745 | 121 | 345 | 0.053599 | 0.00015536
| 2015/16 | 24/05/2016 | PLANNED | 24291 | 81 | 299.8889 | 0.031189 | 0.000104
| 2015/16 | 24/05/2016 | PLANNED | 7602 | 21 | 362 | 0.0097607 | 2.6963e-05
| 2015/16 | 24/05/2016 | PLANNED | 1342 | 61 | 22 | 0.0017231 | 7.8322e-05
| 2015/16 | 25/05/2016 | PLANNED | 10763 | 211 | 51.0095 | 0.013819 | 0.00027092
| 2015/16 | 25/05/2016 | PLANNED | 19388 | 74 | 262 | 0.024894 | 9.5014e-05
| 2015/16 | 25/05/2016 | PLANNED | 1400 | 10 | 140 | 0.0017976 | 1.284e-05
| 2015/16 | 25/05/2016 | PLANNED | 6176 | 16 | 386 | 0.0079298 | 2.0543e-05
| 2015/16 | 25/05/2016 | PLANNED | 690 | 2 | 345 | 0.00088594 | 2.5679e-06
| 2015/16 | 25/05/2016 | PLANNED | 23520 | 80 | 294 | 0.030199 | 0.00010272
| 2015/16 | 25/05/2016 | PLANNED | 141 | 3 | 47 | 0.00018104 | 3.8519e-06
| 2015/16 | 25/05/2016 | PLANNED | 3848 | 13 | 296 | 0.0049407 | 1.6692e-05
| 2015/16 | 25/05/2016 | PLANNED | 220 | 1 | 220 | 0.00028247 | 1.284e-06
| 2015/16 | 25/05/2016 | PLANNED | 7567 | 23 | 329 | 0.0097158 | 2.9531e-05
| 2015/16 | 25/05/2016 | PLANNED | 48792 | 214 | 228 | 0.062647 | 0.00027477
| 2015/16 | 25/05/2016 | PLANNED | 150 | 2 | 75 | 0.0001926 | 2.5679e-06
| 2015/16 | 25/05/2016 | PLANNED | 2430 | 18 | 135 | 0.00312 | 2.3111e-05
| 2015/16 | 26/05/2016 | PLANNED | 529 | 1 | 529 | 0.00067922 | 1.284e-06
| 2015/16 | 26/05/2016 | PLANNED | 580 | 2 | 290 | 0.0007447 | 2.5679e-06
| 2015/16 | 26/05/2016 | PLANNED | 105 | 1 | 105 | 0.00013482 | 1.284e-06
| 2015/16 | 26/05/2016 | PLANNED | 1095 | 51 | 21.4706 | 0.0014059 | 6.5482e-05
| 2015/16 | 26/05/2016 | PLANNED | 800 | 4 | 200 | 0.0010272 | 5.1359e-06
| 2015/16 | 26/05/2016 | PLANNED | 3664 | 16 | 229 | 0.0047045 | 2.0543e-05
| 2015/16 | 26/05/2016 | PLANNED | 30 | 1 | 30 | 3.8519e-05 | 1.284e-06
| 2015/16 | 26/05/2016 | PLANNED | 242 | 2 | 121 | 0.00031072 | 2.5679e-06
| 2015/16 | 27/05/2016 | PLANNED | 82 | 2 | 41 | 0.00010529 | 2.5679e-06
| 2015/16 | 27/05/2016 | PLANNED | 34645 | 169 | 205 | 0.044483 | 0.00021699
| 2015/16 | 27/05/2016 | PLANNED | 270 | 2 | 135 | 0.00034667 | 2.5679e-06
| 2015/16 | 27/05/2016 | PLANNED | 5812 | 21 | 276.7619 | 0.0074624 | 2.6963e-05
| 2015/16 | 27/05/2016 | PLANNED | 2880 | 80 | 36 | 0.0036978 | 0.00010272
| 2015/16 | 27/05/2016 | PLANNED | 300 | 1 | 300 | 0.00038519 | 1.284e-06
| 2015/16 | 27/05/2016 | PLANNED | 20705 | 101 | 205 | 0.026585 | 0.00012968
| 2015/16 | 27/05/2016 | PLANNED | 1340 | 4 | 335 | 0.0017205 | 5.1359e-06
| 2015/16 | 27/05/2016 | PLANNED | 223 | 1 | 223 | 0.00028632 | 1.284e-06
| 2015/16 | 27/05/2016 | PLANNED | 570 | 2 | 285 | 0.00073186 | 2.5679e-06
| 2015/16 | 27/05/2016 | PLANNED | 134 | 1 | 134 | 0.00017205 | 1.284e-06
| 2015/16 | 28/05/2016 | PLANNED | 34040 | 74 | 460 | 0.043706 | 9.5014e-05
| 2015/16 | 28/05/2016 | PLANNED | 2 | 1 | 2 | 2.5679e-06 | 1.284e-06
| 2015/16 | 28/05/2016 | PLANNED | 335 | 1 | 335 | 0.00043013 | 1.284e-06
| 2015/16 | 29/05/2016 | PLANNED | 6515 | 17 | 383.2353 | 0.008365 | 2.1827e-05
| 2015/16 | 29/05/2016 | PLANNED | 19140 | 116 | 165 | 0.024575 | 0.00014894
| 2015/16 | 29/05/2016 | PLANNED | 3900 | 13 | 300 | 0.0050075 | 1.6692e-05
| 2015/16 | 30/05/2016 | PLANNED | 1450 | 10 | 145 | 0.0018618 | 1.284e-05
| 2015/16 | 30/05/2016 | PLANNED | 658 | 5 | 131.6 | 0.00084485 | 6.4198e-06
| 2015/16 | 30/05/2016 | PLANNED | 1629 | 57 | 28.5789 | 0.0020916 | 7.3186e-05
| 2015/16 | 30/05/2016 | PLANNED | 456 | 4 | 114 | 0.00058549 | 5.1359e-06
| 2015/16 | 30/05/2016 | PLANNED | 11920 | 32 | 372.5 | 0.015305 | 4.1087e-05
| 2015/16 | 31/05/2016 | PLANNED | 80473 | 477 | 168.7065 | 0.10332 | 0.00061245
| 2015/16 | 31/05/2016 | PLANNED | 762 | 6 | 127 | 0.00097838 | 7.7038e-06
| 2015/16 | 31/05/2016 | PLANNED | 3572 | 2 | 1786 | 0.0045863 | 2.5679e-06
| 2015/16 | 31/05/2016 | PLANNED | 9537 | 51 | 187 | 0.012245 | 6.5482e-05
| 2015/16 | 31/05/2016 | PLANNED | 12375 | 45 | 275 | 0.015889 | 5.7779e-05
| 2015/16 | 31/05/2016 | PLANNED | 1244 | 4 | 311 | 0.0015973 | 5.1359e-06
| 2015/16 | 31/05/2016 | PLANNED | 17600 | 358 | 49.162 | 0.022598 | 0.00045966
| 2015/16 | 31/05/2016 | PLANNED | 4660 | 216 | 21.5741 | 0.0059833 | 0.00027734
| 2015/16 | 31/05/2016 | PLANNED | 315 | 1 | 315 | 0.00040445 | 1.284e-06
| 2015/16 | 31/05/2016 | PLANNED | 4 | 2 | 2 | 5.1359e-06 | 2.5679e-06
| 2015/16 | 31/05/2016 | PLANNED | 99 | 9 | 11 | 0.00012711 | 1.1556e-05
| 2015/16 | 31/05/2016 | PLANNED | 48 | 2 | 24 | 6.163e-05 | 2.5679e-06
| 2015/16 | 31/05/2016 | PLANNED | 726 | 11 | 66 | 0.00093216 | 1.4124e-05
| 2015/16 | 31/05/2016 | PLANNED | 20 | 2 | 10 | 2.5679e-05 | 2.5679e-06
| 2015/16 | 1/06/2016 | PLANNED | 17066 | 44 | 387.8636 | 0.021912 | 5.6495e-05
| 2015/16 | 1/06/2016 | PLANNED | 2178 | 6 | 363 | 0.0027965 | 7.7038e-06
| 2015/16 | 1/06/2016 | PLANNED | 29 | 1 | 29 | 3.7235e-05 | 1.284e-06
| 2015/16 | 1/06/2016 | PLANNED | 36252 | 114 | 318 | 0.046546 | 0.00014637
| 2015/16 | 1/06/2016 | PLANNED | 275 | 1 | 275 | 0.00035309 | 1.284e-06
| 2015/16 | 1/06/2016 | PLANNED | 51545 | 169 | 305 | 0.066182 | 0.00021699
| 2015/16 | 1/06/2016 | PLANNED | 1044 | 4 | 261 | 0.0013405 | 5.1359e-06
| 2015/16 | 1/06/2016 | PLANNED | 1095 | 5 | 219 | 0.0014059 | 6.4198e-06
| 2015/16 | 1/06/2016 | PLANNED | 9 | 1 | 9 | 1.1556e-05 | 1.284e-06
| 2015/16 | 1/06/2016 | PLANNED | 290 | 1 | 290 | 0.00037235 | 1.284e-06
| 2015/16 | 1/06/2016 | PLANNED | 44821 | 133 | 337 | 0.057549 | 0.00017077
| 2015/16 | 1/06/2016 | PLANNED | 1125 | 9 | 125 | 0.0014445 | 1.1556e-05
| 2015/16 | 1/06/2016 | PLANNED | 360 | 3 | 120 | 0.00046223 | 3.8519e-06
| 2015/16 | 1/06/2016 | PLANNED | 70 | 2 | 35 | 8.9878e-05 | 2.5679e-06
| 2015/16 | 1/06/2016 | PLANNED | 15 | 1 | 15 | 1.926e-05 | 1.284e-06
| 2015/16 | 2/06/2016 | PLANNED | 3445 | 13 | 265 | 0.0044233 | 1.6692e-05
| 2015/16 | 2/06/2016 | PLANNED | 11861 | 29 | 409 | 0.015229 | 3.7235e-05
| 2015/16 | 2/06/2016 | PLANNED | 2160 | 12 | 180 | 0.0027734 | 1.5408e-05
| 2015/16 | 2/06/2016 | PLANNED | 189 | 3 | 63 | 0.00024267 | 3.8519e-06
| 2015/16 | 2/06/2016 | PLANNED | 13845 | 39 | 355 | 0.017777 | 5.0075e-05
| 2015/16 | 2/06/2016 | PLANNED | 6256 | 17 | 368 | 0.0080325 | 2.1827e-05
| 2015/16 | 2/06/2016 | PLANNED | 6834 | 34 | 201 | 0.0087746 | 4.3655e-05
| 2015/16 | 2/06/2016 | PLANNED | 325 | 1 | 325 | 0.00041729 | 1.284e-06
| 2015/16 | 2/06/2016 | PLANNED | 120 | 2 | 60 | 0.00015408 | 2.5679e-06
| 2015/16 | 2/06/2016 | PLANNED | 80 | 1 | 80 | 0.00010272 | 1.284e-06
| 2015/16 | 2/06/2016 | PLANNED | 30214 | 112 | 269.7679 | 0.038794 | 0.0001438
| 2015/16 | 2/06/2016 | PLANNED | 650 | 5 | 130 | 0.00083458 | 6.4198e-06
| 2015/16 | 2/06/2016 | PLANNED | 5074 | 43 | 118 | 0.0065149 | 5.5211e-05
| 2015/16 | 2/06/2016 | PLANNED | 600 | 60 | 10 | 0.00077038 | 7.7038e-05
| 2015/16 | 2/06/2016 | PLANNED | 24081 | 69 | 349 | 0.030919 | 8.8594e-05
| 2015/16 | 3/06/2016 | PLANNED | 2513 | 7 | 359 | 0.0032266 | 8.9878e-06
| 2015/16 | 3/06/2016 | PLANNED | 9855 | 27 | 365 | 0.012653 | 3.4667e-05
| 2015/16 | 3/06/2016 | PLANNED | 495 | 3 | 165 | 0.00063556 | 3.8519e-06
| 2015/16 | 3/06/2016 | PLANNED | 5122 | 26 | 197 | 0.0065765 | 3.3383e-05
| 2015/16 | 3/06/2016 | PLANNED | 4640 | 16 | 290 | 0.0059576 | 2.0543e-05
| 2015/16 | 3/06/2016 | PLANNED | 630 | 2 | 315 | 0.0008089 | 2.5679e-06
| 2015/16 | 3/06/2016 | PLANNED | 6751 | 28 | 241.1071 | 0.0086681 | 3.5951e-05
| 2015/16 | 3/06/2016 | PLANNED | 385 | 3 | 128.3333 | 0.00049433 | 3.8519e-06
| 2015/16 | 3/06/2016 | PLANNED | 64842 | 303 | 214 | 0.083255 | 0.00038904
| 2015/16 | 3/06/2016 | PLANNED | 230 | 2 | 115 | 0.00029531 | 2.5679e-06
| 2015/16 | 3/06/2016 | PLANNED | 2368 | 32 | 74 | 0.0030404 | 4.1087e-05
| 2015/16 | 3/06/2016 | PLANNED | 16 | 2 | 8 | 2.0543e-05 | 2.5679e-06
| 2015/16 | 4/06/2016 | PLANNED | 870 | 2 | 435 | 0.0011171 | 2.5679e-06
| 2015/16 | 5/06/2016 | PLANNED | 1500 | 15 | 100 | 0.001926 | 1.926e-05
| 2015/16 | 5/06/2016 | PLANNED | 4836 | 12 | 403 | 0.0062093 | 1.5408e-05
| 2015/16 | 5/06/2016 | PLANNED | 410 | 2 | 205 | 0.00052643 | 2.5679e-06
| 2015/16 | 5/06/2016 | PLANNED | 7055 | 17 | 415 | 0.0090584 | 2.1827e-05
| 2015/16 | 5/06/2016 | PLANNED | 17460 | 59 | 295.9322 | 0.022418 | 7.5754e-05
| 2015/16 | 5/06/2016 | PLANNED | 20717 | 263 | 78.7719 | 0.0266 | 0.00033768
| 2015/16 | 6/06/2016 | PLANNED | 6082 | 83 | 73.2771 | 0.0078091 | 0.00010657
| 2015/16 | 6/06/2016 | PLANNED | 12894 | 42 | 307 | 0.016555 | 5.3927e-05
| 2015/16 | 6/06/2016 | PLANNED | 620 | 2 | 310 | 0.00079606 | 2.5679e-06
| 2015/16 | 6/06/2016 | PLANNED | 15 | 1 | 15 | 1.926e-05 | 1.284e-06
| 2015/16 | 6/06/2016 | PLANNED | 32 | 2 | 16 | 4.1087e-05 | 2.5679e-06
| 2015/16 | 6/06/2016 | PLANNED | 30 | 2 | 15 | 3.8519e-05 | 2.5679e-06
| 2015/16 | 7/06/2016 | PLANNED | 5256 | 12 | 438 | 0.0067485 | 1.5408e-05
| 2015/16 | 7/06/2016 | PLANNED | 920 | 2 | 460 | 0.0011812 | 2.5679e-06
| 2015/16 | 7/06/2016 | PLANNED | 7766 | 22 | 353 | 0.0099713 | 2.8247e-05
| 2015/16 | 7/06/2016 | PLANNED | 11655 | 63 | 185 | 0.014965 | 8.089e-05
| 2015/16 | 7/06/2016 | PLANNED | 4190 | 15 | 279.3333 | 0.0053798 | 1.926e-05
| 2015/16 | 7/06/2016 | PLANNED | 24616 | 68 | 362 | 0.031606 | 8.731e-05
| 2015/16 | 7/06/2016 | PLANNED | 1300 | 5 | 260 | 0.0016692 | 6.4198e-06
| 2015/16 | 7/06/2016 | PLANNED | 336 | 6 | 56 | 0.00043141 | 7.7038e-06
| 2015/16 | 7/06/2016 | PLANNED | 1395 | 9 | 155 | 0.0017911 | 1.1556e-05
| 2015/16 | 7/06/2016 | PLANNED | 275 | 13 | 21.1538 | 0.00035309 | 1.6692e-05
| 2015/16 | 7/06/2016 | PLANNED | 3200 | 25 | 128 | 0.0041087 | 3.2099e-05
| 2015/16 | 8/06/2016 | PLANNED | 6397 | 14 | 456.9286 | 0.0082135 | 1.7976e-05
| 2015/16 | 8/06/2016 | PLANNED | 7580 | 20 | 379 | 0.0097325 | 2.5679e-05
| 2015/16 | 8/06/2016 | PLANNED | 45310 | 153 | 296.1438 | 0.058177 | 0.00019645
| 2015/16 | 8/06/2016 | PLANNED | 29222 | 82 | 356.3659 | 0.03752 | 0.00010529
| 2015/16 | 8/06/2016 | PLANNED | 780 | 4 | 195 | 0.0010015 | 5.1359e-06
| 2015/16 | 8/06/2016 | PLANNED | 4136 | 16 | 258.5 | 0.0053105 | 2.0543e-05
| 2015/16 | 8/06/2016 | PLANNED | 11700 | 39 | 300 | 0.015022 | 5.0075e-05
| 2015/16 | 8/06/2016 | PLANNED | 17450 | 50 | 349 | 0.022405 | 6.4198e-05
| 2015/16 | 8/06/2016 | PLANNED | 348 | 1 | 348 | 0.00044682 | 1.284e-06
| 2015/16 | 8/06/2016 | PLANNED | 38542 | 101 | 381.604 | 0.049487 | 0.00012968
| 2015/16 | 8/06/2016 | PLANNED | 280 | 1 | 280 | 0.00035951 | 1.284e-06
| 2015/16 | 8/06/2016 | PLANNED | 551 | 29 | 19 | 0.00070747 | 3.7235e-05
| 2015/16 | 8/06/2016 | PLANNED | 1917 | 27 | 71 | 0.0024614 | 3.4667e-05
| 2015/16 | 8/06/2016 | PLANNED | 54 | 2 | 27 | 6.9334e-05 | 2.5679e-06
| 2015/16 | 8/06/2016 | PLANNED | 30 | 2 | 15 | 3.8519e-05 | 2.5679e-06
| 2015/16 | 9/06/2016 | PLANNED | 137 | 1 | 137 | 0.0001759 | 1.284e-06
| 2015/16 | 9/06/2016 | PLANNED | 3480 | 8 | 435 | 0.0044682 | 1.0272e-05
| 2015/16 | 9/06/2016 | PLANNED | 3300 | 11 | 300 | 0.0042371 | 1.4124e-05
| 2015/16 | 9/06/2016 | PLANNED | 1653 | 29 | 57 | 0.0021224 | 3.7235e-05
| 2015/16 | 9/06/2016 | PLANNED | 19600 | 50 | 392 | 0.025166 | 6.4198e-05
| 2015/16 | 9/06/2016 | PLANNED | 8028 | 18 | 446 | 0.010308 | 2.3111e-05
| 2015/16 | 9/06/2016 | PLANNED | 54320 | 140 | 388 | 0.069745 | 0.00017976
| 2015/16 | 9/06/2016 | PLANNED | 105 | 1 | 105 | 0.00013482 | 1.284e-06
| 2015/16 | 9/06/2016 | PLANNED | 50794 | 218 | 233 | 0.065218 | 0.0002799
| 2015/16 | 9/06/2016 | PLANNED | 22 | 22 | 1 | 2.8247e-05 | 2.8247e-05
| 2015/16 | 9/06/2016 | PLANNED | 6006 | 22 | 273 | 0.0077115 | 2.8247e-05
| 2015/16 | 9/06/2016 | PLANNED | 36957 | 127 | 291 | 0.047452 | 0.00016306
| 2015/16 | 9/06/2016 | PLANNED | 1224 | 18 | 68 | 0.0015716 | 2.3111e-05
| 2015/16 | 10/06/2016 | PLANNED | 18346 | 98 | 187.2041 | 0.023556 | 0.00012583
| 2015/16 | 10/06/2016 | PLANNED | 22 | 1 | 22 | 2.8247e-05 | 1.284e-06
| 2015/16 | 10/06/2016 | PLANNED | 16650 | 50 | 333 | 0.021378 | 6.4198e-05
| 2015/16 | 10/06/2016 | PLANNED | 13975 | 43 | 325 | 0.017943 | 5.5211e-05
| 2015/16 | 10/06/2016 | PLANNED | 36570 | 318 | 115 | 0.046955 | 0.0004083
| 2015/16 | 10/06/2016 | PLANNED | 8010 | 33 | 242.7273 | 0.010285 | 4.2371e-05
| 2015/16 | 10/06/2016 | PLANNED | 35451 | 101 | 351 | 0.045518 | 0.00012968
| 2015/16 | 10/06/2016 | PLANNED | 75 | 3 | 25 | 9.6298e-05 | 3.8519e-06
| 2015/16 | 10/06/2016 | PLANNED | 293 | 1 | 293 | 0.0003762 | 1.284e-06
| 2015/16 | 10/06/2016 | PLANNED | 42 | 1 | 42 | 5.3927e-05 | 1.284e-06
| 2015/16 | 10/06/2016 | PLANNED | 92 | 4 | 23 | 0.00011812 | 5.1359e-06
| 2015/16 | 10/06/2016 | PLANNED | 10 | 2 | 5 | 1.284e-05 | 2.5679e-06
| 2015/16 | 10/06/2016 | PLANNED | 760 | 19 | 40 | 0.00097582 | 2.4395e-05
| 2015/16 | 10/06/2016 | PLANNED | 1530 | 51 | 30 | 0.0019645 | 6.5482e-05
| 2015/16 | 10/06/2016 | PLANNED | 1760 | 44 | 40 | 0.0022598 | 5.6495e-05
| 2015/16 | 10/06/2016 | PLANNED | 105 | 3 | 35 | 0.00013482 | 3.8519e-06
| 2015/16 | 10/06/2016 | PLANNED | 640 | 5 | 128 | 0.00082174 | 6.4198e-06
| 2015/16 | 10/06/2016 | PLANNED | 4 | 1 | 4 | 5.1359e-06 | 1.284e-06
| 2015/16 | 10/06/2016 | PLANNED | 5580 | 93 | 60 | 0.0071645 | 0.00011941
| 2015/16 | 14/06/2016 | PLANNED | 2250 | 18 | 125 | 0.0028889 | 2.3111e-05
| 2015/16 | 14/06/2016 | PLANNED | 1350 | 5 | 270 | 0.0017334 | 6.4198e-06
| 2015/16 | 14/06/2016 | PLANNED | 1568 | 8 | 196 | 0.0020133 | 1.0272e-05
| 2015/16 | 14/06/2016 | PLANNED | 15265 | 43 | 355 | 0.0196 | 5.5211e-05
| 2015/16 | 14/06/2016 | PLANNED | 800 | 10 | 80 | 0.0010272 | 1.284e-05
| 2015/16 | 14/06/2016 | PLANNED | 1440 | 9 | 160 | 0.0018489 | 1.1556e-05
| 2015/16 | 14/06/2016 | PLANNED | 585 | 3 | 195 | 0.00075112 | 3.8519e-06
| 2015/16 | 14/06/2016 | PLANNED | 6 | 2 | 3 | 7.7038e-06 | 2.5679e-06
| 2015/16 | 14/06/2016 | PLANNED | 4 | 2 | 2 | 5.1359e-06 | 2.5679e-06
| 2015/16 | 14/06/2016 | PLANNED | 6 | 2 | 3 | 7.7038e-06 | 2.5679e-06
| 2015/16 | 14/06/2016 | PLANNED | 7 | 1 | 7 | 8.9878e-06 | 1.284e-06
| 2015/16 | 14/06/2016 | PLANNED | 184 | 7 | 26.2857 | 0.00023625 | 8.9878e-06
| 2015/16 | 14/06/2016 | PLANNED | 4 | 2 | 2 | 5.1359e-06 | 2.5679e-06
| 2015/16 | 14/06/2016 | PLANNED | 4 | 2 | 2 | 5.1359e-06 | 2.5679e-06
| 2015/16 | 14/06/2016 | PLANNED | 65 | 1 | 65 | 8.3458e-05 | 1.284e-06
| 2015/16 | 15/06/2016 | PLANNED | 401 | 1 | 401 | 0.00051487 | 1.284e-06
| 2015/16 | 15/06/2016 | PLANNED | 318 | 1 | 318 | 0.0004083 | 1.284e-06
| 2015/16 | 15/06/2016 | PLANNED | 9755 | 67 | 145.597 | 0.012525 | 8.6026e-05
| 2015/16 | 15/06/2016 | PLANNED | 3135 | 11 | 285 | 0.0040252 | 1.4124e-05
| 2015/16 | 15/06/2016 | PLANNED | 7245 | 21 | 345 | 0.0093023 | 2.6963e-05
| 2015/16 | 15/06/2016 | PLANNED | 240 | 6 | 40 | 0.00030815 | 7.7038e-06
| 2015/16 | 15/06/2016 | PLANNED | 460 | 4 | 115 | 0.00059062 | 5.1359e-06
| 2015/16 | 15/06/2016 | PLANNED | 260 | 1 | 260 | 0.00033383 | 1.284e-06
| 2015/16 | 15/06/2016 | PLANNED | 7625 | 25 | 305 | 0.0097903 | 3.2099e-05
| 2015/16 | 15/06/2016 | PLANNED | 78012 | 197 | 396 | 0.10016 | 0.00025294
| 2015/16 | 15/06/2016 | PLANNED | 4030 | 13 | 310 | 0.0051744 | 1.6692e-05
| 2015/16 | 15/06/2016 | PLANNED | 320 | 1 | 320 | 0.00041087 | 1.284e-06
| 2015/16 | 15/06/2016 | PLANNED | 1212 | 12 | 101 | 0.0015562 | 1.5408e-05
| 2015/16 | 15/06/2016 | PLANNED | 2964 | 13 | 228 | 0.0038057 | 1.6692e-05
| 2015/16 | 15/06/2016 | PLANNED | 8460 | 30 | 282 | 0.010862 | 3.8519e-05
| 2015/16 | 15/06/2016 | PLANNED | 9240 | 84 | 110 | 0.011864 | 0.00010785
| 2015/16 | 15/06/2016 | PLANNED | 11550 | 33 | 350 | 0.01483 | 4.2371e-05
| 2015/16 | 15/06/2016 | PLANNED | 345 | 3 | 115 | 0.00044297 | 3.8519e-06
| 2015/16 | 15/06/2016 | PLANNED | 144 | 2 | 72 | 0.00018489 | 2.5679e-06
| 2015/16 | 15/06/2016 | PLANNED | 45 | 1 | 45 | 5.7779e-05 | 1.284e-06
| 2015/16 | 15/06/2016 | PLANNED | 20350 | 74 | 275 | 0.026129 | 9.5014e-05
| 2015/16 | 15/06/2016 | PLANNED | 1360 | 8 | 170 | 0.0017462 | 1.0272e-05
| 2015/16 | 15/06/2016 | PLANNED | 2515 | 64 | 39.2969 | 0.0032292 | 8.2174e-05
| 2015/16 | 15/06/2016 | PLANNED | 100 | 5 | 20 | 0.0001284 | 6.4198e-06
| 2015/16 | 15/06/2016 | PLANNED | 60 | 2 | 30 | 7.7038e-05 | 2.5679e-06
| 2015/16 | 15/06/2016 | PLANNED | 30 | 2 | 15 | 3.8519e-05 | 2.5679e-06
| 2015/16 | 15/06/2016 | PLANNED | 25 | 1 | 25 | 3.2099e-05 | 1.284e-06
| 2015/16 | 15/06/2016 | PLANNED | 300 | 12 | 25 | 0.00038519 | 1.5408e-05
| 2015/16 | 15/06/2016 | PLANNED | 125 | 5 | 25 | 0.0001605 | 6.4198e-06
| 2015/16 | 15/06/2016 | PLANNED | 10 | 1 | 10 | 1.284e-05 | 1.284e-06
| 2015/16 | 16/06/2016 | PLANNED | 20250 | 50 | 405 | 0.026 | 6.4198e-05
| 2015/16 | 16/06/2016 | PLANNED | 43407 | 91 | 477 | 0.055733 | 0.00011684
| 2015/16 | 16/06/2016 | PLANNED | 2030 | 5 | 406 | 0.0026065 | 6.4198e-06
| 2015/16 | 16/06/2016 | PLANNED | 40 | 2 | 20 | 5.1359e-05 | 2.5679e-06
| 2015/16 | 16/06/2016 | PLANNED | 366 | 2 | 183 | 0.00046993 | 2.5679e-06
| 2015/16 | 16/06/2016 | PLANNED | 3951 | 12 | 329.25 | 0.005073 | 1.5408e-05
| 2015/16 | 16/06/2016 | PLANNED | 22995 | 63 | 365 | 0.029525 | 8.089e-05
| 2015/16 | 16/06/2016 | PLANNED | 13250 | 131 | 101.145 | 0.017013 | 0.0001682
| 2015/16 | 16/06/2016 | PLANNED | 260 | 2 | 130 | 0.00033383 | 2.5679e-06
| 2015/16 | 16/06/2016 | PLANNED | 1400 | 5 | 280 | 0.0017976 | 6.4198e-06
| 2015/16 | 16/06/2016 | PLANNED | 6345 | 47 | 135 | 0.0081468 | 6.0346e-05
| 2015/16 | 16/06/2016 | PLANNED | 11957 | 55 | 217.4 | 0.015352 | 7.0618e-05
| 2015/16 | 16/06/2016 | PLANNED | 2412 | 6 | 402 | 0.0030969 | 7.7038e-06
| 2015/16 | 16/06/2016 | PLANNED | 1155 | 21 | 55 | 0.001483 | 2.6963e-05
| 2015/16 | 16/06/2016 | PLANNED | 4750 | 25 | 190 | 0.0060988 | 3.2099e-05
| 2015/16 | 16/06/2016 | PLANNED | 2065 | 7 | 295 | 0.0026514 | 8.9878e-06
| 2015/16 | 16/06/2016 | PLANNED | 3492 | 22 | 158.7273 | 0.0044836 | 2.8247e-05
| 2015/16 | 16/06/2016 | PLANNED | 90 | 2 | 45 | 0.00011556 | 2.5679e-06
| 2015/16 | 16/06/2016 | PLANNED | 18117 | 61 | 297 | 0.023262 | 7.8322e-05
| 2015/16 | 16/06/2016 | PLANNED | 11050 | 34 | 325 | 0.014188 | 4.3655e-05
| 2015/16 | 16/06/2016 | PLANNED | 2 | 1 | 2 | 2.5679e-06 | 1.284e-06
| 2015/16 | 16/06/2016 | PLANNED | 56282 | 214 | 263 | 0.072264 | 0.00027477
| 2015/16 | 16/06/2016 | PLANNED | 1020 | 24 | 42.5 | 0.0013096 | 3.0815e-05
| 2015/16 | 16/06/2016 | PLANNED | 8 | 2 | 4 | 1.0272e-05 | 2.5679e-06
| 2015/16 | 16/06/2016 | PLANNED | 6 | 2 | 3 | 7.7038e-06 | 2.5679e-06
| 2015/16 | 16/06/2016 | PLANNED | 8 | 1 | 8 | 1.0272e-05 | 1.284e-06
| 2015/16 | 16/06/2016 | PLANNED | 195 | 3 | 65 | 0.00025037 | 3.8519e-06
| 2015/16 | 16/06/2016 | PLANNED | 900 | 30 | 30 | 0.0011556 | 3.8519e-05
| 2015/16 | 16/06/2016 | PLANNED | 2706 | 82 | 33 | 0.0034744 | 0.00010529
| 2015/16 | 16/06/2016 | PLANNED | 480 | 12 | 40 | 0.0006163 | 1.5408e-05
| 2015/16 | 16/06/2016 | PLANNED | 3 | 3 | 1 | 3.8519e-06 | 3.8519e-06
| 2015/16 | 16/06/2016 | PLANNED | 5000 | 100 | 50 | 0.0064198 | 0.0001284
| 2015/16 | 16/06/2016 | PLANNED | 1995 | 57 | 35 | 0.0025615 | 7.3186e-05
| 2015/16 | 16/06/2016 | PLANNED | 3 | 1 | 3 | 3.8519e-06 | 1.284e-06
| 2015/16 | 16/06/2016 | PLANNED | 260 | 13 | 20 | 0.00033383 | 1.6692e-05
| 2015/16 | 16/06/2016 | PLANNED | 20 | 2 | 10 | 2.5679e-05 | 2.5679e-06
| 2015/16 | 16/06/2016 | PLANNED | 1476 | 36 | 41 | 0.0018951 | 4.6223e-05
| 2015/16 | 16/06/2016 | PLANNED | 340 | 5 | 68 | 0.00043655 | 6.4198e-06
| 2015/16 | 16/06/2016 | PLANNED | 3 | 1 | 3 | 3.8519e-06 | 1.284e-06
| 2015/16 | 16/06/2016 | PLANNED | 450 | 15 | 30 | 0.00057779 | 1.926e-05
| 2015/16 | 16/06/2016 | PLANNED | 675 | 15 | 45 | 0.00086668 | 1.926e-05
| 2015/16 | 16/06/2016 | PLANNED | 625 | 25 | 25 | 0.00080248 | 3.2099e-05
| 2015/16 | 16/06/2016 | PLANNED | 720 | 24 | 30 | 0.00092446 | 3.0815e-05
| 2015/16 | 17/06/2016 | PLANNED | 11800 | 50 | 236 | 0.015151 | 6.4198e-05
| 2015/16 | 17/06/2016 | PLANNED | 120 | 1 | 120 | 0.00015408 | 1.284e-06
| 2015/16 | 17/06/2016 | PLANNED | 23 | 6 | 3.8333 | 2.9531e-05 | 7.7038e-06
| 2015/16 | 17/06/2016 | PLANNED | 5859 | 31 | 189 | 0.0075228 | 3.9803e-05
| 2015/16 | 17/06/2016 | PLANNED | 680 | 2 | 340 | 0.0008731 | 2.5679e-06
| 2015/16 | 17/06/2016 | PLANNED | 6975 | 25 | 279 | 0.0089557 | 3.2099e-05
| 2015/16 | 17/06/2016 | PLANNED | 2030 | 14 | 145 | 0.0026065 | 1.7976e-05
| 2015/16 | 17/06/2016 | PLANNED | 115 | 1 | 115 | 0.00014766 | 1.284e-06
| 2015/16 | 17/06/2016 | PLANNED | 774 | 18 | 43 | 0.00099379 | 2.3111e-05
| 2015/16 | 17/06/2016 | PLANNED | 3240 | 15 | 216 | 0.0041601 | 1.926e-05
| 2015/16 | 17/06/2016 | PLANNED | 48 | 2 | 24 | 6.163e-05 | 2.5679e-06
| 2015/16 | 17/06/2016 | PLANNED | 4275 | 45 | 95 | 0.005489 | 5.7779e-05
| 2015/16 | 17/06/2016 | PLANNED | 34 | 2 | 17 | 4.3655e-05 | 2.5679e-06
| 2015/16 | 17/06/2016 | PLANNED | 19 | 1 | 19 | 2.4395e-05 | 1.284e-06
| 2015/16 | 17/06/2016 | PLANNED | 21 | 1 | 21 | 2.6963e-05 | 1.284e-06
| 2015/16 | 18/06/2016 | PLANNED | 30 | 1 | 30 | 3.8519e-05 | 1.284e-06
| 2015/16 | 19/06/2016 | PLANNED | 4116 | 42 | 98 | 0.0052848 | 5.3927e-05
| 2015/16 | 19/06/2016 | PLANNED | 2880 | 36 | 80 | 0.0036978 | 4.6223e-05
| 2015/16 | 19/06/2016 | PLANNED | 46845 | 85 | 551.1176 | 0.060147 | 0.00010914
| 2015/16 | 19/06/2016 | PLANNED | 707408 | 3476 | 203.5121 | 0.90829 | 0.0044631
| 2015/16 | 19/06/2016 | PLANNED | 151887 | 591 | 257 | 0.19502 | 0.00075882
| 2015/16 | 19/06/2016 | PLANNED | 542456 | 1907 | 284.4552 | 0.6965 | 0.0024485
| 2015/16 | 19/06/2016 | PLANNED | 268308 | 1142 | 234.9457 | 0.3445 | 0.0014663
| 2015/16 | 19/06/2016 | PLANNED | 1152 | 3 | 384 | 0.0014791 | 3.8519e-06
| 2015/16 | 19/06/2016 | PLANNED | 3302 | 9 | 366.8889 | 0.0042397 | 1.1556e-05
| 2015/16 | 19/06/2016 | PLANNED | 370 | 1 | 370 | 0.00047507 | 1.284e-06
| 2015/16 | 20/06/2016 | PLANNED | 18428 | 196 | 94.0204 | 0.023661 | 0.00025166
| 2015/16 | 20/06/2016 | PLANNED | 626 | 2 | 313 | 0.00080376 | 2.5679e-06
| 2015/16 | 20/06/2016 | PLANNED | 5760 | 18 | 320 | 0.0073957 | 2.3111e-05
| 2015/16 | 20/06/2016 | PLANNED | 3133 | 13 | 241 | 0.0040227 | 1.6692e-05
| 2015/16 | 20/06/2016 | PLANNED | 7 | 1 | 7 | 8.9878e-06 | 1.284e-06
| 2015/16 | 20/06/2016 | PLANNED | 11 | 1 | 11 | 1.4124e-05 | 1.284e-06
| 2015/16 | 21/06/2016 | PLANNED | 11194 | 23 | 486.6957 | 0.014373 | 2.9531e-05
| 2015/16 | 21/06/2016 | PLANNED | 95 | 1 | 95 | 0.00012198 | 1.284e-06
| 2015/16 | 21/06/2016 | PLANNED | 17500 | 50 | 350 | 0.022469 | 6.4198e-05
| 2015/16 | 21/06/2016 | PLANNED | 720 | 6 | 120 | 0.00092446 | 7.7038e-06
| 2015/16 | 21/06/2016 | PLANNED | 28 | 1 | 28 | 3.5951e-05 | 1.284e-06
| 2015/16 | 21/06/2016 | PLANNED | 299 | 13 | 23 | 0.00038391 | 1.6692e-05
| 2015/16 | 21/06/2016 | PLANNED | 4560 | 20 | 228 | 0.0058549 | 2.5679e-05
| 2015/16 | 21/06/2016 | PLANNED | 346 | 1 | 346 | 0.00044425 | 1.284e-06
| 2015/16 | 21/06/2016 | PLANNED | 2790 | 9 | 310 | 0.0035823 | 1.1556e-05
| 2015/16 | 21/06/2016 | PLANNED | 17690 | 61 | 290 | 0.022713 | 7.8322e-05
| 2015/16 | 21/06/2016 | PLANNED | 399 | 3 | 133 | 0.0005123 | 3.8519e-06
| 2015/16 | 21/06/2016 | PLANNED | 334 | 2 | 167 | 0.00042885 | 2.5679e-06
| 2015/16 | 21/06/2016 | PLANNED | 460 | 20 | 23 | 0.00059062 | 2.5679e-05
| 2015/16 | 21/06/2016 | PLANNED | 784 | 7 | 112 | 0.0010066 | 8.9878e-06
| 2015/16 | 21/06/2016 | PLANNED | 720 | 8 | 90 | 0.00092446 | 1.0272e-05
| 2015/16 | 21/06/2016 | PLANNED | 293 | 1 | 293 | 0.0003762 | 1.284e-06
| 2015/16 | 21/06/2016 | PLANNED | 5409 | 82 | 65.9634 | 0.006945 | 0.00010529
| 2015/16 | 21/06/2016 | PLANNED | 525 | 7 | 75 | 0.00067408 | 8.9878e-06
| 2015/16 | 21/06/2016 | PLANNED | 14560 | 56 | 260 | 0.018695 | 7.1902e-05
| 2015/16 | 21/06/2016 | PLANNED | 329 | 8 | 41.125 | 0.00042243 | 1.0272e-05
| 2015/16 | 21/06/2016 | PLANNED | 93 | 3 | 31 | 0.00011941 | 3.8519e-06
| 2015/16 | 21/06/2016 | PLANNED | 950 | 19 | 50 | 0.0012198 | 2.4395e-05
| 2015/16 | 21/06/2016 | PLANNED | 315 | 7 | 45 | 0.00040445 | 8.9878e-06
| 2015/16 | 21/06/2016 | PLANNED | 1274 | 23 | 55.3913 | 0.0016358 | 2.9531e-05
| 2015/16 | 21/06/2016 | PLANNED | 36 | 2 | 18 | 4.6223e-05 | 2.5679e-06
| 2015/16 | 21/06/2016 | PLANNED | 10 | 2 | 5 | 1.284e-05 | 2.5679e-06
| 2015/16 | 21/06/2016 | PLANNED | 140 | 7 | 20 | 0.00017976 | 8.9878e-06
| 2015/16 | 22/06/2016 | PLANNED | 7958 | 23 | 346 | 0.010218 | 2.9531e-05
| 2015/16 | 22/06/2016 | PLANNED | 690 | 6 | 115 | 0.00088594 | 7.7038e-06
| 2015/16 | 22/06/2016 | PLANNED | 216 | 8 | 27 | 0.00027734 | 1.0272e-05
| 2015/16 | 22/06/2016 | PLANNED | 19 | 1 | 19 | 2.4395e-05 | 1.284e-06
| 2015/16 | 22/06/2016 | PLANNED | 658 | 2 | 329 | 0.00084485 | 2.5679e-06
| 2015/16 | 22/06/2016 | PLANNED | 4048 | 11 | 368 | 0.0051975 | 1.4124e-05
| 2015/16 | 22/06/2016 | PLANNED | 20500 | 50 | 410 | 0.026321 | 6.4198e-05
| 2015/16 | 22/06/2016 | PLANNED | 5800 | 20 | 290 | 0.007447 | 2.5679e-05
| 2015/16 | 22/06/2016 | PLANNED | 6528 | 17 | 384 | 0.0083817 | 2.1827e-05
| 2015/16 | 22/06/2016 | PLANNED | 76 | 2 | 38 | 9.7582e-05 | 2.5679e-06
| 2015/16 | 22/06/2016 | PLANNED | 260 | 1 | 260 | 0.00033383 | 1.284e-06
| 2015/16 | 22/06/2016 | PLANNED | 1025 | 5 | 205 | 0.0013161 | 6.4198e-06
| 2015/16 | 22/06/2016 | PLANNED | 35496 | 174 | 204 | 0.045576 | 0.00022341
| 2015/16 | 22/06/2016 | PLANNED | 175 | 1 | 175 | 0.00022469 | 1.284e-06
| 2015/16 | 22/06/2016 | PLANNED | 43 | 1 | 43 | 5.5211e-05 | 1.284e-06
| 2015/16 | 22/06/2016 | PLANNED | 188 | 9 | 20.8889 | 0.00024139 | 1.1556e-05
| 2015/16 | 22/06/2016 | PLANNED | 3492 | 36 | 97 | 0.0044836 | 4.6223e-05
| 2015/16 | 23/06/2016 | PLANNED | 525 | 5 | 105 | 0.00067408 | 6.4198e-06
| 2015/16 | 23/06/2016 | PLANNED | 4515 | 21 | 215 | 0.0057971 | 2.6963e-05
| 2015/16 | 23/06/2016 | PLANNED | 1608 | 12 | 134 | 0.0020646 | 1.5408e-05
| 2015/16 | 23/06/2016 | PLANNED | 1980 | 18 | 110 | 0.0025423 | 2.3111e-05
| 2015/16 | 23/06/2016 | PLANNED | 310 | 1 | 310 | 0.00039803 | 1.284e-06
| 2015/16 | 23/06/2016 | PLANNED | 925 | 5 | 185 | 0.0011877 | 6.4198e-06
| 2015/16 | 23/06/2016 | PLANNED | 17085 | 51 | 335 | 0.021937 | 6.5482e-05
| 2015/16 | 23/06/2016 | PLANNED | 1160 | 4 | 290 | 0.0014894 | 5.1359e-06
| 2015/16 | 23/06/2016 | PLANNED | 325 | 1 | 325 | 0.00041729 | 1.284e-06
| 2015/16 | 23/06/2016 | PLANNED | 1719 | 48 | 35.8125 | 0.0022071 | 6.163e-05
| 2015/16 | 23/06/2016 | PLANNED | 840 | 8 | 105 | 0.0010785 | 1.0272e-05
| 2015/16 | 23/06/2016 | PLANNED | 255 | 17 | 15 | 0.00032741 | 2.1827e-05
| 2015/16 | 23/06/2016 | PLANNED | 12658 | 44 | 287.6818 | 0.016252 | 5.6495e-05
| 2015/16 | 23/06/2016 | PLANNED | 9500 | 50 | 190 | 0.012198 | 6.4198e-05
| 2015/16 | 23/06/2016 | PLANNED | 14416 | 106 | 136 | 0.01851 | 0.0001361
| 2015/16 | 23/06/2016 | PLANNED | 240 | 3 | 80 | 0.00030815 | 3.8519e-06
| 2015/16 | 23/06/2016 | PLANNED | 200 | 5 | 40 | 0.00025679 | 6.4198e-06
| 2015/16 | 23/06/2016 | PLANNED | 2543 | 101 | 25.1782 | 0.0032651 | 0.00012968
| 2015/16 | 23/06/2016 | PLANNED | 124 | 2 | 62 | 0.00015921 | 2.5679e-06
| 2015/16 | 23/06/2016 | PLANNED | 77 | 1 | 77 | 9.8865e-05 | 1.284e-06
| 2015/16 | 24/06/2016 | PLANNED | 360 | 1 | 360 | 0.00046223 | 1.284e-06
| 2015/16 | 24/06/2016 | PLANNED | 10350 | 45 | 230 | 0.013289 | 5.7779e-05
| 2015/16 | 24/06/2016 | PLANNED | 600 | 2 | 300 | 0.00077038 | 2.5679e-06
| 2015/16 | 24/06/2016 | PLANNED | 4598 | 19 | 242 | 0.0059037 | 2.4395e-05
| 2015/16 | 24/06/2016 | PLANNED | 550 | 110 | 5 | 0.00070618 | 0.00014124
| 2015/16 | 24/06/2016 | PLANNED | 460 | 25 | 18.4 | 0.00059062 | 3.2099e-05
| 2015/16 | 24/06/2016 | PLANNED | 31 | 1 | 31 | 3.9803e-05 | 1.284e-06
| 2015/16 | 24/06/2016 | PLANNED | 10624 | 64 | 166 | 0.013641 | 8.2174e-05
| 2015/16 | 24/06/2016 | PLANNED | 26 | 1 | 26 | 3.3383e-05 | 1.284e-06
| 2015/16 | 24/06/2016 | PLANNED | 169 | 8 | 21.125 | 0.00021699 | 1.0272e-05
| 2015/16 | 24/06/2016 | PLANNED | 36 | 3 | 12 | 4.6223e-05 | 3.8519e-06
| 2015/16 | 25/06/2016 | PLANNED | 510 | 6 | 85 | 0.00065482 | 7.7038e-06
| 2015/16 | 26/06/2016 | PLANNED | 4224 | 12 | 352 | 0.0054235 | 1.5408e-05
| 2015/16 | 26/06/2016 | PLANNED | 915 | 3 | 305 | 0.0011748 | 3.8519e-06
| 2015/16 | 26/06/2016 | PLANNED | 260 | 1 | 260 | 0.00033383 | 1.284e-06
| 2015/16 | 26/06/2016 | PLANNED | 98 | 1 | 98 | 0.00012583 | 1.284e-06
| 2015/16 | 27/06/2016 | PLANNED | 2385 | 48 | 49.6875 | 0.0030623 | 6.163e-05
| 2015/16 | 27/06/2016 | PLANNED | 465 | 3 | 155 | 0.00059704 | 3.8519e-06
| 2015/16 | 27/06/2016 | PLANNED | 975 | 3 | 325 | 0.0012519 | 3.8519e-06
| 2015/16 | 27/06/2016 | PLANNED | 4810 | 15 | 320.6667 | 0.0061759 | 1.926e-05
| 2015/16 | 27/06/2016 | PLANNED | 5130 | 38 | 135 | 0.0065868 | 4.8791e-05
| 2015/16 | 27/06/2016 | PLANNED | 22050 | 63 | 350 | 0.028311 | 8.089e-05
| 2015/16 | 27/06/2016 | PLANNED | 25564 | 166 | 154 | 0.032823 | 0.00021314
| 2015/16 | 27/06/2016 | PLANNED | 303 | 1 | 303 | 0.00038904 | 1.284e-06
| 2015/16 | 27/06/2016 | PLANNED | 150 | 2 | 75 | 0.0001926 | 2.5679e-06
| 2015/16 | 27/06/2016 | PLANNED | 318 | 17 | 18.7059 | 0.0004083 | 2.1827e-05
| 2015/16 | 28/06/2016 | PLANNED | 951 | 3 | 317 | 0.0012211 | 3.8519e-06
| 2015/16 | 28/06/2016 | PLANNED | 32648 | 106 | 308 | 0.041919 | 0.0001361
| 2015/16 | 28/06/2016 | PLANNED | 10062 | 43 | 234 | 0.012919 | 5.5211e-05
| 2015/16 | 28/06/2016 | PLANNED | 2376 | 6 | 396 | 0.0030507 | 7.7038e-06
| 2015/16 | 28/06/2016 | PLANNED | 20124 | 117 | 172 | 0.025839 | 0.00015022
| 2015/16 | 28/06/2016 | PLANNED | 70360 | 390 | 180.4103 | 0.09034 | 0.00050075
| 2015/16 | 28/06/2016 | PLANNED | 290 | 2 | 145 | 0.00037235 | 2.5679e-06
| 2015/16 | 28/06/2016 | PLANNED | 57017 | 851 | 67 | 0.073208 | 0.0010927
| 2015/16 | 28/06/2016 | PLANNED | 40350 | 150 | 269 | 0.051808 | 0.0001926
| 2015/16 | 28/06/2016 | PLANNED | 61 | 1 | 61 | 7.8322e-05 | 1.284e-06
| 2015/16 | 28/06/2016 | PLANNED | 501 | 3 | 167 | 0.00064327 | 3.8519e-06
| 2015/16 | 28/06/2016 | PLANNED | 165 | 6 | 27.5 | 0.00021185 | 7.7038e-06
| 2015/16 | 28/06/2016 | PLANNED | 3315 | 17 | 195 | 0.0042564 | 2.1827e-05
| 2015/16 | 28/06/2016 | PLANNED | 420 | 6 | 70 | 0.00053927 | 7.7038e-06
| 2015/16 | 28/06/2016 | PLANNED | 322 | 14 | 23 | 0.00041344 | 1.7976e-05
| 2015/16 | 28/06/2016 | PLANNED | 137 | 7 | 19.5714 | 0.0001759 | 8.9878e-06
| 2015/16 | 29/06/2016 | PLANNED | 396 | 132 | 3 | 0.00050845 | 0.00016948
| 2015/16 | 29/06/2016 | PLANNED | 1250 | 5 | 250 | 0.001605 | 6.4198e-06
| 2015/16 | 29/06/2016 | PLANNED | 480 | 8 | 60 | 0.0006163 | 1.0272e-05
| 2015/16 | 29/06/2016 | PLANNED | 6569 | 16 | 410.5625 | 0.0084344 | 2.0543e-05
| 2015/16 | 29/06/2016 | PLANNED | 26195 | 65 | 403 | 0.033634 | 8.3458e-05
| 2015/16 | 29/06/2016 | PLANNED | 408 | 6 | 68 | 0.00052386 | 7.7038e-06
| 2015/16 | 29/06/2016 | PLANNED | 1170 | 3 | 390 | 0.0015022 | 3.8519e-06
| 2015/16 | 29/06/2016 | PLANNED | 1125 | 25 | 45 | 0.0014445 | 3.2099e-05
| 2015/16 | 29/06/2016 | PLANNED | 300 | 1 | 300 | 0.00038519 | 1.284e-06
| 2015/16 | 29/06/2016 | PLANNED | 8 | 1 | 8 | 1.0272e-05 | 1.284e-06
| 2015/16 | 29/06/2016 | PLANNED | 6355 | 31 | 205 | 0.0081596 | 3.9803e-05
| 2015/16 | 29/06/2016 | PLANNED | 10602 | 38 | 279 | 0.013613 | 4.8791e-05
| 2015/16 | 29/06/2016 | PLANNED | 270 | 2 | 135 | 0.00034667 | 2.5679e-06
| 2015/16 | 29/06/2016 | PLANNED | 870 | 3 | 290 | 0.0011171 | 3.8519e-06
| 2015/16 | 29/06/2016 | PLANNED | 2135 | 7 | 305 | 0.0027413 | 8.9878e-06
| 2015/16 | 29/06/2016 | PLANNED | 20174 | 77 | 262 | 0.025903 | 9.8865e-05
| 2015/16 | 29/06/2016 | PLANNED | 4200 | 21 | 200 | 0.0053927 | 2.6963e-05
| 2015/16 | 29/06/2016 | PLANNED | 240 | 2 | 120 | 0.00030815 | 2.5679e-06
| 2015/16 | 29/06/2016 | PLANNED | 105 | 1 | 105 | 0.00013482 | 1.284e-06
| 2015/16 | 29/06/2016 | PLANNED | 208 | 2 | 104 | 0.00026707 | 2.5679e-06
| 2015/16 | 29/06/2016 | PLANNED | 208 | 1 | 208 | 0.00026707 | 1.284e-06
| 2015/16 | 29/06/2016 | PLANNED | 20 | 1 | 20 | 2.5679e-05 | 1.284e-06
| 2015/16 | 29/06/2016 | PLANNED | 584 | 4 | 146 | 0.00074984 | 5.1359e-06
| 2015/16 | 29/06/2016 | PLANNED | 200 | 20 | 10 | 0.00025679 | 2.5679e-05
| 2015/16 | 29/06/2016 | PLANNED | 103146 | 808 | 127.6559 | 0.13244 | 0.0010374
| 2015/16 | 29/06/2016 | PLANNED | 10 | 2 | 5 | 1.284e-05 | 2.5679e-06
| 2015/16 | 29/06/2016 | PLANNED | 550 | 22 | 25 | 0.00070618 | 2.8247e-05
| 2015/16 | 29/06/2016 | PLANNED | 70 | 2 | 35 | 8.9878e-05 | 2.5679e-06
| 2015/16 | 29/06/2016 | PLANNED | 2934 | 18 | 163 | 0.0037672 | 2.3111e-05
| 2015/16 | 29/06/2016 | PLANNED | 33 | 3 | 11 | 4.2371e-05 | 3.8519e-06
| 2015/16 | 29/06/2016 | PLANNED | 9 | 1 | 9 | 1.1556e-05 | 1.284e-06
| 2015/16 | 29/06/2016 | PLANNED | 80 | 4 | 20 | 0.00010272 | 5.1359e-06
| 2015/16 | 29/06/2016 | PLANNED | 66 | 6 | 11 | 8.4742e-05 | 7.7038e-06
| 2015/16 | 29/06/2016 | PLANNED | 85 | 1 | 85 | 0.00010914 | 1.284e-06
| 2015/16 | 30/06/2016 | PLANNED | 628 | 2 | 314 | 0.00080633 | 2.5679e-06
| 2015/16 | 30/06/2016 | PLANNED | 4140 | 15 | 276 | 0.0053156 | 1.926e-05
| 2015/16 | 30/06/2016 | PLANNED | 2760 | 8 | 345 | 0.0035437 | 1.0272e-05
| 2015/16 | 30/06/2016 | PLANNED | 98825 | 295 | 335 | 0.12689 | 0.00037877
| 2015/16 | 30/06/2016 | PLANNED | 5040 | 28 | 180 | 0.0064712 | 3.5951e-05
| 2015/16 | 30/06/2016 | PLANNED | 8576 | 67 | 128 | 0.011011 | 8.6026e-05
| 2015/16 | 30/06/2016 | PLANNED | 4000 | 25 | 160 | 0.0051359 | 3.2099e-05
| 2015/16 | 30/06/2016 | PLANNED | 70 | 10 | 7 | 8.9878e-05 | 1.284e-05
| 2015/16 | 30/06/2016 | PLANNED | 769 | 769 | 1 | 0.00098737 | 0.00098737
| 2015/16 | 30/06/2016 | PLANNED | 0 | 916 | 0 | 0 | 0.0011761
| 2015/16 | 30/06/2016 | PLANNED | 75 | 5 | 15 | 9.6298e-05 | 6.4198e-06
| 2015/16 | 30/06/2016 | PLANNED | 39 | 3 | 13 | 5.0075e-05 | 3.8519e-06
| 2016/17 | 1/07/2016 | PLANNED | 15580 | 41 | 380 | 0.020004 | 5.2643e-05
| 2016/17 | 1/07/2016 | PLANNED | 115 | 1 | 115 | 0.00014766 | 1.284e-06
| 2016/17 | 1/07/2016 | PLANNED | 367 | 1 | 367 | 0.00047122 | 1.284e-06
| 2016/17 | 1/07/2016 | PLANNED | 2368 | 16 | 148 | 0.0030404 | 2.0543e-05
| 2016/17 | 1/07/2016 | PLANNED | 281 | 1 | 281 | 0.00036079 | 1.284e-06
| 2016/17 | 1/07/2016 | PLANNED | 913 | 11 | 83 | 0.0011723 | 1.4124e-05
| 2016/17 | 1/07/2016 | PLANNED | 460 | 2 | 230 | 0.00059062 | 2.5679e-06
| 2016/17 | 1/07/2016 | PLANNED | 8400 | 30 | 280 | 0.010785 | 3.8519e-05
| 2016/17 | 1/07/2016 | PLANNED | 18525 | 57 | 325 | 0.023785 | 7.3186e-05
| 2016/17 | 1/07/2016 | PLANNED | 495 | 3 | 165 | 0.00063556 | 3.8519e-06
| 2016/17 | 1/07/2016 | PLANNED | 1274 | 7 | 182 | 0.0016358 | 8.9878e-06
| 2016/17 | 1/07/2016 | PLANNED | 80 | 4 | 20 | 0.00010272 | 5.1359e-06
| 2016/17 | 1/07/2016 | PLANNED | 116 | 1 | 116 | 0.00014894 | 1.284e-06
| 2016/17 | 1/07/2016 | PLANNED | 75 | 3 | 25 | 9.6298e-05 | 3.8519e-06
| 2016/17 | 1/07/2016 | PLANNED | 212 | 1 | 212 | 0.0002722 | 1.284e-06
| 2016/17 | 1/07/2016 | PLANNED | 245 | 7 | 35 | 0.00031457 | 8.9878e-06
| 2016/17 | 1/07/2016 | PLANNED | 147 | 3 | 49 | 0.00018874 | 3.8519e-06
| 2016/17 | 1/07/2016 | PLANNED | 33 | 3 | 11 | 4.2371e-05 | 3.8519e-06
| 2016/17 | 1/07/2016 | PLANNED | 72 | 2 | 36 | 9.2446e-05 | 2.5679e-06
| 2016/17 | 2/07/2016 | PLANNED | 502 | 1 | 502 | 0.00064455 | 1.284e-06
| 2016/17 | 3/07/2016 | PLANNED | 2076 | 12 | 173 | 0.0026655 | 1.5408e-05
| 2016/17 | 4/07/2016 | PLANNED | 4465 | 19 | 235 | 0.0057329 | 2.4395e-05
| 2016/17 | 4/07/2016 | PLANNED | 4896 | 223 | 21.9552 | 0.0062863 | 0.00028632
| 2016/17 | 4/07/2016 | PLANNED | 270 | 3 | 90 | 0.00034667 | 3.8519e-06
| 2016/17 | 5/07/2016 | PLANNED | 496 | 1 | 496 | 0.00063685 | 1.284e-06
| 2016/17 | 5/07/2016 | PLANNED | 956 | 11 | 86.9091 | 0.0012275 | 1.4124e-05
| 2016/17 | 5/07/2016 | PLANNED | 10143 | 23 | 441 | 0.013023 | 2.9531e-05
| 2016/17 | 5/07/2016 | PLANNED | 13545 | 35 | 387 | 0.017391 | 4.4939e-05
| 2016/17 | 5/07/2016 | PLANNED | 7316 | 31 | 236 | 0.0093935 | 3.9803e-05
| 2016/17 | 5/07/2016 | PLANNED | 304 | 16 | 19 | 0.00039033 | 2.0543e-05
| 2016/17 | 5/07/2016 | PLANNED | 280 | 1 | 280 | 0.00035951 | 1.284e-06
| 2016/17 | 5/07/2016 | PLANNED | 1140 | 3 | 380 | 0.0014637 | 3.8519e-06
| 2016/17 | 5/07/2016 | PLANNED | 34544 | 136 | 254 | 0.044353 | 0.00017462
| 2016/17 | 5/07/2016 | PLANNED | 832 | 32 | 26 | 0.0010683 | 4.1087e-05
| 2016/17 | 5/07/2016 | PLANNED | 8640 | 24 | 360 | 0.011093 | 3.0815e-05
| 2016/17 | 5/07/2016 | PLANNED | 60 | 2 | 30 | 7.7038e-05 | 2.5679e-06
| 2016/17 | 5/07/2016 | PLANNED | 315 | 9 | 35 | 0.00040445 | 1.1556e-05
| 2016/17 | 5/07/2016 | PLANNED | 1320 | 22 | 60 | 0.0016948 | 2.8247e-05
| 2016/17 | 5/07/2016 | PLANNED | 456 | 19 | 24 | 0.00058549 | 2.4395e-05
| 2016/17 | 5/07/2016 | PLANNED | 12 | 2 | 6 | 1.5408e-05 | 2.5679e-06
| 2016/17 | 6/07/2016 | PLANNED | 4005 | 9 | 445 | 0.0051423 | 1.1556e-05
| 2016/17 | 6/07/2016 | PLANNED | 93 | 1 | 93 | 0.00011941 | 1.284e-06
| 2016/17 | 6/07/2016 | PLANNED | 1550 | 5 | 310 | 0.0019901 | 6.4198e-06
| 2016/17 | 6/07/2016 | PLANNED | 620 | 4 | 155 | 0.00079606 | 5.1359e-06
| 2016/17 | 6/07/2016 | PLANNED | 3611 | 23 | 157 | 0.0046364 | 2.9531e-05
| 2016/17 | 6/07/2016 | PLANNED | 5160 | 24 | 215 | 0.0066253 | 3.0815e-05
| 2016/17 | 6/07/2016 | PLANNED | 9375 | 25 | 375 | 0.012037 | 3.2099e-05
| 2016/17 | 6/07/2016 | PLANNED | 80 | 2 | 40 | 0.00010272 | 2.5679e-06
| 2016/17 | 6/07/2016 | PLANNED | 1656 | 12 | 138 | 0.0021262 | 1.5408e-05
| 2016/17 | 6/07/2016 | PLANNED | 42670 | 158 | 270.0633 | 0.054787 | 0.00020287
| 2016/17 | 6/07/2016 | PLANNED | 1328 | 4 | 332 | 0.0017051 | 5.1359e-06
| 2016/17 | 6/07/2016 | PLANNED | 1 | 1 | 1 | 1.284e-06 | 1.284e-06
| 2016/17 | 6/07/2016 | PLANNED | 200 | 1 | 200 | 0.00025679 | 1.284e-06
| 2016/17 | 6/07/2016 | PLANNED | 183 | 1 | 183 | 0.00023497 | 1.284e-06
| 2016/17 | 6/07/2016 | PLANNED | 144 | 1 | 144 | 0.00018489 | 1.284e-06
| 2016/17 | 7/07/2016 | PLANNED | 11610 | 43 | 270 | 0.014907 | 5.5211e-05
| 2016/17 | 7/07/2016 | PLANNED | 8175 | 25 | 327 | 0.010496 | 3.2099e-05
| 2016/17 | 7/07/2016 | PLANNED | 159 | 1 | 159 | 0.00020415 | 1.284e-06
| 2016/17 | 7/07/2016 | PLANNED | 2590 | 7 | 370 | 0.0033255 | 8.9878e-06
| 2016/17 | 7/07/2016 | PLANNED | 660 | 4 | 165 | 0.00084742 | 5.1359e-06
| 2016/17 | 7/07/2016 | PLANNED | 15456 | 42 | 368 | 0.019845 | 5.3927e-05
| 2016/17 | 7/07/2016 | PLANNED | 798 | 7 | 114 | 0.0010246 | 8.9878e-06
| 2016/17 | 7/07/2016 | PLANNED | 1331 | 11 | 121 | 0.001709 | 1.4124e-05
| 2016/17 | 7/07/2016 | PLANNED | 567 | 9 | 63 | 0.00072801 | 1.1556e-05
| 2016/17 | 7/07/2016 | PLANNED | 600 | 10 | 60 | 0.00077038 | 1.284e-05
| 2016/17 | 7/07/2016 | PLANNED | 45 | 1 | 45 | 5.7779e-05 | 1.284e-06
| 2016/17 | 8/07/2016 | PLANNED | 4482 | 9 | 498 | 0.0057547 | 1.1556e-05
| 2016/17 | 8/07/2016 | PLANNED | 1406 | 38 | 37 | 0.0018053 | 4.8791e-05
| 2016/17 | 8/07/2016 | PLANNED | 10512 | 72 | 146 | 0.013497 | 9.2446e-05
| 2016/17 | 8/07/2016 | PLANNED | 3150 | 35 | 90 | 0.0040445 | 4.4939e-05
| 2016/17 | 8/07/2016 | PLANNED | 274 | 1 | 274 | 0.00035181 | 1.284e-06
| 2016/17 | 8/07/2016 | PLANNED | 12177 | 33 | 369 | 0.015635 | 4.2371e-05
| 2016/17 | 8/07/2016 | PLANNED | 16952 | 52 | 326 | 0.021766 | 6.6766e-05
| 2016/17 | 8/07/2016 | PLANNED | 12740 | 52 | 245 | 0.016358 | 6.6766e-05
| 2016/17 | 8/07/2016 | PLANNED | 5817 | 21 | 277 | 0.0074688 | 2.6963e-05
| 2016/17 | 8/07/2016 | PLANNED | 131 | 1 | 131 | 0.0001682 | 1.284e-06
| 2016/17 | 8/07/2016 | PLANNED | 10920 | 39 | 280 | 0.014021 | 5.0075e-05
| 2016/17 | 8/07/2016 | PLANNED | 4648 | 14 | 332 | 0.0059679 | 1.7976e-05
| 2016/17 | 8/07/2016 | PLANNED | 36972 | 117 | 316 | 0.047471 | 0.00015022
| 2016/17 | 8/07/2016 | PLANNED | 540 | 20 | 27 | 0.00069334 | 2.5679e-05
| 2016/17 | 8/07/2016 | PLANNED | 374 | 22 | 17 | 0.0004802 | 2.8247e-05
| 2016/17 | 8/07/2016 | PLANNED | 252 | 9 | 28 | 0.00032356 | 1.1556e-05
| 2016/17 | 8/07/2016 | PLANNED | 860 | 43 | 20 | 0.0011042 | 5.5211e-05
| 2016/17 | 8/07/2016 | PLANNED | 3250 | 50 | 65 | 0.0041729 | 6.4198e-05
| 2016/17 | 8/07/2016 | PLANNED | 114 | 6 | 19 | 0.00014637 | 7.7038e-06
| 2016/17 | 8/07/2016 | PLANNED | 18 | 1 | 18 | 2.3111e-05 | 1.284e-06
| 2016/17 | 9/07/2016 | PLANNED | 1636 | 1 | 1636 | 0.0021006 | 1.284e-06
| 2016/17 | 10/07/2016 | PLANNED | 2480 | 4 | 620 | 0.0031842 | 5.1359e-06
| 2016/17 | 10/07/2016 | PLANNED | 4597 | 12 | 383.0833 | 0.0059024 | 1.5408e-05
| 2016/17 | 11/07/2016 | PLANNED | 175 | 5 | 35 | 0.00022469 | 6.4198e-06
| 2016/17 | 11/07/2016 | PLANNED | 81 | 1 | 81 | 0.000104 | 1.284e-06
| 2016/17 | 11/07/2016 | PLANNED | 19115 | 57 | 335.3509 | 0.024543 | 7.3186e-05
| 2016/17 | 11/07/2016 | PLANNED | 275 | 8 | 34.375 | 0.00035309 | 1.0272e-05
| 2016/17 | 11/07/2016 | PLANNED | 2900 | 12 | 241.6667 | 0.0037235 | 1.5408e-05
| 2016/17 | 11/07/2016 | PLANNED | 10998 | 39 | 282 | 0.014121 | 5.0075e-05
| 2016/17 | 11/07/2016 | PLANNED | 2240 | 8 | 280 | 0.0028761 | 1.0272e-05
| 2016/17 | 11/07/2016 | PLANNED | 4050 | 30 | 135 | 0.0052001 | 3.8519e-05
| 2016/17 | 11/07/2016 | PLANNED | 80 | 1 | 80 | 0.00010272 | 1.284e-06
| 2016/17 | 11/07/2016 | PLANNED | 288 | 11 | 26.1818 | 0.00036978 | 1.4124e-05
| 2016/17 | 11/07/2016 | PLANNED | 565 | 5 | 113 | 0.00072544 | 6.4198e-06
| 2016/17 | 12/07/2016 | PLANNED | 52 | 2 | 26 | 6.6766e-05 | 2.5679e-06
| 2016/17 | 12/07/2016 | PLANNED | 4845 | 19 | 255 | 0.0062208 | 2.4395e-05
| 2016/17 | 12/07/2016 | PLANNED | 320 | 2 | 160 | 0.00041087 | 2.5679e-06
| 2016/17 | 12/07/2016 | PLANNED | 11130 | 42 | 265 | 0.014291 | 5.3927e-05
| 2016/17 | 12/07/2016 | PLANNED | 11560 | 40 | 289 | 0.014843 | 5.1359e-05
| 2016/17 | 12/07/2016 | PLANNED | 2120 | 40 | 53 | 0.002722 | 5.1359e-05
| 2016/17 | 12/07/2016 | PLANNED | 90 | 10 | 9 | 0.00011556 | 1.284e-05
| 2016/17 | 12/07/2016 | PLANNED | 250 | 1 | 250 | 0.00032099 | 1.284e-06
| 2016/17 | 12/07/2016 | PLANNED | 3312 | 48 | 69 | 0.0042525 | 6.163e-05
| 2016/17 | 12/07/2016 | PLANNED | 582 | 6 | 97 | 0.00074727 | 7.7038e-06
| 2016/17 | 12/07/2016 | PLANNED | 30 | 2 | 15 | 3.8519e-05 | 2.5679e-06
| 2016/17 | 13/07/2016 | PLANNED | 2076 | 6 | 346 | 0.0026655 | 7.7038e-06
| 2016/17 | 13/07/2016 | PLANNED | 15630 | 75 | 208.4 | 0.020068 | 9.6298e-05
| 2016/17 | 13/07/2016 | PLANNED | 14227 | 41 | 347 | 0.018267 | 5.2643e-05
| 2016/17 | 13/07/2016 | PLANNED | 3680 | 16 | 230 | 0.004725 | 2.0543e-05
| 2016/17 | 13/07/2016 | PLANNED | 14190 | 33 | 430 | 0.018219 | 4.2371e-05
| 2016/17 | 13/07/2016 | PLANNED | 70 | 2 | 35 | 8.9878e-05 | 2.5679e-06
| 2016/17 | 13/07/2016 | PLANNED | 5670 | 18 | 315 | 0.0072801 | 2.3111e-05
| 2016/17 | 13/07/2016 | PLANNED | 200 | 4 | 50 | 0.00025679 | 5.1359e-06
| 2016/17 | 13/07/2016 | PLANNED | 130 | 2 | 65 | 0.00016692 | 2.5679e-06
| 2016/17 | 13/07/2016 | PLANNED | 540 | 3 | 180 | 0.00069334 | 3.8519e-06
| 2016/17 | 13/07/2016 | PLANNED | 14 | 14 | 1 | 1.7976e-05 | 1.7976e-05
| 2016/17 | 13/07/2016 | PLANNED | 525 | 21 | 25 | 0.00067408 | 2.6963e-05
| 2016/17 | 14/07/2016 | PLANNED | 8880 | 20 | 444 | 0.011402 | 2.5679e-05
| 2016/17 | 14/07/2016 | PLANNED | 124 | 1 | 124 | 0.00015921 | 1.284e-06
| 2016/17 | 14/07/2016 | PLANNED | 9291 | 32 | 290.3438 | 0.011929 | 4.1087e-05
| 2016/17 | 14/07/2016 | PLANNED | 108080 | 304 | 355.5263 | 0.13877 | 0.00039033
| 2016/17 | 14/07/2016 | PLANNED | 4290 | 13 | 330 | 0.0055082 | 1.6692e-05
| 2016/17 | 14/07/2016 | PLANNED | 1680 | 12 | 140 | 0.0021571 | 1.5408e-05
| 2016/17 | 14/07/2016 | PLANNED | 1144 | 22 | 52 | 0.0014689 | 2.8247e-05
| 2016/17 | 14/07/2016 | PLANNED | 9189 | 25 | 367.56 | 0.011798 | 3.2099e-05
| 2016/17 | 14/07/2016 | PLANNED | 202 | 2 | 101 | 0.00025936 | 2.5679e-06
| 2016/17 | 14/07/2016 | PLANNED | 734 | 2 | 367 | 0.00094243 | 2.5679e-06
| 2016/17 | 14/07/2016 | PLANNED | 366 | 1 | 366 | 0.00046993 | 1.284e-06
| 2016/17 | 14/07/2016 | PLANNED | 3900 | 12 | 325 | 0.0050075 | 1.5408e-05
| 2016/17 | 14/07/2016 | PLANNED | 190 | 2 | 95 | 0.00024395 | 2.5679e-06
| 2016/17 | 14/07/2016 | PLANNED | 90 | 6 | 15 | 0.00011556 | 7.7038e-06
| 2016/17 | 14/07/2016 | PLANNED | 39 | 3 | 13 | 5.0075e-05 | 3.8519e-06
| 2016/17 | 15/07/2016 | PLANNED | 18170 | 46 | 395 | 0.02333 | 5.9062e-05
| 2016/17 | 15/07/2016 | PLANNED | 2040 | 6 | 340 | 0.0026193 | 7.7038e-06
| 2016/17 | 15/07/2016 | PLANNED | 1276 | 4 | 319 | 0.0016383 | 5.1359e-06
| 2016/17 | 15/07/2016 | PLANNED | 5220 | 20 | 261 | 0.0067023 | 2.5679e-05
| 2016/17 | 15/07/2016 | PLANNED | 5400 | 27 | 200 | 0.0069334 | 3.4667e-05
| 2016/17 | 15/07/2016 | PLANNED | 310 | 31 | 10 | 0.00039803 | 3.9803e-05
| 2016/17 | 15/07/2016 | PLANNED | 20 | 2 | 10 | 2.5679e-05 | 2.5679e-06
| 2016/17 | 15/07/2016 | PLANNED | 5762 | 22 | 261.9091 | 0.0073982 | 2.8247e-05
| 2016/17 | 15/07/2016 | PLANNED | 6825 | 21 | 325 | 0.0087631 | 2.6963e-05
| 2016/17 | 15/07/2016 | PLANNED | 100 | 1 | 100 | 0.0001284 | 1.284e-06
| 2016/17 | 15/07/2016 | PLANNED | 75 | 3 | 25 | 9.6298e-05 | 3.8519e-06
| 2016/17 | 15/07/2016 | PLANNED | 820 | 4 | 205 | 0.0010529 | 5.1359e-06
| 2016/17 | 15/07/2016 | PLANNED | 90 | 3 | 30 | 0.00011556 | 3.8519e-06
| 2016/17 | 15/07/2016 | PLANNED | 240 | 3 | 80 | 0.00030815 | 3.8519e-06
| 2016/17 | 16/07/2016 | PLANNED | 33632 | 523 | 64.3059 | 0.043182 | 0.00067151
| 2016/17 | 17/07/2016 | PLANNED | 10395 | 22 | 472.5 | 0.013347 | 2.8247e-05
| 2016/17 | 17/07/2016 | PLANNED | 1420 | 5 | 284 | 0.0018232 | 6.4198e-06
| 2016/17 | 17/07/2016 | PLANNED | 69327 | 1665 | 41.6378 | 0.089014 | 0.0021378
| 2016/17 | 18/07/2016 | PLANNED | 54290 | 89 | 610 | 0.069707 | 0.00011427
| 2016/17 | 18/07/2016 | PLANNED | 1842 | 3 | 614 | 0.0023651 | 3.8519e-06
| 2016/17 | 18/07/2016 | PLANNED | 27000 | 45 | 600 | 0.034667 | 5.7779e-05
| 2016/17 | 18/07/2016 | PLANNED | 2825 | 9 | 313.8889 | 0.0036272 | 1.1556e-05
| 2016/17 | 18/07/2016 | PLANNED | 6090 | 22 | 276.8182 | 0.0078194 | 2.8247e-05
| 2016/17 | 18/07/2016 | PLANNED | 7400 | 20 | 370 | 0.0095014 | 2.5679e-05
| 2016/17 | 18/07/2016 | PLANNED | 29348 | 92 | 319 | 0.037682 | 0.00011812
| 2016/17 | 18/07/2016 | PLANNED | 195 | 1 | 195 | 0.00025037 | 1.284e-06
| 2016/17 | 18/07/2016 | PLANNED | 222 | 2 | 111 | 0.00028504 | 2.5679e-06
| 2016/17 | 19/07/2016 | PLANNED | 1430 | 5 | 286 | 0.0018361 | 6.4198e-06
| 2016/17 | 19/07/2016 | PLANNED | 9025 | 25 | 361 | 0.011588 | 3.2099e-05
| 2016/17 | 19/07/2016 | PLANNED | 61640 | 184 | 335 | 0.079144 | 0.00023625
| 2016/17 | 19/07/2016 | PLANNED | 8118 | 22 | 369 | 0.010423 | 2.8247e-05
| 2016/17 | 19/07/2016 | PLANNED | 230 | 2 | 115 | 0.00029531 | 2.5679e-06
| 2016/17 | 19/07/2016 | PLANNED | 1968 | 8 | 246 | 0.0025268 | 1.0272e-05
| 2016/17 | 19/07/2016 | PLANNED | 13968 | 48 | 291 | 0.017934 | 6.163e-05
| 2016/17 | 19/07/2016 | PLANNED | 46920 | 136 | 345 | 0.060244 | 0.00017462
| 2016/17 | 19/07/2016 | PLANNED | 720 | 3 | 240 | 0.00092446 | 3.8519e-06
| 2016/17 | 19/07/2016 | PLANNED | 510 | 2 | 255 | 0.00065482 | 2.5679e-06
| 2016/17 | 19/07/2016 | PLANNED | 70 | 2 | 35 | 8.9878e-05 | 2.5679e-06
| 2016/17 | 19/07/2016 | PLANNED | 120 | 1 | 120 | 0.00015408 | 1.284e-06
| 2016/17 | 19/07/2016 | PLANNED | 12064 | 196 | 61.551 | 0.01549 | 0.00025166
| 2016/17 | 19/07/2016 | PLANNED | 280 | 2 | 140 | 0.00035951 | 2.5679e-06
| 2016/17 | 19/07/2016 | PLANNED | 405 | 3 | 135 | 0.00052001 | 3.8519e-06
| 2016/17 | 19/07/2016 | PLANNED | 27 | 1 | 27 | 3.4667e-05 | 1.284e-06
| 2016/17 | 19/07/2016 | PLANNED | 8320 | 52 | 160 | 0.010683 | 6.6766e-05
| 2016/17 | 19/07/2016 | PLANNED | 2016 | 36 | 56 | 0.0025885 | 4.6223e-05
| 2016/17 | 20/07/2016 | PLANNED | 13800 | 69 | 200 | 0.017719 | 8.8594e-05
| 2016/17 | 20/07/2016 | PLANNED | 67135 | 145 | 463 | 0.086199 | 0.00018618
| 2016/17 | 20/07/2016 | PLANNED | 545 | 5 | 109 | 0.00069976 | 6.4198e-06
| 2016/17 | 20/07/2016 | PLANNED | 23166 | 54 | 429 | 0.029744 | 6.9334e-05
| 2016/17 | 20/07/2016 | PLANNED | 28801 | 83 | 347 | 0.03698 | 0.00010657
| 2016/17 | 20/07/2016 | PLANNED | 3831 | 145 | 26.4207 | 0.0049189 | 0.00018618
| 2016/17 | 20/07/2016 | PLANNED | 1200 | 6 | 200 | 0.0015408 | 7.7038e-06
| 2016/17 | 20/07/2016 | PLANNED | 36569 | 97 | 377 | 0.046953 | 0.00012454
| 2016/17 | 20/07/2016 | PLANNED | 87 | 1 | 87 | 0.00011171 | 1.284e-06
| 2016/17 | 20/07/2016 | PLANNED | 44146 | 121 | 364.843 | 0.056682 | 0.00015536
| 2016/17 | 20/07/2016 | PLANNED | 304 | 2 | 152 | 0.00039033 | 2.5679e-06
| 2016/17 | 20/07/2016 | PLANNED | 1560 | 5 | 312 | 0.002003 | 6.4198e-06
| 2016/17 | 20/07/2016 | PLANNED | 960 | 4 | 240 | 0.0012326 | 5.1359e-06
| 2016/17 | 20/07/2016 | PLANNED | 47 | 1 | 47 | 6.0346e-05 | 1.284e-06
| 2016/17 | 20/07/2016 | PLANNED | 1155 | 7 | 165 | 0.001483 | 8.9878e-06
| 2016/17 | 20/07/2016 | PLANNED | 212 | 4 | 53 | 0.0002722 | 5.1359e-06
| 2016/17 | 20/07/2016 | PLANNED | 3300 | 66 | 50 | 0.0042371 | 8.4742e-05
| 2016/17 | 20/07/2016 | PLANNED | 4485 | 39 | 115 | 0.0057586 | 5.0075e-05
| 2016/17 | 20/07/2016 | PLANNED | 70 | 1 | 70 | 8.9878e-05 | 1.284e-06
| 2016/17 | 20/07/2016 | PLANNED | 42 | 2 | 21 | 5.3927e-05 | 2.5679e-06
| 2016/17 | 20/07/2016 | PLANNED | 6900 | 69 | 100 | 0.0088594 | 8.8594e-05
| 2016/17 | 21/07/2016 | PLANNED | 50058 | 162 | 309 | 0.064273 | 0.000208
| 2016/17 | 21/07/2016 | PLANNED | 8772 | 34 | 258 | 0.011263 | 4.3655e-05
| 2016/17 | 21/07/2016 | PLANNED | 8188 | 23 | 356 | 0.010513 | 2.9531e-05
| 2016/17 | 21/07/2016 | PLANNED | 11000 | 25 | 440 | 0.014124 | 3.2099e-05
| 2016/17 | 21/07/2016 | PLANNED | 6510 | 21 | 310 | 0.0083586 | 2.6963e-05
| 2016/17 | 21/07/2016 | PLANNED | 1155 | 11 | 105 | 0.001483 | 1.4124e-05
| 2016/17 | 21/07/2016 | PLANNED | 3225 | 9 | 358.3333 | 0.0041408 | 1.1556e-05
| 2016/17 | 21/07/2016 | PLANNED | 1600 | 5 | 320 | 0.0020543 | 6.4198e-06
| 2016/17 | 21/07/2016 | PLANNED | 4620 | 28 | 165 | 0.0059319 | 3.5951e-05
| 2016/17 | 21/07/2016 | PLANNED | 288 | 8 | 36 | 0.00036978 | 1.0272e-05
| 2016/17 | 21/07/2016 | PLANNED | 23250 | 75 | 310 | 0.029852 | 9.6298e-05
| 2016/17 | 21/07/2016 | PLANNED | 9380 | 28 | 335 | 0.012044 | 3.5951e-05
| 2016/17 | 21/07/2016 | PLANNED | 810 | 3 | 270 | 0.00104 | 3.8519e-06
| 2016/17 | 21/07/2016 | PLANNED | 48260 | 127 | 380 | 0.061964 | 0.00016306
| 2016/17 | 21/07/2016 | PLANNED | 314 | 2 | 157 | 0.00040317 | 2.5679e-06
| 2016/17 | 21/07/2016 | PLANNED | 3549 | 21 | 169 | 0.0045568 | 2.6963e-05
| 2016/17 | 21/07/2016 | PLANNED | 1250 | 10 | 125 | 0.001605 | 1.284e-05
| 2016/17 | 21/07/2016 | PLANNED | 5364 | 18 | 298 | 0.0068872 | 2.3111e-05
| 2016/17 | 21/07/2016 | PLANNED | 5 | 1 | 5 | 6.4198e-06 | 1.284e-06
| 2016/17 | 21/07/2016 | PLANNED | 200 | 5 | 40 | 0.00025679 | 6.4198e-06
| 2016/17 | 21/07/2016 | PLANNED | 10812 | 102 | 106 | 0.013882 | 0.00013096
| 2016/17 | 21/07/2016 | PLANNED | 624 | 26 | 24 | 0.0008012 | 3.3383e-05
| 2016/17 | 21/07/2016 | PLANNED | 369 | 9 | 41 | 0.00047378 | 1.1556e-05
| 2016/17 | 21/07/2016 | PLANNED | 348 | 6 | 58 | 0.00044682 | 7.7038e-06
| 2016/17 | 21/07/2016 | PLANNED | 100 | 4 | 25 | 0.0001284 | 5.1359e-06
| 2016/17 | 21/07/2016 | PLANNED | 54 | 3 | 18 | 6.9334e-05 | 3.8519e-06
| 2016/17 | 21/07/2016 | PLANNED | 525 | 7 | 75 | 0.00067408 | 8.9878e-06
| 2016/17 | 21/07/2016 | PLANNED | 56 | 2 | 28 | 7.1902e-05 | 2.5679e-06
| 2016/17 | 22/07/2016 | PLANNED | 790 | 2 | 395 | 0.0010143 | 2.5679e-06
| 2016/17 | 22/07/2016 | PLANNED | 295 | 7 | 42.1429 | 0.00037877 | 8.9878e-06
| 2016/17 | 22/07/2016 | PLANNED | 1175 | 5 | 235 | 0.0015087 | 6.4198e-06
| 2016/17 | 22/07/2016 | PLANNED | 2316 | 12 | 193 | 0.0029737 | 1.5408e-05
| 2016/17 | 22/07/2016 | PLANNED | 11840 | 37 | 320 | 0.015202 | 4.7507e-05
| 2016/17 | 22/07/2016 | PLANNED | 10640 | 112 | 95 | 0.013661 | 0.0001438
| 2016/17 | 22/07/2016 | PLANNED | 10810 | 47 | 230 | 0.01388 | 6.0346e-05
| 2016/17 | 22/07/2016 | PLANNED | 3570 | 102 | 35 | 0.0045838 | 0.00013096
| 2016/17 | 22/07/2016 | PLANNED | 80 | 1 | 80 | 0.00010272 | 1.284e-06
| 2016/17 | 22/07/2016 | PLANNED | 1495 | 11 | 135.9091 | 0.0019195 | 1.4124e-05
| 2016/17 | 22/07/2016 | PLANNED | 875 | 7 | 125 | 0.0011235 | 8.9878e-06
| 2016/17 | 22/07/2016 | PLANNED | 2775 | 37 | 75 | 0.003563 | 4.7507e-05
| 2016/17 | 22/07/2016 | PLANNED | 275 | 7 | 39.2857 | 0.00035309 | 8.9878e-06
| 2016/17 | 22/07/2016 | PLANNED | 16 | 1 | 16 | 2.0543e-05 | 1.284e-06
| 2016/17 | 22/07/2016 | PLANNED | 625 | 5 | 125 | 0.00080248 | 6.4198e-06
| 2016/17 | 24/07/2016 | PLANNED | 1420 | 5 | 284 | 0.0018232 | 6.4198e-06
| 2016/17 | 24/07/2016 | PLANNED | 56595 | 343 | 165 | 0.072666 | 0.0004404
| 2016/17 | 24/07/2016 | PLANNED | 240 | 6 | 40 | 0.00030815 | 7.7038e-06
| 2016/17 | 24/07/2016 | PLANNED | 310 | 1 | 310 | 0.00039803 | 1.284e-06
| 2016/17 | 24/07/2016 | PLANNED | 1200 | 48 | 25 | 0.0015408 | 6.163e-05
| 2016/17 | 24/07/2016 | PLANNED | 180 | 6 | 30 | 0.00023111 | 7.7038e-06
| 2016/17 | 24/07/2016 | PLANNED | 220 | 11 | 20 | 0.00028247 | 1.4124e-05
| 2016/17 | 24/07/2016 | PLANNED | 1679 | 23 | 73 | 0.0021558 | 2.9531e-05
| 2016/17 | 24/07/2016 | PLANNED | 30 | 1 | 30 | 3.8519e-05 | 1.284e-06
| 2016/17 | 24/07/2016 | PLANNED | 30 | 1 | 30 | 3.8519e-05 | 1.284e-06
| 2016/17 | 25/07/2016 | PLANNED | 1075 | 5 | 215 | 0.0013803 | 6.4198e-06
| 2016/17 | 25/07/2016 | PLANNED | 176 | 2 | 88 | 0.00022598 | 2.5679e-06
| 2016/17 | 25/07/2016 | PLANNED | 10440 | 36 | 290 | 0.013405 | 4.6223e-05
| 2016/17 | 25/07/2016 | PLANNED | 304 | 16 | 19 | 0.00039033 | 2.0543e-05
| 2016/17 | 25/07/2016 | PLANNED | 24544 | 67 | 366.3284 | 0.031514 | 8.6026e-05
| 2016/17 | 25/07/2016 | PLANNED | 13188 | 84 | 157 | 0.016933 | 0.00010785
| 2016/17 | 25/07/2016 | PLANNED | 2015 | 15 | 134.3333 | 0.0025872 | 1.926e-05
| 2016/17 | 25/07/2016 | PLANNED | 419 | 18 | 23.2778 | 0.00053798 | 2.3111e-05
| 2016/17 | 25/07/2016 | PLANNED | 1536 | 48 | 32 | 0.0019722 | 6.163e-05
| 2016/17 | 25/07/2016 | PLANNED | 1581 | 51 | 31 | 0.00203 | 6.5482e-05
| 2016/17 | 25/07/2016 | PLANNED | 22317 | 173 | 129 | 0.028654 | 0.00022213
| 2016/17 | 25/07/2016 | PLANNED | 648 | 27 | 24 | 0.00083201 | 3.4667e-05
| 2016/17 | 25/07/2016 | PLANNED | 56 | 2 | 28 | 7.1902e-05 | 2.5679e-06
| 2016/17 | 26/07/2016 | PLANNED | 3556 | 10 | 355.6 | 0.0045658 | 1.284e-05
| 2016/17 | 26/07/2016 | PLANNED | 155 | 1 | 155 | 0.00019901 | 1.284e-06
| 2016/17 | 26/07/2016 | PLANNED | 10938 | 31 | 352.8387 | 0.014044 | 3.9803e-05
| 2016/17 | 26/07/2016 | PLANNED | 2040 | 6 | 340 | 0.0026193 | 7.7038e-06
| 2016/17 | 26/07/2016 | PLANNED | 11091 | 97 | 114.3402 | 0.01424 | 0.00012454
| 2016/17 | 26/07/2016 | PLANNED | 1020 | 15 | 68 | 0.0013096 | 1.926e-05
| 2016/17 | 26/07/2016 | PLANNED | 25481 | 83 | 307 | 0.032717 | 0.00010657
| 2016/17 | 26/07/2016 | PLANNED | 3900 | 12 | 325 | 0.0050075 | 1.5408e-05
| 2016/17 | 26/07/2016 | PLANNED | 1140 | 6 | 190 | 0.0014637 | 7.7038e-06
| 2016/17 | 26/07/2016 | PLANNED | 500 | 4 | 125 | 0.00064198 | 5.1359e-06
| 2016/17 | 26/07/2016 | PLANNED | 1470 | 6 | 245 | 0.0018874 | 7.7038e-06
| 2016/17 | 26/07/2016 | PLANNED | 300 | 4 | 75 | 0.00038519 | 5.1359e-06
| 2016/17 | 26/07/2016 | PLANNED | 12760 | 44 | 290 | 0.016383 | 5.6495e-05
| 2016/17 | 26/07/2016 | PLANNED | 16 | 2 | 8 | 2.0543e-05 | 2.5679e-06
| 2016/17 | 26/07/2016 | PLANNED | 1356 | 6 | 226 | 0.0017411 | 7.7038e-06
| 2016/17 | 26/07/2016 | PLANNED | 3780 | 18 | 210 | 0.0048534 | 2.3111e-05
| 2016/17 | 26/07/2016 | PLANNED | 11934 | 39 | 306 | 0.015323 | 5.0075e-05
| 2016/17 | 26/07/2016 | PLANNED | 1125 | 5 | 225 | 0.0014445 | 6.4198e-06
| 2016/17 | 26/07/2016 | PLANNED | 1225 | 25 | 49 | 0.0015729 | 3.2099e-05
| 2016/17 | 26/07/2016 | PLANNED | 226 | 2 | 113 | 0.00029018 | 2.5679e-06
| 2016/17 | 26/07/2016 | PLANNED | 87 | 1 | 87 | 0.00011171 | 1.284e-06
| 2016/17 | 26/07/2016 | PLANNED | 416 | 19 | 21.8947 | 0.00053413 | 2.4395e-05
| 2016/17 | 27/07/2016 | PLANNED | 1889 | 5 | 377.8 | 0.0024254 | 6.4198e-06
| 2016/17 | 27/07/2016 | PLANNED | 150 | 6 | 25 | 0.0001926 | 7.7038e-06
| 2016/17 | 27/07/2016 | PLANNED | 8820 | 36 | 245 | 0.011325 | 4.6223e-05
| 2016/17 | 27/07/2016 | PLANNED | 8094 | 38 | 213 | 0.010392 | 4.8791e-05
| 2016/17 | 27/07/2016 | PLANNED | 70 | 2 | 35 | 8.9878e-05 | 2.5679e-06
| 2016/17 | 27/07/2016 | PLANNED | 7728 | 28 | 276 | 0.0099225 | 3.5951e-05
| 2016/17 | 27/07/2016 | PLANNED | 2325 | 15 | 155 | 0.0029852 | 1.926e-05
| 2016/17 | 27/07/2016 | PLANNED | 45 | 1 | 45 | 5.7779e-05 | 1.284e-06
| 2016/17 | 27/07/2016 | PLANNED | 98571 | 319 | 309 | 0.12656 | 0.00040959
| 2016/17 | 27/07/2016 | PLANNED | 1600 | 10 | 160 | 0.0020543 | 1.284e-05
| 2016/17 | 27/07/2016 | PLANNED | 68115 | 239 | 285 | 0.087457 | 0.00030687
| 2016/17 | 27/07/2016 | PLANNED | 450 | 16 | 28.125 | 0.00057779 | 2.0543e-05
| 2016/17 | 27/07/2016 | PLANNED | 1092 | 4 | 273 | 0.0014021 | 5.1359e-06
| 2016/17 | 27/07/2016 | PLANNED | 672 | 6 | 112 | 0.00086283 | 7.7038e-06
| 2016/17 | 27/07/2016 | PLANNED | 318 | 1 | 318 | 0.0004083 | 1.284e-06
| 2016/17 | 27/07/2016 | PLANNED | 4008 | 12 | 334 | 0.0051461 | 1.5408e-05
| 2016/17 | 27/07/2016 | PLANNED | 27000 | 75 | 360 | 0.034667 | 9.6298e-05
| 2016/17 | 27/07/2016 | PLANNED | 7592 | 26 | 292 | 0.0097479 | 3.3383e-05
| 2016/17 | 27/07/2016 | PLANNED | 56 | 2 | 28 | 7.1902e-05 | 2.5679e-06
| 2016/17 | 27/07/2016 | PLANNED | 4620 | 21 | 220 | 0.0059319 | 2.6963e-05
| 2016/17 | 27/07/2016 | PLANNED | 78 | 2 | 39 | 0.00010015 | 2.5679e-06
| 2016/17 | 27/07/2016 | PLANNED | 23 | 1 | 23 | 2.9531e-05 | 1.284e-06
| 2016/17 | 27/07/2016 | PLANNED | 30 | 1 | 30 | 3.8519e-05 | 1.284e-06
| 2016/17 | 27/07/2016 | PLANNED | 30 | 1 | 30 | 3.8519e-05 | 1.284e-06
| 2016/17 | 27/07/2016 | PLANNED | 1400 | 20 | 70 | 0.0017976 | 2.5679e-05
| 2016/17 | 27/07/2016 | PLANNED | 24 | 2 | 12 | 3.0815e-05 | 2.5679e-06
| 2016/17 | 27/07/2016 | PLANNED | 38 | 2 | 19 | 4.8791e-05 | 2.5679e-06
| 2016/17 | 27/07/2016 | PLANNED | 20 | 2 | 10 | 2.5679e-05 | 2.5679e-06
| 2016/17 | 28/07/2016 | PLANNED | 11440 | 80 | 143 | 0.014689 | 0.00010272
| 2016/17 | 28/07/2016 | PLANNED | 13325 | 41 | 325 | 0.017109 | 5.2643e-05
| 2016/17 | 28/07/2016 | PLANNED | 5072 | 16 | 317 | 0.0065123 | 2.0543e-05
| 2016/17 | 28/07/2016 | PLANNED | 7224 | 42 | 172 | 0.0092754 | 5.3927e-05
| 2016/17 | 28/07/2016 | PLANNED | 570 | 3 | 190 | 0.00073186 | 3.8519e-06
| 2016/17 | 28/07/2016 | PLANNED | 1541 | 8 | 192.625 | 0.0019786 | 1.0272e-05
| 2016/17 | 28/07/2016 | PLANNED | 3300 | 20 | 165 | 0.0042371 | 2.5679e-05
| 2016/17 | 28/07/2016 | PLANNED | 115881 | 1089 | 106.4105 | 0.14879 | 0.0013982
| 2016/17 | 28/07/2016 | PLANNED | 13530 | 66 | 205 | 0.017372 | 8.4742e-05
| 2016/17 | 28/07/2016 | PLANNED | 16920 | 72 | 235 | 0.021725 | 9.2446e-05
| 2016/17 | 28/07/2016 | PLANNED | 592 | 2 | 296 | 0.00076011 | 2.5679e-06
| 2016/17 | 28/07/2016 | PLANNED | 17342 | 58 | 299 | 0.022267 | 7.447e-05
| 2016/17 | 28/07/2016 | PLANNED | 101038 | 1192 | 84.7634 | 0.12973 | 0.0015305
| 2016/17 | 28/07/2016 | PLANNED | 171 | 1 | 171 | 0.00021956 | 1.284e-06
| 2016/17 | 28/07/2016 | PLANNED | 180 | 1 | 180 | 0.00023111 | 1.284e-06
| 2016/17 | 28/07/2016 | PLANNED | 390 | 13 | 30 | 0.00050075 | 1.6692e-05
| 2016/17 | 28/07/2016 | PLANNED | 351 | 3 | 117 | 0.00045067 | 3.8519e-06
| 2016/17 | 28/07/2016 | PLANNED | 42 | 2 | 21 | 5.3927e-05 | 2.5679e-06
| 2016/17 | 28/07/2016 | PLANNED | 20 | 1 | 20 | 2.5679e-05 | 1.284e-06
| 2016/17 | 28/07/2016 | PLANNED | 3650 | 73 | 50 | 0.0046865 | 9.373e-05
| 2016/17 | 28/07/2016 | PLANNED | 5 | 1 | 5 | 6.4198e-06 | 1.284e-06
| 2016/17 | 29/07/2016 | PLANNED | 475 | 19 | 25 | 0.00060988 | 2.4395e-05
| 2016/17 | 29/07/2016 | PLANNED | 1209 | 13 | 93 | 0.0015523 | 1.6692e-05
| 2016/17 | 29/07/2016 | PLANNED | 8456 | 28 | 302 | 0.010857 | 3.5951e-05
| 2016/17 | 29/07/2016 | PLANNED | 97 | 6 | 16.1667 | 0.00012454 | 7.7038e-06
| 2016/17 | 29/07/2016 | PLANNED | 8688 | 43 | 202.0465 | 0.011155 | 5.5211e-05
| 2016/17 | 29/07/2016 | PLANNED | 3400 | 17 | 200 | 0.0043655 | 2.1827e-05
| 2016/17 | 29/07/2016 | PLANNED | 120 | 1 | 120 | 0.00015408 | 1.284e-06
| 2016/17 | 29/07/2016 | PLANNED | 5320 | 70 | 76 | 0.0068307 | 8.9878e-05
| 2016/17 | 29/07/2016 | PLANNED | 12900 | 50 | 258 | 0.016563 | 6.4198e-05
| 2016/17 | 29/07/2016 | PLANNED | 675 | 3 | 225 | 0.00086668 | 3.8519e-06
| 2016/17 | 29/07/2016 | PLANNED | 214 | 2 | 107 | 0.00027477 | 2.5679e-06
| 2016/17 | 29/07/2016 | PLANNED | 4104 | 19 | 216 | 0.0052694 | 2.4395e-05
| 2016/17 | 29/07/2016 | PLANNED | 4600 | 23 | 200 | 0.0059062 | 2.9531e-05
| 2016/17 | 29/07/2016 | PLANNED | 9940 | 71 | 140 | 0.012763 | 9.1162e-05
| 2016/17 | 29/07/2016 | PLANNED | 45 | 1 | 45 | 5.7779e-05 | 1.284e-06
| 2016/17 | 29/07/2016 | PLANNED | 4664 | 22 | 212 | 0.0059884 | 2.8247e-05
| 2016/17 | 29/07/2016 | PLANNED | 22 | 1 | 22 | 2.8247e-05 | 1.284e-06
| 2016/17 | 29/07/2016 | PLANNED | 625 | 5 | 125 | 0.00080248 | 6.4198e-06
| 2016/17 | 29/07/2016 | PLANNED | 82 | 2 | 41 | 0.00010529 | 2.5679e-06
| 2016/17 | 29/07/2016 | PLANNED | 36 | 4 | 9 | 4.6223e-05 | 5.1359e-06
| 2016/17 | 31/07/2016 | PLANNED | 1260 | 4 | 315 | 0.0016178 | 5.1359e-06
| 2016/17 | 31/07/2016 | PLANNED | 1800 | 5 | 360 | 0.0023111 | 6.4198e-06
| 2016/17 | 31/07/2016 | PLANNED | 12920 | 38 | 340 | 0.016589 | 4.8791e-05
| 2016/17 | 1/08/2016 | PLANNED | 2640 | 10 | 264 | 0.0033897 | 1.284e-05
| 2016/17 | 1/08/2016 | PLANNED | 190 | 2 | 95 | 0.00024395 | 2.5679e-06
| 2016/17 | 1/08/2016 | PLANNED | 3339 | 21 | 159 | 0.0042872 | 2.6963e-05
| 2016/17 | 1/08/2016 | PLANNED | 3400 | 17 | 200 | 0.0043655 | 2.1827e-05
| 2016/17 | 1/08/2016 | PLANNED | 312 | 3 | 104 | 0.0004006 | 3.8519e-06
| 2016/17 | 1/08/2016 | PLANNED | 900 | 12 | 75 | 0.0011556 | 1.5408e-05
| 2016/17 | 1/08/2016 | PLANNED | 999 | 9 | 111 | 0.0012827 | 1.1556e-05
| 2016/17 | 1/08/2016 | PLANNED | 84 | 3 | 28 | 0.00010785 | 3.8519e-06
| 2016/17 | 2/08/2016 | PLANNED | 90 | 2 | 45 | 0.00011556 | 2.5679e-06
| 2016/17 | 2/08/2016 | PLANNED | 69030 | 234 | 295 | 0.088632 | 0.00030045
| 2016/17 | 2/08/2016 | PLANNED | 195 | 11 | 17.7273 | 0.00025037 | 1.4124e-05
| 2016/17 | 2/08/2016 | PLANNED | 21540 | 57 | 377.8947 | 0.027657 | 7.3186e-05
| 2016/17 | 2/08/2016 | PLANNED | 2090 | 5 | 418 | 0.0026835 | 6.4198e-06
| 2016/17 | 2/08/2016 | PLANNED | 59 | 1 | 59 | 7.5754e-05 | 1.284e-06
| 2016/17 | 2/08/2016 | PLANNED | 528 | 1 | 528 | 0.00067793 | 1.284e-06
| 2016/17 | 2/08/2016 | PLANNED | 2560 | 8 | 320 | 0.003287 | 1.0272e-05
| 2016/17 | 2/08/2016 | PLANNED | 1380 | 6 | 230 | 0.0017719 | 7.7038e-06
| 2016/17 | 2/08/2016 | PLANNED | 25 | 1 | 25 | 3.2099e-05 | 1.284e-06
| 2016/17 | 2/08/2016 | PLANNED | 1742 | 13 | 134 | 0.0022367 | 1.6692e-05
| 2016/17 | 2/08/2016 | PLANNED | 2990 | 26 | 115 | 0.0038391 | 3.3383e-05
| 2016/17 | 2/08/2016 | PLANNED | 14728 | 56 | 263 | 0.01891 | 7.1902e-05
| 2016/17 | 2/08/2016 | PLANNED | 44 | 2 | 22 | 5.6495e-05 | 2.5679e-06
| 2016/17 | 2/08/2016 | PLANNED | 2475 | 9 | 275 | 0.0031778 | 1.1556e-05
| 2016/17 | 2/08/2016 | PLANNED | 1426 | 4 | 356.5 | 0.0018309 | 5.1359e-06
| 2016/17 | 2/08/2016 | PLANNED | 2712 | 103 | 26.3301 | 0.0034821 | 0.00013225
| 2016/17 | 2/08/2016 | PLANNED | 1233 | 25 | 49.32 | 0.0015831 | 3.2099e-05
| 2016/17 | 2/08/2016 | PLANNED | 45 | 3 | 15 | 5.7779e-05 | 3.8519e-06
| 2016/17 | 2/08/2016 | PLANNED | 8750 | 125 | 70 | 0.011235 | 0.0001605
| 2016/17 | 2/08/2016 | PLANNED | 45 | 1 | 45 | 5.7779e-05 | 1.284e-06
| 2016/17 | 2/08/2016 | PLANNED | 20 | 2 | 10 | 2.5679e-05 | 2.5679e-06
| 2016/17 | 2/08/2016 | PLANNED | 183 | 3 | 61 | 0.00023497 | 3.8519e-06
| 2016/17 | 2/08/2016 | PLANNED | 24 | 1 | 24 | 3.0815e-05 | 1.284e-06
| 2016/17 | 3/08/2016 | PLANNED | 605 | 1 | 605 | 0.0007768 | 1.284e-06
| 2016/17 | 3/08/2016 | PLANNED | 1750 | 5 | 350 | 0.0022469 | 6.4198e-06
| 2016/17 | 3/08/2016 | PLANNED | 4628 | 26 | 178 | 0.0059422 | 3.3383e-05
| 2016/17 | 3/08/2016 | PLANNED | 23430 | 213 | 110 | 0.030083 | 0.00027349
| 2016/17 | 3/08/2016 | PLANNED | 1955 | 7 | 279.2857 | 0.0025102 | 8.9878e-06
| 2016/17 | 3/08/2016 | PLANNED | 1872 | 36 | 52 | 0.0024036 | 4.6223e-05
| 2016/17 | 3/08/2016 | PLANNED | 2295 | 89 | 25.7865 | 0.0029467 | 0.00011427
| 2016/17 | 3/08/2016 | PLANNED | 26925 | 75 | 359 | 0.034571 | 9.6298e-05
| 2016/17 | 3/08/2016 | PLANNED | 1606 | 22 | 73 | 0.0020621 | 2.8247e-05
| 2016/17 | 3/08/2016 | PLANNED | 18150 | 50 | 363 | 0.023304 | 6.4198e-05
| 2016/17 | 3/08/2016 | PLANNED | 502 | 2 | 251 | 0.00064455 | 2.5679e-06
| 2016/17 | 3/08/2016 | PLANNED | 53940 | 145 | 372 | 0.069257 | 0.00018618
| 2016/17 | 3/08/2016 | PLANNED | 137 | 7 | 19.5714 | 0.0001759 | 8.9878e-06
| 2016/17 | 3/08/2016 | PLANNED | 5216 | 16 | 326 | 0.0066972 | 2.0543e-05
| 2016/17 | 3/08/2016 | PLANNED | 7992 | 27 | 296 | 0.010261 | 3.4667e-05
| 2016/17 | 3/08/2016 | PLANNED | 1400 | 5 | 280 | 0.0017976 | 6.4198e-06
| 2016/17 | 3/08/2016 | PLANNED | 1092 | 14 | 78 | 0.0014021 | 1.7976e-05
| 2016/17 | 3/08/2016 | PLANNED | 120 | 2 | 60 | 0.00015408 | 2.5679e-06
| 2016/17 | 3/08/2016 | PLANNED | 2880 | 56 | 51.4286 | 0.0036978 | 7.1902e-05
| 2016/17 | 3/08/2016 | PLANNED | 46 | 2 | 23 | 5.9062e-05 | 2.5679e-06
| 2016/17 | 3/08/2016 | PLANNED | 72 | 4 | 18 | 9.2446e-05 | 5.1359e-06
| 2016/17 | 3/08/2016 | PLANNED | 344 | 2 | 172 | 0.00044168 | 2.5679e-06
| 2016/17 | 3/08/2016 | PLANNED | 432 | 12 | 36 | 0.00055467 | 1.5408e-05
| 2016/17 | 3/08/2016 | PLANNED | 11 | 1 | 11 | 1.4124e-05 | 1.284e-06
| 2016/17 | 3/08/2016 | PLANNED | 105 | 3 | 35 | 0.00013482 | 3.8519e-06
| 2016/17 | 3/08/2016 | PLANNED | 3 | 1 | 3 | 3.8519e-06 | 1.284e-06
| 2016/17 | 3/08/2016 | PLANNED | 2864 | 99 | 28.9293 | 0.0036773 | 0.00012711
| 2016/17 | 3/08/2016 | PLANNED | 192 | 8 | 24 | 0.00024652 | 1.0272e-05
| 2016/17 | 3/08/2016 | PLANNED | 230 | 46 | 5 | 0.00029531 | 5.9062e-05
| 2016/17 | 4/08/2016 | PLANNED | 424 | 14 | 30.2857 | 0.0005444 | 1.7976e-05
| 2016/17 | 4/08/2016 | PLANNED | 3851 | 136 | 28.3162 | 0.0049446 | 0.00017462
| 2016/17 | 4/08/2016 | PLANNED | 9142 | 24 | 380.9167 | 0.011738 | 3.0815e-05
| 2016/17 | 4/08/2016 | PLANNED | 37152 | 124 | 299.6129 | 0.047702 | 0.00015921
| 2016/17 | 4/08/2016 | PLANNED | 7875 | 21 | 375 | 0.010111 | 2.6963e-05
| 2016/17 | 4/08/2016 | PLANNED | 23226 | 79 | 294 | 0.029821 | 0.00010143
| 2016/17 | 4/08/2016 | PLANNED | 14104 | 41 | 344 | 0.018109 | 5.2643e-05
| 2016/17 | 4/08/2016 | PLANNED | 18585 | 59 | 315 | 0.023863 | 7.5754e-05
| 2016/17 | 4/08/2016 | PLANNED | 540 | 3 | 180 | 0.00069334 | 3.8519e-06
| 2016/17 | 4/08/2016 | PLANNED | 460 | 2 | 230 | 0.00059062 | 2.5679e-06
| 2016/17 | 4/08/2016 | PLANNED | 12507 | 33 | 379 | 0.016059 | 4.2371e-05
| 2016/17 | 4/08/2016 | PLANNED | 2990 | 26 | 115 | 0.0038391 | 3.3383e-05
| 2016/17 | 4/08/2016 | PLANNED | 16 | 1 | 16 | 2.0543e-05 | 1.284e-06
| 2016/17 | 4/08/2016 | PLANNED | 600 | 4 | 150 | 0.00077038 | 5.1359e-06
| 2016/17 | 4/08/2016 | PLANNED | 10 | 1 | 10 | 1.284e-05 | 1.284e-06
| 2016/17 | 4/08/2016 | PLANNED | 4945 | 23 | 215 | 0.0063492 | 2.9531e-05
| 2016/17 | 4/08/2016 | PLANNED | 180 | 3 | 60 | 0.00023111 | 3.8519e-06
| 2016/17 | 4/08/2016 | PLANNED | 4742 | 163 | 29.092 | 0.0060886 | 0.00020929
| 2016/17 | 4/08/2016 | PLANNED | 21 | 1 | 21 | 2.6963e-05 | 1.284e-06
| 2016/17 | 4/08/2016 | PLANNED | 545 | 26 | 20.9615 | 0.00069976 | 3.3383e-05
| 2016/17 | 4/08/2016 | PLANNED | 440 | 22 | 20 | 0.00056495 | 2.8247e-05
| 2016/17 | 4/08/2016 | PLANNED | 80 | 4 | 20 | 0.00010272 | 5.1359e-06
| 2016/17 | 4/08/2016 | PLANNED | 13 | 1 | 13 | 1.6692e-05 | 1.284e-06
| 2016/17 | 4/08/2016 | PLANNED | 435 | 3 | 145 | 0.00055853 | 3.8519e-06
| 2016/17 | 4/08/2016 | PLANNED | 24 | 1 | 24 | 3.0815e-05 | 1.284e-06
| 2016/17 | 4/08/2016 | PLANNED | 16800 | 160 | 105 | 0.021571 | 0.00020543
| 2016/17 | 4/08/2016 | PLANNED | 69 | 3 | 23 | 8.8594e-05 | 3.8519e-06
| 2016/17 | 4/08/2016 | PLANNED | 99 | 3 | 33 | 0.00012711 | 3.8519e-06
| 2016/17 | 4/08/2016 | PLANNED | 56 | 2 | 28 | 7.1902e-05 | 2.5679e-06
| 2016/17 | 4/08/2016 | PLANNED | 38 | 2 | 19 | 4.8791e-05 | 2.5679e-06
| 2016/17 | 5/08/2016 | PLANNED | 616 | 4 | 154 | 0.00079092 | 5.1359e-06
| 2016/17 | 5/08/2016 | PLANNED | 33 | 1 | 33 | 4.2371e-05 | 1.284e-06
| 2016/17 | 5/08/2016 | PLANNED | 17270 | 47 | 367.4468 | 0.022174 | 6.0346e-05
| 2016/17 | 5/08/2016 | PLANNED | 33 | 3 | 11 | 4.2371e-05 | 3.8519e-06
| 2016/17 | 5/08/2016 | PLANNED | 3300 | 33 | 100 | 0.0042371 | 4.2371e-05
| 2016/17 | 5/08/2016 | PLANNED | 840 | 8 | 105 | 0.0010785 | 1.0272e-05
| 2016/17 | 5/08/2016 | PLANNED | 310 | 12 | 25.8333 | 0.00039803 | 1.5408e-05
| 2016/17 | 5/08/2016 | PLANNED | 180 | 7 | 25.7143 | 0.00023111 | 8.9878e-06
| 2016/17 | 5/08/2016 | PLANNED | 45 | 3 | 15 | 5.7779e-05 | 3.8519e-06
| 2016/17 | 5/08/2016 | PLANNED | 6832 | 56 | 122 | 0.0087721 | 7.1902e-05
| 2016/17 | 5/08/2016 | PLANNED | 1650 | 66 | 25 | 0.0021185 | 8.4742e-05
| 2016/17 | 5/08/2016 | PLANNED | 416 | 13 | 32 | 0.00053413 | 1.6692e-05
| 2016/17 | 5/08/2016 | PLANNED | 224 | 2 | 112 | 0.00028761 | 2.5679e-06
| 2016/17 | 5/08/2016 | PLANNED | 40 | 2 | 20 | 5.1359e-05 | 2.5679e-06
| 2016/17 | 5/08/2016 | PLANNED | 25 | 1 | 25 | 3.2099e-05 | 1.284e-06
| 2016/17 | 5/08/2016 | PLANNED | 140 | 1 | 140 | 0.00017976 | 1.284e-06
| 2016/17 | 5/08/2016 | PLANNED | 380 | 2 | 190 | 0.00048791 | 2.5679e-06
| 2016/17 | 5/08/2016 | PLANNED | 154 | 2 | 77 | 0.00019773 | 2.5679e-06
| 2016/17 | 5/08/2016 | PLANNED | 44 | 1 | 44 | 5.6495e-05 | 1.284e-06
| 2016/17 | 5/08/2016 | PLANNED | 60 | 3 | 20 | 7.7038e-05 | 3.8519e-06
| 2016/17 | 5/08/2016 | PLANNED | 22 | 1 | 22 | 2.8247e-05 | 1.284e-06
| 2016/17 | 5/08/2016 | PLANNED | 1892 | 26 | 72.7692 | 0.0024293 | 3.3383e-05
| 2016/17 | 5/08/2016 | PLANNED | 6499 | 67 | 97 | 0.0083445 | 8.6026e-05
| 2016/17 | 5/08/2016 | PLANNED | 234 | 6 | 39 | 0.00030045 | 7.7038e-06
| 2016/17 | 5/08/2016 | PLANNED | 30 | 3 | 10 | 3.8519e-05 | 3.8519e-06
| 2016/17 | 5/08/2016 | PLANNED | 3340 | 167 | 20 | 0.0042885 | 0.00021442
| 2016/17 | 5/08/2016 | PLANNED | 174 | 3 | 58 | 0.00022341 | 3.8519e-06
| 2016/17 | 7/08/2016 | PLANNED | 61453 | 137 | 448.562 | 0.078904 | 0.0001759
| 2016/17 | 7/08/2016 | PLANNED | 1800 | 5 | 360 | 0.0023111 | 6.4198e-06
| 2016/17 | 8/08/2016 | PLANNED | 5 | 1 | 5 | 6.4198e-06 | 1.284e-06
| 2016/17 | 8/08/2016 | PLANNED | 1360 | 16 | 85 | 0.0017462 | 2.0543e-05
| 2016/17 | 8/08/2016 | PLANNED | 5 | 1 | 5 | 6.4198e-06 | 1.284e-06
| 2016/17 | 8/08/2016 | PLANNED | 9750 | 26 | 375 | 0.012519 | 3.3383e-05
| 2016/17 | 8/08/2016 | PLANNED | 6164 | 23 | 268 | 0.0079144 | 2.9531e-05
| 2016/17 | 8/08/2016 | PLANNED | 48 | 8 | 6 | 6.163e-05 | 1.0272e-05
| 2016/17 | 8/08/2016 | PLANNED | 4755 | 15 | 317 | 0.0061053 | 1.926e-05
| 2016/17 | 8/08/2016 | PLANNED | 885 | 5 | 177 | 0.0011363 | 6.4198e-06
| 2016/17 | 8/08/2016 | PLANNED | 61 | 61 | 1 | 7.8322e-05 | 7.8322e-05
| 2016/17 | 8/08/2016 | PLANNED | 10692 | 81 | 132 | 0.013728 | 0.000104
| 2016/17 | 9/08/2016 | PLANNED | 548 | 4 | 137 | 0.00070361 | 5.1359e-06
| 2016/17 | 9/08/2016 | PLANNED | 53865 | 135 | 399 | 0.069161 | 0.00017334
| 2016/17 | 9/08/2016 | PLANNED | 2207 | 5 | 441.4 | 0.0028337 | 6.4198e-06
| 2016/17 | 9/08/2016 | PLANNED | 4620 | 21 | 220 | 0.0059319 | 2.6963e-05
| 2016/17 | 9/08/2016 | PLANNED | 6478 | 82 | 79 | 0.0083175 | 0.00010529
| 2016/17 | 9/08/2016 | PLANNED | 19040 | 56 | 340 | 0.024447 | 7.1902e-05
| 2016/17 | 9/08/2016 | PLANNED | 320 | 2 | 160 | 0.00041087 | 2.5679e-06
| 2016/17 | 9/08/2016 | PLANNED | 27393 | 73 | 375.2466 | 0.035172 | 9.373e-05
| 2016/17 | 9/08/2016 | PLANNED | 14276 | 43 | 332 | 0.01833 | 5.5211e-05
| 2016/17 | 9/08/2016 | PLANNED | 7098 | 42 | 169 | 0.0091136 | 5.3927e-05
| 2016/17 | 9/08/2016 | PLANNED | 63612 | 171 | 372 | 0.081676 | 0.00021956
| 2016/17 | 9/08/2016 | PLANNED | 10956 | 66 | 166 | 0.014067 | 8.4742e-05
| 2016/17 | 9/08/2016 | PLANNED | 520 | 26 | 20 | 0.00066766 | 3.3383e-05
| 2016/17 | 9/08/2016 | PLANNED | 189 | 3 | 63 | 0.00024267 | 3.8519e-06
| 2016/17 | 9/08/2016 | PLANNED | 810 | 54 | 15 | 0.00104 | 6.9334e-05
| 2016/17 | 9/08/2016 | PLANNED | 13440 | 30 | 448 | 0.017257 | 3.8519e-05
| 2016/17 | 9/08/2016 | PLANNED | 270 | 6 | 45 | 0.00034667 | 7.7038e-06
| 2016/17 | 9/08/2016 | PLANNED | 381 | 3 | 127 | 0.00048919 | 3.8519e-06
| 2016/17 | 9/08/2016 | PLANNED | 87 | 4 | 21.75 | 0.00011171 | 5.1359e-06
| 2016/17 | 9/08/2016 | PLANNED | 25521 | 141 | 181 | 0.032768 | 0.00018104
| 2016/17 | 9/08/2016 | PLANNED | 3040 | 8 | 380 | 0.0039033 | 1.0272e-05
| 2016/17 | 9/08/2016 | PLANNED | 320 | 2 | 160 | 0.00041087 | 2.5679e-06
| 2016/17 | 9/08/2016 | PLANNED | 1522 | 56 | 27.1786 | 0.0019542 | 7.1902e-05
| 2016/17 | 9/08/2016 | PLANNED | 910 | 33 | 27.5758 | 0.0011684 | 4.2371e-05
| 2016/17 | 9/08/2016 | PLANNED | 48 | 1 | 48 | 6.163e-05 | 1.284e-06
| 2016/17 | 9/08/2016 | PLANNED | 10 | 1 | 10 | 1.284e-05 | 1.284e-06
| 2016/17 | 9/08/2016 | PLANNED | 35 | 1 | 35 | 4.4939e-05 | 1.284e-06
| 2016/17 | 9/08/2016 | PLANNED | 213 | 3 | 71 | 0.00027349 | 3.8519e-06
| 2016/17 | 9/08/2016 | PLANNED | 2070 | 23 | 90 | 0.0026578 | 2.9531e-05
| 2016/17 | 9/08/2016 | PLANNED | 94 | 1 | 94 | 0.00012069 | 1.284e-06
| 2016/17 | 9/08/2016 | PLANNED | 850 | 17 | 50 | 0.0010914 | 2.1827e-05
| 2016/17 | 9/08/2016 | PLANNED | 1798 | 29 | 62 | 0.0023086 | 3.7235e-05
| 2016/17 | 9/08/2016 | PLANNED | 21 | 1 | 21 | 2.6963e-05 | 1.284e-06
| 2016/17 | 10/08/2016 | PLANNED | 140 | 7 | 20 | 0.00017976 | 8.9878e-06
| 2016/17 | 10/08/2016 | PLANNED | 17415 | 39 | 446.5385 | 0.02236 | 5.0075e-05
| 2016/17 | 10/08/2016 | PLANNED | 10817 | 29 | 373 | 0.013889 | 3.7235e-05
| 2016/17 | 10/08/2016 | PLANNED | 1719 | 61 | 28.1803 | 0.0022071 | 7.8322e-05
| 2016/17 | 10/08/2016 | PLANNED | 18858 | 42 | 449 | 0.024213 | 5.3927e-05
| 2016/17 | 10/08/2016 | PLANNED | 4760 | 14 | 340 | 0.0061117 | 1.7976e-05
| 2016/17 | 10/08/2016 | PLANNED | 2060 | 4 | 515 | 0.002645 | 5.1359e-06
| 2016/17 | 10/08/2016 | PLANNED | 1120 | 7 | 160 | 0.001438 | 8.9878e-06
| 2016/17 | 10/08/2016 | PLANNED | 22100 | 85 | 260 | 0.028376 | 0.00010914
| 2016/17 | 10/08/2016 | PLANNED | 12218 | 41 | 298 | 0.015688 | 5.2643e-05
| 2016/17 | 10/08/2016 | PLANNED | 3425 | 137 | 25 | 0.0043976 | 0.0001759
| 2016/17 | 10/08/2016 | PLANNED | 32385 | 127 | 255 | 0.041581 | 0.00016306
| 2016/17 | 10/08/2016 | PLANNED | 22504 | 97 | 232 | 0.028894 | 0.00012454
| 2016/17 | 10/08/2016 | PLANNED | 7539 | 21 | 359 | 0.0096798 | 2.6963e-05
| 2016/17 | 10/08/2016 | PLANNED | 27744 | 204 | 136 | 0.035622 | 0.00026193
| 2016/17 | 10/08/2016 | PLANNED | 144 | 1 | 144 | 0.00018489 | 1.284e-06
| 2016/17 | 10/08/2016 | PLANNED | 20 | 1 | 20 | 2.5679e-05 | 1.284e-06
| 2016/17 | 11/08/2016 | PLANNED | 16720 | 44 | 380 | 0.021468 | 5.6495e-05
| 2016/17 | 11/08/2016 | PLANNED | 12285 | 39 | 315 | 0.015774 | 5.0075e-05
| 2016/17 | 11/08/2016 | PLANNED | 29150 | 110 | 265 | 0.037428 | 0.00014124
| 2016/17 | 11/08/2016 | PLANNED | 23927 | 71 | 337 | 0.030721 | 9.1162e-05
| 2016/17 | 11/08/2016 | PLANNED | 6665 | 31 | 215 | 0.0085576 | 3.9803e-05
| 2016/17 | 11/08/2016 | PLANNED | 2900 | 23 | 126.087 | 0.0037235 | 2.9531e-05
| 2016/17 | 11/08/2016 | PLANNED | 6686 | 22 | 303.9091 | 0.0085846 | 2.8247e-05
| 2016/17 | 11/08/2016 | PLANNED | 16215 | 47 | 345 | 0.02082 | 6.0346e-05
| 2016/17 | 11/08/2016 | PLANNED | 6700 | 20 | 335 | 0.0086026 | 2.5679e-05
| 2016/17 | 11/08/2016 | PLANNED | 665 | 7 | 95 | 0.00085384 | 8.9878e-06
| 2016/17 | 11/08/2016 | PLANNED | 7595 | 31 | 245 | 0.0097517 | 3.9803e-05
| 2016/17 | 11/08/2016 | PLANNED | 8798 | 53 | 166 | 0.011296 | 6.805e-05
| 2016/17 | 11/08/2016 | PLANNED | 682 | 2 | 341 | 0.00087567 | 2.5679e-06
| 2016/17 | 11/08/2016 | PLANNED | 262 | 8 | 32.75 | 0.0003364 | 1.0272e-05
| 2016/17 | 11/08/2016 | PLANNED | 141 | 5 | 28.2 | 0.00018104 | 6.4198e-06
| 2016/17 | 11/08/2016 | PLANNED | 5376 | 42 | 128 | 0.0069026 | 5.3927e-05
| 2016/17 | 11/08/2016 | PLANNED | 78 | 2 | 39 | 0.00010015 | 2.5679e-06
| 2016/17 | 11/08/2016 | PLANNED | 896 | 12 | 74.6667 | 0.0011504 | 1.5408e-05
| 2016/17 | 11/08/2016 | PLANNED | 1156 | 17 | 68 | 0.0014843 | 2.1827e-05
| 2016/17 | 11/08/2016 | PLANNED | 240 | 2 | 120 | 0.00030815 | 2.5679e-06
| 2016/17 | 11/08/2016 | PLANNED | 81 | 3 | 27 | 0.000104 | 3.8519e-06
| 2016/17 | 12/08/2016 | PLANNED | 280 | 2 | 140 | 0.00035951 | 2.5679e-06
| 2016/17 | 12/08/2016 | PLANNED | 5270 | 34 | 155 | 0.0067665 | 4.3655e-05
| 2016/17 | 12/08/2016 | PLANNED | 3604 | 34 | 106 | 0.0046274 | 4.3655e-05
| 2016/17 | 12/08/2016 | PLANNED | 760 | 4 | 190 | 0.00097582 | 5.1359e-06
| 2016/17 | 12/08/2016 | PLANNED | 370 | 5 | 74 | 0.00047507 | 6.4198e-06
| 2016/17 | 12/08/2016 | PLANNED | 5735 | 31 | 185 | 0.0073636 | 3.9803e-05
| 2016/17 | 12/08/2016 | PLANNED | 3600 | 12 | 300 | 0.0046223 | 1.5408e-05
| 2016/17 | 12/08/2016 | PLANNED | 1782 | 27 | 66 | 0.002288 | 3.4667e-05
| 2016/17 | 12/08/2016 | PLANNED | 644 | 2 | 322 | 0.00082687 | 2.5679e-06
| 2016/17 | 12/08/2016 | PLANNED | 146 | 1 | 146 | 0.00018746 | 1.284e-06
| 2016/17 | 12/08/2016 | PLANNED | 2702 | 14 | 193 | 0.0034693 | 1.7976e-05
| 2016/17 | 12/08/2016 | PLANNED | 640 | 4 | 160 | 0.00082174 | 5.1359e-06
| 2016/17 | 12/08/2016 | PLANNED | 12600 | 50 | 252 | 0.016178 | 6.4198e-05
| 2016/17 | 12/08/2016 | PLANNED | 2706 | 11 | 246 | 0.0034744 | 1.4124e-05
| 2016/17 | 12/08/2016 | PLANNED | 8164 | 52 | 157 | 0.010482 | 6.6766e-05
| 2016/17 | 12/08/2016 | PLANNED | 270 | 3 | 90 | 0.00034667 | 3.8519e-06
| 2016/17 | 12/08/2016 | PLANNED | 229 | 13 | 17.6154 | 0.00029403 | 1.6692e-05
| 2016/17 | 12/08/2016 | PLANNED | 1050 | 9 | 116.6667 | 0.0013482 | 1.1556e-05
| 2016/17 | 12/08/2016 | PLANNED | 1820 | 7 | 260 | 0.0023368 | 8.9878e-06
| 2016/17 | 12/08/2016 | PLANNED | 495 | 11 | 45 | 0.00063556 | 1.4124e-05
| 2016/17 | 12/08/2016 | PLANNED | 696 | 4 | 174 | 0.00089364 | 5.1359e-06
| 2016/17 | 12/08/2016 | PLANNED | 186 | 2 | 93 | 0.00023882 | 2.5679e-06
| 2016/17 | 12/08/2016 | PLANNED | 675 | 9 | 75 | 0.00086668 | 1.1556e-05
| 2016/17 | 12/08/2016 | PLANNED | 120 | 2 | 60 | 0.00015408 | 2.5679e-06
| 2016/17 | 12/08/2016 | PLANNED | 76 | 2 | 38 | 9.7582e-05 | 2.5679e-06
| 2016/17 | 12/08/2016 | PLANNED | 260 | 4 | 65 | 0.00033383 | 5.1359e-06
| 2016/17 | 14/08/2016 | PLANNED | 5346 | 22 | 243 | 0.0068641 | 2.8247e-05
| 2016/17 | 14/08/2016 | PLANNED | 8909 | 25 | 356.36 | 0.011439 | 3.2099e-05
| 2016/17 | 14/08/2016 | PLANNED | 1384 | 4 | 346 | 0.001777 | 5.1359e-06
| 2016/17 | 15/08/2016 | PLANNED | 5340 | 60 | 89 | 0.0068564 | 7.7038e-05
| 2016/17 | 15/08/2016 | PLANNED | 264 | 12 | 22 | 0.00033897 | 1.5408e-05
| 2016/17 | 15/08/2016 | PLANNED | 420 | 7 | 60 | 0.00053927 | 8.9878e-06
| 2016/17 | 15/08/2016 | PLANNED | 1268 | 4 | 317 | 0.0016281 | 5.1359e-06
| 2016/17 | 15/08/2016 | PLANNED | 14705 | 42 | 350.119 | 0.018881 | 5.3927e-05
| 2016/17 | 15/08/2016 | PLANNED | 388 | 20 | 19.4 | 0.00049818 | 2.5679e-05
| 2016/17 | 15/08/2016 | PLANNED | 331 | 1 | 331 | 0.00042499 | 1.284e-06
| 2016/17 | 15/08/2016 | PLANNED | 191 | 7 | 27.2857 | 0.00024524 | 8.9878e-06
| 2016/17 | 15/08/2016 | PLANNED | 64 | 1 | 64 | 8.2174e-05 | 1.284e-06
| 2016/17 | 15/08/2016 | PLANNED | 384 | 18 | 21.3333 | 0.00049304 | 2.3111e-05
| 2016/17 | 15/08/2016 | PLANNED | 7956 | 78 | 102 | 0.010215 | 0.00010015
| 2016/17 | 16/08/2016 | PLANNED | 172 | 4 | 43 | 0.00022084 | 5.1359e-06
| 2016/17 | 16/08/2016 | PLANNED | 121370 | 265 | 458 | 0.15584 | 0.00034025
| 2016/17 | 16/08/2016 | PLANNED | 387 | 3 | 129 | 0.0004969 | 3.8519e-06
| 2016/17 | 16/08/2016 | PLANNED | 1900 | 20 | 95 | 0.0024395 | 2.5679e-05
| 2016/17 | 16/08/2016 | PLANNED | 2358 | 18 | 131 | 0.0030276 | 2.3111e-05
| 2016/17 | 16/08/2016 | PLANNED | 10670 | 97 | 110 | 0.0137 | 0.00012454
| 2016/17 | 16/08/2016 | PLANNED | 2484 | 398 | 6.2412 | 0.0031894 | 0.00051102
| 2016/17 | 16/08/2016 | PLANNED | 2028 | 6 | 338 | 0.0026039 | 7.7038e-06
| 2016/17 | 16/08/2016 | PLANNED | 6925 | 25 | 277 | 0.0088915 | 3.2099e-05
| 2016/17 | 16/08/2016 | PLANNED | 66390 | 245 | 270.9796 | 0.085243 | 0.00031457
| 2016/17 | 16/08/2016 | PLANNED | 1700 | 5 | 340 | 0.0021827 | 6.4198e-06
| 2016/17 | 16/08/2016 | PLANNED | 237 | 8 | 29.625 | 0.0003043 | 1.0272e-05
| 2016/17 | 16/08/2016 | PLANNED | 720 | 4 | 180 | 0.00092446 | 5.1359e-06
| 2016/17 | 16/08/2016 | PLANNED | 16069 | 43 | 373.6977 | 0.020632 | 5.5211e-05
| 2016/17 | 16/08/2016 | PLANNED | 8668 | 44 | 197 | 0.011129 | 5.6495e-05
| 2016/17 | 16/08/2016 | PLANNED | 45 | 3 | 15 | 5.7779e-05 | 3.8519e-06
| 2016/17 | 16/08/2016 | PLANNED | 532 | 4 | 133 | 0.00068307 | 5.1359e-06
| 2016/17 | 16/08/2016 | PLANNED | 545 | 5 | 109 | 0.00069976 | 6.4198e-06
| 2016/17 | 16/08/2016 | PLANNED | 42 | 1 | 42 | 5.3927e-05 | 1.284e-06
| 2016/17 | 17/08/2016 | PLANNED | 286 | 2 | 143 | 0.00036721 | 2.5679e-06
| 2016/17 | 17/08/2016 | PLANNED | 100 | 1 | 100 | 0.0001284 | 1.284e-06
| 2016/17 | 17/08/2016 | PLANNED | 3744 | 52 | 72 | 0.0048072 | 6.6766e-05
| 2016/17 | 17/08/2016 | PLANNED | 14200 | 71 | 200 | 0.018232 | 9.1162e-05
| 2016/17 | 17/08/2016 | PLANNED | 102577 | 405 | 253.2765 | 0.13171 | 0.00052001
| 2016/17 | 17/08/2016 | PLANNED | 256984 | 728 | 353 | 0.32996 | 0.00093473
| 2016/17 | 17/08/2016 | PLANNED | 10920 | 28 | 390 | 0.014021 | 3.5951e-05
| 2016/17 | 17/08/2016 | PLANNED | 71463 | 249 | 287 | 0.091756 | 0.00031971
| 2016/17 | 17/08/2016 | PLANNED | 165 | 6 | 27.5 | 0.00021185 | 7.7038e-06
| 2016/17 | 17/08/2016 | PLANNED | 11118 | 51 | 218 | 0.014275 | 6.5482e-05
| 2016/17 | 17/08/2016 | PLANNED | 2394 | 19 | 126 | 0.0030738 | 2.4395e-05
| 2016/17 | 17/08/2016 | PLANNED | 899 | 31 | 29 | 0.0011543 | 3.9803e-05
| 2016/17 | 17/08/2016 | PLANNED | 486 | 3 | 162 | 0.00062401 | 3.8519e-06
| 2016/17 | 17/08/2016 | PLANNED | 912 | 12 | 76 | 0.001171 | 1.5408e-05
| 2016/17 | 17/08/2016 | PLANNED | 176 | 2 | 88 | 0.00022598 | 2.5679e-06
| 2016/17 | 17/08/2016 | PLANNED | 760 | 4 | 190 | 0.00097582 | 5.1359e-06
| 2016/17 | 17/08/2016 | PLANNED | 615 | 3 | 205 | 0.00078964 | 3.8519e-06
| 2016/17 | 17/08/2016 | PLANNED | 213 | 3 | 71 | 0.00027349 | 3.8519e-06
| 2016/17 | 17/08/2016 | PLANNED | 6578 | 26 | 253 | 0.0084459 | 3.3383e-05
| 2016/17 | 17/08/2016 | PLANNED | 5732 | 37 | 154.9189 | 0.0073597 | 4.7507e-05
| 2016/17 | 17/08/2016 | PLANNED | 80 | 4 | 20 | 0.00010272 | 5.1359e-06
| 2016/17 | 17/08/2016 | PLANNED | 156 | 6 | 26 | 0.0002003 | 7.7038e-06
| 2016/17 | 17/08/2016 | PLANNED | 80 | 4 | 20 | 0.00010272 | 5.1359e-06
| 2016/17 | 17/08/2016 | PLANNED | 5704 | 62 | 92 | 0.0073237 | 7.9606e-05
| 2016/17 | 17/08/2016 | PLANNED | 48 | 4 | 12 | 6.163e-05 | 5.1359e-06
| 2016/17 | 17/08/2016 | PLANNED | 60 | 2 | 30 | 7.7038e-05 | 2.5679e-06
| 2016/17 | 17/08/2016 | PLANNED | 57 | 3 | 19 | 7.3186e-05 | 3.8519e-06
| 2016/17 | 17/08/2016 | PLANNED | 10925 | 115 | 95 | 0.014027 | 0.00014766
| 2016/17 | 17/08/2016 | PLANNED | 80 | 4 | 20 | 0.00010272 | 5.1359e-06
| 2016/17 | 17/08/2016 | PLANNED | 464 | 4 | 116 | 0.00059576 | 5.1359e-06
| 2016/17 | 17/08/2016 | PLANNED | 444 | 4 | 111 | 0.00057008 | 5.1359e-06
| 2016/17 | 17/08/2016 | PLANNED | 450 | 9 | 50 | 0.00057779 | 1.1556e-05
| 2016/17 | 17/08/2016 | PLANNED | 31 | 1 | 31 | 3.9803e-05 | 1.284e-06
| 2016/17 | 18/08/2016 | PLANNED | 355 | 21 | 16.9048 | 0.00045581 | 2.6963e-05
| 2016/17 | 18/08/2016 | PLANNED | 3780 | 7 | 540 | 0.0048534 | 8.9878e-06
| 2016/17 | 18/08/2016 | PLANNED | 4620 | 14 | 330 | 0.0059319 | 1.7976e-05
| 2016/17 | 18/08/2016 | PLANNED | 1352 | 8 | 169 | 0.0017359 | 1.0272e-05
| 2016/17 | 18/08/2016 | PLANNED | 1568 | 7 | 224 | 0.0020133 | 8.9878e-06
| 2016/17 | 18/08/2016 | PLANNED | 860 | 4 | 215 | 0.0011042 | 5.1359e-06
| 2016/17 | 18/08/2016 | PLANNED | 480 | 6 | 80 | 0.0006163 | 7.7038e-06
| 2016/17 | 18/08/2016 | PLANNED | 1540 | 14 | 110 | 0.0019773 | 1.7976e-05
| 2016/17 | 18/08/2016 | PLANNED | 12900 | 60 | 215 | 0.016563 | 7.7038e-05
| 2016/17 | 18/08/2016 | PLANNED | 4250 | 17 | 250 | 0.0054569 | 2.1827e-05
| 2016/17 | 18/08/2016 | PLANNED | 495 | 3 | 165 | 0.00063556 | 3.8519e-06
| 2016/17 | 18/08/2016 | PLANNED | 630 | 2 | 315 | 0.0008089 | 2.5679e-06
| 2016/17 | 18/08/2016 | PLANNED | 540 | 6 | 90 | 0.00069334 | 7.7038e-06
| 2016/17 | 18/08/2016 | PLANNED | 784 | 16 | 49 | 0.0010066 | 2.0543e-05
| 2016/17 | 18/08/2016 | PLANNED | 1300 | 5 | 260 | 0.0016692 | 6.4198e-06
| 2016/17 | 18/08/2016 | PLANNED | 6280 | 40 | 157 | 0.0080633 | 5.1359e-05
| 2016/17 | 18/08/2016 | PLANNED | 3335 | 8 | 416.875 | 0.004282 | 1.0272e-05
| 2016/17 | 18/08/2016 | PLANNED | 1010 | 5 | 202 | 0.0012968 | 6.4198e-06
| 2016/17 | 18/08/2016 | PLANNED | 900 | 10 | 90 | 0.0011556 | 1.284e-05
| 2016/17 | 18/08/2016 | PLANNED | 5460 | 39 | 140 | 0.0070105 | 5.0075e-05
| 2016/17 | 18/08/2016 | PLANNED | 330 | 3 | 110 | 0.00042371 | 3.8519e-06
| 2016/17 | 18/08/2016 | PLANNED | 190 | 2 | 95 | 0.00024395 | 2.5679e-06
| 2016/17 | 18/08/2016 | PLANNED | 20 | 1 | 20 | 2.5679e-05 | 1.284e-06
| 2016/17 | 18/08/2016 | PLANNED | 468 | 9 | 52 | 0.0006009 | 1.1556e-05
| 2016/17 | 18/08/2016 | PLANNED | 6160 | 88 | 70 | 0.0079092 | 0.00011299
| 2016/17 | 18/08/2016 | PLANNED | 30 | 2 | 15 | 3.8519e-05 | 2.5679e-06
| 2016/17 | 18/08/2016 | PLANNED | 407 | 11 | 37 | 0.00052257 | 1.4124e-05
| 2016/17 | 19/08/2016 | PLANNED | 9945 | 51 | 195 | 0.012769 | 6.5482e-05
| 2016/17 | 19/08/2016 | PLANNED | 7605 | 39 | 195 | 0.0097646 | 5.0075e-05
| 2016/17 | 19/08/2016 | PLANNED | 8235 | 27 | 305 | 0.010573 | 3.4667e-05
| 2016/17 | 19/08/2016 | PLANNED | 3360 | 42 | 80 | 0.0043141 | 5.3927e-05
| 2016/17 | 19/08/2016 | PLANNED | 8946 | 71 | 126 | 0.011486 | 9.1162e-05
| 2016/17 | 19/08/2016 | PLANNED | 70110 | 246 | 285 | 0.090019 | 0.00031586
| 2016/17 | 19/08/2016 | PLANNED | 471 | 3 | 157 | 0.00060475 | 3.8519e-06
| 2016/17 | 19/08/2016 | PLANNED | 2160 | 24 | 90 | 0.0027734 | 3.0815e-05
| 2016/17 | 19/08/2016 | PLANNED | 2904 | 24 | 121 | 0.0037286 | 3.0815e-05
| 2016/17 | 19/08/2016 | PLANNED | 7820 | 46 | 170 | 0.010041 | 5.9062e-05
| 2016/17 | 21/08/2016 | PLANNED | 425 | 1 | 425 | 0.00054569 | 1.284e-06
| 2016/17 | 21/08/2016 | PLANNED | 19783 | 43 | 460.0698 | 0.025401 | 5.5211e-05
| 2016/17 | 21/08/2016 | PLANNED | 125 | 1 | 125 | 0.0001605 | 1.284e-06
| 2016/17 | 21/08/2016 | PLANNED | 4675 | 17 | 275 | 0.0060025 | 2.1827e-05
| 2016/17 | 22/08/2016 | PLANNED | 25 | 1 | 25 | 3.2099e-05 | 1.284e-06
| 2016/17 | 22/08/2016 | PLANNED | 4004 | 28 | 143 | 0.005141 | 3.5951e-05
| 2016/17 | 22/08/2016 | PLANNED | 4368 | 39 | 112 | 0.0056084 | 5.0075e-05
| 2016/17 | 22/08/2016 | PLANNED | 886 | 31 | 28.5806 | 0.0011376 | 3.9803e-05
| 2016/17 | 22/08/2016 | PLANNED | 45 | 1 | 45 | 5.7779e-05 | 1.284e-06
| 2016/17 | 22/08/2016 | PLANNED | 22339 | 89 | 251 | 0.028683 | 0.00011427
| 2016/17 | 22/08/2016 | PLANNED | 896 | 56 | 16 | 0.0011504 | 7.1902e-05
| 2016/17 | 22/08/2016 | PLANNED | 1265 | 23 | 55 | 0.0016242 | 2.9531e-05
| 2016/17 | 22/08/2016 | PLANNED | 897 | 3 | 299 | 0.0011517 | 3.8519e-06
| 2016/17 | 22/08/2016 | PLANNED | 1386 | 14 | 99 | 0.0017796 | 1.7976e-05
| 2016/17 | 22/08/2016 | PLANNED | 23 | 1 | 23 | 2.9531e-05 | 1.284e-06
| 2016/17 | 22/08/2016 | PLANNED | 15232 | 56 | 272 | 0.019557 | 7.1902e-05
| 2016/17 | 22/08/2016 | PLANNED | 481 | 14 | 34.3571 | 0.00061759 | 1.7976e-05
| 2016/17 | 22/08/2016 | PLANNED | 105 | 3 | 35 | 0.00013482 | 3.8519e-06
| 2016/17 | 22/08/2016 | PLANNED | 30 | 1 | 30 | 3.8519e-05 | 1.284e-06
| 2016/17 | 22/08/2016 | PLANNED | 60 | 3 | 20 | 7.7038e-05 | 3.8519e-06
| 2016/17 | 22/08/2016 | PLANNED | 75 | 5 | 15 | 9.6298e-05 | 6.4198e-06
| 2016/17 | 22/08/2016 | PLANNED | 268 | 11 | 24.3636 | 0.0003441 | 1.4124e-05
| 2016/17 | 22/08/2016 | PLANNED | 792 | 11 | 72 | 0.0010169 | 1.4124e-05
| 2016/17 | 22/08/2016 | PLANNED | 544 | 16 | 34 | 0.00069848 | 2.0543e-05
| 2016/17 | 22/08/2016 | PLANNED | 15 | 1 | 15 | 1.926e-05 | 1.284e-06
| 2016/17 | 22/08/2016 | PLANNED | 10 | 2 | 5 | 1.284e-05 | 2.5679e-06
| 2016/17 | 22/08/2016 | PLANNED | 25 | 1 | 25 | 3.2099e-05 | 1.284e-06
| 2016/17 | 22/08/2016 | PLANNED | 30 | 3 | 10 | 3.8519e-05 | 3.8519e-06
| 2016/17 | 22/08/2016 | PLANNED | 9 | 3 | 3 | 1.1556e-05 | 3.8519e-06
| 2016/17 | 22/08/2016 | PLANNED | 4 | 1 | 4 | 5.1359e-06 | 1.284e-06
| 2016/17 | 22/08/2016 | PLANNED | 21 | 1 | 21 | 2.6963e-05 | 1.284e-06
| 2016/17 | 22/08/2016 | PLANNED | 27 | 1 | 27 | 3.4667e-05 | 1.284e-06
| 2016/17 | 23/08/2016 | PLANNED | 3664 | 8 | 458 | 0.0047045 | 1.0272e-05
| 2016/17 | 23/08/2016 | PLANNED | 90 | 3 | 30 | 0.00011556 | 3.8519e-06
| 2016/17 | 23/08/2016 | PLANNED | 11040 | 48 | 230 | 0.014175 | 6.163e-05
| 2016/17 | 23/08/2016 | PLANNED | 75 | 3 | 25 | 9.6298e-05 | 3.8519e-06
| 2016/17 | 23/08/2016 | PLANNED | 5580 | 18 | 310 | 0.0071645 | 2.3111e-05
| 2016/17 | 23/08/2016 | PLANNED | 275 | 5 | 55 | 0.00035309 | 6.4198e-06
| 2016/17 | 23/08/2016 | PLANNED | 29274 | 123 | 238 | 0.037587 | 0.00015793
| 2016/17 | 23/08/2016 | PLANNED | 935 | 11 | 85 | 0.0012005 | 1.4124e-05
| 2016/17 | 23/08/2016 | PLANNED | 25108 | 223 | 112.5919 | 0.032238 | 0.00028632
| 2016/17 | 23/08/2016 | PLANNED | 2872 | 8 | 359 | 0.0036876 | 1.0272e-05
| 2016/17 | 23/08/2016 | PLANNED | 11552 | 32 | 361 | 0.014832 | 4.1087e-05
| 2016/17 | 23/08/2016 | PLANNED | 225 | 1 | 225 | 0.00028889 | 1.284e-06
| 2016/17 | 23/08/2016 | PLANNED | 20586 | 73 | 282 | 0.026432 | 9.373e-05
| 2016/17 | 23/08/2016 | PLANNED | 90 | 3 | 30 | 0.00011556 | 3.8519e-06
| 2016/17 | 23/08/2016 | PLANNED | 160 | 2 | 80 | 0.00020543 | 2.5679e-06
| 2016/17 | 23/08/2016 | PLANNED | 1200 | 6 | 200 | 0.0015408 | 7.7038e-06
| 2016/17 | 23/08/2016 | PLANNED | 29 | 1 | 29 | 3.7235e-05 | 1.284e-06
| 2016/17 | 23/08/2016 | PLANNED | 13572 | 36 | 377 | 0.017426 | 4.6223e-05
| 2016/17 | 23/08/2016 | PLANNED | 913 | 11 | 83 | 0.0011723 | 1.4124e-05
| 2016/17 | 23/08/2016 | PLANNED | 190780 | 1142 | 167.0578 | 0.24496 | 0.0014663
| 2016/17 | 23/08/2016 | PLANNED | 45687 | 157 | 291 | 0.058661 | 0.00020158
| 2016/17 | 23/08/2016 | PLANNED | 13 | 1 | 13 | 1.6692e-05 | 1.284e-06
| 2016/17 | 23/08/2016 | PLANNED | 2782 | 26 | 107 | 0.003572 | 3.3383e-05
| 2016/17 | 23/08/2016 | PLANNED | 31 | 1 | 31 | 3.9803e-05 | 1.284e-06
| 2016/17 | 23/08/2016 | PLANNED | 1548 | 12 | 129 | 0.0019876 | 1.5408e-05
| 2016/17 | 23/08/2016 | PLANNED | 34 | 2 | 17 | 4.3655e-05 | 2.5679e-06
| 2016/17 | 23/08/2016 | PLANNED | 1650 | 15 | 110 | 0.0021185 | 1.926e-05
| 2016/17 | 23/08/2016 | PLANNED | 785 | 37 | 21.2162 | 0.0010079 | 4.7507e-05
| 2016/17 | 23/08/2016 | PLANNED | 60 | 2 | 30 | 7.7038e-05 | 2.5679e-06
| 2016/17 | 23/08/2016 | PLANNED | 10 | 1 | 10 | 1.284e-05 | 1.284e-06
| 2016/17 | 23/08/2016 | PLANNED | 560 | 7 | 80 | 0.00071902 | 8.9878e-06
| 2016/17 | 23/08/2016 | PLANNED | 1468 | 75 | 19.5733 | 0.0018849 | 9.6298e-05
| 2016/17 | 23/08/2016 | PLANNED | 80 | 16 | 5 | 0.00010272 | 2.0543e-05
| 2016/17 | 23/08/2016 | PLANNED | 16 | 1 | 16 | 2.0543e-05 | 1.284e-06
| 2016/17 | 23/08/2016 | PLANNED | 798 | 42 | 19 | 0.0010246 | 5.3927e-05
| 2016/17 | 23/08/2016 | PLANNED | 480 | 40 | 12 | 0.0006163 | 5.1359e-05
| 2016/17 | 23/08/2016 | PLANNED | 35 | 1 | 35 | 4.4939e-05 | 1.284e-06
| 2016/17 | 24/08/2016 | PLANNED | 52640 | 560 | 94 | 0.067588 | 0.00071902
| 2016/17 | 24/08/2016 | PLANNED | 23632 | 112 | 211 | 0.030343 | 0.0001438
| 2016/17 | 24/08/2016 | PLANNED | 225 | 3 | 75 | 0.00028889 | 3.8519e-06
| 2016/17 | 24/08/2016 | PLANNED | 620 | 5 | 124 | 0.00079606 | 6.4198e-06
| 2016/17 | 24/08/2016 | PLANNED | 7600 | 19 | 400 | 0.0097582 | 2.4395e-05
| 2016/17 | 24/08/2016 | PLANNED | 2340 | 52 | 45 | 0.0030045 | 6.6766e-05
| 2016/17 | 24/08/2016 | PLANNED | 660 | 3 | 220 | 0.00084742 | 3.8519e-06
| 2016/17 | 24/08/2016 | PLANNED | 28750 | 115 | 250 | 0.036914 | 0.00014766
| 2016/17 | 24/08/2016 | PLANNED | 4925 | 163 | 30.2147 | 0.0063235 | 0.00020929
| 2016/17 | 24/08/2016 | PLANNED | 7975 | 25 | 319 | 0.01024 | 3.2099e-05
| 2016/17 | 24/08/2016 | PLANNED | 17480 | 46 | 380 | 0.022444 | 5.9062e-05
| 2016/17 | 24/08/2016 | PLANNED | 20580 | 49 | 420 | 0.026424 | 6.2914e-05
| 2016/17 | 24/08/2016 | PLANNED | 39479 | 97 | 407 | 0.05069 | 0.00012454
| 2016/17 | 24/08/2016 | PLANNED | 64605 | 177 | 365 | 0.082951 | 0.00022726
| 2016/17 | 24/08/2016 | PLANNED | 380 | 2 | 190 | 0.00048791 | 2.5679e-06
| 2016/17 | 24/08/2016 | PLANNED | 50 | 2 | 25 | 6.4198e-05 | 2.5679e-06
| 2016/17 | 24/08/2016 | PLANNED | 14 | 1 | 14 | 1.7976e-05 | 1.284e-06
| 2016/17 | 24/08/2016 | PLANNED | 320 | 2 | 160 | 0.00041087 | 2.5679e-06
| 2016/17 | 24/08/2016 | PLANNED | 4004 | 52 | 77 | 0.005141 | 6.6766e-05
| 2016/17 | 24/08/2016 | PLANNED | 48 | 2 | 24 | 6.163e-05 | 2.5679e-06
| 2016/17 | 24/08/2016 | PLANNED | 44 | 2 | 22 | 5.6495e-05 | 2.5679e-06
| 2016/17 | 24/08/2016 | PLANNED | 12 | 3 | 4 | 1.5408e-05 | 3.8519e-06
| 2016/17 | 24/08/2016 | PLANNED | 136203 | 547 | 249 | 0.17488 | 0.00070233
| 2016/17 | 24/08/2016 | PLANNED | 122 | 2 | 61 | 0.00015664 | 2.5679e-06
| 2016/17 | 24/08/2016 | PLANNED | 18 | 1 | 18 | 2.3111e-05 | 1.284e-06
| 2016/17 | 24/08/2016 | PLANNED | 49 | 7 | 7 | 6.2914e-05 | 8.9878e-06
| 2016/17 | 24/08/2016 | PLANNED | 720 | 10 | 72 | 0.00092446 | 1.284e-05
| 2016/17 | 24/08/2016 | PLANNED | 30 | 2 | 15 | 3.8519e-05 | 2.5679e-06
| 2016/17 | 24/08/2016 | PLANNED | 4375 | 35 | 125 | 0.0056174 | 4.4939e-05
| 2016/17 | 24/08/2016 | PLANNED | 20 | 1 | 20 | 2.5679e-05 | 1.284e-06
| 2016/17 | 24/08/2016 | PLANNED | 20 | 1 | 20 | 2.5679e-05 | 1.284e-06
| 2016/17 | 24/08/2016 | PLANNED | 3990 | 95 | 42 | 0.005123 | 0.00012198
| 2016/17 | 24/08/2016 | PLANNED | 60 | 2 | 30 | 7.7038e-05 | 2.5679e-06
| 2016/17 | 24/08/2016 | PLANNED | 21 | 1 | 21 | 2.6963e-05 | 1.284e-06
| 2016/17 | 24/08/2016 | PLANNED | 1056 | 12 | 88 | 0.0013559 | 1.5408e-05
| 2016/17 | 24/08/2016 | PLANNED | 10 | 1 | 10 | 1.284e-05 | 1.284e-06
| 2016/17 | 24/08/2016 | PLANNED | 60 | 2 | 30 | 7.7038e-05 | 2.5679e-06
| 2016/17 | 24/08/2016 | PLANNED | 152 | 2 | 76 | 0.00019516 | 2.5679e-06
| 2016/17 | 24/08/2016 | PLANNED | 186 | 2 | 93 | 0.00023882 | 2.5679e-06
| 2016/17 | 24/08/2016 | PLANNED | 117 | 6 | 19.5 | 0.00015022 | 7.7038e-06
| 2016/17 | 24/08/2016 | PLANNED | 81 | 3 | 27 | 0.000104 | 3.8519e-06
| 2016/17 | 24/08/2016 | PLANNED | 62 | 2 | 31 | 7.9606e-05 | 2.5679e-06
| 2016/17 | 24/08/2016 | PLANNED | 100 | 2 | 50 | 0.0001284 | 2.5679e-06
| 2016/17 | 24/08/2016 | PLANNED | 22 | 2 | 11 | 2.8247e-05 | 2.5679e-06
| 2016/17 | 24/08/2016 | PLANNED | 10 | 1 | 10 | 1.284e-05 | 1.284e-06
| 2016/17 | 24/08/2016 | PLANNED | 77 | 7 | 11 | 9.8865e-05 | 8.9878e-06
| 2016/17 | 25/08/2016 | PLANNED | 130 | 13 | 10 | 0.00016692 | 1.6692e-05
| 2016/17 | 25/08/2016 | PLANNED | 27495 | 65 | 423 | 0.035303 | 8.3458e-05
| 2016/17 | 25/08/2016 | PLANNED | 2840 | 8 | 355 | 0.0036465 | 1.0272e-05
| 2016/17 | 25/08/2016 | PLANNED | 678 | 2 | 339 | 0.00087053 | 2.5679e-06
| 2016/17 | 25/08/2016 | PLANNED | 1827 | 21 | 87 | 0.0023458 | 2.6963e-05
| 2016/17 | 25/08/2016 | PLANNED | 79304 | 184 | 431 | 0.10182 | 0.00023625
| 2016/17 | 25/08/2016 | PLANNED | 2002 | 11 | 182 | 0.0025705 | 1.4124e-05
| 2016/17 | 25/08/2016 | PLANNED | 34523 | 87 | 396.8161 | 0.044326 | 0.00011171
| 2016/17 | 25/08/2016 | PLANNED | 29890 | 122 | 245 | 0.038378 | 0.00015664
| 2016/17 | 25/08/2016 | PLANNED | 6600 | 22 | 300 | 0.0084742 | 2.8247e-05
| 2016/17 | 25/08/2016 | PLANNED | 33750 | 135 | 250 | 0.043334 | 0.00017334
| 2016/17 | 25/08/2016 | PLANNED | 5980 | 23 | 260 | 0.0076781 | 2.9531e-05
| 2016/17 | 25/08/2016 | PLANNED | 96 | 6 | 16 | 0.00012326 | 7.7038e-06
| 2016/17 | 25/08/2016 | PLANNED | 138 | 3 | 46 | 0.00017719 | 3.8519e-06
| 2016/17 | 25/08/2016 | PLANNED | 97046 | 310 | 313.0516 | 0.1246 | 0.00039803
| 2016/17 | 25/08/2016 | PLANNED | 1619 | 37 | 43.7568 | 0.0020787 | 4.7507e-05
| 2016/17 | 25/08/2016 | PLANNED | 960 | 4 | 240 | 0.0012326 | 5.1359e-06
| 2016/17 | 25/08/2016 | PLANNED | 14 | 2 | 7 | 1.7976e-05 | 2.5679e-06
| 2016/17 | 25/08/2016 | PLANNED | 6072 | 24 | 253 | 0.0077962 | 3.0815e-05
| 2016/17 | 25/08/2016 | PLANNED | 6273 | 41 | 153 | 0.0080543 | 5.2643e-05
| 2016/17 | 25/08/2016 | PLANNED | 77 | 1 | 77 | 9.8865e-05 | 1.284e-06
| 2016/17 | 25/08/2016 | PLANNED | 46 | 2 | 23 | 5.9062e-05 | 2.5679e-06
| 2016/17 | 25/08/2016 | PLANNED | 7200 | 120 | 60 | 0.0092446 | 0.00015408
| 2016/17 | 25/08/2016 | PLANNED | 7776 | 72 | 108 | 0.0099841 | 9.2446e-05
| 2016/17 | 25/08/2016 | PLANNED | 80 | 4 | 20 | 0.00010272 | 5.1359e-06
| 2016/17 | 25/08/2016 | PLANNED | 138 | 2 | 69 | 0.00017719 | 2.5679e-06
| 2016/17 | 25/08/2016 | PLANNED | 144 | 2 | 72 | 0.00018489 | 2.5679e-06
| 2016/17 | 25/08/2016 | PLANNED | 32 | 2 | 16 | 4.1087e-05 | 2.5679e-06
| 2016/17 | 25/08/2016 | PLANNED | 36 | 2 | 18 | 4.6223e-05 | 2.5679e-06
| 2016/17 | 25/08/2016 | PLANNED | 435 | 5 | 87 | 0.00055853 | 6.4198e-06
| 2016/17 | 25/08/2016 | PLANNED | 141 | 3 | 47 | 0.00018104 | 3.8519e-06
| 2016/17 | 25/08/2016 | PLANNED | 360 | 3 | 120 | 0.00046223 | 3.8519e-06
| 2016/17 | 25/08/2016 | PLANNED | 34 | 2 | 17 | 4.3655e-05 | 2.5679e-06
| 2016/17 | 25/08/2016 | PLANNED | 168 | 2 | 84 | 0.00021571 | 2.5679e-06
| 2016/17 | 25/08/2016 | PLANNED | 32 | 2 | 16 | 4.1087e-05 | 2.5679e-06
| 2016/17 | 25/08/2016 | PLANNED | 23 | 1 | 23 | 2.9531e-05 | 1.284e-06
| 2016/17 | 25/08/2016 | PLANNED | 33 | 3 | 11 | 4.2371e-05 | 3.8519e-06
| 2016/17 | 25/08/2016 | PLANNED | 19 | 1 | 19 | 2.4395e-05 | 1.284e-06
| 2016/17 | 25/08/2016 | PLANNED | 12 | 1 | 12 | 1.5408e-05 | 1.284e-06
| 2016/17 | 25/08/2016 | PLANNED | 27 | 1 | 27 | 3.4667e-05 | 1.284e-06
| 2016/17 | 25/08/2016 | PLANNED | 14 | 1 | 14 | 1.7976e-05 | 1.284e-06
| 2016/17 | 25/08/2016 | PLANNED | 12 | 2 | 6 | 1.5408e-05 | 2.5679e-06
| 2016/17 | 26/08/2016 | PLANNED | 45 | 3 | 15 | 5.7779e-05 | 3.8519e-06
| 2016/17 | 26/08/2016 | PLANNED | 25200 | 150 | 168 | 0.032356 | 0.0001926
| 2016/17 | 26/08/2016 | PLANNED | 2928 | 8 | 366 | 0.0037595 | 1.0272e-05
| 2016/17 | 26/08/2016 | PLANNED | 17 | 1 | 17 | 2.1827e-05 | 1.284e-06
| 2016/17 | 26/08/2016 | PLANNED | 100 | 3 | 33.3333 | 0.0001284 | 3.8519e-06
| 2016/17 | 26/08/2016 | PLANNED | 15496 | 52 | 298 | 0.019896 | 6.6766e-05
| 2016/17 | 26/08/2016 | PLANNED | 50 | 2 | 25 | 6.4198e-05 | 2.5679e-06
| 2016/17 | 26/08/2016 | PLANNED | 5640 | 47 | 120 | 0.0072416 | 6.0346e-05
| 2016/17 | 26/08/2016 | PLANNED | 31280 | 80 | 391 | 0.040162 | 0.00010272
| 2016/17 | 26/08/2016 | PLANNED | 4345 | 11 | 395 | 0.0055788 | 1.4124e-05
| 2016/17 | 26/08/2016 | PLANNED | 180 | 2 | 90 | 0.00023111 | 2.5679e-06
| 2016/17 | 26/08/2016 | PLANNED | 19200 | 75 | 256 | 0.024652 | 9.6298e-05
| 2016/17 | 26/08/2016 | PLANNED | 5670 | 18 | 315 | 0.0072801 | 2.3111e-05
| 2016/17 | 26/08/2016 | PLANNED | 4590 | 18 | 255 | 0.0058934 | 2.3111e-05
| 2016/17 | 26/08/2016 | PLANNED | 418 | 2 | 209 | 0.0005367 | 2.5679e-06
| 2016/17 | 26/08/2016 | PLANNED | 1125 | 15 | 75 | 0.0014445 | 1.926e-05
| 2016/17 | 26/08/2016 | PLANNED | 89 | 1 | 89 | 0.00011427 | 1.284e-06
| 2016/17 | 26/08/2016 | PLANNED | 660 | 6 | 110 | 0.00084742 | 7.7038e-06
| 2016/17 | 26/08/2016 | PLANNED | 9450 | 45 | 210 | 0.012133 | 5.7779e-05
| 2016/17 | 26/08/2016 | PLANNED | 1170 | 13 | 90 | 0.0015022 | 1.6692e-05
| 2016/17 | 26/08/2016 | PLANNED | 13825 | 35 | 395 | 0.017751 | 4.4939e-05
| 2016/17 | 26/08/2016 | PLANNED | 200 | 4 | 50 | 0.00025679 | 5.1359e-06
| 2016/17 | 26/08/2016 | PLANNED | 1132 | 4 | 283 | 0.0014535 | 5.1359e-06
| 2016/17 | 26/08/2016 | PLANNED | 980 | 6 | 163.3333 | 0.0012583 | 7.7038e-06
| 2016/17 | 26/08/2016 | PLANNED | 12312 | 36 | 342 | 0.015808 | 4.6223e-05
| 2016/17 | 26/08/2016 | PLANNED | 6660 | 36 | 185 | 0.0085512 | 4.6223e-05
| 2016/17 | 26/08/2016 | PLANNED | 870 | 3 | 290 | 0.0011171 | 3.8519e-06
| 2016/17 | 26/08/2016 | PLANNED | 90 | 2 | 45 | 0.00011556 | 2.5679e-06
| 2016/17 | 26/08/2016 | PLANNED | 38 | 2 | 19 | 4.8791e-05 | 2.5679e-06
| 2016/17 | 26/08/2016 | PLANNED | 66 | 2 | 33 | 8.4742e-05 | 2.5679e-06
| 2016/17 | 26/08/2016 | PLANNED | 1751 | 17 | 103 | 0.0022482 | 2.1827e-05
| 2016/17 | 26/08/2016 | PLANNED | 44 | 2 | 22 | 5.6495e-05 | 2.5679e-06
| 2016/17 | 26/08/2016 | PLANNED | 48 | 1 | 48 | 6.163e-05 | 1.284e-06
| 2016/17 | 26/08/2016 | PLANNED | 16 | 1 | 16 | 2.0543e-05 | 1.284e-06
| 2016/17 | 26/08/2016 | PLANNED | 20 | 1 | 20 | 2.5679e-05 | 1.284e-06
| 2016/17 | 26/08/2016 | PLANNED | 50 | 3 | 16.6667 | 6.4198e-05 | 3.8519e-06
| 2016/17 | 26/08/2016 | PLANNED | 1312 | 8 | 164 | 0.0016846 | 1.0272e-05
| 2016/17 | 26/08/2016 | PLANNED | 78 | 3 | 26 | 0.00010015 | 3.8519e-06
| 2016/17 | 26/08/2016 | PLANNED | 44 | 2 | 22 | 5.6495e-05 | 2.5679e-06
| 2016/17 | 26/08/2016 | PLANNED | 262 | 2 | 131 | 0.0003364 | 2.5679e-06
| 2016/17 | 28/08/2016 | PLANNED | 270 | 6 | 45 | 0.00034667 | 7.7038e-06
| 2016/17 | 28/08/2016 | PLANNED | 88 | 1 | 88 | 0.00011299 | 1.284e-06
| 2016/17 | 28/08/2016 | PLANNED | 131 | 5 | 26.2 | 0.0001682 | 6.4198e-06
| 2016/17 | 28/08/2016 | PLANNED | 223 | 1 | 223 | 0.00028632 | 1.284e-06
| 2016/17 | 28/08/2016 | PLANNED | 1540 | 22 | 70 | 0.0019773 | 2.8247e-05
| 2016/17 | 28/08/2016 | PLANNED | 96 | 4 | 24 | 0.00012326 | 5.1359e-06
| 2016/17 | 28/08/2016 | PLANNED | 25 | 1 | 25 | 3.2099e-05 | 1.284e-06
| 2016/17 | 28/08/2016 | PLANNED | 160 | 8 | 20 | 0.00020543 | 1.0272e-05
| 2016/17 | 28/08/2016 | PLANNED | 1200 | 30 | 40 | 0.0015408 | 3.8519e-05
| 2016/17 | 28/08/2016 | PLANNED | 15282 | 54 | 283 | 0.019622 | 6.9334e-05
| 2016/17 | 28/08/2016 | PLANNED | 336 | 16 | 21 | 0.00043141 | 2.0543e-05
| 2016/17 | 28/08/2016 | PLANNED | 41 | 1 | 41 | 5.2643e-05 | 1.284e-06
| 2016/17 | 28/08/2016 | PLANNED | 600 | 6 | 100 | 0.00077038 | 7.7038e-06
| 2016/17 | 28/08/2016 | PLANNED | 3618 | 67 | 54 | 0.0046454 | 8.6026e-05
| 2016/17 | 28/08/2016 | PLANNED | 6 | 2 | 3 | 7.7038e-06 | 2.5679e-06
| 2016/17 | 28/08/2016 | PLANNED | 26 | 1 | 26 | 3.3383e-05 | 1.284e-06
| 2016/17 | 28/08/2016 | PLANNED | 1690 | 26 | 65 | 0.0021699 | 3.3383e-05
| 2016/17 | 28/08/2016 | PLANNED | 28 | 1 | 28 | 3.5951e-05 | 1.284e-06
| 2016/17 | 28/08/2016 | PLANNED | 8910 | 81 | 110 | 0.01144 | 0.000104
| 2016/17 | 29/08/2016 | PLANNED | 300 | 5 | 60 | 0.00038519 | 6.4198e-06
| 2016/17 | 29/08/2016 | PLANNED | 357 | 3 | 119 | 0.00045838 | 3.8519e-06
| 2016/17 | 29/08/2016 | PLANNED | 17574 | 58 | 303 | 0.022564 | 7.447e-05
| 2016/17 | 29/08/2016 | PLANNED | 2805 | 17 | 165 | 0.0036015 | 2.1827e-05
| 2016/17 | 29/08/2016 | PLANNED | 1320 | 11 | 120 | 0.0016948 | 1.4124e-05
| 2016/17 | 29/08/2016 | PLANNED | 14364 | 108 | 133 | 0.018443 | 0.00013867
| 2016/17 | 29/08/2016 | PLANNED | 399 | 3 | 133 | 0.0005123 | 3.8519e-06
| 2016/17 | 29/08/2016 | PLANNED | 121 | 1 | 121 | 0.00015536 | 1.284e-06
| 2016/17 | 29/08/2016 | PLANNED | 648 | 6 | 108 | 0.00083201 | 7.7038e-06
| 2016/17 | 29/08/2016 | PLANNED | 405 | 9 | 45 | 0.00052001 | 1.1556e-05
| 2016/17 | 29/08/2016 | PLANNED | 7554 | 138 | 54.7391 | 0.0096991 | 0.00017719
| 2016/17 | 29/08/2016 | PLANNED | 140 | 1 | 140 | 0.00017976 | 1.284e-06
| 2016/17 | 29/08/2016 | PLANNED | 2516 | 37 | 68 | 0.0032305 | 4.7507e-05
| 2016/17 | 29/08/2016 | PLANNED | 364 | 7 | 52 | 0.00046736 | 8.9878e-06
| 2016/17 | 29/08/2016 | PLANNED | 208 | 8 | 26 | 0.00026707 | 1.0272e-05
| 2016/17 | 29/08/2016 | PLANNED | 15 | 1 | 15 | 1.926e-05 | 1.284e-06
| 2016/17 | 29/08/2016 | PLANNED | 75 | 1 | 75 | 9.6298e-05 | 1.284e-06
| 2016/17 | 29/08/2016 | PLANNED | 1000 | 8 | 125 | 0.001284 | 1.0272e-05
| 2016/17 | 29/08/2016 | PLANNED | 4922 | 46 | 107 | 0.0063197 | 5.9062e-05
| 2016/17 | 29/08/2016 | PLANNED | 15 | 1 | 15 | 1.926e-05 | 1.284e-06
| 2016/17 | 29/08/2016 | PLANNED | 1356 | 12 | 113 | 0.0017411 | 1.5408e-05
| 2016/17 | 29/08/2016 | PLANNED | 14 | 2 | 7 | 1.7976e-05 | 2.5679e-06
| 2016/17 | 29/08/2016 | PLANNED | 31 | 1 | 31 | 3.9803e-05 | 1.284e-06
| 2016/17 | 29/08/2016 | PLANNED | 280 | 4 | 70 | 0.00035951 | 5.1359e-06
| 2016/17 | 30/08/2016 | PLANNED | 759 | 11 | 69 | 0.00097453 | 1.4124e-05
| 2016/17 | 30/08/2016 | PLANNED | 15180 | 46 | 330 | 0.019491 | 5.9062e-05
| 2016/17 | 30/08/2016 | PLANNED | 28125 | 75 | 375 | 0.036112 | 9.6298e-05
| 2016/17 | 30/08/2016 | PLANNED | 3300 | 30 | 110 | 0.0042371 | 3.8519e-05
| 2016/17 | 30/08/2016 | PLANNED | 2088 | 24 | 87 | 0.0026809 | 3.0815e-05
| 2016/17 | 30/08/2016 | PLANNED | 395 | 5 | 79 | 0.00050717 | 6.4198e-06
| 2016/17 | 30/08/2016 | PLANNED | 303 | 7 | 43.2857 | 0.00038904 | 8.9878e-06
| 2016/17 | 30/08/2016 | PLANNED | 7009 | 43 | 163 | 0.0089993 | 5.5211e-05
| 2016/17 | 30/08/2016 | PLANNED | 333 | 1 | 333 | 0.00042756 | 1.284e-06
| 2016/17 | 30/08/2016 | PLANNED | 18 | 2 | 9 | 2.3111e-05 | 2.5679e-06
| 2016/17 | 30/08/2016 | PLANNED | 13 | 1 | 13 | 1.6692e-05 | 1.284e-06
| 2016/17 | 30/08/2016 | PLANNED | 4773 | 43 | 111 | 0.0061284 | 5.5211e-05
| 2016/17 | 30/08/2016 | PLANNED | 35 | 1 | 35 | 4.4939e-05 | 1.284e-06
| 2016/17 | 30/08/2016 | PLANNED | 380 | 2 | 190 | 0.00048791 | 2.5679e-06
| 2016/17 | 30/08/2016 | PLANNED | 770 | 14 | 55 | 0.00098865 | 1.7976e-05
| 2016/17 | 30/08/2016 | PLANNED | 20 | 2 | 10 | 2.5679e-05 | 2.5679e-06
| 2016/17 | 31/08/2016 | PLANNED | 374 | 2 | 187 | 0.0004802 | 2.5679e-06
| 2016/17 | 31/08/2016 | PLANNED | 656 | 2 | 328 | 0.00084228 | 2.5679e-06
| 2016/17 | 31/08/2016 | PLANNED | 32 | 4 | 8 | 4.1087e-05 | 5.1359e-06
| 2016/17 | 31/08/2016 | PLANNED | 19033 | 45 | 422.9556 | 0.024438 | 5.7779e-05
| 2016/17 | 31/08/2016 | PLANNED | 5520 | 16 | 345 | 0.0070875 | 2.0543e-05
| 2016/17 | 31/08/2016 | PLANNED | 22185 | 87 | 255 | 0.028485 | 0.00011171
| 2016/17 | 31/08/2016 | PLANNED | 1364 | 22 | 62 | 0.0017513 | 2.8247e-05
| 2016/17 | 31/08/2016 | PLANNED | 1440 | 6 | 240 | 0.0018489 | 7.7038e-06
| 2016/17 | 31/08/2016 | PLANNED | 80 | 2 | 40 | 0.00010272 | 2.5679e-06
| 2016/17 | 31/08/2016 | PLANNED | 20 | 4 | 5 | 2.5679e-05 | 5.1359e-06
| 2016/17 | 31/08/2016 | PLANNED | 26255 | 89 | 295 | 0.033711 | 0.00011427
| 2016/17 | 31/08/2016 | PLANNED | 10140 | 78 | 130 | 0.013019 | 0.00010015
| 2016/17 | 31/08/2016 | PLANNED | 10192 | 56 | 182 | 0.013086 | 7.1902e-05
| 2016/17 | 31/08/2016 | PLANNED | 160 | 4 | 40 | 0.00020543 | 5.1359e-06
| 2016/17 | 31/08/2016 | PLANNED | 12 | 2 | 6 | 1.5408e-05 | 2.5679e-06
| 2016/17 | 31/08/2016 | PLANNED | 2401 | 49 | 49 | 0.0030828 | 6.2914e-05
| 2016/17 | 31/08/2016 | PLANNED | 109 | 1 | 109 | 0.00013995 | 1.284e-06
| 2016/17 | 31/08/2016 | PLANNED | 2392 | 23 | 104 | 0.0030712 | 2.9531e-05
| 2016/17 | 31/08/2016 | PLANNED | 74 | 2 | 37 | 9.5014e-05 | 2.5679e-06
| 2016/17 | 31/08/2016 | PLANNED | 12 | 3 | 4 | 1.5408e-05 | 3.8519e-06
| 2016/17 | 1/09/2016 | PLANNED | 9996 | 49 | 204 | 0.012835 | 6.2914e-05
| 2016/17 | 1/09/2016 | PLANNED | 22176 | 56 | 396 | 0.028473 | 7.1902e-05
| 2016/17 | 1/09/2016 | PLANNED | 595 | 2 | 297.5 | 0.00076396 | 2.5679e-06
| 2016/17 | 1/09/2016 | PLANNED | 325 | 1 | 325 | 0.00041729 | 1.284e-06
| 2016/17 | 1/09/2016 | PLANNED | 360 | 1 | 360 | 0.00046223 | 1.284e-06
| 2016/17 | 1/09/2016 | PLANNED | 20400 | 80 | 255 | 0.026193 | 0.00010272
| 2016/17 | 1/09/2016 | PLANNED | 9600 | 50 | 192 | 0.012326 | 6.4198e-05
| 2016/17 | 1/09/2016 | PLANNED | 210 | 1 | 210 | 0.00026963 | 1.284e-06
| 2016/17 | 1/09/2016 | PLANNED | 1560 | 4 | 390 | 0.002003 | 5.1359e-06
| 2016/17 | 1/09/2016 | PLANNED | 2030 | 7 | 290 | 0.0026065 | 8.9878e-06
| 2016/17 | 1/09/2016 | PLANNED | 18300 | 60 | 305 | 0.023497 | 7.7038e-05
| 2016/17 | 1/09/2016 | PLANNED | 13468 | 52 | 259 | 0.017292 | 6.6766e-05
| 2016/17 | 1/09/2016 | PLANNED | 21299 | 137 | 155.4672 | 0.027347 | 0.0001759
| 2016/17 | 1/09/2016 | PLANNED | 596 | 2 | 298 | 0.00076524 | 2.5679e-06
| 2016/17 | 1/09/2016 | PLANNED | 295 | 1 | 295 | 0.00037877 | 1.284e-06
| 2016/17 | 1/09/2016 | PLANNED | 1113 | 3 | 371 | 0.0014291 | 3.8519e-06
| 2016/17 | 1/09/2016 | PLANNED | 34 | 2 | 17 | 4.3655e-05 | 2.5679e-06
| 2016/17 | 1/09/2016 | PLANNED | 195 | 3 | 65 | 0.00025037 | 3.8519e-06
| 2016/17 | 1/09/2016 | PLANNED | 10126 | 39 | 259.641 | 0.013001 | 5.0075e-05
| 2016/17 | 1/09/2016 | PLANNED | 2650 | 10 | 265 | 0.0034025 | 1.284e-05
| 2016/17 | 1/09/2016 | PLANNED | 892 | 4 | 223 | 0.0011453 | 5.1359e-06
| 2016/17 | 1/09/2016 | PLANNED | 6580 | 28 | 235 | 0.0084485 | 3.5951e-05
| 2016/17 | 1/09/2016 | PLANNED | 11780 | 179 | 65.8101 | 0.015125 | 0.00022983
| 2016/17 | 1/09/2016 | PLANNED | 1520 | 8 | 190 | 0.0019516 | 1.0272e-05
| 2016/17 | 1/09/2016 | PLANNED | 90 | 5 | 18 | 0.00011556 | 6.4198e-06
| 2016/17 | 1/09/2016 | PLANNED | 18 | 3 | 6 | 2.3111e-05 | 3.8519e-06
| 2016/17 | 1/09/2016 | PLANNED | 136 | 4 | 34 | 0.00017462 | 5.1359e-06
| 2016/17 | 1/09/2016 | PLANNED | 635 | 5 | 127 | 0.00081532 | 6.4198e-06
| 2016/17 | 1/09/2016 | PLANNED | 78 | 2 | 39 | 0.00010015 | 2.5679e-06
| 2016/17 | 1/09/2016 | PLANNED | 213 | 3 | 71 | 0.00027349 | 3.8519e-06
| 2016/17 | 1/09/2016 | PLANNED | 339 | 3 | 113 | 0.00043526 | 3.8519e-06
| 2016/17 | 1/09/2016 | PLANNED | 44 | 2 | 22 | 5.6495e-05 | 2.5679e-06
| 2016/17 | 1/09/2016 | PLANNED | 291 | 3 | 97 | 0.00037363 | 3.8519e-06
| 2016/17 | 1/09/2016 | PLANNED | 4872 | 58 | 84 | 0.0062555 | 7.447e-05
| 2016/17 | 1/09/2016 | PLANNED | 26 | 1 | 26 | 3.3383e-05 | 1.284e-06
| 2016/17 | 2/09/2016 | PLANNED | 31560 | 120 | 263 | 0.040522 | 0.00015408
| 2016/17 | 2/09/2016 | PLANNED | 9672 | 31 | 312 | 0.012419 | 3.9803e-05
| 2016/17 | 2/09/2016 | PLANNED | 23406 | 83 | 282 | 0.030053 | 0.00010657
| 2016/17 | 2/09/2016 | PLANNED | 123322 | 313 | 394 | 0.15834 | 0.00040188
| 2016/17 | 2/09/2016 | PLANNED | 4510 | 22 | 205 | 0.0057907 | 2.8247e-05
| 2016/17 | 2/09/2016 | PLANNED | 1050 | 7 | 150 | 0.0013482 | 8.9878e-06
| 2016/17 | 2/09/2016 | PLANNED | 18680 | 56 | 333.5714 | 0.023985 | 7.1902e-05
| 2016/17 | 2/09/2016 | PLANNED | 2880 | 36 | 80 | 0.0036978 | 4.6223e-05
| 2016/17 | 2/09/2016 | PLANNED | 3180 | 12 | 265 | 0.004083 | 1.5408e-05
| 2016/17 | 2/09/2016 | PLANNED | 5670 | 54 | 105 | 0.0072801 | 6.9334e-05
| 2016/17 | 2/09/2016 | PLANNED | 2370 | 15 | 158 | 0.003043 | 1.926e-05
| 2016/17 | 2/09/2016 | PLANNED | 234 | 6 | 39 | 0.00030045 | 7.7038e-06
| 2016/17 | 2/09/2016 | PLANNED | 27495 | 141 | 195 | 0.035303 | 0.00018104
| 2016/17 | 2/09/2016 | PLANNED | 144 | 6 | 24 | 0.00018489 | 7.7038e-06
| 2016/17 | 2/09/2016 | PLANNED | 62062 | 286 | 217 | 0.079686 | 0.00036721
| 2016/17 | 2/09/2016 | PLANNED | 760 | 4 | 190 | 0.00097582 | 5.1359e-06
| 2016/17 | 2/09/2016 | PLANNED | 118 | 3 | 39.3333 | 0.00015151 | 3.8519e-06
| 2016/17 | 2/09/2016 | PLANNED | 480 | 4 | 120 | 0.0006163 | 5.1359e-06
| 2016/17 | 2/09/2016 | PLANNED | 320 | 8 | 40 | 0.00041087 | 1.0272e-05
| 2016/17 | 2/09/2016 | PLANNED | 640 | 4 | 160 | 0.00082174 | 5.1359e-06
| 2016/17 | 2/09/2016 | PLANNED | 82 | 1 | 82 | 0.00010529 | 1.284e-06
| 2016/17 | 2/09/2016 | PLANNED | 52 | 4 | 13 | 6.6766e-05 | 5.1359e-06
| 2016/17 | 2/09/2016 | PLANNED | 32 | 1 | 32 | 4.1087e-05 | 1.284e-06
| 2016/17 | 2/09/2016 | PLANNED | 43050 | 210 | 205 | 0.055275 | 0.00026963
| 2016/17 | 2/09/2016 | PLANNED | 2100 | 21 | 100 | 0.0026963 | 2.6963e-05
| 2016/17 | 2/09/2016 | PLANNED | 90 | 2 | 45 | 0.00011556 | 2.5679e-06
| 2016/17 | 2/09/2016 | PLANNED | 159 | 11 | 14.4545 | 0.00020415 | 1.4124e-05
| 2016/17 | 2/09/2016 | PLANNED | 328 | 6 | 54.6667 | 0.00042114 | 7.7038e-06
| 2016/17 | 2/09/2016 | PLANNED | 36 | 2 | 18 | 4.6223e-05 | 2.5679e-06
| 2016/17 | 2/09/2016 | PLANNED | 64 | 2 | 32 | 8.2174e-05 | 2.5679e-06
| 2016/17 | 2/09/2016 | PLANNED | 4437 | 29 | 153 | 0.005697 | 3.7235e-05
| 2016/17 | 2/09/2016 | PLANNED | 10612 | 3 | 3537.3333 | 0.013625 | 3.8519e-06
| 2016/17 | 3/09/2016 | PLANNED | 61 | 1 | 61 | 7.8322e-05 | 1.284e-06
| 2016/17 | 3/09/2016 | PLANNED | 2790 | 9 | 310 | 0.0035823 | 1.1556e-05
| 2016/17 | 4/09/2016 | PLANNED | 1015 | 7 | 145 | 0.0013032 | 8.9878e-06
| 2016/17 | 4/09/2016 | PLANNED | 33363 | 139 | 240.0216 | 0.042837 | 0.00017847
| 2016/17 | 5/09/2016 | PLANNED | 36349 | 163 | 223 | 0.046671 | 0.00020929
| 2016/17 | 5/09/2016 | PLANNED | 5693 | 34 | 167.4412 | 0.0073096 | 4.3655e-05
| 2016/17 | 5/09/2016 | PLANNED | 10500 | 28 | 375 | 0.013482 | 3.5951e-05
| 2016/17 | 5/09/2016 | PLANNED | 550 | 4 | 137.5 | 0.00070618 | 5.1359e-06
| 2016/17 | 5/09/2016 | PLANNED | 44044 | 154 | 286 | 0.056551 | 0.00019773
| 2016/17 | 5/09/2016 | PLANNED | 6810 | 30 | 227 | 0.0087438 | 3.8519e-05
| 2016/17 | 5/09/2016 | PLANNED | 1470 | 14 | 105 | 0.0018874 | 1.7976e-05
| 2016/17 | 5/09/2016 | PLANNED | 746 | 43 | 17.3488 | 0.00095784 | 5.5211e-05
| 2016/17 | 5/09/2016 | PLANNED | 1281 | 7 | 183 | 0.0016448 | 8.9878e-06
| 2016/17 | 5/09/2016 | PLANNED | 27 | 1 | 27 | 3.4667e-05 | 1.284e-06
| 2016/17 | 5/09/2016 | PLANNED | 216 | 12 | 18 | 0.00027734 | 1.5408e-05
| 2016/17 | 5/09/2016 | PLANNED | 4947 | 51 | 97 | 0.0063518 | 6.5482e-05
| 2016/17 | 5/09/2016 | PLANNED | 18 | 3 | 6 | 2.3111e-05 | 3.8519e-06
| 2016/17 | 6/09/2016 | PLANNED | 0 | 171 | 0 | 0 | 0.00021956
| 2016/17 | 6/09/2016 | PLANNED | 260 | 10 | 26 | 0.00033383 | 1.284e-05
| 2016/17 | 6/09/2016 | PLANNED | 2045 | 8 | 255.625 | 0.0026257 | 1.0272e-05
| 2016/17 | 6/09/2016 | PLANNED | 51030 | 126 | 405 | 0.065521 | 0.00016178
| 2016/17 | 6/09/2016 | PLANNED | 378 | 3 | 126 | 0.00048534 | 3.8519e-06
| 2016/17 | 6/09/2016 | PLANNED | 7905 | 31 | 255 | 0.01015 | 3.9803e-05
| 2016/17 | 6/09/2016 | PLANNED | 9085 | 23 | 395 | 0.011665 | 2.9531e-05
| 2016/17 | 6/09/2016 | PLANNED | 8050 | 23 | 350 | 0.010336 | 2.9531e-05
| 2016/17 | 6/09/2016 | PLANNED | 157035 | 435 | 361 | 0.20163 | 0.00055853
| 2016/17 | 6/09/2016 | PLANNED | 2184 | 12 | 182 | 0.0028042 | 1.5408e-05
| 2016/17 | 6/09/2016 | PLANNED | 7326 | 22 | 333 | 0.0094063 | 2.8247e-05
| 2016/17 | 6/09/2016 | PLANNED | 1989 | 13 | 153 | 0.0025538 | 1.6692e-05
| 2016/17 | 6/09/2016 | PLANNED | 17871 | 69 | 259 | 0.022946 | 8.8594e-05
| 2016/17 | 6/09/2016 | PLANNED | 2160 | 8 | 270 | 0.0027734 | 1.0272e-05
| 2016/17 | 6/09/2016 | PLANNED | 5103 | 21 | 243 | 0.0065521 | 2.6963e-05
| 2016/17 | 6/09/2016 | PLANNED | 298 | 1 | 298 | 0.00038262 | 1.284e-06
| 2016/17 | 6/09/2016 | PLANNED | 4605 | 15 | 307 | 0.0059127 | 1.926e-05
| 2016/17 | 6/09/2016 | PLANNED | 2600 | 20 | 130 | 0.0033383 | 2.5679e-05
| 2016/17 | 6/09/2016 | PLANNED | 70 | 1 | 70 | 8.9878e-05 | 1.284e-06
| 2016/17 | 6/09/2016 | PLANNED | 225 | 3 | 75 | 0.00028889 | 3.8519e-06
| 2016/17 | 6/09/2016 | PLANNED | 83 | 3 | 27.6667 | 0.00010657 | 3.8519e-06
| 2016/17 | 6/09/2016 | PLANNED | 50 | 1 | 50 | 6.4198e-05 | 1.284e-06
| 2016/17 | 6/09/2016 | PLANNED | 75 | 5 | 15 | 9.6298e-05 | 6.4198e-06
| 2016/17 | 6/09/2016 | PLANNED | 60 | 1 | 60 | 7.7038e-05 | 1.284e-06
| 2016/17 | 6/09/2016 | PLANNED | 10 | 1 | 10 | 1.284e-05 | 1.284e-06
| 2016/17 | 6/09/2016 | PLANNED | 68 | 2 | 34 | 8.731e-05 | 2.5679e-06
| 2016/17 | 6/09/2016 | PLANNED | 80 | 4 | 20 | 0.00010272 | 5.1359e-06
| 2016/17 | 7/09/2016 | PLANNED | 308 | 1 | 308 | 0.00039546 | 1.284e-06
| 2016/17 | 7/09/2016 | PLANNED | 20880 | 58 | 360 | 0.026809 | 7.447e-05
| 2016/17 | 7/09/2016 | PLANNED | 162987 | 449 | 363 | 0.20927 | 0.0005765
| 2016/17 | 7/09/2016 | PLANNED | 49976 | 128 | 390.4375 | 0.064168 | 0.00016435
| 2016/17 | 7/09/2016 | PLANNED | 18874 | 49 | 385.1837 | 0.024234 | 6.2914e-05
| 2016/17 | 7/09/2016 | PLANNED | 10175 | 37 | 275 | 0.013064 | 4.7507e-05
| 2016/17 | 7/09/2016 | PLANNED | 3915 | 9 | 435 | 0.0050267 | 1.1556e-05
| 2016/17 | 7/09/2016 | PLANNED | 2112 | 6 | 352 | 0.0027117 | 7.7038e-06
| 2016/17 | 7/09/2016 | PLANNED | 105229 | 311 | 338.3569 | 0.13511 | 0.00039931
| 2016/17 | 7/09/2016 | PLANNED | 6204 | 22 | 282 | 0.0079657 | 2.8247e-05
| 2016/17 | 7/09/2016 | PLANNED | 5200 | 26 | 200 | 0.0066766 | 3.3383e-05
| 2016/17 | 7/09/2016 | PLANNED | 33681 | 109 | 309 | 0.043245 | 0.00013995
| 2016/17 | 7/09/2016 | PLANNED | 1110 | 6 | 185 | 0.0014252 | 7.7038e-06
| 2016/17 | 7/09/2016 | PLANNED | 1188 | 4 | 297 | 0.0015254 | 5.1359e-06
| 2016/17 | 7/09/2016 | PLANNED | 21675 | 73 | 296.9178 | 0.02783 | 9.373e-05
| 2016/17 | 7/09/2016 | PLANNED | 17600 | 88 | 200 | 0.022598 | 0.00011299
| 2016/17 | 7/09/2016 | PLANNED | 925 | 5 | 185 | 0.0011877 | 6.4198e-06
| 2016/17 | 7/09/2016 | PLANNED | 2868 | 13 | 220.6154 | 0.0036824 | 1.6692e-05
| 2016/17 | 7/09/2016 | PLANNED | 54 | 1 | 54 | 6.9334e-05 | 1.284e-06
| 2016/17 | 7/09/2016 | PLANNED | 780 | 12 | 65 | 0.0010015 | 1.5408e-05
| 2016/17 | 7/09/2016 | PLANNED | 14 | 1 | 14 | 1.7976e-05 | 1.284e-06
| 2016/17 | 7/09/2016 | PLANNED | 48 | 2 | 24 | 6.163e-05 | 2.5679e-06
| 2016/17 | 8/09/2016 | PLANNED | 1692 | 78 | 21.6923 | 0.0021725 | 0.00010015
| 2016/17 | 8/09/2016 | PLANNED | 7645 | 32 | 238.9062 | 0.0098159 | 4.1087e-05
| 2016/17 | 8/09/2016 | PLANNED | 880 | 44 | 20 | 0.0011299 | 5.6495e-05
| 2016/17 | 8/09/2016 | PLANNED | 12168 | 39 | 312 | 0.015623 | 5.0075e-05
| 2016/17 | 8/09/2016 | PLANNED | 3350 | 10 | 335 | 0.0043013 | 1.284e-05
| 2016/17 | 8/09/2016 | PLANNED | 605 | 6 | 100.8333 | 0.0007768 | 7.7038e-06
| 2016/17 | 8/09/2016 | PLANNED | 1050 | 10 | 105 | 0.0013482 | 1.284e-05
| 2016/17 | 8/09/2016 | PLANNED | 1202 | 10 | 120.2 | 0.0015433 | 1.284e-05
| 2016/17 | 8/09/2016 | PLANNED | 560 | 8 | 70 | 0.00071902 | 1.0272e-05
| 2016/17 | 8/09/2016 | PLANNED | 2368 | 16 | 148 | 0.0030404 | 2.0543e-05
| 2016/17 | 8/09/2016 | PLANNED | 2030 | 7 | 290 | 0.0026065 | 8.9878e-06
| 2016/17 | 8/09/2016 | PLANNED | 150 | 2 | 75 | 0.0001926 | 2.5679e-06
| 2016/17 | 8/09/2016 | PLANNED | 1125 | 9 | 125 | 0.0014445 | 1.1556e-05
| 2016/17 | 8/09/2016 | PLANNED | 11800 | 40 | 295 | 0.015151 | 5.1359e-05
| 2016/17 | 8/09/2016 | PLANNED | 13000 | 62 | 209.6774 | 0.016692 | 7.9606e-05
| 2016/17 | 8/09/2016 | PLANNED | 459 | 3 | 153 | 0.00058934 | 3.8519e-06
| 2016/17 | 8/09/2016 | PLANNED | 140 | 4 | 35 | 0.00017976 | 5.1359e-06
| 2016/17 | 8/09/2016 | PLANNED | 340 | 2 | 170 | 0.00043655 | 2.5679e-06
| 2016/17 | 8/09/2016 | PLANNED | 11368 | 49 | 232 | 0.014596 | 6.2914e-05
| 2016/17 | 8/09/2016 | PLANNED | 8262 | 47 | 175.7872 | 0.010608 | 6.0346e-05
| 2016/17 | 8/09/2016 | PLANNED | 1428 | 12 | 119 | 0.0018335 | 1.5408e-05
| 2016/17 | 8/09/2016 | PLANNED | 21390 | 93 | 230 | 0.027464 | 0.00011941
| 2016/17 | 8/09/2016 | PLANNED | 17280 | 48 | 360 | 0.022187 | 6.163e-05
| 2016/17 | 8/09/2016 | PLANNED | 664 | 2 | 332 | 0.00085255 | 2.5679e-06
| 2016/17 | 8/09/2016 | PLANNED | 2501 | 41 | 61 | 0.0032112 | 5.2643e-05
| 2016/17 | 8/09/2016 | PLANNED | 630 | 6 | 105 | 0.0008089 | 7.7038e-06
| 2016/17 | 8/09/2016 | PLANNED | 6273 | 41 | 153 | 0.0080543 | 5.2643e-05
| 2016/17 | 8/09/2016 | PLANNED | 2610 | 29 | 90 | 0.0033512 | 3.7235e-05
| 2016/17 | 8/09/2016 | PLANNED | 846 | 47 | 18 | 0.0010862 | 6.0346e-05
| 2016/17 | 8/09/2016 | PLANNED | 10250 | 41 | 250 | 0.013161 | 5.2643e-05
| 2016/17 | 8/09/2016 | PLANNED | 264 | 8 | 33 | 0.00033897 | 1.0272e-05
| 2016/17 | 8/09/2016 | PLANNED | 15 | 1 | 15 | 1.926e-05 | 1.284e-06
| 2016/17 | 8/09/2016 | PLANNED | 24 | 2 | 12 | 3.0815e-05 | 2.5679e-06
| 2016/17 | 8/09/2016 | PLANNED | 36 | 4 | 9 | 4.6223e-05 | 5.1359e-06
| 2016/17 | 8/09/2016 | PLANNED | 318 | 3 | 106 | 0.0004083 | 3.8519e-06
| 2016/17 | 8/09/2016 | PLANNED | 8 | 4 | 2 | 1.0272e-05 | 5.1359e-06
| 2016/17 | 8/09/2016 | PLANNED | 5 | 1 | 5 | 6.4198e-06 | 1.284e-06
| 2016/17 | 8/09/2016 | PLANNED | 105 | 1 | 105 | 0.00013482 | 1.284e-06
| 2016/17 | 8/09/2016 | PLANNED | 12 | 1 | 12 | 1.5408e-05 | 1.284e-06
| 2016/17 | 8/09/2016 | PLANNED | 20 | 1 | 20 | 2.5679e-05 | 1.284e-06
| 2016/17 | 8/09/2016 | PLANNED | 140 | 4 | 35 | 0.00017976 | 5.1359e-06
| 2016/17 | 8/09/2016 | PLANNED | 20 | 2 | 10 | 2.5679e-05 | 2.5679e-06
| 2016/17 | 9/09/2016 | PLANNED | 500 | 4 | 125 | 0.00064198 | 5.1359e-06
| 2016/17 | 9/09/2016 | PLANNED | 7 | 1 | 7 | 8.9878e-06 | 1.284e-06
| 2016/17 | 9/09/2016 | PLANNED | 1590 | 15 | 106 | 0.0020415 | 1.926e-05
| 2016/17 | 9/09/2016 | PLANNED | 992 | 31 | 32 | 0.0012737 | 3.9803e-05
| 2016/17 | 9/09/2016 | PLANNED | 6664 | 72 | 92.5556 | 0.0085564 | 9.2446e-05
| 2016/17 | 9/09/2016 | PLANNED | 26 | 1 | 26 | 3.3383e-05 | 1.284e-06
| 2016/17 | 9/09/2016 | PLANNED | 60 | 6 | 10 | 7.7038e-05 | 7.7038e-06
| 2016/17 | 10/09/2016 | PLANNED | 5668 | 72 | 78.7222 | 0.0072775 | 9.2446e-05
| 2016/17 | 10/09/2016 | PLANNED | 630 | 9 | 70 | 0.0008089 | 1.1556e-05
| 2016/17 | 11/09/2016 | PLANNED | 1248 | 39 | 32 | 0.0016024 | 5.0075e-05
| 2016/17 | 11/09/2016 | PLANNED | 32437 | 55 | 589.7636 | 0.041648 | 7.0618e-05
| 2016/17 | 11/09/2016 | PLANNED | 1136 | 2 | 568 | 0.0014586 | 2.5679e-06
| 2016/17 | 11/09/2016 | PLANNED | 480 | 2 | 240 | 0.0006163 | 2.5679e-06
| 2016/17 | 11/09/2016 | PLANNED | 1456 | 7 | 208 | 0.0018695 | 8.9878e-06
| 2016/17 | 11/09/2016 | PLANNED | 10965 | 51 | 215 | 0.014079 | 6.5482e-05
| 2016/17 | 11/09/2016 | PLANNED | 4480 | 28 | 160 | 0.0057522 | 3.5951e-05
| 2016/17 | 11/09/2016 | PLANNED | 11008 | 64 | 172 | 0.014134 | 8.2174e-05
| 2016/17 | 11/09/2016 | PLANNED | 115 | 1 | 115 | 0.00014766 | 1.284e-06
| 2016/17 | 11/09/2016 | PLANNED | 1449 | 9 | 161 | 0.0018605 | 1.1556e-05
| 2016/17 | 11/09/2016 | PLANNED | 2750 | 25 | 110 | 0.0035309 | 3.2099e-05
| 2016/17 | 12/09/2016 | PLANNED | 95 | 1 | 95 | 0.00012198 | 1.284e-06
| 2016/17 | 12/09/2016 | PLANNED | 59 | 1 | 59 | 7.5754e-05 | 1.284e-06
| 2016/17 | 12/09/2016 | PLANNED | 6045 | 31 | 195 | 0.0077616 | 3.9803e-05
| 2016/17 | 12/09/2016 | PLANNED | 11264 | 32 | 352 | 0.014463 | 4.1087e-05
| 2016/17 | 12/09/2016 | PLANNED | 1232 | 4 | 308 | 0.0015818 | 5.1359e-06
| 2016/17 | 12/09/2016 | PLANNED | 200 | 2 | 100 | 0.00025679 | 2.5679e-06
| 2016/17 | 12/09/2016 | PLANNED | 266 | 2 | 133 | 0.00034154 | 2.5679e-06
| 2016/17 | 12/09/2016 | PLANNED | 140 | 2 | 70 | 0.00017976 | 2.5679e-06
| 2016/17 | 12/09/2016 | PLANNED | 122 | 1 | 122 | 0.00015664 | 1.284e-06
| 2016/17 | 12/09/2016 | PLANNED | 60 | 1 | 60 | 7.7038e-05 | 1.284e-06
| 2016/17 | 12/09/2016 | PLANNED | 328 | 2 | 164 | 0.00042114 | 2.5679e-06
| 2016/17 | 12/09/2016 | PLANNED | 60 | 3 | 20 | 7.7038e-05 | 3.8519e-06
| 2016/17 | 12/09/2016 | PLANNED | 7056 | 48 | 147 | 0.0090597 | 6.163e-05
| 2016/17 | 13/09/2016 | PLANNED | 3400 | 20 | 170 | 0.0043655 | 2.5679e-05
| 2016/17 | 13/09/2016 | PLANNED | 9540 | 36 | 265 | 0.012249 | 4.6223e-05
| 2016/17 | 13/09/2016 | PLANNED | 7650 | 50 | 153 | 0.0098224 | 6.4198e-05
| 2016/17 | 13/09/2016 | PLANNED | 8211 | 51 | 161 | 0.010543 | 6.5482e-05
| 2016/17 | 13/09/2016 | PLANNED | 7251 | 510 | 14.2176 | 0.00931 | 0.00065482
| 2016/17 | 13/09/2016 | PLANNED | 480 | 6 | 80 | 0.0006163 | 7.7038e-06
| 2016/17 | 13/09/2016 | PLANNED | 33 | 1 | 33 | 4.2371e-05 | 1.284e-06
| 2016/17 | 13/09/2016 | PLANNED | 27 | 1 | 27 | 3.4667e-05 | 1.284e-06
| 2016/17 | 13/09/2016 | PLANNED | 50 | 1 | 50 | 6.4198e-05 | 1.284e-06
| 2016/17 | 13/09/2016 | PLANNED | 686 | 47 | 14.5957 | 0.0008808 | 6.0346e-05
| 2016/17 | 13/09/2016 | PLANNED | 680 | 20 | 34 | 0.0008731 | 2.5679e-05
| 2016/17 | 14/09/2016 | PLANNED | 7836 | 36 | 217.6667 | 0.010061 | 4.6223e-05
| 2016/17 | 14/09/2016 | PLANNED | 177388 | 628 | 282.465 | 0.22776 | 0.00080633
| 2016/17 | 14/09/2016 | PLANNED | 40 | 2 | 20 | 5.1359e-05 | 2.5679e-06
| 2016/17 | 14/09/2016 | PLANNED | 435 | 5 | 87 | 0.00055853 | 6.4198e-06
| 2016/17 | 14/09/2016 | PLANNED | 5890 | 38 | 155 | 0.0075626 | 4.8791e-05
| 2016/17 | 14/09/2016 | PLANNED | 0 | 88 | 0 | 0 | 0.00011299
| 2016/17 | 14/09/2016 | PLANNED | 8235 | 35 | 235.2857 | 0.010573 | 4.4939e-05
| 2016/17 | 14/09/2016 | PLANNED | 1073 | 6 | 178.8333 | 0.0013777 | 7.7038e-06
| 2016/17 | 14/09/2016 | PLANNED | 13485 | 87 | 155 | 0.017314 | 0.00011171
| 2016/17 | 14/09/2016 | PLANNED | 130 | 1 | 130 | 0.00016692 | 1.284e-06
| 2016/17 | 14/09/2016 | PLANNED | 19 | 3 | 6.3333 | 2.4395e-05 | 3.8519e-06
| 2016/17 | 14/09/2016 | PLANNED | 100 | 2 | 50 | 0.0001284 | 2.5679e-06
| 2016/17 | 14/09/2016 | PLANNED | 3500 | 28 | 125 | 0.0044939 | 3.5951e-05
| 2016/17 | 14/09/2016 | PLANNED | 1150 | 13 | 88.4615 | 0.0014766 | 1.6692e-05
| 2016/17 | 14/09/2016 | PLANNED | 26 | 2 | 13 | 3.3383e-05 | 2.5679e-06
| 2016/17 | 14/09/2016 | PLANNED | 30 | 1 | 30 | 3.8519e-05 | 1.284e-06
| 2016/17 | 15/09/2016 | PLANNED | 4252 | 47 | 90.4681 | 0.0054594 | 6.0346e-05
| 2016/17 | 15/09/2016 | PLANNED | 17 | 1 | 17 | 2.1827e-05 | 1.284e-06
| 2016/17 | 15/09/2016 | PLANNED | 11339 | 29 | 391 | 0.014559 | 3.7235e-05
| 2016/17 | 15/09/2016 | PLANNED | 435 | 3 | 145 | 0.00055853 | 3.8519e-06
| 2016/17 | 15/09/2016 | PLANNED | 7875 | 21 | 375 | 0.010111 | 2.6963e-05
| 2016/17 | 15/09/2016 | PLANNED | 5440 | 34 | 160 | 0.0069848 | 4.3655e-05
| 2016/17 | 15/09/2016 | PLANNED | 122 | 1 | 122 | 0.00015664 | 1.284e-06
| 2016/17 | 15/09/2016 | PLANNED | 1316 | 14 | 94 | 0.0016897 | 1.7976e-05
| 2016/17 | 15/09/2016 | PLANNED | 17510 | 103 | 170 | 0.022482 | 0.00013225
| 2016/17 | 15/09/2016 | PLANNED | 3894 | 33 | 118 | 0.0049998 | 4.2371e-05
| 2016/17 | 15/09/2016 | PLANNED | 32 | 1 | 32 | 4.1087e-05 | 1.284e-06
| 2016/17 | 15/09/2016 | PLANNED | 990 | 6 | 165 | 0.0012711 | 7.7038e-06
| 2016/17 | 15/09/2016 | PLANNED | 21122 | 118 | 179 | 0.02712 | 0.00015151
| 2016/17 | 15/09/2016 | PLANNED | 2004 | 12 | 167 | 0.0025731 | 1.5408e-05
| 2016/17 | 15/09/2016 | PLANNED | 1120 | 16 | 70 | 0.001438 | 2.0543e-05
| 2016/17 | 15/09/2016 | PLANNED | 46 | 2 | 23 | 5.9062e-05 | 2.5679e-06
| 2016/17 | 15/09/2016 | PLANNED | 2640 | 11 | 240 | 0.0033897 | 1.4124e-05
| 2016/17 | 15/09/2016 | PLANNED | 25 | 1 | 25 | 3.2099e-05 | 1.284e-06
| 2016/17 | 15/09/2016 | PLANNED | 648 | 4 | 162 | 0.00083201 | 5.1359e-06
| 2016/17 | 15/09/2016 | PLANNED | 390 | 15 | 26 | 0.00050075 | 1.926e-05
| 2016/17 | 15/09/2016 | PLANNED | 3 | 1 | 3 | 3.8519e-06 | 1.284e-06
| 2016/17 | 15/09/2016 | PLANNED | 32 | 1 | 32 | 4.1087e-05 | 1.284e-06
| 2016/17 | 15/09/2016 | PLANNED | 19 | 1 | 19 | 2.4395e-05 | 1.284e-06
| 2016/17 | 15/09/2016 | PLANNED | 21 | 3 | 7 | 2.6963e-05 | 3.8519e-06
| 2016/17 | 15/09/2016 | PLANNED | 11524 | 134 | 86 | 0.014796 | 0.00017205
| 2016/17 | 15/09/2016 | PLANNED | 2086 | 58 | 35.9655 | 0.0026784 | 7.447e-05
| 2016/17 | 15/09/2016 | PLANNED | 828 | 18 | 46 | 0.0010631 | 2.3111e-05
| 2016/17 | 15/09/2016 | PLANNED | 19 | 1 | 19 | 2.4395e-05 | 1.284e-06
| 2016/17 | 15/09/2016 | PLANNED | 98 | 2 | 49 | 0.00012583 | 2.5679e-06
| 2016/17 | 15/09/2016 | PLANNED | 59 | 1 | 59 | 7.5754e-05 | 1.284e-06
| 2016/17 | 15/09/2016 | PLANNED | 84 | 3 | 28 | 0.00010785 | 3.8519e-06
| 2016/17 | 15/09/2016 | PLANNED | 998 | 36 | 27.7222 | 0.0012814 | 4.6223e-05
| 2016/17 | 15/09/2016 | PLANNED | 114 | 3 | 38 | 0.00014637 | 3.8519e-06
| 2016/17 | 15/09/2016 | PLANNED | 44 | 4 | 11 | 5.6495e-05 | 5.1359e-06
| 2016/17 | 15/09/2016 | PLANNED | 46 | 1 | 46 | 5.9062e-05 | 1.284e-06
| 2016/17 | 16/09/2016 | PLANNED | 1326 | 34 | 39 | 0.0017025 | 4.3655e-05
| 2016/17 | 16/09/2016 | PLANNED | 25 | 1 | 25 | 3.2099e-05 | 1.284e-06
| 2016/17 | 16/09/2016 | PLANNED | 2716 | 14 | 194 | 0.0034873 | 1.7976e-05
| 2016/17 | 16/09/2016 | PLANNED | 3900 | 20 | 195 | 0.0050075 | 2.5679e-05
| 2016/17 | 16/09/2016 | PLANNED | 156 | 2 | 78 | 0.0002003 | 2.5679e-06
| 2016/17 | 16/09/2016 | PLANNED | 10175 | 55 | 185 | 0.013064 | 7.0618e-05
| 2016/17 | 16/09/2016 | PLANNED | 3912 | 12 | 326 | 0.0050229 | 1.5408e-05
| 2016/17 | 16/09/2016 | PLANNED | 8160 | 48 | 170 | 0.010477 | 6.163e-05
| 2016/17 | 16/09/2016 | PLANNED | 224 | 2 | 112 | 0.00028761 | 2.5679e-06
| 2016/17 | 16/09/2016 | PLANNED | 75597 | 223 | 339 | 0.097064 | 0.00028632
| 2016/17 | 16/09/2016 | PLANNED | 117 | 7 | 16.7143 | 0.00015022 | 8.9878e-06
| 2016/17 | 16/09/2016 | PLANNED | 1905 | 2 | 952.5 | 0.002446 | 2.5679e-06
| 2016/17 | 16/09/2016 | PLANNED | 600 | 10 | 60 | 0.00077038 | 1.284e-05
| 2016/17 | 16/09/2016 | PLANNED | 180 | 1 | 180 | 0.00023111 | 1.284e-06
| 2016/17 | 16/09/2016 | PLANNED | 884 | 37 | 23.8919 | 0.001135 | 4.7507e-05
| 2016/17 | 16/09/2016 | PLANNED | 3 | 1 | 3 | 3.8519e-06 | 1.284e-06
| 2016/17 | 16/09/2016 | PLANNED | 4 | 2 | 2 | 5.1359e-06 | 2.5679e-06
| 2016/17 | 16/09/2016 | PLANNED | 90 | 2 | 45 | 0.00011556 | 2.5679e-06
| 2016/17 | 16/09/2016 | PLANNED | 881 | 39 | 22.5897 | 0.0011312 | 5.0075e-05
| 2016/17 | 16/09/2016 | PLANNED | 8 | 2 | 4 | 1.0272e-05 | 2.5679e-06
| 2016/17 | 16/09/2016 | PLANNED | 106 | 2 | 53 | 0.0001361 | 2.5679e-06
| 2016/17 | 16/09/2016 | PLANNED | 1462 | 43 | 34 | 0.0018772 | 5.5211e-05
| 2016/17 | 16/09/2016 | PLANNED | 882 | 26 | 33.9231 | 0.0011325 | 3.3383e-05
| 2016/17 | 16/09/2016 | PLANNED | 64 | 2 | 32 | 8.2174e-05 | 2.5679e-06
| 2016/17 | 16/09/2016 | PLANNED | 24 | 2 | 12 | 3.0815e-05 | 2.5679e-06
| 2016/17 | 16/09/2016 | PLANNED | 30 | 3 | 10 | 3.8519e-05 | 3.8519e-06
| 2016/17 | 16/09/2016 | PLANNED | 28 | 2 | 14 | 3.5951e-05 | 2.5679e-06
| 2016/17 | 17/09/2016 | PLANNED | 560 | 1 | 560 | 0.00071902 | 1.284e-06
| 2016/17 | 18/09/2016 | PLANNED | 190 | 2 | 95 | 0.00024395 | 2.5679e-06
| 2016/17 | 18/09/2016 | PLANNED | 720 | 2 | 360 | 0.00092446 | 2.5679e-06
| 2016/17 | 18/09/2016 | PLANNED | 625 | 25 | 25 | 0.00080248 | 3.2099e-05
| 2016/17 | 18/09/2016 | PLANNED | 11100 | 30 | 370 | 0.014252 | 3.8519e-05
| 2016/17 | 18/09/2016 | PLANNED | 1855 | 7 | 265 | 0.0023818 | 8.9878e-06
| 2016/17 | 18/09/2016 | PLANNED | 4000 | 16 | 250 | 0.0051359 | 2.0543e-05
| 2016/17 | 18/09/2016 | PLANNED | 1440 | 16 | 90 | 0.0018489 | 2.0543e-05
| 2016/17 | 18/09/2016 | PLANNED | 5 | 1 | 5 | 6.4198e-06 | 1.284e-06
| 2016/17 | 18/09/2016 | PLANNED | 5 | 1 | 5 | 6.4198e-06 | 1.284e-06
| 2016/17 | 18/09/2016 | PLANNED | 226 | 2 | 113 | 0.00029018 | 2.5679e-06
| 2016/17 | 19/09/2016 | PLANNED | 128 | 2 | 64 | 0.00016435 | 2.5679e-06
| 2016/17 | 19/09/2016 | PLANNED | 15 | 1 | 15 | 1.926e-05 | 1.284e-06
| 2016/17 | 19/09/2016 | PLANNED | 6860 | 49 | 140 | 0.008808 | 6.2914e-05
| 2016/17 | 19/09/2016 | PLANNED | 390 | 26 | 15 | 0.00050075 | 3.3383e-05
| 2016/17 | 19/09/2016 | PLANNED | 5584 | 16 | 349 | 0.0071697 | 2.0543e-05
| 2016/17 | 19/09/2016 | PLANNED | 3644 | 40 | 91.1 | 0.0046788 | 5.1359e-05
| 2016/17 | 19/09/2016 | PLANNED | 125 | 5 | 25 | 0.0001605 | 6.4198e-06
| 2016/17 | 19/09/2016 | PLANNED | 820 | 4 | 205 | 0.0010529 | 5.1359e-06
| 2016/17 | 19/09/2016 | PLANNED | 25025 | 91 | 275 | 0.032131 | 0.00011684
| 2016/17 | 19/09/2016 | PLANNED | 784 | 4 | 196 | 0.0010066 | 5.1359e-06
| 2016/17 | 19/09/2016 | PLANNED | 4023 | 27 | 149 | 0.0051654 | 3.4667e-05
| 2016/17 | 19/09/2016 | PLANNED | 750 | 6 | 125 | 0.00096298 | 7.7038e-06
| 2016/17 | 19/09/2016 | PLANNED | 40 | 2 | 20 | 5.1359e-05 | 2.5679e-06
| 2016/17 | 19/09/2016 | PLANNED | 40 | 2 | 20 | 5.1359e-05 | 2.5679e-06
| 2016/17 | 19/09/2016 | PLANNED | 37 | 1 | 37 | 4.7507e-05 | 1.284e-06
| 2016/17 | 19/09/2016 | PLANNED | 20 | 2 | 10 | 2.5679e-05 | 2.5679e-06
| 2016/17 | 19/09/2016 | PLANNED | 1530 | 15 | 102 | 0.0019645 | 1.926e-05
| 2016/17 | 19/09/2016 | PLANNED | 31 | 1 | 31 | 3.9803e-05 | 1.284e-06
| 2016/17 | 19/09/2016 | PLANNED | 28 | 2 | 14 | 3.5951e-05 | 2.5679e-06
| 2016/17 | 19/09/2016 | PLANNED | 75 | 3 | 25 | 9.6298e-05 | 3.8519e-06
| 2016/17 | 19/09/2016 | PLANNED | 40 | 2 | 20 | 5.1359e-05 | 2.5679e-06
| 2016/17 | 19/09/2016 | PLANNED | 660 | 37 | 17.8378 | 0.00084742 | 4.7507e-05
| 2016/17 | 19/09/2016 | PLANNED | 41 | 1 | 41 | 5.2643e-05 | 1.284e-06
| 2016/17 | 19/09/2016 | PLANNED | 64 | 2 | 32 | 8.2174e-05 | 2.5679e-06
| 2016/17 | 20/09/2016 | PLANNED | 10710 | 34 | 315 | 0.013751 | 4.3655e-05
| 2016/17 | 20/09/2016 | PLANNED | 225 | 1 | 225 | 0.00028889 | 1.284e-06
| 2016/17 | 20/09/2016 | PLANNED | 2916 | 27 | 108 | 0.003744 | 3.4667e-05
| 2016/17 | 20/09/2016 | PLANNED | 425 | 5 | 85 | 0.00054569 | 6.4198e-06
| 2016/17 | 20/09/2016 | PLANNED | 60 | 1 | 60 | 7.7038e-05 | 1.284e-06
| 2016/17 | 20/09/2016 | PLANNED | 6812 | 26 | 262 | 0.0087464 | 3.3383e-05
| 2016/17 | 20/09/2016 | PLANNED | 40 | 2 | 20 | 5.1359e-05 | 2.5679e-06
| 2016/17 | 20/09/2016 | PLANNED | 1500 | 4 | 375 | 0.001926 | 5.1359e-06
| 2016/17 | 20/09/2016 | PLANNED | 13260 | 34 | 390 | 0.017025 | 4.3655e-05
| 2016/17 | 20/09/2016 | PLANNED | 23298 | 66 | 353 | 0.029914 | 8.4742e-05
| 2016/17 | 20/09/2016 | PLANNED | 22010 | 62 | 355 | 0.02826 | 7.9606e-05
| 2016/17 | 20/09/2016 | PLANNED | 6846 | 21 | 326 | 0.00879 | 2.6963e-05
| 2016/17 | 20/09/2016 | PLANNED | 6524 | 28 | 233 | 0.0083766 | 3.5951e-05
| 2016/17 | 20/09/2016 | PLANNED | 3303 | 9 | 367 | 0.0042409 | 1.1556e-05
| 2016/17 | 20/09/2016 | PLANNED | 7800 | 24 | 325 | 0.010015 | 3.0815e-05
| 2016/17 | 20/09/2016 | PLANNED | 6930 | 21 | 330 | 0.0088979 | 2.6963e-05
| 2016/17 | 20/09/2016 | PLANNED | 2475 | 11 | 225 | 0.0031778 | 1.4124e-05
| 2016/17 | 20/09/2016 | PLANNED | 221 | 1 | 221 | 0.00028376 | 1.284e-06
| 2016/17 | 20/09/2016 | PLANNED | 470 | 2 | 235 | 0.00060346 | 2.5679e-06
| 2016/17 | 20/09/2016 | PLANNED | 25 | 1 | 25 | 3.2099e-05 | 1.284e-06
| 2016/17 | 20/09/2016 | PLANNED | 3531 | 11 | 321 | 0.0045337 | 1.4124e-05
| 2016/17 | 20/09/2016 | PLANNED | 375 | 3 | 125 | 0.00048149 | 3.8519e-06
| 2016/17 | 20/09/2016 | PLANNED | 30 | 1 | 30 | 3.8519e-05 | 1.284e-06
| 2016/17 | 20/09/2016 | PLANNED | 102 | 3 | 34 | 0.00013096 | 3.8519e-06
| 2016/17 | 20/09/2016 | PLANNED | 70 | 2 | 35 | 8.9878e-05 | 2.5679e-06
| 2016/17 | 20/09/2016 | PLANNED | 50 | 2 | 25 | 6.4198e-05 | 2.5679e-06
| 2016/17 | 20/09/2016 | PLANNED | 50 | 2 | 25 | 6.4198e-05 | 2.5679e-06
| 2016/17 | 20/09/2016 | PLANNED | 15 | 1 | 15 | 1.926e-05 | 1.284e-06
| 2016/17 | 20/09/2016 | PLANNED | 15 | 1 | 15 | 1.926e-05 | 1.284e-06
| 2016/17 | 20/09/2016 | PLANNED | 42 | 1 | 42 | 5.3927e-05 | 1.284e-06
| 2016/17 | 20/09/2016 | PLANNED | 46 | 2 | 23 | 5.9062e-05 | 2.5679e-06
| 2016/17 | 20/09/2016 | PLANNED | 75 | 1 | 75 | 9.6298e-05 | 1.284e-06
| 2016/17 | 20/09/2016 | PLANNED | 36 | 1 | 36 | 4.6223e-05 | 1.284e-06
| 2016/17 | 20/09/2016 | PLANNED | 36 | 3 | 12 | 4.6223e-05 | 3.8519e-06
| 2016/17 | 20/09/2016 | PLANNED | 48 | 1 | 48 | 6.163e-05 | 1.284e-06
| 2016/17 | 20/09/2016 | PLANNED | 28 | 1 | 28 | 3.5951e-05 | 1.284e-06
| 2016/17 | 20/09/2016 | PLANNED | 11 | 1 | 11 | 1.4124e-05 | 1.284e-06
| 2016/17 | 20/09/2016 | PLANNED | 26 | 1 | 26 | 3.3383e-05 | 1.284e-06
| 2016/17 | 20/09/2016 | PLANNED | 70 | 2 | 35 | 8.9878e-05 | 2.5679e-06
| 2016/17 | 20/09/2016 | PLANNED | 34 | 1 | 34 | 4.3655e-05 | 1.284e-06
| 2016/17 | 21/09/2016 | PLANNED | 676 | 2 | 338 | 0.00086796 | 2.5679e-06
| 2016/17 | 21/09/2016 | PLANNED | 102090 | 246 | 415 | 0.13108 | 0.00031586
| 2016/17 | 21/09/2016 | PLANNED | 23288 | 54 | 431.2593 | 0.029901 | 6.9334e-05
| 2016/17 | 21/09/2016 | PLANNED | 3240 | 9 | 360 | 0.0041601 | 1.1556e-05
| 2016/17 | 21/09/2016 | PLANNED | 3717 | 13 | 285.9231 | 0.0047725 | 1.6692e-05
| 2016/17 | 21/09/2016 | PLANNED | 675 | 3 | 225 | 0.00086668 | 3.8519e-06
| 2016/17 | 21/09/2016 | PLANNED | 15960 | 42 | 380 | 0.020492 | 5.3927e-05
| 2016/17 | 21/09/2016 | PLANNED | 25 | 1 | 25 | 3.2099e-05 | 1.284e-06
| 2016/17 | 21/09/2016 | PLANNED | 5472 | 24 | 228 | 0.0070259 | 3.0815e-05
| 2016/17 | 21/09/2016 | PLANNED | 40 | 2 | 20 | 5.1359e-05 | 2.5679e-06
| 2016/17 | 21/09/2016 | PLANNED | 685 | 5 | 137 | 0.00087952 | 6.4198e-06
| 2016/17 | 21/09/2016 | PLANNED | 1184 | 4 | 296 | 0.0015202 | 5.1359e-06
| 2016/17 | 21/09/2016 | PLANNED | 30 | 1 | 30 | 3.8519e-05 | 1.284e-06
| 2016/17 | 21/09/2016 | PLANNED | 1280 | 10 | 128 | 0.0016435 | 1.284e-05
| 2016/17 | 21/09/2016 | PLANNED | 1590 | 6 | 265 | 0.0020415 | 7.7038e-06
| 2016/17 | 21/09/2016 | PLANNED | 6 | 1 | 6 | 7.7038e-06 | 1.284e-06
| 2016/17 | 21/09/2016 | PLANNED | 30 | 1 | 30 | 3.8519e-05 | 1.284e-06
| 2016/17 | 21/09/2016 | PLANNED | 1638 | 14 | 117 | 0.0021031 | 1.7976e-05
| 2016/17 | 21/09/2016 | PLANNED | 17145 | 127 | 135 | 0.022014 | 0.00016306
| 2016/17 | 21/09/2016 | PLANNED | 234 | 6 | 39 | 0.00030045 | 7.7038e-06
| 2016/17 | 21/09/2016 | PLANNED | 9 | 3 | 3 | 1.1556e-05 | 3.8519e-06
| 2016/17 | 21/09/2016 | PLANNED | 48 | 2 | 24 | 6.163e-05 | 2.5679e-06
| 2016/17 | 21/09/2016 | PLANNED | 20 | 1 | 20 | 2.5679e-05 | 1.284e-06
| 2016/17 | 21/09/2016 | PLANNED | 10 | 2 | 5 | 1.284e-05 | 2.5679e-06
| 2016/17 | 21/09/2016 | PLANNED | 14 | 1 | 14 | 1.7976e-05 | 1.284e-06
| 2016/17 | 21/09/2016 | PLANNED | 22 | 1 | 22 | 2.8247e-05 | 1.284e-06
| 2016/17 | 21/09/2016 | PLANNED | 5 | 1 | 5 | 6.4198e-06 | 1.284e-06
| 2016/17 | 21/09/2016 | PLANNED | 60 | 2 | 30 | 7.7038e-05 | 2.5679e-06
| 2016/17 | 21/09/2016 | PLANNED | 792 | 9 | 88 | 0.0010169 | 1.1556e-05
| 2016/17 | 21/09/2016 | PLANNED | 58 | 2 | 29 | 7.447e-05 | 2.5679e-06
| 2016/17 | 21/09/2016 | PLANNED | 23 | 1 | 23 | 2.9531e-05 | 1.284e-06
| 2016/17 | 21/09/2016 | PLANNED | 42 | 1 | 42 | 5.3927e-05 | 1.284e-06
| 2016/17 | 21/09/2016 | PLANNED | 22 | 1 | 22 | 2.8247e-05 | 1.284e-06
| 2016/17 | 22/09/2016 | PLANNED | 53352 | 156 | 342 | 0.068502 | 0.0002003
| 2016/17 | 22/09/2016 | PLANNED | 65 | 1 | 65 | 8.3458e-05 | 1.284e-06
| 2016/17 | 22/09/2016 | PLANNED | 28 | 1 | 28 | 3.5951e-05 | 1.284e-06
| 2016/17 | 22/09/2016 | PLANNED | 270 | 2 | 135 | 0.00034667 | 2.5679e-06
| 2016/17 | 22/09/2016 | PLANNED | 59685 | 173 | 345 | 0.076634 | 0.00022213
| 2016/17 | 22/09/2016 | PLANNED | 657 | 3 | 219 | 0.00084357 | 3.8519e-06
| 2016/17 | 22/09/2016 | PLANNED | 2568 | 12 | 214 | 0.0032972 | 1.5408e-05
| 2016/17 | 22/09/2016 | PLANNED | 10836 | 43 | 252 | 0.013913 | 5.5211e-05
| 2016/17 | 22/09/2016 | PLANNED | 9245 | 43 | 215 | 0.01187 | 5.5211e-05
| 2016/17 | 22/09/2016 | PLANNED | 8165 | 23 | 355 | 0.010484 | 2.9531e-05
| 2016/17 | 22/09/2016 | PLANNED | 16524 | 68 | 243 | 0.021216 | 8.731e-05
| 2016/17 | 22/09/2016 | PLANNED | 14 | 2 | 7 | 1.7976e-05 | 2.5679e-06
| 2016/17 | 22/09/2016 | PLANNED | 13003 | 38 | 342.1842 | 0.016695 | 4.8791e-05
| 2016/17 | 22/09/2016 | PLANNED | 30 | 1 | 30 | 3.8519e-05 | 1.284e-06
| 2016/17 | 22/09/2016 | PLANNED | 24806 | 371 | 66.8625 | 0.03185 | 0.00047635
| 2016/17 | 22/09/2016 | PLANNED | 18135 | 67 | 270.6716 | 0.023285 | 8.6026e-05
| 2016/17 | 22/09/2016 | PLANNED | 175 | 1 | 175 | 0.00022469 | 1.284e-06
| 2016/17 | 22/09/2016 | PLANNED | 15 | 1 | 15 | 1.926e-05 | 1.284e-06
| 2016/17 | 22/09/2016 | PLANNED | 70 | 2 | 35 | 8.9878e-05 | 2.5679e-06
| 2016/17 | 22/09/2016 | PLANNED | 29 | 1 | 29 | 3.7235e-05 | 1.284e-06
| 2016/17 | 22/09/2016 | PLANNED | 20 | 1 | 20 | 2.5679e-05 | 1.284e-06
| 2016/17 | 22/09/2016 | PLANNED | 1704 | 6 | 284 | 0.0021879 | 7.7038e-06
| 2016/17 | 22/09/2016 | PLANNED | 10 | 1 | 10 | 1.284e-05 | 1.284e-06
| 2016/17 | 22/09/2016 | PLANNED | 23 | 1 | 23 | 2.9531e-05 | 1.284e-06
| 2016/17 | 22/09/2016 | PLANNED | 485 | 23 | 21.087 | 0.00062272 | 2.9531e-05
| 2016/17 | 22/09/2016 | PLANNED | 72 | 4 | 18 | 9.2446e-05 | 5.1359e-06
| 2016/17 | 22/09/2016 | PLANNED | 6 | 6 | 1 | 7.7038e-06 | 7.7038e-06
| 2016/17 | 23/09/2016 | PLANNED | 4870 | 154 | 31.6234 | 0.0062529 | 0.00019773
| 2016/17 | 23/09/2016 | PLANNED | 1600 | 4 | 400 | 0.0020543 | 5.1359e-06
| 2016/17 | 23/09/2016 | PLANNED | 126 | 7 | 18 | 0.00016178 | 8.9878e-06
| 2016/17 | 23/09/2016 | PLANNED | 7485 | 22 | 340.2273 | 0.0096105 | 2.8247e-05
| 2016/17 | 23/09/2016 | PLANNED | 5312 | 64 | 83 | 0.0068204 | 8.2174e-05
| 2016/17 | 23/09/2016 | PLANNED | 2790 | 9 | 310 | 0.0035823 | 1.1556e-05
| 2016/17 | 23/09/2016 | PLANNED | 41820 | 164 | 255 | 0.053696 | 0.00021057
| 2016/17 | 23/09/2016 | PLANNED | 7280 | 52 | 140 | 0.0093473 | 6.6766e-05
| 2016/17 | 23/09/2016 | PLANNED | 2964 | 123 | 24.0976 | 0.0038057 | 0.00015793
| 2016/17 | 23/09/2016 | PLANNED | 18975 | 75 | 253 | 0.024363 | 9.6298e-05
| 2016/17 | 23/09/2016 | PLANNED | 490 | 7 | 70 | 0.00062914 | 8.9878e-06
| 2016/17 | 23/09/2016 | PLANNED | 300 | 7 | 42.8571 | 0.00038519 | 8.9878e-06
| 2016/17 | 23/09/2016 | PLANNED | 15785 | 77 | 205 | 0.020267 | 9.8865e-05
| 2016/17 | 23/09/2016 | PLANNED | 2079 | 7 | 297 | 0.0026694 | 8.9878e-06
| 2016/17 | 23/09/2016 | PLANNED | 5681 | 23 | 247 | 0.0072942 | 2.9531e-05
| 2016/17 | 23/09/2016 | PLANNED | 484 | 4 | 121 | 0.00062144 | 5.1359e-06
| 2016/17 | 23/09/2016 | PLANNED | 176 | 2 | 88 | 0.00022598 | 2.5679e-06
| 2016/17 | 23/09/2016 | PLANNED | 925 | 5 | 185 | 0.0011877 | 6.4198e-06
| 2016/17 | 23/09/2016 | PLANNED | 120 | 1 | 120 | 0.00015408 | 1.284e-06
| 2016/17 | 23/09/2016 | PLANNED | 814 | 11 | 74 | 0.0010451 | 1.4124e-05
| 2016/17 | 23/09/2016 | PLANNED | 3436 | 81 | 42.4198 | 0.0044117 | 0.000104
| 2016/17 | 23/09/2016 | PLANNED | 306 | 2 | 153 | 0.00039289 | 2.5679e-06
| 2016/17 | 23/09/2016 | PLANNED | 952 | 28 | 34 | 0.0012223 | 3.5951e-05
| 2016/17 | 23/09/2016 | PLANNED | 2420 | 44 | 55 | 0.0031072 | 5.6495e-05
| 2016/17 | 23/09/2016 | PLANNED | 1375 | 25 | 55 | 0.0017655 | 3.2099e-05
| 2016/17 | 23/09/2016 | PLANNED | 170 | 1 | 170 | 0.00021827 | 1.284e-06
| 2016/17 | 23/09/2016 | PLANNED | 2668 | 23 | 116 | 0.0034256 | 2.9531e-05
| 2016/17 | 23/09/2016 | PLANNED | 62 | 1 | 62 | 7.9606e-05 | 1.284e-06
| 2016/17 | 23/09/2016 | PLANNED | 155 | 1 | 155 | 0.00019901 | 1.284e-06
| 2016/17 | 23/09/2016 | PLANNED | 24 | 1 | 24 | 3.0815e-05 | 1.284e-06
| 2016/17 | 23/09/2016 | PLANNED | 25 | 1 | 25 | 3.2099e-05 | 1.284e-06
| 2016/17 | 23/09/2016 | PLANNED | 665 | 15 | 44.3333 | 0.00085384 | 1.926e-05
| 2016/17 | 23/09/2016 | PLANNED | 1520 | 34 | 44.7059 | 0.0019516 | 4.3655e-05
| 2016/17 | 23/09/2016 | PLANNED | 1095 | 1 | 1095 | 0.0014059 | 1.284e-06
| 2016/17 | 24/09/2016 | PLANNED | 8880 | 37 | 240 | 0.011402 | 4.7507e-05
| 2016/17 | 24/09/2016 | PLANNED | 30 | 2 | 15 | 3.8519e-05 | 2.5679e-06
| 2016/17 | 25/09/2016 | PLANNED | 1363 | 29 | 47 | 0.00175 | 3.7235e-05
| 2016/17 | 25/09/2016 | PLANNED | 7200 | 48 | 150 | 0.0092446 | 6.163e-05
| 2016/17 | 25/09/2016 | PLANNED | 966 | 3 | 322 | 0.0012403 | 3.8519e-06
| 2016/17 | 25/09/2016 | PLANNED | 1635 | 5 | 327 | 0.0020993 | 6.4198e-06
| 2016/17 | 25/09/2016 | PLANNED | 76790 | 188 | 408.4574 | 0.098596 | 0.00024139
| 2016/17 | 25/09/2016 | PLANNED | 564 | 2 | 282 | 0.00072416 | 2.5679e-06
| 2016/17 | 26/09/2016 | PLANNED | 5321 | 17 | 313 | 0.006832 | 2.1827e-05
| 2016/17 | 26/09/2016 | PLANNED | 11467 | 25 | 458.68 | 0.014723 | 3.2099e-05
| 2016/17 | 26/09/2016 | PLANNED | 11444 | 47 | 243.4894 | 0.014694 | 6.0346e-05
| 2016/17 | 26/09/2016 | PLANNED | 1560 | 8 | 195 | 0.002003 | 1.0272e-05
| 2016/17 | 26/09/2016 | PLANNED | 3275 | 25 | 131 | 0.004205 | 3.2099e-05
| 2016/17 | 26/09/2016 | PLANNED | 1120 | 4 | 280 | 0.001438 | 5.1359e-06
| 2016/17 | 26/09/2016 | PLANNED | 40 | 2 | 20 | 5.1359e-05 | 2.5679e-06
| 2016/17 | 26/09/2016 | PLANNED | 255 | 1 | 255 | 0.00032741 | 1.284e-06
| 2016/17 | 26/09/2016 | PLANNED | 1400 | 5 | 280 | 0.0017976 | 6.4198e-06
| 2016/17 | 26/09/2016 | PLANNED | 20 | 1 | 20 | 2.5679e-05 | 1.284e-06
| 2016/17 | 26/09/2016 | PLANNED | 4380 | 73 | 60 | 0.0056238 | 9.373e-05
| 2016/17 | 27/09/2016 | PLANNED | 22506 | 62 | 363 | 0.028897 | 7.9606e-05
| 2016/17 | 27/09/2016 | PLANNED | 3312 | 9 | 368 | 0.0042525 | 1.1556e-05
| 2016/17 | 27/09/2016 | PLANNED | 92 | 2 | 46 | 0.00011812 | 2.5679e-06
| 2016/17 | 27/09/2016 | PLANNED | 380 | 2 | 190 | 0.00048791 | 2.5679e-06
| 2016/17 | 27/09/2016 | PLANNED | 64780 | 159 | 407.4214 | 0.083175 | 0.00020415
| 2016/17 | 27/09/2016 | PLANNED | 7140 | 21 | 340 | 0.0091675 | 2.6963e-05
| 2016/17 | 27/09/2016 | PLANNED | 3800 | 10 | 380 | 0.0048791 | 1.284e-05
| 2016/17 | 27/09/2016 | PLANNED | 6916 | 52 | 133 | 0.0088799 | 6.6766e-05
| 2016/17 | 27/09/2016 | PLANNED | 32164 | 187 | 172 | 0.041298 | 0.0002401
| 2016/17 | 27/09/2016 | PLANNED | 1701 | 21 | 81 | 0.002184 | 2.6963e-05
| 2016/17 | 27/09/2016 | PLANNED | 5600 | 16 | 350 | 0.0071902 | 2.0543e-05
| 2016/17 | 27/09/2016 | PLANNED | 2700 | 12 | 225 | 0.0034667 | 1.5408e-05
| 2016/17 | 27/09/2016 | PLANNED | 280 | 2 | 140 | 0.00035951 | 2.5679e-06
| 2016/17 | 27/09/2016 | PLANNED | 88 | 2 | 44 | 0.00011299 | 2.5679e-06
| 2016/17 | 27/09/2016 | PLANNED | 6984 | 24 | 291 | 0.0089672 | 3.0815e-05
| 2016/17 | 27/09/2016 | PLANNED | 1400 | 4 | 350 | 0.0017976 | 5.1359e-06
| 2016/17 | 27/09/2016 | PLANNED | 1795 | 1 | 1795 | 0.0023047 | 1.284e-06
| 2016/17 | 27/09/2016 | PLANNED | 2355 | 15 | 157 | 0.0030237 | 1.926e-05
| 2016/17 | 27/09/2016 | PLANNED | 104 | 4 | 26 | 0.00013353 | 5.1359e-06
| 2016/17 | 27/09/2016 | PLANNED | 14336 | 64 | 224 | 0.018407 | 8.2174e-05
| 2016/17 | 27/09/2016 | PLANNED | 124 | 4 | 31 | 0.00015921 | 5.1359e-06
| 2016/17 | 27/09/2016 | PLANNED | 288 | 24 | 12 | 0.00036978 | 3.0815e-05
| 2016/17 | 27/09/2016 | PLANNED | 30 | 1 | 30 | 3.8519e-05 | 1.284e-06
| 2016/17 | 27/09/2016 | PLANNED | 70 | 10 | 7 | 8.9878e-05 | 1.284e-05
| 2016/17 | 27/09/2016 | PLANNED | 7 | 1 | 7 | 8.9878e-06 | 1.284e-06
| 2016/17 | 27/09/2016 | PLANNED | 170 | 2 | 85 | 0.00021827 | 2.5679e-06
| 2016/17 | 27/09/2016 | PLANNED | 27 | 1 | 27 | 3.4667e-05 | 1.284e-06
| 2016/17 | 27/09/2016 | PLANNED | 10780 | 77 | 140 | 0.013841 | 9.8865e-05
| 2016/17 | 27/09/2016 | PLANNED | 26 | 1 | 26 | 3.3383e-05 | 1.284e-06
| 2016/17 | 27/09/2016 | PLANNED | 273 | 3 | 91 | 0.00035052 | 3.8519e-06
| 2016/17 | 27/09/2016 | PLANNED | 360 | 30 | 12 | 0.00046223 | 3.8519e-05
| 2016/17 | 27/09/2016 | PLANNED | 18 | 1 | 18 | 2.3111e-05 | 1.284e-06
| 2016/17 | 28/09/2016 | PLANNED | 252 | 21 | 12 | 0.00032356 | 2.6963e-05
| 2016/17 | 28/09/2016 | PLANNED | 790 | 39 | 20.2564 | 0.0010143 | 5.0075e-05
| 2016/17 | 28/09/2016 | PLANNED | 14405 | 67 | 215 | 0.018496 | 8.6026e-05
| 2016/17 | 28/09/2016 | PLANNED | 18471 | 47 | 393 | 0.023716 | 6.0346e-05
| 2016/17 | 28/09/2016 | PLANNED | 7725 | 25 | 309 | 0.0099186 | 3.2099e-05
| 2016/17 | 28/09/2016 | PLANNED | 34760 | 88 | 395 | 0.044631 | 0.00011299
| 2016/17 | 28/09/2016 | PLANNED | 63244 | 163 | 388 | 0.081203 | 0.00020929
| 2016/17 | 28/09/2016 | PLANNED | 92 | 2 | 46 | 0.00011812 | 2.5679e-06
| 2016/17 | 28/09/2016 | PLANNED | 16620 | 41 | 405.3659 | 0.02134 | 5.2643e-05
| 2016/17 | 28/09/2016 | PLANNED | 78769 | 226 | 348.5354 | 0.10114 | 0.00029018
| 2016/17 | 28/09/2016 | PLANNED | 4884 | 22 | 222 | 0.0062709 | 2.8247e-05
| 2016/17 | 28/09/2016 | PLANNED | 5280 | 24 | 220 | 0.0067793 | 3.0815e-05
| 2016/17 | 28/09/2016 | PLANNED | 8052 | 33 | 244 | 0.010339 | 4.2371e-05
| 2016/17 | 28/09/2016 | PLANNED | 303 | 1 | 303 | 0.00038904 | 1.284e-06
| 2016/17 | 28/09/2016 | PLANNED | 1190 | 5 | 238 | 0.0015279 | 6.4198e-06
| 2016/17 | 28/09/2016 | PLANNED | 115 | 7 | 16.4286 | 0.00014766 | 8.9878e-06
| 2016/17 | 28/09/2016 | PLANNED | 86 | 2 | 43 | 0.00011042 | 2.5679e-06
| 2016/17 | 28/09/2016 | PLANNED | 30 | 1 | 30 | 3.8519e-05 | 1.284e-06
| 2016/17 | 28/09/2016 | PLANNED | 240 | 12 | 20 | 0.00030815 | 1.5408e-05
| 2016/17 | 28/09/2016 | PLANNED | 37 | 1 | 37 | 4.7507e-05 | 1.284e-06
| 2016/17 | 28/09/2016 | PLANNED | 111 | 1 | 111 | 0.00014252 | 1.284e-06
| 2016/17 | 28/09/2016 | PLANNED | 47770 | 170 | 281 | 0.061335 | 0.00021827
| 2016/17 | 28/09/2016 | PLANNED | 26 | 2 | 13 | 3.3383e-05 | 2.5679e-06
| 2016/17 | 28/09/2016 | PLANNED | 75 | 3 | 25 | 9.6298e-05 | 3.8519e-06
| 2016/17 | 28/09/2016 | PLANNED | 60 | 1 | 60 | 7.7038e-05 | 1.284e-06
| 2016/17 | 28/09/2016 | PLANNED | 513 | 18 | 28.5 | 0.00065868 | 2.3111e-05
| 2016/17 | 28/09/2016 | PLANNED | 84 | 2 | 42 | 0.00010785 | 2.5679e-06
| 2016/17 | 28/09/2016 | PLANNED | 114 | 19 | 6 | 0.00014637 | 2.4395e-05
| 2016/17 | 28/09/2016 | PLANNED | 65 | 3 | 21.6667 | 8.3458e-05 | 3.8519e-06
| 2016/17 | 28/09/2016 | PLANNED | 28 | 1 | 28 | 3.5951e-05 | 1.284e-06
| 2016/17 | 28/09/2016 | PLANNED | 150 | 6 | 25 | 0.0001926 | 7.7038e-06
| 2016/17 | 28/09/2016 | PLANNED | 40 | 2 | 20 | 5.1359e-05 | 2.5679e-06
| 2016/17 | 29/09/2016 | PLANNED | 112 | 1 | 112 | 0.0001438 | 1.284e-06
| 2016/17 | 29/09/2016 | PLANNED | 38100 | 127 | 300 | 0.048919 | 0.00016306
| 2016/17 | 29/09/2016 | PLANNED | 7280 | 26 | 280 | 0.0093473 | 3.3383e-05
| 2016/17 | 29/09/2016 | PLANNED | 98896 | 500 | 197.792 | 0.12698 | 0.00064198
| 2016/17 | 29/09/2016 | PLANNED | 9300 | 31 | 300 | 0.011941 | 3.9803e-05
| 2016/17 | 29/09/2016 | PLANNED | 59400 | 198 | 300 | 0.076268 | 0.00025423
| 2016/17 | 29/09/2016 | PLANNED | 2550 | 15 | 170 | 0.0032741 | 1.926e-05
| 2016/17 | 29/09/2016 | PLANNED | 405 | 45 | 9 | 0.00052001 | 5.7779e-05
| 2016/17 | 29/09/2016 | PLANNED | 308 | 4 | 77 | 0.00039546 | 5.1359e-06
| 2016/17 | 29/09/2016 | PLANNED | 68 | 1 | 68 | 8.731e-05 | 1.284e-06
| 2016/17 | 29/09/2016 | PLANNED | 66933 | 333 | 201 | 0.08594 | 0.00042756
| 2016/17 | 29/09/2016 | PLANNED | 5 | 1 | 5 | 6.4198e-06 | 1.284e-06
| 2016/17 | 29/09/2016 | PLANNED | 2136 | 8 | 267 | 0.0027426 | 1.0272e-05
| 2016/17 | 29/09/2016 | PLANNED | 1308 | 28 | 46.7143 | 0.0016794 | 3.5951e-05
| 2016/17 | 29/09/2016 | PLANNED | 240 | 6 | 40 | 0.00030815 | 7.7038e-06
| 2016/17 | 29/09/2016 | PLANNED | 2314 | 13 | 178 | 0.0029711 | 1.6692e-05
| 2016/17 | 29/09/2016 | PLANNED | 1917 | 9 | 213 | 0.0024614 | 1.1556e-05
| 2016/17 | 29/09/2016 | PLANNED | 30 | 2 | 15 | 3.8519e-05 | 2.5679e-06
| 2016/17 | 29/09/2016 | PLANNED | 84 | 4 | 21 | 0.00010785 | 5.1359e-06
| 2016/17 | 29/09/2016 | PLANNED | 1242 | 23 | 54 | 0.0015947 | 2.9531e-05
| 2016/17 | 29/09/2016 | PLANNED | 272 | 8 | 34 | 0.00034924 | 1.0272e-05
| 2016/17 | 29/09/2016 | PLANNED | 1408 | 16 | 88 | 0.0018078 | 2.0543e-05
| 2016/17 | 29/09/2016 | PLANNED | 204 | 4 | 51 | 0.00026193 | 5.1359e-06
| 2016/17 | 29/09/2016 | PLANNED | 69 | 3 | 23 | 8.8594e-05 | 3.8519e-06
| 2016/17 | 29/09/2016 | PLANNED | 19 | 1 | 19 | 2.4395e-05 | 1.284e-06
| 2016/17 | 29/09/2016 | PLANNED | 30 | 1 | 30 | 3.8519e-05 | 1.284e-06
| 2016/17 | 30/09/2016 | PLANNED | 340 | 1 | 340 | 0.00043655 | 1.284e-06
| 2016/17 | 2/10/2016 | PLANNED | 40855 | 127 | 321.6929 | 0.052456 | 0.00016306
| 2016/17 | 2/10/2016 | PLANNED | 1150 | 2 | 575 | 0.0014766 | 2.5679e-06
| 2016/17 | 2/10/2016 | PLANNED | 142128 | 336 | 423 | 0.18249 | 0.00043141
| 2016/17 | 3/10/2016 | PLANNED | 600 | 2 | 300 | 0.00077038 | 2.5679e-06
| 2016/17 | 3/10/2016 | PLANNED | 8 | 1 | 8 | 1.0272e-05 | 1.284e-06
| 2016/17 | 3/10/2016 | PLANNED | 67876 | 284 | 239 | 0.087151 | 0.00036465
| 2016/17 | 3/10/2016 | PLANNED | 117729 | 309 | 381 | 0.15116 | 0.00039675
| 2016/17 | 3/10/2016 | PLANNED | 22580 | 61 | 370.1639 | 0.028992 | 7.8322e-05
| 2016/17 | 3/10/2016 | PLANNED | 896 | 16 | 56 | 0.0011504 | 2.0543e-05
| 2016/17 | 3/10/2016 | PLANNED | 760 | 4 | 190 | 0.00097582 | 5.1359e-06
| 2016/17 | 3/10/2016 | PLANNED | 680 | 2 | 340 | 0.0008731 | 2.5679e-06
| 2016/17 | 3/10/2016 | PLANNED | 17574 | 58 | 303 | 0.022564 | 7.447e-05
| 2016/17 | 3/10/2016 | PLANNED | 526 | 2 | 263 | 0.00067537 | 2.5679e-06
| 2016/17 | 3/10/2016 | PLANNED | 2376 | 44 | 54 | 0.0030507 | 5.6495e-05
| 2016/17 | 3/10/2016 | PLANNED | 504 | 12 | 42 | 0.00064712 | 1.5408e-05
| 2016/17 | 3/10/2016 | PLANNED | 15 | 1 | 15 | 1.926e-05 | 1.284e-06
| 2016/17 | 3/10/2016 | PLANNED | 465 | 3 | 155 | 0.00059704 | 3.8519e-06
| 2016/17 | 3/10/2016 | PLANNED | 7 | 1 | 7 | 8.9878e-06 | 1.284e-06
| 2016/17 | 3/10/2016 | PLANNED | 46 | 2 | 23 | 5.9062e-05 | 2.5679e-06
| 2016/17 | 3/10/2016 | PLANNED | 23 | 4 | 5.75 | 2.9531e-05 | 5.1359e-06
| 2016/17 | 3/10/2016 | PLANNED | 52 | 1 | 52 | 6.6766e-05 | 1.284e-06
| 2016/17 | 3/10/2016 | PLANNED | 28 | 1 | 28 | 3.5951e-05 | 1.284e-06
| 2016/17 | 3/10/2016 | PLANNED | 432 | 24 | 18 | 0.00055467 | 3.0815e-05
| 2016/17 | 3/10/2016 | PLANNED | 60 | 3 | 20 | 7.7038e-05 | 3.8519e-06
| 2016/17 | 3/10/2016 | PLANNED | 1102 | 29 | 38 | 0.0014149 | 3.7235e-05
| 2016/17 | 3/10/2016 | PLANNED | 370 | 37 | 10 | 0.00047507 | 4.7507e-05
| 2016/17 | 4/10/2016 | PLANNED | 4294 | 19 | 226 | 0.0055134 | 2.4395e-05
| 2016/17 | 4/10/2016 | PLANNED | 82584 | 279 | 296 | 0.10604 | 0.00035823
| 2016/17 | 4/10/2016 | PLANNED | 147 | 1 | 147 | 0.00018874 | 1.284e-06
| 2016/17 | 4/10/2016 | PLANNED | 11967 | 194 | 61.6856 | 0.015365 | 0.00024909
| 2016/17 | 4/10/2016 | PLANNED | 2278 | 17 | 134 | 0.0029249 | 2.1827e-05
| 2016/17 | 4/10/2016 | PLANNED | 7924 | 87 | 91.0805 | 0.010174 | 0.00011171
| 2016/17 | 4/10/2016 | PLANNED | 43134 | 158 | 273 | 0.055383 | 0.00020287
| 2016/17 | 4/10/2016 | PLANNED | 5670 | 42 | 135 | 0.0072801 | 5.3927e-05
| 2016/17 | 4/10/2016 | PLANNED | 48240 | 201 | 240 | 0.061939 | 0.00025808
| 2016/17 | 4/10/2016 | PLANNED | 41019 | 183 | 224.1475 | 0.052667 | 0.00023497
| 2016/17 | 4/10/2016 | PLANNED | 9760 | 80 | 122 | 0.012532 | 0.00010272
| 2016/17 | 4/10/2016 | PLANNED | 912 | 8 | 114 | 0.001171 | 1.0272e-05
| 2016/17 | 4/10/2016 | PLANNED | 13920 | 58 | 240 | 0.017873 | 7.447e-05
| 2016/17 | 4/10/2016 | PLANNED | 2902 | 79 | 36.7342 | 0.0037261 | 0.00010143
| 2016/17 | 4/10/2016 | PLANNED | 48 | 3 | 16 | 6.163e-05 | 3.8519e-06
| 2016/17 | 4/10/2016 | PLANNED | 234 | 2 | 117 | 0.00030045 | 2.5679e-06
| 2016/17 | 4/10/2016 | PLANNED | 2088 | 18 | 116 | 0.0026809 | 2.3111e-05
| 2016/17 | 4/10/2016 | PLANNED | 216 | 4 | 54 | 0.00027734 | 5.1359e-06
| 2016/17 | 4/10/2016 | PLANNED | 52 | 4 | 13 | 6.6766e-05 | 5.1359e-06
| 2016/17 | 4/10/2016 | PLANNED | 784 | 28 | 28 | 0.0010066 | 3.5951e-05
| 2016/17 | 4/10/2016 | PLANNED | 64 | 2 | 32 | 8.2174e-05 | 2.5679e-06
| 2016/17 | 4/10/2016 | PLANNED | 110 | 6 | 18.3333 | 0.00014124 | 7.7038e-06
| 2016/17 | 4/10/2016 | PLANNED | 2287 | 51 | 44.8431 | 0.0029364 | 6.5482e-05
| 2016/17 | 4/10/2016 | PLANNED | 350 | 7 | 50 | 0.00044939 | 8.9878e-06
| 2016/17 | 4/10/2016 | PLANNED | 230 | 12 | 19.1667 | 0.00029531 | 1.5408e-05
| 2016/17 | 4/10/2016 | PLANNED | 605 | 11 | 55 | 0.0007768 | 1.4124e-05
| 2016/17 | 5/10/2016 | PLANNED | 2259 | 135 | 16.7333 | 0.0029005 | 0.00017334
| 2016/17 | 5/10/2016 | PLANNED | 60 | 2 | 30 | 7.7038e-05 | 2.5679e-06
| 2016/17 | 5/10/2016 | PLANNED | 72 | 4 | 18 | 9.2446e-05 | 5.1359e-06
| 2016/17 | 5/10/2016 | PLANNED | 2880 | 12 | 240 | 0.0036978 | 1.5408e-05
| 2016/17 | 5/10/2016 | PLANNED | 92003 | 241 | 381.7552 | 0.11813 | 0.00030944
| 2016/17 | 5/10/2016 | PLANNED | 598 | 26 | 23 | 0.00076781 | 3.3383e-05
| 2016/17 | 5/10/2016 | PLANNED | 3800 | 20 | 190 | 0.0048791 | 2.5679e-05
| 2016/17 | 5/10/2016 | PLANNED | 15660 | 58 | 270 | 0.020107 | 7.447e-05
| 2016/17 | 5/10/2016 | PLANNED | 76 | 2 | 38 | 9.7582e-05 | 2.5679e-06
| 2016/17 | 5/10/2016 | PLANNED | 1003 | 17 | 59 | 0.0012878 | 2.1827e-05
| 2016/17 | 5/10/2016 | PLANNED | 740 | 2 | 370 | 0.00095014 | 2.5679e-06
| 2016/17 | 5/10/2016 | PLANNED | 7600 | 19 | 400 | 0.0097582 | 2.4395e-05
| 2016/17 | 5/10/2016 | PLANNED | 1090 | 45 | 24.2222 | 0.0013995 | 5.7779e-05
| 2016/17 | 5/10/2016 | PLANNED | 80 | 1 | 80 | 0.00010272 | 1.284e-06
| 2016/17 | 5/10/2016 | PLANNED | 534 | 2 | 267 | 0.00068564 | 2.5679e-06
| 2016/17 | 5/10/2016 | PLANNED | 8624 | 77 | 112 | 0.011073 | 9.8865e-05
| 2016/17 | 5/10/2016 | PLANNED | 140 | 1 | 140 | 0.00017976 | 1.284e-06
| 2016/17 | 5/10/2016 | PLANNED | 13 | 1 | 13 | 1.6692e-05 | 1.284e-06
| 2016/17 | 5/10/2016 | PLANNED | 7 | 1 | 7 | 8.9878e-06 | 1.284e-06
| 2016/17 | 5/10/2016 | PLANNED | 1586 | 73 | 21.726 | 0.0020364 | 9.373e-05
| 2016/17 | 5/10/2016 | PLANNED | 988 | 13 | 76 | 0.0012686 | 1.6692e-05
| 2016/17 | 5/10/2016 | PLANNED | 253 | 119 | 2.1261 | 0.00032484 | 0.00015279
| 2016/17 | 5/10/2016 | PLANNED | 210 | 3 | 70 | 0.00026963 | 3.8519e-06
| 2016/17 | 5/10/2016 | PLANNED | 385 | 5 | 77 | 0.00049433 | 6.4198e-06
| 2016/17 | 5/10/2016 | PLANNED | 340 | 14 | 24.2857 | 0.00043655 | 1.7976e-05
| 2016/17 | 5/10/2016 | PLANNED | 39 | 3 | 13 | 5.0075e-05 | 3.8519e-06
| 2016/17 | 5/10/2016 | PLANNED | 1745 | 99 | 17.6263 | 0.0022405 | 0.00012711
| 2016/17 | 5/10/2016 | PLANNED | 3344 | 76 | 44 | 0.0042936 | 9.7582e-05
| 2016/17 | 5/10/2016 | PLANNED | 860 | 52 | 16.5385 | 0.0011042 | 6.6766e-05
| 2016/17 | 5/10/2016 | PLANNED | 22 | 1 | 22 | 2.8247e-05 | 1.284e-06
| 2016/17 | 5/10/2016 | PLANNED | 96 | 24 | 4 | 0.00012326 | 3.0815e-05
| 2016/17 | 6/10/2016 | PLANNED | 264 | 2 | 132 | 0.00033897 | 2.5679e-06
| 2016/17 | 6/10/2016 | PLANNED | 1988 | 14 | 142 | 0.0025525 | 1.7976e-05
| 2016/17 | 6/10/2016 | PLANNED | 11725 | 35 | 335 | 0.015055 | 4.4939e-05
| 2016/17 | 6/10/2016 | PLANNED | 320 | 2 | 160 | 0.00041087 | 2.5679e-06
| 2016/17 | 6/10/2016 | PLANNED | 626 | 27 | 23.1852 | 0.00080376 | 3.4667e-05
| 2016/17 | 6/10/2016 | PLANNED | 140 | 7 | 20 | 0.00017976 | 8.9878e-06
| 2016/17 | 6/10/2016 | PLANNED | 220 | 2 | 110 | 0.00028247 | 2.5679e-06
| 2016/17 | 6/10/2016 | PLANNED | 7148 | 20 | 357.4 | 0.0091778 | 2.5679e-05
| 2016/17 | 6/10/2016 | PLANNED | 20041 | 49 | 409 | 0.025732 | 6.2914e-05
| 2016/17 | 6/10/2016 | PLANNED | 8880 | 94 | 94.4681 | 0.011402 | 0.00012069
| 2016/17 | 6/10/2016 | PLANNED | 678 | 2 | 339 | 0.00087053 | 2.5679e-06
| 2016/17 | 6/10/2016 | PLANNED | 11505 | 65 | 177 | 0.014772 | 8.3458e-05
| 2016/17 | 6/10/2016 | PLANNED | 105 | 6 | 17.5 | 0.00013482 | 7.7038e-06
| 2016/17 | 6/10/2016 | PLANNED | 238 | 17 | 14 | 0.00030558 | 2.1827e-05
| 2016/17 | 6/10/2016 | PLANNED | 23616 | 72 | 328 | 0.030322 | 9.2446e-05
| 2016/17 | 6/10/2016 | PLANNED | 16455 | 54 | 304.7222 | 0.021128 | 6.9334e-05
| 2016/17 | 6/10/2016 | PLANNED | 30694 | 206 | 149 | 0.03941 | 0.0002645
| 2016/17 | 6/10/2016 | PLANNED | 125 | 6 | 20.8333 | 0.0001605 | 7.7038e-06
| 2016/17 | 6/10/2016 | PLANNED | 614 | 2 | 307 | 0.00078836 | 2.5679e-06
| 2016/17 | 6/10/2016 | PLANNED | 150 | 6 | 25 | 0.0001926 | 7.7038e-06
| 2016/17 | 6/10/2016 | PLANNED | 8 | 1 | 8 | 1.0272e-05 | 1.284e-06
| 2016/17 | 6/10/2016 | PLANNED | 660 | 11 | 60 | 0.00084742 | 1.4124e-05
| 2016/17 | 6/10/2016 | PLANNED | 1478 | 29 | 50.9655 | 0.0018977 | 3.7235e-05
| 2016/17 | 6/10/2016 | PLANNED | 580 | 16 | 36.25 | 0.0007447 | 2.0543e-05
| 2016/17 | 6/10/2016 | PLANNED | 4365 | 45 | 97 | 0.0056045 | 5.7779e-05
| 2016/17 | 6/10/2016 | PLANNED | 21 | 1 | 21 | 2.6963e-05 | 1.284e-06
| 2016/17 | 6/10/2016 | PLANNED | 60 | 3 | 20 | 7.7038e-05 | 3.8519e-06
| 2016/17 | 7/10/2016 | PLANNED | 12692 | 34 | 373.2941 | 0.016296 | 4.3655e-05
| 2016/17 | 7/10/2016 | PLANNED | 1556 | 35 | 44.4571 | 0.0019979 | 4.4939e-05
| 2016/17 | 7/10/2016 | PLANNED | 10248 | 24 | 427 | 0.013158 | 3.0815e-05
| 2016/17 | 7/10/2016 | PLANNED | 5559 | 21 | 264.7143 | 0.0071376 | 2.6963e-05
| 2016/17 | 7/10/2016 | PLANNED | 59835 | 163 | 367.0859 | 0.076826 | 0.00020929
| 2016/17 | 7/10/2016 | PLANNED | 405 | 32 | 12.6562 | 0.00052001 | 4.1087e-05
| 2016/17 | 7/10/2016 | PLANNED | 1700 | 34 | 50 | 0.0021827 | 4.3655e-05
| 2016/17 | 7/10/2016 | PLANNED | 3029 | 13 | 233 | 0.0038891 | 1.6692e-05
| 2016/17 | 7/10/2016 | PLANNED | 12440 | 40 | 311 | 0.015973 | 5.1359e-05
| 2016/17 | 7/10/2016 | PLANNED | 26 | 2 | 13 | 3.3383e-05 | 2.5679e-06
| 2016/17 | 7/10/2016 | PLANNED | 3520 | 14 | 251.4286 | 0.0045196 | 1.7976e-05
| 2016/17 | 7/10/2016 | PLANNED | 824 | 8 | 103 | 0.001058 | 1.0272e-05
| 2016/17 | 7/10/2016 | PLANNED | 2352 | 16 | 147 | 0.0030199 | 2.0543e-05
| 2016/17 | 7/10/2016 | PLANNED | 13780 | 53 | 260 | 0.017693 | 6.805e-05
| 2016/17 | 7/10/2016 | PLANNED | 8320 | 104 | 80 | 0.010683 | 0.00013353
| 2016/17 | 7/10/2016 | PLANNED | 3771 | 9 | 419 | 0.0048418 | 1.1556e-05
| 2016/17 | 7/10/2016 | PLANNED | 36960 | 88 | 420 | 0.047455 | 0.00011299
| 2016/17 | 7/10/2016 | PLANNED | 278 | 1 | 278 | 0.00035694 | 1.284e-06
| 2016/17 | 7/10/2016 | PLANNED | 3120 | 16 | 195 | 0.004006 | 2.0543e-05
| 2016/17 | 7/10/2016 | PLANNED | 5800 | 20 | 290 | 0.007447 | 2.5679e-05
| 2016/17 | 7/10/2016 | PLANNED | 1066 | 26 | 41 | 0.0013687 | 3.3383e-05
| 2016/17 | 7/10/2016 | PLANNED | 62832 | 308 | 204 | 0.080674 | 0.00039546
| 2016/17 | 7/10/2016 | PLANNED | 10 | 2 | 5 | 1.284e-05 | 2.5679e-06
| 2016/17 | 7/10/2016 | PLANNED | 1007 | 19 | 53 | 0.001293 | 2.4395e-05
| 2016/17 | 7/10/2016 | PLANNED | 197 | 1 | 197 | 0.00025294 | 1.284e-06
| 2016/17 | 7/10/2016 | PLANNED | 190 | 1 | 190 | 0.00024395 | 1.284e-06
| 2016/17 | 7/10/2016 | PLANNED | 1096 | 44 | 24.9091 | 0.0014072 | 5.6495e-05
| 2016/17 | 7/10/2016 | PLANNED | 2320 | 29 | 80 | 0.0029788 | 3.7235e-05
| 2016/17 | 7/10/2016 | PLANNED | 210 | 7 | 30 | 0.00026963 | 8.9878e-06
| 2016/17 | 7/10/2016 | PLANNED | 19 | 1 | 19 | 2.4395e-05 | 1.284e-06
| 2016/17 | 7/10/2016 | PLANNED | 10 | 2 | 5 | 1.284e-05 | 2.5679e-06
| 2016/17 | 7/10/2016 | PLANNED | 8286 | 3 | 2762 | 0.010639 | 3.8519e-06
| 2016/17 | 8/10/2016 | PLANNED | 6905 | 22 | 313.8636 | 0.0088658 | 2.8247e-05
| 2016/17 | 8/10/2016 | PLANNED | 1440 | 6 | 240 | 0.0018489 | 7.7038e-06
| 2016/17 | 8/10/2016 | PLANNED | 8010 | 18 | 445 | 0.010285 | 2.3111e-05
| 2016/17 | 8/10/2016 | PLANNED | 1395 | 9 | 155 | 0.0017911 | 1.1556e-05
| 2016/17 | 8/10/2016 | PLANNED | 2250 | 2 | 1125 | 0.0028889 | 2.5679e-06
| 2016/17 | 9/10/2016 | PLANNED | 307680 | 2564 | 120 | 0.39505 | 0.0032921
| 2016/17 | 9/10/2016 | PLANNED | 2160 | 12 | 180 | 0.0027734 | 1.5408e-05
| 2016/17 | 9/10/2016 | PLANNED | 13120 | 32 | 410 | 0.016846 | 4.1087e-05
| 2016/17 | 9/10/2016 | PLANNED | 448 | 1 | 448 | 0.00057522 | 1.284e-06
| 2016/17 | 9/10/2016 | PLANNED | 2925 | 3 | 975 | 0.0037556 | 3.8519e-06
| 2016/17 | 9/10/2016 | PLANNED | 320 | 1 | 320 | 0.00041087 | 1.284e-06
| 2016/17 | 9/10/2016 | PLANNED | 1318 | 1 | 1318 | 0.0016923 | 1.284e-06
| 2016/17 | 10/10/2016 | PLANNED | 421 | 13 | 32.3846 | 0.00054055 | 1.6692e-05
| 2016/17 | 10/10/2016 | PLANNED | 685 | 5 | 137 | 0.00087952 | 6.4198e-06
| 2016/17 | 10/10/2016 | PLANNED | 1059 | 26 | 40.7308 | 0.0013597 | 3.3383e-05
| 2016/17 | 10/10/2016 | PLANNED | 1358 | 38 | 35.7368 | 0.0017436 | 4.8791e-05
| 2016/17 | 10/10/2016 | PLANNED | 106 | 1 | 106 | 0.0001361 | 1.284e-06
| 2016/17 | 10/10/2016 | PLANNED | 1248 | 28 | 44.5714 | 0.0016024 | 3.5951e-05
| 2016/17 | 10/10/2016 | PLANNED | 1230 | 27 | 45.5556 | 0.0015793 | 3.4667e-05
| 2016/17 | 11/10/2016 | PLANNED | 5187 | 13 | 399 | 0.0066599 | 1.6692e-05
| 2016/17 | 11/10/2016 | PLANNED | 37 | 1 | 37 | 4.7507e-05 | 1.284e-06
| 2016/17 | 11/10/2016 | PLANNED | 9800 | 49 | 200 | 0.012583 | 6.2914e-05
| 2016/17 | 11/10/2016 | PLANNED | 850 | 34 | 25 | 0.0010914 | 4.3655e-05
| 2016/17 | 11/10/2016 | PLANNED | 5627 | 17 | 331 | 0.0072249 | 2.1827e-05
| 2016/17 | 11/10/2016 | PLANNED | 22380 | 55 | 406.9091 | 0.028735 | 7.0618e-05
| 2016/17 | 11/10/2016 | PLANNED | 8680 | 31 | 280 | 0.011145 | 3.9803e-05
| 2016/17 | 11/10/2016 | PLANNED | 1351 | 5 | 270.2 | 0.0017346 | 6.4198e-06
| 2016/17 | 11/10/2016 | PLANNED | 361 | 1 | 361 | 0.00046351 | 1.284e-06
| 2016/17 | 11/10/2016 | PLANNED | 80248 | 228 | 351.9649 | 0.10304 | 0.00029274
| 2016/17 | 11/10/2016 | PLANNED | 350 | 1 | 350 | 0.00044939 | 1.284e-06
| 2016/17 | 11/10/2016 | PLANNED | 7200 | 40 | 180 | 0.0092446 | 5.1359e-05
| 2016/17 | 11/10/2016 | PLANNED | 390 | 3 | 130 | 0.00050075 | 3.8519e-06
| 2016/17 | 11/10/2016 | PLANNED | 4488 | 12 | 374 | 0.0057624 | 1.5408e-05
| 2016/17 | 11/10/2016 | PLANNED | 62 | 1 | 62 | 7.9606e-05 | 1.284e-06
| 2016/17 | 11/10/2016 | PLANNED | 15405 | 65 | 237 | 0.01978 | 8.3458e-05
| 2016/17 | 11/10/2016 | PLANNED | 3870 | 18 | 215 | 0.004969 | 2.3111e-05
| 2016/17 | 11/10/2016 | PLANNED | 3960 | 24 | 165 | 0.0050845 | 3.0815e-05
| 2016/17 | 11/10/2016 | PLANNED | 6174 | 21 | 294 | 0.0079272 | 2.6963e-05
| 2016/17 | 11/10/2016 | PLANNED | 1346 | 17 | 79.1765 | 0.0017282 | 2.1827e-05
| 2016/17 | 11/10/2016 | PLANNED | 2600 | 10 | 260 | 0.0033383 | 1.284e-05
| 2016/17 | 11/10/2016 | PLANNED | 195 | 3 | 65 | 0.00025037 | 3.8519e-06
| 2016/17 | 11/10/2016 | PLANNED | 68 | 1 | 68 | 8.731e-05 | 1.284e-06
| 2016/17 | 11/10/2016 | PLANNED | 379 | 32 | 11.8438 | 0.00048662 | 4.1087e-05
| 2016/17 | 11/10/2016 | PLANNED | 59 | 1 | 59 | 7.5754e-05 | 1.284e-06
| 2016/17 | 11/10/2016 | PLANNED | 54 | 1 | 54 | 6.9334e-05 | 1.284e-06
| 2016/17 | 11/10/2016 | PLANNED | 46 | 2 | 23 | 5.9062e-05 | 2.5679e-06
| 2016/17 | 11/10/2016 | PLANNED | 3795 | 29 | 130.8621 | 0.0048727 | 3.7235e-05
| 2016/17 | 11/10/2016 | PLANNED | 20 | 1 | 20 | 2.5679e-05 | 1.284e-06
| 2016/17 | 11/10/2016 | PLANNED | 180 | 3 | 60 | 0.00023111 | 3.8519e-06
| 2016/17 | 11/10/2016 | PLANNED | 110 | 2 | 55 | 0.00014124 | 2.5679e-06
| 2016/17 | 11/10/2016 | PLANNED | 450 | 15 | 30 | 0.00057779 | 1.926e-05
| 2016/17 | 11/10/2016 | PLANNED | 60 | 2 | 30 | 7.7038e-05 | 2.5679e-06
| 2016/17 | 12/10/2016 | PLANNED | 17168 | 54 | 317.9259 | 0.022043 | 6.9334e-05
| 2016/17 | 12/10/2016 | PLANNED | 1575 | 21 | 75 | 0.0020222 | 2.6963e-05
| 2016/17 | 12/10/2016 | PLANNED | 4452 | 7 | 636 | 0.0057162 | 8.9878e-06
| 2016/17 | 12/10/2016 | PLANNED | 25 | 1 | 25 | 3.2099e-05 | 1.284e-06
| 2016/17 | 12/10/2016 | PLANNED | 7359 | 21 | 350.4286 | 0.0094487 | 2.6963e-05
| 2016/17 | 12/10/2016 | PLANNED | 6821 | 19 | 359 | 0.0087579 | 2.4395e-05
| 2016/17 | 12/10/2016 | PLANNED | 5454 | 27 | 202 | 0.0070028 | 3.4667e-05
| 2016/17 | 12/10/2016 | PLANNED | 16910 | 48 | 352.2917 | 0.021712 | 6.163e-05
| 2016/17 | 12/10/2016 | PLANNED | 93 | 1 | 93 | 0.00011941 | 1.284e-06
| 2016/17 | 12/10/2016 | PLANNED | 18480 | 60 | 308 | 0.023728 | 7.7038e-05
| 2016/17 | 12/10/2016 | PLANNED | 1320 | 10 | 132 | 0.0016948 | 1.284e-05
| 2016/17 | 12/10/2016 | PLANNED | 2010 | 6 | 335 | 0.0025808 | 7.7038e-06
| 2016/17 | 12/10/2016 | PLANNED | 11628 | 76 | 153 | 0.01493 | 9.7582e-05
| 2016/17 | 12/10/2016 | PLANNED | 56 | 4 | 14 | 7.1902e-05 | 5.1359e-06
| 2016/17 | 12/10/2016 | PLANNED | 12240 | 51 | 240 | 0.015716 | 6.5482e-05
| 2016/17 | 12/10/2016 | PLANNED | 3600 | 12 | 300 | 0.0046223 | 1.5408e-05
| 2016/17 | 12/10/2016 | PLANNED | 2185 | 23 | 95 | 0.0028055 | 2.9531e-05
| 2016/17 | 12/10/2016 | PLANNED | 34809 | 123 | 283 | 0.044694 | 0.00015793
| 2016/17 | 12/10/2016 | PLANNED | 142 | 1 | 142 | 0.00018232 | 1.284e-06
| 2016/17 | 12/10/2016 | PLANNED | 62 | 2 | 31 | 7.9606e-05 | 2.5679e-06
| 2016/17 | 12/10/2016 | PLANNED | 27 | 1 | 27 | 3.4667e-05 | 1.284e-06
| 2016/17 | 12/10/2016 | PLANNED | 638 | 11 | 58 | 0.00081917 | 1.4124e-05
| 2016/17 | 12/10/2016 | PLANNED | 9 | 1 | 9 | 1.1556e-05 | 1.284e-06
| 2016/17 | 12/10/2016 | PLANNED | 114 | 3 | 38 | 0.00014637 | 3.8519e-06
| 2016/17 | 13/10/2016 | PLANNED | 95 | 8 | 11.875 | 0.00012198 | 1.0272e-05
| 2016/17 | 13/10/2016 | PLANNED | 11742 | 103 | 114 | 0.015076 | 0.00013225
| 2016/17 | 13/10/2016 | PLANNED | 3621 | 17 | 213 | 0.0046492 | 2.1827e-05
| 2016/17 | 13/10/2016 | PLANNED | 750 | 2 | 375 | 0.00096298 | 2.5679e-06
| 2016/17 | 13/10/2016 | PLANNED | 4270 | 14 | 305 | 0.0054825 | 1.7976e-05
| 2016/17 | 13/10/2016 | PLANNED | 91 | 1 | 91 | 0.00011684 | 1.284e-06
| 2016/17 | 13/10/2016 | PLANNED | 260 | 19 | 13.6842 | 0.00033383 | 2.4395e-05
| 2016/17 | 13/10/2016 | PLANNED | 52896 | 152 | 348 | 0.067917 | 0.00019516
| 2016/17 | 13/10/2016 | PLANNED | 2830 | 10 | 283 | 0.0036336 | 1.284e-05
| 2016/17 | 13/10/2016 | PLANNED | 590 | 2 | 295 | 0.00075754 | 2.5679e-06
| 2016/17 | 13/10/2016 | PLANNED | 466 | 3 | 155.3333 | 0.00059833 | 3.8519e-06
| 2016/17 | 13/10/2016 | PLANNED | 1278 | 6 | 213 | 0.0016409 | 7.7038e-06
| 2016/17 | 13/10/2016 | PLANNED | 1152 | 3 | 384 | 0.0014791 | 3.8519e-06
| 2016/17 | 13/10/2016 | PLANNED | 69948 | 174 | 402 | 0.089811 | 0.00022341
| 2016/17 | 13/10/2016 | PLANNED | 3875 | 25 | 155 | 0.0049754 | 3.2099e-05
| 2016/17 | 13/10/2016 | PLANNED | 50 | 3 | 16.6667 | 6.4198e-05 | 3.8519e-06
| 2016/17 | 13/10/2016 | PLANNED | 60 | 1 | 60 | 7.7038e-05 | 1.284e-06
| 2016/17 | 13/10/2016 | PLANNED | 4448 | 16 | 278 | 0.0057111 | 2.0543e-05
| 2016/17 | 13/10/2016 | PLANNED | 50 | 5 | 10 | 6.4198e-05 | 6.4198e-06
| 2016/17 | 13/10/2016 | PLANNED | 1222 | 13 | 94 | 0.001569 | 1.6692e-05
| 2016/17 | 13/10/2016 | PLANNED | 90 | 2 | 45 | 0.00011556 | 2.5679e-06
| 2016/17 | 13/10/2016 | PLANNED | 100 | 24 | 4.1667 | 0.0001284 | 3.0815e-05
| 2016/17 | 13/10/2016 | PLANNED | 475 | 5 | 95 | 0.00060988 | 6.4198e-06
| 2016/17 | 13/10/2016 | PLANNED | 3762 | 33 | 114 | 0.0048303 | 4.2371e-05
| 2016/17 | 13/10/2016 | PLANNED | 68 | 1 | 68 | 8.731e-05 | 1.284e-06
| 2016/17 | 13/10/2016 | PLANNED | 145 | 11 | 13.1818 | 0.00018618 | 1.4124e-05
| 2016/17 | 13/10/2016 | PLANNED | 870 | 29 | 30 | 0.0011171 | 3.7235e-05
| 2016/17 | 13/10/2016 | PLANNED | 46 | 1 | 46 | 5.9062e-05 | 1.284e-06
| 2016/17 | 13/10/2016 | PLANNED | 1048 | 35 | 29.9429 | 0.0013456 | 4.4939e-05
| 2016/17 | 14/10/2016 | PLANNED | 43740 | 162 | 270 | 0.056161 | 0.000208
| 2016/17 | 14/10/2016 | PLANNED | 192 | 12 | 16 | 0.00024652 | 1.5408e-05
| 2016/17 | 14/10/2016 | PLANNED | 1808 | 16 | 113 | 0.0023214 | 2.0543e-05
| 2016/17 | 14/10/2016 | PLANNED | 15 | 1 | 15 | 1.926e-05 | 1.284e-06
| 2016/17 | 14/10/2016 | PLANNED | 2850 | 10 | 285 | 0.0036593 | 1.284e-05
| 2016/17 | 14/10/2016 | PLANNED | 396 | 4 | 99 | 0.00050845 | 5.1359e-06
| 2016/17 | 14/10/2016 | PLANNED | 3280 | 16 | 205 | 0.0042114 | 2.0543e-05
| 2016/17 | 14/10/2016 | PLANNED | 16983 | 51 | 333 | 0.021806 | 6.5482e-05
| 2016/17 | 14/10/2016 | PLANNED | 8815 | 41 | 215 | 0.011318 | 5.2643e-05
| 2016/17 | 14/10/2016 | PLANNED | 21 | 1 | 21 | 2.6963e-05 | 1.284e-06
| 2016/17 | 14/10/2016 | PLANNED | 1680 | 24 | 70 | 0.0021571 | 3.0815e-05
| 2016/17 | 14/10/2016 | PLANNED | 2660 | 14 | 190 | 0.0034154 | 1.7976e-05
| 2016/17 | 14/10/2016 | PLANNED | 6840 | 24 | 285 | 0.0087823 | 3.0815e-05
| 2016/17 | 14/10/2016 | PLANNED | 38 | 3 | 12.6667 | 4.8791e-05 | 3.8519e-06
| 2016/17 | 14/10/2016 | PLANNED | 775 | 25 | 31 | 0.00099507 | 3.2099e-05
| 2016/17 | 14/10/2016 | PLANNED | 700 | 4 | 175 | 0.00089878 | 5.1359e-06
| 2016/17 | 14/10/2016 | PLANNED | 1100 | 16 | 68.75 | 0.0014124 | 2.0543e-05
| 2016/17 | 14/10/2016 | PLANNED | 198 | 18 | 11 | 0.00025423 | 2.3111e-05
| 2016/17 | 14/10/2016 | PLANNED | 22 | 2 | 11 | 2.8247e-05 | 2.5679e-06
| 2016/17 | 14/10/2016 | PLANNED | 2580 | 20 | 129 | 0.0033126 | 2.5679e-05
| 2016/17 | 14/10/2016 | PLANNED | 352 | 44 | 8 | 0.00045196 | 5.6495e-05
| 2016/17 | 14/10/2016 | PLANNED | 70 | 2 | 35 | 8.9878e-05 | 2.5679e-06
| 2016/17 | 14/10/2016 | PLANNED | 110 | 2 | 55 | 0.00014124 | 2.5679e-06
| 2016/17 | 14/10/2016 | PLANNED | 155 | 31 | 5 | 0.00019901 | 3.9803e-05
| 2016/17 | 14/10/2016 | PLANNED | 500 | 10 | 50 | 0.00064198 | 1.284e-05
| 2016/17 | 14/10/2016 | PLANNED | 336 | 8 | 42 | 0.00043141 | 1.0272e-05
| 2016/17 | 15/10/2016 | PLANNED | 1008 | 28 | 36 | 0.0012942 | 3.5951e-05
| 2016/17 | 15/10/2016 | PLANNED | 3206 | 7 | 458 | 0.0041164 | 8.9878e-06
| 2016/17 | 15/10/2016 | PLANNED | 1570 | 6 | 261.6667 | 0.0020158 | 7.7038e-06
| 2016/17 | 15/10/2016 | PLANNED | 5710 | 76 | 75.1316 | 0.0073315 | 9.7582e-05
| 2016/17 | 15/10/2016 | PLANNED | 1960 | 28 | 70 | 0.0025166 | 3.5951e-05
| 2016/17 | 16/10/2016 | PLANNED | 455 | 65 | 7 | 0.00058421 | 8.3458e-05
| 2016/17 | 16/10/2016 | PLANNED | 3520 | 22 | 160 | 0.0045196 | 2.8247e-05
| 2016/17 | 16/10/2016 | PLANNED | 3145 | 37 | 85 | 0.0040381 | 4.7507e-05
| 2016/17 | 16/10/2016 | PLANNED | 2100 | 7 | 300 | 0.0026963 | 8.9878e-06
| 2016/17 | 16/10/2016 | PLANNED | 28560 | 84 | 340 | 0.03667 | 0.00010785
| 2016/17 | 16/10/2016 | PLANNED | 2528 | 8 | 316 | 0.0032459 | 1.0272e-05
| 2016/17 | 16/10/2016 | PLANNED | 56 | 7 | 8 | 7.1902e-05 | 8.9878e-06
| 2016/17 | 16/10/2016 | PLANNED | 48 | 6 | 8 | 6.163e-05 | 7.7038e-06
| 2016/17 | 17/10/2016 | PLANNED | 8925 | 51 | 175 | 0.011459 | 6.5482e-05
| 2016/17 | 17/10/2016 | PLANNED | 84 | 3 | 28 | 0.00010785 | 3.8519e-06
| 2016/17 | 17/10/2016 | PLANNED | 10050 | 30 | 335 | 0.012904 | 3.8519e-05
| 2016/17 | 17/10/2016 | PLANNED | 211 | 1 | 211 | 0.00027092 | 1.284e-06
| 2016/17 | 17/10/2016 | PLANNED | 68 | 2 | 34 | 8.731e-05 | 2.5679e-06
| 2016/17 | 17/10/2016 | PLANNED | 40 | 2 | 20 | 5.1359e-05 | 2.5679e-06
| 2016/17 | 17/10/2016 | PLANNED | 12 | 1 | 12 | 1.5408e-05 | 1.284e-06
| 2016/17 | 17/10/2016 | PLANNED | 6944 | 56 | 124 | 0.0089159 | 7.1902e-05
| 2016/17 | 17/10/2016 | PLANNED | 2048 | 8 | 256 | 0.0026296 | 1.0272e-05
| 2016/17 | 17/10/2016 | PLANNED | 945 | 9 | 105 | 0.0012133 | 1.1556e-05
| 2016/17 | 17/10/2016 | PLANNED | 610 | 2 | 305 | 0.00078322 | 2.5679e-06
| 2016/17 | 17/10/2016 | PLANNED | 60 | 3 | 20 | 7.7038e-05 | 3.8519e-06
| 2016/17 | 17/10/2016 | PLANNED | 81 | 3 | 27 | 0.000104 | 3.8519e-06
| 2016/17 | 17/10/2016 | PLANNED | 55 | 1 | 55 | 7.0618e-05 | 1.284e-06
| 2016/17 | 17/10/2016 | PLANNED | 34 | 2 | 17 | 4.3655e-05 | 2.5679e-06
| 2016/17 | 17/10/2016 | PLANNED | 1560 | 13 | 120 | 0.002003 | 1.6692e-05
| 2016/17 | 17/10/2016 | PLANNED | 7840 | 56 | 140 | 0.010066 | 7.1902e-05
| 2016/17 | 17/10/2016 | PLANNED | 278 | 2 | 139 | 0.00035694 | 2.5679e-06
| 2016/17 | 17/10/2016 | PLANNED | 26 | 2 | 13 | 3.3383e-05 | 2.5679e-06
| 2016/17 | 17/10/2016 | PLANNED | 16 | 1 | 16 | 2.0543e-05 | 1.284e-06
| 2016/17 | 17/10/2016 | PLANNED | 58 | 2 | 29 | 7.447e-05 | 2.5679e-06
| 2016/17 | 17/10/2016 | PLANNED | 20 | 2 | 10 | 2.5679e-05 | 2.5679e-06
| 2016/17 | 17/10/2016 | PLANNED | 15 | 1 | 15 | 1.926e-05 | 1.284e-06
| 2016/17 | 17/10/2016 | PLANNED | 15 | 1 | 15 | 1.926e-05 | 1.284e-06
| 2016/17 | 17/10/2016 | PLANNED | 16 | 2 | 8 | 2.0543e-05 | 2.5679e-06
| 2016/17 | 17/10/2016 | PLANNED | 27 | 1 | 27 | 3.4667e-05 | 1.284e-06
| 2016/17 | 17/10/2016 | PLANNED | 34 | 2 | 17 | 4.3655e-05 | 2.5679e-06
| 2016/17 | 17/10/2016 | PLANNED | 20 | 2 | 10 | 2.5679e-05 | 2.5679e-06
| 2016/17 | 18/10/2016 | PLANNED | 348 | 12 | 29 | 0.00044682 | 1.5408e-05
| 2016/17 | 18/10/2016 | PLANNED | 522 | 13 | 40.1538 | 0.00067023 | 1.6692e-05
| 2016/17 | 18/10/2016 | PLANNED | 9045 | 27 | 335 | 0.011613 | 3.4667e-05
| 2016/17 | 18/10/2016 | PLANNED | 78 | 1 | 78 | 0.00010015 | 1.284e-06
| 2016/17 | 18/10/2016 | PLANNED | 26954 | 84 | 320.881 | 0.034608 | 0.00010785
| 2016/17 | 18/10/2016 | PLANNED | 2590 | 7 | 370 | 0.0033255 | 8.9878e-06
| 2016/17 | 18/10/2016 | PLANNED | 39389 | 203 | 194.0345 | 0.050574 | 0.00026065
| 2016/17 | 18/10/2016 | PLANNED | 7399 | 49 | 151 | 0.0095001 | 6.2914e-05
| 2016/17 | 18/10/2016 | PLANNED | 43322 | 183 | 236.7322 | 0.055624 | 0.00023497
| 2016/17 | 18/10/2016 | PLANNED | 517 | 11 | 47 | 0.00066381 | 1.4124e-05
| 2016/17 | 18/10/2016 | PLANNED | 1752 | 6 | 292 | 0.0022495 | 7.7038e-06
| 2016/17 | 18/10/2016 | PLANNED | 8015 | 35 | 229 | 0.010291 | 4.4939e-05
| 2016/17 | 18/10/2016 | PLANNED | 700 | 2 | 350 | 0.00089878 | 2.5679e-06
| 2016/17 | 18/10/2016 | PLANNED | 429 | 7 | 61.2857 | 0.00055082 | 8.9878e-06
| 2016/17 | 18/10/2016 | PLANNED | 77529 | 601 | 129 | 0.099545 | 0.00077166
| 2016/17 | 18/10/2016 | PLANNED | 1860 | 12 | 155 | 0.0023882 | 1.5408e-05
| 2016/17 | 18/10/2016 | PLANNED | 20880 | 87 | 240 | 0.026809 | 0.00011171
| 2016/17 | 18/10/2016 | PLANNED | 44320 | 160 | 277 | 0.056905 | 0.00020543
| 2016/17 | 18/10/2016 | PLANNED | 63 | 3 | 21 | 8.089e-05 | 3.8519e-06
| 2016/17 | 18/10/2016 | PLANNED | 20 | 2 | 10 | 2.5679e-05 | 2.5679e-06
| 2016/17 | 18/10/2016 | PLANNED | 290 | 2 | 145 | 0.00037235 | 2.5679e-06
| 2016/17 | 18/10/2016 | PLANNED | 2880 | 16 | 180 | 0.0036978 | 2.0543e-05
| 2016/17 | 18/10/2016 | PLANNED | 22570 | 74 | 305 | 0.028979 | 9.5014e-05
| 2016/17 | 18/10/2016 | PLANNED | 4515 | 43 | 105 | 0.0057971 | 5.5211e-05
| 2016/17 | 18/10/2016 | PLANNED | 17 | 1 | 17 | 2.1827e-05 | 1.284e-06
| 2016/17 | 18/10/2016 | PLANNED | 13 | 1 | 13 | 1.6692e-05 | 1.284e-06
| 2016/17 | 18/10/2016 | PLANNED | 130 | 5 | 26 | 0.00016692 | 6.4198e-06
| 2016/17 | 18/10/2016 | PLANNED | 1782 | 32 | 55.6875 | 0.002288 | 4.1087e-05
| 2016/17 | 18/10/2016 | PLANNED | 120 | 24 | 5 | 0.00015408 | 3.0815e-05
| 2016/17 | 18/10/2016 | PLANNED | 840 | 40 | 21 | 0.0010785 | 5.1359e-05
| 2016/17 | 19/10/2016 | PLANNED | 463 | 463 | 1 | 0.00059448 | 0.00059448
| 2016/17 | 19/10/2016 | PLANNED | 966 | 46 | 21 | 0.0012403 | 5.9062e-05
| 2016/17 | 19/10/2016 | PLANNED | 146200 | 344 | 425 | 0.18772 | 0.00044168
| 2016/17 | 19/10/2016 | PLANNED | 42845 | 109 | 393.0734 | 0.055012 | 0.00013995
| 2016/17 | 19/10/2016 | PLANNED | 101 | 1 | 101 | 0.00012968 | 1.284e-06
| 2016/17 | 19/10/2016 | PLANNED | 8016 | 24 | 334 | 0.010292 | 3.0815e-05
| 2016/17 | 19/10/2016 | PLANNED | 14352 | 48 | 299 | 0.018427 | 6.163e-05
| 2016/17 | 19/10/2016 | PLANNED | 1799 | 18 | 99.9444 | 0.0023099 | 2.3111e-05
| 2016/17 | 19/10/2016 | PLANNED | 360 | 2 | 180 | 0.00046223 | 2.5679e-06
| 2016/17 | 19/10/2016 | PLANNED | 736 | 4 | 184 | 0.000945 | 5.1359e-06
| 2016/17 | 19/10/2016 | PLANNED | 11583 | 27 | 429 | 0.014872 | 3.4667e-05
| 2016/17 | 19/10/2016 | PLANNED | 17226 | 58 | 297 | 0.022118 | 7.447e-05
| 2016/17 | 19/10/2016 | PLANNED | 265 | 1 | 265 | 0.00034025 | 1.284e-06
| 2016/17 | 19/10/2016 | PLANNED | 53771 | 199 | 270.206 | 0.06904 | 0.00025551
| 2016/17 | 19/10/2016 | PLANNED | 29388 | 186 | 158 | 0.037733 | 0.00023882
| 2016/17 | 19/10/2016 | PLANNED | 7700 | 22 | 350 | 0.0098865 | 2.8247e-05
| 2016/17 | 19/10/2016 | PLANNED | 508 | 4 | 127 | 0.00065226 | 5.1359e-06
| 2016/17 | 19/10/2016 | PLANNED | 2346 | 23 | 102 | 0.0030122 | 2.9531e-05
| 2016/17 | 19/10/2016 | PLANNED | 276 | 2 | 138 | 0.00035437 | 2.5679e-06
| 2016/17 | 19/10/2016 | PLANNED | 2070 | 18 | 115 | 0.0026578 | 2.3111e-05
| 2016/17 | 19/10/2016 | PLANNED | 24 | 1 | 24 | 3.0815e-05 | 1.284e-06
| 2016/17 | 19/10/2016 | PLANNED | 1584 | 6 | 264 | 0.0020338 | 7.7038e-06
| 2016/17 | 19/10/2016 | PLANNED | 8731 | 33 | 264.5758 | 0.01121 | 4.2371e-05
| 2016/17 | 19/10/2016 | PLANNED | 180 | 2 | 90 | 0.00023111 | 2.5679e-06
| 2016/17 | 19/10/2016 | PLANNED | 255 | 51 | 5 | 0.00032741 | 6.5482e-05
| 2016/17 | 19/10/2016 | PLANNED | 1922 | 31 | 62 | 0.0024678 | 3.9803e-05
| 2016/17 | 19/10/2016 | PLANNED | 52 | 2 | 26 | 6.6766e-05 | 2.5679e-06
| 2016/17 | 19/10/2016 | PLANNED | 271 | 25 | 10.84 | 0.00034796 | 3.2099e-05
| 2016/17 | 19/10/2016 | PLANNED | 27 | 1 | 27 | 3.4667e-05 | 1.284e-06
| 2016/17 | 19/10/2016 | PLANNED | 36 | 2 | 18 | 4.6223e-05 | 2.5679e-06
| 2016/17 | 19/10/2016 | PLANNED | 56 | 1 | 56 | 7.1902e-05 | 1.284e-06
| 2016/17 | 19/10/2016 | PLANNED | 1462 | 34 | 43 | 0.0018772 | 4.3655e-05
| 2016/17 | 19/10/2016 | PLANNED | 19 | 1 | 19 | 2.4395e-05 | 1.284e-06
| 2016/17 | 19/10/2016 | PLANNED | 28 | 2 | 14 | 3.5951e-05 | 2.5679e-06
| 2016/17 | 19/10/2016 | PLANNED | 62 | 2 | 31 | 7.9606e-05 | 2.5679e-06
| 2016/17 | 19/10/2016 | PLANNED | 15 | 1 | 15 | 1.926e-05 | 1.284e-06
| 2016/17 | 20/10/2016 | PLANNED | 35112 | 209 | 168 | 0.045083 | 0.00026835
| 2016/17 | 20/10/2016 | PLANNED | 20 | 1 | 20 | 2.5679e-05 | 1.284e-06
| 2016/17 | 20/10/2016 | PLANNED | 328 | 4 | 82 | 0.00042114 | 5.1359e-06
| 2016/17 | 20/10/2016 | PLANNED | 4968 | 23 | 216 | 0.0063787 | 2.9531e-05
| 2016/17 | 20/10/2016 | PLANNED | 11424 | 48 | 238 | 0.014668 | 6.163e-05
| 2016/17 | 20/10/2016 | PLANNED | 17755 | 53 | 335 | 0.022797 | 6.805e-05
| 2016/17 | 20/10/2016 | PLANNED | 14229 | 51 | 279 | 0.01827 | 6.5482e-05
| 2016/17 | 20/10/2016 | PLANNED | 36378 | 94 | 387 | 0.046708 | 0.00012069
| 2016/17 | 20/10/2016 | PLANNED | 2925 | 13 | 225 | 0.0037556 | 1.6692e-05
| 2016/17 | 20/10/2016 | PLANNED | 8339 | 31 | 269 | 0.010707 | 3.9803e-05
| 2016/17 | 20/10/2016 | PLANNED | 43785 | 139 | 315 | 0.056219 | 0.00017847
| 2016/17 | 20/10/2016 | PLANNED | 7434 | 21 | 354 | 0.009545 | 2.6963e-05
| 2016/17 | 20/10/2016 | PLANNED | 855 | 3 | 285 | 0.0010978 | 3.8519e-06
| 2016/17 | 20/10/2016 | PLANNED | 1660 | 4 | 415 | 0.0021314 | 5.1359e-06
| 2016/17 | 20/10/2016 | PLANNED | 12025 | 37 | 325 | 0.01544 | 4.7507e-05
| 2016/17 | 20/10/2016 | PLANNED | 3984 | 43 | 92.6512 | 0.0051153 | 5.5211e-05
| 2016/17 | 20/10/2016 | PLANNED | 171 | 3 | 57 | 0.00021956 | 3.8519e-06
| 2016/17 | 20/10/2016 | PLANNED | 0 | 141 | 0 | 0 | 0.00018104
| 2016/17 | 20/10/2016 | PLANNED | 24178 | 77 | 314 | 0.031044 | 9.8865e-05
| 2016/17 | 20/10/2016 | PLANNED | 78 | 3 | 26 | 0.00010015 | 3.8519e-06
| 2016/17 | 20/10/2016 | PLANNED | 875 | 7 | 125 | 0.0011235 | 8.9878e-06
| 2016/17 | 20/10/2016 | PLANNED | 52 | 1 | 52 | 6.6766e-05 | 1.284e-06
| 2016/17 | 20/10/2016 | PLANNED | 20 | 1 | 20 | 2.5679e-05 | 1.284e-06
| 2016/17 | 20/10/2016 | PLANNED | 192 | 2 | 96 | 0.00024652 | 2.5679e-06
| 2016/17 | 20/10/2016 | PLANNED | 670 | 46 | 14.5652 | 0.00086026 | 5.9062e-05
| 2016/17 | 20/10/2016 | PLANNED | 3960 | 18 | 220 | 0.0050845 | 2.3111e-05
| 2016/17 | 20/10/2016 | PLANNED | 183 | 3 | 61 | 0.00023497 | 3.8519e-06
| 2016/17 | 20/10/2016 | PLANNED | 1063 | 47 | 22.617 | 0.0013649 | 6.0346e-05
| 2016/17 | 20/10/2016 | PLANNED | 18 | 1 | 18 | 2.3111e-05 | 1.284e-06
| 2016/17 | 20/10/2016 | PLANNED | 4500 | 60 | 75 | 0.0057779 | 7.7038e-05
| 2016/17 | 20/10/2016 | PLANNED | 11 | 1 | 11 | 1.4124e-05 | 1.284e-06
| 2016/17 | 20/10/2016 | PLANNED | 1072 | 16 | 67 | 0.0013764 | 2.0543e-05
| 2016/17 | 20/10/2016 | PLANNED | 24 | 2 | 12 | 3.0815e-05 | 2.5679e-06
| 2016/17 | 20/10/2016 | PLANNED | 9 | 1 | 9 | 1.1556e-05 | 1.284e-06
| 2016/17 | 20/10/2016 | PLANNED | 36 | 2 | 18 | 4.6223e-05 | 2.5679e-06
| 2016/17 | 20/10/2016 | PLANNED | 10 | 1 | 10 | 1.284e-05 | 1.284e-06
| 2016/17 | 20/10/2016 | PLANNED | 98 | 4 | 24.5 | 0.00012583 | 5.1359e-06
| 2016/17 | 20/10/2016 | PLANNED | 30 | 2 | 15 | 3.8519e-05 | 2.5679e-06
| 2016/17 | 20/10/2016 | PLANNED | 278 | 10 | 27.8 | 0.00035694 | 1.284e-05
| 2016/17 | 20/10/2016 | PLANNED | 14 | 1 | 14 | 1.7976e-05 | 1.284e-06
| 2016/17 | 20/10/2016 | PLANNED | 23 | 1 | 23 | 2.9531e-05 | 1.284e-06
| 2016/17 | 20/10/2016 | PLANNED | 74 | 2 | 37 | 9.5014e-05 | 2.5679e-06
| 2016/17 | 20/10/2016 | PLANNED | 1326 | 13 | 102 | 0.0017025 | 1.6692e-05
| 2016/17 | 20/10/2016 | PLANNED | 18 | 1 | 18 | 2.3111e-05 | 1.284e-06
| 2016/17 | 21/10/2016 | PLANNED | 4482 | 252 | 17.7857 | 0.0057547 | 0.00032356
| 2016/17 | 21/10/2016 | PLANNED | 100 | 12 | 8.3333 | 0.0001284 | 1.5408e-05
| 2016/17 | 21/10/2016 | PLANNED | 3864 | 23 | 168 | 0.0049612 | 2.9531e-05
| 2016/17 | 21/10/2016 | PLANNED | 290 | 2 | 145 | 0.00037235 | 2.5679e-06
| 2016/17 | 21/10/2016 | PLANNED | 20304 | 3600 | 5.64 | 0.02607 | 0.0046223
| 2016/17 | 21/10/2016 | PLANNED | 27008 | 128 | 211 | 0.034677 | 0.00016435
| 2016/17 | 21/10/2016 | PLANNED | 24 | 6 | 4 | 3.0815e-05 | 7.7038e-06
| 2016/17 | 21/10/2016 | PLANNED | 29550 | 197 | 150 | 0.037941 | 0.00025294
| 2016/17 | 21/10/2016 | PLANNED | 16249 | 63 | 257.9206 | 0.020863 | 8.089e-05
| 2016/17 | 21/10/2016 | PLANNED | 2100 | 7 | 300 | 0.0026963 | 8.9878e-06
| 2016/17 | 21/10/2016 | PLANNED | 2282 | 167 | 13.6647 | 0.00293 | 0.00021442
| 2016/17 | 21/10/2016 | PLANNED | 55335 | 255 | 217 | 0.071048 | 0.00032741
| 2016/17 | 21/10/2016 | PLANNED | 18910 | 62 | 305 | 0.02428 | 7.9606e-05
| 2016/17 | 21/10/2016 | PLANNED | 1855 | 5 | 371 | 0.0023818 | 6.4198e-06
| 2016/17 | 21/10/2016 | PLANNED | 9368 | 33 | 283.8788 | 0.012028 | 4.2371e-05
| 2016/17 | 21/10/2016 | PLANNED | 22 | 1 | 22 | 2.8247e-05 | 1.284e-06
| 2016/17 | 21/10/2016 | PLANNED | 14 | 1 | 14 | 1.7976e-05 | 1.284e-06
| 2016/17 | 21/10/2016 | PLANNED | 552 | 4 | 138 | 0.00070875 | 5.1359e-06
| 2016/17 | 21/10/2016 | PLANNED | 20 | 2 | 10 | 2.5679e-05 | 2.5679e-06
| 2016/17 | 21/10/2016 | PLANNED | 1620 | 27 | 60 | 0.00208 | 3.4667e-05
| 2016/17 | 21/10/2016 | PLANNED | 1440 | 99 | 14.5455 | 0.0018489 | 0.00012711
| 2016/17 | 21/10/2016 | PLANNED | 11 | 1 | 11 | 1.4124e-05 | 1.284e-06
| 2016/17 | 21/10/2016 | PLANNED | 2385 | 159 | 15 | 0.0030623 | 0.00020415
| 2016/17 | 21/10/2016 | PLANNED | 420 | 4 | 105 | 0.00053927 | 5.1359e-06
| 2016/17 | 21/10/2016 | PLANNED | 922 | 24 | 38.4167 | 0.0011838 | 3.0815e-05
| 2016/17 | 21/10/2016 | PLANNED | 845 | 44 | 19.2045 | 0.001085 | 5.6495e-05
| 2016/17 | 21/10/2016 | PLANNED | 1200 | 20 | 60 | 0.0015408 | 2.5679e-05
| 2016/17 | 21/10/2016 | PLANNED | 11 | 1 | 11 | 1.4124e-05 | 1.284e-06
| 2016/17 | 21/10/2016 | PLANNED | 16170 | 110 | 147 | 0.020762 | 0.00014124
| 2016/17 | 21/10/2016 | PLANNED | 539 | 11 | 49 | 0.00069206 | 1.4124e-05
| 2016/17 | 22/10/2016 | PLANNED | 6512 | 148 | 44 | 0.0083612 | 0.00019003
| 2016/17 | 22/10/2016 | PLANNED | 303 | 303 | 1 | 0.00038904 | 0.00038904
| 2016/17 | 22/10/2016 | PLANNED | 1 | 1 | 1 | 1.284e-06 | 1.284e-06
| 2016/17 | 22/10/2016 | PLANNED | 538 | 1 | 538 | 0.00069077 | 1.284e-06
| 2016/17 | 22/10/2016 | PLANNED | 120 | 3 | 40 | 0.00015408 | 3.8519e-06
| 2016/17 | 22/10/2016 | PLANNED | 19950 | 70 | 285 | 0.025615 | 8.9878e-05
| 2016/17 | 22/10/2016 | PLANNED | 405 | 3 | 135 | 0.00052001 | 3.8519e-06
| 2016/17 | 22/10/2016 | PLANNED | 875 | 5 | 175 | 0.0011235 | 6.4198e-06
| 2016/17 | 23/10/2016 | PLANNED | 92540 | 727 | 127.2902 | 0.11882 | 0.00093344
| 2016/17 | 23/10/2016 | PLANNED | 340 | 1 | 340 | 0.00043655 | 1.284e-06
| 2016/17 | 23/10/2016 | PLANNED | 130200 | 651 | 200 | 0.16717 | 0.00083586
| 2016/17 | 23/10/2016 | PLANNED | 5320 | 19 | 280 | 0.0068307 | 2.4395e-05
| 2016/17 | 23/10/2016 | PLANNED | 4945 | 23 | 215 | 0.0063492 | 2.9531e-05
| 2016/17 | 23/10/2016 | PLANNED | 2555 | 73 | 35 | 0.0032805 | 9.373e-05
| 2016/17 | 23/10/2016 | PLANNED | 302 | 2 | 151 | 0.00038776 | 2.5679e-06
| 2016/17 | 24/10/2016 | PLANNED | 61090 | 410 | 149 | 0.078438 | 0.00052643
| 2016/17 | 24/10/2016 | PLANNED | 19244 | 68 | 283 | 0.024709 | 8.731e-05
| 2016/17 | 24/10/2016 | PLANNED | 8184 | 33 | 248 | 0.010508 | 4.2371e-05
| 2016/17 | 24/10/2016 | PLANNED | 1147 | 6 | 191.1667 | 0.0014727 | 7.7038e-06
| 2016/17 | 24/10/2016 | PLANNED | 90 | 2 | 45 | 0.00011556 | 2.5679e-06
| 2016/17 | 24/10/2016 | PLANNED | 11654 | 87 | 133.954 | 0.014963 | 0.00011171
| 2016/17 | 24/10/2016 | PLANNED | 29565 | 73 | 405 | 0.03796 | 9.373e-05
| 2016/17 | 24/10/2016 | PLANNED | 117851 | 294 | 400.8537 | 0.15132 | 0.00037749
| 2016/17 | 24/10/2016 | PLANNED | 2200 | 7 | 314.2857 | 0.0028247 | 8.9878e-06
| 2016/17 | 24/10/2016 | PLANNED | 530 | 2 | 265 | 0.0006805 | 2.5679e-06
| 2016/17 | 24/10/2016 | PLANNED | 52 | 2 | 26 | 6.6766e-05 | 2.5679e-06
| 2016/17 | 24/10/2016 | PLANNED | 18 | 3 | 6 | 2.3111e-05 | 3.8519e-06
| 2016/17 | 24/10/2016 | PLANNED | 68 | 2 | 34 | 8.731e-05 | 2.5679e-06
| 2016/17 | 24/10/2016 | PLANNED | 2720 | 32 | 85 | 0.0034924 | 4.1087e-05
| 2016/17 | 24/10/2016 | PLANNED | 60 | 2 | 30 | 7.7038e-05 | 2.5679e-06
| 2016/17 | 24/10/2016 | PLANNED | 1131 | 87 | 13 | 0.0014522 | 0.00011171
| 2016/17 | 24/10/2016 | PLANNED | 339 | 3 | 113 | 0.00043526 | 3.8519e-06
| 2016/17 | 24/10/2016 | PLANNED | 32 | 2 | 16 | 4.1087e-05 | 2.5679e-06
| 2016/17 | 24/10/2016 | PLANNED | 1920 | 46 | 41.7391 | 0.0024652 | 5.9062e-05
| 2016/17 | 24/10/2016 | PLANNED | 18510 | 258 | 71.7442 | 0.023766 | 0.00033126
| 2016/17 | 25/10/2016 | PLANNED | 600 | 6 | 100 | 0.00077038 | 7.7038e-06
| 2016/17 | 25/10/2016 | PLANNED | 3519 | 17 | 207 | 0.0045183 | 2.1827e-05
| 2016/17 | 25/10/2016 | PLANNED | 4686 | 11 | 426 | 0.0060167 | 1.4124e-05
| 2016/17 | 25/10/2016 | PLANNED | 4040 | 10 | 404 | 0.0051872 | 1.284e-05
| 2016/17 | 25/10/2016 | PLANNED | 4320 | 16 | 270 | 0.0055467 | 2.0543e-05
| 2016/17 | 25/10/2016 | PLANNED | 6419 | 49 | 131 | 0.0082418 | 6.2914e-05
| 2016/17 | 25/10/2016 | PLANNED | 14977 | 38 | 394.1316 | 0.01923 | 4.8791e-05
| 2016/17 | 25/10/2016 | PLANNED | 290 | 2 | 145 | 0.00037235 | 2.5679e-06
| 2016/17 | 25/10/2016 | PLANNED | 3600 | 10 | 360 | 0.0046223 | 1.284e-05
| 2016/17 | 25/10/2016 | PLANNED | 5400 | 15 | 360 | 0.0069334 | 1.926e-05
| 2016/17 | 25/10/2016 | PLANNED | 645 | 43 | 15 | 0.00082816 | 5.5211e-05
| 2016/17 | 25/10/2016 | PLANNED | 3200 | 10 | 320 | 0.0041087 | 1.284e-05
| 2016/17 | 25/10/2016 | PLANNED | 9261 | 27 | 343 | 0.011891 | 3.4667e-05
| 2016/17 | 25/10/2016 | PLANNED | 4718 | 14 | 337 | 0.0060578 | 1.7976e-05
| 2016/17 | 25/10/2016 | PLANNED | 2739 | 11 | 249 | 0.0035168 | 1.4124e-05
| 2016/17 | 25/10/2016 | PLANNED | 4658 | 14 | 332.7143 | 0.0059807 | 1.7976e-05
| 2016/17 | 25/10/2016 | PLANNED | 5390 | 22 | 245 | 0.0069206 | 2.8247e-05
| 2016/17 | 25/10/2016 | PLANNED | 2970 | 9 | 330 | 0.0038134 | 1.1556e-05
| 2016/17 | 25/10/2016 | PLANNED | 207 | 23 | 9 | 0.00026578 | 2.9531e-05
| 2016/17 | 25/10/2016 | PLANNED | 288 | 2 | 144 | 0.00036978 | 2.5679e-06
| 2016/17 | 25/10/2016 | PLANNED | 97890 | 753 | 130 | 0.12569 | 0.00096683
| 2016/17 | 25/10/2016 | PLANNED | 21828 | 204 | 107 | 0.028026 | 0.00026193
| 2016/17 | 25/10/2016 | PLANNED | 4012 | 34 | 118 | 0.0051513 | 4.3655e-05
| 2016/17 | 25/10/2016 | PLANNED | 18 | 6 | 3 | 2.3111e-05 | 7.7038e-06
| 2016/17 | 25/10/2016 | PLANNED | 78 | 13 | 6 | 0.00010015 | 1.6692e-05
| 2016/17 | 25/10/2016 | PLANNED | 146 | 5 | 29.2 | 0.00018746 | 6.4198e-06
| 2016/17 | 25/10/2016 | PLANNED | 736 | 16 | 46 | 0.000945 | 2.0543e-05
| 2016/17 | 25/10/2016 | PLANNED | 11799 | 171 | 69 | 0.01515 | 0.00021956
| 2016/17 | 25/10/2016 | PLANNED | 20433 | 139 | 147 | 0.026235 | 0.00017847
| 2016/17 | 25/10/2016 | PLANNED | 286 | 22 | 13 | 0.00036721 | 2.8247e-05
| 2016/17 | 25/10/2016 | PLANNED | 1175 | 47 | 25 | 0.0015087 | 6.0346e-05
| 2016/17 | 25/10/2016 | PLANNED | 897 | 13 | 69 | 0.0011517 | 1.6692e-05
| 2016/17 | 25/10/2016 | PLANNED | 96 | 3 | 32 | 0.00012326 | 3.8519e-06
| 2016/17 | 25/10/2016 | PLANNED | 44 | 2 | 22 | 5.6495e-05 | 2.5679e-06
| 2016/17 | 25/10/2016 | PLANNED | 2028 | 40 | 50.7 | 0.0026039 | 5.1359e-05
| 2016/17 | 25/10/2016 | PLANNED | 567 | 21 | 27 | 0.00072801 | 2.6963e-05
| 2016/17 | 25/10/2016 | PLANNED | 45 | 3 | 15 | 5.7779e-05 | 3.8519e-06
| 2016/17 | 26/10/2016 | PLANNED | 331 | 23 | 14.3913 | 0.00042499 | 2.9531e-05
| 2016/17 | 26/10/2016 | PLANNED | 23030 | 49 | 470 | 0.02957 | 6.2914e-05
| 2016/17 | 26/10/2016 | PLANNED | 21600 | 48 | 450 | 0.027734 | 6.163e-05
| 2016/17 | 26/10/2016 | PLANNED | 170085 | 345 | 493 | 0.21838 | 0.00044297
| 2016/17 | 26/10/2016 | PLANNED | 338 | 20 | 16.9 | 0.00043398 | 2.5679e-05
| 2016/17 | 26/10/2016 | PLANNED | 2419 | 41 | 59 | 0.0031059 | 5.2643e-05
| 2016/17 | 26/10/2016 | PLANNED | 23 | 1 | 23 | 2.9531e-05 | 1.284e-06
| 2016/17 | 26/10/2016 | PLANNED | 1228 | 32 | 38.375 | 0.0015767 | 4.1087e-05
| 2016/17 | 26/10/2016 | PLANNED | 685 | 3 | 228.3333 | 0.00087952 | 3.8519e-06
| 2016/17 | 26/10/2016 | PLANNED | 1974 | 6 | 329 | 0.0025346 | 7.7038e-06
| 2016/17 | 26/10/2016 | PLANNED | 4900 | 20 | 245 | 0.0062914 | 2.5679e-05
| 2016/17 | 26/10/2016 | PLANNED | 16750 | 50 | 335 | 0.021506 | 6.4198e-05
| 2016/17 | 26/10/2016 | PLANNED | 754 | 50 | 15.08 | 0.00096811 | 6.4198e-05
| 2016/17 | 26/10/2016 | PLANNED | 9648 | 48 | 201 | 0.012388 | 6.163e-05
| 2016/17 | 26/10/2016 | PLANNED | 500 | 4 | 125 | 0.00064198 | 5.1359e-06
| 2016/17 | 26/10/2016 | PLANNED | 38025 | 117 | 325 | 0.048823 | 0.00015022
| 2016/17 | 26/10/2016 | PLANNED | 370 | 1 | 370 | 0.00047507 | 1.284e-06
| 2016/17 | 26/10/2016 | PLANNED | 556 | 2 | 278 | 0.00071389 | 2.5679e-06
| 2016/17 | 26/10/2016 | PLANNED | 2808 | 9 | 312 | 0.0036054 | 1.1556e-05
| 2016/17 | 26/10/2016 | PLANNED | 8787 | 68 | 129.2206 | 0.011282 | 8.731e-05
| 2016/17 | 26/10/2016 | PLANNED | 200 | 1 | 200 | 0.00025679 | 1.284e-06
| 2016/17 | 26/10/2016 | PLANNED | 93292 | 244 | 382.3443 | 0.11978 | 0.00031329
| 2016/17 | 26/10/2016 | PLANNED | 4140 | 23 | 180 | 0.0053156 | 2.9531e-05
| 2016/17 | 26/10/2016 | PLANNED | 51 | 4 | 12.75 | 6.5482e-05 | 5.1359e-06
| 2016/17 | 26/10/2016 | PLANNED | 224 | 1 | 224 | 0.00028761 | 1.284e-06
| 2016/17 | 26/10/2016 | PLANNED | 3384 | 24 | 141 | 0.0043449 | 3.0815e-05
| 2016/17 | 26/10/2016 | PLANNED | 60 | 3 | 20 | 7.7038e-05 | 3.8519e-06
| 2016/17 | 26/10/2016 | PLANNED | 602 | 43 | 14 | 0.00077295 | 5.5211e-05
| 2016/17 | 26/10/2016 | PLANNED | 330 | 3 | 110 | 0.00042371 | 3.8519e-06
| 2016/17 | 26/10/2016 | PLANNED | 553 | 15 | 36.8667 | 0.00071003 | 1.926e-05
| 2016/17 | 26/10/2016 | PLANNED | 7590 | 154 | 49.2857 | 0.0097453 | 0.00019773
| 2016/17 | 26/10/2016 | PLANNED | 3579 | 37 | 96.7297 | 0.0045953 | 4.7507e-05
| 2016/17 | 26/10/2016 | PLANNED | 75 | 1 | 75 | 9.6298e-05 | 1.284e-06
| 2016/17 | 26/10/2016 | PLANNED | 15 | 1 | 15 | 1.926e-05 | 1.284e-06
| 2016/17 | 26/10/2016 | PLANNED | 5 | 1 | 5 | 6.4198e-06 | 1.284e-06
| 2016/17 | 26/10/2016 | PLANNED | 9749 | 93 | 104.828 | 0.012517 | 0.00011941
| 2016/17 | 26/10/2016 | PLANNED | 60 | 2 | 30 | 7.7038e-05 | 2.5679e-06
| 2016/17 | 26/10/2016 | PLANNED | 21 | 1 | 21 | 2.6963e-05 | 1.284e-06
| 2016/17 | 26/10/2016 | PLANNED | 288 | 4 | 72 | 0.00036978 | 5.1359e-06
| 2016/17 | 26/10/2016 | PLANNED | 15 | 1 | 15 | 1.926e-05 | 1.284e-06
| 2016/17 | 26/10/2016 | PLANNED | 880 | 16 | 55 | 0.0011299 | 2.0543e-05
| 2016/17 | 26/10/2016 | PLANNED | 3707 | 29 | 127.8276 | 0.0047597 | 3.7235e-05
| 2016/17 | 26/10/2016 | PLANNED | 138 | 6 | 23 | 0.00017719 | 7.7038e-06
| 2016/17 | 26/10/2016 | PLANNED | 221 | 13 | 17 | 0.00028376 | 1.6692e-05
| 2016/17 | 26/10/2016 | PLANNED | 36 | 2 | 18 | 4.6223e-05 | 2.5679e-06
| 2016/17 | 26/10/2016 | PLANNED | 1 | 1 | 1 | 1.284e-06 | 1.284e-06
| 2016/17 | 26/10/2016 | PLANNED | 1368 | 36 | 38 | 0.0017565 | 4.6223e-05
| 2016/17 | 26/10/2016 | PLANNED | 9 | 3 | 3 | 1.1556e-05 | 3.8519e-06
| 2016/17 | 27/10/2016 | PLANNED | 206 | 10 | 20.6 | 0.0002645 | 1.284e-05
| 2016/17 | 27/10/2016 | PLANNED | 3780 | 9 | 420 | 0.0048534 | 1.1556e-05
| 2016/17 | 27/10/2016 | PLANNED | 8880 | 37 | 240 | 0.011402 | 4.7507e-05
| 2016/17 | 27/10/2016 | PLANNED | 592 | 68 | 8.7059 | 0.00076011 | 8.731e-05
| 2016/17 | 27/10/2016 | PLANNED | 213 | 1 | 213 | 0.00027349 | 1.284e-06
| 2016/17 | 27/10/2016 | PLANNED | 22154 | 209 | 106 | 0.028445 | 0.00026835
| 2016/17 | 27/10/2016 | PLANNED | 16606 | 38 | 437 | 0.021322 | 4.8791e-05
| 2016/17 | 27/10/2016 | PLANNED | 51800 | 140 | 370 | 0.06651 | 0.00017976
| 2016/17 | 27/10/2016 | PLANNED | 13884 | 39 | 356 | 0.017827 | 5.0075e-05
| 2016/17 | 27/10/2016 | PLANNED | 75 | 5 | 15 | 9.6298e-05 | 6.4198e-06
| 2016/17 | 27/10/2016 | PLANNED | 700 | 5 | 140 | 0.00089878 | 6.4198e-06
| 2016/17 | 27/10/2016 | PLANNED | 1440 | 4 | 360 | 0.0018489 | 5.1359e-06
| 2016/17 | 27/10/2016 | PLANNED | 6065 | 19 | 319.2105 | 0.0077873 | 2.4395e-05
| 2016/17 | 27/10/2016 | PLANNED | 14331 | 51 | 281 | 0.018401 | 6.5482e-05
| 2016/17 | 27/10/2016 | PLANNED | 285 | 1 | 285 | 0.00036593 | 1.284e-06
| 2016/17 | 27/10/2016 | PLANNED | 1350 | 6 | 225 | 0.0017334 | 7.7038e-06
| 2016/17 | 27/10/2016 | PLANNED | 4730 | 17 | 278.2353 | 0.0060732 | 2.1827e-05
| 2016/17 | 27/10/2016 | PLANNED | 176 | 1 | 176 | 0.00022598 | 1.284e-06
| 2016/17 | 27/10/2016 | PLANNED | 5680 | 20 | 284 | 0.0072929 | 2.5679e-05
| 2016/17 | 27/10/2016 | PLANNED | 528 | 24 | 22 | 0.00067793 | 3.0815e-05
| 2016/17 | 27/10/2016 | PLANNED | 3836 | 28 | 137 | 0.0049253 | 3.5951e-05
| 2016/17 | 27/10/2016 | PLANNED | 505 | 38 | 13.2895 | 0.0006484 | 4.8791e-05
| 2016/17 | 27/10/2016 | PLANNED | 285 | 1 | 285 | 0.00036593 | 1.284e-06
| 2016/17 | 27/10/2016 | PLANNED | 2800 | 14 | 200 | 0.0035951 | 1.7976e-05
| 2016/17 | 27/10/2016 | PLANNED | 1240 | 8 | 155 | 0.0015921 | 1.0272e-05
| 2016/17 | 27/10/2016 | PLANNED | 4 | 1 | 4 | 5.1359e-06 | 1.284e-06
| 2016/17 | 27/10/2016 | PLANNED | 10 | 1 | 10 | 1.284e-05 | 1.284e-06
| 2016/17 | 27/10/2016 | PLANNED | 2589 | 25 | 103.56 | 0.0033242 | 3.2099e-05
| 2016/17 | 27/10/2016 | PLANNED | 3942 | 54 | 73 | 0.0050614 | 6.9334e-05
| 2016/17 | 27/10/2016 | PLANNED | 85 | 1 | 85 | 0.00010914 | 1.284e-06
| 2016/17 | 27/10/2016 | PLANNED | 270 | 3 | 90 | 0.00034667 | 3.8519e-06
| 2016/17 | 27/10/2016 | PLANNED | 880 | 20 | 44 | 0.0011299 | 2.5679e-05
| 2016/17 | 27/10/2016 | PLANNED | 463 | 43 | 10.7674 | 0.00059448 | 5.5211e-05
| 2016/17 | 27/10/2016 | PLANNED | 90 | 2 | 45 | 0.00011556 | 2.5679e-06
| 2016/17 | 27/10/2016 | PLANNED | 245 | 7 | 35 | 0.00031457 | 8.9878e-06
| 2016/17 | 27/10/2016 | PLANNED | 60 | 2 | 30 | 7.7038e-05 | 2.5679e-06
| 2016/17 | 28/10/2016 | PLANNED | 232 | 29 | 8 | 0.00029788 | 3.7235e-05
| 2016/17 | 28/10/2016 | PLANNED | 2376 | 44 | 54 | 0.0030507 | 5.6495e-05
| 2016/17 | 28/10/2016 | PLANNED | 2958 | 9 | 328.6667 | 0.003798 | 1.1556e-05
| 2016/17 | 28/10/2016 | PLANNED | 34732 | 76 | 457 | 0.044595 | 9.7582e-05
| 2016/17 | 28/10/2016 | PLANNED | 11385 | 33 | 345 | 0.014618 | 4.2371e-05
| 2016/17 | 28/10/2016 | PLANNED | 39567 | 109 | 363 | 0.050803 | 0.00013995
| 2016/17 | 28/10/2016 | PLANNED | 32340 | 77 | 420 | 0.041524 | 9.8865e-05
| 2016/17 | 28/10/2016 | PLANNED | 12684 | 42 | 302 | 0.016286 | 5.3927e-05
| 2016/17 | 28/10/2016 | PLANNED | 178 | 1 | 178 | 0.00022855 | 1.284e-06
| 2016/17 | 28/10/2016 | PLANNED | 10501 | 40 | 262.525 | 0.013483 | 5.1359e-05
| 2016/17 | 28/10/2016 | PLANNED | 1785 | 7 | 255 | 0.0022919 | 8.9878e-06
| 2016/17 | 28/10/2016 | PLANNED | 420 | 5 | 84 | 0.00053927 | 6.4198e-06
| 2016/17 | 28/10/2016 | PLANNED | 115 | 1 | 115 | 0.00014766 | 1.284e-06
| 2016/17 | 28/10/2016 | PLANNED | 3355 | 11 | 305 | 0.0043077 | 1.4124e-05
| 2016/17 | 28/10/2016 | PLANNED | 3180 | 19 | 167.3684 | 0.004083 | 2.4395e-05
| 2016/17 | 28/10/2016 | PLANNED | 72 | 1 | 72 | 9.2446e-05 | 1.284e-06
| 2016/17 | 28/10/2016 | PLANNED | 1132 | 4 | 283 | 0.0014535 | 5.1359e-06
| 2016/17 | 28/10/2016 | PLANNED | 10665 | 32 | 333.2812 | 0.013694 | 4.1087e-05
| 2016/17 | 28/10/2016 | PLANNED | 3360 | 14 | 240 | 0.0043141 | 1.7976e-05
| 2016/17 | 28/10/2016 | PLANNED | 375 | 3 | 125 | 0.00048149 | 3.8519e-06
| 2016/17 | 28/10/2016 | PLANNED | 12740 | 49 | 260 | 0.016358 | 6.2914e-05
| 2016/17 | 28/10/2016 | PLANNED | 285 | 33 | 8.6364 | 0.00036593 | 4.2371e-05
| 2016/17 | 28/10/2016 | PLANNED | 8060 | 31 | 260 | 0.010349 | 3.9803e-05
| 2016/17 | 28/10/2016 | PLANNED | 72 | 3 | 24 | 9.2446e-05 | 3.8519e-06
| 2016/17 | 28/10/2016 | PLANNED | 1463 | 33 | 44.3333 | 0.0018784 | 4.2371e-05
| 2016/17 | 28/10/2016 | PLANNED | 274 | 2 | 137 | 0.00035181 | 2.5679e-06
| 2016/17 | 28/10/2016 | PLANNED | 1683 | 9 | 187 | 0.0021609 | 1.1556e-05
| 2016/17 | 28/10/2016 | PLANNED | 330 | 33 | 10 | 0.00042371 | 4.2371e-05
| 2016/17 | 28/10/2016 | PLANNED | 18 | 1 | 18 | 2.3111e-05 | 1.284e-06
| 2016/17 | 28/10/2016 | PLANNED | 140 | 5 | 28 | 0.00017976 | 6.4198e-06
| 2016/17 | 29/10/2016 | PLANNED | 1 | 1 | 1 | 1.284e-06 | 1.284e-06
| 2016/17 | 30/10/2016 | PLANNED | 5100 | 20 | 255 | 0.0065482 | 2.5679e-05
| 2016/17 | 30/10/2016 | PLANNED | 2800 | 14 | 200 | 0.0035951 | 1.7976e-05
| 2016/17 | 30/10/2016 | PLANNED | 32980 | 97 | 340 | 0.042345 | 0.00012454
| 2016/17 | 30/10/2016 | PLANNED | 2205 | 9 | 245 | 0.0028311 | 1.1556e-05
| 2016/17 | 30/10/2016 | PLANNED | 740 | 2 | 370 | 0.00095014 | 2.5679e-06
| 2016/17 | 30/10/2016 | PLANNED | 9922 | 22 | 451 | 0.01274 | 2.8247e-05
| 2016/17 | 30/10/2016 | PLANNED | 95 | 1 | 95 | 0.00012198 | 1.284e-06
| 2016/17 | 31/10/2016 | PLANNED | 3969 | 9 | 441 | 0.0050961 | 1.1556e-05
| 2016/17 | 31/10/2016 | PLANNED | 880 | 4 | 220 | 0.0011299 | 5.1359e-06
| 2016/17 | 1/11/2016 | PLANNED | 2547 | 9 | 283 | 0.0032703 | 1.1556e-05
| 2016/17 | 1/11/2016 | PLANNED | 185 | 1 | 185 | 0.00023753 | 1.284e-06
| 2016/17 | 1/11/2016 | PLANNED | 660 | 2 | 330 | 0.00084742 | 2.5679e-06
| 2016/17 | 1/11/2016 | PLANNED | 8928 | 31 | 288 | 0.011463 | 3.9803e-05
| 2016/17 | 2/11/2016 | PLANNED | 53695 | 210 | 255.6905 | 0.068943 | 0.00026963
| 2016/17 | 2/11/2016 | PLANNED | 1820 | 13 | 140 | 0.0023368 | 1.6692e-05
| 2016/17 | 2/11/2016 | PLANNED | 5184 | 16 | 324 | 0.0066561 | 2.0543e-05
| 2016/17 | 2/11/2016 | PLANNED | 1902 | 6 | 317 | 0.0024421 | 7.7038e-06
| 2016/17 | 2/11/2016 | PLANNED | 1060 | 4 | 265 | 0.001361 | 5.1359e-06
| 2016/17 | 2/11/2016 | PLANNED | 21222 | 54 | 393 | 0.027248 | 6.9334e-05
| 2016/17 | 2/11/2016 | PLANNED | 186388 | 1010 | 184.5426 | 0.23932 | 0.0012968
| 2016/17 | 2/11/2016 | PLANNED | 137 | 1 | 137 | 0.0001759 | 1.284e-06
| 2016/17 | 2/11/2016 | PLANNED | 102 | 6 | 17 | 0.00013096 | 7.7038e-06
| 2016/17 | 2/11/2016 | PLANNED | 1650 | 6 | 275 | 0.0021185 | 7.7038e-06
| 2016/17 | 2/11/2016 | PLANNED | 12169 | 43 | 283 | 0.015625 | 5.5211e-05
| 2016/17 | 2/11/2016 | PLANNED | 1897 | 7 | 271 | 0.0024357 | 8.9878e-06
| 2016/17 | 2/11/2016 | PLANNED | 2720 | 17 | 160 | 0.0034924 | 2.1827e-05
| 2016/17 | 2/11/2016 | PLANNED | 20406 | 57 | 358 | 0.026201 | 7.3186e-05
| 2016/17 | 2/11/2016 | PLANNED | 130 | 1 | 130 | 0.00016692 | 1.284e-06
| 2016/17 | 2/11/2016 | PLANNED | 9362 | 31 | 302 | 0.012021 | 3.9803e-05
| 2016/17 | 2/11/2016 | PLANNED | 720 | 3 | 240 | 0.00092446 | 3.8519e-06
| 2016/17 | 2/11/2016 | PLANNED | 20425 | 95 | 215 | 0.026225 | 0.00012198
| 2016/17 | 2/11/2016 | PLANNED | 10220 | 28 | 365 | 0.013122 | 3.5951e-05
| 2016/17 | 2/11/2016 | PLANNED | 720 | 3 | 240 | 0.00092446 | 3.8519e-06
| 2016/17 | 2/11/2016 | PLANNED | 240 | 4 | 60 | 0.00030815 | 5.1359e-06
| 2016/17 | 2/11/2016 | PLANNED | 66 | 3 | 22 | 8.4742e-05 | 3.8519e-06
| 2016/17 | 2/11/2016 | PLANNED | 4720 | 80 | 59 | 0.0060603 | 0.00010272
| 2016/17 | 2/11/2016 | PLANNED | 800 | 8 | 100 | 0.0010272 | 1.0272e-05
| 2016/17 | 2/11/2016 | PLANNED | 26 | 1 | 26 | 3.3383e-05 | 1.284e-06
| 2016/17 | 2/11/2016 | PLANNED | 156 | 26 | 6 | 0.0002003 | 3.3383e-05
| 2016/17 | 2/11/2016 | PLANNED | 32 | 2 | 16 | 4.1087e-05 | 2.5679e-06
| 2016/17 | 2/11/2016 | PLANNED | 317 | 40 | 7.925 | 0.00040702 | 5.1359e-05
| 2016/17 | 3/11/2016 | PLANNED | 8470 | 22 | 385 | 0.010875 | 2.8247e-05
| 2016/17 | 3/11/2016 | PLANNED | 10764 | 52 | 207 | 0.013821 | 6.6766e-05
| 2016/17 | 3/11/2016 | PLANNED | 4680 | 18 | 260 | 0.006009 | 2.3111e-05
| 2016/17 | 3/11/2016 | PLANNED | 296 | 1 | 296 | 0.00038005 | 1.284e-06
| 2016/17 | 3/11/2016 | PLANNED | 153 | 1 | 153 | 0.00019645 | 1.284e-06
| 2016/17 | 3/11/2016 | PLANNED | 12792 | 41 | 312 | 0.016425 | 5.2643e-05
| 2016/17 | 3/11/2016 | PLANNED | 4104 | 36 | 114 | 0.0052694 | 4.6223e-05
| 2016/17 | 3/11/2016 | PLANNED | 12955 | 46 | 281.6304 | 0.016634 | 5.9062e-05
| 2016/17 | 3/11/2016 | PLANNED | 7627 | 29 | 263 | 0.0097928 | 3.7235e-05
| 2016/17 | 3/11/2016 | PLANNED | 4020 | 20 | 201 | 0.0051615 | 2.5679e-05
| 2016/17 | 3/11/2016 | PLANNED | 18078 | 46 | 393 | 0.023212 | 5.9062e-05
| 2016/17 | 3/11/2016 | PLANNED | 7326 | 26 | 281.7692 | 0.0094063 | 3.3383e-05
| 2016/17 | 3/11/2016 | PLANNED | 37400 | 88 | 425 | 0.04802 | 0.00011299
| 2016/17 | 3/11/2016 | PLANNED | 855 | 3 | 285 | 0.0010978 | 3.8519e-06
| 2016/17 | 3/11/2016 | PLANNED | 3726 | 138 | 27 | 0.0047841 | 0.00017719
| 2016/17 | 3/11/2016 | PLANNED | 3441 | 37 | 93 | 0.0044181 | 4.7507e-05
| 2016/17 | 3/11/2016 | PLANNED | 501 | 3 | 167 | 0.00064327 | 3.8519e-06
| 2016/17 | 3/11/2016 | PLANNED | 1300 | 4 | 325 | 0.0016692 | 5.1359e-06
| 2016/17 | 3/11/2016 | PLANNED | 8554 | 32 | 267.3125 | 0.010983 | 4.1087e-05
| 2016/17 | 3/11/2016 | PLANNED | 1344 | 24 | 56 | 0.0017257 | 3.0815e-05
| 2016/17 | 3/11/2016 | PLANNED | 538 | 2 | 269 | 0.00069077 | 2.5679e-06
| 2016/17 | 3/11/2016 | PLANNED | 15664 | 298 | 52.5638 | 0.020112 | 0.00038262
| 2016/17 | 3/11/2016 | PLANNED | 882 | 42 | 21 | 0.0011325 | 5.3927e-05
| 2016/17 | 3/11/2016 | PLANNED | 14 | 2 | 7 | 1.7976e-05 | 2.5679e-06
| 2016/17 | 3/11/2016 | PLANNED | 138 | 3 | 46 | 0.00017719 | 3.8519e-06
| 2016/17 | 3/11/2016 | PLANNED | 150309 | 879 | 171 | 0.19299 | 0.0011286
| 2016/17 | 3/11/2016 | PLANNED | 485 | 1 | 485 | 0.00062272 | 1.284e-06
| 2016/17 | 3/11/2016 | PLANNED | 30 | 2 | 15 | 3.8519e-05 | 2.5679e-06
| 2016/17 | 3/11/2016 | PLANNED | 420 | 20 | 21 | 0.00053927 | 2.5679e-05
| 2016/17 | 4/11/2016 | PLANNED | 1500 | 5 | 300 | 0.001926 | 6.4198e-06
| 2016/17 | 4/11/2016 | PLANNED | 8775 | 45 | 195 | 0.011267 | 5.7779e-05
| 2016/17 | 4/11/2016 | PLANNED | 350 | 2 | 175 | 0.00044939 | 2.5679e-06
| 2016/17 | 4/11/2016 | PLANNED | 41 | 1 | 41 | 5.2643e-05 | 1.284e-06
| 2016/17 | 4/11/2016 | PLANNED | 7004 | 17 | 412 | 0.0089929 | 2.1827e-05
| 2016/17 | 4/11/2016 | PLANNED | 13650 | 35 | 390 | 0.017526 | 4.4939e-05
| 2016/17 | 4/11/2016 | PLANNED | 6960 | 29 | 240 | 0.0089364 | 3.7235e-05
| 2016/17 | 4/11/2016 | PLANNED | 34830 | 162 | 215 | 0.044721 | 0.000208
| 2016/17 | 4/11/2016 | PLANNED | 240 | 2 | 120 | 0.00030815 | 2.5679e-06
| 2016/17 | 4/11/2016 | PLANNED | 57670 | 158 | 365 | 0.074046 | 0.00020287
| 2016/17 | 4/11/2016 | PLANNED | 165 | 1 | 165 | 0.00021185 | 1.284e-06
| 2016/17 | 4/11/2016 | PLANNED | 25252 | 118 | 214 | 0.032423 | 0.00015151
| 2016/17 | 4/11/2016 | PLANNED | 7623 | 77 | 99 | 0.0097877 | 9.8865e-05
| 2016/17 | 4/11/2016 | PLANNED | 10275 | 35 | 293.5714 | 0.013193 | 4.4939e-05
| 2016/17 | 4/11/2016 | PLANNED | 19208 | 56 | 343 | 0.024662 | 7.1902e-05
| 2016/17 | 4/11/2016 | PLANNED | 1953 | 31 | 63 | 0.0025076 | 3.9803e-05
| 2016/17 | 4/11/2016 | PLANNED | 9976 | 29 | 344 | 0.012809 | 3.7235e-05
| 2016/17 | 4/11/2016 | PLANNED | 330 | 2 | 165 | 0.00042371 | 2.5679e-06
| 2016/17 | 4/11/2016 | PLANNED | 93 | 9 | 10.3333 | 0.00011941 | 1.1556e-05
| 2016/17 | 4/11/2016 | PLANNED | 52154 | 178 | 293 | 0.066964 | 0.00022855
| 2016/17 | 4/11/2016 | PLANNED | 464 | 16 | 29 | 0.00059576 | 2.0543e-05
| 2016/17 | 4/11/2016 | PLANNED | 231 | 22 | 10.5 | 0.0002966 | 2.8247e-05
| 2016/17 | 4/11/2016 | PLANNED | 1775 | 71 | 25 | 0.002279 | 9.1162e-05
| 2016/17 | 4/11/2016 | PLANNED | 40 | 1 | 40 | 5.1359e-05 | 1.284e-06
| 2016/17 | 4/11/2016 | PLANNED | 88 | 8 | 11 | 0.00011299 | 1.0272e-05
| 2016/17 | 4/11/2016 | PLANNED | 480 | 4 | 120 | 0.0006163 | 5.1359e-06
| 2016/17 | 5/11/2016 | PLANNED | 523 | 20 | 26.15 | 0.00067151 | 2.5679e-05
| 2016/17 | 5/11/2016 | PLANNED | 240 | 17 | 14.1176 | 0.00030815 | 2.1827e-05
| 2016/17 | 5/11/2016 | PLANNED | 340 | 1 | 340 | 0.00043655 | 1.284e-06
| 2016/17 | 5/11/2016 | PLANNED | 588 | 12 | 49 | 0.00075497 | 1.5408e-05
| 2016/17 | 5/11/2016 | PLANNED | 135 | 12 | 11.25 | 0.00017334 | 1.5408e-05
| 2016/17 | 5/11/2016 | PLANNED | 328 | 23 | 14.2609 | 0.00042114 | 2.9531e-05
| 2016/17 | 5/11/2016 | PLANNED | 109 | 9 | 12.1111 | 0.00013995 | 1.1556e-05
| 2016/17 | 6/11/2016 | PLANNED | 21294 | 117 | 182 | 0.027341 | 0.00015022
| 2016/17 | 6/11/2016 | PLANNED | 2159 | 17 | 127 | 0.0027721 | 2.1827e-05
| 2016/17 | 6/11/2016 | PLANNED | 66762 | 147 | 454.1633 | 0.08572 | 0.00018874
| 2016/17 | 6/11/2016 | PLANNED | 34770 | 114 | 305 | 0.044644 | 0.00014637
| 2016/17 | 6/11/2016 | PLANNED | 32973 | 87 | 379 | 0.042336 | 0.00011171
| 2016/17 | 6/11/2016 | PLANNED | 412 | 26 | 15.8462 | 0.00052899 | 3.3383e-05
| 2016/17 | 6/11/2016 | PLANNED | 519 | 37 | 14.027 | 0.00066638 | 4.7507e-05
| 2016/17 | 6/11/2016 | PLANNED | 102 | 6 | 17 | 0.00013096 | 7.7038e-06
| 2016/17 | 7/11/2016 | PLANNED | 648 | 54 | 12 | 0.00083201 | 6.9334e-05
| 2016/17 | 7/11/2016 | PLANNED | 5988 | 18 | 332.6667 | 0.0076884 | 2.3111e-05
| 2016/17 | 7/11/2016 | PLANNED | 3230 | 17 | 190 | 0.0041472 | 2.1827e-05
| 2016/17 | 7/11/2016 | PLANNED | 23380 | 140 | 167 | 0.030019 | 0.00017976
| 2016/17 | 7/11/2016 | PLANNED | 21982 | 46 | 477.8696 | 0.028224 | 5.9062e-05
| 2016/17 | 7/11/2016 | PLANNED | 99899 | 283 | 353 | 0.12827 | 0.00036336
| 2016/17 | 7/11/2016 | PLANNED | 3476 | 14 | 248.2857 | 0.0044631 | 1.7976e-05
| 2016/17 | 7/11/2016 | PLANNED | 2623 | 8 | 327.875 | 0.0033678 | 1.0272e-05
| 2016/17 | 7/11/2016 | PLANNED | 2464 | 8 | 308 | 0.0031637 | 1.0272e-05
| 2016/17 | 7/11/2016 | PLANNED | 345 | 1 | 345 | 0.00044297 | 1.284e-06
| 2016/17 | 7/11/2016 | PLANNED | 60 | 2 | 30 | 7.7038e-05 | 2.5679e-06
| 2016/17 | 7/11/2016 | PLANNED | 44 | 4 | 11 | 5.6495e-05 | 5.1359e-06
| 2016/17 | 7/11/2016 | PLANNED | 50 | 1 | 50 | 6.4198e-05 | 1.284e-06
| 2016/17 | 8/11/2016 | PLANNED | 14720 | 128 | 115 | 0.0189 | 0.00016435
| 2016/17 | 8/11/2016 | PLANNED | 8998 | 22 | 409 | 0.011553 | 2.8247e-05
| 2016/17 | 8/11/2016 | PLANNED | 2100 | 21 | 100 | 0.0026963 | 2.6963e-05
| 2016/17 | 8/11/2016 | PLANNED | 175 | 7 | 25 | 0.00022469 | 8.9878e-06
| 2016/17 | 8/11/2016 | PLANNED | 62073 | 171 | 363 | 0.0797 | 0.00021956
| 2016/17 | 8/11/2016 | PLANNED | 396 | 1 | 396 | 0.00050845 | 1.284e-06
| 2016/17 | 8/11/2016 | PLANNED | 14626 | 63 | 232.1587 | 0.018779 | 8.089e-05
| 2016/17 | 8/11/2016 | PLANNED | 1225 | 35 | 35 | 0.0015729 | 4.4939e-05
| 2016/17 | 8/11/2016 | PLANNED | 40400 | 101 | 400 | 0.051872 | 0.00012968
| 2016/17 | 8/11/2016 | PLANNED | 1440 | 8 | 180 | 0.0018489 | 1.0272e-05
| 2016/17 | 8/11/2016 | PLANNED | 111 | 7 | 15.8571 | 0.00014252 | 8.9878e-06
| 2016/17 | 8/11/2016 | PLANNED | 15820 | 49 | 322.8571 | 0.020312 | 6.2914e-05
| 2016/17 | 8/11/2016 | PLANNED | 462 | 3 | 154 | 0.00059319 | 3.8519e-06
| 2016/17 | 8/11/2016 | PLANNED | 258 | 3 | 86 | 0.00033126 | 3.8519e-06
| 2016/17 | 8/11/2016 | PLANNED | 80 | 4 | 20 | 0.00010272 | 5.1359e-06
| 2016/17 | 8/11/2016 | PLANNED | 1240 | 8 | 155 | 0.0015921 | 1.0272e-05
| 2016/17 | 8/11/2016 | PLANNED | 11941 | 30 | 398.0333 | 0.015332 | 3.8519e-05
| 2016/17 | 8/11/2016 | PLANNED | 39 | 1 | 39 | 5.0075e-05 | 1.284e-06
| 2016/17 | 8/11/2016 | PLANNED | 340 | 1 | 340 | 0.00043655 | 1.284e-06
| 2016/17 | 8/11/2016 | PLANNED | 248 | 1 | 248 | 0.00031842 | 1.284e-06
| 2016/17 | 8/11/2016 | PLANNED | 12 | 1 | 12 | 1.5408e-05 | 1.284e-06
| 2016/17 | 8/11/2016 | PLANNED | 36176 | 532 | 68 | 0.046449 | 0.00068307
| 2016/17 | 8/11/2016 | PLANNED | 14596 | 41 | 356 | 0.018741 | 5.2643e-05
| 2016/17 | 8/11/2016 | PLANNED | 26000 | 65 | 400 | 0.033383 | 8.3458e-05
| 2016/17 | 8/11/2016 | PLANNED | 4320 | 18 | 240 | 0.0055467 | 2.3111e-05
| 2016/17 | 8/11/2016 | PLANNED | 1148 | 14 | 82 | 0.001474 | 1.7976e-05
| 2016/17 | 8/11/2016 | PLANNED | 61 | 1 | 61 | 7.8322e-05 | 1.284e-06
| 2016/17 | 8/11/2016 | PLANNED | 5464 | 40 | 136.6 | 0.0070156 | 5.1359e-05
| 2016/17 | 8/11/2016 | PLANNED | 349 | 13 | 26.8462 | 0.0004481 | 1.6692e-05
| 2016/17 | 8/11/2016 | PLANNED | 50 | 1 | 50 | 6.4198e-05 | 1.284e-06
| 2016/17 | 8/11/2016 | PLANNED | 2160 | 24 | 90 | 0.0027734 | 3.0815e-05
| 2016/17 | 8/11/2016 | PLANNED | 14 | 2 | 7 | 1.7976e-05 | 2.5679e-06
| 2016/17 | 8/11/2016 | PLANNED | 267 | 2 | 133.5 | 0.00034282 | 2.5679e-06
| 2016/17 | 8/11/2016 | PLANNED | 56 | 4 | 14 | 7.1902e-05 | 5.1359e-06
| 2016/17 | 8/11/2016 | PLANNED | 1363 | 29 | 47 | 0.00175 | 3.7235e-05
| 2016/17 | 8/11/2016 | PLANNED | 9940 | 142 | 70 | 0.012763 | 0.00018232
| 2016/17 | 9/11/2016 | PLANNED | 8307 | 39 | 213 | 0.010666 | 5.0075e-05
| 2016/17 | 9/11/2016 | PLANNED | 58502 | 148 | 395.2838 | 0.075115 | 0.00019003
| 2016/17 | 9/11/2016 | PLANNED | 415 | 1 | 415 | 0.00053285 | 1.284e-06
| 2016/17 | 9/11/2016 | PLANNED | 8745 | 53 | 165 | 0.011228 | 6.805e-05
| 2016/17 | 9/11/2016 | PLANNED | 19824 | 48 | 413 | 0.025453 | 6.163e-05
| 2016/17 | 9/11/2016 | PLANNED | 8810 | 38 | 231.8421 | 0.011312 | 4.8791e-05
| 2016/17 | 9/11/2016 | PLANNED | 49692 | 246 | 202 | 0.063803 | 0.00031586
| 2016/17 | 9/11/2016 | PLANNED | 330 | 2 | 165 | 0.00042371 | 2.5679e-06
| 2016/17 | 9/11/2016 | PLANNED | 408 | 2 | 204 | 0.00052386 | 2.5679e-06
| 2016/17 | 9/11/2016 | PLANNED | 2244 | 17 | 132 | 0.0028812 | 2.1827e-05
| 2016/17 | 9/11/2016 | PLANNED | 1512 | 18 | 84 | 0.0019414 | 2.3111e-05
| 2016/17 | 9/11/2016 | PLANNED | 4675 | 17 | 275 | 0.0060025 | 2.1827e-05
| 2016/17 | 9/11/2016 | PLANNED | 704 | 2 | 352 | 0.00090391 | 2.5679e-06
| 2016/17 | 9/11/2016 | PLANNED | 5389 | 17 | 317 | 0.0069193 | 2.1827e-05
| 2016/17 | 9/11/2016 | PLANNED | 510 | 3 | 170 | 0.00065482 | 3.8519e-06
| 2016/17 | 9/11/2016 | PLANNED | 63 | 1 | 63 | 8.089e-05 | 1.284e-06
| 2016/17 | 9/11/2016 | PLANNED | 1200 | 8 | 150 | 0.0015408 | 1.0272e-05
| 2016/17 | 9/11/2016 | PLANNED | 3698 | 17 | 217.5294 | 0.0047481 | 2.1827e-05
| 2016/17 | 9/11/2016 | PLANNED | 5120 | 17 | 301.1765 | 0.0065739 | 2.1827e-05
| 2016/17 | 9/11/2016 | PLANNED | 615 | 3 | 205 | 0.00078964 | 3.8519e-06
| 2016/17 | 9/11/2016 | PLANNED | 500 | 2 | 250 | 0.00064198 | 2.5679e-06
| 2016/17 | 9/11/2016 | PLANNED | 20 | 1 | 20 | 2.5679e-05 | 1.284e-06
| 2016/17 | 9/11/2016 | PLANNED | 137 | 1 | 137 | 0.0001759 | 1.284e-06
| 2016/17 | 9/11/2016 | PLANNED | 54 | 6 | 9 | 6.9334e-05 | 7.7038e-06
| 2016/17 | 9/11/2016 | PLANNED | 312 | 13 | 24 | 0.0004006 | 1.6692e-05
| 2016/17 | 9/11/2016 | PLANNED | 304 | 12 | 25.3333 | 0.00039033 | 1.5408e-05
| 2016/17 | 9/11/2016 | PLANNED | 28 | 2 | 14 | 3.5951e-05 | 2.5679e-06
| 2016/17 | 9/11/2016 | PLANNED | 30 | 3 | 10 | 3.8519e-05 | 3.8519e-06
| 2016/17 | 9/11/2016 | PLANNED | 2508 | 38 | 66 | 0.0032202 | 4.8791e-05
| 2016/17 | 9/11/2016 | PLANNED | 60 | 6 | 10 | 7.7038e-05 | 7.7038e-06
| 2016/17 | 10/11/2016 | PLANNED | 12505 | 61 | 205 | 0.016056 | 7.8322e-05
| 2016/17 | 10/11/2016 | PLANNED | 10527 | 33 | 319 | 0.013516 | 4.2371e-05
| 2016/17 | 10/11/2016 | PLANNED | 1910 | 23 | 83.0435 | 0.0024524 | 2.9531e-05
| 2016/17 | 10/11/2016 | PLANNED | 4123 | 31 | 133 | 0.0052938 | 3.9803e-05
| 2016/17 | 10/11/2016 | PLANNED | 186 | 3 | 62 | 0.00023882 | 3.8519e-06
| 2016/17 | 10/11/2016 | PLANNED | 360 | 12 | 30 | 0.00046223 | 1.5408e-05
| 2016/17 | 10/11/2016 | PLANNED | 6664 | 17 | 392 | 0.0085564 | 2.1827e-05
| 2016/17 | 10/11/2016 | PLANNED | 146 | 2 | 73 | 0.00018746 | 2.5679e-06
| 2016/17 | 10/11/2016 | PLANNED | 36432 | 92 | 396 | 0.046777 | 0.00011812
| 2016/17 | 10/11/2016 | PLANNED | 55130 | 151 | 365.0993 | 0.070785 | 0.00019388
| 2016/17 | 10/11/2016 | PLANNED | 708 | 40 | 17.7 | 0.00090905 | 5.1359e-05
| 2016/17 | 10/11/2016 | PLANNED | 3660 | 20 | 183 | 0.0046993 | 2.5679e-05
| 2016/17 | 10/11/2016 | PLANNED | 310 | 2 | 155 | 0.00039803 | 2.5679e-06
| 2016/17 | 10/11/2016 | PLANNED | 1526 | 7 | 218 | 0.0019593 | 8.9878e-06
| 2016/17 | 10/11/2016 | PLANNED | 205 | 1 | 205 | 0.00026321 | 1.284e-06
| 2016/17 | 10/11/2016 | PLANNED | 440 | 2 | 220 | 0.00056495 | 2.5679e-06
| 2016/17 | 10/11/2016 | PLANNED | 14616 | 42 | 348 | 0.018766 | 5.3927e-05
| 2016/17 | 10/11/2016 | PLANNED | 3607 | 62 | 58.1774 | 0.0046313 | 7.9606e-05
| 2016/17 | 10/11/2016 | PLANNED | 1200 | 10 | 120 | 0.0015408 | 1.284e-05
| 2016/17 | 10/11/2016 | PLANNED | 3100 | 10 | 310 | 0.0039803 | 1.284e-05
| 2016/17 | 10/11/2016 | PLANNED | 315 | 9 | 35 | 0.00040445 | 1.1556e-05
| 2016/17 | 10/11/2016 | PLANNED | 168 | 8 | 21 | 0.00021571 | 1.0272e-05
| 2016/17 | 10/11/2016 | PLANNED | 5 | 1 | 5 | 6.4198e-06 | 1.284e-06
| 2016/17 | 10/11/2016 | PLANNED | 63 | 7 | 9 | 8.089e-05 | 8.9878e-06
| 2016/17 | 10/11/2016 | PLANNED | 68 | 2 | 34 | 8.731e-05 | 2.5679e-06
| 2016/17 | 10/11/2016 | PLANNED | 16344 | 227 | 72 | 0.020985 | 0.00029146
| 2016/17 | 10/11/2016 | PLANNED | 4 | 2 | 2 | 5.1359e-06 | 2.5679e-06
| 2016/17 | 10/11/2016 | PLANNED | 1459 | 29 | 50.3103 | 0.0018733 | 3.7235e-05
| 2016/17 | 10/11/2016 | PLANNED | 22 | 2 | 11 | 2.8247e-05 | 2.5679e-06
| 2016/17 | 10/11/2016 | PLANNED | 1320 | 22 | 60 | 0.0016948 | 2.8247e-05
| 2016/17 | 10/11/2016 | PLANNED | 1730 | 29 | 59.6552 | 0.0022213 | 3.7235e-05
| 2016/17 | 10/11/2016 | PLANNED | 405 | 3 | 135 | 0.00052001 | 3.8519e-06
| 2016/17 | 11/11/2016 | PLANNED | 840 | 20 | 42 | 0.0010785 | 2.5679e-05
| 2016/17 | 11/11/2016 | PLANNED | 720 | 90 | 8 | 0.00092446 | 0.00011556
| 2016/17 | 11/11/2016 | PLANNED | 9126 | 54 | 169 | 0.011717 | 6.9334e-05
| 2016/17 | 11/11/2016 | PLANNED | 186 | 2 | 93 | 0.00023882 | 2.5679e-06
| 2016/17 | 11/11/2016 | PLANNED | 1170 | 9 | 130 | 0.0015022 | 1.1556e-05
| 2016/17 | 11/11/2016 | PLANNED | 3528 | 24 | 147 | 0.0045298 | 3.0815e-05
| 2016/17 | 11/11/2016 | PLANNED | 20663 | 61 | 338.7377 | 0.026531 | 7.8322e-05
| 2016/17 | 11/11/2016 | PLANNED | 1000 | 8 | 125 | 0.001284 | 1.0272e-05
| 2016/17 | 11/11/2016 | PLANNED | 280 | 1 | 280 | 0.00035951 | 1.284e-06
| 2016/17 | 11/11/2016 | PLANNED | 13440 | 48 | 280 | 0.017257 | 6.163e-05
| 2016/17 | 11/11/2016 | PLANNED | 81 | 9 | 9 | 0.000104 | 1.1556e-05
| 2016/17 | 11/11/2016 | PLANNED | 24 | 2 | 12 | 3.0815e-05 | 2.5679e-06
| 2016/17 | 11/11/2016 | PLANNED | 6910 | 94 | 73.5106 | 0.0088722 | 0.00012069
| 2016/17 | 11/11/2016 | PLANNED | 12973 | 44 | 294.8409 | 0.016657 | 5.6495e-05
| 2016/17 | 11/11/2016 | PLANNED | 7575 | 25 | 303 | 0.0097261 | 3.2099e-05
| 2016/17 | 11/11/2016 | PLANNED | 25 | 1 | 25 | 3.2099e-05 | 1.284e-06
| 2016/17 | 11/11/2016 | PLANNED | 9390 | 30 | 313 | 0.012056 | 3.8519e-05
| 2016/17 | 11/11/2016 | PLANNED | 686 | 7 | 98 | 0.0008808 | 8.9878e-06
| 2016/17 | 11/11/2016 | PLANNED | 9765 | 31 | 315 | 0.012538 | 3.9803e-05
| 2016/17 | 11/11/2016 | PLANNED | 52878 | 246 | 214.9512 | 0.067894 | 0.00031586
| 2016/17 | 11/11/2016 | PLANNED | 1180 | 4 | 295 | 0.0015151 | 5.1359e-06
| 2016/17 | 11/11/2016 | PLANNED | 590 | 5 | 118 | 0.00075754 | 6.4198e-06
| 2016/17 | 11/11/2016 | PLANNED | 391 | 17 | 23 | 0.00050203 | 2.1827e-05
| 2016/17 | 11/11/2016 | PLANNED | 19 | 1 | 19 | 2.4395e-05 | 1.284e-06
| 2016/17 | 11/11/2016 | PLANNED | 140 | 4 | 35 | 0.00017976 | 5.1359e-06
| 2016/17 | 11/11/2016 | PLANNED | 432 | 9 | 48 | 0.00055467 | 1.1556e-05
| 2016/17 | 11/11/2016 | PLANNED | 270 | 3 | 90 | 0.00034667 | 3.8519e-06
| 2016/17 | 11/11/2016 | PLANNED | 18 | 1 | 18 | 2.3111e-05 | 1.284e-06
| 2016/17 | 11/11/2016 | PLANNED | 65 | 1 | 65 | 8.3458e-05 | 1.284e-06
| 2016/17 | 11/11/2016 | PLANNED | 160 | 1 | 160 | 0.00020543 | 1.284e-06
| 2016/17 | 11/11/2016 | PLANNED | 436 | 4 | 109 | 0.00055981 | 5.1359e-06
| 2016/17 | 11/11/2016 | PLANNED | 15 | 1 | 15 | 1.926e-05 | 1.284e-06
| 2016/17 | 11/11/2016 | PLANNED | 340 | 17 | 20 | 0.00043655 | 2.1827e-05
| 2016/17 | 12/11/2016 | PLANNED | 3852 | 36 | 107 | 0.0049458 | 4.6223e-05
| 2016/17 | 12/11/2016 | PLANNED | 94466 | 381 | 247.9423 | 0.12129 | 0.00048919
| 2016/17 | 12/11/2016 | PLANNED | 1150 | 5 | 230 | 0.0014766 | 6.4198e-06
| 2016/17 | 12/11/2016 | PLANNED | 140 | 1 | 140 | 0.00017976 | 1.284e-06
| 2016/17 | 12/11/2016 | PLANNED | 2832 | 24 | 118 | 0.0036362 | 3.0815e-05
| 2016/17 | 12/11/2016 | PLANNED | 1782 | 22 | 81 | 0.002288 | 2.8247e-05
| 2016/17 | 13/11/2016 | PLANNED | 2310 | 11 | 210 | 0.002966 | 1.4124e-05
| 2016/17 | 13/11/2016 | PLANNED | 64872 | 159 | 408 | 0.083294 | 0.00020415
| 2016/17 | 13/11/2016 | PLANNED | 45 | 1 | 45 | 5.7779e-05 | 1.284e-06
| 2016/17 | 13/11/2016 | PLANNED | 124549 | 421 | 295.8409 | 0.15992 | 0.00054055
| 2016/17 | 14/11/2016 | PLANNED | 53070 | 145 | 366 | 0.06814 | 0.00018618
| 2016/17 | 14/11/2016 | PLANNED | 4232 | 23 | 184 | 0.0054337 | 2.9531e-05
| 2016/17 | 14/11/2016 | PLANNED | 6820 | 44 | 155 | 0.0087567 | 5.6495e-05
| 2016/17 | 14/11/2016 | PLANNED | 21041 | 53 | 397 | 0.027016 | 6.805e-05
| 2016/17 | 14/11/2016 | PLANNED | 694 | 2 | 347 | 0.00089107 | 2.5679e-06
| 2016/17 | 14/11/2016 | PLANNED | 60 | 1 | 60 | 7.7038e-05 | 1.284e-06
| 2016/17 | 14/11/2016 | PLANNED | 5222 | 14 | 373 | 0.0067049 | 1.7976e-05
| 2016/17 | 14/11/2016 | PLANNED | 390 | 2 | 195 | 0.00050075 | 2.5679e-06
| 2016/17 | 14/11/2016 | PLANNED | 780 | 4 | 195 | 0.0010015 | 5.1359e-06
| 2016/17 | 14/11/2016 | PLANNED | 92430 | 234 | 395 | 0.11868 | 0.00030045
| 2016/17 | 14/11/2016 | PLANNED | 520 | 13 | 40 | 0.00066766 | 1.6692e-05
| 2016/17 | 14/11/2016 | PLANNED | 404 | 4 | 101 | 0.00051872 | 5.1359e-06
| 2016/17 | 14/11/2016 | PLANNED | 2100 | 7 | 300 | 0.0026963 | 8.9878e-06
| 2016/17 | 14/11/2016 | PLANNED | 180 | 3 | 60 | 0.00023111 | 3.8519e-06
| 2016/17 | 14/11/2016 | PLANNED | 13 | 1 | 13 | 1.6692e-05 | 1.284e-06
| 2016/17 | 14/11/2016 | PLANNED | 1120 | 56 | 20 | 0.001438 | 7.1902e-05
| 2016/17 | 14/11/2016 | PLANNED | 2256 | 47 | 48 | 0.0028966 | 6.0346e-05
| 2016/17 | 14/11/2016 | PLANNED | 7 | 1 | 7 | 8.9878e-06 | 1.284e-06
| 2016/17 | 14/11/2016 | PLANNED | 1350 | 75 | 18 | 0.0017334 | 9.6298e-05
| 2016/17 | 14/11/2016 | PLANNED | 55 | 1 | 55 | 7.0618e-05 | 1.284e-06
| 2016/17 | 14/11/2016 | PLANNED | 30 | 2 | 15 | 3.8519e-05 | 2.5679e-06
| 2016/17 | 14/11/2016 | PLANNED | 45 | 3 | 15 | 5.7779e-05 | 3.8519e-06
| 2016/17 | 14/11/2016 | PLANNED | 15 | 1 | 15 | 1.926e-05 | 1.284e-06
| 2016/17 | 14/11/2016 | PLANNED | 48 | 3 | 16 | 6.163e-05 | 3.8519e-06
| 2016/17 | 14/11/2016 | PLANNED | 250 | 25 | 10 | 0.00032099 | 3.2099e-05
| 2016/17 | 15/11/2016 | PLANNED | 5460 | 14 | 390 | 0.0070105 | 1.7976e-05
| 2016/17 | 15/11/2016 | PLANNED | 952 | 14 | 68 | 0.0012223 | 1.7976e-05
| 2016/17 | 15/11/2016 | PLANNED | 13778 | 83 | 166 | 0.017691 | 0.00010657
| 2016/17 | 15/11/2016 | PLANNED | 16500 | 50 | 330 | 0.021185 | 6.4198e-05
| 2016/17 | 15/11/2016 | PLANNED | 44164 | 122 | 362 | 0.056705 | 0.00015664
| 2016/17 | 15/11/2016 | PLANNED | 10800 | 45 | 240 | 0.013867 | 5.7779e-05
| 2016/17 | 15/11/2016 | PLANNED | 4640 | 29 | 160 | 0.0059576 | 3.7235e-05
| 2016/17 | 15/11/2016 | PLANNED | 10231 | 31 | 330.0323 | 0.013136 | 3.9803e-05
| 2016/17 | 15/11/2016 | PLANNED | 3993 | 11 | 363 | 0.0051269 | 1.4124e-05
| 2016/17 | 15/11/2016 | PLANNED | 9072 | 24 | 378 | 0.011648 | 3.0815e-05
| 2016/17 | 15/11/2016 | PLANNED | 7216 | 22 | 328 | 0.0092651 | 2.8247e-05
| 2016/17 | 15/11/2016 | PLANNED | 12220 | 47 | 260 | 0.01569 | 6.0346e-05
| 2016/17 | 15/11/2016 | PLANNED | 4215 | 17 | 247.9412 | 0.0054119 | 2.1827e-05
| 2016/17 | 15/11/2016 | PLANNED | 13770 | 45 | 306 | 0.01768 | 5.7779e-05
| 2016/17 | 15/11/2016 | PLANNED | 40256 | 136 | 296 | 0.051687 | 0.00017462
| 2016/17 | 15/11/2016 | PLANNED | 255 | 1 | 255 | 0.00032741 | 1.284e-06
| 2016/17 | 15/11/2016 | PLANNED | 17765 | 55 | 323 | 0.02281 | 7.0618e-05
| 2016/17 | 15/11/2016 | PLANNED | 960 | 20 | 48 | 0.0012326 | 2.5679e-05
| 2016/17 | 15/11/2016 | PLANNED | 191 | 1 | 191 | 0.00024524 | 1.284e-06
| 2016/17 | 15/11/2016 | PLANNED | 26 | 2 | 13 | 3.3383e-05 | 2.5679e-06
| 2016/17 | 15/11/2016 | PLANNED | 3616 | 25 | 144.64 | 0.0046428 | 3.2099e-05
| 2016/17 | 15/11/2016 | PLANNED | 64 | 1 | 64 | 8.2174e-05 | 1.284e-06
| 2016/17 | 15/11/2016 | PLANNED | 14 | 2 | 7 | 1.7976e-05 | 2.5679e-06
| 2016/17 | 15/11/2016 | PLANNED | 46 | 5 | 9.2 | 5.9062e-05 | 6.4198e-06
| 2016/17 | 15/11/2016 | PLANNED | 18 | 2 | 9 | 2.3111e-05 | 2.5679e-06
| 2016/17 | 15/11/2016 | PLANNED | 6 | 1 | 6 | 7.7038e-06 | 1.284e-06
| 2016/17 | 16/11/2016 | PLANNED | 96011 | 1433 | 67 | 0.12327 | 0.0018399
| 2016/17 | 16/11/2016 | PLANNED | 439 | 1 | 439 | 0.00056366 | 1.284e-06
| 2016/17 | 16/11/2016 | PLANNED | 231 | 3 | 77 | 0.0002966 | 3.8519e-06
| 2016/17 | 16/11/2016 | PLANNED | 19533 | 51 | 383 | 0.02508 | 6.5482e-05
| 2016/17 | 16/11/2016 | PLANNED | 73 | 9 | 8.1111 | 9.373e-05 | 1.1556e-05
| 2016/17 | 16/11/2016 | PLANNED | 15150 | 50 | 303 | 0.019452 | 6.4198e-05
| 2016/17 | 16/11/2016 | PLANNED | 91120 | 268 | 340 | 0.117 | 0.0003441
| 2016/17 | 16/11/2016 | PLANNED | 5914 | 18 | 328.5556 | 0.0075934 | 2.3111e-05
| 2016/17 | 16/11/2016 | PLANNED | 1125 | 5 | 225 | 0.0014445 | 6.4198e-06
| 2016/17 | 16/11/2016 | PLANNED | 5109 | 13 | 393 | 0.0065598 | 1.6692e-05
| 2016/17 | 16/11/2016 | PLANNED | 2360 | 8 | 295 | 0.0030302 | 1.0272e-05
| 2016/17 | 16/11/2016 | PLANNED | 300 | 1 | 300 | 0.00038519 | 1.284e-06
| 2016/17 | 16/11/2016 | PLANNED | 17190 | 45 | 382 | 0.022071 | 5.7779e-05
| 2016/17 | 16/11/2016 | PLANNED | 26831 | 79 | 339.6329 | 0.03445 | 0.00010143
| 2016/17 | 16/11/2016 | PLANNED | 46718 | 142 | 329 | 0.059984 | 0.00018232
| 2016/17 | 16/11/2016 | PLANNED | 365 | 1 | 365 | 0.00046865 | 1.284e-06
| 2016/17 | 16/11/2016 | PLANNED | 606 | 6 | 101 | 0.00077808 | 7.7038e-06
| 2016/17 | 16/11/2016 | PLANNED | 176 | 1 | 176 | 0.00022598 | 1.284e-06
| 2016/17 | 16/11/2016 | PLANNED | 7636 | 26 | 293.6923 | 0.0098044 | 3.3383e-05
| 2016/17 | 16/11/2016 | PLANNED | 924 | 3 | 308 | 0.0011864 | 3.8519e-06
| 2016/17 | 16/11/2016 | PLANNED | 4920 | 24 | 205 | 0.0063171 | 3.0815e-05
| 2016/17 | 16/11/2016 | PLANNED | 223 | 22 | 10.1364 | 0.00028632 | 2.8247e-05
| 2016/17 | 16/11/2016 | PLANNED | 5890 | 31 | 190 | 0.0075626 | 3.9803e-05
| 2016/17 | 16/11/2016 | PLANNED | 16544 | 94 | 176 | 0.021242 | 0.00012069
| 2016/17 | 16/11/2016 | PLANNED | 21190 | 130 | 163 | 0.027207 | 0.00016692
| 2016/17 | 16/11/2016 | PLANNED | 44 | 2 | 22 | 5.6495e-05 | 2.5679e-06
| 2016/17 | 16/11/2016 | PLANNED | 859 | 43 | 19.9767 | 0.0011029 | 5.5211e-05
| 2016/17 | 16/11/2016 | PLANNED | 110 | 1 | 110 | 0.00014124 | 1.284e-06
| 2016/17 | 16/11/2016 | PLANNED | 44 | 2 | 22 | 5.6495e-05 | 2.5679e-06
| 2016/17 | 16/11/2016 | PLANNED | 110 | 1 | 110 | 0.00014124 | 1.284e-06
| 2016/17 | 17/11/2016 | PLANNED | 111 | 11 | 10.0909 | 0.00014252 | 1.4124e-05
| 2016/17 | 17/11/2016 | PLANNED | 90 | 1 | 90 | 0.00011556 | 1.284e-06
| 2016/17 | 17/11/2016 | PLANNED | 6251 | 47 | 133 | 0.0080261 | 6.0346e-05
| 2016/17 | 17/11/2016 | PLANNED | 37695 | 107 | 352.2897 | 0.048399 | 0.00013738
| 2016/17 | 17/11/2016 | PLANNED | 13527 | 81 | 167 | 0.017368 | 0.000104
| 2016/17 | 17/11/2016 | PLANNED | 4760 | 16 | 297.5 | 0.0061117 | 2.0543e-05
| 2016/17 | 17/11/2016 | PLANNED | 1240 | 4 | 310 | 0.0015921 | 5.1359e-06
| 2016/17 | 17/11/2016 | PLANNED | 666 | 2 | 333 | 0.00085512 | 2.5679e-06
| 2016/17 | 17/11/2016 | PLANNED | 18260 | 44 | 415 | 0.023445 | 5.6495e-05
| 2016/17 | 17/11/2016 | PLANNED | 647 | 3 | 215.6667 | 0.00083073 | 3.8519e-06
| 2016/17 | 17/11/2016 | PLANNED | 398 | 2 | 199 | 0.00051102 | 2.5679e-06
| 2016/17 | 17/11/2016 | PLANNED | 4640 | 16 | 290 | 0.0059576 | 2.0543e-05
| 2016/17 | 17/11/2016 | PLANNED | 840 | 6 | 140 | 0.0010785 | 7.7038e-06
| 2016/17 | 17/11/2016 | PLANNED | 6417 | 23 | 279 | 0.0082392 | 2.9531e-05
| 2016/17 | 17/11/2016 | PLANNED | 30 | 2 | 15 | 3.8519e-05 | 2.5679e-06
| 2016/17 | 17/11/2016 | PLANNED | 50 | 1 | 50 | 6.4198e-05 | 1.284e-06
| 2016/17 | 17/11/2016 | PLANNED | 615 | 3 | 205 | 0.00078964 | 3.8519e-06
| 2016/17 | 17/11/2016 | PLANNED | 16555 | 43 | 385 | 0.021256 | 5.5211e-05
| 2016/17 | 17/11/2016 | PLANNED | 1560 | 6 | 260 | 0.002003 | 7.7038e-06
| 2016/17 | 17/11/2016 | PLANNED | 34977 | 89 | 393 | 0.044909 | 0.00011427
| 2016/17 | 17/11/2016 | PLANNED | 2937 | 33 | 89 | 0.003771 | 4.2371e-05
| 2016/17 | 17/11/2016 | PLANNED | 10075 | 65 | 155 | 0.012936 | 8.3458e-05
| 2016/17 | 17/11/2016 | PLANNED | 420 | 2 | 210 | 0.00053927 | 2.5679e-06
| 2016/17 | 17/11/2016 | PLANNED | 172 | 1 | 172 | 0.00022084 | 1.284e-06
| 2016/17 | 17/11/2016 | PLANNED | 10640 | 20 | 532 | 0.013661 | 2.5679e-05
| 2016/17 | 17/11/2016 | PLANNED | 12090 | 62 | 195 | 0.015523 | 7.9606e-05
| 2016/17 | 17/11/2016 | PLANNED | 1344 | 7 | 192 | 0.0017257 | 8.9878e-06
| 2016/17 | 17/11/2016 | PLANNED | 230 | 1 | 230 | 0.00029531 | 1.284e-06
| 2016/17 | 17/11/2016 | PLANNED | 0 | 463 | 0 | 0 | 0.00059448
| 2016/17 | 17/11/2016 | PLANNED | 2494 | 29 | 86 | 0.0032022 | 3.7235e-05
| 2016/17 | 17/11/2016 | PLANNED | 80 | 4 | 20 | 0.00010272 | 5.1359e-06
| 2016/17 | 17/11/2016 | PLANNED | 29 | 11 | 2.6364 | 3.7235e-05 | 1.4124e-05
| 2016/17 | 17/11/2016 | PLANNED | 4830 | 42 | 115 | 0.0062016 | 5.3927e-05
| 2016/17 | 17/11/2016 | PLANNED | 400 | 4 | 100 | 0.00051359 | 5.1359e-06
| 2016/17 | 17/11/2016 | PLANNED | 42 | 5 | 8.4 | 5.3927e-05 | 6.4198e-06
| 2016/17 | 17/11/2016 | PLANNED | 12 | 2 | 6 | 1.5408e-05 | 2.5679e-06
| 2016/17 | 18/11/2016 | PLANNED | 56 | 7 | 8 | 7.1902e-05 | 8.9878e-06
| 2016/17 | 18/11/2016 | PLANNED | 14570 | 47 | 310 | 0.018707 | 6.0346e-05
| 2016/17 | 18/11/2016 | PLANNED | 4080 | 34 | 120 | 0.0052386 | 4.3655e-05
| 2016/17 | 18/11/2016 | PLANNED | 247 | 1 | 247 | 0.00031714 | 1.284e-06
| 2016/17 | 18/11/2016 | PLANNED | 11020 | 38 | 290 | 0.014149 | 4.8791e-05
| 2016/17 | 18/11/2016 | PLANNED | 480 | 2 | 240 | 0.0006163 | 2.5679e-06
| 2016/17 | 18/11/2016 | PLANNED | 10540 | 27 | 390.3704 | 0.013533 | 3.4667e-05
| 2016/17 | 18/11/2016 | PLANNED | 15222 | 43 | 354 | 0.019545 | 5.5211e-05
| 2016/17 | 18/11/2016 | PLANNED | 3348 | 12 | 279 | 0.0042987 | 1.5408e-05
| 2016/17 | 18/11/2016 | PLANNED | 602 | 2 | 301 | 0.00077295 | 2.5679e-06
| 2016/17 | 18/11/2016 | PLANNED | 22 | 2 | 11 | 2.8247e-05 | 2.5679e-06
| 2016/17 | 18/11/2016 | PLANNED | 2880 | 12 | 240 | 0.0036978 | 1.5408e-05
| 2016/17 | 18/11/2016 | PLANNED | 151 | 3 | 50.3333 | 0.00019388 | 3.8519e-06
| 2016/17 | 18/11/2016 | PLANNED | 950 | 5 | 190 | 0.0012198 | 6.4198e-06
| 2016/17 | 18/11/2016 | PLANNED | 170 | 1 | 170 | 0.00021827 | 1.284e-06
| 2016/17 | 18/11/2016 | PLANNED | 675 | 5 | 135 | 0.00086668 | 6.4198e-06
| 2016/17 | 18/11/2016 | PLANNED | 84 | 9 | 9.3333 | 0.00010785 | 1.1556e-05
| 2016/17 | 18/11/2016 | PLANNED | 16296 | 56 | 291 | 0.020924 | 7.1902e-05
| 2016/17 | 18/11/2016 | PLANNED | 20 | 1 | 20 | 2.5679e-05 | 1.284e-06
| 2016/17 | 18/11/2016 | PLANNED | 15 | 1 | 15 | 1.926e-05 | 1.284e-06
| 2016/17 | 18/11/2016 | PLANNED | 330 | 2 | 165 | 0.00042371 | 2.5679e-06
| 2016/17 | 18/11/2016 | PLANNED | 20 | 1 | 20 | 2.5679e-05 | 1.284e-06
| 2016/17 | 18/11/2016 | PLANNED | 60 | 1 | 60 | 7.7038e-05 | 1.284e-06
| 2016/17 | 18/11/2016 | PLANNED | 1990 | 20 | 99.5 | 0.0025551 | 2.5679e-05
| 2016/17 | 18/11/2016 | PLANNED | 65 | 1 | 65 | 8.3458e-05 | 1.284e-06
| 2016/17 | 19/11/2016 | PLANNED | 4455 | 9 | 495 | 0.0057201 | 1.1556e-05
| 2016/17 | 19/11/2016 | PLANNED | 2220 | 12 | 185 | 0.0028504 | 1.5408e-05
| 2016/17 | 19/11/2016 | PLANNED | 62 | 1 | 62 | 7.9606e-05 | 1.284e-06
| 2016/17 | 20/11/2016 | PLANNED | 1530 | 6 | 255 | 0.0019645 | 7.7038e-06
| 2016/17 | 20/11/2016 | PLANNED | 73444 | 244 | 301 | 0.0943 | 0.00031329
| 2016/17 | 20/11/2016 | PLANNED | 406952 | 1352 | 301 | 0.52251 | 0.0017359
| 2016/17 | 20/11/2016 | PLANNED | 138686 | 441 | 314.4807 | 0.17807 | 0.00056623
| 2016/17 | 20/11/2016 | PLANNED | 5292 | 18 | 294 | 0.0067948 | 2.3111e-05
| 2016/17 | 20/11/2016 | PLANNED | 16660 | 49 | 340 | 0.021391 | 6.2914e-05
| 2016/17 | 20/11/2016 | PLANNED | 775 | 5 | 155 | 0.00099507 | 6.4198e-06
| 2016/17 | 20/11/2016 | PLANNED | 70 | 1 | 70 | 8.9878e-05 | 1.284e-06
| 2016/17 | 20/11/2016 | PLANNED | 176 | 88 | 2 | 0.00022598 | 0.00011299
| 2016/17 | 21/11/2016 | PLANNED | 3525 | 15 | 235 | 0.004526 | 1.926e-05
| 2016/17 | 21/11/2016 | PLANNED | 14190 | 55 | 258 | 0.018219 | 7.0618e-05
| 2016/17 | 21/11/2016 | PLANNED | 296 | 4 | 74 | 0.00038005 | 5.1359e-06
| 2016/17 | 21/11/2016 | PLANNED | 750 | 6 | 125 | 0.00096298 | 7.7038e-06
| 2016/17 | 21/11/2016 | PLANNED | 14280 | 68 | 210 | 0.018335 | 8.731e-05
| 2016/17 | 21/11/2016 | PLANNED | 105 | 3 | 35 | 0.00013482 | 3.8519e-06
| 2016/17 | 21/11/2016 | PLANNED | 3146 | 13 | 242 | 0.0040394 | 1.6692e-05
| 2016/17 | 21/11/2016 | PLANNED | 8456 | 28 | 302 | 0.010857 | 3.5951e-05
| 2016/17 | 21/11/2016 | PLANNED | 1420 | 4 | 355 | 0.0018232 | 5.1359e-06
| 2016/17 | 21/11/2016 | PLANNED | 13 | 1 | 13 | 1.6692e-05 | 1.284e-06
| 2016/17 | 21/11/2016 | PLANNED | 12 | 1 | 12 | 1.5408e-05 | 1.284e-06
| 2016/17 | 21/11/2016 | PLANNED | 51 | 1 | 51 | 6.5482e-05 | 1.284e-06
| 2016/17 | 21/11/2016 | PLANNED | 36 | 2 | 18 | 4.6223e-05 | 2.5679e-06
| 2016/17 | 21/11/2016 | PLANNED | 75 | 3 | 25 | 9.6298e-05 | 3.8519e-06
| 2016/17 | 21/11/2016 | PLANNED | 44 | 2 | 22 | 5.6495e-05 | 2.5679e-06
| 2016/17 | 21/11/2016 | PLANNED | 22 | 1 | 22 | 2.8247e-05 | 1.284e-06
| 2016/17 | 22/11/2016 | PLANNED | 8490 | 30 | 283 | 0.010901 | 3.8519e-05
| 2016/17 | 22/11/2016 | PLANNED | 150 | 5 | 30 | 0.0001926 | 6.4198e-06
| 2016/17 | 22/11/2016 | PLANNED | 9504 | 33 | 288 | 0.012203 | 4.2371e-05
| 2016/17 | 22/11/2016 | PLANNED | 3232 | 8 | 404 | 0.0041498 | 1.0272e-05
| 2016/17 | 22/11/2016 | PLANNED | 85880 | 226 | 380 | 0.11027 | 0.00029018
| 2016/17 | 22/11/2016 | PLANNED | 324 | 27 | 12 | 0.00041601 | 3.4667e-05
| 2016/17 | 22/11/2016 | PLANNED | 109854 | 359 | 306 | 0.14105 | 0.00046094
| 2016/17 | 22/11/2016 | PLANNED | 25086 | 74 | 339 | 0.03221 | 9.5014e-05
| 2016/17 | 22/11/2016 | PLANNED | 19278 | 54 | 357 | 0.024752 | 6.9334e-05
| 2016/17 | 22/11/2016 | PLANNED | 5320 | 14 | 380 | 0.0068307 | 1.7976e-05
| 2016/17 | 22/11/2016 | PLANNED | 56 | 4 | 14 | 7.1902e-05 | 5.1359e-06
| 2016/17 | 22/11/2016 | PLANNED | 1024 | 4 | 256 | 0.0013148 | 5.1359e-06
| 2016/17 | 22/11/2016 | PLANNED | 3135 | 7 | 447.8571 | 0.0040252 | 8.9878e-06
| 2016/17 | 22/11/2016 | PLANNED | 14245 | 37 | 385 | 0.01829 | 4.7507e-05
| 2016/17 | 22/11/2016 | PLANNED | 225 | 1 | 225 | 0.00028889 | 1.284e-06
| 2016/17 | 22/11/2016 | PLANNED | 368 | 4 | 92 | 0.0004725 | 5.1359e-06
| 2016/17 | 22/11/2016 | PLANNED | 14160 | 60 | 236 | 0.018181 | 7.7038e-05
| 2016/17 | 22/11/2016 | PLANNED | 12240 | 68 | 180 | 0.015716 | 8.731e-05
| 2016/17 | 22/11/2016 | PLANNED | 146 | 2 | 73 | 0.00018746 | 2.5679e-06
| 2016/17 | 22/11/2016 | PLANNED | 119 | 1 | 119 | 0.00015279 | 1.284e-06
| 2016/17 | 22/11/2016 | PLANNED | 4230 | 18 | 235 | 0.0054312 | 2.3111e-05
| 2016/17 | 22/11/2016 | PLANNED | 2470 | 38 | 65 | 0.0031714 | 4.8791e-05
| 2016/17 | 22/11/2016 | PLANNED | 85 | 5 | 17 | 0.00010914 | 6.4198e-06
| 2016/17 | 22/11/2016 | PLANNED | 15 | 1 | 15 | 1.926e-05 | 1.284e-06
| 2016/17 | 22/11/2016 | PLANNED | 96 | 6 | 16 | 0.00012326 | 7.7038e-06
| 2016/17 | 22/11/2016 | PLANNED | 224 | 7 | 32 | 0.00028761 | 8.9878e-06
| 2016/17 | 22/11/2016 | PLANNED | 57 | 1 | 57 | 7.3186e-05 | 1.284e-06
| 2016/17 | 22/11/2016 | PLANNED | 15365 | 35 | 439 | 0.019728 | 4.4939e-05
| 2016/17 | 23/11/2016 | PLANNED | 5466 | 3 | 1822 | 0.0070182 | 3.8519e-06
| 2016/17 | 23/11/2016 | PLANNED | 420 | 5 | 84 | 0.00053927 | 6.4198e-06
| 2016/17 | 23/11/2016 | PLANNED | 650 | 3 | 216.6667 | 0.00083458 | 3.8519e-06
| 2016/17 | 23/11/2016 | PLANNED | 344 | 2 | 172 | 0.00044168 | 2.5679e-06
| 2016/17 | 23/11/2016 | PLANNED | 1500 | 6 | 250 | 0.001926 | 7.7038e-06
| 2016/17 | 23/11/2016 | PLANNED | 13158 | 34 | 387 | 0.016894 | 4.3655e-05
| 2016/17 | 23/11/2016 | PLANNED | 4356 | 12 | 363 | 0.005593 | 1.5408e-05
| 2016/17 | 23/11/2016 | PLANNED | 7992 | 24 | 333 | 0.010261 | 3.0815e-05
| 2016/17 | 23/11/2016 | PLANNED | 17020 | 46 | 370 | 0.021853 | 5.9062e-05
| 2016/17 | 23/11/2016 | PLANNED | 2070 | 6 | 345 | 0.0026578 | 7.7038e-06
| 2016/17 | 23/11/2016 | PLANNED | 32 | 4 | 8 | 4.1087e-05 | 5.1359e-06
| 2016/17 | 23/11/2016 | PLANNED | 47464 | 136 | 349 | 0.060942 | 0.00017462
| 2016/17 | 23/11/2016 | PLANNED | 11925 | 36 | 331.25 | 0.015311 | 4.6223e-05
| 2016/17 | 23/11/2016 | PLANNED | 10529 | 39 | 269.9744 | 0.013519 | 5.0075e-05
| 2016/17 | 23/11/2016 | PLANNED | 27680 | 80 | 346 | 0.03554 | 0.00010272
| 2016/17 | 23/11/2016 | PLANNED | 7242 | 71 | 102 | 0.0092985 | 9.1162e-05
| 2016/17 | 23/11/2016 | PLANNED | 1020 | 4 | 255 | 0.0013096 | 5.1359e-06
| 2016/17 | 23/11/2016 | PLANNED | 20 | 1 | 20 | 2.5679e-05 | 1.284e-06
| 2016/17 | 23/11/2016 | PLANNED | 667 | 15 | 44.4667 | 0.00085641 | 1.926e-05
| 2016/17 | 23/11/2016 | PLANNED | 30 | 1 | 30 | 3.8519e-05 | 1.284e-06
| 2016/17 | 23/11/2016 | PLANNED | 75 | 5 | 15 | 9.6298e-05 | 6.4198e-06
| 2016/17 | 23/11/2016 | PLANNED | 4370 | 38 | 115 | 0.0056109 | 4.8791e-05
| 2016/17 | 23/11/2016 | PLANNED | 81 | 1 | 81 | 0.000104 | 1.284e-06
| 2016/17 | 23/11/2016 | PLANNED | 12 | 1 | 12 | 1.5408e-05 | 1.284e-06
| 2016/17 | 23/11/2016 | PLANNED | 1002 | 6 | 167 | 0.0012865 | 7.7038e-06
| 2016/17 | 23/11/2016 | PLANNED | 9130 | 22 | 415 | 0.011723 | 2.8247e-05
| 2016/17 | 23/11/2016 | PLANNED | 45 | 3 | 15 | 5.7779e-05 | 3.8519e-06
| 2016/17 | 23/11/2016 | PLANNED | 790 | 1 | 790 | 0.0010143 | 1.284e-06
| 2016/17 | 24/11/2016 | PLANNED | 1610 | 1 | 1610 | 0.0020672 | 1.284e-06
| 2016/17 | 24/11/2016 | PLANNED | 2997 | 27 | 111 | 0.0038481 | 3.4667e-05
| 2016/17 | 24/11/2016 | PLANNED | 1300 | 25 | 52 | 0.0016692 | 3.2099e-05
| 2016/17 | 24/11/2016 | PLANNED | 8840 | 34 | 260 | 0.01135 | 4.3655e-05
| 2016/17 | 24/11/2016 | PLANNED | 7224 | 21 | 344 | 0.0092754 | 2.6963e-05
| 2016/17 | 24/11/2016 | PLANNED | 33294 | 93 | 358 | 0.042748 | 0.00011941
| 2016/17 | 24/11/2016 | PLANNED | 11550 | 32 | 360.9375 | 0.01483 | 4.1087e-05
| 2016/17 | 24/11/2016 | PLANNED | 66 | 2 | 33 | 8.4742e-05 | 2.5679e-06
| 2016/17 | 24/11/2016 | PLANNED | 14504 | 41 | 353.7561 | 0.018623 | 5.2643e-05
| 2016/17 | 24/11/2016 | PLANNED | 14600 | 40 | 365 | 0.018746 | 5.1359e-05
| 2016/17 | 24/11/2016 | PLANNED | 38710 | 154 | 251.3636 | 0.049702 | 0.00019773
| 2016/17 | 24/11/2016 | PLANNED | 3580 | 12 | 298.3333 | 0.0045966 | 1.5408e-05
| 2016/17 | 24/11/2016 | PLANNED | 7566 | 22 | 343.9091 | 0.0097145 | 2.8247e-05
| 2016/17 | 24/11/2016 | PLANNED | 12410 | 34 | 365 | 0.015934 | 4.3655e-05
| 2016/17 | 24/11/2016 | PLANNED | 1086 | 3 | 362 | 0.0013944 | 3.8519e-06
| 2016/17 | 24/11/2016 | PLANNED | 5628 | 14 | 402 | 0.0072262 | 1.7976e-05
| 2016/17 | 24/11/2016 | PLANNED | 350 | 2 | 175 | 0.00044939 | 2.5679e-06
| 2016/17 | 24/11/2016 | PLANNED | 5712 | 17 | 336 | 0.007334 | 2.1827e-05
| 2016/17 | 24/11/2016 | PLANNED | 1800 | 8 | 225 | 0.0023111 | 1.0272e-05
| 2016/17 | 24/11/2016 | PLANNED | 7500 | 25 | 300 | 0.0096298 | 3.2099e-05
| 2016/17 | 24/11/2016 | PLANNED | 14 | 1 | 14 | 1.7976e-05 | 1.284e-06
| 2016/17 | 24/11/2016 | PLANNED | 2772 | 44 | 63 | 0.0035592 | 5.6495e-05
| 2016/17 | 24/11/2016 | PLANNED | 75453 | 179 | 421.5251 | 0.096879 | 0.00022983
| 2016/17 | 24/11/2016 | PLANNED | 16192 | 44 | 368 | 0.02079 | 5.6495e-05
| 2016/17 | 24/11/2016 | PLANNED | 300 | 1 | 300 | 0.00038519 | 1.284e-06
| 2016/17 | 24/11/2016 | PLANNED | 4026 | 22 | 183 | 0.0051693 | 2.8247e-05
| 2016/17 | 24/11/2016 | PLANNED | 70 | 2 | 35 | 8.9878e-05 | 2.5679e-06
| 2016/17 | 24/11/2016 | PLANNED | 18183 | 319 | 57 | 0.023346 | 0.00040959
| 2016/17 | 24/11/2016 | PLANNED | 6000 | 60 | 100 | 0.0077038 | 7.7038e-05
| 2016/17 | 24/11/2016 | PLANNED | 680 | 17 | 40 | 0.0008731 | 2.1827e-05
| 2016/17 | 24/11/2016 | PLANNED | 41 | 1 | 41 | 5.2643e-05 | 1.284e-06
| 2016/17 | 24/11/2016 | PLANNED | 72 | 2 | 36 | 9.2446e-05 | 2.5679e-06
| 2016/17 | 24/11/2016 | PLANNED | 40 | 2 | 20 | 5.1359e-05 | 2.5679e-06
| 2016/17 | 24/11/2016 | PLANNED | 571 | 9 | 63.4444 | 0.00073315 | 1.1556e-05
| 2016/17 | 24/11/2016 | PLANNED | 135 | 3 | 45 | 0.00017334 | 3.8519e-06
| 2016/17 | 25/11/2016 | PLANNED | 477 | 1 | 477 | 0.00061245 | 1.284e-06
| 2016/17 | 25/11/2016 | PLANNED | 180 | 1 | 180 | 0.00023111 | 1.284e-06
| 2016/17 | 25/11/2016 | PLANNED | 46 | 2 | 23 | 5.9062e-05 | 2.5679e-06
| 2016/17 | 25/11/2016 | PLANNED | 2988 | 36 | 83 | 0.0038365 | 4.6223e-05
| 2016/17 | 25/11/2016 | PLANNED | 300 | 1 | 300 | 0.00038519 | 1.284e-06
| 2016/17 | 25/11/2016 | PLANNED | 12059 | 40 | 301.475 | 0.015483 | 5.1359e-05
| 2016/17 | 25/11/2016 | PLANNED | 240 | 3 | 80 | 0.00030815 | 3.8519e-06
| 2016/17 | 25/11/2016 | PLANNED | 7326 | 33 | 222 | 0.0094063 | 4.2371e-05
| 2016/17 | 25/11/2016 | PLANNED | 4690 | 14 | 335 | 0.0060218 | 1.7976e-05
| 2016/17 | 25/11/2016 | PLANNED | 12740 | 49 | 260 | 0.016358 | 6.2914e-05
| 2016/17 | 25/11/2016 | PLANNED | 1652 | 34 | 48.5882 | 0.0021211 | 4.3655e-05
| 2016/17 | 25/11/2016 | PLANNED | 3084 | 12 | 257 | 0.0039598 | 1.5408e-05
| 2016/17 | 25/11/2016 | PLANNED | 314 | 20 | 15.7 | 0.00040317 | 2.5679e-05
| 2016/17 | 25/11/2016 | PLANNED | 5220 | 18 | 290 | 0.0067023 | 2.3111e-05
| 2016/17 | 25/11/2016 | PLANNED | 3600 | 15 | 240 | 0.0046223 | 1.926e-05
| 2016/17 | 25/11/2016 | PLANNED | 13325 | 41 | 325 | 0.017109 | 5.2643e-05
| 2016/17 | 25/11/2016 | PLANNED | 1760 | 16 | 110 | 0.0022598 | 2.0543e-05
| 2016/17 | 25/11/2016 | PLANNED | 5 | 1 | 5 | 6.4198e-06 | 1.284e-06
| 2016/17 | 25/11/2016 | PLANNED | 390 | 2 | 195 | 0.00050075 | 2.5679e-06
| 2016/17 | 25/11/2016 | PLANNED | 140 | 4 | 35 | 0.00017976 | 5.1359e-06
| 2016/17 | 25/11/2016 | PLANNED | 15 | 1 | 15 | 1.926e-05 | 1.284e-06
| 2016/17 | 25/11/2016 | PLANNED | 136 | 1 | 136 | 0.00017462 | 1.284e-06
| 2016/17 | 25/11/2016 | PLANNED | 60 | 3 | 20 | 7.7038e-05 | 3.8519e-06
| 2016/17 | 25/11/2016 | PLANNED | 869 | 14 | 62.0714 | 0.0011158 | 1.7976e-05
| 2016/17 | 25/11/2016 | PLANNED | 40 | 2 | 20 | 5.1359e-05 | 2.5679e-06
| 2016/17 | 25/11/2016 | PLANNED | 49 | 1 | 49 | 6.2914e-05 | 1.284e-06
| 2016/17 | 25/11/2016 | PLANNED | 988 | 38 | 26 | 0.0012686 | 4.8791e-05
| 2016/17 | 25/11/2016 | PLANNED | 540 | 27 | 20 | 0.00069334 | 3.4667e-05
| 2016/17 | 25/11/2016 | PLANNED | 54 | 3 | 18 | 6.9334e-05 | 3.8519e-06
| 2016/17 | 26/11/2016 | PLANNED | 616 | 1 | 616 | 0.00079092 | 1.284e-06
| 2016/17 | 26/11/2016 | PLANNED | 2844 | 12 | 237 | 0.0036516 | 1.5408e-05
| 2016/17 | 26/11/2016 | PLANNED | 1950 | 6 | 325 | 0.0025037 | 7.7038e-06
| 2016/17 | 27/11/2016 | PLANNED | 15903 | 31 | 513 | 0.020419 | 3.9803e-05
| 2016/17 | 27/11/2016 | PLANNED | 11557 | 1651 | 7 | 0.014839 | 0.0021198
| 2016/17 | 27/11/2016 | PLANNED | 121384 | 1138 | 106.6643 | 0.15585 | 0.0014612
| 2016/17 | 27/11/2016 | PLANNED | 75433 | 176 | 428.5966 | 0.096854 | 0.00022598
| 2016/17 | 27/11/2016 | PLANNED | 22420 | 380 | 59 | 0.028787 | 0.00048791
| 2016/17 | 27/11/2016 | PLANNED | 350 | 5 | 70 | 0.00044939 | 6.4198e-06
| 2016/17 | 27/11/2016 | PLANNED | 2485 | 7 | 355 | 0.0031907 | 8.9878e-06
| 2016/17 | 27/11/2016 | PLANNED | 9760 | 1220 | 8 | 0.012532 | 0.0015664
| 2016/17 | 27/11/2016 | PLANNED | 10980 | 1220 | 9 | 0.014098 | 0.0015664
| 2016/17 | 27/11/2016 | PLANNED | 5931 | 659 | 9 | 0.0076152 | 0.00084613
| 2016/17 | 27/11/2016 | PLANNED | 15816 | 1977 | 8 | 0.020307 | 0.0025384
| 2016/17 | 27/11/2016 | PLANNED | 2326 | 1163 | 2 | 0.0029865 | 0.0014933
| 2016/17 | 28/11/2016 | PLANNED | 2226 | 42 | 53 | 0.0028581 | 5.3927e-05
| 2016/17 | 28/11/2016 | PLANNED | 20020 | 55 | 364 | 0.025705 | 7.0618e-05
| 2016/17 | 28/11/2016 | PLANNED | 30699 | 81 | 379 | 0.039417 | 0.000104
| 2016/17 | 28/11/2016 | PLANNED | 528 | 3 | 176 | 0.00067793 | 3.8519e-06
| 2016/17 | 28/11/2016 | PLANNED | 225 | 1 | 225 | 0.00028889 | 1.284e-06
| 2016/17 | 28/11/2016 | PLANNED | 40 | 2 | 20 | 5.1359e-05 | 2.5679e-06
| 2016/17 | 28/11/2016 | PLANNED | 1390 | 4 | 347.5 | 0.0017847 | 5.1359e-06
| 2016/17 | 28/11/2016 | PLANNED | 325 | 1 | 325 | 0.00041729 | 1.284e-06
| 2016/17 | 28/11/2016 | PLANNED | 11913 | 33 | 361 | 0.015296 | 4.2371e-05
| 2016/17 | 28/11/2016 | PLANNED | 3920 | 28 | 140 | 0.0050332 | 3.5951e-05
| 2016/17 | 28/11/2016 | PLANNED | 320 | 2 | 160 | 0.00041087 | 2.5679e-06
| 2016/17 | 28/11/2016 | PLANNED | 42 | 9 | 4.6667 | 5.3927e-05 | 1.1556e-05
| 2016/17 | 28/11/2016 | PLANNED | 20 | 2 | 10 | 2.5679e-05 | 2.5679e-06
| 2016/17 | 28/11/2016 | PLANNED | 100 | 4 | 25 | 0.0001284 | 5.1359e-06
| 2016/17 | 29/11/2016 | PLANNED | 7678 | 22 | 349 | 0.0098583 | 2.8247e-05
| 2016/17 | 29/11/2016 | PLANNED | 343 | 1 | 343 | 0.0004404 | 1.284e-06
| 2016/17 | 29/11/2016 | PLANNED | 614 | 27 | 22.7407 | 0.00078836 | 3.4667e-05
| 2016/17 | 29/11/2016 | PLANNED | 53395 | 295 | 181 | 0.068557 | 0.00037877
| 2016/17 | 29/11/2016 | PLANNED | 143 | 13 | 11 | 0.00018361 | 1.6692e-05
| 2016/17 | 29/11/2016 | PLANNED | 9180 | 34 | 270 | 0.011787 | 4.3655e-05
| 2016/17 | 29/11/2016 | PLANNED | 16328 | 52 | 314 | 0.020965 | 6.6766e-05
| 2016/17 | 29/11/2016 | PLANNED | 564 | 4 | 141 | 0.00072416 | 5.1359e-06
| 2016/17 | 29/11/2016 | PLANNED | 6745 | 19 | 355 | 0.0086604 | 2.4395e-05
| 2016/17 | 29/11/2016 | PLANNED | 4676 | 14 | 334 | 0.0060038 | 1.7976e-05
| 2016/17 | 29/11/2016 | PLANNED | 7175 | 25 | 287 | 0.0092125 | 3.2099e-05
| 2016/17 | 29/11/2016 | PLANNED | 27 | 1 | 27 | 3.4667e-05 | 1.284e-06
| 2016/17 | 29/11/2016 | PLANNED | 790 | 2 | 395 | 0.0010143 | 2.5679e-06
| 2016/17 | 29/11/2016 | PLANNED | 2720 | 16 | 170 | 0.0034924 | 2.0543e-05
| 2016/17 | 29/11/2016 | PLANNED | 450 | 10 | 45 | 0.00057779 | 1.284e-05
| 2016/17 | 29/11/2016 | PLANNED | 6142 | 37 | 166 | 0.0078861 | 4.7507e-05
| 2016/17 | 29/11/2016 | PLANNED | 81536 | 182 | 448 | 0.10469 | 0.00023368
| 2016/17 | 29/11/2016 | PLANNED | 60 | 2 | 30 | 7.7038e-05 | 2.5679e-06
| 2016/17 | 29/11/2016 | PLANNED | 4160 | 26 | 160 | 0.0053413 | 3.3383e-05
| 2016/17 | 29/11/2016 | PLANNED | 745 | 5 | 149 | 0.00095656 | 6.4198e-06
| 2016/17 | 29/11/2016 | PLANNED | 64 | 2 | 32 | 8.2174e-05 | 2.5679e-06
| 2016/17 | 29/11/2016 | PLANNED | 30 | 1 | 30 | 3.8519e-05 | 1.284e-06
| 2016/17 | 29/11/2016 | PLANNED | 10 | 1 | 10 | 1.284e-05 | 1.284e-06
| 2016/17 | 29/11/2016 | PLANNED | 365 | 5 | 73 | 0.00046865 | 6.4198e-06
| 2016/17 | 29/11/2016 | PLANNED | 246 | 3 | 82 | 0.00031586 | 3.8519e-06
| 2016/17 | 29/11/2016 | PLANNED | 33 | 1 | 33 | 4.2371e-05 | 1.284e-06
| 2016/17 | 29/11/2016 | PLANNED | 7 | 1 | 7 | 8.9878e-06 | 1.284e-06
| 2016/17 | 29/11/2016 | PLANNED | 190 | 19 | 10 | 0.00024395 | 2.4395e-05
| 2016/17 | 29/11/2016 | PLANNED | 141 | 1 | 141 | 0.00018104 | 1.284e-06
| 2016/17 | 29/11/2016 | PLANNED | 525 | 15 | 35 | 0.00067408 | 1.926e-05
| 2016/17 | 29/11/2016 | PLANNED | 10 | 1 | 10 | 1.284e-05 | 1.284e-06
| 2016/17 | 29/11/2016 | PLANNED | 2965 | 6 | 494.1667 | 0.003807 | 7.7038e-06
| 2016/17 | 30/11/2016 | PLANNED | 35 | 1 | 35 | 4.4939e-05 | 1.284e-06
| 2016/17 | 30/11/2016 | PLANNED | 291713 | 599 | 487 | 0.37455 | 0.0007691
| 2016/17 | 30/11/2016 | PLANNED | 402 | 1 | 402 | 0.00051615 | 1.284e-06
| 2016/17 | 30/11/2016 | PLANNED | 10127 | 41 | 247 | 0.013003 | 5.2643e-05
| 2016/17 | 30/11/2016 | PLANNED | 740 | 2 | 370 | 0.00095014 | 2.5679e-06
| 2016/17 | 30/11/2016 | PLANNED | 26 | 1 | 26 | 3.3383e-05 | 1.284e-06
| 2016/17 | 30/11/2016 | PLANNED | 762 | 2 | 381 | 0.00097838 | 2.5679e-06
| 2016/17 | 30/11/2016 | PLANNED | 255625 | 625 | 409 | 0.32821 | 0.00080248
| 2016/17 | 30/11/2016 | PLANNED | 11988 | 36 | 333 | 0.015392 | 4.6223e-05
| 2016/17 | 30/11/2016 | PLANNED | 50 | 2 | 25 | 6.4198e-05 | 2.5679e-06
| 2016/17 | 30/11/2016 | PLANNED | 122 | 1 | 122 | 0.00015664 | 1.284e-06
| 2016/17 | 30/11/2016 | PLANNED | 6244 | 14 | 446 | 0.0080171 | 1.7976e-05
| 2016/17 | 30/11/2016 | PLANNED | 4977 | 79 | 63 | 0.0063903 | 0.00010143
| 2016/17 | 30/11/2016 | PLANNED | 90 | 1 | 90 | 0.00011556 | 1.284e-06
| 2016/17 | 30/11/2016 | PLANNED | 110 | 1 | 110 | 0.00014124 | 1.284e-06
| 2016/17 | 30/11/2016 | PLANNED | 27411 | 164 | 167.1402 | 0.035195 | 0.00021057
| 2016/17 | 30/11/2016 | PLANNED | 50 | 3 | 16.6667 | 6.4198e-05 | 3.8519e-06
| 2016/17 | 30/11/2016 | PLANNED | 522 | 9 | 58 | 0.00067023 | 1.1556e-05
| 2016/17 | 30/11/2016 | PLANNED | 25 | 1 | 25 | 3.2099e-05 | 1.284e-06
| 2016/17 | 30/11/2016 | PLANNED | 52 | 4 | 13 | 6.6766e-05 | 5.1359e-06
| 2016/17 | 30/11/2016 | PLANNED | 30 | 1 | 30 | 3.8519e-05 | 1.284e-06
| 2016/17 | 30/11/2016 | PLANNED | 596 | 3 | 198.6667 | 0.00076524 | 3.8519e-06
| 2016/17 | 30/11/2016 | PLANNED | 40 | 2 | 20 | 5.1359e-05 | 2.5679e-06
| 2016/17 | 30/11/2016 | PLANNED | 36 | 3 | 12 | 4.6223e-05 | 3.8519e-06
| 2016/17 | 30/11/2016 | PLANNED | 12 | 1 | 12 | 1.5408e-05 | 1.284e-06
| 2016/17 | 30/11/2016 | PLANNED | 41 | 1 | 41 | 5.2643e-05 | 1.284e-06
| 2016/17 | 30/11/2016 | PLANNED | 35 | 1 | 35 | 4.4939e-05 | 1.284e-06
| 2016/17 | 30/11/2016 | PLANNED | 230 | 2 | 115 | 0.00029531 | 2.5679e-06
| 2016/17 | 30/11/2016 | PLANNED | 420 | 21 | 20 | 0.00053927 | 2.6963e-05
| 2016/17 | 30/11/2016 | PLANNED | 88 | 2 | 44 | 0.00011299 | 2.5679e-06
| 2016/17 | 30/11/2016 | PLANNED | 7 | 1 | 7 | 8.9878e-06 | 1.284e-06
| 2016/17 | 30/11/2016 | PLANNED | 2 | 1 | 2 | 2.5679e-06 | 1.284e-06
| 2016/17 | 30/11/2016 | PLANNED | 47 | 1 | 47 | 6.0346e-05 | 1.284e-06
| 2016/17 | 30/11/2016 | PLANNED | 113 | 1 | 113 | 0.00014509 | 1.284e-06
| 2016/17 | 30/11/2016 | PLANNED | 791 | 7 | 113 | 0.0010156 | 8.9878e-06
| 2016/17 | 30/11/2016 | PLANNED | 5550 | 15 | 370 | 0.007126 | 1.926e-05
| 2016/17 | 30/11/2016 | PLANNED | 380 | 1 | 380 | 0.00048791 | 1.284e-06
| 2016/17 | 1/12/2016 | PLANNED | 2092 | 4 | 523 | 0.0026861 | 5.1359e-06
| 2016/17 | 1/12/2016 | PLANNED | 430 | 20 | 21.5 | 0.00055211 | 2.5679e-05
| 2016/17 | 1/12/2016 | PLANNED | 285 | 1 | 285 | 0.00036593 | 1.284e-06
| 2016/17 | 1/12/2016 | PLANNED | 7956 | 68 | 117 | 0.010215 | 8.731e-05
| 2016/17 | 1/12/2016 | PLANNED | 2690 | 8 | 336.25 | 0.0034539 | 1.0272e-05
| 2016/17 | 1/12/2016 | PLANNED | 230 | 2 | 115 | 0.00029531 | 2.5679e-06
| 2016/17 | 1/12/2016 | PLANNED | 88 | 4 | 22 | 0.00011299 | 5.1359e-06
| 2016/17 | 1/12/2016 | PLANNED | 5928 | 19 | 312 | 0.0076114 | 2.4395e-05
| 2016/17 | 1/12/2016 | PLANNED | 5220 | 15 | 348 | 0.0067023 | 1.926e-05
| 2016/17 | 1/12/2016 | PLANNED | 51680 | 136 | 380 | 0.066355 | 0.00017462
| 2016/17 | 1/12/2016 | PLANNED | 4932 | 18 | 274 | 0.0063325 | 2.3111e-05
| 2016/17 | 1/12/2016 | PLANNED | 7680 | 21 | 365.7143 | 0.0098609 | 2.6963e-05
| 2016/17 | 1/12/2016 | PLANNED | 19747 | 49 | 403 | 0.025355 | 6.2914e-05
| 2016/17 | 1/12/2016 | PLANNED | 11655 | 45 | 259 | 0.014965 | 5.7779e-05
| 2016/17 | 1/12/2016 | PLANNED | 3908 | 12 | 325.6667 | 0.0050177 | 1.5408e-05
| 2016/17 | 1/12/2016 | PLANNED | 79191 | 189 | 419 | 0.10168 | 0.00024267
| 2016/17 | 1/12/2016 | PLANNED | 8218 | 24 | 342.4167 | 0.010552 | 3.0815e-05
| 2016/17 | 1/12/2016 | PLANNED | 585 | 3 | 195 | 0.00075112 | 3.8519e-06
| 2016/17 | 1/12/2016 | PLANNED | 7975 | 25 | 319 | 0.01024 | 3.2099e-05
| 2016/17 | 1/12/2016 | PLANNED | 120 | 3 | 40 | 0.00015408 | 3.8519e-06
| 2016/17 | 1/12/2016 | PLANNED | 84 | 2 | 42 | 0.00010785 | 2.5679e-06
| 2016/17 | 1/12/2016 | PLANNED | 20 | 1 | 20 | 2.5679e-05 | 1.284e-06
| 2016/17 | 1/12/2016 | PLANNED | 98 | 14 | 7 | 0.00012583 | 1.7976e-05
| 2016/17 | 1/12/2016 | PLANNED | 18060 | 43 | 420 | 0.023188 | 5.5211e-05
| 2016/17 | 1/12/2016 | PLANNED | 1680 | 4 | 420 | 0.0021571 | 5.1359e-06
| 2016/17 | 2/12/2016 | PLANNED | 103305 | 213 | 485 | 0.13264 | 0.00027349
| 2016/17 | 2/12/2016 | PLANNED | 3900 | 13 | 300 | 0.0050075 | 1.6692e-05
| 2016/17 | 2/12/2016 | PLANNED | 19840 | 62 | 320 | 0.025474 | 7.9606e-05
| 2016/17 | 2/12/2016 | PLANNED | 195640 | 536 | 365 | 0.2512 | 0.00068821
| 2016/17 | 2/12/2016 | PLANNED | 6710 | 22 | 305 | 0.0086154 | 2.8247e-05
| 2016/17 | 2/12/2016 | PLANNED | 12735 | 45 | 283 | 0.016351 | 5.7779e-05
| 2016/17 | 2/12/2016 | PLANNED | 19240 | 52 | 370 | 0.024704 | 6.6766e-05
| 2016/17 | 2/12/2016 | PLANNED | 12713 | 42 | 302.6905 | 0.016323 | 5.3927e-05
| 2016/17 | 2/12/2016 | PLANNED | 210 | 1 | 210 | 0.00026963 | 1.284e-06
| 2016/17 | 2/12/2016 | PLANNED | 2750 | 10 | 275 | 0.0035309 | 1.284e-05
| 2016/17 | 2/12/2016 | PLANNED | 175 | 1 | 175 | 0.00022469 | 1.284e-06
| 2016/17 | 2/12/2016 | PLANNED | 32966 | 622 | 53 | 0.042327 | 0.00079863
| 2016/17 | 2/12/2016 | PLANNED | 28 | 4 | 7 | 3.5951e-05 | 5.1359e-06
| 2016/17 | 2/12/2016 | PLANNED | 4620 | 105 | 44 | 0.0059319 | 0.00013482
| 2016/17 | 2/12/2016 | PLANNED | 270 | 2 | 135 | 0.00034667 | 2.5679e-06
| 2016/17 | 3/12/2016 | PLANNED | 5678 | 50 | 113.56 | 0.0072904 | 6.4198e-05
| 2016/17 | 3/12/2016 | PLANNED | 2244 | 11 | 204 | 0.0028812 | 1.4124e-05
| 2016/17 | 4/12/2016 | PLANNED | 26535 | 120 | 221.125 | 0.03407 | 0.00015408
| 2016/17 | 4/12/2016 | PLANNED | 979 | 11 | 89 | 0.001257 | 1.4124e-05
| 2016/17 | 4/12/2016 | PLANNED | 44556 | 94 | 474 | 0.057208 | 0.00012069
| 2016/17 | 4/12/2016 | PLANNED | 35 | 1 | 35 | 4.4939e-05 | 1.284e-06
| 2016/17 | 4/12/2016 | PLANNED | 1239 | 7 | 177 | 0.0015908 | 8.9878e-06
| 2016/17 | 4/12/2016 | PLANNED | 165 | 1 | 165 | 0.00021185 | 1.284e-06
| 2016/17 | 4/12/2016 | PLANNED | 66 | 1 | 66 | 8.4742e-05 | 1.284e-06
| 2016/17 | 4/12/2016 | PLANNED | 292 | 6 | 48.6667 | 0.00037492 | 7.7038e-06
| 2016/17 | 5/12/2016 | PLANNED | 5080 | 17 | 298.8235 | 0.0065226 | 2.1827e-05
| 2016/17 | 5/12/2016 | PLANNED | 10764 | 39 | 276 | 0.013821 | 5.0075e-05
| 2016/17 | 5/12/2016 | PLANNED | 5735 | 31 | 185 | 0.0073636 | 3.9803e-05
| 2016/17 | 5/12/2016 | PLANNED | 534 | 2 | 267 | 0.00068564 | 2.5679e-06
| 2016/17 | 5/12/2016 | PLANNED | 33604 | 124 | 271 | 0.043146 | 0.00015921
| 2016/17 | 5/12/2016 | PLANNED | 6601 | 35 | 188.6 | 0.0084755 | 4.4939e-05
| 2016/17 | 5/12/2016 | PLANNED | 1080 | 3 | 360 | 0.0013867 | 3.8519e-06
| 2016/17 | 5/12/2016 | PLANNED | 55752 | 138 | 404 | 0.071584 | 0.00017719
| 2016/17 | 5/12/2016 | PLANNED | 5840 | 40 | 146 | 0.0074984 | 5.1359e-05
| 2016/17 | 5/12/2016 | PLANNED | 402 | 3 | 134 | 0.00051615 | 3.8519e-06
| 2016/17 | 5/12/2016 | PLANNED | 156 | 4 | 39 | 0.0002003 | 5.1359e-06
| 2016/17 | 5/12/2016 | PLANNED | 25 | 1 | 25 | 3.2099e-05 | 1.284e-06
| 2016/17 | 5/12/2016 | PLANNED | 63783 | 171 | 373 | 0.081895 | 0.00021956
| 2016/17 | 5/12/2016 | PLANNED | 108 | 1 | 108 | 0.00013867 | 1.284e-06
| 2016/17 | 5/12/2016 | PLANNED | 175 | 1 | 175 | 0.00022469 | 1.284e-06
| 2016/17 | 5/12/2016 | PLANNED | 75 | 1 | 75 | 9.6298e-05 | 1.284e-06
| 2016/17 | 5/12/2016 | PLANNED | 3686 | 97 | 38 | 0.0047327 | 0.00012454
| 2016/17 | 5/12/2016 | PLANNED | 69144 | 536 | 129 | 0.088779 | 0.00068821
| 2016/17 | 5/12/2016 | PLANNED | 50 | 5 | 10 | 6.4198e-05 | 6.4198e-06
| 2016/17 | 5/12/2016 | PLANNED | 652 | 4 | 163 | 0.00083715 | 5.1359e-06
| 2016/17 | 5/12/2016 | PLANNED | 60 | 3 | 20 | 7.7038e-05 | 3.8519e-06
| 2016/17 | 5/12/2016 | PLANNED | 426 | 1 | 426 | 0.00054697 | 1.284e-06
| 2016/17 | 6/12/2016 | PLANNED | 3807 | 47 | 81 | 0.0048881 | 6.0346e-05
| 2016/17 | 6/12/2016 | PLANNED | 7150 | 22 | 325 | 0.0091804 | 2.8247e-05
| 2016/17 | 6/12/2016 | PLANNED | 5059 | 15 | 337.2667 | 0.0064956 | 1.926e-05
| 2016/17 | 6/12/2016 | PLANNED | 2250 | 5 | 450 | 0.0028889 | 6.4198e-06
| 2016/17 | 6/12/2016 | PLANNED | 100 | 2 | 50 | 0.0001284 | 2.5679e-06
| 2016/17 | 6/12/2016 | PLANNED | 3276 | 9 | 364 | 0.0042063 | 1.1556e-05
| 2016/17 | 6/12/2016 | PLANNED | 45 | 5 | 9 | 5.7779e-05 | 6.4198e-06
| 2016/17 | 6/12/2016 | PLANNED | 34480 | 80 | 431 | 0.044271 | 0.00010272
| 2016/17 | 6/12/2016 | PLANNED | 1252 | 4 | 313 | 0.0016075 | 5.1359e-06
| 2016/17 | 6/12/2016 | PLANNED | 45325 | 245 | 185 | 0.058196 | 0.00031457
| 2016/17 | 6/12/2016 | PLANNED | 20520 | 76 | 270 | 0.026347 | 9.7582e-05
| 2016/17 | 6/12/2016 | PLANNED | 36 | 2 | 18 | 4.6223e-05 | 2.5679e-06
| 2016/17 | 6/12/2016 | PLANNED | 3840 | 16 | 240 | 0.0049304 | 2.0543e-05
| 2016/17 | 6/12/2016 | PLANNED | 2368 | 16 | 148 | 0.0030404 | 2.0543e-05
| 2016/17 | 6/12/2016 | PLANNED | 20374 | 77 | 264.5974 | 0.02616 | 9.8865e-05
| 2016/17 | 6/12/2016 | PLANNED | 9152 | 32 | 286 | 0.011751 | 4.1087e-05
| 2016/17 | 6/12/2016 | PLANNED | 102 | 1 | 102 | 0.00013096 | 1.284e-06
| 2016/17 | 6/12/2016 | PLANNED | 24 | 1 | 24 | 3.0815e-05 | 1.284e-06
| 2016/17 | 6/12/2016 | PLANNED | 21 | 1 | 21 | 2.6963e-05 | 1.284e-06
| 2016/17 | 6/12/2016 | PLANNED | 826 | 118 | 7 | 0.0010606 | 0.00015151
| 2016/17 | 6/12/2016 | PLANNED | 38 | 1 | 38 | 4.8791e-05 | 1.284e-06
| 2016/17 | 6/12/2016 | PLANNED | 3 | 1 | 3 | 3.8519e-06 | 1.284e-06
| 2016/17 | 6/12/2016 | PLANNED | 51 | 3 | 17 | 6.5482e-05 | 3.8519e-06
| 2016/17 | 6/12/2016 | PLANNED | 2280 | 19 | 120 | 0.0029274 | 2.4395e-05
| 2016/17 | 7/12/2016 | PLANNED | 33540 | 80 | 419.25 | 0.043064 | 0.00010272
| 2016/17 | 7/12/2016 | PLANNED | 3520 | 8 | 440 | 0.0045196 | 1.0272e-05
| 2016/17 | 7/12/2016 | PLANNED | 32 | 4 | 8 | 4.1087e-05 | 5.1359e-06
| 2016/17 | 7/12/2016 | PLANNED | 496 | 4 | 124 | 0.00063685 | 5.1359e-06
| 2016/17 | 7/12/2016 | PLANNED | 780 | 2 | 390 | 0.0010015 | 2.5679e-06
| 2016/17 | 7/12/2016 | PLANNED | 3410 | 11 | 310 | 0.0043783 | 1.4124e-05
| 2016/17 | 7/12/2016 | PLANNED | 74382 | 231 | 322 | 0.095504 | 0.0002966
| 2016/17 | 7/12/2016 | PLANNED | 72 | 1 | 72 | 9.2446e-05 | 1.284e-06
| 2016/17 | 7/12/2016 | PLANNED | 170 | 2 | 85 | 0.00021827 | 2.5679e-06
| 2016/17 | 7/12/2016 | PLANNED | 983 | 7 | 140.4286 | 0.0012621 | 8.9878e-06
| 2016/17 | 7/12/2016 | PLANNED | 5424 | 18 | 301.3333 | 0.0069642 | 2.3111e-05
| 2016/17 | 7/12/2016 | PLANNED | 12691 | 49 | 259 | 0.016295 | 6.2914e-05
| 2016/17 | 7/12/2016 | PLANNED | 3405 | 15 | 227 | 0.0043719 | 1.926e-05
| 2016/17 | 7/12/2016 | PLANNED | 5500 | 11 | 500 | 0.0070618 | 1.4124e-05
| 2016/17 | 7/12/2016 | PLANNED | 36 | 3 | 12 | 4.6223e-05 | 3.8519e-06
| 2016/17 | 7/12/2016 | PLANNED | 34 | 1 | 34 | 4.3655e-05 | 1.284e-06
| 2016/17 | 7/12/2016 | PLANNED | 66 | 3 | 22 | 8.4742e-05 | 3.8519e-06
| 2016/17 | 7/12/2016 | PLANNED | 335 | 5 | 67 | 0.00043013 | 6.4198e-06
| 2016/17 | 7/12/2016 | PLANNED | 100 | 4 | 25 | 0.0001284 | 5.1359e-06
| 2016/17 | 7/12/2016 | PLANNED | 114 | 2 | 57 | 0.00014637 | 2.5679e-06
| 2016/17 | 8/12/2016 | PLANNED | 2070 | 6 | 345 | 0.0026578 | 7.7038e-06
| 2016/17 | 8/12/2016 | PLANNED | 54 | 2 | 27 | 6.9334e-05 | 2.5679e-06
| 2016/17 | 8/12/2016 | PLANNED | 78 | 13 | 6 | 0.00010015 | 1.6692e-05
| 2016/17 | 8/12/2016 | PLANNED | 9317 | 27 | 345.0741 | 0.011963 | 3.4667e-05
| 2016/17 | 8/12/2016 | PLANNED | 5346 | 18 | 297 | 0.0068641 | 2.3111e-05
| 2016/17 | 8/12/2016 | PLANNED | 17280 | 48 | 360 | 0.022187 | 6.163e-05
| 2016/17 | 8/12/2016 | PLANNED | 2730 | 8 | 341.25 | 0.0035052 | 1.0272e-05
| 2016/17 | 8/12/2016 | PLANNED | 60032 | 134 | 448 | 0.077079 | 0.00017205
| 2016/17 | 8/12/2016 | PLANNED | 58 | 2 | 29 | 7.447e-05 | 2.5679e-06
| 2016/17 | 8/12/2016 | PLANNED | 8964 | 36 | 249 | 0.011509 | 4.6223e-05
| 2016/17 | 8/12/2016 | PLANNED | 410 | 2 | 205 | 0.00052643 | 2.5679e-06
| 2016/17 | 8/12/2016 | PLANNED | 185 | 7 | 26.4286 | 0.00023753 | 8.9878e-06
| 2016/17 | 8/12/2016 | PLANNED | 960 | 8 | 120 | 0.0012326 | 1.0272e-05
| 2016/17 | 8/12/2016 | PLANNED | 88 | 8 | 11 | 0.00011299 | 1.0272e-05
| 2016/17 | 8/12/2016 | PLANNED | 54003 | 141 | 383 | 0.069338 | 0.00018104
| 2016/17 | 8/12/2016 | PLANNED | 2856 | 42 | 68 | 0.003667 | 5.3927e-05
| 2016/17 | 8/12/2016 | PLANNED | 330 | 5 | 66 | 0.00042371 | 6.4198e-06
| 2016/17 | 8/12/2016 | PLANNED | 330 | 22 | 15 | 0.00042371 | 2.8247e-05
| 2016/17 | 8/12/2016 | PLANNED | 348 | 1 | 348 | 0.00044682 | 1.284e-06
| 2016/17 | 8/12/2016 | PLANNED | 45 | 3 | 15 | 5.7779e-05 | 3.8519e-06
| 2016/17 | 8/12/2016 | PLANNED | 1265 | 14 | 90.3571 | 0.0016242 | 1.7976e-05
| 2016/17 | 8/12/2016 | PLANNED | 78 | 2 | 39 | 0.00010015 | 2.5679e-06
| 2016/17 | 9/12/2016 | PLANNED | 85905 | 345 | 249 | 0.1103 | 0.00044297
| 2016/17 | 9/12/2016 | PLANNED | 3398 | 10 | 339.8 | 0.0043629 | 1.284e-05
| 2016/17 | 9/12/2016 | PLANNED | 192 | 2 | 96 | 0.00024652 | 2.5679e-06
| 2016/17 | 9/12/2016 | PLANNED | 75 | 1 | 75 | 9.6298e-05 | 1.284e-06
| 2016/17 | 9/12/2016 | PLANNED | 4851 | 63 | 77 | 0.0062285 | 8.089e-05
| 2016/17 | 9/12/2016 | PLANNED | 3614 | 26 | 139 | 0.0046403 | 3.3383e-05
| 2016/17 | 9/12/2016 | PLANNED | 472 | 59 | 8 | 0.00060603 | 7.5754e-05
| 2016/17 | 9/12/2016 | PLANNED | 361 | 1 | 361 | 0.00046351 | 1.284e-06
| 2016/17 | 9/12/2016 | PLANNED | 106470 | 315 | 338 | 0.1367 | 0.00040445
| 2016/17 | 9/12/2016 | PLANNED | 221076 | 621 | 356 | 0.28385 | 0.00079734
| 2016/17 | 9/12/2016 | PLANNED | 1515 | 5 | 303 | 0.0019452 | 6.4198e-06
| 2016/17 | 9/12/2016 | PLANNED | 1312 | 4 | 328 | 0.0016846 | 5.1359e-06
| 2016/17 | 9/12/2016 | PLANNED | 166 | 1 | 166 | 0.00021314 | 1.284e-06
| 2016/17 | 9/12/2016 | PLANNED | 16100 | 70 | 230 | 0.020672 | 8.9878e-05
| 2016/17 | 9/12/2016 | PLANNED | 23320 | 88 | 265 | 0.029942 | 0.00011299
| 2016/17 | 9/12/2016 | PLANNED | 4440 | 30 | 148 | 0.0057008 | 3.8519e-05
| 2016/17 | 9/12/2016 | PLANNED | 160 | 4 | 40 | 0.00020543 | 5.1359e-06
| 2016/17 | 9/12/2016 | PLANNED | 45 | 1 | 45 | 5.7779e-05 | 1.284e-06
| 2016/17 | 9/12/2016 | PLANNED | 10 | 1 | 10 | 1.284e-05 | 1.284e-06
| 2016/17 | 9/12/2016 | PLANNED | 240 | 1 | 240 | 0.00030815 | 1.284e-06
| 2016/17 | 9/12/2016 | PLANNED | 68 | 2 | 34 | 8.731e-05 | 2.5679e-06
| 2016/17 | 9/12/2016 | PLANNED | 186 | 2 | 93 | 0.00023882 | 2.5679e-06
| 2016/17 | 9/12/2016 | PLANNED | 17200 | 172 | 100 | 0.022084 | 0.00022084
| 2016/17 | 9/12/2016 | PLANNED | 150 | 15 | 10 | 0.0001926 | 1.926e-05
| 2016/17 | 9/12/2016 | PLANNED | 165 | 6 | 27.5 | 0.00021185 | 7.7038e-06
| 2016/17 | 9/12/2016 | PLANNED | 63 | 1 | 63 | 8.089e-05 | 1.284e-06
| 2016/17 | 10/12/2016 | PLANNED | 252 | 21 | 12 | 0.00032356 | 2.6963e-05
| 2016/17 | 10/12/2016 | PLANNED | 4958 | 37 | 134 | 0.0063659 | 4.7507e-05
| 2016/17 | 10/12/2016 | PLANNED | 5166 | 14 | 369 | 0.006633 | 1.7976e-05
| 2016/17 | 10/12/2016 | PLANNED | 2352 | 14 | 168 | 0.0030199 | 1.7976e-05
| 2016/17 | 10/12/2016 | PLANNED | 154 | 7 | 22 | 0.00019773 | 8.9878e-06
| 2016/17 | 10/12/2016 | PLANNED | 20 | 4 | 5 | 2.5679e-05 | 5.1359e-06
| 2016/17 | 11/12/2016 | PLANNED | 450 | 2 | 225 | 0.00057779 | 2.5679e-06
| 2016/17 | 11/12/2016 | PLANNED | 14490 | 42 | 345 | 0.018605 | 5.3927e-05
| 2016/17 | 11/12/2016 | PLANNED | 53320 | 172 | 310 | 0.068461 | 0.00022084
| 2016/17 | 11/12/2016 | PLANNED | 18076 | 52 | 347.6154 | 0.023209 | 6.6766e-05
| 2016/17 | 11/12/2016 | PLANNED | 142884 | 441 | 324 | 0.18346 | 0.00056623
| 2016/17 | 11/12/2016 | PLANNED | 3850 | 11 | 350 | 0.0049433 | 1.4124e-05
| 2016/17 | 12/12/2016 | PLANNED | 604 | 22 | 27.4545 | 0.00077552 | 2.8247e-05
| 2016/17 | 12/12/2016 | PLANNED | 8236 | 71 | 116 | 0.010575 | 9.1162e-05
| 2016/17 | 12/12/2016 | PLANNED | 910 | 5 | 182 | 0.0011684 | 6.4198e-06
| 2016/17 | 12/12/2016 | PLANNED | 12298 | 43 | 286 | 0.01579 | 5.5211e-05
| 2016/17 | 12/12/2016 | PLANNED | 10933 | 29 | 377 | 0.014038 | 3.7235e-05
| 2016/17 | 12/12/2016 | PLANNED | 3780 | 21 | 180 | 0.0048534 | 2.6963e-05
| 2016/17 | 12/12/2016 | PLANNED | 6 | 2 | 3 | 7.7038e-06 | 2.5679e-06
| 2016/17 | 12/12/2016 | PLANNED | 8178 | 29 | 282 | 0.0105 | 3.7235e-05
| 2016/17 | 12/12/2016 | PLANNED | 64 | 4 | 16 | 8.2174e-05 | 5.1359e-06
| 2016/17 | 12/12/2016 | PLANNED | 912 | 3 | 304 | 0.001171 | 3.8519e-06
| 2016/17 | 12/12/2016 | PLANNED | 17680 | 52 | 340 | 0.022701 | 6.6766e-05
| 2016/17 | 12/12/2016 | PLANNED | 948 | 62 | 15.2903 | 0.0012172 | 7.9606e-05
| 2016/17 | 12/12/2016 | PLANNED | 1460 | 73 | 20 | 0.0018746 | 9.373e-05
| 2016/17 | 12/12/2016 | PLANNED | 87 | 6 | 14.5 | 0.00011171 | 7.7038e-06
| 2016/17 | 12/12/2016 | PLANNED | 47 | 1 | 47 | 6.0346e-05 | 1.284e-06
| 2016/17 | 12/12/2016 | PLANNED | 20 | 4 | 5 | 2.5679e-05 | 5.1359e-06
| 2016/17 | 12/12/2016 | PLANNED | 12348 | 84 | 147 | 0.015854 | 0.00010785
| 2016/17 | 12/12/2016 | PLANNED | 360 | 3 | 120 | 0.00046223 | 3.8519e-06
| 2016/17 | 12/12/2016 | PLANNED | 8 | 2 | 4 | 1.0272e-05 | 2.5679e-06
| 2016/17 | 12/12/2016 | PLANNED | 919 | 37 | 24.8378 | 0.00118 | 4.7507e-05
| 2016/17 | 12/12/2016 | PLANNED | 602 | 7 | 86 | 0.00077295 | 8.9878e-06
| 2016/17 | 12/12/2016 | PLANNED | 40 | 4 | 10 | 5.1359e-05 | 5.1359e-06
| 2016/17 | 12/12/2016 | PLANNED | 34777 | 419 | 83 | 0.044653 | 0.00053798
| 2016/17 | 12/12/2016 | PLANNED | 898 | 6 | 149.6667 | 0.001153 | 7.7038e-06
| 2016/17 | 13/12/2016 | PLANNED | 112 | 1 | 112 | 0.0001438 | 1.284e-06
| 2016/17 | 13/12/2016 | PLANNED | 2688 | 16 | 168 | 0.0034513 | 2.0543e-05
| 2016/17 | 13/12/2016 | PLANNED | 37386 | 93 | 402 | 0.048002 | 0.00011941
| 2016/17 | 13/12/2016 | PLANNED | 90 | 2 | 45 | 0.00011556 | 2.5679e-06
| 2016/17 | 13/12/2016 | PLANNED | 1680 | 6 | 280 | 0.0021571 | 7.7038e-06
| 2016/17 | 13/12/2016 | PLANNED | 62 | 2 | 31 | 7.9606e-05 | 2.5679e-06
| 2016/17 | 13/12/2016 | PLANNED | 12276 | 18 | 682 | 0.015762 | 2.3111e-05
| 2016/17 | 13/12/2016 | PLANNED | 4624 | 17 | 272 | 0.0059371 | 2.1827e-05
| 2016/17 | 13/12/2016 | PLANNED | 572 | 4 | 143 | 0.00073443 | 5.1359e-06
| 2016/17 | 13/12/2016 | PLANNED | 3440 | 16 | 215 | 0.0044168 | 2.0543e-05
| 2016/17 | 13/12/2016 | PLANNED | 12742 | 46 | 277 | 0.01636 | 5.9062e-05
| 2016/17 | 13/12/2016 | PLANNED | 27202 | 647 | 42.0433 | 0.034926 | 0.00083073
| 2016/17 | 13/12/2016 | PLANNED | 14175 | 35 | 405 | 0.0182 | 4.4939e-05
| 2016/17 | 13/12/2016 | PLANNED | 5572 | 14 | 398 | 0.0071543 | 1.7976e-05
| 2016/17 | 13/12/2016 | PLANNED | 6792 | 24 | 283 | 0.0087207 | 3.0815e-05
| 2016/17 | 13/12/2016 | PLANNED | 66120 | 232 | 285 | 0.084896 | 0.00029788
| 2016/17 | 13/12/2016 | PLANNED | 6900 | 27 | 255.5556 | 0.0088594 | 3.4667e-05
| 2016/17 | 13/12/2016 | PLANNED | 150 | 2 | 75 | 0.0001926 | 2.5679e-06
| 2016/17 | 13/12/2016 | PLANNED | 3887 | 13 | 299 | 0.0049908 | 1.6692e-05
| 2016/17 | 13/12/2016 | PLANNED | 197 | 1 | 197 | 0.00025294 | 1.284e-06
| 2016/17 | 13/12/2016 | PLANNED | 96 | 3 | 32 | 0.00012326 | 3.8519e-06
| 2016/17 | 13/12/2016 | PLANNED | 6630 | 78 | 85 | 0.0085127 | 0.00010015
| 2016/17 | 13/12/2016 | PLANNED | 3701 | 18 | 205.6111 | 0.004752 | 2.3111e-05
| 2016/17 | 13/12/2016 | PLANNED | 6688 | 38 | 176 | 0.0085872 | 4.8791e-05
| 2016/17 | 13/12/2016 | PLANNED | 2688 | 16 | 168 | 0.0034513 | 2.0543e-05
| 2016/17 | 13/12/2016 | PLANNED | 69 | 3 | 23 | 8.8594e-05 | 3.8519e-06
| 2016/17 | 14/12/2016 | PLANNED | 470 | 2 | 235 | 0.00060346 | 2.5679e-06
| 2016/17 | 14/12/2016 | PLANNED | 85500 | 228 | 375 | 0.10978 | 0.00029274
| 2016/17 | 14/12/2016 | PLANNED | 77878 | 182 | 427.9011 | 0.099993 | 0.00023368
| 2016/17 | 14/12/2016 | PLANNED | 9520 | 28 | 340 | 0.012223 | 3.5951e-05
| 2016/17 | 14/12/2016 | PLANNED | 34754 | 121 | 287.2231 | 0.044623 | 0.00015536
| 2016/17 | 14/12/2016 | PLANNED | 3004 | 8 | 375.5 | 0.003857 | 1.0272e-05
| 2016/17 | 14/12/2016 | PLANNED | 10761 | 51 | 211 | 0.013817 | 6.5482e-05
| 2016/17 | 14/12/2016 | PLANNED | 2728 | 31 | 88 | 0.0035027 | 3.9803e-05
| 2016/17 | 14/12/2016 | PLANNED | 1260 | 7 | 180 | 0.0016178 | 8.9878e-06
| 2016/17 | 14/12/2016 | PLANNED | 3510 | 9 | 390 | 0.0045067 | 1.1556e-05
| 2016/17 | 14/12/2016 | PLANNED | 10431 | 61 | 171 | 0.013393 | 7.8322e-05
| 2016/17 | 14/12/2016 | PLANNED | 60 | 2 | 30 | 7.7038e-05 | 2.5679e-06
| 2016/17 | 14/12/2016 | PLANNED | 4035 | 13 | 310.3846 | 0.0051808 | 1.6692e-05
| 2016/17 | 14/12/2016 | PLANNED | 6820 | 44 | 155 | 0.0087567 | 5.6495e-05
| 2016/17 | 14/12/2016 | PLANNED | 16750 | 209 | 80.1435 | 0.021506 | 0.00026835
| 2016/17 | 14/12/2016 | PLANNED | 1228 | 4 | 307 | 0.0015767 | 5.1359e-06
| 2016/17 | 14/12/2016 | PLANNED | 48190 | 122 | 395 | 0.061874 | 0.00015664
| 2016/17 | 14/12/2016 | PLANNED | 2730 | 10 | 273 | 0.0035052 | 1.284e-05
| 2016/17 | 14/12/2016 | PLANNED | 291 | 3 | 97 | 0.00037363 | 3.8519e-06
| 2016/17 | 14/12/2016 | PLANNED | 9454 | 29 | 326 | 0.012139 | 3.7235e-05
| 2016/17 | 14/12/2016 | PLANNED | 6072 | 66 | 92 | 0.0077962 | 8.4742e-05
| 2016/17 | 14/12/2016 | PLANNED | 57 | 1 | 57 | 7.3186e-05 | 1.284e-06
| 2016/17 | 14/12/2016 | PLANNED | 165 | 3 | 55 | 0.00021185 | 3.8519e-06
| 2016/17 | 14/12/2016 | PLANNED | 49 | 1 | 49 | 6.2914e-05 | 1.284e-06
| 2016/17 | 14/12/2016 | PLANNED | 72 | 4 | 18 | 9.2446e-05 | 5.1359e-06
| 2016/17 | 14/12/2016 | PLANNED | 2924 | 43 | 68 | 0.0037543 | 5.5211e-05
| 2016/17 | 15/12/2016 | PLANNED | 34224 | 93 | 368 | 0.043942 | 0.00011941
| 2016/17 | 15/12/2016 | PLANNED | 146673 | 379 | 387 | 0.18832 | 0.00048662
| 2016/17 | 15/12/2016 | PLANNED | 5496 | 1374 | 4 | 0.0070567 | 0.0017642
| 2016/17 | 15/12/2016 | PLANNED | 6830 | 1366 | 5 | 0.0087695 | 0.0017539
| 2016/17 | 15/12/2016 | PLANNED | 598 | 1 | 598 | 0.00076781 | 1.284e-06
| 2016/17 | 15/12/2016 | PLANNED | 15120 | 270 | 56 | 0.019414 | 0.00034667
| 2016/17 | 15/12/2016 | PLANNED | 5460 | 12 | 455 | 0.0070105 | 1.5408e-05
| 2016/17 | 15/12/2016 | PLANNED | 510 | 2 | 255 | 0.00065482 | 2.5679e-06
| 2016/17 | 15/12/2016 | PLANNED | 750 | 10 | 75 | 0.00096298 | 1.284e-05
| 2016/17 | 15/12/2016 | PLANNED | 58970 | 300 | 196.5667 | 0.075716 | 0.00038519
| 2016/17 | 15/12/2016 | PLANNED | 5250 | 25 | 210 | 0.0067408 | 3.2099e-05
| 2016/17 | 15/12/2016 | PLANNED | 9250 | 25 | 370 | 0.011877 | 3.2099e-05
| 2016/17 | 15/12/2016 | PLANNED | 156 | 6 | 26 | 0.0002003 | 7.7038e-06
| 2016/17 | 15/12/2016 | PLANNED | 5376 | 21 | 256 | 0.0069026 | 2.6963e-05
| 2016/17 | 15/12/2016 | PLANNED | 13328 | 136 | 98 | 0.017113 | 0.00017462
| 2016/17 | 15/12/2016 | PLANNED | 11696 | 86 | 136 | 0.015017 | 0.00011042
| 2016/17 | 15/12/2016 | PLANNED | 310 | 1 | 310 | 0.00039803 | 1.284e-06
| 2016/17 | 15/12/2016 | PLANNED | 2142 | 6 | 357 | 0.0027503 | 7.7038e-06
| 2016/17 | 15/12/2016 | PLANNED | 4016 | 16 | 251 | 0.0051564 | 2.0543e-05
| 2016/17 | 15/12/2016 | PLANNED | 4284 | 21 | 204 | 0.0055005 | 2.6963e-05
| 2016/17 | 15/12/2016 | PLANNED | 138 | 1 | 138 | 0.00017719 | 1.284e-06
| 2016/17 | 15/12/2016 | PLANNED | 9412 | 52 | 181 | 0.012085 | 6.6766e-05
| 2016/17 | 15/12/2016 | PLANNED | 7740 | 60 | 129 | 0.0099379 | 7.7038e-05
| 2016/17 | 15/12/2016 | PLANNED | 2112 | 12 | 176 | 0.0027117 | 1.5408e-05
| 2016/17 | 15/12/2016 | PLANNED | 170 | 2 | 85 | 0.00021827 | 2.5679e-06
| 2016/17 | 15/12/2016 | PLANNED | 4807 | 23 | 209 | 0.006172 | 2.9531e-05
| 2016/17 | 15/12/2016 | PLANNED | 80 | 5 | 16 | 0.00010272 | 6.4198e-06
| 2016/17 | 15/12/2016 | PLANNED | 46 | 1 | 46 | 5.9062e-05 | 1.284e-06
| 2016/17 | 15/12/2016 | PLANNED | 1377 | 17 | 81 | 0.001768 | 2.1827e-05
| 2016/17 | 15/12/2016 | PLANNED | 80 | 2 | 40 | 0.00010272 | 2.5679e-06
| 2016/17 | 15/12/2016 | PLANNED | 5 | 1 | 5 | 6.4198e-06 | 1.284e-06
| 2016/17 | 15/12/2016 | PLANNED | 120 | 3 | 40 | 0.00015408 | 3.8519e-06
| 2016/17 | 15/12/2016 | PLANNED | 195 | 5 | 39 | 0.00025037 | 6.4198e-06
| 2016/17 | 15/12/2016 | PLANNED | 60 | 1 | 60 | 7.7038e-05 | 1.284e-06
| 2016/17 | 15/12/2016 | PLANNED | 435 | 5 | 87 | 0.00055853 | 6.4198e-06
| 2016/17 | 16/12/2016 | PLANNED | 96 | 2 | 48 | 0.00012326 | 2.5679e-06
| 2016/17 | 16/12/2016 | PLANNED | 804 | 2 | 402 | 0.0010323 | 2.5679e-06
| 2016/17 | 16/12/2016 | PLANNED | 6279 | 21 | 299 | 0.008062 | 2.6963e-05
| 2016/17 | 16/12/2016 | PLANNED | 6318 | 26 | 243 | 0.0081121 | 3.3383e-05
| 2016/17 | 16/12/2016 | PLANNED | 86 | 7 | 12.2857 | 0.00011042 | 8.9878e-06
| 2016/17 | 16/12/2016 | PLANNED | 10140 | 52 | 195 | 0.013019 | 6.6766e-05
| 2016/17 | 16/12/2016 | PLANNED | 9256 | 38 | 243.5789 | 0.011884 | 4.8791e-05
| 2016/17 | 16/12/2016 | PLANNED | 39 | 3 | 13 | 5.0075e-05 | 3.8519e-06
| 2016/17 | 16/12/2016 | PLANNED | 207 | 9 | 23 | 0.00026578 | 1.1556e-05
| 2016/17 | 16/12/2016 | PLANNED | 36 | 1 | 36 | 4.6223e-05 | 1.284e-06
| 2016/17 | 16/12/2016 | PLANNED | 160 | 1 | 160 | 0.00020543 | 1.284e-06
| 2016/17 | 16/12/2016 | PLANNED | 85 | 4 | 21.25 | 0.00010914 | 5.1359e-06
| 2016/17 | 16/12/2016 | PLANNED | 942 | 3 | 314 | 0.0012095 | 3.8519e-06
| 2016/17 | 16/12/2016 | PLANNED | 89 | 1 | 89 | 0.00011427 | 1.284e-06
| 2016/17 | 16/12/2016 | PLANNED | 1045 | 3 | 348.3333 | 0.0013417 | 3.8519e-06
| 2016/17 | 16/12/2016 | PLANNED | 3180 | 12 | 265 | 0.004083 | 1.5408e-05
| 2016/17 | 16/12/2016 | PLANNED | 957 | 3 | 319 | 0.0012288 | 3.8519e-06
| 2016/17 | 16/12/2016 | PLANNED | 90 | 1 | 90 | 0.00011556 | 1.284e-06
| 2016/17 | 16/12/2016 | PLANNED | 220 | 8 | 27.5 | 0.00028247 | 1.0272e-05
| 2016/17 | 16/12/2016 | PLANNED | 212 | 11 | 19.2727 | 0.0002722 | 1.4124e-05
| 2016/17 | 16/12/2016 | PLANNED | 1710 | 18 | 95 | 0.0021956 | 2.3111e-05
| 2016/17 | 16/12/2016 | PLANNED | 170 | 2 | 85 | 0.00021827 | 2.5679e-06
| 2016/17 | 17/12/2016 | PLANNED | 1650 | 10 | 165 | 0.0021185 | 1.284e-05
| 2016/17 | 17/12/2016 | PLANNED | 36112 | 122 | 296 | 0.046367 | 0.00015664
| 2016/17 | 17/12/2016 | PLANNED | 9715 | 5 | 1943 | 0.012474 | 6.4198e-06
| 2016/17 | 17/12/2016 | PLANNED | 1280 | 4 | 320 | 0.0016435 | 5.1359e-06
| 2016/17 | 17/12/2016 | PLANNED | 3180 | 15 | 212 | 0.004083 | 1.926e-05
| 2016/17 | 17/12/2016 | PLANNED | 1595 | 11 | 145 | 0.0020479 | 1.4124e-05
| 2016/17 | 17/12/2016 | PLANNED | 55 | 1 | 55 | 7.0618e-05 | 1.284e-06
| 2016/17 | 17/12/2016 | PLANNED | 855 | 9 | 95 | 0.0010978 | 1.1556e-05
| 2016/17 | 18/12/2016 | PLANNED | 764 | 2 | 382 | 0.00098095 | 2.5679e-06
| 2016/17 | 18/12/2016 | PLANNED | 22892 | 74 | 309.3514 | 0.029393 | 9.5014e-05
| 2016/17 | 18/12/2016 | PLANNED | 6059 | 73 | 83 | 0.0077796 | 9.373e-05
| 2016/17 | 18/12/2016 | PLANNED | 41640 | 347 | 120 | 0.053464 | 0.00044554
| 2016/17 | 18/12/2016 | PLANNED | 22892 | 118 | 194 | 0.029393 | 0.00015151
| 2016/17 | 18/12/2016 | PLANNED | 137 | 1 | 137 | 0.0001759 | 1.284e-06
| 2016/17 | 18/12/2016 | PLANNED | 103944 | 284 | 366 | 0.13346 | 0.00036465
| 2016/17 | 18/12/2016 | PLANNED | 4940 | 26 | 190 | 0.0063428 | 3.3383e-05
| 2016/17 | 18/12/2016 | PLANNED | 240 | 5 | 48 | 0.00030815 | 6.4198e-06
| 2016/17 | 18/12/2016 | PLANNED | 1183 | 7 | 169 | 0.0015189 | 8.9878e-06
| 2016/17 | 18/12/2016 | PLANNED | 285 | 3 | 95 | 0.00036593 | 3.8519e-06
| 2016/17 | 19/12/2016 | PLANNED | 828 | 6 | 138 | 0.0010631 | 7.7038e-06
| 2016/17 | 19/12/2016 | PLANNED | 108732 | 221 | 492 | 0.13961 | 0.00028376
| 2016/17 | 19/12/2016 | PLANNED | 9223 | 23 | 401 | 0.011842 | 2.9531e-05
| 2016/17 | 19/12/2016 | PLANNED | 8768 | 32 | 274 | 0.011258 | 4.1087e-05
| 2016/17 | 19/12/2016 | PLANNED | 9180 | 36 | 255 | 0.011787 | 4.6223e-05
| 2016/17 | 19/12/2016 | PLANNED | 132 | 1 | 132 | 0.00016948 | 1.284e-06
| 2016/17 | 19/12/2016 | PLANNED | 6384 | 48 | 133 | 0.0081968 | 6.163e-05
| 2016/17 | 19/12/2016 | PLANNED | 6615 | 21 | 315 | 0.0084934 | 2.6963e-05
| 2016/17 | 19/12/2016 | PLANNED | 10 | 1 | 10 | 1.284e-05 | 1.284e-06
| 2016/17 | 19/12/2016 | PLANNED | 280 | 2 | 140 | 0.00035951 | 2.5679e-06
| 2016/17 | 19/12/2016 | PLANNED | 11228 | 34 | 330.2353 | 0.014416 | 4.3655e-05
| 2016/17 | 19/12/2016 | PLANNED | 345 | 3 | 115 | 0.00044297 | 3.8519e-06
| 2016/17 | 19/12/2016 | PLANNED | 686 | 7 | 98 | 0.0008808 | 8.9878e-06
| 2016/17 | 19/12/2016 | PLANNED | 10 | 1 | 10 | 1.284e-05 | 1.284e-06
| 2016/17 | 19/12/2016 | PLANNED | 845 | 2 | 422.5 | 0.001085 | 2.5679e-06
| 2016/17 | 19/12/2016 | PLANNED | 2519 | 6 | 419.8333 | 0.0032343 | 7.7038e-06
| 2016/17 | 20/12/2016 | PLANNED | 8809 | 23 | 383 | 0.01131 | 2.9531e-05
| 2016/17 | 20/12/2016 | PLANNED | 62830 | 122 | 515 | 0.080672 | 0.00015664
| 2016/17 | 20/12/2016 | PLANNED | 9346 | 52 | 179.7308 | 0.012 | 6.6766e-05
| 2016/17 | 20/12/2016 | PLANNED | 9152 | 26 | 352 | 0.011751 | 3.3383e-05
| 2016/17 | 20/12/2016 | PLANNED | 1250 | 5 | 250 | 0.001605 | 6.4198e-06
| 2016/17 | 20/12/2016 | PLANNED | 7920 | 22 | 360 | 0.010169 | 2.8247e-05
| 2016/17 | 20/12/2016 | PLANNED | 615 | 41 | 15 | 0.00078964 | 5.2643e-05
| 2016/17 | 20/12/2016 | PLANNED | 2100 | 30 | 70 | 0.0026963 | 3.8519e-05
| 2016/17 | 20/12/2016 | PLANNED | 22050 | 147 | 150 | 0.028311 | 0.00018874
| 2016/17 | 20/12/2016 | PLANNED | 294 | 1 | 294 | 0.00037749 | 1.284e-06
| 2016/17 | 20/12/2016 | PLANNED | 5920 | 32 | 185 | 0.0076011 | 4.1087e-05
| 2016/17 | 20/12/2016 | PLANNED | 3655 | 17 | 215 | 0.0046929 | 2.1827e-05
| 2016/17 | 20/12/2016 | PLANNED | 6966 | 23 | 302.8696 | 0.0089441 | 2.9531e-05
| 2016/17 | 20/12/2016 | PLANNED | 171 | 1 | 171 | 0.00021956 | 1.284e-06
| 2016/17 | 20/12/2016 | PLANNED | 4104 | 19 | 216 | 0.0052694 | 2.4395e-05
| 2016/17 | 20/12/2016 | PLANNED | 4400 | 22 | 200 | 0.0056495 | 2.8247e-05
| 2016/17 | 20/12/2016 | PLANNED | 1490 | 10 | 149 | 0.0019131 | 1.284e-05
| 2016/17 | 20/12/2016 | PLANNED | 1320 | 22 | 60 | 0.0016948 | 2.8247e-05
| 2016/17 | 21/12/2016 | PLANNED | 76356 | 189 | 404 | 0.098039 | 0.00024267
| 2016/17 | 21/12/2016 | PLANNED | 2100 | 7 | 300 | 0.0026963 | 8.9878e-06
| 2016/17 | 21/12/2016 | PLANNED | 4095 | 9 | 455 | 0.0052578 | 1.1556e-05
| 2016/17 | 21/12/2016 | PLANNED | 66 | 1 | 66 | 8.4742e-05 | 1.284e-06
| 2016/17 | 21/12/2016 | PLANNED | 56 | 2 | 28 | 7.1902e-05 | 2.5679e-06
| 2016/17 | 21/12/2016 | PLANNED | 30 | 1 | 30 | 3.8519e-05 | 1.284e-06
| 2016/17 | 21/12/2016 | PLANNED | 4047 | 1539 | 2.6296 | 0.0051962 | 0.001976
| 2016/17 | 21/12/2016 | PLANNED | 13920 | 29 | 480 | 0.017873 | 3.7235e-05
| 2016/17 | 21/12/2016 | PLANNED | 1350 | 6 | 225 | 0.0017334 | 7.7038e-06
| 2016/17 | 21/12/2016 | PLANNED | 2090 | 19 | 110 | 0.0026835 | 2.4395e-05
| 2016/17 | 21/12/2016 | PLANNED | 250 | 2 | 125 | 0.00032099 | 2.5679e-06
| 2016/17 | 21/12/2016 | PLANNED | 12650 | 46 | 275 | 0.016242 | 5.9062e-05
| 2016/17 | 21/12/2016 | PLANNED | 145 | 1 | 145 | 0.00018618 | 1.284e-06
| 2016/17 | 21/12/2016 | PLANNED | 2156 | 11 | 196 | 0.0027682 | 1.4124e-05
| 2016/17 | 21/12/2016 | PLANNED | 11700 | 65 | 180 | 0.015022 | 8.3458e-05
| 2016/17 | 21/12/2016 | PLANNED | 5225 | 19 | 275 | 0.0067087 | 2.4395e-05
| 2016/17 | 21/12/2016 | PLANNED | 330 | 2 | 165 | 0.00042371 | 2.5679e-06
| 2016/17 | 21/12/2016 | PLANNED | 1744 | 8 | 218 | 0.0022392 | 1.0272e-05
| 2016/17 | 21/12/2016 | PLANNED | 210 | 2 | 105 | 0.00026963 | 2.5679e-06
| 2016/17 | 21/12/2016 | PLANNED | 450 | 2 | 225 | 0.00057779 | 2.5679e-06
| 2016/17 | 21/12/2016 | PLANNED | 3080 | 55 | 56 | 0.0039546 | 7.0618e-05
| 2016/17 | 21/12/2016 | PLANNED | 63 | 3 | 21 | 8.089e-05 | 3.8519e-06
| 2016/17 | 21/12/2016 | PLANNED | 69 | 1 | 69 | 8.8594e-05 | 1.284e-06
| 2016/17 | 21/12/2016 | PLANNED | 25 | 1 | 25 | 3.2099e-05 | 1.284e-06
| 2016/17 | 21/12/2016 | PLANNED | 60 | 2 | 30 | 7.7038e-05 | 2.5679e-06
| 2016/17 | 21/12/2016 | PLANNED | 50 | 2 | 25 | 6.4198e-05 | 2.5679e-06
| 2016/17 | 21/12/2016 | PLANNED | 236 | 4 | 59 | 0.00030302 | 5.1359e-06
| 2016/17 | 21/12/2016 | PLANNED | 39 | 3 | 13 | 5.0075e-05 | 3.8519e-06
| 2016/17 | 21/12/2016 | PLANNED | 105 | 3 | 35 | 0.00013482 | 3.8519e-06
| 2016/17 | 22/12/2016 | PLANNED | 75 | 1 | 75 | 9.6298e-05 | 1.284e-06
| 2016/17 | 22/12/2016 | PLANNED | 1539 | 1539 | 1 | 0.001976 | 0.001976
| 2016/17 | 22/12/2016 | PLANNED | 6076 | 14 | 434 | 0.0078014 | 1.7976e-05
| 2016/17 | 22/12/2016 | PLANNED | 2385 | 15 | 159 | 0.0030623 | 1.926e-05
| 2016/17 | 22/12/2016 | PLANNED | 320 | 1 | 320 | 0.00041087 | 1.284e-06
| 2016/17 | 22/12/2016 | PLANNED | 1316 | 4 | 329 | 0.0016897 | 5.1359e-06
| 2016/17 | 22/12/2016 | PLANNED | 12936 | 66 | 196 | 0.016609 | 8.4742e-05
| 2016/17 | 22/12/2016 | PLANNED | 7930 | 26 | 305 | 0.010182 | 3.3383e-05
| 2016/17 | 22/12/2016 | PLANNED | 76750 | 240 | 319.7917 | 0.098544 | 0.00030815
| 2016/17 | 22/12/2016 | PLANNED | 9990 | 37 | 270 | 0.012827 | 4.7507e-05
| 2016/17 | 22/12/2016 | PLANNED | 500 | 50 | 10 | 0.00064198 | 6.4198e-05
| 2016/17 | 22/12/2016 | PLANNED | 25195 | 80 | 314.9375 | 0.03235 | 0.00010272
| 2016/17 | 22/12/2016 | PLANNED | 3447 | 68 | 50.6912 | 0.0044258 | 8.731e-05
| 2016/17 | 22/12/2016 | PLANNED | 3123 | 9 | 347 | 0.0040098 | 1.1556e-05
| 2016/17 | 22/12/2016 | PLANNED | 4000 | 16 | 250 | 0.0051359 | 2.0543e-05
| 2016/17 | 22/12/2016 | PLANNED | 12802 | 30 | 426.7333 | 0.016437 | 3.8519e-05
| 2016/17 | 22/12/2016 | PLANNED | 21168 | 98 | 216 | 0.027179 | 0.00012583
| 2016/17 | 22/12/2016 | PLANNED | 200 | 45 | 4.4444 | 0.00025679 | 5.7779e-05
| 2016/17 | 22/12/2016 | PLANNED | 162 | 2 | 81 | 0.000208 | 2.5679e-06
| 2016/17 | 22/12/2016 | PLANNED | 20 | 1 | 20 | 2.5679e-05 | 1.284e-06
| 2016/17 | 22/12/2016 | PLANNED | 40 | 3 | 13.3333 | 5.1359e-05 | 3.8519e-06
| 2016/17 | 22/12/2016 | PLANNED | 166 | 2 | 83 | 0.00021314 | 2.5679e-06
| 2016/17 | 22/12/2016 | PLANNED | 10 | 1 | 10 | 1.284e-05 | 1.284e-06
| 2016/17 | 22/12/2016 | PLANNED | 20 | 1 | 20 | 2.5679e-05 | 1.284e-06
| 2016/17 | 23/12/2016 | PLANNED | 520 | 2 | 260 | 0.00066766 | 2.5679e-06
| 2016/17 | 23/12/2016 | PLANNED | 748 | 44 | 17 | 0.00096041 | 5.6495e-05
| 2016/17 | 23/12/2016 | PLANNED | 74 | 4 | 18.5 | 9.5014e-05 | 5.1359e-06
| 2016/17 | 23/12/2016 | PLANNED | 600 | 30 | 20 | 0.00077038 | 3.8519e-05
| 2016/17 | 23/12/2016 | PLANNED | 1121 | 41 | 27.3415 | 0.0014393 | 5.2643e-05
| 2016/17 | 28/12/2016 | PLANNED | 348 | 2 | 174 | 0.00044682 | 2.5679e-06
| 2016/17 | 28/12/2016 | PLANNED | 50 | 1 | 50 | 6.4198e-05 | 1.284e-06
| 2016/17 | 28/12/2016 | PLANNED | 240 | 8 | 30 | 0.00030815 | 1.0272e-05
| 2016/17 | 29/12/2016 | PLANNED | 1910 | 10 | 191 | 0.0024524 | 1.284e-05
| 2016/17 | 29/12/2016 | PLANNED | 60 | 2 | 30 | 7.7038e-05 | 2.5679e-06
| 2016/17 | 29/12/2016 | PLANNED | 7308 | 58 | 126 | 0.0093832 | 7.447e-05
| 2016/17 | 29/12/2016 | PLANNED | 900 | 3 | 300 | 0.0011556 | 3.8519e-06
| 2016/17 | 29/12/2016 | PLANNED | 50 | 2 | 25 | 6.4198e-05 | 2.5679e-06
| 2016/17 | 29/12/2016 | PLANNED | 90 | 2 | 45 | 0.00011556 | 2.5679e-06
| 2016/17 | 29/12/2016 | PLANNED | 30 | 1 | 30 | 3.8519e-05 | 1.284e-06
| 2016/17 | 29/12/2016 | PLANNED | 24 | 1 | 24 | 3.0815e-05 | 1.284e-06
| 2016/17 | 29/12/2016 | PLANNED | 20 | 2 | 10 | 2.5679e-05 | 2.5679e-06
| 2016/17 | 30/12/2016 | PLANNED | 11484 | 87 | 132 | 0.014745 | 0.00011171
| 2016/17 | 30/12/2016 | PLANNED | 264 | 4 | 66 | 0.00033897 | 5.1359e-06
| 2016/17 | 3/01/2017 | PLANNED | 516 | 6 | 86 | 0.00064984 | 7.5563e-06
| 2016/17 | 3/01/2017 | PLANNED | 17100 | 76 | 225 | 0.021535 | 9.5713e-05
| 2016/17 | 3/01/2017 | PLANNED | 177 | 3 | 59 | 0.00022291 | 3.7782e-06
| 2016/17 | 3/01/2017 | PLANNED | 990 | 3 | 330 | 0.0012468 | 3.7782e-06
| 2016/17 | 3/01/2017 | PLANNED | 165 | 5 | 33 | 0.0002078 | 6.2969e-06
| 2016/17 | 3/01/2017 | PLANNED | 868 | 7 | 124 | 0.0010931 | 8.8157e-06
| 2016/17 | 3/01/2017 | PLANNED | 16 | 3 | 5.3333 | 2.015e-05 | 3.7782e-06
| 2016/17 | 4/01/2017 | PLANNED | 40698 | 153 | 266 | 0.051254 | 0.00019269
| 2016/17 | 4/01/2017 | PLANNED | 108659 | 259 | 419.5328 | 0.13684 | 0.00032618
| 2016/17 | 4/01/2017 | PLANNED | 1295 | 7 | 185 | 0.0016309 | 8.8157e-06
| 2016/17 | 4/01/2017 | PLANNED | 3450 | 10 | 345 | 0.0043449 | 1.2594e-05
| 2016/17 | 4/01/2017 | PLANNED | 1245 | 3 | 415 | 0.0015679 | 3.7782e-06
| 2016/17 | 4/01/2017 | PLANNED | 81 | 5 | 16.2 | 0.00010201 | 6.2969e-06
| 2016/17 | 4/01/2017 | PLANNED | 3570 | 17 | 210 | 0.004496 | 2.141e-05
| 2016/17 | 4/01/2017 | PLANNED | 10896 | 48 | 227 | 0.013722 | 6.0451e-05
| 2016/17 | 4/01/2017 | PLANNED | 710 | 10 | 71 | 0.00089416 | 1.2594e-05
| 2016/17 | 5/01/2017 | PLANNED | 9800 | 28 | 350 | 0.012342 | 3.5263e-05
| 2016/17 | 5/01/2017 | PLANNED | 32400 | 162 | 200 | 0.040804 | 0.00020402
| 2016/17 | 5/01/2017 | PLANNED | 405 | 45 | 9 | 0.00051005 | 5.6672e-05
| 2016/17 | 5/01/2017 | PLANNED | 573 | 3 | 191 | 0.00072163 | 3.7782e-06
| 2016/17 | 5/01/2017 | PLANNED | 50 | 5 | 10 | 6.2969e-05 | 6.2969e-06
| 2016/17 | 5/01/2017 | PLANNED | 43078 | 119 | 362 | 0.054252 | 0.00014987
| 2016/17 | 5/01/2017 | PLANNED | 20925 | 93 | 225 | 0.026353 | 0.00011712
| 2016/17 | 5/01/2017 | PLANNED | 210 | 2 | 105 | 0.00026447 | 2.5188e-06
| 2016/17 | 5/01/2017 | PLANNED | 1773 | 9 | 197 | 0.0022329 | 1.1334e-05
| 2016/17 | 5/01/2017 | PLANNED | 30 | 1 | 30 | 3.7782e-05 | 1.2594e-06
| 2016/17 | 5/01/2017 | PLANNED | 30 | 1 | 30 | 3.7782e-05 | 1.2594e-06
| 2016/17 | 5/01/2017 | PLANNED | 13 | 2 | 6.5 | 1.6372e-05 | 2.5188e-06
| 2016/17 | 5/01/2017 | PLANNED | 85 | 1 | 85 | 0.00010705 | 1.2594e-06
| 2016/17 | 6/01/2017 | PLANNED | 4305 | 41 | 105 | 0.0054217 | 5.1635e-05
| 2016/17 | 6/01/2017 | PLANNED | 1701 | 7 | 243 | 0.0021422 | 8.8157e-06
| 2016/17 | 6/01/2017 | PLANNED | 1206 | 6 | 201 | 0.0015188 | 7.5563e-06
| 2016/17 | 6/01/2017 | PLANNED | 1368 | 8 | 171 | 0.0017228 | 1.0075e-05
| 2016/17 | 6/01/2017 | PLANNED | 27 | 1 | 27 | 3.4003e-05 | 1.2594e-06
| 2016/17 | 6/01/2017 | PLANNED | 43326 | 174 | 249 | 0.054564 | 0.00021913
| 2016/17 | 6/01/2017 | PLANNED | 1449 | 9 | 161 | 0.0018248 | 1.1334e-05
| 2016/17 | 6/01/2017 | PLANNED | 13545 | 45 | 301 | 0.017058 | 5.6672e-05
| 2016/17 | 6/01/2017 | PLANNED | 7208 | 34 | 212 | 0.0090777 | 4.2819e-05
| 2016/17 | 6/01/2017 | PLANNED | 4565 | 55 | 83 | 0.0057491 | 6.9266e-05
| 2016/17 | 6/01/2017 | PLANNED | 40 | 2 | 20 | 5.0375e-05 | 2.5188e-06
| 2016/17 | 6/01/2017 | PLANNED | 60 | 2 | 30 | 7.5563e-05 | 2.5188e-06
| 2016/17 | 6/01/2017 | PLANNED | 20 | 1 | 20 | 2.5188e-05 | 1.2594e-06
| 2016/17 | 6/01/2017 | PLANNED | 30 | 3 | 10 | 3.7782e-05 | 3.7782e-06
| 2016/17 | 6/01/2017 | PLANNED | 90 | 3 | 30 | 0.00011334 | 3.7782e-06
| 2016/17 | 8/01/2017 | PLANNED | 3961 | 17 | 233 | 0.0049884 | 2.141e-05
| 2016/17 | 9/01/2017 | PLANNED | 3780 | 21 | 180 | 0.0047605 | 2.6447e-05
| 2016/17 | 9/01/2017 | PLANNED | 126 | 6 | 21 | 0.00015868 | 7.5563e-06
| 2016/17 | 9/01/2017 | PLANNED | 284 | 2 | 142 | 0.00035767 | 2.5188e-06
| 2016/17 | 9/01/2017 | PLANNED | 4060 | 28 | 145 | 0.0051131 | 3.5263e-05
| 2016/17 | 9/01/2017 | PLANNED | 14520 | 44 | 330 | 0.018286 | 5.5413e-05
| 2016/17 | 9/01/2017 | PLANNED | 1500 | 150 | 10 | 0.0018891 | 0.00018891
| 2016/17 | 9/01/2017 | PLANNED | 40 | 4 | 10 | 5.0375e-05 | 5.0375e-06
| 2016/17 | 9/01/2017 | PLANNED | 150 | 4 | 37.5 | 0.00018891 | 5.0375e-06
| 2016/17 | 9/01/2017 | PLANNED | 29 | 1 | 29 | 3.6522e-05 | 1.2594e-06
| 2016/17 | 10/01/2017 | PLANNED | 19880 | 71 | 280 | 0.025037 | 8.9416e-05
| 2016/17 | 10/01/2017 | PLANNED | 41652 | 89 | 468 | 0.052456 | 0.00011209
| 2016/17 | 10/01/2017 | PLANNED | 46870 | 109 | 430 | 0.059027 | 0.00013727
| 2016/17 | 10/01/2017 | PLANNED | 11375 | 25 | 455 | 0.014326 | 3.1485e-05
| 2016/17 | 10/01/2017 | PLANNED | 24771 | 359 | 69 | 0.031196 | 0.00045212
| 2016/17 | 10/01/2017 | PLANNED | 10240 | 27 | 379.2593 | 0.012896 | 3.4003e-05
| 2016/17 | 10/01/2017 | PLANNED | 945 | 3 | 315 | 0.0011901 | 3.7782e-06
| 2016/17 | 10/01/2017 | PLANNED | 17625 | 75 | 235 | 0.022197 | 9.4454e-05
| 2016/17 | 10/01/2017 | PLANNED | 68340 | 201 | 340 | 0.086066 | 0.00025314
| 2016/17 | 10/01/2017 | PLANNED | 33369 | 110 | 303.3545 | 0.042024 | 0.00013853
| 2016/17 | 10/01/2017 | PLANNED | 1476 | 9 | 164 | 0.0018589 | 1.1334e-05
| 2016/17 | 10/01/2017 | PLANNED | 1358 | 4 | 339.5 | 0.0017102 | 5.0375e-06
| 2016/17 | 10/01/2017 | PLANNED | 175 | 25 | 7 | 0.00022039 | 3.1485e-05
| 2016/17 | 10/01/2017 | PLANNED | 140 | 1 | 140 | 0.00017631 | 1.2594e-06
| 2016/17 | 10/01/2017 | PLANNED | 18 | 1 | 18 | 2.2669e-05 | 1.2594e-06
| 2016/17 | 10/01/2017 | PLANNED | 165 | 3 | 55 | 0.0002078 | 3.7782e-06
| 2016/17 | 10/01/2017 | PLANNED | 25 | 1 | 25 | 3.1485e-05 | 1.2594e-06
| 2016/17 | 11/01/2017 | PLANNED | 15290 | 55 | 278 | 0.019256 | 6.9266e-05
| 2016/17 | 11/01/2017 | PLANNED | 4690 | 14 | 335 | 0.0059065 | 1.7631e-05
| 2016/17 | 11/01/2017 | PLANNED | 154200 | 784 | 196.6837 | 0.1942 | 0.00098736
| 2016/17 | 11/01/2017 | PLANNED | 70 | 2 | 35 | 8.8157e-05 | 2.5188e-06
| 2016/17 | 11/01/2017 | PLANNED | 18081 | 49 | 369 | 0.022771 | 6.171e-05
| 2016/17 | 11/01/2017 | PLANNED | 2226 | 21 | 106 | 0.0028034 | 2.6447e-05
| 2016/17 | 11/01/2017 | PLANNED | 392 | 8 | 49 | 0.00049368 | 1.0075e-05
| 2016/17 | 11/01/2017 | PLANNED | 265 | 1 | 265 | 0.00033374 | 1.2594e-06
| 2016/17 | 11/01/2017 | PLANNED | 1665 | 111 | 15 | 0.0020969 | 0.00013979
| 2016/17 | 11/01/2017 | PLANNED | 4485 | 23 | 195 | 0.0056483 | 2.8966e-05
| 2016/17 | 11/01/2017 | PLANNED | 6090 | 29 | 210 | 0.0076697 | 3.6522e-05
| 2016/17 | 11/01/2017 | PLANNED | 390 | 2 | 195 | 0.00049116 | 2.5188e-06
| 2016/17 | 11/01/2017 | PLANNED | 6842 | 22 | 311 | 0.0086167 | 2.7706e-05
| 2016/17 | 11/01/2017 | PLANNED | 3588 | 23 | 156 | 0.0045187 | 2.8966e-05
| 2016/17 | 11/01/2017 | PLANNED | 10406 | 43 | 242 | 0.013105 | 5.4154e-05
| 2016/17 | 11/01/2017 | PLANNED | 47 | 1 | 47 | 5.9191e-05 | 1.2594e-06
| 2016/17 | 11/01/2017 | PLANNED | 892 | 14 | 63.7143 | 0.0011234 | 1.7631e-05
| 2016/17 | 11/01/2017 | PLANNED | 130 | 2 | 65 | 0.00016372 | 2.5188e-06
| 2016/17 | 11/01/2017 | PLANNED | 115 | 1 | 115 | 0.00014483 | 1.2594e-06
| 2016/17 | 11/01/2017 | PLANNED | 24 | 1 | 24 | 3.0225e-05 | 1.2594e-06
| 2016/17 | 11/01/2017 | PLANNED | 609 | 3 | 203 | 0.00076697 | 3.7782e-06
| 2016/17 | 11/01/2017 | PLANNED | 40 | 1 | 40 | 5.0375e-05 | 1.2594e-06
| 2016/17 | 11/01/2017 | PLANNED | 200 | 4 | 50 | 0.00025188 | 5.0375e-06
| 2016/17 | 11/01/2017 | PLANNED | 5 | 1 | 5 | 6.2969e-06 | 1.2594e-06
| 2016/17 | 11/01/2017 | PLANNED | 7072 | 34 | 208 | 0.0089064 | 4.2819e-05
| 2016/17 | 11/01/2017 | PLANNED | 90 | 3 | 30 | 0.00011334 | 3.7782e-06
| 2016/17 | 11/01/2017 | PLANNED | 25 | 1 | 25 | 3.1485e-05 | 1.2594e-06
| 2016/17 | 11/01/2017 | PLANNED | 134 | 2 | 67 | 0.00016876 | 2.5188e-06
| 2016/17 | 11/01/2017 | PLANNED | 40 | 2 | 20 | 5.0375e-05 | 2.5188e-06
| 2016/17 | 11/01/2017 | PLANNED | 69 | 3 | 23 | 8.6898e-05 | 3.7782e-06
| 2016/17 | 12/01/2017 | PLANNED | 42 | 1 | 42 | 5.2894e-05 | 1.2594e-06
| 2016/17 | 12/01/2017 | PLANNED | 3185 | 13 | 245 | 0.0040111 | 1.6372e-05
| 2016/17 | 12/01/2017 | PLANNED | 4290 | 12 | 357.5 | 0.0054028 | 1.5113e-05
| 2016/17 | 12/01/2017 | PLANNED | 16920 | 40 | 423 | 0.021309 | 5.0375e-05
| 2016/17 | 12/01/2017 | PLANNED | 10750 | 25 | 430 | 0.013538 | 3.1485e-05
| 2016/17 | 12/01/2017 | PLANNED | 40851 | 111 | 368.027 | 0.051447 | 0.00013979
| 2016/17 | 12/01/2017 | PLANNED | 21072 | 93 | 226.5806 | 0.026538 | 0.00011712
| 2016/17 | 12/01/2017 | PLANNED | 540 | 3 | 180 | 0.00068007 | 3.7782e-06
| 2016/17 | 12/01/2017 | PLANNED | 15540 | 74 | 210 | 0.019571 | 9.3195e-05
| 2016/17 | 12/01/2017 | PLANNED | 150 | 1 | 150 | 0.00018891 | 1.2594e-06
| 2016/17 | 12/01/2017 | PLANNED | 19980 | 74 | 270 | 0.025163 | 9.3195e-05
| 2016/17 | 12/01/2017 | PLANNED | 111 | 3 | 37 | 0.00013979 | 3.7782e-06
| 2016/17 | 12/01/2017 | PLANNED | 394 | 2 | 197 | 0.0004962 | 2.5188e-06
| 2016/17 | 12/01/2017 | PLANNED | 72 | 1 | 72 | 9.0676e-05 | 1.2594e-06
| 2016/17 | 12/01/2017 | PLANNED | 23895 | 81 | 295 | 0.030093 | 0.00010201
| 2016/17 | 12/01/2017 | PLANNED | 340 | 4 | 85 | 0.00042819 | 5.0375e-06
| 2016/17 | 12/01/2017 | PLANNED | 570 | 2 | 285 | 0.00071785 | 2.5188e-06
| 2016/17 | 12/01/2017 | PLANNED | 66 | 1 | 66 | 8.3119e-05 | 1.2594e-06
| 2016/17 | 12/01/2017 | PLANNED | 25 | 1 | 25 | 3.1485e-05 | 1.2594e-06
| 2016/17 | 12/01/2017 | PLANNED | 1348 | 4 | 337 | 0.0016977 | 5.0375e-06
| 2016/17 | 12/01/2017 | PLANNED | 63 | 4 | 15.75 | 7.9341e-05 | 5.0375e-06
| 2016/17 | 12/01/2017 | PLANNED | 192 | 6 | 32 | 0.0002418 | 7.5563e-06
| 2016/17 | 12/01/2017 | PLANNED | 30 | 2 | 15 | 3.7782e-05 | 2.5188e-06
| 2016/17 | 12/01/2017 | PLANNED | 280 | 5 | 56 | 0.00035263 | 6.2969e-06
| 2016/17 | 12/01/2017 | PLANNED | 14 | 2 | 7 | 1.7631e-05 | 2.5188e-06
| 2016/17 | 12/01/2017 | PLANNED | 300 | 4 | 75 | 0.00037782 | 5.0375e-06
| 2016/17 | 12/01/2017 | PLANNED | 52 | 2 | 26 | 6.5488e-05 | 2.5188e-06
| 2016/17 | 12/01/2017 | PLANNED | 21 | 3 | 7 | 2.6447e-05 | 3.7782e-06
| 2016/17 | 13/01/2017 | PLANNED | 13750 | 55 | 250 | 0.017317 | 6.9266e-05
| 2016/17 | 13/01/2017 | PLANNED | 220 | 4 | 55 | 0.00027706 | 5.0375e-06
| 2016/17 | 13/01/2017 | PLANNED | 360 | 2 | 180 | 0.00045338 | 2.5188e-06
| 2016/17 | 13/01/2017 | PLANNED | 145 | 1 | 145 | 0.00018261 | 1.2594e-06
| 2016/17 | 13/01/2017 | PLANNED | 7334 | 38 | 193 | 0.0092363 | 4.7857e-05
| 2016/17 | 13/01/2017 | PLANNED | 7436 | 26 | 286 | 0.0093648 | 3.2744e-05
| 2016/17 | 13/01/2017 | PLANNED | 160 | 2 | 80 | 0.0002015 | 2.5188e-06
| 2016/17 | 13/01/2017 | PLANNED | 104 | 2 | 52 | 0.00013098 | 2.5188e-06
| 2016/17 | 13/01/2017 | PLANNED | 6240 | 39 | 160 | 0.0078586 | 4.9116e-05
| 2016/17 | 13/01/2017 | PLANNED | 1428 | 6 | 238 | 0.0017984 | 7.5563e-06
| 2016/17 | 13/01/2017 | PLANNED | 482 | 2 | 241 | 0.00060702 | 2.5188e-06
| 2016/17 | 13/01/2017 | PLANNED | 30 | 3 | 10 | 3.7782e-05 | 3.7782e-06
| 2016/17 | 13/01/2017 | PLANNED | 33 | 1 | 33 | 4.156e-05 | 1.2594e-06
| 2016/17 | 13/01/2017 | PLANNED | 140 | 20 | 7 | 0.00017631 | 2.5188e-05
| 2016/17 | 13/01/2017 | PLANNED | 32 | 1 | 32 | 4.03e-05 | 1.2594e-06
| 2016/17 | 13/01/2017 | PLANNED | 46 | 1 | 46 | 5.7932e-05 | 1.2594e-06
| 2016/17 | 13/01/2017 | PLANNED | 27 | 1 | 27 | 3.4003e-05 | 1.2594e-06
| 2016/17 | 13/01/2017 | PLANNED | 17 | 1 | 17 | 2.141e-05 | 1.2594e-06
| 2016/17 | 13/01/2017 | PLANNED | 21 | 1 | 21 | 2.6447e-05 | 1.2594e-06
| 2016/17 | 15/01/2017 | PLANNED | 70 | 7 | 10 | 8.8157e-05 | 8.8157e-06
| 2016/17 | 15/01/2017 | PLANNED | 2040 | 44 | 46.3636 | 0.0025691 | 5.5413e-05
| 2016/17 | 15/01/2017 | PLANNED | 3575 | 13 | 275 | 0.0045023 | 1.6372e-05
| 2016/17 | 15/01/2017 | PLANNED | 5719 | 19 | 301 | 0.0072024 | 2.3928e-05
| 2016/17 | 15/01/2017 | PLANNED | 13320 | 37 | 360 | 0.016775 | 4.6597e-05
| 2016/17 | 15/01/2017 | PLANNED | 735 | 7 | 105 | 0.00092565 | 8.8157e-06
| 2016/17 | 15/01/2017 | PLANNED | 58 | 1 | 58 | 7.3044e-05 | 1.2594e-06
| 2016/17 | 16/01/2017 | PLANNED | 78 | 1 | 78 | 9.8232e-05 | 1.2594e-06
| 2016/17 | 16/01/2017 | PLANNED | 47880 | 140 | 342 | 0.060299 | 0.00017631
| 2016/17 | 16/01/2017 | PLANNED | 7670 | 26 | 295 | 0.0096595 | 3.2744e-05
| 2016/17 | 16/01/2017 | PLANNED | 9610 | 31 | 310 | 0.012103 | 3.9041e-05
| 2016/17 | 16/01/2017 | PLANNED | 96136 | 394 | 244 | 0.12107 | 0.0004962
| 2016/17 | 16/01/2017 | PLANNED | 386 | 2 | 193 | 0.00048612 | 2.5188e-06
| 2016/17 | 16/01/2017 | PLANNED | 9 | 1 | 9 | 1.1334e-05 | 1.2594e-06
| 2016/17 | 16/01/2017 | PLANNED | 150 | 2 | 75 | 0.00018891 | 2.5188e-06
| 2016/17 | 17/01/2017 | PLANNED | 1170 | 18 | 65 | 0.0014735 | 2.2669e-05
| 2016/17 | 17/01/2017 | PLANNED | 33150 | 134 | 247.3881 | 0.041749 | 0.00016876
| 2016/17 | 17/01/2017 | PLANNED | 64296 | 282 | 228 | 0.080973 | 0.00035515
| 2016/17 | 17/01/2017 | PLANNED | 2772 | 36 | 77 | 0.003491 | 4.5338e-05
| 2016/17 | 17/01/2017 | PLANNED | 3408 | 24 | 142 | 0.004292 | 3.0225e-05
| 2016/17 | 17/01/2017 | PLANNED | 380 | 38 | 10 | 0.00047857 | 4.7857e-05
| 2016/17 | 17/01/2017 | PLANNED | 604 | 4 | 151 | 0.00076067 | 5.0375e-06
| 2016/17 | 17/01/2017 | PLANNED | 105 | 1 | 105 | 0.00013224 | 1.2594e-06
| 2016/17 | 17/01/2017 | PLANNED | 380 | 2 | 190 | 0.00047857 | 2.5188e-06
| 2016/17 | 17/01/2017 | PLANNED | 32 | 2 | 16 | 4.03e-05 | 2.5188e-06
| 2016/17 | 17/01/2017 | PLANNED | 103 | 1 | 103 | 0.00012972 | 1.2594e-06
| 2016/17 | 17/01/2017 | PLANNED | 500 | 4 | 125 | 0.00062969 | 5.0375e-06
| 2016/17 | 17/01/2017 | PLANNED | 3 | 1 | 3 | 3.7782e-06 | 1.2594e-06
| 2016/17 | 17/01/2017 | PLANNED | 2304 | 34 | 67.7647 | 0.0029016 | 4.2819e-05
| 2016/17 | 17/01/2017 | PLANNED | 11 | 1 | 11 | 1.3853e-05 | 1.2594e-06
| 2016/17 | 17/01/2017 | PLANNED | 24 | 2 | 12 | 3.0225e-05 | 2.5188e-06
| 2016/17 | 17/01/2017 | PLANNED | 13 | 1 | 13 | 1.6372e-05 | 1.2594e-06
| 2016/17 | 17/01/2017 | PLANNED | 15 | 1 | 15 | 1.8891e-05 | 1.2594e-06
| 2016/17 | 17/01/2017 | PLANNED | 204 | 3 | 68 | 0.00025691 | 3.7782e-06
| 2016/17 | 17/01/2017 | PLANNED | 48 | 4 | 12 | 6.0451e-05 | 5.0375e-06
| 2016/17 | 17/01/2017 | PLANNED | 48 | 4 | 12 | 6.0451e-05 | 5.0375e-06
| 2016/17 | 17/01/2017 | PLANNED | 33 | 1 | 33 | 4.156e-05 | 1.2594e-06
| 2016/17 | 17/01/2017 | PLANNED | 15 | 1 | 15 | 1.8891e-05 | 1.2594e-06
| 2016/17 | 18/01/2017 | PLANNED | 288 | 32 | 9 | 0.0003627 | 4.03e-05
| 2016/17 | 18/01/2017 | PLANNED | 1759 | 15 | 117.2667 | 0.0022153 | 1.8891e-05
| 2016/17 | 18/01/2017 | PLANNED | 632 | 2 | 316 | 0.00079593 | 2.5188e-06
| 2016/17 | 18/01/2017 | PLANNED | 6864 | 39 | 176 | 0.0086444 | 4.9116e-05
| 2016/17 | 18/01/2017 | PLANNED | 18228 | 49 | 372 | 0.022956 | 6.171e-05
| 2016/17 | 18/01/2017 | PLANNED | 28302 | 89 | 318 | 0.035643 | 0.00011209
| 2016/17 | 18/01/2017 | PLANNED | 6887 | 20 | 344.35 | 0.0086734 | 2.5188e-05
| 2016/17 | 18/01/2017 | PLANNED | 71437 | 189 | 377.9735 | 0.089967 | 0.00023802
| 2016/17 | 18/01/2017 | PLANNED | 7427 | 23 | 322.913 | 0.0093535 | 2.8966e-05
| 2016/17 | 18/01/2017 | PLANNED | 6250 | 25 | 250 | 0.0078712 | 3.1485e-05
| 2016/17 | 18/01/2017 | PLANNED | 116 | 2 | 58 | 0.00014609 | 2.5188e-06
| 2016/17 | 18/01/2017 | PLANNED | 331 | 1 | 331 | 0.00041686 | 1.2594e-06
| 2016/17 | 18/01/2017 | PLANNED | 156 | 3 | 52 | 0.00019646 | 3.7782e-06
| 2016/17 | 18/01/2017 | PLANNED | 4275 | 19 | 225 | 0.0053839 | 2.3928e-05
| 2016/17 | 18/01/2017 | PLANNED | 4505 | 24 | 187.7083 | 0.0056735 | 3.0225e-05
| 2016/17 | 18/01/2017 | PLANNED | 20 | 2 | 10 | 2.5188e-05 | 2.5188e-06
| 2016/17 | 18/01/2017 | PLANNED | 30 | 2 | 15 | 3.7782e-05 | 2.5188e-06
| 2016/17 | 18/01/2017 | PLANNED | 16 | 1 | 16 | 2.015e-05 | 1.2594e-06
| 2016/17 | 18/01/2017 | PLANNED | 6 | 1 | 6 | 7.5563e-06 | 1.2594e-06
| 2016/17 | 18/01/2017 | PLANNED | 30 | 3 | 10 | 3.7782e-05 | 3.7782e-06
| 2016/17 | 18/01/2017 | PLANNED | 80 | 1 | 80 | 0.00010075 | 1.2594e-06
| 2016/17 | 18/01/2017 | PLANNED | 23 | 1 | 23 | 2.8966e-05 | 1.2594e-06
| 2016/17 | 19/01/2017 | PLANNED | 360 | 2 | 180 | 0.00045338 | 2.5188e-06
| 2016/17 | 19/01/2017 | PLANNED | 1450 | 145 | 10 | 0.0018261 | 0.00018261
| 2016/17 | 19/01/2017 | PLANNED | 320 | 16 | 20 | 0.000403 | 2.015e-05
| 2016/17 | 19/01/2017 | PLANNED | 130 | 1 | 130 | 0.00016372 | 1.2594e-06
| 2016/17 | 19/01/2017 | PLANNED | 26696 | 71 | 376 | 0.033621 | 8.9416e-05
| 2016/17 | 19/01/2017 | PLANNED | 600 | 4 | 150 | 0.00075563 | 5.0375e-06
| 2016/17 | 19/01/2017 | PLANNED | 27 | 3 | 9 | 3.4003e-05 | 3.7782e-06
| 2016/17 | 19/01/2017 | PLANNED | 730 | 73 | 10 | 0.00091935 | 9.1935e-05
| 2016/17 | 19/01/2017 | PLANNED | 15010 | 38 | 395 | 0.018903 | 4.7857e-05
| 2016/17 | 19/01/2017 | PLANNED | 201 | 1 | 201 | 0.00025314 | 1.2594e-06
| 2016/17 | 19/01/2017 | PLANNED | 9765 | 31 | 315 | 0.012298 | 3.9041e-05
| 2016/17 | 19/01/2017 | PLANNED | 2635 | 17 | 155 | 0.0033185 | 2.141e-05
| 2016/17 | 19/01/2017 | PLANNED | 10167 | 30 | 338.9 | 0.012804 | 3.7782e-05
| 2016/17 | 19/01/2017 | PLANNED | 5014 | 23 | 218 | 0.0063146 | 2.8966e-05
| 2016/17 | 19/01/2017 | PLANNED | 91512 | 328 | 279 | 0.11525 | 0.00041308
| 2016/17 | 19/01/2017 | PLANNED | 60 | 2 | 30 | 7.5563e-05 | 2.5188e-06
| 2016/17 | 19/01/2017 | PLANNED | 485 | 5 | 97 | 0.0006108 | 6.2969e-06
| 2016/17 | 19/01/2017 | PLANNED | 420 | 3 | 140 | 0.00052894 | 3.7782e-06
| 2016/17 | 19/01/2017 | PLANNED | 532 | 2 | 266 | 0.00066999 | 2.5188e-06
| 2016/17 | 19/01/2017 | PLANNED | 275 | 1 | 275 | 0.00034633 | 1.2594e-06
| 2016/17 | 19/01/2017 | PLANNED | 870 | 87 | 10 | 0.0010957 | 0.00010957
| 2016/17 | 19/01/2017 | PLANNED | 48 | 2 | 24 | 6.0451e-05 | 2.5188e-06
| 2016/17 | 19/01/2017 | PLANNED | 90 | 2 | 45 | 0.00011334 | 2.5188e-06
| 2016/17 | 19/01/2017 | PLANNED | 63 | 1 | 63 | 7.9341e-05 | 1.2594e-06
| 2016/17 | 20/01/2017 | PLANNED | 108 | 2 | 54 | 0.00013601 | 2.5188e-06
| 2016/17 | 20/01/2017 | PLANNED | 3220 | 46 | 70 | 0.0040552 | 5.7932e-05
| 2016/17 | 20/01/2017 | PLANNED | 8536 | 44 | 194 | 0.01075 | 5.5413e-05
| 2016/17 | 20/01/2017 | PLANNED | 35 | 1 | 35 | 4.4078e-05 | 1.2594e-06
| 2016/17 | 20/01/2017 | PLANNED | 960 | 4 | 240 | 0.001209 | 5.0375e-06
| 2016/17 | 20/01/2017 | PLANNED | 1500 | 10 | 150 | 0.0018891 | 1.2594e-05
| 2016/17 | 20/01/2017 | PLANNED | 28935 | 81 | 357.2222 | 0.03644 | 0.00010201
| 2016/17 | 20/01/2017 | PLANNED | 10302 | 102 | 101 | 0.012974 | 0.00012846
| 2016/17 | 20/01/2017 | PLANNED | 7865 | 65 | 121 | 0.0099051 | 8.186e-05
| 2016/17 | 20/01/2017 | PLANNED | 10648 | 94 | 113.2766 | 0.01341 | 0.00011838
| 2016/17 | 20/01/2017 | PLANNED | 6720 | 28 | 240 | 0.0084631 | 3.5263e-05
| 2016/17 | 20/01/2017 | PLANNED | 50 | 1 | 50 | 6.2969e-05 | 1.2594e-06
| 2016/17 | 20/01/2017 | PLANNED | 40 | 2 | 20 | 5.0375e-05 | 2.5188e-06
| 2016/17 | 20/01/2017 | PLANNED | 16 | 1 | 16 | 2.015e-05 | 1.2594e-06
| 2016/17 | 20/01/2017 | PLANNED | 28 | 4 | 7 | 3.5263e-05 | 5.0375e-06
| 2016/17 | 20/01/2017 | PLANNED | 136 | 1 | 136 | 0.00017128 | 1.2594e-06
| 2016/17 | 20/01/2017 | PLANNED | 6 | 1 | 6 | 7.5563e-06 | 1.2594e-06
| 2016/17 | 20/01/2017 | PLANNED | 2077 | 31 | 67 | 0.0026157 | 3.9041e-05
| 2016/17 | 21/01/2017 | PLANNED | 645 | 3 | 215 | 0.0008123 | 3.7782e-06
| 2016/17 | 22/01/2017 | PLANNED | 1428 | 4 | 357 | 0.0017984 | 5.0375e-06
| 2016/17 | 22/01/2017 | PLANNED | 360 | 6 | 60 | 0.00045338 | 7.5563e-06
| 2016/17 | 22/01/2017 | PLANNED | 9691 | 29 | 334.1724 | 0.012205 | 3.6522e-05
| 2016/17 | 22/01/2017 | PLANNED | 858 | 2 | 429 | 0.0010806 | 2.5188e-06
| 2016/17 | 22/01/2017 | PLANNED | 225 | 3 | 75 | 0.00028336 | 3.7782e-06
| 2016/17 | 22/01/2017 | PLANNED | 7020 | 27 | 260 | 0.0088409 | 3.4003e-05
| 2016/17 | 22/01/2017 | PLANNED | 105 | 3 | 35 | 0.00013224 | 3.7782e-06
| 2016/17 | 23/01/2017 | PLANNED | 92 | 4 | 23 | 0.00011586 | 5.0375e-06
| 2016/17 | 23/01/2017 | PLANNED | 750 | 6 | 125 | 0.00094454 | 7.5563e-06
| 2016/17 | 23/01/2017 | PLANNED | 123 | 1 | 123 | 0.0001549 | 1.2594e-06
| 2016/17 | 23/01/2017 | PLANNED | 162 | 1 | 162 | 0.00020402 | 1.2594e-06
| 2016/17 | 23/01/2017 | PLANNED | 250 | 2 | 125 | 0.00031485 | 2.5188e-06
| 2016/17 | 23/01/2017 | PLANNED | 30 | 1 | 30 | 3.7782e-05 | 1.2594e-06
| 2016/17 | 23/01/2017 | PLANNED | 1160 | 4 | 290 | 0.0014609 | 5.0375e-06
| 2016/17 | 23/01/2017 | PLANNED | 4960 | 31 | 160 | 0.0062466 | 3.9041e-05
| 2016/17 | 23/01/2017 | PLANNED | 2106 | 27 | 78 | 0.0026523 | 3.4003e-05
| 2016/17 | 23/01/2017 | PLANNED | 20 | 1 | 20 | 2.5188e-05 | 1.2594e-06
| 2016/17 | 23/01/2017 | PLANNED | 2 | 1 | 2 | 2.5188e-06 | 1.2594e-06
| 2016/17 | 23/01/2017 | PLANNED | 111 | 3 | 37 | 0.00013979 | 3.7782e-06
| 2016/17 | 23/01/2017 | PLANNED | 144 | 3 | 48 | 0.00018135 | 3.7782e-06
| 2016/17 | 23/01/2017 | PLANNED | 13 | 1 | 13 | 1.6372e-05 | 1.2594e-06
| 2016/17 | 23/01/2017 | PLANNED | 60 | 5 | 12 | 7.5563e-05 | 6.2969e-06
| 2016/17 | 23/01/2017 | PLANNED | 4956 | 84 | 59 | 0.0062415 | 0.00010579
| 2016/17 | 24/01/2017 | PLANNED | 930 | 3 | 310 | 0.0011712 | 3.7782e-06
| 2016/17 | 24/01/2017 | PLANNED | 1915 | 5 | 383 | 0.0024117 | 6.2969e-06
| 2016/17 | 24/01/2017 | PLANNED | 5280 | 22 | 240 | 0.0066496 | 2.7706e-05
| 2016/17 | 24/01/2017 | PLANNED | 3410 | 11 | 310 | 0.0042945 | 1.3853e-05
| 2016/17 | 24/01/2017 | PLANNED | 145842 | 327 | 446 | 0.18367 | 0.00041182
| 2016/17 | 24/01/2017 | PLANNED | 2225 | 5 | 445 | 0.0028021 | 6.2969e-06
| 2016/17 | 24/01/2017 | PLANNED | 24413 | 68 | 359.0147 | 0.030745 | 8.5638e-05
| 2016/17 | 24/01/2017 | PLANNED | 120 | 4 | 30 | 0.00015113 | 5.0375e-06
| 2016/17 | 24/01/2017 | PLANNED | 2816 | 11 | 256 | 0.0035464 | 1.3853e-05
| 2016/17 | 24/01/2017 | PLANNED | 52290 | 415 | 126 | 0.065853 | 0.00052265
| 2016/17 | 24/01/2017 | PLANNED | 255 | 1 | 255 | 0.00032114 | 1.2594e-06
| 2016/17 | 24/01/2017 | PLANNED | 5270 | 34 | 155 | 0.006637 | 4.2819e-05
| 2016/17 | 24/01/2017 | PLANNED | 10602 | 31 | 342 | 0.013352 | 3.9041e-05
| 2016/17 | 24/01/2017 | PLANNED | 800 | 4 | 200 | 0.0010075 | 5.0375e-06
| 2016/17 | 24/01/2017 | PLANNED | 34 | 2 | 17 | 4.2819e-05 | 2.5188e-06
| 2016/17 | 24/01/2017 | PLANNED | 13108 | 58 | 226 | 0.016508 | 7.3044e-05
| 2016/17 | 24/01/2017 | PLANNED | 23700 | 79 | 300 | 0.029847 | 9.9491e-05
| 2016/17 | 24/01/2017 | PLANNED | 30 | 1 | 30 | 3.7782e-05 | 1.2594e-06
| 2016/17 | 24/01/2017 | PLANNED | 30 | 1 | 30 | 3.7782e-05 | 1.2594e-06
| 2016/17 | 24/01/2017 | PLANNED | 25 | 1 | 25 | 3.1485e-05 | 1.2594e-06
| 2016/17 | 24/01/2017 | PLANNED | 3795 | 33 | 115 | 0.0047794 | 4.156e-05
| 2016/17 | 24/01/2017 | PLANNED | 120 | 5 | 24 | 0.00015113 | 6.2969e-06
| 2016/17 | 24/01/2017 | PLANNED | 60 | 3 | 20 | 7.5563e-05 | 3.7782e-06
| 2016/17 | 24/01/2017 | PLANNED | 30 | 1 | 30 | 3.7782e-05 | 1.2594e-06
| 2016/17 | 25/01/2017 | PLANNED | 2148 | 6 | 358 | 0.0027052 | 7.5563e-06
| 2016/17 | 25/01/2017 | PLANNED | 18069 | 57 | 317 | 0.022756 | 7.1785e-05
| 2016/17 | 25/01/2017 | PLANNED | 2 | 2 | 1 | 2.5188e-06 | 2.5188e-06
| 2016/17 | 25/01/2017 | PLANNED | 89769 | 267 | 336.2135 | 0.11305 | 0.00033626
| 2016/17 | 25/01/2017 | PLANNED | 2000 | 16 | 125 | 0.0025188 | 2.015e-05
| 2016/17 | 25/01/2017 | PLANNED | 4669 | 23 | 203 | 0.0058801 | 2.8966e-05
| 2016/17 | 25/01/2017 | PLANNED | 1013 | 8 | 126.625 | 0.0012758 | 1.0075e-05
| 2016/17 | 25/01/2017 | PLANNED | 17020 | 46 | 370 | 0.021435 | 5.7932e-05
| 2016/17 | 25/01/2017 | PLANNED | 40492 | 94 | 430.766 | 0.050995 | 0.00011838
| 2016/17 | 25/01/2017 | PLANNED | 4224 | 12 | 352 | 0.0053196 | 1.5113e-05
| 2016/17 | 25/01/2017 | PLANNED | 40 | 4 | 10 | 5.0375e-05 | 5.0375e-06
| 2016/17 | 25/01/2017 | PLANNED | 24 | 2 | 12 | 3.0225e-05 | 2.5188e-06
| 2016/17 | 25/01/2017 | PLANNED | 20235 | 57 | 355 | 0.025484 | 7.1785e-05
| 2016/17 | 25/01/2017 | PLANNED | 2184 | 13 | 168 | 0.0027505 | 1.6372e-05
| 2016/17 | 25/01/2017 | PLANNED | 329004 | 1110 | 296.4 | 0.41434 | 0.0013979
| 2016/17 | 25/01/2017 | PLANNED | 10 | 2 | 5 | 1.2594e-05 | 2.5188e-06
| 2016/17 | 25/01/2017 | PLANNED | 3570 | 17 | 210 | 0.004496 | 2.141e-05
| 2016/17 | 25/01/2017 | PLANNED | 810 | 9 | 90 | 0.0010201 | 1.1334e-05
| 2016/17 | 25/01/2017 | PLANNED | 38 | 2 | 19 | 4.7857e-05 | 2.5188e-06
| 2016/17 | 25/01/2017 | PLANNED | 5 | 1 | 5 | 6.2969e-06 | 1.2594e-06
| 2016/17 | 25/01/2017 | PLANNED | 2368 | 32 | 74 | 0.0029822 | 4.03e-05
| 2016/17 | 25/01/2017 | PLANNED | 36 | 3 | 12 | 4.5338e-05 | 3.7782e-06
| 2016/17 | 25/01/2017 | PLANNED | 5180 | 37 | 140 | 0.0065236 | 4.6597e-05
| 2016/17 | 25/01/2017 | PLANNED | 126 | 18 | 7 | 0.00015868 | 2.2669e-05
| 2016/17 | 25/01/2017 | PLANNED | 150 | 2 | 75 | 0.00018891 | 2.5188e-06
| 2016/17 | 27/01/2017 | PLANNED | 504 | 3 | 168 | 0.00063473 | 3.7782e-06
| 2016/17 | 27/01/2017 | PLANNED | 3040 | 38 | 80 | 0.0038285 | 4.7857e-05
| 2016/17 | 27/01/2017 | PLANNED | 630 | 3 | 210 | 0.00079341 | 3.7782e-06
| 2016/17 | 27/01/2017 | PLANNED | 75 | 3 | 25 | 9.4454e-05 | 3.7782e-06
| 2016/17 | 27/01/2017 | PLANNED | 3915 | 39 | 100.3846 | 0.0049305 | 4.9116e-05
| 2016/17 | 27/01/2017 | PLANNED | 5082 | 42 | 121 | 0.0064002 | 5.2894e-05
| 2016/17 | 27/01/2017 | PLANNED | 15 | 1 | 15 | 1.8891e-05 | 1.2594e-06
| 2016/17 | 27/01/2017 | PLANNED | 43 | 1 | 43 | 5.4154e-05 | 1.2594e-06
| 2016/17 | 27/01/2017 | PLANNED | 17871 | 111 | 161 | 0.022506 | 0.00013979
| 2016/17 | 27/01/2017 | PLANNED | 578 | 4 | 144.5 | 0.00072792 | 5.0375e-06
| 2016/17 | 29/01/2017 | PLANNED | 19525 | 55 | 355 | 0.02459 | 6.9266e-05
| 2016/17 | 29/01/2017 | PLANNED | 10890 | 33 | 330 | 0.013715 | 4.156e-05
| 2016/17 | 29/01/2017 | PLANNED | 230 | 2 | 115 | 0.00028966 | 2.5188e-06
| 2016/17 | 29/01/2017 | PLANNED | 4466 | 14 | 319 | 0.0056244 | 1.7631e-05
| 2016/17 | 29/01/2017 | PLANNED | 290 | 1 | 290 | 0.00036522 | 1.2594e-06
| 2016/17 | 29/01/2017 | PLANNED | 60 | 1 | 60 | 7.5563e-05 | 1.2594e-06
| 2016/17 | 30/01/2017 | PLANNED | 750 | 5 | 150 | 0.00094454 | 6.2969e-06
| 2016/17 | 30/01/2017 | PLANNED | 315 | 9 | 35 | 0.00039671 | 1.1334e-05
| 2016/17 | 30/01/2017 | PLANNED | 335 | 1 | 335 | 0.00042189 | 1.2594e-06
| 2016/17 | 30/01/2017 | PLANNED | 1412 | 1 | 1412 | 0.0017783 | 1.2594e-06
| 2016/17 | 30/01/2017 | PLANNED | 614 | 1 | 614 | 0.00077326 | 1.2594e-06
| 2016/17 | 30/01/2017 | PLANNED | 9280 | 32 | 290 | 0.011687 | 4.03e-05
| 2016/17 | 30/01/2017 | PLANNED | 1060 | 10 | 106 | 0.0013349 | 1.2594e-05
| 2016/17 | 30/01/2017 | PLANNED | 90 | 1 | 90 | 0.00011334 | 1.2594e-06
| 2016/17 | 30/01/2017 | PLANNED | 60 | 1 | 60 | 7.5563e-05 | 1.2594e-06
| 2016/17 | 30/01/2017 | PLANNED | 88 | 4 | 22 | 0.00011083 | 5.0375e-06
| 2016/17 | 30/01/2017 | PLANNED | 40 | 2 | 20 | 5.0375e-05 | 2.5188e-06
| 2016/17 | 30/01/2017 | PLANNED | 114 | 2 | 57 | 0.00014357 | 2.5188e-06
| 2016/17 | 30/01/2017 | PLANNED | 50 | 1 | 50 | 6.2969e-05 | 1.2594e-06
| 2016/17 | 31/01/2017 | PLANNED | 4030 | 21 | 191.9048 | 0.0050753 | 2.6447e-05
| 2016/17 | 31/01/2017 | PLANNED | 9834 | 33 | 298 | 0.012385 | 4.156e-05
| 2016/17 | 31/01/2017 | PLANNED | 7560 | 24 | 315 | 0.009521 | 3.0225e-05
| 2016/17 | 31/01/2017 | PLANNED | 362 | 1 | 362 | 0.0004559 | 1.2594e-06
| 2016/17 | 31/01/2017 | PLANNED | 60 | 5 | 12 | 7.5563e-05 | 6.2969e-06
| 2016/17 | 31/01/2017 | PLANNED | 2723 | 7 | 389 | 0.0034293 | 8.8157e-06
| 2016/17 | 31/01/2017 | PLANNED | 1062 | 3 | 354 | 0.0013375 | 3.7782e-06
| 2016/17 | 31/01/2017 | PLANNED | 24436 | 80 | 305.45 | 0.030774 | 0.00010075
| 2016/17 | 31/01/2017 | PLANNED | 4230 | 18 | 235 | 0.0053272 | 2.2669e-05
| 2016/17 | 31/01/2017 | PLANNED | 2754 | 17 | 162 | 0.0034683 | 2.141e-05
| 2016/17 | 31/01/2017 | PLANNED | 256 | 2 | 128 | 0.0003224 | 2.5188e-06
| 2016/17 | 31/01/2017 | PLANNED | 580 | 4 | 145 | 0.00073044 | 5.0375e-06
| 2016/17 | 31/01/2017 | PLANNED | 15980 | 85 | 188 | 0.020125 | 0.00010705
| 2016/17 | 31/01/2017 | PLANNED | 340 | 4 | 85 | 0.00042819 | 5.0375e-06
| 2016/17 | 31/01/2017 | PLANNED | 16270 | 48 | 338.9583 | 0.02049 | 6.0451e-05
| 2016/17 | 31/01/2017 | PLANNED | 132858 | 549 | 242 | 0.16732 | 0.0006914
| 2016/17 | 31/01/2017 | PLANNED | 13 | 1 | 13 | 1.6372e-05 | 1.2594e-06
| 2016/17 | 31/01/2017 | PLANNED | 694 | 2 | 347 | 0.00087401 | 2.5188e-06
| 2016/17 | 31/01/2017 | PLANNED | 5 | 1 | 5 | 6.2969e-06 | 1.2594e-06
| 2016/17 | 31/01/2017 | PLANNED | 420 | 4 | 105 | 0.00052894 | 5.0375e-06
| 2016/17 | 31/01/2017 | PLANNED | 3 | 1 | 3 | 3.7782e-06 | 1.2594e-06
| 2016/17 | 31/01/2017 | PLANNED | 30 | 2 | 15 | 3.7782e-05 | 2.5188e-06
| 2016/17 | 31/01/2017 | PLANNED | 120 | 1 | 120 | 0.00015113 | 1.2594e-06
| 2016/17 | 31/01/2017 | PLANNED | 32 | 2 | 16 | 4.03e-05 | 2.5188e-06
| 2016/17 | 31/01/2017 | PLANNED | 13 | 1 | 13 | 1.6372e-05 | 1.2594e-06
| 2016/17 | 31/01/2017 | PLANNED | 1155 | 11 | 105 | 0.0014546 | 1.3853e-05
| 2016/17 | 31/01/2017 | PLANNED | 1064 | 19 | 56 | 0.00134 | 2.3928e-05
| 2016/17 | 1/02/2017 | PLANNED | 5200 | 20 | 260 | 0.0065488 | 2.5188e-05
| 2016/17 | 1/02/2017 | PLANNED | 44676 | 146 | 306 | 0.056264 | 0.00018387
| 2016/17 | 1/02/2017 | PLANNED | 1348 | 4 | 337 | 0.0016977 | 5.0375e-06
| 2016/17 | 1/02/2017 | PLANNED | 36000 | 100 | 360 | 0.045338 | 0.00012594
| 2016/17 | 1/02/2017 | PLANNED | 13800 | 46 | 300 | 0.01738 | 5.7932e-05
| 2016/17 | 1/02/2017 | PLANNED | 78319 | 237 | 330.4599 | 0.098634 | 0.00029847
| 2016/17 | 1/02/2017 | PLANNED | 1056 | 32 | 33 | 0.0013299 | 4.03e-05
| 2016/17 | 1/02/2017 | PLANNED | 904 | 4 | 226 | 0.0011385 | 5.0375e-06
| 2016/17 | 1/02/2017 | PLANNED | 68669 | 697 | 98.5208 | 0.086481 | 0.00087779
| 2016/17 | 1/02/2017 | PLANNED | 14227 | 41 | 347 | 0.017917 | 5.1635e-05
| 2016/17 | 1/02/2017 | PLANNED | 4760 | 34 | 140 | 0.0059947 | 4.2819e-05
| 2016/17 | 1/02/2017 | PLANNED | 1011 | 3 | 337 | 0.0012732 | 3.7782e-06
| 2016/17 | 1/02/2017 | PLANNED | 3621 | 17 | 213 | 0.0045602 | 2.141e-05
| 2016/17 | 1/02/2017 | PLANNED | 30 | 3 | 10 | 3.7782e-05 | 3.7782e-06
| 2016/17 | 1/02/2017 | PLANNED | 3340 | 10 | 334 | 0.0042063 | 1.2594e-05
| 2016/17 | 1/02/2017 | PLANNED | 248 | 2 | 124 | 0.00031233 | 2.5188e-06
| 2016/17 | 1/02/2017 | PLANNED | 123 | 1 | 123 | 0.0001549 | 1.2594e-06
| 2016/17 | 1/02/2017 | PLANNED | 228 | 12 | 19 | 0.00028714 | 1.5113e-05
| 2016/17 | 1/02/2017 | PLANNED | 580 | 4 | 145 | 0.00073044 | 5.0375e-06
| 2016/17 | 1/02/2017 | PLANNED | 640 | 4 | 160 | 0.00080601 | 5.0375e-06
| 2016/17 | 1/02/2017 | PLANNED | 18706 | 199 | 94 | 0.023558 | 0.00025062
| 2016/17 | 1/02/2017 | PLANNED | 15 | 1 | 15 | 1.8891e-05 | 1.2594e-06
| 2016/17 | 2/02/2017 | PLANNED | 1280 | 4 | 320 | 0.001612 | 5.0375e-06
| 2016/17 | 2/02/2017 | PLANNED | 210 | 1 | 210 | 0.00026447 | 1.2594e-06
| 2016/17 | 2/02/2017 | PLANNED | 4410 | 14 | 315 | 0.0055539 | 1.7631e-05
| 2016/17 | 2/02/2017 | PLANNED | 8832 | 32 | 276 | 0.011123 | 4.03e-05
| 2016/17 | 2/02/2017 | PLANNED | 465 | 3 | 155 | 0.00058561 | 3.7782e-06
| 2016/17 | 2/02/2017 | PLANNED | 2589 | 7 | 369.8571 | 0.0032605 | 8.8157e-06
| 2016/17 | 2/02/2017 | PLANNED | 56 | 7 | 8 | 7.0526e-05 | 8.8157e-06
| 2016/17 | 2/02/2017 | PLANNED | 4213 | 11 | 383 | 0.0053058 | 1.3853e-05
| 2016/17 | 2/02/2017 | PLANNED | 3600 | 12 | 300 | 0.0045338 | 1.5113e-05
| 2016/17 | 2/02/2017 | PLANNED | 282 | 2 | 141 | 0.00035515 | 2.5188e-06
| 2016/17 | 2/02/2017 | PLANNED | 45 | 3 | 15 | 5.6672e-05 | 3.7782e-06
| 2016/17 | 2/02/2017 | PLANNED | 2808 | 52 | 54 | 0.0035364 | 6.5488e-05
| 2016/17 | 2/02/2017 | PLANNED | 390 | 5 | 78 | 0.00049116 | 6.2969e-06
| 2016/17 | 2/02/2017 | PLANNED | 1190 | 14 | 85 | 0.0014987 | 1.7631e-05
| 2016/17 | 2/02/2017 | PLANNED | 18760 | 268 | 70 | 0.023626 | 0.00033752
| 2016/17 | 2/02/2017 | PLANNED | 34 | 2 | 17 | 4.2819e-05 | 2.5188e-06
| 2016/17 | 2/02/2017 | PLANNED | 48 | 3 | 16 | 6.0451e-05 | 3.7782e-06
| 2016/17 | 2/02/2017 | PLANNED | 352 | 4 | 88 | 0.0004433 | 5.0375e-06
| 2016/17 | 2/02/2017 | PLANNED | 240 | 1 | 240 | 0.00030225 | 1.2594e-06
| 2016/17 | 2/02/2017 | PLANNED | 30 | 2 | 15 | 3.7782e-05 | 2.5188e-06
| 2016/17 | 2/02/2017 | PLANNED | 70 | 2 | 35 | 8.8157e-05 | 2.5188e-06
| 2016/17 | 2/02/2017 | PLANNED | 6 | 3 | 2 | 7.5563e-06 | 3.7782e-06
| 2016/17 | 2/02/2017 | PLANNED | 748 | 22 | 34 | 0.00094202 | 2.7706e-05
| 2016/17 | 2/02/2017 | PLANNED | 34 | 2 | 17 | 4.2819e-05 | 2.5188e-06
| 2016/17 | 2/02/2017 | PLANNED | 16 | 8 | 2 | 2.015e-05 | 1.0075e-05
| 2016/17 | 3/02/2017 | PLANNED | 606 | 303 | 2 | 0.00076319 | 0.00038159
| 2016/17 | 3/02/2017 | PLANNED | 70 | 2 | 35 | 8.8157e-05 | 2.5188e-06
| 2016/17 | 3/02/2017 | PLANNED | 339 | 3 | 113 | 0.00042693 | 3.7782e-06
| 2016/17 | 3/02/2017 | PLANNED | 69 | 1 | 69 | 8.6898e-05 | 1.2594e-06
| 2016/17 | 3/02/2017 | PLANNED | 280 | 8 | 35 | 0.00035263 | 1.0075e-05
| 2016/17 | 3/02/2017 | PLANNED | 259 | 37 | 7 | 0.00032618 | 4.6597e-05
| 2016/17 | 3/02/2017 | PLANNED | 5075 | 35 | 145 | 0.0063914 | 4.4078e-05
| 2016/17 | 3/02/2017 | PLANNED | 160 | 4 | 40 | 0.0002015 | 5.0375e-06
| 2016/17 | 3/02/2017 | PLANNED | 246 | 2 | 123 | 0.00030981 | 2.5188e-06
| 2016/17 | 3/02/2017 | PLANNED | 2208 | 32 | 69 | 0.0027807 | 4.03e-05
| 2016/17 | 3/02/2017 | PLANNED | 255 | 3 | 85 | 0.00032114 | 3.7782e-06
| 2016/17 | 3/02/2017 | PLANNED | 2125 | 17 | 125 | 0.0026762 | 2.141e-05
| 2016/17 | 3/02/2017 | PLANNED | 10 | 1 | 10 | 1.2594e-05 | 1.2594e-06
| 2016/17 | 3/02/2017 | PLANNED | 629 | 37 | 17 | 0.00079215 | 4.6597e-05
| 2016/17 | 3/02/2017 | PLANNED | 7 | 1 | 7 | 8.8157e-06 | 1.2594e-06
| 2016/17 | 3/02/2017 | PLANNED | 55 | 3 | 18.3333 | 6.9266e-05 | 3.7782e-06
| 2016/17 | 3/02/2017 | PLANNED | 1111 | 11 | 101 | 0.0013992 | 1.3853e-05
| 2016/17 | 3/02/2017 | PLANNED | 107 | 5 | 21.4 | 0.00013475 | 6.2969e-06
| 2016/17 | 3/02/2017 | PLANNED | 246 | 2 | 123 | 0.00030981 | 2.5188e-06
| 2016/17 | 3/02/2017 | PLANNED | 17 | 1 | 17 | 2.141e-05 | 1.2594e-06
| 2016/17 | 3/02/2017 | PLANNED | 320 | 5 | 64 | 0.000403 | 6.2969e-06
| 2016/17 | 3/02/2017 | PLANNED | 21 | 1 | 21 | 2.6447e-05 | 1.2594e-06
| 2016/17 | 4/02/2017 | PLANNED | 658 | 7 | 94 | 0.00082868 | 8.8157e-06
| 2016/17 | 5/02/2017 | PLANNED | 1275 | 3 | 425 | 0.0016057 | 3.7782e-06
| 2016/17 | 6/02/2017 | PLANNED | 710 | 2 | 355 | 0.00089416 | 2.5188e-06
| 2016/17 | 6/02/2017 | PLANNED | 7696 | 52 | 148 | 0.0096922 | 6.5488e-05
| 2016/17 | 6/02/2017 | PLANNED | 3984 | 24 | 166 | 0.0050174 | 3.0225e-05
| 2016/17 | 6/02/2017 | PLANNED | 750 | 5 | 150 | 0.00094454 | 6.2969e-06
| 2016/17 | 6/02/2017 | PLANNED | 507 | 3 | 169 | 0.00063851 | 3.7782e-06
| 2016/17 | 6/02/2017 | PLANNED | 14416 | 53 | 272 | 0.018155 | 6.6747e-05
| 2016/17 | 6/02/2017 | PLANNED | 1050 | 5 | 210 | 0.0013224 | 6.2969e-06
| 2016/17 | 7/02/2017 | PLANNED | 61640 | 134 | 460 | 0.077629 | 0.00016876
| 2016/17 | 7/02/2017 | PLANNED | 6489 | 63 | 103 | 0.0081722 | 7.9341e-05
| 2016/17 | 7/02/2017 | PLANNED | 96 | 1 | 96 | 0.0001209 | 1.2594e-06
| 2016/17 | 7/02/2017 | PLANNED | 150 | 1 | 150 | 0.00018891 | 1.2594e-06
| 2016/17 | 7/02/2017 | PLANNED | 718 | 11 | 65.2727 | 0.00090424 | 1.3853e-05
| 2016/17 | 7/02/2017 | PLANNED | 165 | 3 | 55 | 0.0002078 | 3.7782e-06
| 2016/17 | 7/02/2017 | PLANNED | 12995 | 113 | 115 | 0.016366 | 0.00014231
| 2016/17 | 7/02/2017 | PLANNED | 319 | 29 | 11 | 0.00040174 | 3.6522e-05
| 2016/17 | 7/02/2017 | PLANNED | 222 | 1 | 222 | 0.00027958 | 1.2594e-06
| 2016/17 | 7/02/2017 | PLANNED | 3266 | 23 | 142 | 0.0041132 | 2.8966e-05
| 2016/17 | 7/02/2017 | PLANNED | 5412 | 22 | 246 | 0.0068158 | 2.7706e-05
| 2016/17 | 7/02/2017 | PLANNED | 420 | 2 | 210 | 0.00052894 | 2.5188e-06
| 2016/17 | 7/02/2017 | PLANNED | 5558 | 16 | 347.375 | 0.0069997 | 2.015e-05
| 2016/17 | 7/02/2017 | PLANNED | 8610 | 82 | 105 | 0.010843 | 0.00010327
| 2016/17 | 7/02/2017 | PLANNED | 422 | 2 | 211 | 0.00053146 | 2.5188e-06
| 2016/17 | 7/02/2017 | PLANNED | 170 | 17 | 10 | 0.0002141 | 2.141e-05
| 2016/17 | 7/02/2017 | PLANNED | 2790 | 9 | 310 | 0.0035137 | 1.1334e-05
| 2016/17 | 7/02/2017 | PLANNED | 528 | 3 | 176 | 0.00066496 | 3.7782e-06
| 2016/17 | 7/02/2017 | PLANNED | 1836 | 36 | 51 | 0.0023122 | 4.5338e-05
| 2016/17 | 7/02/2017 | PLANNED | 25460 | 190 | 134 | 0.032064 | 0.00023928
| 2016/17 | 7/02/2017 | PLANNED | 18 | 2 | 9 | 2.2669e-05 | 2.5188e-06
| 2016/17 | 7/02/2017 | PLANNED | 480 | 3 | 160 | 0.00060451 | 3.7782e-06
| 2016/17 | 7/02/2017 | PLANNED | 270 | 5 | 54 | 0.00034003 | 6.2969e-06
| 2016/17 | 8/02/2017 | PLANNED | 18511 | 173 | 107 | 0.023312 | 0.00021787
| 2016/17 | 8/02/2017 | PLANNED | 200 | 1 | 200 | 0.00025188 | 1.2594e-06
| 2016/17 | 8/02/2017 | PLANNED | 7755 | 33 | 235 | 0.0097665 | 4.156e-05
| 2016/17 | 8/02/2017 | PLANNED | 15925 | 65 | 245 | 0.020056 | 8.186e-05
| 2016/17 | 8/02/2017 | PLANNED | 1265 | 5 | 253 | 0.0015931 | 6.2969e-06
| 2016/17 | 8/02/2017 | PLANNED | 128618 | 302 | 425.8874 | 0.16198 | 0.00038033
| 2016/17 | 8/02/2017 | PLANNED | 35200 | 160 | 220 | 0.04433 | 0.0002015
| 2016/17 | 8/02/2017 | PLANNED | 24 | 6 | 4 | 3.0225e-05 | 7.5563e-06
| 2016/17 | 8/02/2017 | PLANNED | 9888 | 103 | 96 | 0.012453 | 0.00012972
| 2016/17 | 8/02/2017 | PLANNED | 9850 | 27 | 364.8148 | 0.012405 | 3.4003e-05
| 2016/17 | 8/02/2017 | PLANNED | 66199 | 193 | 343 | 0.08337 | 0.00024306
| 2016/17 | 8/02/2017 | PLANNED | 26 | 1 | 26 | 3.2744e-05 | 1.2594e-06
| 2016/17 | 8/02/2017 | PLANNED | 118 | 1 | 118 | 0.00014861 | 1.2594e-06
| 2016/17 | 8/02/2017 | PLANNED | 1644 | 6 | 274 | 0.0020704 | 7.5563e-06
| 2016/17 | 8/02/2017 | PLANNED | 142 | 2 | 71 | 0.00017883 | 2.5188e-06
| 2016/17 | 8/02/2017 | PLANNED | 84 | 7 | 12 | 0.00010579 | 8.8157e-06
| 2016/17 | 8/02/2017 | PLANNED | 2034 | 8 | 254.25 | 0.0025616 | 1.0075e-05
| 2016/17 | 8/02/2017 | PLANNED | 11450 | 44 | 260.2273 | 0.01442 | 5.5413e-05
| 2016/17 | 8/02/2017 | PLANNED | 152 | 2 | 76 | 0.00019143 | 2.5188e-06
| 2016/17 | 8/02/2017 | PLANNED | 9295 | 55 | 169 | 0.011706 | 6.9266e-05
| 2016/17 | 8/02/2017 | PLANNED | 1365 | 13 | 105 | 0.0017191 | 1.6372e-05
| 2016/17 | 8/02/2017 | PLANNED | 80 | 2 | 40 | 0.00010075 | 2.5188e-06
| 2016/17 | 8/02/2017 | PLANNED | 1904 | 56 | 34 | 0.0023979 | 7.0526e-05
| 2016/17 | 8/02/2017 | PLANNED | 23 | 1 | 23 | 2.8966e-05 | 1.2594e-06
| 2016/17 | 8/02/2017 | PLANNED | 20 | 1 | 20 | 2.5188e-05 | 1.2594e-06
| 2016/17 | 9/02/2017 | PLANNED | 240 | 1 | 240 | 0.00030225 | 1.2594e-06
| 2016/17 | 9/02/2017 | PLANNED | 147 | 3 | 49 | 0.00018513 | 3.7782e-06
| 2016/17 | 9/02/2017 | PLANNED | 370 | 2 | 185 | 0.00046597 | 2.5188e-06
| 2016/17 | 9/02/2017 | PLANNED | 357 | 3 | 119 | 0.0004496 | 3.7782e-06
| 2016/17 | 9/02/2017 | PLANNED | 14056 | 56 | 251 | 0.017702 | 7.0526e-05
| 2016/17 | 9/02/2017 | PLANNED | 246 | 41 | 6 | 0.00030981 | 5.1635e-05
| 2016/17 | 9/02/2017 | PLANNED | 720 | 9 | 80 | 0.00090676 | 1.1334e-05
| 2016/17 | 9/02/2017 | PLANNED | 2700 | 18 | 150 | 0.0034003 | 2.2669e-05
| 2016/17 | 9/02/2017 | PLANNED | 4160 | 20 | 208 | 0.005239 | 2.5188e-05
| 2016/17 | 9/02/2017 | PLANNED | 150 | 3 | 50 | 0.00018891 | 3.7782e-06
| 2016/17 | 9/02/2017 | PLANNED | 1152 | 48 | 24 | 0.0014508 | 6.0451e-05
| 2016/17 | 9/02/2017 | PLANNED | 315 | 9 | 35 | 0.00039671 | 1.1334e-05
| 2016/17 | 9/02/2017 | PLANNED | 7176 | 52 | 138 | 0.0090374 | 6.5488e-05
| 2016/17 | 9/02/2017 | PLANNED | 530 | 10 | 53 | 0.00066747 | 1.2594e-05
| 2016/17 | 9/02/2017 | PLANNED | 462 | 2 | 231 | 0.00058184 | 2.5188e-06
| 2016/17 | 9/02/2017 | PLANNED | 110 | 2 | 55 | 0.00013853 | 2.5188e-06
| 2016/17 | 9/02/2017 | PLANNED | 37940 | 140 | 271 | 0.047781 | 0.00017631
| 2016/17 | 9/02/2017 | PLANNED | 9488 | 764 | 12.4188 | 0.011949 | 0.00096217
| 2016/17 | 9/02/2017 | PLANNED | 1 | 1 | 1 | 1.2594e-06 | 1.2594e-06
| 2016/17 | 9/02/2017 | PLANNED | 5000 | 50 | 100 | 0.0062969 | 6.2969e-05
| 2016/17 | 9/02/2017 | PLANNED | 200 | 2 | 100 | 0.00025188 | 2.5188e-06
| 2016/17 | 10/02/2017 | PLANNED | 329 | 47 | 7 | 0.00041434 | 5.9191e-05
| 2016/17 | 10/02/2017 | PLANNED | 1645 | 7 | 235 | 0.0020717 | 8.8157e-06
| 2016/17 | 10/02/2017 | PLANNED | 13440 | 48 | 280 | 0.016926 | 6.0451e-05
| 2016/17 | 10/02/2017 | PLANNED | 864 | 6 | 144 | 0.0010881 | 7.5563e-06
| 2016/17 | 10/02/2017 | PLANNED | 140 | 2 | 70 | 0.00017631 | 2.5188e-06
| 2016/17 | 10/02/2017 | PLANNED | 3809 | 13 | 293 | 0.004797 | 1.6372e-05
| 2016/17 | 10/02/2017 | PLANNED | 552 | 3 | 184 | 0.00069518 | 3.7782e-06
| 2016/17 | 10/02/2017 | PLANNED | 8316 | 36 | 231 | 0.010473 | 4.5338e-05
| 2016/17 | 10/02/2017 | PLANNED | 8750 | 35 | 250 | 0.01102 | 4.4078e-05
| 2016/17 | 10/02/2017 | PLANNED | 2975 | 35 | 85 | 0.0037467 | 4.4078e-05
| 2016/17 | 10/02/2017 | PLANNED | 13524 | 46 | 294 | 0.017032 | 5.7932e-05
| 2016/17 | 10/02/2017 | PLANNED | 5475 | 73 | 75 | 0.0068951 | 9.1935e-05
| 2016/17 | 10/02/2017 | PLANNED | 864 | 3 | 288 | 0.0010881 | 3.7782e-06
| 2016/17 | 10/02/2017 | PLANNED | 195 | 3 | 65 | 0.00024558 | 3.7782e-06
| 2016/17 | 10/02/2017 | PLANNED | 1573 | 45 | 34.9556 | 0.001981 | 5.6672e-05
| 2016/17 | 11/02/2017 | PLANNED | 42746 | 134 | 319 | 0.053834 | 0.00016876
| 2016/17 | 12/02/2017 | PLANNED | 18700 | 187 | 100 | 0.023551 | 0.00023551
| 2016/17 | 12/02/2017 | PLANNED | 1875 | 5 | 375 | 0.0023613 | 6.2969e-06
| 2016/17 | 12/02/2017 | PLANNED | 2220 | 10 | 222 | 0.0027958 | 1.2594e-05
| 2016/17 | 12/02/2017 | PLANNED | 245 | 1 | 245 | 0.00030855 | 1.2594e-06
| 2016/17 | 13/02/2017 | PLANNED | 7700 | 25 | 308 | 0.0096973 | 3.1485e-05
| 2016/17 | 13/02/2017 | PLANNED | 9427 | 39 | 241.7179 | 0.011872 | 4.9116e-05
| 2016/17 | 13/02/2017 | PLANNED | 585 | 3 | 195 | 0.00073674 | 3.7782e-06
| 2016/17 | 13/02/2017 | PLANNED | 1120 | 4 | 280 | 0.0014105 | 5.0375e-06
| 2016/17 | 13/02/2017 | PLANNED | 1610 | 5 | 322 | 0.0020276 | 6.2969e-06
| 2016/17 | 13/02/2017 | PLANNED | 3060 | 34 | 90 | 0.0038537 | 4.2819e-05
| 2016/17 | 13/02/2017 | PLANNED | 4862 | 26 | 187 | 0.0061231 | 3.2744e-05
| 2016/17 | 13/02/2017 | PLANNED | 5520 | 15 | 368 | 0.0069518 | 1.8891e-05
| 2016/17 | 13/02/2017 | PLANNED | 152 | 1 | 152 | 0.00019143 | 1.2594e-06
| 2016/17 | 13/02/2017 | PLANNED | 52 | 2 | 26 | 6.5488e-05 | 2.5188e-06
| 2016/17 | 14/02/2017 | PLANNED | 14973 | 69 | 217 | 0.018857 | 8.6898e-05
| 2016/17 | 14/02/2017 | PLANNED | 1980 | 11 | 180 | 0.0024936 | 1.3853e-05
| 2016/17 | 14/02/2017 | PLANNED | 156 | 12 | 13 | 0.00019646 | 1.5113e-05
| 2016/17 | 14/02/2017 | PLANNED | 252 | 2 | 126 | 0.00031737 | 2.5188e-06
| 2016/17 | 14/02/2017 | PLANNED | 650 | 5 | 130 | 0.0008186 | 6.2969e-06
| 2016/17 | 14/02/2017 | PLANNED | 600 | 2 | 300 | 0.00075563 | 2.5188e-06
| 2016/17 | 14/02/2017 | PLANNED | 13245 | 33 | 401.3636 | 0.016681 | 4.156e-05
| 2016/17 | 14/02/2017 | PLANNED | 19966 | 56 | 356.5357 | 0.025145 | 7.0526e-05
| 2016/17 | 14/02/2017 | PLANNED | 31850 | 91 | 350 | 0.040111 | 0.0001146
| 2016/17 | 14/02/2017 | PLANNED | 135 | 1 | 135 | 0.00017002 | 1.2594e-06
| 2016/17 | 14/02/2017 | PLANNED | 85 | 1 | 85 | 0.00010705 | 1.2594e-06
| 2016/17 | 14/02/2017 | PLANNED | 320 | 40 | 8 | 0.000403 | 5.0375e-05
| 2016/17 | 14/02/2017 | PLANNED | 3146 | 13 | 242 | 0.003962 | 1.6372e-05
| 2016/17 | 14/02/2017 | PLANNED | 1025 | 41 | 25 | 0.0012909 | 5.1635e-05
| 2016/17 | 14/02/2017 | PLANNED | 56 | 1 | 56 | 7.0526e-05 | 1.2594e-06
| 2016/17 | 14/02/2017 | PLANNED | 138 | 3 | 46 | 0.0001738 | 3.7782e-06
| 2016/17 | 14/02/2017 | PLANNED | 24 | 2 | 12 | 3.0225e-05 | 2.5188e-06
| 2016/17 | 14/02/2017 | PLANNED | 30 | 2 | 15 | 3.7782e-05 | 2.5188e-06
| 2016/17 | 14/02/2017 | PLANNED | 130 | 2 | 65 | 0.00016372 | 2.5188e-06
| 2016/17 | 14/02/2017 | PLANNED | 0 | 448 | 0 | 0 | 0.0005642
| 2016/17 | 15/02/2017 | PLANNED | 30 | 5 | 6 | 3.7782e-05 | 6.2969e-06
| 2016/17 | 15/02/2017 | PLANNED | 11470 | 31 | 370 | 0.014445 | 3.9041e-05
| 2016/17 | 15/02/2017 | PLANNED | 28875 | 77 | 375 | 0.036365 | 9.6973e-05
| 2016/17 | 15/02/2017 | PLANNED | 2440 | 8 | 305 | 0.0030729 | 1.0075e-05
| 2016/17 | 15/02/2017 | PLANNED | 444 | 6 | 74 | 0.00055917 | 7.5563e-06
| 2016/17 | 15/02/2017 | PLANNED | 196 | 2 | 98 | 0.00024684 | 2.5188e-06
| 2016/17 | 15/02/2017 | PLANNED | 1302 | 14 | 93 | 0.0016397 | 1.7631e-05
| 2016/17 | 15/02/2017 | PLANNED | 2400 | 12 | 200 | 0.0030225 | 1.5113e-05
| 2016/17 | 15/02/2017 | PLANNED | 2340 | 5 | 468 | 0.002947 | 6.2969e-06
| 2016/17 | 15/02/2017 | PLANNED | 19950 | 70 | 285 | 0.025125 | 8.8157e-05
| 2016/17 | 15/02/2017 | PLANNED | 393 | 3 | 131 | 0.00049494 | 3.7782e-06
| 2016/17 | 15/02/2017 | PLANNED | 960 | 12 | 80 | 0.001209 | 1.5113e-05
| 2016/17 | 15/02/2017 | PLANNED | 450 | 2 | 225 | 0.00056672 | 2.5188e-06
| 2016/17 | 15/02/2017 | PLANNED | 178 | 1 | 178 | 0.00022417 | 1.2594e-06
| 2016/17 | 15/02/2017 | PLANNED | 2692 | 14 | 192.2857 | 0.0033903 | 1.7631e-05
| 2016/17 | 15/02/2017 | PLANNED | 630 | 10 | 63 | 0.00079341 | 1.2594e-05
| 2016/17 | 15/02/2017 | PLANNED | 450 | 10 | 45 | 0.00056672 | 1.2594e-05
| 2016/17 | 16/02/2017 | PLANNED | 411 | 1 | 411 | 0.00051761 | 1.2594e-06
| 2016/17 | 16/02/2017 | PLANNED | 16200 | 49 | 330.6122 | 0.020402 | 6.171e-05
| 2016/17 | 16/02/2017 | PLANNED | 6600 | 30 | 220 | 0.0083119 | 3.7782e-05
| 2016/17 | 16/02/2017 | PLANNED | 336 | 4 | 84 | 0.00042315 | 5.0375e-06
| 2016/17 | 16/02/2017 | PLANNED | 208271 | 562 | 370.589 | 0.26229 | 0.00070777
| 2016/17 | 16/02/2017 | PLANNED | 1295 | 7 | 185 | 0.0016309 | 8.8157e-06
| 2016/17 | 16/02/2017 | PLANNED | 2970 | 7 | 424.2857 | 0.0037404 | 8.8157e-06
| 2016/17 | 16/02/2017 | PLANNED | 300 | 5 | 60 | 0.00037782 | 6.2969e-06
| 2016/17 | 16/02/2017 | PLANNED | 64 | 2 | 32 | 8.0601e-05 | 2.5188e-06
| 2016/17 | 16/02/2017 | PLANNED | 36 | 2 | 18 | 4.5338e-05 | 2.5188e-06
| 2016/17 | 16/02/2017 | PLANNED | 1160 | 10 | 116 | 0.0014609 | 1.2594e-05
| 2016/17 | 16/02/2017 | PLANNED | 30 | 1 | 30 | 3.7782e-05 | 1.2594e-06
| 2016/17 | 17/02/2017 | PLANNED | 17696 | 79 | 224 | 0.022286 | 9.9491e-05
| 2016/17 | 17/02/2017 | PLANNED | 230 | 1 | 230 | 0.00028966 | 1.2594e-06
| 2016/17 | 17/02/2017 | PLANNED | 5110 | 17 | 300.5882 | 0.0064355 | 2.141e-05
| 2016/17 | 17/02/2017 | PLANNED | 180 | 4 | 45 | 0.00022669 | 5.0375e-06
| 2016/17 | 17/02/2017 | PLANNED | 370 | 2 | 185 | 0.00046597 | 2.5188e-06
| 2016/17 | 17/02/2017 | PLANNED | 1200 | 3 | 400 | 0.0015113 | 3.7782e-06
| 2016/17 | 17/02/2017 | PLANNED | 990 | 3 | 330 | 0.0012468 | 3.7782e-06
| 2016/17 | 17/02/2017 | PLANNED | 1180 | 10 | 118 | 0.0014861 | 1.2594e-05
| 2016/17 | 17/02/2017 | PLANNED | 7200 | 32 | 225 | 0.0090676 | 4.03e-05
| 2016/17 | 17/02/2017 | PLANNED | 12780 | 36 | 355 | 0.016095 | 4.5338e-05
| 2016/17 | 17/02/2017 | PLANNED | 350 | 2 | 175 | 0.00044078 | 2.5188e-06
| 2016/17 | 17/02/2017 | PLANNED | 7238 | 32 | 226.1875 | 0.0091154 | 4.03e-05
| 2016/17 | 17/02/2017 | PLANNED | 554 | 2 | 277 | 0.0006977 | 2.5188e-06
| 2016/17 | 17/02/2017 | PLANNED | 40 | 5 | 8 | 5.0375e-05 | 6.2969e-06
| 2016/17 | 17/02/2017 | PLANNED | 38009 | 199 | 191 | 0.047868 | 0.00025062
| 2016/17 | 17/02/2017 | PLANNED | 1600 | 5 | 320 | 0.002015 | 6.2969e-06
| 2016/17 | 17/02/2017 | PLANNED | 8030 | 22 | 365 | 0.010113 | 2.7706e-05
| 2016/17 | 17/02/2017 | PLANNED | 7350 | 30 | 245 | 0.0092565 | 3.7782e-05
| 2016/17 | 17/02/2017 | PLANNED | 930 | 6 | 155 | 0.0011712 | 7.5563e-06
| 2016/17 | 17/02/2017 | PLANNED | 168 | 1 | 168 | 0.00021158 | 1.2594e-06
| 2016/17 | 17/02/2017 | PLANNED | 22715 | 77 | 295 | 0.028607 | 9.6973e-05
| 2016/17 | 17/02/2017 | PLANNED | 70 | 2 | 35 | 8.8157e-05 | 2.5188e-06
| 2016/17 | 17/02/2017 | PLANNED | 10 | 1 | 10 | 1.2594e-05 | 1.2594e-06
| 2016/17 | 17/02/2017 | PLANNED | 2170 | 14 | 155 | 0.0027329 | 1.7631e-05
| 2016/17 | 17/02/2017 | PLANNED | 137 | 1 | 137 | 0.00017254 | 1.2594e-06
| 2016/17 | 17/02/2017 | PLANNED | 120 | 4 | 30 | 0.00015113 | 5.0375e-06
| 2016/17 | 17/02/2017 | PLANNED | 214 | 2 | 107 | 0.00026951 | 2.5188e-06
| 2016/17 | 18/02/2017 | PLANNED | 961 | 3 | 320.3333 | 0.0012103 | 3.7782e-06
| 2016/17 | 19/02/2017 | PLANNED | 250 | 1 | 250 | 0.00031485 | 1.2594e-06
| 2016/17 | 19/02/2017 | PLANNED | 5071 | 11 | 461 | 0.0063863 | 1.3853e-05
| 2016/17 | 19/02/2017 | PLANNED | 1080 | 3 | 360 | 0.0013601 | 3.7782e-06
| 2016/17 | 19/02/2017 | PLANNED | 120 | 4 | 30 | 0.00015113 | 5.0375e-06
| 2016/17 | 20/02/2017 | PLANNED | 12835 | 37 | 346.8919 | 0.016164 | 4.6597e-05
| 2016/17 | 20/02/2017 | PLANNED | 4755 | 15 | 317 | 0.0059884 | 1.8891e-05
| 2016/17 | 20/02/2017 | PLANNED | 498 | 6 | 83 | 0.00062717 | 7.5563e-06
| 2016/17 | 20/02/2017 | PLANNED | 325 | 5 | 65 | 0.0004093 | 6.2969e-06
| 2016/17 | 20/02/2017 | PLANNED | 462 | 66 | 7 | 0.00058184 | 8.3119e-05
| 2016/17 | 20/02/2017 | PLANNED | 150 | 2 | 75 | 0.00018891 | 2.5188e-06
| 2016/17 | 20/02/2017 | PLANNED | 644 | 4 | 161 | 0.00081104 | 5.0375e-06
| 2016/17 | 20/02/2017 | PLANNED | 3905 | 25 | 156.2 | 0.0049179 | 3.1485e-05
| 2016/17 | 20/02/2017 | PLANNED | 86 | 2 | 43 | 0.00010831 | 2.5188e-06
| 2016/17 | 20/02/2017 | PLANNED | 10064 | 34 | 296 | 0.012674 | 4.2819e-05
| 2016/17 | 20/02/2017 | PLANNED | 62 | 2 | 31 | 7.8082e-05 | 2.5188e-06
| 2016/17 | 20/02/2017 | PLANNED | 55 | 1 | 55 | 6.9266e-05 | 1.2594e-06
| 2016/17 | 20/02/2017 | PLANNED | 718 | 4 | 179.5 | 0.00090424 | 5.0375e-06
| 2016/17 | 20/02/2017 | PLANNED | 704 | 8 | 88 | 0.00088661 | 1.0075e-05
| 2016/17 | 20/02/2017 | PLANNED | 34 | 1 | 34 | 4.2819e-05 | 1.2594e-06
| 2016/17 | 20/02/2017 | PLANNED | 40 | 2 | 20 | 5.0375e-05 | 2.5188e-06
| 2016/17 | 21/02/2017 | PLANNED | 3582 | 9 | 398 | 0.0045111 | 1.1334e-05
| 2016/17 | 21/02/2017 | PLANNED | 5697 | 27 | 211 | 0.0071747 | 3.4003e-05
| 2016/17 | 21/02/2017 | PLANNED | 171 | 1 | 171 | 0.00021535 | 1.2594e-06
| 2016/17 | 21/02/2017 | PLANNED | 1730 | 5 | 346 | 0.0021787 | 6.2969e-06
| 2016/17 | 21/02/2017 | PLANNED | 24070 | 58 | 415 | 0.030313 | 7.3044e-05
| 2016/17 | 21/02/2017 | PLANNED | 15265 | 43 | 355 | 0.019225 | 5.4154e-05
| 2016/17 | 21/02/2017 | PLANNED | 21483 | 63 | 341 | 0.027055 | 7.9341e-05
| 2016/17 | 21/02/2017 | PLANNED | 17940 | 46 | 390 | 0.022593 | 5.7932e-05
| 2016/17 | 21/02/2017 | PLANNED | 22780 | 68 | 335 | 0.028689 | 8.5638e-05
| 2016/17 | 21/02/2017 | PLANNED | 7560 | 20 | 378 | 0.009521 | 2.5188e-05
| 2016/17 | 21/02/2017 | PLANNED | 230 | 5 | 46 | 0.00028966 | 6.2969e-06
| 2016/17 | 21/02/2017 | PLANNED | 23553 | 139 | 169.446 | 0.029662 | 0.00017505
| 2016/17 | 21/02/2017 | PLANNED | 1302 | 7 | 186 | 0.0016397 | 8.8157e-06
| 2016/17 | 21/02/2017 | PLANNED | 198 | 3 | 66 | 0.00024936 | 3.7782e-06
| 2016/17 | 21/02/2017 | PLANNED | 765 | 3 | 255 | 0.00096343 | 3.7782e-06
| 2016/17 | 21/02/2017 | PLANNED | 81 | 3 | 27 | 0.00010201 | 3.7782e-06
| 2016/17 | 21/02/2017 | PLANNED | 46 | 2 | 23 | 5.7932e-05 | 2.5188e-06
| 2016/17 | 21/02/2017 | PLANNED | 10143 | 63 | 161 | 0.012774 | 7.9341e-05
| 2016/17 | 21/02/2017 | PLANNED | 5965 | 20 | 298.25 | 0.0075122 | 2.5188e-05
| 2016/17 | 21/02/2017 | PLANNED | 29224 | 104 | 281 | 0.036804 | 0.00013098
| 2016/17 | 21/02/2017 | PLANNED | 540 | 3 | 180 | 0.00068007 | 3.7782e-06
| 2016/17 | 21/02/2017 | PLANNED | 11284 | 62 | 182 | 0.014211 | 7.8082e-05
| 2016/17 | 21/02/2017 | PLANNED | 26 | 1 | 26 | 3.2744e-05 | 1.2594e-06
| 2016/17 | 21/02/2017 | PLANNED | 124 | 2 | 62 | 0.00015616 | 2.5188e-06
| 2016/17 | 21/02/2017 | PLANNED | 64 | 2 | 32 | 8.0601e-05 | 2.5188e-06
| 2016/17 | 21/02/2017 | PLANNED | 24 | 2 | 12 | 3.0225e-05 | 2.5188e-06
| 2016/17 | 21/02/2017 | PLANNED | 24 | 1 | 24 | 3.0225e-05 | 1.2594e-06
| 2016/17 | 21/02/2017 | PLANNED | 22 | 2 | 11 | 2.7706e-05 | 2.5188e-06
| 2016/17 | 21/02/2017 | PLANNED | 24 | 1 | 24 | 3.0225e-05 | 1.2594e-06
| 2016/17 | 21/02/2017 | PLANNED | 44 | 2 | 22 | 5.5413e-05 | 2.5188e-06
| 2016/17 | 21/02/2017 | PLANNED | 20 | 4 | 5 | 2.5188e-05 | 5.0375e-06
| 2016/17 | 22/02/2017 | PLANNED | 738 | 3 | 246 | 0.00092943 | 3.7782e-06
| 2016/17 | 22/02/2017 | PLANNED | 141764 | 427 | 332 | 0.17854 | 0.00053776
| 2016/17 | 22/02/2017 | PLANNED | 9 | 1 | 9 | 1.1334e-05 | 1.2594e-06
| 2016/17 | 22/02/2017 | PLANNED | 4389 | 33 | 133 | 0.0055274 | 4.156e-05
| 2016/17 | 22/02/2017 | PLANNED | 2184 | 12 | 182 | 0.0027505 | 1.5113e-05
| 2016/17 | 22/02/2017 | PLANNED | 466 | 2 | 233 | 0.00058687 | 2.5188e-06
| 2016/17 | 22/02/2017 | PLANNED | 12259 | 41 | 299 | 0.015439 | 5.1635e-05
| 2016/17 | 22/02/2017 | PLANNED | 8400 | 30 | 280 | 0.010579 | 3.7782e-05
| 2016/17 | 22/02/2017 | PLANNED | 63840 | 146 | 437.2603 | 0.080399 | 0.00018387
| 2016/17 | 22/02/2017 | PLANNED | 253 | 5 | 50.6 | 0.00031862 | 6.2969e-06
| 2016/17 | 22/02/2017 | PLANNED | 1540 | 6 | 256.6667 | 0.0019395 | 7.5563e-06
| 2016/17 | 22/02/2017 | PLANNED | 22 | 2 | 11 | 2.7706e-05 | 2.5188e-06
| 2016/17 | 22/02/2017 | PLANNED | 37530 | 135 | 278 | 0.047265 | 0.00017002
| 2016/17 | 22/02/2017 | PLANNED | 25 | 1 | 25 | 3.1485e-05 | 1.2594e-06
| 2016/17 | 22/02/2017 | PLANNED | 18600 | 60 | 310 | 0.023425 | 7.5563e-05
| 2016/17 | 22/02/2017 | PLANNED | 34 | 1 | 34 | 4.2819e-05 | 1.2594e-06
| 2016/17 | 22/02/2017 | PLANNED | 222 | 37 | 6 | 0.00027958 | 4.6597e-05
| 2016/17 | 22/02/2017 | PLANNED | 5304 | 26 | 204 | 0.0066798 | 3.2744e-05
| 2016/17 | 22/02/2017 | PLANNED | 525 | 7 | 75 | 0.00066118 | 8.8157e-06
| 2016/17 | 22/02/2017 | PLANNED | 17 | 1 | 17 | 2.141e-05 | 1.2594e-06
| 2016/17 | 22/02/2017 | PLANNED | 106 | 1 | 106 | 0.00013349 | 1.2594e-06
| 2016/17 | 22/02/2017 | PLANNED | 90 | 3 | 30 | 0.00011334 | 3.7782e-06
| 2016/17 | 22/02/2017 | PLANNED | 64 | 4 | 16 | 8.0601e-05 | 5.0375e-06
| 2016/17 | 22/02/2017 | PLANNED | 17381 | 91 | 191 | 0.021889 | 0.0001146
| 2016/17 | 22/02/2017 | PLANNED | 203 | 7 | 29 | 0.00025566 | 8.8157e-06
| 2016/17 | 22/02/2017 | PLANNED | 150 | 2 | 75 | 0.00018891 | 2.5188e-06
| 2016/17 | 22/02/2017 | PLANNED | 66 | 2 | 33 | 8.3119e-05 | 2.5188e-06
| 2016/17 | 22/02/2017 | PLANNED | 26 | 1 | 26 | 3.2744e-05 | 1.2594e-06
| 2016/17 | 22/02/2017 | PLANNED | 1520 | 19 | 80 | 0.0019143 | 2.3928e-05
| 2016/17 | 22/02/2017 | PLANNED | 15 | 1 | 15 | 1.8891e-05 | 1.2594e-06
| 2016/17 | 22/02/2017 | PLANNED | 420 | 6 | 70 | 0.00052894 | 7.5563e-06
| 2016/17 | 22/02/2017 | PLANNED | 40 | 2 | 20 | 5.0375e-05 | 2.5188e-06
| 2016/17 | 22/02/2017 | PLANNED | 27 | 3 | 9 | 3.4003e-05 | 3.7782e-06
| 2016/17 | 22/02/2017 | PLANNED | 1975 | 25 | 79 | 0.0024873 | 3.1485e-05
| 2016/17 | 22/02/2017 | PLANNED | 0 | 448 | 0 | 0 | 0.0005642
| 2016/17 | 23/02/2017 | PLANNED | 21228 | 244 | 87 | 0.026734 | 0.00030729
| 2016/17 | 23/02/2017 | PLANNED | 960 | 6 | 160 | 0.001209 | 7.5563e-06
| 2016/17 | 23/02/2017 | PLANNED | 50 | 1 | 50 | 6.2969e-05 | 1.2594e-06
| 2016/17 | 23/02/2017 | PLANNED | 1560 | 39 | 40 | 0.0019646 | 4.9116e-05
| 2016/17 | 23/02/2017 | PLANNED | 12540 | 44 | 285 | 0.015793 | 5.5413e-05
| 2016/17 | 23/02/2017 | PLANNED | 19430 | 58 | 335 | 0.02447 | 7.3044e-05
| 2016/17 | 23/02/2017 | PLANNED | 4800 | 32 | 150 | 0.0060451 | 4.03e-05
| 2016/17 | 23/02/2017 | PLANNED | 13120 | 80 | 164 | 0.016523 | 0.00010075
| 2016/17 | 23/02/2017 | PLANNED | 1468 | 4 | 367 | 0.0018488 | 5.0375e-06
| 2016/17 | 23/02/2017 | PLANNED | 636 | 3 | 212 | 0.00080097 | 3.7782e-06
| 2016/17 | 23/02/2017 | PLANNED | 21 | 1 | 21 | 2.6447e-05 | 1.2594e-06
| 2016/17 | 23/02/2017 | PLANNED | 2560 | 8 | 320 | 0.003224 | 1.0075e-05
| 2016/17 | 23/02/2017 | PLANNED | 46282 | 146 | 317 | 0.058287 | 0.00018387
| 2016/17 | 23/02/2017 | PLANNED | 2711 | 12 | 225.9167 | 0.0034142 | 1.5113e-05
| 2016/17 | 23/02/2017 | PLANNED | 12600 | 40 | 315 | 0.015868 | 5.0375e-05
| 2016/17 | 23/02/2017 | PLANNED | 2080 | 16 | 130 | 0.0026195 | 2.015e-05
| 2016/17 | 23/02/2017 | PLANNED | 900 | 12 | 75 | 0.0011334 | 1.5113e-05
| 2016/17 | 23/02/2017 | PLANNED | 9 | 1 | 9 | 1.1334e-05 | 1.2594e-06
| 2016/17 | 23/02/2017 | PLANNED | 10478 | 31 | 338 | 0.013196 | 3.9041e-05
| 2016/17 | 23/02/2017 | PLANNED | 458 | 2 | 229 | 0.0005768 | 2.5188e-06
| 2016/17 | 23/02/2017 | PLANNED | 2520 | 72 | 35 | 0.0031737 | 9.0676e-05
| 2016/17 | 23/02/2017 | PLANNED | 30 | 1 | 30 | 3.7782e-05 | 1.2594e-06
| 2016/17 | 23/02/2017 | PLANNED | 20 | 1 | 20 | 2.5188e-05 | 1.2594e-06
| 2016/17 | 23/02/2017 | PLANNED | 11130 | 159 | 70 | 0.014017 | 0.00020024
| 2016/17 | 23/02/2017 | PLANNED | 30 | 1 | 30 | 3.7782e-05 | 1.2594e-06
| 2016/17 | 23/02/2017 | PLANNED | 15 | 5 | 3 | 1.8891e-05 | 6.2969e-06
| 2016/17 | 23/02/2017 | PLANNED | 18 | 2 | 9 | 2.2669e-05 | 2.5188e-06
| 2016/17 | 24/02/2017 | PLANNED | 1522 | 2 | 761 | 0.0019168 | 2.5188e-06
| 2016/17 | 24/02/2017 | PLANNED | 50 | 2 | 25 | 6.2969e-05 | 2.5188e-06
| 2016/17 | 24/02/2017 | PLANNED | 21318 | 66 | 323 | 0.026848 | 8.3119e-05
| 2016/17 | 24/02/2017 | PLANNED | 422 | 2 | 211 | 0.00053146 | 2.5188e-06
| 2016/17 | 24/02/2017 | PLANNED | 4900 | 35 | 140 | 0.006171 | 4.4078e-05
| 2016/17 | 24/02/2017 | PLANNED | 9780 | 60 | 163 | 0.012317 | 7.5563e-05
| 2016/17 | 24/02/2017 | PLANNED | 5106 | 23 | 222 | 0.0064304 | 2.8966e-05
| 2016/17 | 24/02/2017 | PLANNED | 1462 | 17 | 86 | 0.0018412 | 2.141e-05
| 2016/17 | 24/02/2017 | PLANNED | 36177 | 93 | 389 | 0.045561 | 0.00011712
| 2016/17 | 24/02/2017 | PLANNED | 26313 | 147 | 179 | 0.033138 | 0.00018513
| 2016/17 | 24/02/2017 | PLANNED | 600 | 3 | 200 | 0.00075563 | 3.7782e-06
| 2016/17 | 24/02/2017 | PLANNED | 675 | 5 | 135 | 0.00085009 | 6.2969e-06
| 2016/17 | 24/02/2017 | PLANNED | 15 | 1 | 15 | 1.8891e-05 | 1.2594e-06
| 2016/17 | 24/02/2017 | PLANNED | 6760 | 52 | 130 | 0.0085134 | 6.5488e-05
| 2016/17 | 24/02/2017 | PLANNED | 21105 | 63 | 335 | 0.026579 | 7.9341e-05
| 2016/17 | 24/02/2017 | PLANNED | 98 | 1 | 98 | 0.00012342 | 1.2594e-06
| 2016/17 | 24/02/2017 | PLANNED | 976 | 8 | 122 | 0.0012292 | 1.0075e-05
| 2016/17 | 24/02/2017 | PLANNED | 33 | 3 | 11 | 4.156e-05 | 3.7782e-06
| 2016/17 | 24/02/2017 | PLANNED | 20 | 4 | 5 | 2.5188e-05 | 5.0375e-06
| 2016/17 | 24/02/2017 | PLANNED | 60 | 1 | 60 | 7.5563e-05 | 1.2594e-06
| 2016/17 | 24/02/2017 | PLANNED | 96 | 6 | 16 | 0.0001209 | 7.5563e-06
| 2016/17 | 24/02/2017 | PLANNED | 120 | 3 | 40 | 0.00015113 | 3.7782e-06
| 2016/17 | 25/02/2017 | PLANNED | 6510 | 16 | 406.875 | 0.0081986 | 2.015e-05
| 2016/17 | 25/02/2017 | PLANNED | 750 | 5 | 150 | 0.00094454 | 6.2969e-06
| 2016/17 | 26/02/2017 | PLANNED | 14784 | 33 | 448 | 0.018619 | 4.156e-05
| 2016/17 | 26/02/2017 | PLANNED | 4800 | 10 | 480 | 0.0060451 | 1.2594e-05
| 2016/17 | 26/02/2017 | PLANNED | 20705 | 41 | 505 | 0.026076 | 5.1635e-05
| 2016/17 | 26/02/2017 | PLANNED | 27404 | 68 | 403 | 0.034512 | 8.5638e-05
| 2016/17 | 26/02/2017 | PLANNED | 14151 | 53 | 267 | 0.017822 | 6.6747e-05
| 2016/17 | 26/02/2017 | PLANNED | 3400 | 170 | 20 | 0.0042819 | 0.0002141
| 2016/17 | 27/02/2017 | PLANNED | 130 | 2 | 65 | 0.00016372 | 2.5188e-06
| 2016/17 | 27/02/2017 | PLANNED | 62 | 1 | 62 | 7.8082e-05 | 1.2594e-06
| 2016/17 | 27/02/2017 | PLANNED | 1010 | 5 | 202 | 0.001272 | 6.2969e-06
| 2016/17 | 27/02/2017 | PLANNED | 14960 | 85 | 176 | 0.01884 | 0.00010705
| 2016/17 | 27/02/2017 | PLANNED | 3171 | 21 | 151 | 0.0039935 | 2.6447e-05
| 2016/17 | 27/02/2017 | PLANNED | 325 | 1 | 325 | 0.0004093 | 1.2594e-06
| 2016/17 | 27/02/2017 | PLANNED | 630 | 3 | 210 | 0.00079341 | 3.7782e-06
| 2016/17 | 27/02/2017 | PLANNED | 180 | 3 | 60 | 0.00022669 | 3.7782e-06
| 2016/17 | 27/02/2017 | PLANNED | 165 | 11 | 15 | 0.0002078 | 1.3853e-05
| 2016/17 | 27/02/2017 | PLANNED | 47 | 1 | 47 | 5.9191e-05 | 1.2594e-06
| 2016/17 | 27/02/2017 | PLANNED | 72 | 2 | 36 | 9.0676e-05 | 2.5188e-06
| 2016/17 | 27/02/2017 | PLANNED | 4428 | 18 | 246 | 0.0055766 | 2.2669e-05
| 2016/17 | 27/02/2017 | PLANNED | 630 | 90 | 7 | 0.00079341 | 0.00011334
| 2016/17 | 27/02/2017 | PLANNED | 132 | 33 | 4 | 0.00016624 | 4.156e-05
| 2016/17 | 27/02/2017 | PLANNED | 100 | 5 | 20 | 0.00012594 | 6.2969e-06
| 2016/17 | 27/02/2017 | PLANNED | 55 | 1 | 55 | 6.9266e-05 | 1.2594e-06
| 2016/17 | 27/02/2017 | PLANNED | 150 | 30 | 5 | 0.00018891 | 3.7782e-05
| 2016/17 | 27/02/2017 | PLANNED | 756 | 9 | 84 | 0.0009521 | 1.1334e-05
| 2016/17 | 27/02/2017 | PLANNED | 30 | 2 | 15 | 3.7782e-05 | 2.5188e-06
| 2016/17 | 27/02/2017 | PLANNED | 74 | 2 | 37 | 9.3195e-05 | 2.5188e-06
| 2016/17 | 27/02/2017 | PLANNED | 32 | 1 | 32 | 4.03e-05 | 1.2594e-06
| 2016/17 | 27/02/2017 | PLANNED | 160 | 16 | 10 | 0.0002015 | 2.015e-05
| 2016/17 | 27/02/2017 | PLANNED | 60 | 2 | 30 | 7.5563e-05 | 2.5188e-06
| 2016/17 | 27/02/2017 | PLANNED | 48 | 3 | 16 | 6.0451e-05 | 3.7782e-06
| 2016/17 | 27/02/2017 | PLANNED | 48 | 4 | 12 | 6.0451e-05 | 5.0375e-06
| 2016/17 | 27/02/2017 | PLANNED | 99 | 3 | 33 | 0.00012468 | 3.7782e-06
| 2016/17 | 27/02/2017 | PLANNED | 90 | 1 | 90 | 0.00011334 | 1.2594e-06
| 2016/17 | 28/02/2017 | PLANNED | 20 | 2 | 10 | 2.5188e-05 | 2.5188e-06
| 2016/17 | 28/02/2017 | PLANNED | 6000 | 25 | 240 | 0.0075563 | 3.1485e-05
| 2016/17 | 28/02/2017 | PLANNED | 11128 | 37 | 300.7568 | 0.014014 | 4.6597e-05
| 2016/17 | 28/02/2017 | PLANNED | 1836 | 6 | 306 | 0.0023122 | 7.5563e-06
| 2016/17 | 28/02/2017 | PLANNED | 7275 | 23 | 316.3043 | 0.009162 | 2.8966e-05
| 2016/17 | 28/02/2017 | PLANNED | 74925 | 135 | 555 | 0.094359 | 0.00017002
| 2016/17 | 28/02/2017 | PLANNED | 52820 | 139 | 380 | 0.066521 | 0.00017505
| 2016/17 | 28/02/2017 | PLANNED | 75 | 1 | 75 | 9.4454e-05 | 1.2594e-06
| 2016/17 | 28/02/2017 | PLANNED | 9766 | 38 | 257 | 0.012299 | 4.7857e-05
| 2016/17 | 28/02/2017 | PLANNED | 42470 | 137 | 310 | 0.053486 | 0.00017254
| 2016/17 | 28/02/2017 | PLANNED | 21 | 3 | 7 | 2.6447e-05 | 3.7782e-06
| 2016/17 | 28/02/2017 | PLANNED | 51522 | 186 | 277 | 0.064886 | 0.00023425
| 2016/17 | 28/02/2017 | PLANNED | 220 | 4 | 55 | 0.00027706 | 5.0375e-06
| 2016/17 | 28/02/2017 | PLANNED | 8112 | 39 | 208 | 0.010216 | 4.9116e-05
| 2016/17 | 28/02/2017 | PLANNED | 46 | 2 | 23 | 5.7932e-05 | 2.5188e-06
| 2016/17 | 28/02/2017 | PLANNED | 852 | 71 | 12 | 0.001073 | 8.9416e-05
| 2016/17 | 28/02/2017 | PLANNED | 9610 | 62 | 155 | 0.012103 | 7.8082e-05
| 2016/17 | 28/02/2017 | PLANNED | 19598 | 82 | 239 | 0.024681 | 0.00010327
| 2016/17 | 28/02/2017 | PLANNED | 24 | 2 | 12 | 3.0225e-05 | 2.5188e-06
| 2016/17 | 28/02/2017 | PLANNED | 240 | 3 | 80 | 0.00030225 | 3.7782e-06
| 2016/17 | 28/02/2017 | PLANNED | 2727 | 101 | 27 | 0.0034343 | 0.0001272
| 2016/17 | 1/03/2017 | PLANNED | 554 | 1 | 554 | 0.0006977 | 1.2594e-06
| 2016/17 | 1/03/2017 | PLANNED | 990 | 3 | 330 | 0.0012468 | 3.7782e-06
| 2016/17 | 1/03/2017 | PLANNED | 33 | 33 | 1 | 4.156e-05 | 4.156e-05
| 2016/17 | 1/03/2017 | PLANNED | 9356 | 24 | 389.8333 | 0.011783 | 3.0225e-05
| 2016/17 | 1/03/2017 | PLANNED | 295 | 1 | 295 | 0.00037152 | 1.2594e-06
| 2016/17 | 1/03/2017 | PLANNED | 28 | 4 | 7 | 3.5263e-05 | 5.0375e-06
| 2016/17 | 1/03/2017 | PLANNED | 5375 | 25 | 215 | 0.0067692 | 3.1485e-05
| 2016/17 | 1/03/2017 | PLANNED | 2214 | 12 | 184.5 | 0.0027883 | 1.5113e-05
| 2016/17 | 1/03/2017 | PLANNED | 1176 | 28 | 42 | 0.001481 | 3.5263e-05
| 2016/17 | 1/03/2017 | PLANNED | 14734 | 53 | 278 | 0.018556 | 6.6747e-05
| 2016/17 | 1/03/2017 | PLANNED | 11 | 1 | 11 | 1.3853e-05 | 1.2594e-06
| 2016/17 | 1/03/2017 | PLANNED | 22040 | 58 | 380 | 0.027757 | 7.3044e-05
| 2016/17 | 1/03/2017 | PLANNED | 3520 | 11 | 320 | 0.004433 | 1.3853e-05
| 2016/17 | 1/03/2017 | PLANNED | 3740 | 11 | 340 | 0.0047101 | 1.3853e-05
| 2016/17 | 1/03/2017 | PLANNED | 4290 | 11 | 390 | 0.0054028 | 1.3853e-05
| 2016/17 | 1/03/2017 | PLANNED | 44 | 4 | 11 | 5.5413e-05 | 5.0375e-06
| 2016/17 | 1/03/2017 | PLANNED | 13908 | 60 | 231.8 | 0.017516 | 7.5563e-05
| 2016/17 | 1/03/2017 | PLANNED | 816 | 68 | 12 | 0.0010277 | 8.5638e-05
| 2016/17 | 1/03/2017 | PLANNED | 13 | 1 | 13 | 1.6372e-05 | 1.2594e-06
| 2016/17 | 1/03/2017 | PLANNED | 24 | 4 | 6 | 3.0225e-05 | 5.0375e-06
| 2016/17 | 1/03/2017 | PLANNED | 336 | 1 | 336 | 0.00042315 | 1.2594e-06
| 2016/17 | 1/03/2017 | PLANNED | 43 | 1 | 43 | 5.4154e-05 | 1.2594e-06
| 2016/17 | 1/03/2017 | PLANNED | 30 | 1 | 30 | 3.7782e-05 | 1.2594e-06
| 2016/17 | 2/03/2017 | PLANNED | 660 | 4 | 165 | 0.00083119 | 5.0375e-06
| 2016/17 | 2/03/2017 | PLANNED | 30 | 2 | 15 | 3.7782e-05 | 2.5188e-06
| 2016/17 | 2/03/2017 | PLANNED | 43700 | 145 | 301.3793 | 0.055035 | 0.00018261
| 2016/17 | 2/03/2017 | PLANNED | 34850 | 153 | 227.7778 | 0.04389 | 0.00019269
| 2016/17 | 2/03/2017 | PLANNED | 10988 | 67 | 164 | 0.013838 | 8.4379e-05
| 2016/17 | 2/03/2017 | PLANNED | 402 | 2 | 201 | 0.00050627 | 2.5188e-06
| 2016/17 | 2/03/2017 | PLANNED | 9000 | 30 | 300 | 0.011334 | 3.7782e-05
| 2016/17 | 2/03/2017 | PLANNED | 45 | 1 | 45 | 5.6672e-05 | 1.2594e-06
| 2016/17 | 2/03/2017 | PLANNED | 3348 | 9 | 372 | 0.0042164 | 1.1334e-05
| 2016/17 | 2/03/2017 | PLANNED | 27035 | 86 | 314.3605 | 0.034047 | 0.00010831
| 2016/17 | 2/03/2017 | PLANNED | 925 | 5 | 185 | 0.0011649 | 6.2969e-06
| 2016/17 | 2/03/2017 | PLANNED | 53985 | 177 | 305 | 0.067988 | 0.00022291
| 2016/17 | 2/03/2017 | PLANNED | 31512 | 104 | 303 | 0.039686 | 0.00013098
| 2016/17 | 2/03/2017 | PLANNED | 40 | 2 | 20 | 5.0375e-05 | 2.5188e-06
| 2016/17 | 2/03/2017 | PLANNED | 7200 | 48 | 150 | 0.0090676 | 6.0451e-05
| 2016/17 | 2/03/2017 | PLANNED | 168 | 8 | 21 | 0.00021158 | 1.0075e-05
| 2016/17 | 2/03/2017 | PLANNED | 29388 | 93 | 316 | 0.037011 | 0.00011712
| 2016/17 | 2/03/2017 | PLANNED | 5115 | 33 | 155 | 0.0064418 | 4.156e-05
| 2016/17 | 2/03/2017 | PLANNED | 48 | 4 | 12 | 6.0451e-05 | 5.0375e-06
| 2016/17 | 2/03/2017 | PLANNED | 6 | 6 | 1 | 7.5563e-06 | 7.5563e-06
| 2016/17 | 2/03/2017 | PLANNED | 14880 | 96 | 155 | 0.01874 | 0.0001209
| 2016/17 | 2/03/2017 | PLANNED | 64 | 2 | 32 | 8.0601e-05 | 2.5188e-06
| 2016/17 | 2/03/2017 | PLANNED | 38 | 1 | 38 | 4.7857e-05 | 1.2594e-06
| 2016/17 | 2/03/2017 | PLANNED | 21 | 3 | 7 | 2.6447e-05 | 3.7782e-06
| 2016/17 | 2/03/2017 | PLANNED | 4 | 2 | 2 | 5.0375e-06 | 2.5188e-06
| 2016/17 | 2/03/2017 | PLANNED | 39 | 1 | 39 | 4.9116e-05 | 1.2594e-06
| 2016/17 | 2/03/2017 | PLANNED | 30 | 2 | 15 | 3.7782e-05 | 2.5188e-06
| 2016/17 | 2/03/2017 | PLANNED | 20 | 1 | 20 | 2.5188e-05 | 1.2594e-06
| 2016/17 | 2/03/2017 | PLANNED | 42 | 2 | 21 | 5.2894e-05 | 2.5188e-06
| 2016/17 | 2/03/2017 | PLANNED | 900 | 9 | 100 | 0.0011334 | 1.1334e-05
| 2016/17 | 2/03/2017 | PLANNED | 48 | 3 | 16 | 6.0451e-05 | 3.7782e-06
| 2016/17 | 2/03/2017 | PLANNED | 449 | 449 | 1 | 0.00056546 | 0.00056546
| 2016/17 | 3/03/2017 | PLANNED | 120 | 4 | 30 | 0.00015113 | 5.0375e-06
| 2016/17 | 3/03/2017 | PLANNED | 10125 | 27 | 375 | 0.012751 | 3.4003e-05
| 2016/17 | 3/03/2017 | PLANNED | 6975 | 31 | 225 | 0.0087842 | 3.9041e-05
| 2016/17 | 3/03/2017 | PLANNED | 10988 | 41 | 268 | 0.013838 | 5.1635e-05
| 2016/17 | 3/03/2017 | PLANNED | 7131 | 22 | 324.1364 | 0.0089807 | 2.7706e-05
| 2016/17 | 3/03/2017 | PLANNED | 145 | 1 | 145 | 0.00018261 | 1.2594e-06
| 2016/17 | 3/03/2017 | PLANNED | 57 | 4 | 14.25 | 7.1785e-05 | 5.0375e-06
| 2016/17 | 3/03/2017 | PLANNED | 89485 | 233 | 384.0558 | 0.1127 | 0.00029344
| 2016/17 | 3/03/2017 | PLANNED | 80 | 2 | 40 | 0.00010075 | 2.5188e-06
| 2016/17 | 3/03/2017 | PLANNED | 11649 | 33 | 353 | 0.014671 | 4.156e-05
| 2016/17 | 3/03/2017 | PLANNED | 496 | 2 | 248 | 0.00062466 | 2.5188e-06
| 2016/17 | 3/03/2017 | PLANNED | 66 | 3 | 22 | 8.3119e-05 | 3.7782e-06
| 2016/17 | 3/03/2017 | PLANNED | 3033 | 9 | 337 | 0.0038197 | 1.1334e-05
| 2016/17 | 3/03/2017 | PLANNED | 42 | 6 | 7 | 5.2894e-05 | 7.5563e-06
| 2016/17 | 3/03/2017 | PLANNED | 1450 | 5 | 290 | 0.0018261 | 6.2969e-06
| 2016/17 | 3/03/2017 | PLANNED | 520 | 8 | 65 | 0.00065488 | 1.0075e-05
| 2016/17 | 3/03/2017 | PLANNED | 935 | 5 | 187 | 0.0011775 | 6.2969e-06
| 2016/17 | 3/03/2017 | PLANNED | 6720 | 42 | 160 | 0.0084631 | 5.2894e-05
| 2016/17 | 3/03/2017 | PLANNED | 35 | 1 | 35 | 4.4078e-05 | 1.2594e-06
| 2016/17 | 3/03/2017 | PLANNED | 1280 | 32 | 40 | 0.001612 | 4.03e-05
| 2016/17 | 3/03/2017 | PLANNED | 23 | 1 | 23 | 2.8966e-05 | 1.2594e-06
| 2016/17 | 3/03/2017 | PLANNED | 1218 | 29 | 42 | 0.0015339 | 3.6522e-05
| 2016/17 | 5/03/2017 | PLANNED | 2932 | 17 | 172.4706 | 0.0036925 | 2.141e-05
| 2016/17 | 5/03/2017 | PLANNED | 133 | 1 | 133 | 0.0001675 | 1.2594e-06
| 2016/17 | 5/03/2017 | PLANNED | 2009 | 7 | 287 | 0.0025301 | 8.8157e-06
| 2016/17 | 6/03/2017 | PLANNED | 385 | 1 | 385 | 0.00048486 | 1.2594e-06
| 2016/17 | 6/03/2017 | PLANNED | 3770 | 29 | 130 | 0.0047479 | 3.6522e-05
| 2016/17 | 6/03/2017 | PLANNED | 297 | 3 | 99 | 0.00037404 | 3.7782e-06
| 2016/17 | 6/03/2017 | PLANNED | 40 | 2 | 20 | 5.0375e-05 | 2.5188e-06
| 2016/17 | 6/03/2017 | PLANNED | 598 | 2 | 299 | 0.00075311 | 2.5188e-06
| 2016/17 | 6/03/2017 | PLANNED | 209 | 1 | 209 | 0.00026321 | 1.2594e-06
| 2016/17 | 6/03/2017 | PLANNED | 8802 | 54 | 163 | 0.011085 | 6.8007e-05
| 2016/17 | 6/03/2017 | PLANNED | 57 | 3 | 19 | 7.1785e-05 | 3.7782e-06
| 2016/17 | 6/03/2017 | PLANNED | 167 | 1 | 167 | 0.00021032 | 1.2594e-06
| 2016/17 | 6/03/2017 | PLANNED | 210 | 3 | 70 | 0.00026447 | 3.7782e-06
| 2016/17 | 6/03/2017 | PLANNED | 64 | 4 | 16 | 8.0601e-05 | 5.0375e-06
| 2016/17 | 6/03/2017 | PLANNED | 75 | 3 | 25 | 9.4454e-05 | 3.7782e-06
| 2016/17 | 6/03/2017 | PLANNED | 45 | 3 | 15 | 5.6672e-05 | 3.7782e-06
| 2016/17 | 6/03/2017 | PLANNED | 3404 | 46 | 74 | 0.0042869 | 5.7932e-05
| 2016/17 | 6/03/2017 | PLANNED | 36 | 3 | 12 | 4.5338e-05 | 3.7782e-06
| 2016/17 | 6/03/2017 | PLANNED | 560 | 8 | 70 | 0.00070526 | 1.0075e-05
| 2016/17 | 7/03/2017 | PLANNED | 2970 | 33 | 90 | 0.0037404 | 4.156e-05
| 2016/17 | 7/03/2017 | PLANNED | 5850 | 18 | 325 | 0.0073674 | 2.2669e-05
| 2016/17 | 7/03/2017 | PLANNED | 17022 | 53 | 321.1698 | 0.021437 | 6.6747e-05
| 2016/17 | 7/03/2017 | PLANNED | 654 | 2 | 327 | 0.00082364 | 2.5188e-06
| 2016/17 | 7/03/2017 | PLANNED | 4960 | 16 | 310 | 0.0062466 | 2.015e-05
| 2016/17 | 7/03/2017 | PLANNED | 27876 | 92 | 303 | 0.035107 | 0.00011586
| 2016/17 | 7/03/2017 | PLANNED | 381 | 3 | 127 | 0.00047983 | 3.7782e-06
| 2016/17 | 7/03/2017 | PLANNED | 5670 | 18 | 315 | 0.0071407 | 2.2669e-05
| 2016/17 | 7/03/2017 | PLANNED | 1530 | 17 | 90 | 0.0019269 | 2.141e-05
| 2016/17 | 7/03/2017 | PLANNED | 90 | 1 | 90 | 0.00011334 | 1.2594e-06
| 2016/17 | 7/03/2017 | PLANNED | 2700 | 18 | 150 | 0.0034003 | 2.2669e-05
| 2016/17 | 7/03/2017 | PLANNED | 84728 | 712 | 119 | 0.10671 | 0.00089668
| 2016/17 | 7/03/2017 | PLANNED | 2680 | 134 | 20 | 0.0033752 | 0.00016876
| 2016/17 | 7/03/2017 | PLANNED | 1210 | 22 | 55 | 0.0015239 | 2.7706e-05
| 2016/17 | 7/03/2017 | PLANNED | 40 | 1 | 40 | 5.0375e-05 | 1.2594e-06
| 2016/17 | 7/03/2017 | PLANNED | 9905 | 35 | 283 | 0.012474 | 4.4078e-05
| 2016/17 | 7/03/2017 | PLANNED | 20 | 5 | 4 | 2.5188e-05 | 6.2969e-06
| 2016/17 | 7/03/2017 | PLANNED | 5700 | 30 | 190 | 0.0071785 | 3.7782e-05
| 2016/17 | 7/03/2017 | PLANNED | 11 | 1 | 11 | 1.3853e-05 | 1.2594e-06
| 2016/17 | 7/03/2017 | PLANNED | 45 | 1 | 45 | 5.6672e-05 | 1.2594e-06
| 2016/17 | 7/03/2017 | PLANNED | 20 | 2 | 10 | 2.5188e-05 | 2.5188e-06
| 2016/17 | 7/03/2017 | PLANNED | 930 | 11 | 84.5455 | 0.0011712 | 1.3853e-05
| 2016/17 | 7/03/2017 | PLANNED | 624 | 12 | 52 | 0.00078586 | 1.5113e-05
| 2016/17 | 7/03/2017 | PLANNED | 6 | 1 | 6 | 7.5563e-06 | 1.2594e-06
| 2016/17 | 7/03/2017 | PLANNED | 435 | 29 | 15 | 0.00054783 | 3.6522e-05
| 2016/17 | 7/03/2017 | PLANNED | 71 | 1 | 71 | 8.9416e-05 | 1.2594e-06
| 2016/17 | 7/03/2017 | PLANNED | 14 | 2 | 7 | 1.7631e-05 | 2.5188e-06
| 2016/17 | 8/03/2017 | PLANNED | 3339 | 9 | 371 | 0.0042051 | 1.1334e-05
| 2016/17 | 8/03/2017 | PLANNED | 3580 | 23 | 155.6522 | 0.0045086 | 2.8966e-05
| 2016/17 | 8/03/2017 | PLANNED | 7215 | 39 | 185 | 0.0090865 | 4.9116e-05
| 2016/17 | 8/03/2017 | PLANNED | 14603 | 58 | 251.7759 | 0.018391 | 7.3044e-05
| 2016/17 | 8/03/2017 | PLANNED | 6204 | 21 | 295.4286 | 0.0078132 | 2.6447e-05
| 2016/17 | 8/03/2017 | PLANNED | 10108 | 32 | 315.875 | 0.01273 | 4.03e-05
| 2016/17 | 8/03/2017 | PLANNED | 27862 | 158 | 176.3418 | 0.035089 | 0.00019898
| 2016/17 | 8/03/2017 | PLANNED | 6660 | 18 | 370 | 0.0083875 | 2.2669e-05
| 2016/17 | 8/03/2017 | PLANNED | 79162 | 289 | 273.917 | 0.099695 | 0.00036396
| 2016/17 | 8/03/2017 | PLANNED | 60857 | 177 | 343.8249 | 0.076642 | 0.00022291
| 2016/17 | 8/03/2017 | PLANNED | 12500 | 50 | 250 | 0.015742 | 6.2969e-05
| 2016/17 | 8/03/2017 | PLANNED | 42560 | 112 | 380 | 0.053599 | 0.00014105
| 2016/17 | 8/03/2017 | PLANNED | 36 | 4 | 9 | 4.5338e-05 | 5.0375e-06
| 2016/17 | 8/03/2017 | PLANNED | 5590 | 43 | 130 | 0.00704 | 5.4154e-05
| 2016/17 | 8/03/2017 | PLANNED | 460 | 2 | 230 | 0.00057932 | 2.5188e-06
| 2016/17 | 8/03/2017 | PLANNED | 19272 | 66 | 292 | 0.024271 | 8.3119e-05
| 2016/17 | 8/03/2017 | PLANNED | 120 | 3 | 40 | 0.00015113 | 3.7782e-06
| 2016/17 | 8/03/2017 | PLANNED | 30 | 2 | 15 | 3.7782e-05 | 2.5188e-06
| 2016/17 | 8/03/2017 | PLANNED | 680 | 2 | 340 | 0.00085638 | 2.5188e-06
| 2016/17 | 9/03/2017 | PLANNED | 15264 | 36 | 424 | 0.019223 | 4.5338e-05
| 2016/17 | 9/03/2017 | PLANNED | 720 | 9 | 80 | 0.00090676 | 1.1334e-05
| 2016/17 | 9/03/2017 | PLANNED | 13179 | 53 | 248.6604 | 0.016597 | 6.6747e-05
| 2016/17 | 9/03/2017 | PLANNED | 372 | 2 | 186 | 0.00046849 | 2.5188e-06
| 2016/17 | 9/03/2017 | PLANNED | 68724 | 207 | 332 | 0.08655 | 0.00026069
| 2016/17 | 9/03/2017 | PLANNED | 10416 | 28 | 372 | 0.013118 | 3.5263e-05
| 2016/17 | 9/03/2017 | PLANNED | 5625 | 45 | 125 | 0.007084 | 5.6672e-05
| 2016/17 | 9/03/2017 | PLANNED | 860 | 10 | 86 | 0.0010831 | 1.2594e-05
| 2016/17 | 9/03/2017 | PLANNED | 110 | 2 | 55 | 0.00013853 | 2.5188e-06
| 2016/17 | 9/03/2017 | PLANNED | 450 | 3 | 150 | 0.00056672 | 3.7782e-06
| 2016/17 | 9/03/2017 | PLANNED | 165 | 3 | 55 | 0.0002078 | 3.7782e-06
| 2016/17 | 9/03/2017 | PLANNED | 16952 | 55 | 308.2182 | 0.021349 | 6.9266e-05
| 2016/17 | 9/03/2017 | PLANNED | 40 | 2 | 20 | 5.0375e-05 | 2.5188e-06
| 2016/17 | 9/03/2017 | PLANNED | 185 | 5 | 37 | 0.00023299 | 6.2969e-06
| 2016/17 | 9/03/2017 | PLANNED | 104 | 2 | 52 | 0.00013098 | 2.5188e-06
| 2016/17 | 9/03/2017 | PLANNED | 46 | 2 | 23 | 5.7932e-05 | 2.5188e-06
| 2016/17 | 9/03/2017 | PLANNED | 120 | 4 | 30 | 0.00015113 | 5.0375e-06
| 2016/17 | 9/03/2017 | PLANNED | 3816 | 53 | 72 | 0.0048058 | 6.6747e-05
| 2016/17 | 9/03/2017 | PLANNED | 26 | 1 | 26 | 3.2744e-05 | 1.2594e-06
| 2016/17 | 9/03/2017 | PLANNED | 303 | 3 | 101 | 0.00038159 | 3.7782e-06
| 2016/17 | 9/03/2017 | PLANNED | 60 | 2 | 30 | 7.5563e-05 | 2.5188e-06
| 2016/17 | 9/03/2017 | PLANNED | 50 | 2 | 25 | 6.2969e-05 | 2.5188e-06
| 2016/17 | 9/03/2017 | PLANNED | 255 | 5 | 51 | 0.00032114 | 6.2969e-06
| 2016/17 | 9/03/2017 | PLANNED | 3990 | 14 | 285 | 0.0050249 | 1.7631e-05
| 2016/17 | 10/03/2017 | PLANNED | 3360 | 14 | 240 | 0.0042315 | 1.7631e-05
| 2016/17 | 10/03/2017 | PLANNED | 242 | 1 | 242 | 0.00030477 | 1.2594e-06
| 2016/17 | 10/03/2017 | PLANNED | 12584 | 52 | 242 | 0.015848 | 6.5488e-05
| 2016/17 | 10/03/2017 | PLANNED | 4830 | 20 | 241.5 | 0.0060828 | 2.5188e-05
| 2016/17 | 10/03/2017 | PLANNED | 6510 | 35 | 186 | 0.0081986 | 4.4078e-05
| 2016/17 | 10/03/2017 | PLANNED | 12361 | 49 | 252.2653 | 0.015567 | 6.171e-05
| 2016/17 | 10/03/2017 | PLANNED | 11088 | 44 | 252 | 0.013964 | 5.5413e-05
| 2016/17 | 10/03/2017 | PLANNED | 122 | 1 | 122 | 0.00015365 | 1.2594e-06
| 2016/17 | 10/03/2017 | PLANNED | 6682 | 26 | 257 | 0.0084152 | 3.2744e-05
| 2016/17 | 10/03/2017 | PLANNED | 770 | 22 | 35 | 0.00096973 | 2.7706e-05
| 2016/17 | 10/03/2017 | PLANNED | 6270 | 19 | 330 | 0.0078963 | 2.3928e-05
| 2016/17 | 10/03/2017 | PLANNED | 8800 | 50 | 176 | 0.011083 | 6.2969e-05
| 2016/17 | 10/03/2017 | PLANNED | 600 | 20 | 30 | 0.00075563 | 2.5188e-05
| 2016/17 | 11/03/2017 | PLANNED | 13325 | 41 | 325 | 0.016781 | 5.1635e-05
| 2016/17 | 12/03/2017 | PLANNED | 1404 | 13 | 108 | 0.0017682 | 1.6372e-05
| 2016/17 | 12/03/2017 | PLANNED | 7064 | 30 | 235.4667 | 0.0088963 | 3.7782e-05
| 2016/17 | 14/03/2017 | PLANNED | 45 | 3 | 15 | 5.6672e-05 | 3.7782e-06
| 2016/17 | 14/03/2017 | PLANNED | 14952 | 56 | 267 | 0.01883 | 7.0526e-05
| 2016/17 | 14/03/2017 | PLANNED | 23199 | 57 | 407 | 0.029216 | 7.1785e-05
| 2016/17 | 14/03/2017 | PLANNED | 2660 | 19 | 140 | 0.00335 | 2.3928e-05
| 2016/17 | 14/03/2017 | PLANNED | 25 | 1 | 25 | 3.1485e-05 | 1.2594e-06
| 2016/17 | 14/03/2017 | PLANNED | 9168 | 48 | 191 | 0.011546 | 6.0451e-05
| 2016/17 | 14/03/2017 | PLANNED | 147 | 3 | 49 | 0.00018513 | 3.7782e-06
| 2016/17 | 14/03/2017 | PLANNED | 11115 | 171 | 65 | 0.013998 | 0.00021535
| 2016/17 | 14/03/2017 | PLANNED | 120 | 4 | 30 | 0.00015113 | 5.0375e-06
| 2016/17 | 14/03/2017 | PLANNED | 26 | 2 | 13 | 3.2744e-05 | 2.5188e-06
| 2016/17 | 14/03/2017 | PLANNED | 25 | 1 | 25 | 3.1485e-05 | 1.2594e-06
| 2016/17 | 14/03/2017 | PLANNED | 66 | 2 | 33 | 8.3119e-05 | 2.5188e-06
| 2016/17 | 14/03/2017 | PLANNED | 45 | 3 | 15 | 5.6672e-05 | 3.7782e-06
| 2016/17 | 14/03/2017 | PLANNED | 26 | 1 | 26 | 3.2744e-05 | 1.2594e-06
| 2016/17 | 14/03/2017 | PLANNED | 12 | 1 | 12 | 1.5113e-05 | 1.2594e-06
| 2016/17 | 14/03/2017 | PLANNED | 35 | 1 | 35 | 4.4078e-05 | 1.2594e-06
| 2016/17 | 14/03/2017 | PLANNED | 390 | 2 | 195 | 0.00049116 | 2.5188e-06
| 2016/17 | 15/03/2017 | PLANNED | 25 | 1 | 25 | 3.1485e-05 | 1.2594e-06
| 2016/17 | 15/03/2017 | PLANNED | 382 | 1 | 382 | 0.00048109 | 1.2594e-06
| 2016/17 | 15/03/2017 | PLANNED | 4300 | 20 | 215 | 0.0054154 | 2.5188e-05
| 2016/17 | 15/03/2017 | PLANNED | 18309 | 51 | 359 | 0.023058 | 6.4229e-05
| 2016/17 | 15/03/2017 | PLANNED | 6900 | 20 | 345 | 0.0086898 | 2.5188e-05
| 2016/17 | 15/03/2017 | PLANNED | 2255 | 11 | 205 | 0.0028399 | 1.3853e-05
| 2016/17 | 15/03/2017 | PLANNED | 8554 | 47 | 182 | 0.010773 | 5.9191e-05
| 2016/17 | 15/03/2017 | PLANNED | 3267 | 11 | 297 | 0.0041144 | 1.3853e-05
| 2016/17 | 15/03/2017 | PLANNED | 16008 | 138 | 116 | 0.02016 | 0.0001738
| 2016/17 | 15/03/2017 | PLANNED | 196 | 1 | 196 | 0.00024684 | 1.2594e-06
| 2016/17 | 15/03/2017 | PLANNED | 15044 | 177 | 84.9944 | 0.018946 | 0.00022291
| 2016/17 | 15/03/2017 | PLANNED | 225 | 1 | 225 | 0.00028336 | 1.2594e-06
| 2016/17 | 15/03/2017 | PLANNED | 1035 | 3 | 345 | 0.0013035 | 3.7782e-06
| 2016/17 | 15/03/2017 | PLANNED | 15870 | 138 | 115 | 0.019986 | 0.0001738
| 2016/17 | 15/03/2017 | PLANNED | 27 | 1 | 27 | 3.4003e-05 | 1.2594e-06
| 2016/17 | 15/03/2017 | PLANNED | 2168 | 8 | 271 | 0.0027303 | 1.0075e-05
| 2016/17 | 15/03/2017 | PLANNED | 440 | 2 | 220 | 0.00055413 | 2.5188e-06
| 2016/17 | 15/03/2017 | PLANNED | 880 | 5 | 176 | 0.0011083 | 6.2969e-06
| 2016/17 | 15/03/2017 | PLANNED | 11024 | 53 | 208 | 0.013883 | 6.6747e-05
| 2016/17 | 15/03/2017 | PLANNED | 15939 | 63 | 253 | 0.020073 | 7.9341e-05
| 2016/17 | 15/03/2017 | PLANNED | 44 | 1 | 44 | 5.5413e-05 | 1.2594e-06
| 2016/17 | 15/03/2017 | PLANNED | 124 | 2 | 62 | 0.00015616 | 2.5188e-06
| 2016/17 | 15/03/2017 | PLANNED | 46 | 1 | 46 | 5.7932e-05 | 1.2594e-06
| 2016/17 | 15/03/2017 | PLANNED | 75 | 5 | 15 | 9.4454e-05 | 6.2969e-06
| 2016/17 | 15/03/2017 | PLANNED | 6 | 2 | 3 | 7.5563e-06 | 2.5188e-06
| 2016/17 | 15/03/2017 | PLANNED | 20 | 2 | 10 | 2.5188e-05 | 2.5188e-06
| 2016/17 | 15/03/2017 | PLANNED | 16 | 1 | 16 | 2.015e-05 | 1.2594e-06
| 2016/17 | 15/03/2017 | PLANNED | 1 | 1 | 1 | 1.2594e-06 | 1.2594e-06
| 2016/17 | 15/03/2017 | PLANNED | 3 | 1 | 3 | 3.7782e-06 | 1.2594e-06
| 2016/17 | 16/03/2017 | PLANNED | 34272 | 144 | 238 | 0.043162 | 0.00018135
| 2016/17 | 16/03/2017 | PLANNED | 72 | 2 | 36 | 9.0676e-05 | 2.5188e-06
| 2016/17 | 16/03/2017 | PLANNED | 371 | 1 | 371 | 0.00046723 | 1.2594e-06
| 2016/17 | 16/03/2017 | PLANNED | 96264 | 252 | 382 | 0.12123 | 0.00031737
| 2016/17 | 16/03/2017 | PLANNED | 16985 | 43 | 395 | 0.021391 | 5.4154e-05
| 2016/17 | 16/03/2017 | PLANNED | 21275 | 115 | 185 | 0.026793 | 0.00014483
| 2016/17 | 16/03/2017 | PLANNED | 326 | 1 | 326 | 0.00041056 | 1.2594e-06
| 2016/17 | 16/03/2017 | PLANNED | 735 | 7 | 105 | 0.00092565 | 8.8157e-06
| 2016/17 | 16/03/2017 | PLANNED | 18855 | 61 | 309.0984 | 0.023746 | 7.6823e-05
| 2016/17 | 16/03/2017 | PLANNED | 8280 | 23 | 360 | 0.010428 | 2.8966e-05
| 2016/17 | 16/03/2017 | PLANNED | 17988 | 46 | 391.0435 | 0.022654 | 5.7932e-05
| 2016/17 | 16/03/2017 | PLANNED | 51322 | 134 | 383 | 0.064634 | 0.00016876
| 2016/17 | 16/03/2017 | PLANNED | 53400 | 449 | 118.931 | 0.067251 | 0.00056546
| 2016/17 | 16/03/2017 | PLANNED | 132 | 4 | 33 | 0.00016624 | 5.0375e-06
| 2016/17 | 16/03/2017 | PLANNED | 6507 | 17 | 382.7647 | 0.0081948 | 2.141e-05
| 2016/17 | 16/03/2017 | PLANNED | 560 | 7 | 80 | 0.00070526 | 8.8157e-06
| 2016/17 | 16/03/2017 | PLANNED | 344 | 4 | 86 | 0.00043323 | 5.0375e-06
| 2016/17 | 16/03/2017 | PLANNED | 9477 | 39 | 243 | 0.011935 | 4.9116e-05
| 2016/17 | 16/03/2017 | PLANNED | 270 | 2 | 135 | 0.00034003 | 2.5188e-06
| 2016/17 | 16/03/2017 | PLANNED | 72 | 2 | 36 | 9.0676e-05 | 2.5188e-06
| 2016/17 | 16/03/2017 | PLANNED | 242 | 11 | 22 | 0.00030477 | 1.3853e-05
| 2016/17 | 16/03/2017 | PLANNED | 27 | 1 | 27 | 3.4003e-05 | 1.2594e-06
| 2016/17 | 16/03/2017 | PLANNED | 50 | 2 | 25 | 6.2969e-05 | 2.5188e-06
| 2016/17 | 16/03/2017 | PLANNED | 30 | 1 | 30 | 3.7782e-05 | 1.2594e-06
| 2016/17 | 16/03/2017 | PLANNED | 162 | 2 | 81 | 0.00020402 | 2.5188e-06
| 2016/17 | 16/03/2017 | PLANNED | 99 | 1 | 99 | 0.00012468 | 1.2594e-06
| 2016/17 | 16/03/2017 | PLANNED | 25 | 1 | 25 | 3.1485e-05 | 1.2594e-06
| 2016/17 | 16/03/2017 | PLANNED | 225 | 3 | 75 | 0.00028336 | 3.7782e-06
| 2016/17 | 16/03/2017 | PLANNED | 32 | 1 | 32 | 4.03e-05 | 1.2594e-06
| 2016/17 | 17/03/2017 | PLANNED | 265 | 1 | 265 | 0.00033374 | 1.2594e-06
| 2016/17 | 17/03/2017 | PLANNED | 412 | 1 | 412 | 0.00051887 | 1.2594e-06
| 2016/17 | 17/03/2017 | PLANNED | 14220 | 36 | 395 | 0.017908 | 4.5338e-05
| 2016/17 | 17/03/2017 | PLANNED | 4662 | 18 | 259 | 0.0058713 | 2.2669e-05
| 2016/17 | 17/03/2017 | PLANNED | 3937 | 12 | 328.0833 | 0.0049582 | 1.5113e-05
| 2016/17 | 17/03/2017 | PLANNED | 450 | 2 | 225 | 0.00056672 | 2.5188e-06
| 2016/17 | 17/03/2017 | PLANNED | 61705 | 187 | 329.9733 | 0.07771 | 0.00023551
| 2016/17 | 17/03/2017 | PLANNED | 1068 | 6 | 178 | 0.001345 | 7.5563e-06
| 2016/17 | 17/03/2017 | PLANNED | 5778 | 27 | 214 | 0.0072767 | 3.4003e-05
| 2016/17 | 17/03/2017 | PLANNED | 1102 | 6 | 183.6667 | 0.0013878 | 7.5563e-06
| 2016/17 | 17/03/2017 | PLANNED | 47 | 1 | 47 | 5.9191e-05 | 1.2594e-06
| 2016/17 | 17/03/2017 | PLANNED | 4070 | 18 | 226.1111 | 0.0051257 | 2.2669e-05
| 2016/17 | 17/03/2017 | PLANNED | 756 | 3 | 252 | 0.0009521 | 3.7782e-06
| 2016/17 | 17/03/2017 | PLANNED | 34 | 1 | 34 | 4.2819e-05 | 1.2594e-06
| 2016/17 | 17/03/2017 | PLANNED | 2250 | 15 | 150 | 0.0028336 | 1.8891e-05
| 2016/17 | 17/03/2017 | PLANNED | 1885 | 13 | 145 | 0.0023739 | 1.6372e-05
| 2016/17 | 17/03/2017 | PLANNED | 16 | 1 | 16 | 2.015e-05 | 1.2594e-06
| 2016/17 | 17/03/2017 | PLANNED | 123 | 3 | 41 | 0.0001549 | 3.7782e-06
| 2016/17 | 17/03/2017 | PLANNED | 30 | 2 | 15 | 3.7782e-05 | 2.5188e-06
| 2016/17 | 17/03/2017 | PLANNED | 56 | 2 | 28 | 7.0526e-05 | 2.5188e-06
| 2016/17 | 17/03/2017 | PLANNED | 46 | 2 | 23 | 5.7932e-05 | 2.5188e-06
| 2016/17 | 17/03/2017 | PLANNED | 6 | 6 | 1 | 7.5563e-06 | 7.5563e-06
| 2016/17 | 18/03/2017 | PLANNED | 5026 | 13 | 386.6154 | 0.0063297 | 1.6372e-05
| 2016/17 | 18/03/2017 | PLANNED | 7588 | 28 | 271 | 0.0095562 | 3.5263e-05
| 2016/17 | 19/03/2017 | PLANNED | 15100 | 14 | 1078.5714 | 0.019017 | 1.7631e-05
| 2016/17 | 19/03/2017 | PLANNED | 3164 | 250 | 12.656 | 0.0039847 | 0.00031485
| 2016/17 | 19/03/2017 | PLANNED | 4602 | 13 | 354 | 0.0057957 | 1.6372e-05
| 2016/17 | 19/03/2017 | PLANNED | 39120 | 84 | 465.7143 | 0.049267 | 0.00010579
| 2016/17 | 19/03/2017 | PLANNED | 30 | 1 | 30 | 3.7782e-05 | 1.2594e-06
| 2016/17 | 19/03/2017 | PLANNED | 1155 | 33 | 35 | 0.0014546 | 4.156e-05
| 2016/17 | 19/03/2017 | PLANNED | 89864 | 376 | 239 | 0.11317 | 0.00047353
| 2016/17 | 19/03/2017 | PLANNED | 747 | 3 | 249 | 0.00094076 | 3.7782e-06
| 2016/17 | 19/03/2017 | PLANNED | 157 | 1 | 157 | 0.00019772 | 1.2594e-06
| 2016/17 | 19/03/2017 | PLANNED | 2541 | 77 | 33 | 0.0032001 | 9.6973e-05
| 2016/17 | 19/03/2017 | PLANNED | 6004 | 38 | 158 | 0.0075614 | 4.7857e-05
| 2016/17 | 19/03/2017 | PLANNED | 179 | 1 | 179 | 0.00022543 | 1.2594e-06
| 2016/17 | 19/03/2017 | PLANNED | 177 | 1 | 177 | 0.00022291 | 1.2594e-06
| 2016/17 | 19/03/2017 | PLANNED | 1292 | 19 | 68 | 0.0016271 | 2.3928e-05
| 2016/17 | 19/03/2017 | PLANNED | 960 | 24 | 40 | 0.001209 | 3.0225e-05
| 2016/17 | 19/03/2017 | PLANNED | 440 | 8 | 55 | 0.00055413 | 1.0075e-05
| 2016/17 | 20/03/2017 | PLANNED | 39 | 3 | 13 | 4.9116e-05 | 3.7782e-06
| 2016/17 | 20/03/2017 | PLANNED | 17690 | 60 | 294.8333 | 0.022279 | 7.5563e-05
| 2016/17 | 20/03/2017 | PLANNED | 16641 | 43 | 387 | 0.020957 | 5.4154e-05
| 2016/17 | 20/03/2017 | PLANNED | 30099 | 127 | 237 | 0.037906 | 0.00015994
| 2016/17 | 20/03/2017 | PLANNED | 100 | 1 | 100 | 0.00012594 | 1.2594e-06
| 2016/17 | 20/03/2017 | PLANNED | 1314 | 9 | 146 | 0.0016548 | 1.1334e-05
| 2016/17 | 20/03/2017 | PLANNED | 3312 | 16 | 207 | 0.0041711 | 2.015e-05
| 2016/17 | 20/03/2017 | PLANNED | 240 | 3 | 80 | 0.00030225 | 3.7782e-06
| 2016/17 | 20/03/2017 | PLANNED | 62 | 1 | 62 | 7.8082e-05 | 1.2594e-06
| 2016/17 | 20/03/2017 | PLANNED | 2255 | 41 | 55 | 0.0028399 | 5.1635e-05
| 2016/17 | 20/03/2017 | PLANNED | 4 | 2 | 2 | 5.0375e-06 | 2.5188e-06
| 2016/17 | 20/03/2017 | PLANNED | 82 | 2 | 41 | 0.00010327 | 2.5188e-06
| 2016/17 | 21/03/2017 | PLANNED | 10872 | 185 | 58.7676 | 0.013692 | 0.00023299
| 2016/17 | 21/03/2017 | PLANNED | 4465 | 19 | 235 | 0.0056232 | 2.3928e-05
| 2016/17 | 21/03/2017 | PLANNED | 1372 | 4 | 343 | 0.0017279 | 5.0375e-06
| 2016/17 | 21/03/2017 | PLANNED | 24864 | 112 | 222 | 0.031313 | 0.00014105
| 2016/17 | 21/03/2017 | PLANNED | 3720 | 12 | 310 | 0.0046849 | 1.5113e-05
| 2016/17 | 21/03/2017 | PLANNED | 6300 | 36 | 175 | 0.0079341 | 4.5338e-05
| 2016/17 | 21/03/2017 | PLANNED | 17740 | 44 | 403.1818 | 0.022342 | 5.5413e-05
| 2016/17 | 21/03/2017 | PLANNED | 129 | 1 | 129 | 0.00016246 | 1.2594e-06
| 2016/17 | 21/03/2017 | PLANNED | 19140 | 58 | 330 | 0.024105 | 7.3044e-05
| 2016/17 | 21/03/2017 | PLANNED | 60 | 1 | 60 | 7.5563e-05 | 1.2594e-06
| 2016/17 | 21/03/2017 | PLANNED | 985 | 5 | 197 | 0.0012405 | 6.2969e-06
| 2016/17 | 21/03/2017 | PLANNED | 1800 | 6 | 300 | 0.0022669 | 7.5563e-06
| 2016/17 | 21/03/2017 | PLANNED | 35 | 1 | 35 | 4.4078e-05 | 1.2594e-06
| 2016/17 | 21/03/2017 | PLANNED | 345 | 1 | 345 | 0.00043449 | 1.2594e-06
| 2016/17 | 21/03/2017 | PLANNED | 815 | 5 | 163 | 0.0010264 | 6.2969e-06
| 2016/17 | 21/03/2017 | PLANNED | 5460 | 20 | 273 | 0.0068762 | 2.5188e-05
| 2016/17 | 21/03/2017 | PLANNED | 410 | 2 | 205 | 0.00051635 | 2.5188e-06
| 2016/17 | 21/03/2017 | PLANNED | 308 | 2 | 154 | 0.00038789 | 2.5188e-06
| 2016/17 | 21/03/2017 | PLANNED | 266 | 2 | 133 | 0.000335 | 2.5188e-06
| 2016/17 | 21/03/2017 | PLANNED | 170 | 17 | 10 | 0.0002141 | 2.141e-05
| 2016/17 | 22/03/2017 | PLANNED | 1285 | 3 | 428.3333 | 0.0016183 | 3.7782e-06
| 2016/17 | 22/03/2017 | PLANNED | 1040 | 4 | 260 | 0.0013098 | 5.0375e-06
| 2016/17 | 22/03/2017 | PLANNED | 84564 | 258 | 327.7674 | 0.1065 | 0.00032492
| 2016/17 | 22/03/2017 | PLANNED | 2650 | 461 | 5.7484 | 0.0033374 | 0.00058058
| 2016/17 | 22/03/2017 | PLANNED | 224 | 2 | 112 | 0.0002821 | 2.5188e-06
| 2016/17 | 22/03/2017 | PLANNED | 26 | 2 | 13 | 3.2744e-05 | 2.5188e-06
| 2016/17 | 22/03/2017 | PLANNED | 2816 | 16 | 176 | 0.0035464 | 2.015e-05
| 2016/17 | 22/03/2017 | PLANNED | 768 | 12 | 64 | 0.00096721 | 1.5113e-05
| 2016/17 | 22/03/2017 | PLANNED | 3159 | 9 | 351 | 0.0039784 | 1.1334e-05
| 2016/17 | 22/03/2017 | PLANNED | 1463 | 7 | 209 | 0.0018425 | 8.8157e-06
| 2016/17 | 22/03/2017 | PLANNED | 230 | 1 | 230 | 0.00028966 | 1.2594e-06
| 2016/17 | 22/03/2017 | PLANNED | 1290 | 4 | 322.5 | 0.0016246 | 5.0375e-06
| 2016/17 | 22/03/2017 | PLANNED | 987 | 7 | 141 | 0.001243 | 8.8157e-06
| 2016/17 | 22/03/2017 | PLANNED | 660 | 2 | 330 | 0.00083119 | 2.5188e-06
| 2016/17 | 22/03/2017 | PLANNED | 40 | 1 | 40 | 5.0375e-05 | 1.2594e-06
| 2016/17 | 22/03/2017 | PLANNED | 4305 | 21 | 205 | 0.0054217 | 2.6447e-05
| 2016/17 | 22/03/2017 | PLANNED | 2256 | 16 | 141 | 0.0028412 | 2.015e-05
| 2016/17 | 22/03/2017 | PLANNED | 7650 | 45 | 170 | 0.0096343 | 5.6672e-05
| 2016/17 | 22/03/2017 | PLANNED | 3024 | 9 | 336 | 0.0038084 | 1.1334e-05
| 2016/17 | 22/03/2017 | PLANNED | 90 | 6 | 15 | 0.00011334 | 7.5563e-06
| 2016/17 | 22/03/2017 | PLANNED | 67 | 1 | 67 | 8.4379e-05 | 1.2594e-06
| 2016/17 | 22/03/2017 | PLANNED | 47 | 1 | 47 | 5.9191e-05 | 1.2594e-06
| 2016/17 | 22/03/2017 | PLANNED | 532 | 19 | 28 | 0.00066999 | 2.3928e-05
| 2016/17 | 22/03/2017 | PLANNED | 27 | 1 | 27 | 3.4003e-05 | 1.2594e-06
| 2016/17 | 22/03/2017 | PLANNED | 1615 | 19 | 85 | 0.0020339 | 2.3928e-05
| 2016/17 | 22/03/2017 | PLANNED | 400 | 5 | 80 | 0.00050375 | 6.2969e-06
| 2016/17 | 22/03/2017 | PLANNED | 46 | 1 | 46 | 5.7932e-05 | 1.2594e-06
| 2016/17 | 22/03/2017 | PLANNED | 87 | 3 | 29 | 0.00010957 | 3.7782e-06
| 2016/17 | 22/03/2017 | PLANNED | 49 | 1 | 49 | 6.171e-05 | 1.2594e-06
| 2016/17 | 22/03/2017 | PLANNED | 3800 | 40 | 95 | 0.0047857 | 5.0375e-05
| 2016/17 | 23/03/2017 | PLANNED | 14311 | 403 | 35.5112 | 0.018023 | 0.00050753
| 2016/17 | 23/03/2017 | PLANNED | 2236 | 32 | 69.875 | 0.002816 | 4.03e-05
| 2016/17 | 23/03/2017 | PLANNED | 2943 | 9 | 327 | 0.0037064 | 1.1334e-05
| 2016/17 | 23/03/2017 | PLANNED | 127 | 1 | 127 | 0.00015994 | 1.2594e-06
| 2016/17 | 23/03/2017 | PLANNED | 3108 | 12 | 259 | 0.0039142 | 1.5113e-05
| 2016/17 | 23/03/2017 | PLANNED | 224 | 16 | 14 | 0.0002821 | 2.015e-05
| 2016/17 | 23/03/2017 | PLANNED | 3419 | 13 | 263 | 0.0043058 | 1.6372e-05
| 2016/17 | 23/03/2017 | PLANNED | 192 | 12 | 16 | 0.0002418 | 1.5113e-05
| 2016/17 | 23/03/2017 | PLANNED | 204 | 2 | 102 | 0.00025691 | 2.5188e-06
| 2016/17 | 23/03/2017 | PLANNED | 14916 | 44 | 339 | 0.018785 | 5.5413e-05
| 2016/17 | 23/03/2017 | PLANNED | 3580 | 20 | 179 | 0.0045086 | 2.5188e-05
| 2016/17 | 23/03/2017 | PLANNED | 5500 | 25 | 220 | 0.0069266 | 3.1485e-05
| 2016/17 | 23/03/2017 | PLANNED | 55806 | 177 | 315.2881 | 0.070281 | 0.00022291
| 2016/17 | 23/03/2017 | PLANNED | 13370 | 70 | 191 | 0.016838 | 8.8157e-05
| 2016/17 | 23/03/2017 | PLANNED | 2304 | 18 | 128 | 0.0029016 | 2.2669e-05
| 2016/17 | 23/03/2017 | PLANNED | 60 | 6 | 10 | 7.5563e-05 | 7.5563e-06
| 2016/17 | 23/03/2017 | PLANNED | 3485 | 17 | 205 | 0.004389 | 2.141e-05
| 2016/17 | 23/03/2017 | PLANNED | 429 | 3 | 143 | 0.00054028 | 3.7782e-06
| 2016/17 | 23/03/2017 | PLANNED | 305 | 5 | 61 | 0.00038411 | 6.2969e-06
| 2016/17 | 23/03/2017 | PLANNED | 104 | 4 | 26 | 0.00013098 | 5.0375e-06
| 2016/17 | 23/03/2017 | PLANNED | 29 | 1 | 29 | 3.6522e-05 | 1.2594e-06
| 2016/17 | 23/03/2017 | PLANNED | 484 | 4 | 121 | 0.00060954 | 5.0375e-06
| 2016/17 | 23/03/2017 | PLANNED | 25 | 1 | 25 | 3.1485e-05 | 1.2594e-06
| 2016/17 | 23/03/2017 | PLANNED | 15 | 3 | 5 | 1.8891e-05 | 3.7782e-06
| 2016/17 | 23/03/2017 | PLANNED | 19 | 1 | 19 | 2.3928e-05 | 1.2594e-06
| 2016/17 | 23/03/2017 | PLANNED | 228 | 3 | 76 | 0.00028714 | 3.7782e-06
| 2016/17 | 23/03/2017 | PLANNED | 54 | 2 | 27 | 6.8007e-05 | 2.5188e-06
| 2016/17 | 24/03/2017 | PLANNED | 13685 | 35 | 391 | 0.017235 | 4.4078e-05
| 2016/17 | 24/03/2017 | PLANNED | 7280 | 26 | 280 | 0.0091683 | 3.2744e-05
| 2016/17 | 24/03/2017 | PLANNED | 344 | 2 | 172 | 0.00043323 | 2.5188e-06
| 2016/17 | 24/03/2017 | PLANNED | 189 | 1 | 189 | 0.00023802 | 1.2594e-06
| 2016/17 | 24/03/2017 | PLANNED | 361 | 1 | 361 | 0.00045464 | 1.2594e-06
| 2016/17 | 24/03/2017 | PLANNED | 745 | 7 | 106.4286 | 0.00093824 | 8.8157e-06
| 2016/17 | 24/03/2017 | PLANNED | 1632 | 204 | 8 | 0.0020553 | 0.00025691
| 2016/17 | 24/03/2017 | PLANNED | 21 | 3 | 7 | 2.6447e-05 | 3.7782e-06
| 2016/17 | 24/03/2017 | PLANNED | 1390 | 10 | 139 | 0.0017505 | 1.2594e-05
| 2016/17 | 24/03/2017 | PLANNED | 861 | 3 | 287 | 0.0010843 | 3.7782e-06
| 2016/17 | 24/03/2017 | PLANNED | 94 | 3 | 31.3333 | 0.00011838 | 3.7782e-06
| 2016/17 | 24/03/2017 | PLANNED | 19 | 1 | 19 | 2.3928e-05 | 1.2594e-06
| 2016/17 | 24/03/2017 | PLANNED | 8 | 2 | 4 | 1.0075e-05 | 2.5188e-06
| 2016/17 | 24/03/2017 | PLANNED | 60 | 2 | 30 | 7.5563e-05 | 2.5188e-06
| 2016/17 | 24/03/2017 | PLANNED | 3 | 3 | 1 | 3.7782e-06 | 3.7782e-06
| 2016/17 | 24/03/2017 | PLANNED | 340 | 2 | 170 | 0.00042819 | 2.5188e-06
| 2016/17 | 24/03/2017 | PLANNED | 1200 | 8 | 150 | 0.0015113 | 1.0075e-05
| 2016/17 | 24/03/2017 | PLANNED | 3492 | 194 | 18 | 0.0043978 | 0.00024432
| 2016/17 | 24/03/2017 | PLANNED | 32 | 4 | 8 | 4.03e-05 | 5.0375e-06
| 2016/17 | 24/03/2017 | PLANNED | 32 | 4 | 8 | 4.03e-05 | 5.0375e-06
| 2016/17 | 24/03/2017 | PLANNED | 23 | 1 | 23 | 2.8966e-05 | 1.2594e-06
| 2016/17 | 25/03/2017 | PLANNED | 4470 | 10 | 447 | 0.0056295 | 1.2594e-05
| 2016/17 | 25/03/2017 | PLANNED | 50477 | 364 | 138.6731 | 0.06357 | 0.00045842
| 2016/17 | 25/03/2017 | PLANNED | 30 | 2 | 15 | 3.7782e-05 | 2.5188e-06
| 2016/17 | 25/03/2017 | PLANNED | 1401 | 4 | 350.25 | 0.0017644 | 5.0375e-06
| 2016/17 | 26/03/2017 | PLANNED | 6165 | 15 | 411 | 0.0077641 | 1.8891e-05
| 2016/17 | 26/03/2017 | PLANNED | 31652 | 403 | 78.5409 | 0.039862 | 0.00050753
| 2016/17 | 26/03/2017 | PLANNED | 9030 | 21 | 430 | 0.011372 | 2.6447e-05
| 2016/17 | 26/03/2017 | PLANNED | 52808 | 184 | 287 | 0.066506 | 0.00023173
| 2016/17 | 26/03/2017 | PLANNED | 54761 | 94 | 582.5638 | 0.068965 | 0.00011838
| 2016/17 | 27/03/2017 | PLANNED | 6165 | 45 | 137 | 0.0077641 | 5.6672e-05
| 2016/17 | 27/03/2017 | PLANNED | 22325 | 95 | 235 | 0.028116 | 0.00011964
| 2016/17 | 27/03/2017 | PLANNED | 426 | 4 | 106.5 | 0.0005365 | 5.0375e-06
| 2016/17 | 27/03/2017 | PLANNED | 105 | 7 | 15 | 0.00013224 | 8.8157e-06
| 2016/17 | 27/03/2017 | PLANNED | 1797 | 6 | 299.5 | 0.0022631 | 7.5563e-06
| 2016/17 | 27/03/2017 | PLANNED | 2960 | 16 | 185 | 0.0037278 | 2.015e-05
| 2016/17 | 27/03/2017 | PLANNED | 284 | 1 | 284 | 0.00035767 | 1.2594e-06
| 2016/17 | 27/03/2017 | PLANNED | 110 | 1 | 110 | 0.00013853 | 1.2594e-06
| 2016/17 | 27/03/2017 | PLANNED | 55 | 5 | 11 | 6.9266e-05 | 6.2969e-06
| 2016/17 | 27/03/2017 | PLANNED | 10744 | 34 | 316 | 0.013531 | 4.2819e-05
| 2016/17 | 27/03/2017 | PLANNED | 50256 | 218 | 230.5321 | 0.063292 | 0.00027455
| 2016/17 | 27/03/2017 | PLANNED | 135 | 1 | 135 | 0.00017002 | 1.2594e-06
| 2016/17 | 27/03/2017 | PLANNED | 360 | 2 | 180 | 0.00045338 | 2.5188e-06
| 2016/17 | 27/03/2017 | PLANNED | 268 | 4 | 67 | 0.00033752 | 5.0375e-06
| 2016/17 | 27/03/2017 | PLANNED | 449 | 4 | 112.25 | 0.00056546 | 5.0375e-06
| 2016/17 | 28/03/2017 | PLANNED | 396 | 22 | 18 | 0.00049872 | 2.7706e-05
| 2016/17 | 28/03/2017 | PLANNED | 5201 | 9 | 577.8889 | 0.0065501 | 1.1334e-05
| 2016/17 | 28/03/2017 | PLANNED | 35 | 7 | 5 | 4.4078e-05 | 8.8157e-06
| 2016/17 | 28/03/2017 | PLANNED | 14019 | 149 | 94.0872 | 0.017655 | 0.00018765
| 2016/17 | 28/03/2017 | PLANNED | 6077 | 20 | 303.85 | 0.0076533 | 2.5188e-05
| 2016/17 | 28/03/2017 | PLANNED | 11220 | 33 | 340 | 0.01413 | 4.156e-05
| 2016/17 | 28/03/2017 | PLANNED | 76 | 2 | 38 | 9.5713e-05 | 2.5188e-06
| 2016/17 | 28/03/2017 | PLANNED | 2772 | 21 | 132 | 0.003491 | 2.6447e-05
| 2016/17 | 28/03/2017 | PLANNED | 753 | 3 | 251 | 0.00094832 | 3.7782e-06
| 2016/17 | 28/03/2017 | PLANNED | 7280 | 52 | 140 | 0.0091683 | 6.5488e-05
| 2016/17 | 28/03/2017 | PLANNED | 8288 | 32 | 259 | 0.010438 | 4.03e-05
| 2016/17 | 28/03/2017 | PLANNED | 55 | 1 | 55 | 6.9266e-05 | 1.2594e-06
| 2016/17 | 28/03/2017 | PLANNED | 1209 | 13 | 93 | 0.0015226 | 1.6372e-05
| 2016/17 | 28/03/2017 | PLANNED | 2860 | 13 | 220 | 0.0036018 | 1.6372e-05
| 2016/17 | 28/03/2017 | PLANNED | 13034 | 38 | 343 | 0.016415 | 4.7857e-05
| 2016/17 | 28/03/2017 | PLANNED | 24 | 6 | 4 | 3.0225e-05 | 7.5563e-06
| 2016/17 | 28/03/2017 | PLANNED | 7786 | 34 | 229 | 0.0098056 | 4.2819e-05
| 2016/17 | 28/03/2017 | PLANNED | 5256 | 24 | 219 | 0.0066193 | 3.0225e-05
| 2016/17 | 28/03/2017 | PLANNED | 70015 | 209 | 335 | 0.088176 | 0.00026321
| 2016/17 | 28/03/2017 | PLANNED | 39168 | 96 | 408 | 0.049328 | 0.0001209
| 2016/17 | 28/03/2017 | PLANNED | 7138 | 83 | 86 | 0.0089895 | 0.00010453
| 2016/17 | 28/03/2017 | PLANNED | 30 | 1 | 30 | 3.7782e-05 | 1.2594e-06
| 2016/17 | 28/03/2017 | PLANNED | 55 | 1 | 55 | 6.9266e-05 | 1.2594e-06
| 2016/17 | 28/03/2017 | PLANNED | 152 | 1 | 152 | 0.00019143 | 1.2594e-06
| 2016/17 | 28/03/2017 | PLANNED | 70 | 2 | 35 | 8.8157e-05 | 2.5188e-06
| 2016/17 | 28/03/2017 | PLANNED | 5200 | 80 | 65 | 0.0065488 | 0.00010075
| 2016/17 | 28/03/2017 | PLANNED | 140 | 4 | 35 | 0.00017631 | 5.0375e-06
| 2016/17 | 28/03/2017 | PLANNED | 62 | 2 | 31 | 7.8082e-05 | 2.5188e-06
| 2016/17 | 29/03/2017 | PLANNED | 15645 | 35 | 447 | 0.019703 | 4.4078e-05
| 2016/17 | 29/03/2017 | PLANNED | 15840 | 44 | 360 | 0.019949 | 5.5413e-05
| 2016/17 | 29/03/2017 | PLANNED | 26334 | 77 | 342 | 0.033165 | 9.6973e-05
| 2016/17 | 29/03/2017 | PLANNED | 16696 | 49 | 340.7347 | 0.021027 | 6.171e-05
| 2016/17 | 29/03/2017 | PLANNED | 3702 | 9 | 411.3333 | 0.0046622 | 1.1334e-05
| 2016/17 | 29/03/2017 | PLANNED | 147 | 3 | 49 | 0.00018513 | 3.7782e-06
| 2016/17 | 29/03/2017 | PLANNED | 13938 | 46 | 303 | 0.017553 | 5.7932e-05
| 2016/17 | 29/03/2017 | PLANNED | 16560 | 92 | 180 | 0.020855 | 0.00011586
| 2016/17 | 29/03/2017 | PLANNED | 49 | 7 | 7 | 6.171e-05 | 8.8157e-06
| 2016/17 | 29/03/2017 | PLANNED | 4800 | 150 | 32 | 0.0060451 | 0.00018891
| 2016/17 | 29/03/2017 | PLANNED | 76 | 4 | 19 | 9.5713e-05 | 5.0375e-06
| 2016/17 | 29/03/2017 | PLANNED | 88 | 2 | 44 | 0.00011083 | 2.5188e-06
| 2016/17 | 29/03/2017 | PLANNED | 81 | 3 | 27 | 0.00010201 | 3.7782e-06
| 2016/17 | 29/03/2017 | PLANNED | 38 | 1 | 38 | 4.7857e-05 | 1.2594e-06
| 2016/17 | 29/03/2017 | PLANNED | 41 | 1 | 41 | 5.1635e-05 | 1.2594e-06
| 2016/17 | 29/03/2017 | PLANNED | 24 | 1 | 24 | 3.0225e-05 | 1.2594e-06
| 2016/17 | 29/03/2017 | PLANNED | 595 | 7 | 85 | 0.00074933 | 8.8157e-06
| 2016/17 | 29/03/2017 | PLANNED | 60 | 5 | 12 | 7.5563e-05 | 6.2969e-06
| 2016/17 | 29/03/2017 | PLANNED | 22 | 2 | 11 | 2.7706e-05 | 2.5188e-06
| 2016/17 | 29/03/2017 | PLANNED | 0 | 451 | 0 | 0 | 0.00056798
| 2016/17 | 29/03/2017 | PLANNED | 2807 | 7 | 401 | 0.0035351 | 8.8157e-06
| 2016/17 | 30/03/2017 | PLANNED | 12600 | 35 | 360 | 0.015868 | 4.4078e-05
| 2016/17 | 30/03/2017 | PLANNED | 12180 | 29 | 420 | 0.015339 | 3.6522e-05
| 2016/17 | 30/03/2017 | PLANNED | 4300 | 20 | 215 | 0.0054154 | 2.5188e-05
| 2016/17 | 30/03/2017 | PLANNED | 15588 | 36 | 433 | 0.019631 | 4.5338e-05
| 2016/17 | 30/03/2017 | PLANNED | 9000 | 24 | 375 | 0.011334 | 3.0225e-05
| 2016/17 | 30/03/2017 | PLANNED | 12540 | 38 | 330 | 0.015793 | 4.7857e-05
| 2016/17 | 30/03/2017 | PLANNED | 10800 | 48 | 225 | 0.013601 | 6.0451e-05
| 2016/17 | 30/03/2017 | PLANNED | 360 | 1 | 360 | 0.00045338 | 1.2594e-06
| 2016/17 | 30/03/2017 | PLANNED | 6370 | 26 | 245 | 0.0080223 | 3.2744e-05
| 2016/17 | 30/03/2017 | PLANNED | 432 | 54 | 8 | 0.00054405 | 6.8007e-05
| 2016/17 | 30/03/2017 | PLANNED | 137150 | 551 | 248.9111 | 0.17272 | 0.00069392
| 2016/17 | 30/03/2017 | PLANNED | 15620 | 44 | 355 | 0.019672 | 5.5413e-05
| 2016/17 | 30/03/2017 | PLANNED | 12788 | 46 | 278 | 0.016105 | 5.7932e-05
| 2016/17 | 30/03/2017 | PLANNED | 93 | 3 | 31 | 0.00011712 | 3.7782e-06
| 2016/17 | 30/03/2017 | PLANNED | 22960 | 70 | 328 | 0.028915 | 8.8157e-05
| 2016/17 | 30/03/2017 | PLANNED | 13330 | 43 | 310 | 0.016788 | 5.4154e-05
| 2016/17 | 30/03/2017 | PLANNED | 54 | 6 | 9 | 6.8007e-05 | 7.5563e-06
| 2016/17 | 30/03/2017 | PLANNED | 113 | 1 | 113 | 0.00014231 | 1.2594e-06
| 2016/17 | 30/03/2017 | PLANNED | 120 | 2 | 60 | 0.00015113 | 2.5188e-06
| 2016/17 | 30/03/2017 | PLANNED | 10605 | 35 | 303 | 0.013356 | 4.4078e-05
| 2016/17 | 30/03/2017 | PLANNED | 2599 | 23 | 113 | 0.0032731 | 2.8966e-05
| 2016/17 | 30/03/2017 | PLANNED | 10 | 1 | 10 | 1.2594e-05 | 1.2594e-06
| 2016/17 | 30/03/2017 | PLANNED | 64 | 2 | 32 | 8.0601e-05 | 2.5188e-06
| 2016/17 | 30/03/2017 | PLANNED | 37 | 1 | 37 | 4.6597e-05 | 1.2594e-06
| 2016/17 | 30/03/2017 | PLANNED | 640 | 4 | 160 | 0.00080601 | 5.0375e-06
| 2016/17 | 30/03/2017 | PLANNED | 3539 | 9 | 393.2222 | 0.004457 | 1.1334e-05
| 2016/17 | 31/03/2017 | PLANNED | 45 | 1 | 45 | 5.6672e-05 | 1.2594e-06
| 2016/17 | 31/03/2017 | PLANNED | 4992 | 24 | 208 | 0.0062869 | 3.0225e-05
| 2016/17 | 31/03/2017 | PLANNED | 4085 | 19 | 215 | 0.0051446 | 2.3928e-05
| 2016/17 | 31/03/2017 | PLANNED | 48618 | 146 | 333 | 0.061229 | 0.00018387
| 2016/17 | 31/03/2017 | PLANNED | 3145 | 17 | 185 | 0.0039608 | 2.141e-05
| 2016/17 | 31/03/2017 | PLANNED | 3411 | 461 | 7.3991 | 0.0042958 | 0.00058058
| 2016/17 | 31/03/2017 | PLANNED | 21528 | 72 | 299 | 0.027112 | 9.0676e-05
| 2016/17 | 31/03/2017 | PLANNED | 90 | 3 | 30 | 0.00011334 | 3.7782e-06
| 2016/17 | 31/03/2017 | PLANNED | 508 | 4 | 127 | 0.00063977 | 5.0375e-06
| 2016/17 | 31/03/2017 | PLANNED | 249 | 9 | 27.6667 | 0.00031359 | 1.1334e-05
| 2016/17 | 31/03/2017 | PLANNED | 90 | 3 | 30 | 0.00011334 | 3.7782e-06
| 2016/17 | 31/03/2017 | PLANNED | 861 | 3 | 287 | 0.0010843 | 3.7782e-06
| 2016/17 | 31/03/2017 | PLANNED | 7920 | 33 | 240 | 0.0099743 | 4.156e-05
| 2016/17 | 31/03/2017 | PLANNED | 7000 | 56 | 125 | 0.0088157 | 7.0526e-05
| 2016/17 | 31/03/2017 | PLANNED | 50 | 2 | 25 | 6.2969e-05 | 2.5188e-06
| 2016/17 | 31/03/2017 | PLANNED | 45 | 1 | 45 | 5.6672e-05 | 1.2594e-06
| 2016/17 | 31/03/2017 | PLANNED | 53 | 1 | 53 | 6.6747e-05 | 1.2594e-06
| 2016/17 | 31/03/2017 | PLANNED | 3690 | 41 | 90 | 0.0046471 | 5.1635e-05
| 2016/17 | 31/03/2017 | PLANNED | 240 | 4 | 60 | 0.00030225 | 5.0375e-06
| 2016/17 | 31/03/2017 | PLANNED | 80 | 2 | 40 | 0.00010075 | 2.5188e-06
| 2016/17 | 1/04/2017 | PLANNED | 3385 | 6 | 564.1667 | 0.004263 | 7.5563e-06
| 2016/17 | 1/04/2017 | PLANNED | 11078 | 29 | 382 | 0.013951 | 3.6522e-05
| 2016/17 | 1/04/2017 | PLANNED | 1020 | 4 | 255 | 0.0012846 | 5.0375e-06
| 2016/17 | 2/04/2017 | PLANNED | 1050 | 15 | 70 | 0.0013224 | 1.8891e-05
| 2016/17 | 2/04/2017 | PLANNED | 450 | 1 | 450 | 0.00056672 | 1.2594e-06
| 2016/17 | 2/04/2017 | PLANNED | 4147 | 11 | 377 | 0.0052227 | 1.3853e-05
| 2016/17 | 2/04/2017 | PLANNED | 624 | 2 | 312 | 0.00078586 | 2.5188e-06
| 2016/17 | 2/04/2017 | PLANNED | 104 | 1 | 104 | 0.00013098 | 1.2594e-06
| 2016/17 | 2/04/2017 | PLANNED | 1125 | 3 | 375 | 0.0014168 | 3.7782e-06
| 2016/17 | 2/04/2017 | PLANNED | 13118 | 43 | 305.0698 | 0.016521 | 5.4154e-05
| 2016/17 | 2/04/2017 | PLANNED | 900 | 15 | 60 | 0.0011334 | 1.8891e-05
| 2016/17 | 3/04/2017 | PLANNED | 4862 | 34 | 143 | 0.0061231 | 4.2819e-05
| 2016/17 | 3/04/2017 | PLANNED | 18 | 1 | 18 | 2.2669e-05 | 1.2594e-06
| 2016/17 | 3/04/2017 | PLANNED | 4305 | 41 | 105 | 0.0054217 | 5.1635e-05
| 2016/17 | 3/04/2017 | PLANNED | 140 | 4 | 35 | 0.00017631 | 5.0375e-06
| 2016/17 | 3/04/2017 | PLANNED | 8036 | 28 | 287 | 0.01012 | 3.5263e-05
| 2016/17 | 3/04/2017 | PLANNED | 351 | 3 | 117 | 0.00044204 | 3.7782e-06
| 2016/17 | 3/04/2017 | PLANNED | 1380 | 5 | 276 | 0.001738 | 6.2969e-06
| 2016/17 | 3/04/2017 | PLANNED | 752 | 16 | 47 | 0.00094706 | 2.015e-05
| 2016/17 | 3/04/2017 | PLANNED | 3250 | 13 | 250 | 0.004093 | 1.6372e-05
| 2016/17 | 3/04/2017 | PLANNED | 1482 | 19 | 78 | 0.0018664 | 2.3928e-05
| 2016/17 | 3/04/2017 | PLANNED | 16632 | 72 | 231 | 0.020946 | 9.0676e-05
| 2016/17 | 3/04/2017 | PLANNED | 97 | 1 | 97 | 0.00012216 | 1.2594e-06
| 2016/17 | 3/04/2017 | PLANNED | 11802 | 42 | 281 | 0.014863 | 5.2894e-05
| 2016/17 | 3/04/2017 | PLANNED | 72 | 2 | 36 | 9.0676e-05 | 2.5188e-06
| 2016/17 | 3/04/2017 | PLANNED | 15190 | 62 | 245 | 0.01913 | 7.8082e-05
| 2016/17 | 3/04/2017 | PLANNED | 56 | 2 | 28 | 7.0526e-05 | 2.5188e-06
| 2016/17 | 3/04/2017 | PLANNED | 42 | 1 | 42 | 5.2894e-05 | 1.2594e-06
| 2016/17 | 3/04/2017 | PLANNED | 11356 | 68 | 167 | 0.014302 | 8.5638e-05
| 2016/17 | 3/04/2017 | PLANNED | 9760 | 558 | 17.491 | 0.012292 | 0.00070274
| 2016/17 | 3/04/2017 | PLANNED | 5705 | 35 | 163 | 0.0071848 | 4.4078e-05
| 2016/17 | 3/04/2017 | PLANNED | 3102 | 22 | 141 | 0.0039066 | 2.7706e-05
| 2016/17 | 3/04/2017 | PLANNED | 41 | 1 | 41 | 5.1635e-05 | 1.2594e-06
| 2016/17 | 3/04/2017 | PLANNED | 74 | 2 | 37 | 9.3195e-05 | 2.5188e-06
| 2016/17 | 3/04/2017 | PLANNED | 1440 | 16 | 90 | 0.0018135 | 2.015e-05
| 2016/17 | 4/04/2017 | PLANNED | 150 | 5 | 30 | 0.00018891 | 6.2969e-06
| 2016/17 | 4/04/2017 | PLANNED | 20010 | 58 | 345 | 0.0252 | 7.3044e-05
| 2016/17 | 4/04/2017 | PLANNED | 1595 | 5 | 319 | 0.0020087 | 6.2969e-06
| 2016/17 | 4/04/2017 | PLANNED | 290 | 2 | 145 | 0.00036522 | 2.5188e-06
| 2016/17 | 4/04/2017 | PLANNED | 20540 | 79 | 260 | 0.025868 | 9.9491e-05
| 2016/17 | 4/04/2017 | PLANNED | 55920 | 240 | 233 | 0.070425 | 0.00030225
| 2016/17 | 4/04/2017 | PLANNED | 81317 | 233 | 349 | 0.10241 | 0.00029344
| 2016/17 | 4/04/2017 | PLANNED | 275 | 1 | 275 | 0.00034633 | 1.2594e-06
| 2016/17 | 4/04/2017 | PLANNED | 59400 | 194 | 306.1856 | 0.074808 | 0.00024432
| 2016/17 | 4/04/2017 | PLANNED | 10440 | 29 | 360 | 0.013148 | 3.6522e-05
| 2016/17 | 4/04/2017 | PLANNED | 30 | 5 | 6 | 3.7782e-05 | 6.2969e-06
| 2016/17 | 4/04/2017 | PLANNED | 12350 | 38 | 325 | 0.015553 | 4.7857e-05
| 2016/17 | 4/04/2017 | PLANNED | 25915 | 73 | 355 | 0.032637 | 9.1935e-05
| 2016/17 | 4/04/2017 | PLANNED | 4886 | 14 | 349 | 0.0061534 | 1.7631e-05
| 2016/17 | 4/04/2017 | PLANNED | 120 | 8 | 15 | 0.00015113 | 1.0075e-05
| 2016/17 | 4/04/2017 | PLANNED | 80 | 2 | 40 | 0.00010075 | 2.5188e-06
| 2016/17 | 4/04/2017 | PLANNED | 600 | 4 | 150 | 0.00075563 | 5.0375e-06
| 2016/17 | 5/04/2017 | PLANNED | 2135 | 7 | 305 | 0.0026888 | 8.8157e-06
| 2016/17 | 5/04/2017 | PLANNED | 72369 | 450 | 160.82 | 0.09114 | 0.00056672
| 2016/17 | 5/04/2017 | PLANNED | 111 | 3 | 37 | 0.00013979 | 3.7782e-06
| 2016/17 | 5/04/2017 | PLANNED | 16380 | 52 | 315 | 0.020629 | 6.5488e-05
| 2016/17 | 5/04/2017 | PLANNED | 5130 | 18 | 285 | 0.0064606 | 2.2669e-05
| 2016/17 | 5/04/2017 | PLANNED | 2100 | 14 | 150 | 0.0026447 | 1.7631e-05
| 2016/17 | 5/04/2017 | PLANNED | 7872 | 24 | 328 | 0.0099139 | 3.0225e-05
| 2016/17 | 5/04/2017 | PLANNED | 16520 | 56 | 295 | 0.020805 | 7.0526e-05
| 2016/17 | 5/04/2017 | PLANNED | 5792 | 16 | 362 | 0.0072944 | 2.015e-05
| 2016/17 | 5/04/2017 | PLANNED | 8400 | 40 | 210 | 0.010579 | 5.0375e-05
| 2016/17 | 5/04/2017 | PLANNED | 13181 | 49 | 269 | 0.0166 | 6.171e-05
| 2016/17 | 5/04/2017 | PLANNED | 40 | 1 | 40 | 5.0375e-05 | 1.2594e-06
| 2016/17 | 5/04/2017 | PLANNED | 20 | 1 | 20 | 2.5188e-05 | 1.2594e-06
| 2016/17 | 5/04/2017 | PLANNED | 240 | 4 | 60 | 0.00030225 | 5.0375e-06
| 2016/17 | 5/04/2017 | PLANNED | 30 | 2 | 15 | 3.7782e-05 | 2.5188e-06
| 2016/17 | 5/04/2017 | PLANNED | 70 | 2 | 35 | 8.8157e-05 | 2.5188e-06
| 2016/17 | 6/04/2017 | PLANNED | 672 | 7 | 96 | 0.00084631 | 8.8157e-06
| 2016/17 | 6/04/2017 | PLANNED | 2046 | 4 | 511.5 | 0.0025767 | 5.0375e-06
| 2016/17 | 6/04/2017 | PLANNED | 102060 | 315 | 324 | 0.12853 | 0.00039671
| 2016/17 | 6/04/2017 | PLANNED | 18700 | 55 | 340 | 0.023551 | 6.9266e-05
| 2016/17 | 6/04/2017 | PLANNED | 16268 | 49 | 332 | 0.020488 | 6.171e-05
| 2016/17 | 6/04/2017 | PLANNED | 329 | 1 | 329 | 0.00041434 | 1.2594e-06
| 2016/17 | 6/04/2017 | PLANNED | 674 | 2 | 337 | 0.00084883 | 2.5188e-06
| 2016/17 | 6/04/2017 | PLANNED | 14080 | 44 | 320 | 0.017732 | 5.5413e-05
| 2016/17 | 6/04/2017 | PLANNED | 260 | 2 | 130 | 0.00032744 | 2.5188e-06
| 2016/17 | 6/04/2017 | PLANNED | 28947 | 201 | 144.0149 | 0.036455 | 0.00025314
| 2016/17 | 6/04/2017 | PLANNED | 27104 | 112 | 242 | 0.034134 | 0.00014105
| 2016/17 | 6/04/2017 | PLANNED | 1080 | 4 | 270 | 0.0013601 | 5.0375e-06
| 2016/17 | 6/04/2017 | PLANNED | 1806 | 7 | 258 | 0.0022745 | 8.8157e-06
| 2016/17 | 6/04/2017 | PLANNED | 166 | 2 | 83 | 0.00020906 | 2.5188e-06
| 2016/17 | 6/04/2017 | PLANNED | 16419 | 39 | 421 | 0.020678 | 4.9116e-05
| 2016/17 | 6/04/2017 | PLANNED | 1800 | 10 | 180 | 0.0022669 | 1.2594e-05
| 2016/17 | 6/04/2017 | PLANNED | 12810 | 42 | 305 | 0.016133 | 5.2894e-05
| 2016/17 | 6/04/2017 | PLANNED | 132 | 2 | 66 | 0.00016624 | 2.5188e-06
| 2016/17 | 6/04/2017 | PLANNED | 104 | 2 | 52 | 0.00013098 | 2.5188e-06
| 2016/17 | 6/04/2017 | PLANNED | 8170 | 91 | 89.7802 | 0.010289 | 0.0001146
| 2016/17 | 6/04/2017 | PLANNED | 129 | 3 | 43 | 0.00016246 | 3.7782e-06
| 2016/17 | 6/04/2017 | PLANNED | 83 | 1 | 83 | 0.00010453 | 1.2594e-06
| 2016/17 | 7/04/2017 | PLANNED | 2150 | 10 | 215 | 0.0027077 | 1.2594e-05
| 2016/17 | 7/04/2017 | PLANNED | 9920 | 32 | 310 | 0.012493 | 4.03e-05
| 2016/17 | 7/04/2017 | PLANNED | 5541 | 25 | 221.64 | 0.0069783 | 3.1485e-05
| 2016/17 | 7/04/2017 | PLANNED | 196 | 1 | 196 | 0.00024684 | 1.2594e-06
| 2016/17 | 7/04/2017 | PLANNED | 1358 | 7 | 194 | 0.0017102 | 8.8157e-06
| 2016/17 | 7/04/2017 | PLANNED | 5040 | 24 | 210 | 0.0063473 | 3.0225e-05
| 2016/17 | 7/04/2017 | PLANNED | 502 | 2 | 251 | 0.00063221 | 2.5188e-06
| 2016/17 | 7/04/2017 | PLANNED | 8928 | 36 | 248 | 0.011244 | 4.5338e-05
| 2016/17 | 7/04/2017 | PLANNED | 58125 | 155 | 375 | 0.073202 | 0.0001952
| 2016/17 | 7/04/2017 | PLANNED | 11808 | 41 | 288 | 0.014871 | 5.1635e-05
| 2016/17 | 7/04/2017 | PLANNED | 15456 | 56 | 276 | 0.019465 | 7.0526e-05
| 2016/17 | 7/04/2017 | PLANNED | 8554 | 26 | 329 | 0.010773 | 3.2744e-05
| 2016/17 | 7/04/2017 | PLANNED | 380 | 2 | 190 | 0.00047857 | 2.5188e-06
| 2016/17 | 7/04/2017 | PLANNED | 90 | 5 | 18 | 0.00011334 | 6.2969e-06
| 2016/17 | 7/04/2017 | PLANNED | 16 | 4 | 4 | 2.015e-05 | 5.0375e-06
| 2016/17 | 7/04/2017 | PLANNED | 13516 | 62 | 218 | 0.017022 | 7.8082e-05
| 2016/17 | 7/04/2017 | PLANNED | 559 | 13 | 43 | 0.000704 | 1.6372e-05
| 2016/17 | 7/04/2017 | PLANNED | 570 | 10 | 57 | 0.00071785 | 1.2594e-05
| 2016/17 | 7/04/2017 | PLANNED | 49 | 3 | 16.3333 | 6.171e-05 | 3.7782e-06
| 2016/17 | 7/04/2017 | PLANNED | 174 | 2 | 87 | 0.00021913 | 2.5188e-06
| 2016/17 | 8/04/2017 | PLANNED | 671 | 1 | 671 | 0.00084505 | 1.2594e-06
| 2016/17 | 8/04/2017 | PLANNED | 526 | 1 | 526 | 0.00066244 | 1.2594e-06
| 2016/17 | 8/04/2017 | PLANNED | 6330 | 211 | 30 | 0.0079719 | 0.00026573
| 2016/17 | 8/04/2017 | PLANNED | 10 | 1 | 10 | 1.2594e-05 | 1.2594e-06
| 2016/17 | 9/04/2017 | PLANNED | 305 | 1 | 305 | 0.00038411 | 1.2594e-06
| 2016/17 | 9/04/2017 | PLANNED | 1287 | 11 | 117 | 0.0016208 | 1.3853e-05
| 2016/17 | 9/04/2017 | PLANNED | 28560 | 102 | 280 | 0.035968 | 0.00012846
| 2016/17 | 10/04/2017 | PLANNED | 10850 | 70 | 155 | 0.013664 | 8.8157e-05
| 2016/17 | 10/04/2017 | PLANNED | 298 | 2 | 149 | 0.0003753 | 2.5188e-06
| 2016/17 | 11/04/2017 | PLANNED | 596 | 1 | 596 | 0.00075059 | 1.2594e-06
| 2016/17 | 11/04/2017 | PLANNED | 43815 | 115 | 381 | 0.05518 | 0.00014483
| 2016/17 | 11/04/2017 | PLANNED | 249349 | 594 | 419.7795 | 0.31403 | 0.00074808
| 2016/17 | 11/04/2017 | PLANNED | 14625 | 39 | 375 | 0.018419 | 4.9116e-05
| 2016/17 | 11/04/2017 | PLANNED | 26130 | 134 | 195 | 0.032908 | 0.00016876
| 2016/17 | 11/04/2017 | PLANNED | 21168 | 378 | 56 | 0.026659 | 0.00047605
| 2016/17 | 11/04/2017 | PLANNED | 4965 | 15 | 331 | 0.0062528 | 1.8891e-05
| 2016/17 | 11/04/2017 | PLANNED | 2625 | 15 | 175 | 0.0033059 | 1.8891e-05
| 2016/17 | 11/04/2017 | PLANNED | 1320 | 4 | 330 | 0.0016624 | 5.0375e-06
| 2016/17 | 11/04/2017 | PLANNED | 33250 | 95 | 350 | 0.041875 | 0.00011964
| 2016/17 | 11/04/2017 | PLANNED | 331 | 1 | 331 | 0.00041686 | 1.2594e-06
| 2016/17 | 11/04/2017 | PLANNED | 249 | 3 | 83 | 0.00031359 | 3.7782e-06
| 2016/17 | 11/04/2017 | PLANNED | 5112 | 72 | 71 | 0.006438 | 9.0676e-05
| 2016/17 | 11/04/2017 | PLANNED | 546 | 2 | 273 | 0.00068762 | 2.5188e-06
| 2016/17 | 11/04/2017 | PLANNED | 129 | 3 | 43 | 0.00016246 | 3.7782e-06
| 2016/17 | 11/04/2017 | PLANNED | 1680 | 15 | 112 | 0.0021158 | 1.8891e-05
| 2016/17 | 11/04/2017 | PLANNED | 200 | 4 | 50 | 0.00025188 | 5.0375e-06
| 2016/17 | 11/04/2017 | PLANNED | 2400 | 48 | 50 | 0.0030225 | 6.0451e-05
| 2016/17 | 11/04/2017 | PLANNED | 6319 | 71 | 89 | 0.0079581 | 8.9416e-05
| 2016/17 | 11/04/2017 | PLANNED | 2880 | 48 | 60 | 0.003627 | 6.0451e-05
| 2016/17 | 12/04/2017 | PLANNED | 509 | 1 | 509 | 0.00064103 | 1.2594e-06
| 2016/17 | 12/04/2017 | PLANNED | 5875 | 25 | 235 | 0.0073989 | 3.1485e-05
| 2016/17 | 12/04/2017 | PLANNED | 90 | 6 | 15 | 0.00011334 | 7.5563e-06
| 2016/17 | 12/04/2017 | PLANNED | 103828 | 252 | 412.0159 | 0.13076 | 0.00031737
| 2016/17 | 12/04/2017 | PLANNED | 2484 | 12 | 207 | 0.0031283 | 1.5113e-05
| 2016/17 | 12/04/2017 | PLANNED | 115 | 1 | 115 | 0.00014483 | 1.2594e-06
| 2016/17 | 12/04/2017 | PLANNED | 11385 | 33 | 345 | 0.014338 | 4.156e-05
| 2016/17 | 12/04/2017 | PLANNED | 3900 | 12 | 325 | 0.0049116 | 1.5113e-05
| 2016/17 | 12/04/2017 | PLANNED | 29874 | 78 | 383 | 0.037623 | 9.8232e-05
| 2016/17 | 12/04/2017 | PLANNED | 19262 | 470 | 40.983 | 0.024258 | 0.00059191
| 2016/17 | 12/04/2017 | PLANNED | 5884 | 19 | 309.6842 | 0.0074102 | 2.3928e-05
| 2016/17 | 12/04/2017 | PLANNED | 10430 | 28 | 372.5 | 0.013135 | 3.5263e-05
| 2016/17 | 12/04/2017 | PLANNED | 17255 | 203 | 85 | 0.021731 | 0.00025566
| 2016/17 | 12/04/2017 | PLANNED | 5460 | 42 | 130 | 0.0068762 | 5.2894e-05
| 2016/17 | 12/04/2017 | PLANNED | 342 | 2 | 171 | 0.00043071 | 2.5188e-06
| 2016/17 | 12/04/2017 | PLANNED | 12800 | 40 | 320 | 0.01612 | 5.0375e-05
| 2016/17 | 12/04/2017 | PLANNED | 27 | 3 | 9 | 3.4003e-05 | 3.7782e-06
| 2016/17 | 12/04/2017 | PLANNED | 19229 | 287 | 67 | 0.024217 | 0.00036144
| 2016/17 | 12/04/2017 | PLANNED | 82 | 1 | 82 | 0.00010327 | 1.2594e-06
| 2016/17 | 12/04/2017 | PLANNED | 5428 | 59 | 92 | 0.0068359 | 7.4304e-05
| 2016/17 | 12/04/2017 | PLANNED | 52 | 2 | 26 | 6.5488e-05 | 2.5188e-06
| 2016/17 | 12/04/2017 | PLANNED | 27 | 1 | 27 | 3.4003e-05 | 1.2594e-06
| 2016/17 | 12/04/2017 | PLANNED | 1040 | 8 | 130 | 0.0013098 | 1.0075e-05
| 2016/17 | 13/04/2017 | PLANNED | 5157 | 27 | 191 | 0.0064947 | 3.4003e-05
| 2016/17 | 13/04/2017 | PLANNED | 6900 | 30 | 230 | 0.0086898 | 3.7782e-05
| 2016/17 | 13/04/2017 | PLANNED | 3542 | 14 | 253 | 0.0044607 | 1.7631e-05
| 2016/17 | 13/04/2017 | PLANNED | 32000 | 160 | 200 | 0.0403 | 0.0002015
| 2016/17 | 13/04/2017 | PLANNED | 7410 | 39 | 190 | 0.009332 | 4.9116e-05
| 2016/17 | 13/04/2017 | PLANNED | 9720 | 80 | 121.5 | 0.012241 | 0.00010075
| 2016/17 | 13/04/2017 | PLANNED | 270 | 2 | 135 | 0.00034003 | 2.5188e-06
| 2016/17 | 13/04/2017 | PLANNED | 6232 | 41 | 152 | 0.0078485 | 5.1635e-05
| 2016/17 | 13/04/2017 | PLANNED | 305 | 1 | 305 | 0.00038411 | 1.2594e-06
| 2016/17 | 13/04/2017 | PLANNED | 1995 | 7 | 285 | 0.0025125 | 8.8157e-06
| 2016/17 | 13/04/2017 | PLANNED | 540 | 2 | 270 | 0.00068007 | 2.5188e-06
| 2016/17 | 13/04/2017 | PLANNED | 42 | 2 | 21 | 5.2894e-05 | 2.5188e-06
| 2016/17 | 13/04/2017 | PLANNED | 1836 | 81 | 22.6667 | 0.0023122 | 0.00010201
| 2016/17 | 13/04/2017 | PLANNED | 2890 | 10 | 289 | 0.0036396 | 1.2594e-05
| 2016/17 | 13/04/2017 | PLANNED | 66 | 2 | 33 | 8.3119e-05 | 2.5188e-06
| 2016/17 | 13/04/2017 | PLANNED | 3270 | 30 | 109 | 0.0041182 | 3.7782e-05
| 2016/17 | 13/04/2017 | PLANNED | 860 | 43 | 20 | 0.0010831 | 5.4154e-05
| 2016/17 | 13/04/2017 | PLANNED | 21161 | 125 | 169.288 | 0.02665 | 0.00015742
| 2016/17 | 13/04/2017 | PLANNED | 20 | 2 | 10 | 2.5188e-05 | 2.5188e-06
| 2016/17 | 13/04/2017 | PLANNED | 7560 | 36 | 210 | 0.009521 | 4.5338e-05
| 2016/17 | 13/04/2017 | PLANNED | 177 | 3 | 59 | 0.00022291 | 3.7782e-06
| 2016/17 | 13/04/2017 | PLANNED | 23 | 1 | 23 | 2.8966e-05 | 1.2594e-06
| 2016/17 | 13/04/2017 | PLANNED | 35 | 1 | 35 | 4.4078e-05 | 1.2594e-06
| 2016/17 | 13/04/2017 | PLANNED | 56 | 1 | 56 | 7.0526e-05 | 1.2594e-06
| 2016/17 | 13/04/2017 | PLANNED | 510 | 6 | 85 | 0.00064229 | 7.5563e-06
| 2016/17 | 13/04/2017 | PLANNED | 30 | 2 | 15 | 3.7782e-05 | 2.5188e-06
| 2016/17 | 13/04/2017 | PLANNED | 50 | 1 | 50 | 6.2969e-05 | 1.2594e-06
| 2016/17 | 13/04/2017 | PLANNED | 16 | 2 | 8 | 2.015e-05 | 2.5188e-06
| 2016/17 | 13/04/2017 | PLANNED | 5 | 1 | 5 | 6.2969e-06 | 1.2594e-06
| 2016/17 | 13/04/2017 | PLANNED | 29 | 1 | 29 | 3.6522e-05 | 1.2594e-06
| 2016/17 | 13/04/2017 | PLANNED | 285 | 5 | 57 | 0.00035892 | 6.2969e-06
| 2016/17 | 13/04/2017 | PLANNED | 32 | 4 | 8 | 4.03e-05 | 5.0375e-06
| 2016/17 | 13/04/2017 | PLANNED | 168 | 3 | 56 | 0.00021158 | 3.7782e-06
| 2016/17 | 13/04/2017 | PLANNED | 48 | 4 | 12 | 6.0451e-05 | 5.0375e-06
| 2016/17 | 13/04/2017 | PLANNED | 30 | 1 | 30 | 3.7782e-05 | 1.2594e-06
| 2016/17 | 13/04/2017 | PLANNED | 21 | 3 | 7 | 2.6447e-05 | 3.7782e-06
| 2016/17 | 13/04/2017 | PLANNED | 5 | 1 | 5 | 6.2969e-06 | 1.2594e-06
| 2016/17 | 18/04/2017 | PLANNED | 59255 | 167 | 354.8204 | 0.074625 | 0.00021032
| 2016/17 | 18/04/2017 | PLANNED | 140 | 2 | 70 | 0.00017631 | 2.5188e-06
| 2016/17 | 18/04/2017 | PLANNED | 75 | 3 | 25 | 9.4454e-05 | 3.7782e-06
| 2016/17 | 18/04/2017 | PLANNED | 110 | 1 | 110 | 0.00013853 | 1.2594e-06
| 2016/17 | 18/04/2017 | PLANNED | 78 | 6 | 13 | 9.8232e-05 | 7.5563e-06
| 2016/17 | 18/04/2017 | PLANNED | 15 | 1 | 15 | 1.8891e-05 | 1.2594e-06
| 2016/17 | 19/04/2017 | PLANNED | 30014 | 82 | 366.0244 | 0.037799 | 0.00010327
| 2016/17 | 19/04/2017 | PLANNED | 47670 | 105 | 454 | 0.060035 | 0.00013224
| 2016/17 | 19/04/2017 | PLANNED | 36855 | 81 | 455 | 0.046415 | 0.00010201
| 2016/17 | 19/04/2017 | PLANNED | 1424 | 16 | 89 | 0.0017934 | 2.015e-05
| 2016/17 | 19/04/2017 | PLANNED | 15136 | 44 | 344 | 0.019062 | 5.5413e-05
| 2016/17 | 19/04/2017 | PLANNED | 6468 | 49 | 132 | 0.0081457 | 6.171e-05
| 2016/17 | 19/04/2017 | PLANNED | 36 | 2 | 18 | 4.5338e-05 | 2.5188e-06
| 2016/17 | 19/04/2017 | PLANNED | 40 | 1 | 40 | 5.0375e-05 | 1.2594e-06
| 2016/17 | 19/04/2017 | PLANNED | 5280 | 16 | 330 | 0.0066496 | 2.015e-05
| 2016/17 | 19/04/2017 | PLANNED | 25 | 1 | 25 | 3.1485e-05 | 1.2594e-06
| 2016/17 | 19/04/2017 | PLANNED | 20 | 1 | 20 | 2.5188e-05 | 1.2594e-06
| 2016/17 | 19/04/2017 | PLANNED | 44 | 2 | 22 | 5.5413e-05 | 2.5188e-06
| 2016/17 | 19/04/2017 | PLANNED | 40 | 2 | 20 | 5.0375e-05 | 2.5188e-06
| 2016/17 | 19/04/2017 | PLANNED | 216 | 2 | 108 | 0.00027203 | 2.5188e-06
| 2016/17 | 20/04/2017 | PLANNED | 29625 | 75 | 395 | 0.037309 | 9.4454e-05
| 2016/17 | 20/04/2017 | PLANNED | 44895 | 123 | 365 | 0.05654 | 0.0001549
| 2016/17 | 20/04/2017 | PLANNED | 127928 | 179 | 714.6816 | 0.16111 | 0.00022543
| 2016/17 | 20/04/2017 | PLANNED | 22283 | 60 | 371.3833 | 0.028063 | 7.5563e-05
| 2016/17 | 20/04/2017 | PLANNED | 45902 | 118 | 389 | 0.057808 | 0.00014861
| 2016/17 | 20/04/2017 | PLANNED | 2610 | 18 | 145 | 0.003287 | 2.2669e-05
| 2016/17 | 20/04/2017 | PLANNED | 1100 | 11 | 100 | 0.0013853 | 1.3853e-05
| 2016/17 | 20/04/2017 | PLANNED | 15165 | 45 | 337 | 0.019099 | 5.6672e-05
| 2016/17 | 20/04/2017 | PLANNED | 90 | 1 | 90 | 0.00011334 | 1.2594e-06
| 2016/17 | 20/04/2017 | PLANNED | 3289 | 13 | 253 | 0.0041421 | 1.6372e-05
| 2016/17 | 20/04/2017 | PLANNED | 7612 | 22 | 346 | 0.0095864 | 2.7706e-05
| 2016/17 | 20/04/2017 | PLANNED | 22 | 1 | 22 | 2.7706e-05 | 1.2594e-06
| 2016/17 | 20/04/2017 | PLANNED | 24 | 1 | 24 | 3.0225e-05 | 1.2594e-06
| 2016/17 | 20/04/2017 | PLANNED | 102 | 2 | 51 | 0.00012846 | 2.5188e-06
| 2016/17 | 20/04/2017 | PLANNED | 630 | 14 | 45 | 0.00079341 | 1.7631e-05
| 2016/17 | 20/04/2017 | PLANNED | 16 | 1 | 16 | 2.015e-05 | 1.2594e-06
| 2016/17 | 20/04/2017 | PLANNED | 2511 | 31 | 81 | 0.0031623 | 3.9041e-05
| 2016/17 | 20/04/2017 | PLANNED | 48 | 3 | 16 | 6.0451e-05 | 3.7782e-06
| 2016/17 | 20/04/2017 | PLANNED | 3050 | 6 | 508.3333 | 0.0038411 | 7.5563e-06
| 2016/17 | 21/04/2017 | PLANNED | 1232 | 4 | 308 | 0.0015516 | 5.0375e-06
| 2016/17 | 21/04/2017 | PLANNED | 9216 | 144 | 64 | 0.011606 | 0.00018135
| 2016/17 | 21/04/2017 | PLANNED | 35952 | 112 | 321 | 0.045277 | 0.00014105
| 2016/17 | 21/04/2017 | PLANNED | 5408 | 16 | 338 | 0.0068108 | 2.015e-05
| 2016/17 | 21/04/2017 | PLANNED | 375 | 3 | 125 | 0.00047227 | 3.7782e-06
| 2016/17 | 21/04/2017 | PLANNED | 2415 | 21 | 115 | 0.0030414 | 2.6447e-05
| 2016/17 | 21/04/2017 | PLANNED | 484 | 2 | 242 | 0.00060954 | 2.5188e-06
| 2016/17 | 21/04/2017 | PLANNED | 85 | 1 | 85 | 0.00010705 | 1.2594e-06
| 2016/17 | 21/04/2017 | PLANNED | 10 | 1 | 10 | 1.2594e-05 | 1.2594e-06
| 2016/17 | 23/04/2017 | PLANNED | 81120 | 845 | 96 | 0.10216 | 0.0010642
| 2016/17 | 23/04/2017 | PLANNED | 4275 | 9 | 475 | 0.0053839 | 1.1334e-05
| 2016/17 | 23/04/2017 | PLANNED | 52122 | 277 | 188.1661 | 0.065642 | 0.00034885
| 2016/17 | 23/04/2017 | PLANNED | 400 | 2 | 200 | 0.00050375 | 2.5188e-06
| 2016/17 | 24/04/2017 | PLANNED | 1380 | 12 | 115 | 0.001738 | 1.5113e-05
| 2016/17 | 24/04/2017 | PLANNED | 100 | 10 | 10 | 0.00012594 | 1.2594e-05
| 2016/17 | 24/04/2017 | PLANNED | 75 | 1 | 75 | 9.4454e-05 | 1.2594e-06
| 2016/17 | 24/04/2017 | PLANNED | 1903 | 11 | 173 | 0.0023966 | 1.3853e-05
| 2016/17 | 24/04/2017 | PLANNED | 6460 | 34 | 190 | 0.0081356 | 4.2819e-05
| 2016/17 | 24/04/2017 | PLANNED | 220 | 22 | 10 | 0.00027706 | 2.7706e-05
| 2016/17 | 24/04/2017 | PLANNED | 3420 | 18 | 190 | 0.0043071 | 2.2669e-05
| 2016/17 | 24/04/2017 | PLANNED | 392 | 4 | 98 | 0.00049368 | 5.0375e-06
| 2016/17 | 24/04/2017 | PLANNED | 744 | 8 | 93 | 0.00093698 | 1.0075e-05
| 2016/17 | 24/04/2017 | PLANNED | 30 | 1 | 30 | 3.7782e-05 | 1.2594e-06
| 2016/17 | 24/04/2017 | PLANNED | 416 | 13 | 32 | 0.0005239 | 1.6372e-05
| 2016/17 | 24/04/2017 | PLANNED | 776 | 8 | 97 | 0.00097728 | 1.0075e-05
| 2016/17 | 26/04/2017 | PLANNED | 448 | 14 | 32 | 0.0005642 | 1.7631e-05
| 2016/17 | 26/04/2017 | PLANNED | 11738 | 41 | 286.2927 | 0.014783 | 5.1635e-05
| 2016/17 | 26/04/2017 | PLANNED | 395 | 5 | 79 | 0.00049746 | 6.2969e-06
| 2016/17 | 26/04/2017 | PLANNED | 18750 | 60 | 312.5 | 0.023613 | 7.5563e-05
| 2016/17 | 26/04/2017 | PLANNED | 9900 | 50 | 198 | 0.012468 | 6.2969e-05
| 2016/17 | 26/04/2017 | PLANNED | 68005 | 203 | 335 | 0.085645 | 0.00025566
| 2016/17 | 26/04/2017 | PLANNED | 345 | 1 | 345 | 0.00043449 | 1.2594e-06
| 2016/17 | 26/04/2017 | PLANNED | 7820 | 23 | 340 | 0.0098484 | 2.8966e-05
| 2016/17 | 26/04/2017 | PLANNED | 9959 | 23 | 433 | 0.012542 | 2.8966e-05
| 2016/17 | 26/04/2017 | PLANNED | 430 | 2 | 215 | 0.00054154 | 2.5188e-06
| 2016/17 | 26/04/2017 | PLANNED | 5656 | 28 | 202 | 0.0071231 | 3.5263e-05
| 2016/17 | 26/04/2017 | PLANNED | 157 | 1 | 157 | 0.00019772 | 1.2594e-06
| 2016/17 | 26/04/2017 | PLANNED | 17960 | 74 | 242.7027 | 0.022619 | 9.3195e-05
| 2016/17 | 26/04/2017 | PLANNED | 32340 | 77 | 420 | 0.040729 | 9.6973e-05
| 2016/17 | 26/04/2017 | PLANNED | 3629 | 19 | 191 | 0.0045703 | 2.3928e-05
| 2016/17 | 26/04/2017 | PLANNED | 36225 | 161 | 225 | 0.045621 | 0.00020276
| 2016/17 | 26/04/2017 | PLANNED | 8436 | 48 | 175.75 | 0.010624 | 6.0451e-05
| 2016/17 | 26/04/2017 | PLANNED | 20 | 1 | 20 | 2.5188e-05 | 1.2594e-06
| 2016/17 | 26/04/2017 | PLANNED | 756 | 21 | 36 | 0.0009521 | 2.6447e-05
| 2016/17 | 27/04/2017 | PLANNED | 1035 | 3 | 345 | 0.0013035 | 3.7782e-06
| 2016/17 | 27/04/2017 | PLANNED | 140800 | 320 | 440 | 0.17732 | 0.000403
| 2016/17 | 27/04/2017 | PLANNED | 2665 | 13 | 205 | 0.0033563 | 1.6372e-05
| 2016/17 | 27/04/2017 | PLANNED | 352 | 1 | 352 | 0.0004433 | 1.2594e-06
| 2016/17 | 27/04/2017 | PLANNED | 26274 | 58 | 453 | 0.033089 | 7.3044e-05
| 2016/17 | 27/04/2017 | PLANNED | 40 | 2 | 20 | 5.0375e-05 | 2.5188e-06
| 2016/17 | 27/04/2017 | PLANNED | 13571 | 41 | 331 | 0.017091 | 5.1635e-05
| 2016/17 | 27/04/2017 | PLANNED | 19584 | 64 | 306 | 0.024664 | 8.0601e-05
| 2016/17 | 27/04/2017 | PLANNED | 9425 | 48 | 196.3542 | 0.01187 | 6.0451e-05
| 2016/17 | 27/04/2017 | PLANNED | 2174 | 6 | 362.3333 | 0.0027379 | 7.5563e-06
| 2016/17 | 27/04/2017 | PLANNED | 3941 | 13 | 303.1538 | 0.0049632 | 1.6372e-05
| 2016/17 | 27/04/2017 | PLANNED | 8960 | 28 | 320 | 0.011284 | 3.5263e-05
| 2016/17 | 27/04/2017 | PLANNED | 969 | 3 | 323 | 0.0012203 | 3.7782e-06
| 2016/17 | 27/04/2017 | PLANNED | 550 | 2 | 275 | 0.00069266 | 2.5188e-06
| 2016/17 | 27/04/2017 | PLANNED | 100 | 1 | 100 | 0.00012594 | 1.2594e-06
| 2016/17 | 27/04/2017 | PLANNED | 3486 | 11 | 316.9091 | 0.0043902 | 1.3853e-05
| 2016/17 | 27/04/2017 | PLANNED | 102 | 3 | 34 | 0.00012846 | 3.7782e-06
| 2016/17 | 27/04/2017 | PLANNED | 2380 | 34 | 70 | 0.0029973 | 4.2819e-05
| 2016/17 | 27/04/2017 | PLANNED | 20 | 1 | 20 | 2.5188e-05 | 1.2594e-06
| 2016/17 | 27/04/2017 | PLANNED | 90 | 3 | 30 | 0.00011334 | 3.7782e-06
| 2016/17 | 27/04/2017 | PLANNED | 45 | 3 | 15 | 5.6672e-05 | 3.7782e-06
| 2016/17 | 27/04/2017 | PLANNED | 6 | 3 | 2 | 7.5563e-06 | 3.7782e-06
| 2016/17 | 27/04/2017 | PLANNED | 40 | 2 | 20 | 5.0375e-05 | 2.5188e-06
| 2016/17 | 27/04/2017 | PLANNED | 121 | 1 | 121 | 0.00015239 | 1.2594e-06
| 2016/17 | 28/04/2017 | PLANNED | 420 | 1 | 420 | 0.00052894 | 1.2594e-06
| 2016/17 | 28/04/2017 | PLANNED | 6489 | 19 | 341.5263 | 0.0081722 | 2.3928e-05
| 2016/17 | 28/04/2017 | PLANNED | 11873 | 31 | 383 | 0.014953 | 3.9041e-05
| 2016/17 | 28/04/2017 | PLANNED | 700 | 5 | 140 | 0.00088157 | 6.2969e-06
| 2016/17 | 28/04/2017 | PLANNED | 217 | 1 | 217 | 0.00027329 | 1.2594e-06
| 2016/17 | 28/04/2017 | PLANNED | 23030 | 98 | 235 | 0.029004 | 0.00012342
| 2016/17 | 28/04/2017 | PLANNED | 10064 | 34 | 296 | 0.012674 | 4.2819e-05
| 2016/17 | 28/04/2017 | PLANNED | 168 | 3 | 56 | 0.00021158 | 3.7782e-06
| 2016/17 | 28/04/2017 | PLANNED | 344 | 8 | 43 | 0.00043323 | 1.0075e-05
| 2016/17 | 28/04/2017 | PLANNED | 468 | 3 | 156 | 0.00058939 | 3.7782e-06
| 2016/17 | 28/04/2017 | PLANNED | 20 | 1 | 20 | 2.5188e-05 | 1.2594e-06
| 2016/17 | 28/04/2017 | PLANNED | 446 | 1 | 446 | 0.00056169 | 1.2594e-06
| 2016/17 | 28/04/2017 | PLANNED | 24 | 1 | 24 | 3.0225e-05 | 1.2594e-06
| 2016/17 | 28/04/2017 | PLANNED | 3 | 1 | 3 | 3.7782e-06 | 1.2594e-06
| 2016/17 | 28/04/2017 | PLANNED | 27 | 1 | 27 | 3.4003e-05 | 1.2594e-06
| 2016/17 | 28/04/2017 | PLANNED | 505 | 5 | 101 | 0.00063599 | 6.2969e-06
| 2016/17 | 28/04/2017 | PLANNED | 2080 | 26 | 80 | 0.0026195 | 3.2744e-05
| 2016/17 | 28/04/2017 | PLANNED | 60 | 3 | 20 | 7.5563e-05 | 3.7782e-06
| 2016/17 | 29/04/2017 | PLANNED | 110 | 55 | 2 | 0.00013853 | 6.9266e-05
| 2016/17 | 30/04/2017 | PLANNED | 4920 | 41 | 120 | 0.0061962 | 5.1635e-05
| 2016/17 | 30/04/2017 | PLANNED | 2466 | 7 | 352.2857 | 0.0031056 | 8.8157e-06
| 2016/17 | 30/04/2017 | PLANNED | 270 | 9 | 30 | 0.00034003 | 1.1334e-05
| 2016/17 | 30/04/2017 | PLANNED | 2260 | 4 | 565 | 0.0028462 | 5.0375e-06
| 2016/17 | 30/04/2017 | PLANNED | 7455 | 35 | 213 | 0.0093887 | 4.4078e-05
| 2016/17 | 30/04/2017 | PLANNED | 40610 | 131 | 310 | 0.051144 | 0.00016498
| 2016/17 | 30/04/2017 | PLANNED | 17802 | 131 | 135.8931 | 0.02242 | 0.00016498
| 2016/17 | 30/04/2017 | PLANNED | 76755 | 595 | 129 | 0.096664 | 0.00074933
| 2016/17 | 1/05/2017 | PLANNED | 11620 | 28 | 415 | 0.014634 | 3.5263e-05
| 2016/17 | 1/05/2017 | PLANNED | 135 | 6 | 22.5 | 0.00017002 | 7.5563e-06
| 2016/17 | 1/05/2017 | PLANNED | 4131 | 27 | 153 | 0.0052025 | 3.4003e-05
| 2016/17 | 1/05/2017 | PLANNED | 820 | 41 | 20 | 0.0010327 | 5.1635e-05
| 2016/17 | 1/05/2017 | PLANNED | 831 | 3 | 277 | 0.0010465 | 3.7782e-06
| 2016/17 | 1/05/2017 | PLANNED | 28070 | 86 | 326.3953 | 0.035351 | 0.00010831
| 2016/17 | 1/05/2017 | PLANNED | 810 | 3 | 270 | 0.0010201 | 3.7782e-06
| 2016/17 | 1/05/2017 | PLANNED | 19110 | 105 | 182 | 0.024067 | 0.00013224
| 2016/17 | 1/05/2017 | PLANNED | 398 | 11 | 36.1818 | 0.00050124 | 1.3853e-05
| 2016/17 | 1/05/2017 | PLANNED | 273 | 5 | 54.6 | 0.00034381 | 6.2969e-06
| 2016/17 | 1/05/2017 | PLANNED | 8056 | 53 | 152 | 0.010146 | 6.6747e-05
| 2016/17 | 1/05/2017 | PLANNED | 910 | 7 | 130 | 0.001146 | 8.8157e-06
| 2016/17 | 1/05/2017 | PLANNED | 15 | 1 | 15 | 1.8891e-05 | 1.2594e-06
| 2016/17 | 2/05/2017 | PLANNED | 2850 | 15 | 190 | 0.0035892 | 1.8891e-05
| 2016/17 | 2/05/2017 | PLANNED | 16779 | 51 | 329 | 0.021131 | 6.4229e-05
| 2016/17 | 2/05/2017 | PLANNED | 40 | 1 | 40 | 5.0375e-05 | 1.2594e-06
| 2016/17 | 2/05/2017 | PLANNED | 11448 | 36 | 318 | 0.014417 | 4.5338e-05
| 2016/17 | 2/05/2017 | PLANNED | 17875 | 55 | 325 | 0.022512 | 6.9266e-05
| 2016/17 | 2/05/2017 | PLANNED | 15936 | 46 | 346.4348 | 0.02007 | 5.7932e-05
| 2016/17 | 2/05/2017 | PLANNED | 171 | 1 | 171 | 0.00021535 | 1.2594e-06
| 2016/17 | 2/05/2017 | PLANNED | 1704 | 8 | 213 | 0.002146 | 1.0075e-05
| 2016/17 | 2/05/2017 | PLANNED | 100 | 1 | 100 | 0.00012594 | 1.2594e-06
| 2016/17 | 2/05/2017 | PLANNED | 105 | 1 | 105 | 0.00013224 | 1.2594e-06
| 2016/17 | 2/05/2017 | PLANNED | 14245 | 37 | 385 | 0.01794 | 4.6597e-05
| 2016/17 | 2/05/2017 | PLANNED | 4693 | 19 | 247 | 0.0059103 | 2.3928e-05
| 2016/17 | 2/05/2017 | PLANNED | 10 | 1 | 10 | 1.2594e-05 | 1.2594e-06
| 2016/17 | 2/05/2017 | PLANNED | 501 | 3 | 167 | 0.00063095 | 3.7782e-06
| 2016/17 | 2/05/2017 | PLANNED | 14 | 1 | 14 | 1.7631e-05 | 1.2594e-06
| 2016/17 | 2/05/2017 | PLANNED | 135 | 3 | 45 | 0.00017002 | 3.7782e-06
| 2016/17 | 2/05/2017 | PLANNED | 2080 | 65 | 32 | 0.0026195 | 8.186e-05
| 2016/17 | 2/05/2017 | PLANNED | 12 | 2 | 6 | 1.5113e-05 | 2.5188e-06
| 2016/17 | 2/05/2017 | PLANNED | 83 | 1 | 83 | 0.00010453 | 1.2594e-06
| 2016/17 | 2/05/2017 | PLANNED | 10 | 2 | 5 | 1.2594e-05 | 2.5188e-06
| 2016/17 | 2/05/2017 | PLANNED | 32 | 2 | 16 | 4.03e-05 | 2.5188e-06
| 2016/17 | 2/05/2017 | PLANNED | 18 | 2 | 9 | 2.2669e-05 | 2.5188e-06
| 2016/17 | 2/05/2017 | PLANNED | 181 | 1 | 181 | 0.00022795 | 1.2594e-06
| 2016/17 | 2/05/2017 | PLANNED | 40 | 5 | 8 | 5.0375e-05 | 6.2969e-06
| 2016/17 | 2/05/2017 | PLANNED | 32 | 2 | 16 | 4.03e-05 | 2.5188e-06
| 2016/17 | 3/05/2017 | PLANNED | 257042 | 559 | 459.8247 | 0.32371 | 0.000704
| 2016/17 | 3/05/2017 | PLANNED | 240 | 2 | 120 | 0.00030225 | 2.5188e-06
| 2016/17 | 3/05/2017 | PLANNED | 29930 | 73 | 410 | 0.037693 | 9.1935e-05
| 2016/17 | 3/05/2017 | PLANNED | 62726 | 158 | 397 | 0.078996 | 0.00019898
| 2016/17 | 3/05/2017 | PLANNED | 14147 | 47 | 301 | 0.017817 | 5.9191e-05
| 2016/17 | 3/05/2017 | PLANNED | 30900 | 103 | 300 | 0.038915 | 0.00012972
| 2016/17 | 3/05/2017 | PLANNED | 18304 | 64 | 286 | 0.023052 | 8.0601e-05
| 2016/17 | 3/05/2017 | PLANNED | 155343 | 541 | 287.1405 | 0.19564 | 0.00068133
| 2016/17 | 3/05/2017 | PLANNED | 11760 | 28 | 420 | 0.01481 | 3.5263e-05
| 2016/17 | 3/05/2017 | PLANNED | 113280 | 320 | 354 | 0.14266 | 0.000403
| 2016/17 | 3/05/2017 | PLANNED | 492 | 3 | 164 | 0.00061962 | 3.7782e-06
| 2016/17 | 3/05/2017 | PLANNED | 1846 | 13 | 142 | 0.0023248 | 1.6372e-05
| 2016/17 | 3/05/2017 | PLANNED | 258 | 1 | 258 | 0.00032492 | 1.2594e-06
| 2016/17 | 3/05/2017 | PLANNED | 258 | 1 | 258 | 0.00032492 | 1.2594e-06
| 2016/17 | 3/05/2017 | PLANNED | 258 | 1 | 258 | 0.00032492 | 1.2594e-06
| 2016/17 | 3/05/2017 | PLANNED | 117 | 1 | 117 | 0.00014735 | 1.2594e-06
| 2016/17 | 3/05/2017 | PLANNED | 295 | 1 | 295 | 0.00037152 | 1.2594e-06
| 2016/17 | 3/05/2017 | PLANNED | 88 | 2 | 44 | 0.00011083 | 2.5188e-06
| 2016/17 | 3/05/2017 | PLANNED | 1120 | 7 | 160 | 0.0014105 | 8.8157e-06
| 2016/17 | 3/05/2017 | PLANNED | 1976 | 13 | 152 | 0.0024885 | 1.6372e-05
| 2016/17 | 3/05/2017 | PLANNED | 22 | 17 | 1.2941 | 2.7706e-05 | 2.141e-05
| 2016/17 | 3/05/2017 | PLANNED | 3322 | 302 | 11 | 0.0041837 | 0.00038033
| 2016/17 | 4/05/2017 | PLANNED | 675 | 3 | 225 | 0.00085009 | 3.7782e-06
| 2016/17 | 4/05/2017 | PLANNED | 285 | 1 | 285 | 0.00035892 | 1.2594e-06
| 2016/17 | 4/05/2017 | PLANNED | 11840 | 37 | 320 | 0.014911 | 4.6597e-05
| 2016/17 | 4/05/2017 | PLANNED | 346 | 2 | 173 | 0.00043575 | 2.5188e-06
| 2016/17 | 4/05/2017 | PLANNED | 8395 | 23 | 365 | 0.010573 | 2.8966e-05
| 2016/17 | 4/05/2017 | PLANNED | 11448 | 36 | 318 | 0.014417 | 4.5338e-05
| 2016/17 | 4/05/2017 | PLANNED | 3108 | 28 | 111 | 0.0039142 | 3.5263e-05
| 2016/17 | 4/05/2017 | PLANNED | 340 | 2 | 170 | 0.00042819 | 2.5188e-06
| 2016/17 | 4/05/2017 | PLANNED | 1530 | 5 | 306 | 0.0019269 | 6.2969e-06
| 2016/17 | 4/05/2017 | PLANNED | 19737 | 51 | 387 | 0.024856 | 6.4229e-05
| 2016/17 | 4/05/2017 | PLANNED | 5720 | 44 | 130 | 0.0072037 | 5.5413e-05
| 2016/17 | 4/05/2017 | PLANNED | 342 | 3 | 114 | 0.00043071 | 3.7782e-06
| 2016/17 | 4/05/2017 | PLANNED | 19040 | 136 | 140 | 0.023979 | 0.00017128
| 2016/17 | 4/05/2017 | PLANNED | 13506 | 58 | 232.8621 | 0.017009 | 7.3044e-05
| 2016/17 | 4/05/2017 | PLANNED | 210 | 2 | 105 | 0.00026447 | 2.5188e-06
| 2016/17 | 4/05/2017 | PLANNED | 23579 | 73 | 323 | 0.029695 | 9.1935e-05
| 2016/17 | 4/05/2017 | PLANNED | 1160 | 8 | 145 | 0.0014609 | 1.0075e-05
| 2016/17 | 4/05/2017 | PLANNED | 88 | 3 | 29.3333 | 0.00011083 | 3.7782e-06
| 2016/17 | 4/05/2017 | PLANNED | 2175 | 9 | 241.6667 | 0.0027392 | 1.1334e-05
| 2016/17 | 4/05/2017 | PLANNED | 52 | 2 | 26 | 6.5488e-05 | 2.5188e-06
| 2016/17 | 4/05/2017 | PLANNED | 40 | 1 | 40 | 5.0375e-05 | 1.2594e-06
| 2016/17 | 4/05/2017 | PLANNED | 30 | 1 | 30 | 3.7782e-05 | 1.2594e-06
| 2016/17 | 4/05/2017 | PLANNED | 30 | 3 | 10 | 3.7782e-05 | 3.7782e-06
| 2016/17 | 4/05/2017 | PLANNED | 10 | 1 | 10 | 1.2594e-05 | 1.2594e-06
| 2016/17 | 4/05/2017 | PLANNED | 1210 | 11 | 110 | 0.0015239 | 1.3853e-05
| 2016/17 | 4/05/2017 | PLANNED | 144 | 2 | 72 | 0.00018135 | 2.5188e-06
| 2016/17 | 4/05/2017 | PLANNED | 9540 | 90 | 106 | 0.012015 | 0.00011334
| 2016/17 | 4/05/2017 | PLANNED | 30 | 1 | 30 | 3.7782e-05 | 1.2594e-06
| 2016/17 | 5/05/2017 | PLANNED | 41697 | 113 | 369 | 0.052513 | 0.00014231
| 2016/17 | 5/05/2017 | PLANNED | 375 | 1 | 375 | 0.00047227 | 1.2594e-06
| 2016/17 | 5/05/2017 | PLANNED | 7854 | 66 | 119 | 0.0098912 | 8.3119e-05
| 2016/17 | 5/05/2017 | PLANNED | 1886 | 23 | 82 | 0.0023752 | 2.8966e-05
| 2016/17 | 5/05/2017 | PLANNED | 3750 | 10 | 375 | 0.0047227 | 1.2594e-05
| 2016/17 | 5/05/2017 | PLANNED | 216800 | 542 | 400 | 0.27303 | 0.00068259
| 2016/17 | 5/05/2017 | PLANNED | 264 | 33 | 8 | 0.00033248 | 4.156e-05
| 2016/17 | 5/05/2017 | PLANNED | 683 | 23 | 29.6957 | 0.00086016 | 2.8966e-05
| 2016/17 | 5/05/2017 | PLANNED | 2240 | 32 | 70 | 0.002821 | 4.03e-05
| 2016/17 | 5/05/2017 | PLANNED | 250 | 10 | 25 | 0.00031485 | 1.2594e-05
| 2016/17 | 5/05/2017 | PLANNED | 286 | 2 | 143 | 0.00036018 | 2.5188e-06
| 2016/17 | 5/05/2017 | PLANNED | 50 | 2 | 25 | 6.2969e-05 | 2.5188e-06
| 2016/17 | 5/05/2017 | PLANNED | 155 | 1 | 155 | 0.0001952 | 1.2594e-06
| 2016/17 | 5/05/2017 | PLANNED | 1060 | 20 | 53 | 0.0013349 | 2.5188e-05
| 2016/17 | 5/05/2017 | PLANNED | 15257 | 73 | 209 | 0.019214 | 9.1935e-05
| 2016/17 | 5/05/2017 | PLANNED | 564 | 6 | 94 | 0.00071029 | 7.5563e-06
| 2016/17 | 5/05/2017 | PLANNED | 168 | 1 | 168 | 0.00021158 | 1.2594e-06
| 2016/17 | 5/05/2017 | PLANNED | 13955 | 47 | 296.9149 | 0.017575 | 5.9191e-05
| 2016/17 | 5/05/2017 | PLANNED | 65 | 1 | 65 | 8.186e-05 | 1.2594e-06
| 2016/17 | 5/05/2017 | PLANNED | 218 | 12 | 18.1667 | 0.00027455 | 1.5113e-05
| 2016/17 | 5/05/2017 | PLANNED | 23 | 1 | 23 | 2.8966e-05 | 1.2594e-06
| 2016/17 | 5/05/2017 | PLANNED | 4390 | 82 | 53.5366 | 0.0055287 | 0.00010327
| 2016/17 | 5/05/2017 | PLANNED | 576 | 10 | 57.6 | 0.00072541 | 1.2594e-05
| 2016/17 | 5/05/2017 | PLANNED | 180 | 3 | 60 | 0.00022669 | 3.7782e-06
| 2016/17 | 6/05/2017 | PLANNED | 360 | 3 | 120 | 0.00045338 | 3.7782e-06
| 2016/17 | 7/05/2017 | PLANNED | 6351 | 29 | 219 | 0.0079984 | 3.6522e-05
| 2016/17 | 7/05/2017 | PLANNED | 855 | 3 | 285 | 0.0010768 | 3.7782e-06
| 2016/17 | 7/05/2017 | PLANNED | 1400 | 4 | 350 | 0.0017631 | 5.0375e-06
| 2016/17 | 7/05/2017 | PLANNED | 305 | 3 | 101.6667 | 0.00038411 | 3.7782e-06
| 2016/17 | 8/05/2017 | PLANNED | 510 | 5 | 102 | 0.00064229 | 6.2969e-06
| 2016/17 | 8/05/2017 | PLANNED | 3536 | 13 | 272 | 0.0044532 | 1.6372e-05
| 2016/17 | 8/05/2017 | PLANNED | 5365 | 37 | 145 | 0.0067566 | 4.6597e-05
| 2016/17 | 8/05/2017 | PLANNED | 552 | 20 | 27.6 | 0.00069518 | 2.5188e-05
| 2016/17 | 8/05/2017 | PLANNED | 5940 | 18 | 330 | 0.0074808 | 2.2669e-05
| 2016/17 | 8/05/2017 | PLANNED | 3850 | 55 | 70 | 0.0048486 | 6.9266e-05
| 2016/17 | 8/05/2017 | PLANNED | 230 | 2 | 115 | 0.00028966 | 2.5188e-06
| 2016/17 | 8/05/2017 | PLANNED | 546 | 3 | 182 | 0.00068762 | 3.7782e-06
| 2016/17 | 8/05/2017 | PLANNED | 8925 | 25 | 357 | 0.01124 | 3.1485e-05
| 2016/17 | 8/05/2017 | PLANNED | 2516 | 38 | 66.2105 | 0.0031686 | 4.7857e-05
| 2016/17 | 8/05/2017 | PLANNED | 80 | 4 | 20 | 0.00010075 | 5.0375e-06
| 2016/17 | 9/05/2017 | PLANNED | 2250 | 6 | 375 | 0.0028336 | 7.5563e-06
| 2016/17 | 9/05/2017 | PLANNED | 11003 | 28 | 392.9643 | 0.013857 | 3.5263e-05
| 2016/17 | 9/05/2017 | PLANNED | 365 | 1 | 365 | 0.00045968 | 1.2594e-06
| 2016/17 | 9/05/2017 | PLANNED | 7833 | 21 | 373 | 0.0098648 | 2.6447e-05
| 2016/17 | 9/05/2017 | PLANNED | 568 | 4 | 142 | 0.00071533 | 5.0375e-06
| 2016/17 | 9/05/2017 | PLANNED | 120 | 12 | 10 | 0.00015113 | 1.5113e-05
| 2016/17 | 9/05/2017 | PLANNED | 19175 | 59 | 325 | 0.024149 | 7.4304e-05
| 2016/17 | 9/05/2017 | PLANNED | 247556 | 622 | 398 | 0.31177 | 0.00078334
| 2016/17 | 9/05/2017 | PLANNED | 1305 | 9 | 145 | 0.0016435 | 1.1334e-05
| 2016/17 | 9/05/2017 | PLANNED | 17100 | 45 | 380 | 0.021535 | 5.6672e-05
| 2016/17 | 9/05/2017 | PLANNED | 105 | 5 | 21 | 0.00013224 | 6.2969e-06
| 2016/17 | 9/05/2017 | PLANNED | 224 | 4 | 56 | 0.0002821 | 5.0375e-06
| 2016/17 | 9/05/2017 | PLANNED | 1665 | 9 | 185 | 0.0020969 | 1.1334e-05
| 2016/17 | 9/05/2017 | PLANNED | 39168 | 272 | 144 | 0.049328 | 0.00034255
| 2016/17 | 9/05/2017 | PLANNED | 1773 | 9 | 197 | 0.0022329 | 1.1334e-05
| 2016/17 | 9/05/2017 | PLANNED | 14272 | 32 | 446 | 0.017974 | 4.03e-05
| 2016/17 | 9/05/2017 | PLANNED | 225 | 9 | 25 | 0.00028336 | 1.1334e-05
| 2016/17 | 9/05/2017 | PLANNED | 66 | 3 | 22 | 8.3119e-05 | 3.7782e-06
| 2016/17 | 9/05/2017 | PLANNED | 20 | 2 | 10 | 2.5188e-05 | 2.5188e-06
| 2016/17 | 9/05/2017 | PLANNED | 4320 | 24 | 180 | 0.0054405 | 3.0225e-05
| 2016/17 | 9/05/2017 | PLANNED | 63 | 1 | 63 | 7.9341e-05 | 1.2594e-06
| 2016/17 | 9/05/2017 | PLANNED | 72 | 3 | 24 | 9.0676e-05 | 3.7782e-06
| 2016/17 | 9/05/2017 | PLANNED | 32 | 32 | 1 | 4.03e-05 | 4.03e-05
| 2016/17 | 10/05/2017 | PLANNED | 4430 | 10 | 443 | 0.0055791 | 1.2594e-05
| 2016/17 | 10/05/2017 | PLANNED | 19780 | 46 | 430 | 0.024911 | 5.7932e-05
| 2016/17 | 10/05/2017 | PLANNED | 77964 | 219 | 356 | 0.098187 | 0.00027581
| 2016/17 | 10/05/2017 | PLANNED | 23457 | 60 | 390.95 | 0.029541 | 7.5563e-05
| 2016/17 | 10/05/2017 | PLANNED | 12240 | 34 | 360 | 0.015415 | 4.2819e-05
| 2016/17 | 10/05/2017 | PLANNED | 560 | 4 | 140 | 0.00070526 | 5.0375e-06
| 2016/17 | 10/05/2017 | PLANNED | 5242 | 17 | 308.3529 | 0.0066017 | 2.141e-05
| 2016/17 | 10/05/2017 | PLANNED | 2669 | 17 | 157 | 0.0033613 | 2.141e-05
| 2016/17 | 10/05/2017 | PLANNED | 6188 | 28 | 221 | 0.0077931 | 3.5263e-05
| 2016/17 | 10/05/2017 | PLANNED | 4232 | 23 | 184 | 0.0053297 | 2.8966e-05
| 2016/17 | 10/05/2017 | PLANNED | 3024 | 24 | 126 | 0.0038084 | 3.0225e-05
| 2016/17 | 10/05/2017 | PLANNED | 20 | 4 | 5 | 2.5188e-05 | 5.0375e-06
| 2016/17 | 10/05/2017 | PLANNED | 91 | 1 | 91 | 0.0001146 | 1.2594e-06
| 2016/17 | 10/05/2017 | PLANNED | 20 | 1 | 20 | 2.5188e-05 | 1.2594e-06
| 2016/17 | 10/05/2017 | PLANNED | 110 | 2 | 55 | 0.00013853 | 2.5188e-06
| 2016/17 | 10/05/2017 | PLANNED | 37 | 1 | 37 | 4.6597e-05 | 1.2594e-06
| 2016/17 | 10/05/2017 | PLANNED | 13 | 1 | 13 | 1.6372e-05 | 1.2594e-06
| 2016/17 | 10/05/2017 | PLANNED | 12 | 1 | 12 | 1.5113e-05 | 1.2594e-06
| 2016/17 | 10/05/2017 | PLANNED | 70 | 2 | 35 | 8.8157e-05 | 2.5188e-06
| 2016/17 | 10/05/2017 | PLANNED | 76 | 4 | 19 | 9.5713e-05 | 5.0375e-06
| 2016/17 | 11/05/2017 | PLANNED | 3600 | 10 | 360 | 0.0045338 | 1.2594e-05
| 2016/17 | 11/05/2017 | PLANNED | 4693 | 13 | 361 | 0.0059103 | 1.6372e-05
| 2016/17 | 11/05/2017 | PLANNED | 39576 | 136 | 291 | 0.049841 | 0.00017128
| 2016/17 | 11/05/2017 | PLANNED | 28880 | 80 | 361 | 0.036371 | 0.00010075
| 2016/17 | 11/05/2017 | PLANNED | 76136 | 248 | 307 | 0.095885 | 0.00031233
| 2016/17 | 11/05/2017 | PLANNED | 10208 | 29 | 352 | 0.012856 | 3.6522e-05
| 2016/17 | 11/05/2017 | PLANNED | 891 | 9 | 99 | 0.0011221 | 1.1334e-05
| 2016/17 | 11/05/2017 | PLANNED | 76 | 7 | 10.8571 | 9.5713e-05 | 8.8157e-06
| 2016/17 | 11/05/2017 | PLANNED | 90 | 1 | 90 | 0.00011334 | 1.2594e-06
| 2016/17 | 11/05/2017 | PLANNED | 10535 | 49 | 215 | 0.013268 | 6.171e-05
| 2016/17 | 11/05/2017 | PLANNED | 6386 | 31 | 206 | 0.0080424 | 3.9041e-05
| 2016/17 | 11/05/2017 | PLANNED | 9570 | 58 | 165 | 0.012052 | 7.3044e-05
| 2016/17 | 11/05/2017 | PLANNED | 11250 | 50 | 225 | 0.014168 | 6.2969e-05
| 2016/17 | 11/05/2017 | PLANNED | 5625 | 25 | 225 | 0.007084 | 3.1485e-05
| 2016/17 | 11/05/2017 | PLANNED | 4004 | 28 | 143 | 0.0050426 | 3.5263e-05
| 2016/17 | 11/05/2017 | PLANNED | 8125 | 25 | 325 | 0.010233 | 3.1485e-05
| 2016/17 | 11/05/2017 | PLANNED | 190 | 1 | 190 | 0.00023928 | 1.2594e-06
| 2016/17 | 11/05/2017 | PLANNED | 50 | 1 | 50 | 6.2969e-05 | 1.2594e-06
| 2016/17 | 11/05/2017 | PLANNED | 40 | 1 | 40 | 5.0375e-05 | 1.2594e-06
| 2016/17 | 11/05/2017 | PLANNED | 78 | 1 | 78 | 9.8232e-05 | 1.2594e-06
| 2016/17 | 11/05/2017 | PLANNED | 21 | 1 | 21 | 2.6447e-05 | 1.2594e-06
| 2016/17 | 11/05/2017 | PLANNED | 16 | 1 | 16 | 2.015e-05 | 1.2594e-06
| 2016/17 | 11/05/2017 | PLANNED | 38 | 1 | 38 | 4.7857e-05 | 1.2594e-06
| 2016/17 | 11/05/2017 | PLANNED | 108 | 4 | 27 | 0.00013601 | 5.0375e-06
| 2016/17 | 11/05/2017 | PLANNED | 348 | 58 | 6 | 0.00043827 | 7.3044e-05
| 2016/17 | 12/05/2017 | PLANNED | 14184 | 81 | 175.1111 | 0.017863 | 0.00010201
| 2016/17 | 12/05/2017 | PLANNED | 14135 | 55 | 257 | 0.017801 | 6.9266e-05
| 2016/17 | 12/05/2017 | PLANNED | 26320 | 94 | 280 | 0.033147 | 0.00011838
| 2016/17 | 12/05/2017 | PLANNED | 2640 | 16 | 165 | 0.0033248 | 2.015e-05
| 2016/17 | 12/05/2017 | PLANNED | 234 | 6 | 39 | 0.0002947 | 7.5563e-06
| 2016/17 | 12/05/2017 | PLANNED | 14280 | 51 | 280 | 0.017984 | 6.4229e-05
| 2016/17 | 12/05/2017 | PLANNED | 4620 | 21 | 220 | 0.0058184 | 2.6447e-05
| 2016/17 | 12/05/2017 | PLANNED | 306 | 2 | 153 | 0.00038537 | 2.5188e-06
| 2016/17 | 12/05/2017 | PLANNED | 16219 | 86 | 188.593 | 0.020426 | 0.00010831
| 2016/17 | 12/05/2017 | PLANNED | 16951 | 67 | 253 | 0.021348 | 8.4379e-05
| 2016/17 | 12/05/2017 | PLANNED | 17003 | 49 | 347 | 0.021413 | 6.171e-05
| 2016/17 | 12/05/2017 | PLANNED | 3225 | 15 | 215 | 0.0040615 | 1.8891e-05
| 2016/17 | 12/05/2017 | PLANNED | 380 | 5 | 76 | 0.00047857 | 6.2969e-06
| 2016/17 | 12/05/2017 | PLANNED | 352 | 2 | 176 | 0.0004433 | 2.5188e-06
| 2016/17 | 12/05/2017 | PLANNED | 1215 | 27 | 45 | 0.0015302 | 3.4003e-05
| 2016/17 | 12/05/2017 | PLANNED | 70 | 2 | 35 | 8.8157e-05 | 2.5188e-06
| 2016/17 | 12/05/2017 | PLANNED | 26009 | 91 | 285.8132 | 0.032755 | 0.0001146
| 2016/17 | 12/05/2017 | PLANNED | 45 | 3 | 15 | 5.6672e-05 | 3.7782e-06
| 2016/17 | 12/05/2017 | PLANNED | 14 | 1 | 14 | 1.7631e-05 | 1.2594e-06
| 2016/17 | 12/05/2017 | PLANNED | 73 | 1 | 73 | 9.1935e-05 | 1.2594e-06
| 2016/17 | 14/05/2017 | PLANNED | 260 | 1 | 260 | 0.00032744 | 1.2594e-06
| 2016/17 | 14/05/2017 | PLANNED | 23968 | 51 | 469.9608 | 0.030185 | 6.4229e-05
| 2016/17 | 15/05/2017 | PLANNED | 12284 | 83 | 148 | 0.01547 | 0.00010453
| 2016/17 | 15/05/2017 | PLANNED | 20 | 1 | 20 | 2.5188e-05 | 1.2594e-06
| 2016/17 | 15/05/2017 | PLANNED | 9121 | 26 | 350.8077 | 0.011487 | 3.2744e-05
| 2016/17 | 15/05/2017 | PLANNED | 29505 | 105 | 281 | 0.037158 | 0.00013224
| 2016/17 | 15/05/2017 | PLANNED | 3654 | 18 | 203 | 0.0046018 | 2.2669e-05
| 2016/17 | 15/05/2017 | PLANNED | 27612 | 117 | 236 | 0.034774 | 0.00014735
| 2016/17 | 15/05/2017 | PLANNED | 684 | 3 | 228 | 0.00086142 | 3.7782e-06
| 2016/17 | 15/05/2017 | PLANNED | 140 | 2 | 70 | 0.00017631 | 2.5188e-06
| 2016/17 | 16/05/2017 | PLANNED | 24700 | 65 | 380 | 0.031107 | 8.186e-05
| 2016/17 | 16/05/2017 | PLANNED | 20474 | 58 | 353 | 0.025785 | 7.3044e-05
| 2016/17 | 16/05/2017 | PLANNED | 12352 | 32 | 386 | 0.015556 | 4.03e-05
| 2016/17 | 16/05/2017 | PLANNED | 52 | 4 | 13 | 6.5488e-05 | 5.0375e-06
| 2016/17 | 16/05/2017 | PLANNED | 79368 | 356 | 222.9438 | 0.099955 | 0.00044834
| 2016/17 | 16/05/2017 | PLANNED | 2280 | 6 | 380 | 0.0028714 | 7.5563e-06
| 2016/17 | 16/05/2017 | PLANNED | 1216 | 64 | 19 | 0.0015314 | 8.0601e-05
| 2016/17 | 16/05/2017 | PLANNED | 6800 | 34 | 200 | 0.0085638 | 4.2819e-05
| 2016/17 | 16/05/2017 | PLANNED | 8058 | 51 | 158 | 0.010148 | 6.4229e-05
| 2016/17 | 16/05/2017 | PLANNED | 4788 | 21 | 228 | 0.0060299 | 2.6447e-05
| 2016/17 | 16/05/2017 | PLANNED | 109 | 1 | 109 | 0.00013727 | 1.2594e-06
| 2016/17 | 16/05/2017 | PLANNED | 400 | 4 | 100 | 0.00050375 | 5.0375e-06
| 2016/17 | 16/05/2017 | PLANNED | 132 | 4 | 33 | 0.00016624 | 5.0375e-06
| 2016/17 | 16/05/2017 | PLANNED | 810 | 54 | 15 | 0.0010201 | 6.8007e-05
| 2016/17 | 16/05/2017 | PLANNED | 710 | 5 | 142 | 0.00089416 | 6.2969e-06
| 2016/17 | 16/05/2017 | PLANNED | 8008 | 56 | 143 | 0.010085 | 7.0526e-05
| 2016/17 | 16/05/2017 | PLANNED | 240 | 4 | 60 | 0.00030225 | 5.0375e-06
| 2016/17 | 16/05/2017 | PLANNED | 80 | 4 | 20 | 0.00010075 | 5.0375e-06
| 2016/17 | 16/05/2017 | PLANNED | 5 | 1 | 5 | 6.2969e-06 | 1.2594e-06
| 2016/17 | 16/05/2017 | PLANNED | 60 | 1 | 60 | 7.5563e-05 | 1.2594e-06
| 2016/17 | 16/05/2017 | PLANNED | 56 | 2 | 28 | 7.0526e-05 | 2.5188e-06
| 2016/17 | 17/05/2017 | PLANNED | 485 | 1 | 485 | 0.0006108 | 1.2594e-06
| 2016/17 | 17/05/2017 | PLANNED | 16199 | 43 | 376.7209 | 0.020401 | 5.4154e-05
| 2016/17 | 17/05/2017 | PLANNED | 12160 | 32 | 380 | 0.015314 | 4.03e-05
| 2016/17 | 17/05/2017 | PLANNED | 18648 | 72 | 259 | 0.023485 | 9.0676e-05
| 2016/17 | 17/05/2017 | PLANNED | 10 | 1 | 10 | 1.2594e-05 | 1.2594e-06
| 2016/17 | 17/05/2017 | PLANNED | 1280 | 4 | 320 | 0.001612 | 5.0375e-06
| 2016/17 | 17/05/2017 | PLANNED | 2640 | 16 | 165 | 0.0033248 | 2.015e-05
| 2016/17 | 17/05/2017 | PLANNED | 1875 | 5 | 375 | 0.0023613 | 6.2969e-06
| 2016/17 | 17/05/2017 | PLANNED | 700 | 4 | 175 | 0.00088157 | 5.0375e-06
| 2016/17 | 17/05/2017 | PLANNED | 155 | 5 | 31 | 0.0001952 | 6.2969e-06
| 2016/17 | 17/05/2017 | PLANNED | 4972 | 22 | 226 | 0.0062617 | 2.7706e-05
| 2016/17 | 17/05/2017 | PLANNED | 4482 | 18 | 249 | 0.0056446 | 2.2669e-05
| 2016/17 | 17/05/2017 | PLANNED | 244 | 2 | 122 | 0.00030729 | 2.5188e-06
| 2016/17 | 17/05/2017 | PLANNED | 10 | 1 | 10 | 1.2594e-05 | 1.2594e-06
| 2016/17 | 17/05/2017 | PLANNED | 72 | 1 | 72 | 9.0676e-05 | 1.2594e-06
| 2016/17 | 18/05/2017 | PLANNED | 424 | 1 | 424 | 0.00053398 | 1.2594e-06
| 2016/17 | 18/05/2017 | PLANNED | 103875 | 277 | 375 | 0.13082 | 0.00034885
| 2016/17 | 18/05/2017 | PLANNED | 10140 | 39 | 260 | 0.01277 | 4.9116e-05
| 2016/17 | 18/05/2017 | PLANNED | 41694 | 148 | 281.7162 | 0.052509 | 0.00018639
| 2016/17 | 18/05/2017 | PLANNED | 3245 | 11 | 295 | 0.0040867 | 1.3853e-05
| 2016/17 | 18/05/2017 | PLANNED | 1332 | 9 | 148 | 0.0016775 | 1.1334e-05
| 2016/17 | 18/05/2017 | PLANNED | 4080 | 12 | 340 | 0.0051383 | 1.5113e-05
| 2016/17 | 18/05/2017 | PLANNED | 17908 | 37 | 484 | 0.022553 | 4.6597e-05
| 2016/17 | 18/05/2017 | PLANNED | 10272 | 24 | 428 | 0.012936 | 3.0225e-05
| 2016/17 | 18/05/2017 | PLANNED | 2652 | 26 | 102 | 0.0033399 | 3.2744e-05
| 2016/17 | 18/05/2017 | PLANNED | 2923 | 37 | 79 | 0.0036812 | 4.6597e-05
| 2016/17 | 18/05/2017 | PLANNED | 364 | 2 | 182 | 0.00045842 | 2.5188e-06
| 2016/17 | 18/05/2017 | PLANNED | 1504 | 16 | 94 | 0.0018941 | 2.015e-05
| 2016/17 | 18/05/2017 | PLANNED | 2580 | 10 | 258 | 0.0032492 | 1.2594e-05
| 2016/17 | 18/05/2017 | PLANNED | 3078 | 18 | 171 | 0.0038764 | 2.2669e-05
| 2016/17 | 18/05/2017 | PLANNED | 13278 | 48 | 276.625 | 0.016722 | 6.0451e-05
| 2016/17 | 18/05/2017 | PLANNED | 19845 | 63 | 315 | 0.024993 | 7.9341e-05
| 2016/17 | 18/05/2017 | PLANNED | 274 | 2 | 137 | 0.00034507 | 2.5188e-06
| 2016/17 | 18/05/2017 | PLANNED | 120 | 4 | 30 | 0.00015113 | 5.0375e-06
| 2016/17 | 18/05/2017 | PLANNED | 17263 | 61 | 283 | 0.021741 | 7.6823e-05
| 2016/17 | 18/05/2017 | PLANNED | 171 | 1 | 171 | 0.00021535 | 1.2594e-06
| 2016/17 | 18/05/2017 | PLANNED | 150 | 2 | 75 | 0.00018891 | 2.5188e-06
| 2016/17 | 18/05/2017 | PLANNED | 7 | 1 | 7 | 8.8157e-06 | 1.2594e-06
| 2016/17 | 18/05/2017 | PLANNED | 22 | 2 | 11 | 2.7706e-05 | 2.5188e-06
| 2016/17 | 18/05/2017 | PLANNED | 50 | 1 | 50 | 6.2969e-05 | 1.2594e-06
| 2016/17 | 18/05/2017 | PLANNED | 4346 | 53 | 82 | 0.0054733 | 6.6747e-05
| 2016/17 | 18/05/2017 | PLANNED | 33 | 1 | 33 | 4.156e-05 | 1.2594e-06
| 2016/17 | 18/05/2017 | PLANNED | 6 | 1 | 6 | 7.5563e-06 | 1.2594e-06
| 2016/17 | 19/05/2017 | PLANNED | 7182 | 18 | 399 | 0.0090449 | 2.2669e-05
| 2016/17 | 19/05/2017 | PLANNED | 4445 | 13 | 341.9231 | 0.005598 | 1.6372e-05
| 2016/17 | 19/05/2017 | PLANNED | 13930 | 70 | 199 | 0.017543 | 8.8157e-05
| 2016/17 | 19/05/2017 | PLANNED | 480 | 2 | 240 | 0.00060451 | 2.5188e-06
| 2016/17 | 19/05/2017 | PLANNED | 45 | 1 | 45 | 5.6672e-05 | 1.2594e-06
| 2016/17 | 19/05/2017 | PLANNED | 650 | 2 | 325 | 0.0008186 | 2.5188e-06
| 2016/17 | 19/05/2017 | PLANNED | 44 | 2 | 22 | 5.5413e-05 | 2.5188e-06
| 2016/17 | 19/05/2017 | PLANNED | 40 | 2 | 20 | 5.0375e-05 | 2.5188e-06
| 2016/17 | 19/05/2017 | PLANNED | 4140 | 92 | 45 | 0.0052139 | 0.00011586
| 2016/17 | 19/05/2017 | PLANNED | 142 | 2 | 71 | 0.00017883 | 2.5188e-06
| 2016/17 | 19/05/2017 | PLANNED | 290 | 2 | 145 | 0.00036522 | 2.5188e-06
| 2016/17 | 19/05/2017 | PLANNED | 6760 | 130 | 52 | 0.0085134 | 0.00016372
| 2016/17 | 19/05/2017 | PLANNED | 80 | 4 | 20 | 0.00010075 | 5.0375e-06
| 2016/17 | 19/05/2017 | PLANNED | 15 | 1 | 15 | 1.8891e-05 | 1.2594e-06
| 2016/17 | 19/05/2017 | PLANNED | 2496 | 64 | 39 | 0.0031434 | 8.0601e-05
| 2016/17 | 19/05/2017 | PLANNED | 1300 | 26 | 50 | 0.0016372 | 3.2744e-05
| 2016/17 | 19/05/2017 | PLANNED | 208 | 8 | 26 | 0.00026195 | 1.0075e-05
| 2016/17 | 19/05/2017 | PLANNED | 20 | 1 | 20 | 2.5188e-05 | 1.2594e-06
| 2016/17 | 19/05/2017 | PLANNED | 136 | 8 | 17 | 0.00017128 | 1.0075e-05
| 2016/17 | 20/05/2017 | PLANNED | 18 | 1 | 18 | 2.2669e-05 | 1.2594e-06
| 2016/17 | 20/05/2017 | PLANNED | 156 | 3 | 52 | 0.00019646 | 3.7782e-06
| 2016/17 | 21/05/2017 | PLANNED | 126 | 1 | 126 | 0.00015868 | 1.2594e-06
| 2016/17 | 21/05/2017 | PLANNED | 1879 | 31 | 60.6129 | 0.0023664 | 3.9041e-05
| 2016/17 | 21/05/2017 | PLANNED | 58330 | 307 | 190 | 0.07346 | 0.00038663
| 2016/17 | 21/05/2017 | PLANNED | 49956 | 362 | 138 | 0.062914 | 0.0004559
| 2016/17 | 21/05/2017 | PLANNED | 57750 | 350 | 165 | 0.07273 | 0.00044078
| 2016/17 | 21/05/2017 | PLANNED | 2160 | 6 | 360 | 0.0027203 | 7.5563e-06
| 2016/17 | 21/05/2017 | PLANNED | 500 | 5 | 100 | 0.00062969 | 6.2969e-06
| 2016/17 | 22/05/2017 | PLANNED | 21953 | 81 | 271.0247 | 0.027647 | 0.00010201
| 2016/17 | 22/05/2017 | PLANNED | 4424 | 28 | 158 | 0.0055715 | 3.5263e-05
| 2016/17 | 22/05/2017 | PLANNED | 18630 | 81 | 230 | 0.023462 | 0.00010201
| 2016/17 | 22/05/2017 | PLANNED | 37 | 1 | 37 | 4.6597e-05 | 1.2594e-06
| 2016/17 | 22/05/2017 | PLANNED | 23270 | 68 | 342.2059 | 0.029306 | 8.5638e-05
| 2016/17 | 22/05/2017 | PLANNED | 9860 | 68 | 145 | 0.012418 | 8.5638e-05
| 2016/17 | 22/05/2017 | PLANNED | 215 | 1 | 215 | 0.00027077 | 1.2594e-06
| 2016/17 | 22/05/2017 | PLANNED | 1125 | 5 | 225 | 0.0014168 | 6.2969e-06
| 2016/17 | 22/05/2017 | PLANNED | 480 | 2 | 240 | 0.00060451 | 2.5188e-06
| 2016/17 | 22/05/2017 | PLANNED | 975 | 3 | 325 | 0.0012279 | 3.7782e-06
| 2016/17 | 22/05/2017 | PLANNED | 11118 | 51 | 218 | 0.014002 | 6.4229e-05
| 2016/17 | 22/05/2017 | PLANNED | 6045 | 31 | 195 | 0.007613 | 3.9041e-05
| 2016/17 | 22/05/2017 | PLANNED | 65 | 1 | 65 | 8.186e-05 | 1.2594e-06
| 2016/17 | 22/05/2017 | PLANNED | 18560 | 79 | 234.9367 | 0.023374 | 9.9491e-05
| 2016/17 | 22/05/2017 | PLANNED | 21580 | 83 | 260 | 0.027178 | 0.00010453
| 2016/17 | 22/05/2017 | PLANNED | 1596 | 38 | 42 | 0.00201 | 4.7857e-05
| 2016/17 | 22/05/2017 | PLANNED | 5865 | 69 | 85 | 0.0073863 | 8.6898e-05
| 2016/17 | 22/05/2017 | PLANNED | 28 | 2 | 14 | 3.5263e-05 | 2.5188e-06
| 2016/17 | 22/05/2017 | PLANNED | 65 | 1 | 65 | 8.186e-05 | 1.2594e-06
| 2016/17 | 23/05/2017 | PLANNED | 12248 | 35 | 349.9429 | 0.015425 | 4.4078e-05
| 2016/17 | 23/05/2017 | PLANNED | 12160 | 38 | 320 | 0.015314 | 4.7857e-05
| 2016/17 | 23/05/2017 | PLANNED | 4410 | 14 | 315 | 0.0055539 | 1.7631e-05
| 2016/17 | 23/05/2017 | PLANNED | 35770 | 98 | 365 | 0.045048 | 0.00012342
| 2016/17 | 23/05/2017 | PLANNED | 192 | 16 | 12 | 0.0002418 | 2.015e-05
| 2016/17 | 23/05/2017 | PLANNED | 14200 | 108 | 131.4815 | 0.017883 | 0.00013601
| 2016/17 | 23/05/2017 | PLANNED | 9777 | 149 | 65.6174 | 0.012313 | 0.00018765
| 2016/17 | 23/05/2017 | PLANNED | 5445 | 77 | 70.7143 | 0.0068574 | 9.6973e-05
| 2016/17 | 23/05/2017 | PLANNED | 48 | 2 | 24 | 6.0451e-05 | 2.5188e-06
| 2016/17 | 23/05/2017 | PLANNED | 331 | 1 | 331 | 0.00041686 | 1.2594e-06
| 2016/17 | 23/05/2017 | PLANNED | 5120 | 16 | 320 | 0.0064481 | 2.015e-05
| 2016/17 | 23/05/2017 | PLANNED | 40011 | 130 | 307.7769 | 0.050389 | 0.00016372
| 2016/17 | 23/05/2017 | PLANNED | 96 | 1 | 96 | 0.0001209 | 1.2594e-06
| 2016/17 | 23/05/2017 | PLANNED | 84 | 3 | 28 | 0.00010579 | 3.7782e-06
| 2016/17 | 23/05/2017 | PLANNED | 40 | 1 | 40 | 5.0375e-05 | 1.2594e-06
| 2016/17 | 23/05/2017 | PLANNED | 1120 | 10 | 112 | 0.0014105 | 1.2594e-05
| 2016/17 | 23/05/2017 | PLANNED | 508 | 4 | 127 | 0.00063977 | 5.0375e-06
| 2016/17 | 23/05/2017 | PLANNED | 50752 | 208 | 244 | 0.063916 | 0.00026195
| 2016/17 | 23/05/2017 | PLANNED | 24 | 1 | 24 | 3.0225e-05 | 1.2594e-06
| 2016/17 | 23/05/2017 | PLANNED | 644 | 7 | 92 | 0.00081104 | 8.8157e-06
| 2016/17 | 23/05/2017 | PLANNED | 17 | 1 | 17 | 2.141e-05 | 1.2594e-06
| 2016/17 | 23/05/2017 | PLANNED | 254 | 2 | 127 | 0.00031988 | 2.5188e-06
| 2016/17 | 23/05/2017 | PLANNED | 166 | 2 | 83 | 0.00020906 | 2.5188e-06
| 2016/17 | 23/05/2017 | PLANNED | 18 | 1 | 18 | 2.2669e-05 | 1.2594e-06
| 2016/17 | 23/05/2017 | PLANNED | 3 | 1 | 3 | 3.7782e-06 | 1.2594e-06
| 2016/17 | 23/05/2017 | PLANNED | 20 | 1 | 20 | 2.5188e-05 | 1.2594e-06
| 2016/17 | 23/05/2017 | PLANNED | 20 | 1 | 20 | 2.5188e-05 | 1.2594e-06
| 2016/17 | 23/05/2017 | PLANNED | 110 | 2 | 55 | 0.00013853 | 2.5188e-06
| 2016/17 | 23/05/2017 | PLANNED | 38 | 1 | 38 | 4.7857e-05 | 1.2594e-06
| 2016/17 | 23/05/2017 | PLANNED | 35 | 1 | 35 | 4.4078e-05 | 1.2594e-06
| 2016/17 | 24/05/2017 | PLANNED | 435 | 1 | 435 | 0.00054783 | 1.2594e-06
| 2016/17 | 24/05/2017 | PLANNED | 7657 | 19 | 403 | 0.0096431 | 2.3928e-05
| 2016/17 | 24/05/2017 | PLANNED | 34 | 1 | 34 | 4.2819e-05 | 1.2594e-06
| 2016/17 | 24/05/2017 | PLANNED | 424 | 2 | 212 | 0.00053398 | 2.5188e-06
| 2016/17 | 24/05/2017 | PLANNED | 700 | 10 | 70 | 0.00088157 | 1.2594e-05
| 2016/17 | 24/05/2017 | PLANNED | 80607 | 277 | 291 | 0.10152 | 0.00034885
| 2016/17 | 24/05/2017 | PLANNED | 3640 | 14 | 260 | 0.0045842 | 1.7631e-05
| 2016/17 | 24/05/2017 | PLANNED | 1809 | 9 | 201 | 0.0022782 | 1.1334e-05
| 2016/17 | 24/05/2017 | PLANNED | 1890 | 63 | 30 | 0.0023802 | 7.9341e-05
| 2016/17 | 24/05/2017 | PLANNED | 121 | 1 | 121 | 0.00015239 | 1.2594e-06
| 2016/17 | 24/05/2017 | PLANNED | 272 | 1 | 272 | 0.00034255 | 1.2594e-06
| 2016/17 | 24/05/2017 | PLANNED | 20119 | 59 | 341 | 0.025338 | 7.4304e-05
| 2016/17 | 24/05/2017 | PLANNED | 14523 | 103 | 141 | 0.01829 | 0.00012972
| 2016/17 | 24/05/2017 | PLANNED | 1148 | 4 | 287 | 0.0014458 | 5.0375e-06
| 2016/17 | 24/05/2017 | PLANNED | 1980 | 11 | 180 | 0.0024936 | 1.3853e-05
| 2016/17 | 24/05/2017 | PLANNED | 5 | 1 | 5 | 6.2969e-06 | 1.2594e-06
| 2016/17 | 24/05/2017 | PLANNED | 840 | 60 | 14 | 0.0010579 | 7.5563e-05
| 2016/17 | 24/05/2017 | PLANNED | 155 | 1 | 155 | 0.0001952 | 1.2594e-06
| 2016/17 | 24/05/2017 | PLANNED | 39 | 1 | 39 | 4.9116e-05 | 1.2594e-06
| 2016/17 | 24/05/2017 | PLANNED | 323 | 1 | 323 | 0.00040678 | 1.2594e-06
| 2016/17 | 24/05/2017 | PLANNED | 390 | 3 | 130 | 0.00049116 | 3.7782e-06
| 2016/17 | 24/05/2017 | PLANNED | 140 | 7 | 20 | 0.00017631 | 8.8157e-06
| 2016/17 | 24/05/2017 | PLANNED | 7 | 1 | 7 | 8.8157e-06 | 1.2594e-06
| 2016/17 | 24/05/2017 | PLANNED | 10 | 1 | 10 | 1.2594e-05 | 1.2594e-06
| 2016/17 | 24/05/2017 | PLANNED | 756 | 36 | 21 | 0.0009521 | 4.5338e-05
| 2016/17 | 24/05/2017 | PLANNED | 10 | 1 | 10 | 1.2594e-05 | 1.2594e-06
| 2016/17 | 25/05/2017 | PLANNED | 72520 | 259 | 280 | 0.091331 | 0.00032618
| 2016/17 | 25/05/2017 | PLANNED | 23200 | 58 | 400 | 0.029218 | 7.3044e-05
| 2016/17 | 25/05/2017 | PLANNED | 110 | 2 | 55 | 0.00013853 | 2.5188e-06
| 2016/17 | 25/05/2017 | PLANNED | 59136 | 154 | 384 | 0.074475 | 0.00019395
| 2016/17 | 25/05/2017 | PLANNED | 460 | 2 | 230 | 0.00057932 | 2.5188e-06
| 2016/17 | 25/05/2017 | PLANNED | 8504 | 24 | 354.3333 | 0.01071 | 3.0225e-05
| 2016/17 | 25/05/2017 | PLANNED | 151669 | 461 | 329 | 0.19101 | 0.00058058
| 2016/17 | 25/05/2017 | PLANNED | 150 | 1 | 150 | 0.00018891 | 1.2594e-06
| 2016/17 | 25/05/2017 | PLANNED | 310 | 5 | 62 | 0.00039041 | 6.2969e-06
| 2016/17 | 25/05/2017 | PLANNED | 16 | 1 | 16 | 2.015e-05 | 1.2594e-06
| 2016/17 | 25/05/2017 | PLANNED | 51 | 3 | 17 | 6.4229e-05 | 3.7782e-06
| 2016/17 | 25/05/2017 | PLANNED | 60 | 3 | 20 | 7.5563e-05 | 3.7782e-06
| 2016/17 | 26/05/2017 | PLANNED | 31 | 1 | 31 | 3.9041e-05 | 1.2594e-06
| 2016/17 | 26/05/2017 | PLANNED | 36 | 2 | 18 | 4.5338e-05 | 2.5188e-06
| 2016/17 | 26/05/2017 | PLANNED | 519 | 3 | 173 | 0.00065362 | 3.7782e-06
| 2016/17 | 26/05/2017 | PLANNED | 11628 | 57 | 204 | 0.014644 | 7.1785e-05
| 2016/17 | 26/05/2017 | PLANNED | 1485 | 11 | 135 | 0.0018702 | 1.3853e-05
| 2016/17 | 26/05/2017 | PLANNED | 3330 | 37 | 90 | 0.0041938 | 4.6597e-05
| 2016/17 | 26/05/2017 | PLANNED | 594 | 3 | 198 | 0.00074808 | 3.7782e-06
| 2016/17 | 26/05/2017 | PLANNED | 8775 | 45 | 195 | 0.011051 | 5.6672e-05
| 2016/17 | 26/05/2017 | PLANNED | 1204 | 86 | 14 | 0.0015163 | 0.00010831
| 2016/17 | 26/05/2017 | PLANNED | 95 | 1 | 95 | 0.00011964 | 1.2594e-06
| 2016/17 | 26/05/2017 | PLANNED | 2184 | 14 | 156 | 0.0027505 | 1.7631e-05
| 2016/17 | 26/05/2017 | PLANNED | 18 | 1 | 18 | 2.2669e-05 | 1.2594e-06
| 2016/17 | 26/05/2017 | PLANNED | 414 | 6 | 69 | 0.00052139 | 7.5563e-06
| 2016/17 | 26/05/2017 | PLANNED | 33360 | 139 | 240 | 0.042013 | 0.00017505
| 2016/17 | 26/05/2017 | PLANNED | 150 | 2 | 75 | 0.00018891 | 2.5188e-06
| 2016/17 | 26/05/2017 | PLANNED | 75 | 3 | 25 | 9.4454e-05 | 3.7782e-06
| 2016/17 | 26/05/2017 | PLANNED | 16653 | 61 | 273 | 0.020973 | 7.6823e-05
| 2016/17 | 26/05/2017 | PLANNED | 1392 | 6 | 232 | 0.0017531 | 7.5563e-06
| 2016/17 | 26/05/2017 | PLANNED | 3 | 1 | 3 | 3.7782e-06 | 1.2594e-06
| 2016/17 | 26/05/2017 | PLANNED | 126 | 3 | 42 | 0.00015868 | 3.7782e-06
| 2016/17 | 26/05/2017 | PLANNED | 90 | 2 | 45 | 0.00011334 | 2.5188e-06
| 2016/17 | 26/05/2017 | PLANNED | 40 | 2 | 20 | 5.0375e-05 | 2.5188e-06
| 2016/17 | 26/05/2017 | PLANNED | 105 | 5 | 21 | 0.00013224 | 6.2969e-06
| 2016/17 | 26/05/2017 | PLANNED | 100 | 4 | 25 | 0.00012594 | 5.0375e-06
| 2016/17 | 26/05/2017 | PLANNED | 72 | 2 | 36 | 9.0676e-05 | 2.5188e-06
| 2016/17 | 26/05/2017 | PLANNED | 48 | 1 | 48 | 6.0451e-05 | 1.2594e-06
| 2016/17 | 27/05/2017 | PLANNED | 225489 | 859 | 262.5017 | 0.28398 | 0.0010818
| 2016/17 | 27/05/2017 | PLANNED | 35259 | 219 | 161 | 0.044405 | 0.00027581
| 2016/17 | 28/05/2017 | PLANNED | 880 | 8 | 110 | 0.0011083 | 1.0075e-05
| 2016/17 | 28/05/2017 | PLANNED | 14796 | 51 | 290.1176 | 0.018634 | 6.4229e-05
| 2016/17 | 28/05/2017 | PLANNED | 4800 | 20 | 240 | 0.0060451 | 2.5188e-05
| 2016/17 | 28/05/2017 | PLANNED | 7665 | 21 | 365 | 0.0096532 | 2.6447e-05
| 2016/17 | 28/05/2017 | PLANNED | 4070 | 11 | 370 | 0.0051257 | 1.3853e-05
| 2016/17 | 28/05/2017 | PLANNED | 3276 | 36 | 91 | 0.0041257 | 4.5338e-05
| 2016/17 | 28/05/2017 | PLANNED | 6960 | 58 | 120 | 0.0087653 | 7.3044e-05
| 2016/17 | 28/05/2017 | PLANNED | 1560 | 24 | 65 | 0.0019646 | 3.0225e-05
| 2016/17 | 29/05/2017 | PLANNED | 5926 | 20 | 296.3 | 0.0074631 | 2.5188e-05
| 2016/17 | 29/05/2017 | PLANNED | 104089 | 206 | 505.2864 | 0.13109 | 0.00025943
| 2016/17 | 29/05/2017 | PLANNED | 150 | 7 | 21.4286 | 0.00018891 | 8.8157e-06
| 2016/17 | 29/05/2017 | PLANNED | 10560 | 33 | 320 | 0.013299 | 4.156e-05
| 2016/17 | 29/05/2017 | PLANNED | 96 | 1 | 96 | 0.0001209 | 1.2594e-06
| 2016/17 | 29/05/2017 | PLANNED | 63 | 3 | 21 | 7.9341e-05 | 3.7782e-06
| 2016/17 | 29/05/2017 | PLANNED | 600 | 20 | 30 | 0.00075563 | 2.5188e-05
| 2016/17 | 29/05/2017 | PLANNED | 90 | 3 | 30 | 0.00011334 | 3.7782e-06
| 2016/17 | 29/05/2017 | PLANNED | 90 | 3 | 30 | 0.00011334 | 3.7782e-06
| 2016/17 | 30/05/2017 | PLANNED | 14358 | 44 | 326.3182 | 0.018082 | 5.5413e-05
| 2016/17 | 30/05/2017 | PLANNED | 29157 | 59 | 494.1864 | 0.03672 | 7.4304e-05
| 2016/17 | 30/05/2017 | PLANNED | 3366 | 18 | 187 | 0.0042391 | 2.2669e-05
| 2016/17 | 30/05/2017 | PLANNED | 69200 | 201 | 344.2786 | 0.087149 | 0.00025314
| 2016/17 | 30/05/2017 | PLANNED | 1092 | 12 | 91 | 0.0013752 | 1.5113e-05
| 2016/17 | 30/05/2017 | PLANNED | 34 | 1 | 34 | 4.2819e-05 | 1.2594e-06
| 2016/17 | 30/05/2017 | PLANNED | 6900 | 23 | 300 | 0.0086898 | 2.8966e-05
| 2016/17 | 30/05/2017 | PLANNED | 5328 | 16 | 333 | 0.00671 | 2.015e-05
| 2016/17 | 30/05/2017 | PLANNED | 14800 | 50 | 296 | 0.018639 | 6.2969e-05
| 2016/17 | 30/05/2017 | PLANNED | 34 | 1 | 34 | 4.2819e-05 | 1.2594e-06
| 2016/17 | 30/05/2017 | PLANNED | 83457 | 297 | 281 | 0.1051 | 0.00037404
| 2016/17 | 30/05/2017 | PLANNED | 3068 | 26 | 118 | 0.0038638 | 3.2744e-05
| 2016/17 | 30/05/2017 | PLANNED | 1081 | 52 | 20.7885 | 0.0013614 | 6.5488e-05
| 2016/17 | 30/05/2017 | PLANNED | 1365 | 7 | 195 | 0.0017191 | 8.8157e-06
| 2016/17 | 30/05/2017 | PLANNED | 4160 | 16 | 260 | 0.005239 | 2.015e-05
| 2016/17 | 30/05/2017 | PLANNED | 4658 | 17 | 274 | 0.0058662 | 2.141e-05
| 2016/17 | 30/05/2017 | PLANNED | 2700 | 10 | 270 | 0.0034003 | 1.2594e-05
| 2016/17 | 30/05/2017 | PLANNED | 20 | 2 | 10 | 2.5188e-05 | 2.5188e-06
| 2016/17 | 30/05/2017 | PLANNED | 58 | 2 | 29 | 7.3044e-05 | 2.5188e-06
| 2016/17 | 30/05/2017 | PLANNED | 23 | 1 | 23 | 2.8966e-05 | 1.2594e-06
| 2016/17 | 30/05/2017 | PLANNED | 36 | 2 | 18 | 4.5338e-05 | 2.5188e-06
| 2016/17 | 31/05/2017 | PLANNED | 473 | 1 | 473 | 0.00059569 | 1.2594e-06
| 2016/17 | 31/05/2017 | PLANNED | 494 | 2 | 247 | 0.00062214 | 2.5188e-06
| 2016/17 | 31/05/2017 | PLANNED | 13902 | 42 | 331 | 0.017508 | 5.2894e-05
| 2016/17 | 31/05/2017 | PLANNED | 112948 | 302 | 374 | 0.14225 | 0.00038033
| 2016/17 | 31/05/2017 | PLANNED | 19380 | 68 | 285 | 0.024407 | 8.5638e-05
| 2016/17 | 31/05/2017 | PLANNED | 294 | 1 | 294 | 0.00037026 | 1.2594e-06
| 2016/17 | 31/05/2017 | PLANNED | 4902 | 15 | 326.8 | 0.0061735 | 1.8891e-05
| 2016/17 | 31/05/2017 | PLANNED | 3211 | 10 | 321.1 | 0.0040439 | 1.2594e-05
| 2016/17 | 31/05/2017 | PLANNED | 8125 | 125 | 65 | 0.010233 | 0.00015742
| 2016/17 | 31/05/2017 | PLANNED | 159068 | 437 | 364 | 0.20033 | 0.00055035
| 2016/17 | 31/05/2017 | PLANNED | 368 | 92 | 4 | 0.00046345 | 0.00011586
| 2016/17 | 31/05/2017 | PLANNED | 34216 | 182 | 188 | 0.043091 | 0.00022921
| 2016/17 | 31/05/2017 | PLANNED | 1446 | 6 | 241 | 0.0018211 | 7.5563e-06
| 2016/17 | 31/05/2017 | PLANNED | 414 | 69 | 6 | 0.00052139 | 8.6898e-05
| 2016/17 | 31/05/2017 | PLANNED | 110 | 2 | 55 | 0.00013853 | 2.5188e-06
| 2016/17 | 31/05/2017 | PLANNED | 46 | 1 | 46 | 5.7932e-05 | 1.2594e-06
| 2016/17 | 31/05/2017 | PLANNED | 315 | 63 | 5 | 0.00039671 | 7.9341e-05
| 2016/17 | 31/05/2017 | PLANNED | 80 | 2 | 40 | 0.00010075 | 2.5188e-06
| 2016/17 | 31/05/2017 | PLANNED | 4 | 2 | 2 | 5.0375e-06 | 2.5188e-06
| 2016/17 | 1/06/2017 | PLANNED | 21170 | 58 | 365 | 0.026661 | 7.3044e-05
| 2016/17 | 1/06/2017 | PLANNED | 276828 | 708 | 391 | 0.34863 | 0.00089164
| 2016/17 | 1/06/2017 | PLANNED | 18424 | 47 | 392 | 0.023203 | 5.9191e-05
| 2016/17 | 1/06/2017 | PLANNED | 1280 | 4 | 320 | 0.001612 | 5.0375e-06
| 2016/17 | 1/06/2017 | PLANNED | 130 | 13 | 10 | 0.00016372 | 1.6372e-05
| 2016/17 | 1/06/2017 | PLANNED | 7429 | 30 | 247.6333 | 0.009356 | 3.7782e-05
| 2016/17 | 1/06/2017 | PLANNED | 8875 | 25 | 355 | 0.011177 | 3.1485e-05
| 2016/17 | 1/06/2017 | PLANNED | 12685 | 43 | 295 | 0.015975 | 5.4154e-05
| 2016/17 | 1/06/2017 | PLANNED | 87009 | 299 | 291 | 0.10958 | 0.00037656
| 2016/17 | 1/06/2017 | PLANNED | 1350 | 5 | 270 | 0.0017002 | 6.2969e-06
| 2016/17 | 1/06/2017 | PLANNED | 252 | 63 | 4 | 0.00031737 | 7.9341e-05
| 2016/17 | 1/06/2017 | PLANNED | 197835 | 605 | 327 | 0.24915 | 0.00076193
| 2016/17 | 1/06/2017 | PLANNED | 616 | 4 | 154 | 0.00077578 | 5.0375e-06
| 2016/17 | 1/06/2017 | PLANNED | 42 | 2 | 21 | 5.2894e-05 | 2.5188e-06
| 2016/17 | 1/06/2017 | PLANNED | 36 | 2 | 18 | 4.5338e-05 | 2.5188e-06
| 2016/17 | 1/06/2017 | PLANNED | 148 | 1 | 148 | 0.00018639 | 1.2594e-06
| 2016/17 | 1/06/2017 | PLANNED | 30 | 1 | 30 | 3.7782e-05 | 1.2594e-06
| 2016/17 | 1/06/2017 | PLANNED | 355 | 3 | 118.3333 | 0.00044708 | 3.7782e-06
| 2016/17 | 1/06/2017 | PLANNED | 20 | 2 | 10 | 2.5188e-05 | 2.5188e-06
| 2016/17 | 1/06/2017 | PLANNED | 20 | 1 | 20 | 2.5188e-05 | 1.2594e-06
| 2016/17 | 1/06/2017 | PLANNED | 11 | 1 | 11 | 1.3853e-05 | 1.2594e-06
| 2016/17 | 1/06/2017 | PLANNED | 120 | 3 | 40 | 0.00015113 | 3.7782e-06
| 2016/17 | 2/06/2017 | PLANNED | 1160 | 4 | 290 | 0.0014609 | 5.0375e-06
| 2016/17 | 2/06/2017 | PLANNED | 2820 | 30 | 94 | 0.0035515 | 3.7782e-05
| 2016/17 | 2/06/2017 | PLANNED | 51863 | 239 | 217 | 0.065316 | 0.00030099
| 2016/17 | 2/06/2017 | PLANNED | 100 | 2 | 50 | 0.00012594 | 2.5188e-06
| 2016/17 | 2/06/2017 | PLANNED | 420 | 2 | 210 | 0.00052894 | 2.5188e-06
| 2016/17 | 2/06/2017 | PLANNED | 2457 | 13 | 189 | 0.0030943 | 1.6372e-05
| 2016/17 | 2/06/2017 | PLANNED | 6671 | 23 | 290.0435 | 0.0084014 | 2.8966e-05
| 2016/17 | 2/06/2017 | PLANNED | 162 | 1 | 162 | 0.00020402 | 1.2594e-06
| 2016/17 | 2/06/2017 | PLANNED | 7641 | 27 | 283 | 0.009623 | 3.4003e-05
| 2016/17 | 2/06/2017 | PLANNED | 46 | 2 | 23 | 5.7932e-05 | 2.5188e-06
| 2016/17 | 2/06/2017 | PLANNED | 4009 | 19 | 211 | 0.0050489 | 2.3928e-05
| 2016/17 | 2/06/2017 | PLANNED | 27 | 1 | 27 | 3.4003e-05 | 1.2594e-06
| 2016/17 | 2/06/2017 | PLANNED | 689 | 13 | 53 | 0.00086772 | 1.6372e-05
| 2016/17 | 3/06/2017 | PLANNED | 872 | 2 | 436 | 0.0010982 | 2.5188e-06
| 2016/17 | 3/06/2017 | PLANNED | 18786 | 44 | 426.9545 | 0.023659 | 5.5413e-05
| 2016/17 | 3/06/2017 | PLANNED | 1426 | 5 | 285.2 | 0.0017959 | 6.2969e-06
| 2016/17 | 4/06/2017 | PLANNED | 4760 | 10 | 476 | 0.0059947 | 1.2594e-05
| 2016/17 | 4/06/2017 | PLANNED | 349864 | 808 | 433 | 0.44061 | 0.0010176
| 2016/17 | 4/06/2017 | PLANNED | 176526 | 467 | 378 | 0.22231 | 0.00058813
| 2016/17 | 4/06/2017 | PLANNED | 8370 | 45 | 186 | 0.010541 | 5.6672e-05
| 2016/17 | 4/06/2017 | PLANNED | 152768 | 341 | 448 | 0.19239 | 0.00042945
| 2016/17 | 4/06/2017 | PLANNED | 27331 | 181 | 151 | 0.03442 | 0.00022795
| 2016/17 | 4/06/2017 | PLANNED | 64660 | 265 | 244 | 0.081432 | 0.00033374
| 2016/17 | 5/06/2017 | PLANNED | 2580 | 10 | 258 | 0.0032492 | 1.2594e-05
| 2016/17 | 5/06/2017 | PLANNED | 28490 | 74 | 385 | 0.03588 | 9.3195e-05
| 2016/17 | 5/06/2017 | PLANNED | 140 | 4 | 35 | 0.00017631 | 5.0375e-06
| 2016/17 | 5/06/2017 | PLANNED | 4956 | 42 | 118 | 0.0062415 | 5.2894e-05
| 2016/17 | 5/06/2017 | PLANNED | 330 | 2 | 165 | 0.0004156 | 2.5188e-06
| 2016/17 | 5/06/2017 | PLANNED | 1690 | 13 | 130 | 0.0021284 | 1.6372e-05
| 2016/17 | 5/06/2017 | PLANNED | 4588 | 37 | 124 | 0.0057781 | 4.6597e-05
| 2016/17 | 5/06/2017 | PLANNED | 1680 | 8 | 210 | 0.0021158 | 1.0075e-05
| 2016/17 | 5/06/2017 | PLANNED | 700 | 28 | 25 | 0.00088157 | 3.5263e-05
| 2016/17 | 5/06/2017 | PLANNED | 15544 | 67 | 232 | 0.019576 | 8.4379e-05
| 2016/17 | 5/06/2017 | PLANNED | 180 | 2 | 90 | 0.00022669 | 2.5188e-06
| 2016/17 | 5/06/2017 | PLANNED | 38 | 2 | 19 | 4.7857e-05 | 2.5188e-06
| 2016/17 | 5/06/2017 | PLANNED | 525 | 3 | 175 | 0.00066118 | 3.7782e-06
| 2016/17 | 5/06/2017 | PLANNED | 170 | 1 | 170 | 0.0002141 | 1.2594e-06
| 2016/17 | 5/06/2017 | PLANNED | 564 | 4 | 141 | 0.00071029 | 5.0375e-06
| 2016/17 | 5/06/2017 | PLANNED | 400 | 25 | 16 | 0.00050375 | 3.1485e-05
| 2016/17 | 5/06/2017 | PLANNED | 175 | 1 | 175 | 0.00022039 | 1.2594e-06
| 2016/17 | 5/06/2017 | PLANNED | 45 | 3 | 15 | 5.6672e-05 | 3.7782e-06
| 2016/17 | 5/06/2017 | PLANNED | 540 | 10 | 54 | 0.00068007 | 1.2594e-05
| 2016/17 | 5/06/2017 | PLANNED | 224 | 8 | 28 | 0.0002821 | 1.0075e-05
| 2016/17 | 5/06/2017 | PLANNED | 1196 | 38 | 31.4737 | 0.0015062 | 4.7857e-05
| 2016/17 | 5/06/2017 | PLANNED | 105 | 7 | 15 | 0.00013224 | 8.8157e-06
| 2016/17 | 5/06/2017 | PLANNED | 90 | 3 | 30 | 0.00011334 | 3.7782e-06
| 2016/17 | 5/06/2017 | PLANNED | 15 | 1 | 15 | 1.8891e-05 | 1.2594e-06
| 2016/17 | 5/06/2017 | PLANNED | 30 | 2 | 15 | 3.7782e-05 | 2.5188e-06
| 2016/17 | 5/06/2017 | PLANNED | 69 | 3 | 23 | 8.6898e-05 | 3.7782e-06
| 2016/17 | 5/06/2017 | PLANNED | 32 | 4 | 8 | 4.03e-05 | 5.0375e-06
| 2016/17 | 5/06/2017 | PLANNED | 56 | 4 | 14 | 7.0526e-05 | 5.0375e-06
| 2016/17 | 5/06/2017 | PLANNED | 175 | 7 | 25 | 0.00022039 | 8.8157e-06
| 2016/17 | 5/06/2017 | PLANNED | 148 | 5 | 29.6 | 0.00018639 | 6.2969e-06
| 2016/17 | 6/06/2017 | PLANNED | 3266 | 71 | 46 | 0.0041132 | 8.9416e-05
| 2016/17 | 6/06/2017 | PLANNED | 17520 | 48 | 365 | 0.022064 | 6.0451e-05
| 2016/17 | 6/06/2017 | PLANNED | 154349 | 383 | 403 | 0.19438 | 0.00048234
| 2016/17 | 6/06/2017 | PLANNED | 14937 | 39 | 383 | 0.018811 | 4.9116e-05
| 2016/17 | 6/06/2017 | PLANNED | 74 | 2 | 37 | 9.3195e-05 | 2.5188e-06
| 2016/17 | 6/06/2017 | PLANNED | 6300 | 28 | 225 | 0.0079341 | 3.5263e-05
| 2016/17 | 6/06/2017 | PLANNED | 60 | 2 | 30 | 7.5563e-05 | 2.5188e-06
| 2016/17 | 6/06/2017 | PLANNED | 35563 | 119 | 298.8487 | 0.044788 | 0.00014987
| 2016/17 | 6/06/2017 | PLANNED | 6720 | 16 | 420 | 0.0084631 | 2.015e-05
| 2016/17 | 6/06/2017 | PLANNED | 1710 | 38 | 45 | 0.0021535 | 4.7857e-05
| 2016/17 | 6/06/2017 | PLANNED | 2631 | 8 | 328.875 | 0.0033134 | 1.0075e-05
| 2016/17 | 6/06/2017 | PLANNED | 2160 | 18 | 120 | 0.0027203 | 2.2669e-05
| 2016/17 | 6/06/2017 | PLANNED | 17520 | 48 | 365 | 0.022064 | 6.0451e-05
| 2016/17 | 6/06/2017 | PLANNED | 22104 | 72 | 307 | 0.027837 | 9.0676e-05
| 2016/17 | 6/06/2017 | PLANNED | 40 | 2 | 20 | 5.0375e-05 | 2.5188e-06
| 2016/17 | 6/06/2017 | PLANNED | 3000 | 25 | 120 | 0.0037782 | 3.1485e-05
| 2016/17 | 6/06/2017 | PLANNED | 900 | 5 | 180 | 0.0011334 | 6.2969e-06
| 2016/17 | 6/06/2017 | PLANNED | 220 | 55 | 4 | 0.00027706 | 6.9266e-05
| 2016/17 | 6/06/2017 | PLANNED | 3720 | 31 | 120 | 0.0046849 | 3.9041e-05
| 2016/17 | 6/06/2017 | PLANNED | 25 | 1 | 25 | 3.1485e-05 | 1.2594e-06
| 2016/17 | 6/06/2017 | PLANNED | 8 | 1 | 8 | 1.0075e-05 | 1.2594e-06
| 2016/17 | 6/06/2017 | PLANNED | 472 | 4 | 118 | 0.00059443 | 5.0375e-06
| 2016/17 | 7/06/2017 | PLANNED | 1950 | 5 | 390 | 0.0024558 | 6.2969e-06
| 2016/17 | 7/06/2017 | PLANNED | 460 | 4 | 115 | 0.00057932 | 5.0375e-06
| 2016/17 | 7/06/2017 | PLANNED | 16558 | 34 | 487 | 0.020853 | 4.2819e-05
| 2016/17 | 7/06/2017 | PLANNED | 1390 | 5 | 278 | 0.0017505 | 6.2969e-06
| 2016/17 | 7/06/2017 | PLANNED | 128 | 8 | 16 | 0.0001612 | 1.0075e-05
| 2016/17 | 7/06/2017 | PLANNED | 5600 | 16 | 350 | 0.0070526 | 2.015e-05
| 2016/17 | 7/06/2017 | PLANNED | 6006 | 22 | 273 | 0.0075639 | 2.7706e-05
| 2016/17 | 7/06/2017 | PLANNED | 2380 | 17 | 140 | 0.0029973 | 2.141e-05
| 2016/17 | 7/06/2017 | PLANNED | 12600 | 35 | 360 | 0.015868 | 4.4078e-05
| 2016/17 | 7/06/2017 | PLANNED | 3511 | 11 | 319.1818 | 0.0044217 | 1.3853e-05
| 2016/17 | 7/06/2017 | PLANNED | 3550 | 2 | 1775 | 0.0044708 | 2.5188e-06
| 2016/17 | 7/06/2017 | PLANNED | 7420 | 39 | 190.2564 | 0.0093446 | 4.9116e-05
| 2016/17 | 7/06/2017 | PLANNED | 126 | 3 | 42 | 0.00015868 | 3.7782e-06
| 2016/17 | 7/06/2017 | PLANNED | 20 | 1 | 20 | 2.5188e-05 | 1.2594e-06
| 2016/17 | 7/06/2017 | PLANNED | 1665 | 5 | 333 | 0.0020969 | 6.2969e-06
| 2016/17 | 7/06/2017 | PLANNED | 17405 | 59 | 295 | 0.02192 | 7.4304e-05
| 2016/17 | 7/06/2017 | PLANNED | 402 | 67 | 6 | 0.00050627 | 8.4379e-05
| 2016/17 | 7/06/2017 | PLANNED | 63083 | 199 | 317 | 0.079446 | 0.00025062
| 2016/17 | 7/06/2017 | PLANNED | 1744 | 16 | 109 | 0.0021964 | 2.015e-05
| 2016/17 | 7/06/2017 | PLANNED | 450 | 3 | 150 | 0.00056672 | 3.7782e-06
| 2016/17 | 7/06/2017 | PLANNED | 72 | 4 | 18 | 9.0676e-05 | 5.0375e-06
| 2016/17 | 7/06/2017 | PLANNED | 2116 | 46 | 46 | 0.0026649 | 5.7932e-05
| 2016/17 | 7/06/2017 | PLANNED | 30 | 1 | 30 | 3.7782e-05 | 1.2594e-06
| 2016/17 | 7/06/2017 | PLANNED | 60 | 2 | 30 | 7.5563e-05 | 2.5188e-06
| 2016/17 | 7/06/2017 | PLANNED | 1620 | 12 | 135 | 0.0020402 | 1.5113e-05
| 2016/17 | 7/06/2017 | PLANNED | 1175 | 25 | 47 | 0.0014798 | 3.1485e-05
| 2016/17 | 7/06/2017 | PLANNED | 2184 | 39 | 56 | 0.0027505 | 4.9116e-05
| 2016/17 | 7/06/2017 | PLANNED | 5 | 1 | 5 | 6.2969e-06 | 1.2594e-06
| 2016/17 | 7/06/2017 | PLANNED | 50 | 2 | 25 | 6.2969e-05 | 2.5188e-06
| 2016/17 | 7/06/2017 | PLANNED | 20 | 1 | 20 | 2.5188e-05 | 1.2594e-06
| 2016/17 | 7/06/2017 | PLANNED | 280 | 4 | 70 | 0.00035263 | 5.0375e-06
| 2016/17 | 7/06/2017 | PLANNED | 35 | 1 | 35 | 4.4078e-05 | 1.2594e-06
| 2016/17 | 8/06/2017 | PLANNED | 31445 | 95 | 331 | 0.039601 | 0.00011964
| 2016/17 | 8/06/2017 | PLANNED | 4797 | 13 | 369 | 0.0060413 | 1.6372e-05
| 2016/17 | 8/06/2017 | PLANNED | 219 | 3 | 73 | 0.00027581 | 3.7782e-06
| 2016/17 | 8/06/2017 | PLANNED | 9662 | 26 | 371.6154 | 0.012168 | 3.2744e-05
| 2016/17 | 8/06/2017 | PLANNED | 16965 | 45 | 377 | 0.021365 | 5.6672e-05
| 2016/17 | 8/06/2017 | PLANNED | 150 | 1 | 150 | 0.00018891 | 1.2594e-06
| 2016/17 | 8/06/2017 | PLANNED | 50693 | 117 | 433.2735 | 0.063842 | 0.00014735
| 2016/17 | 8/06/2017 | PLANNED | 15300 | 68 | 225 | 0.019269 | 8.5638e-05
| 2016/17 | 8/06/2017 | PLANNED | 32000 | 125 | 256 | 0.0403 | 0.00015742
| 2016/17 | 8/06/2017 | PLANNED | 2765 | 9 | 307.2222 | 0.0034822 | 1.1334e-05
| 2016/17 | 8/06/2017 | PLANNED | 40227 | 159 | 253 | 0.050661 | 0.00020024
| 2016/17 | 8/06/2017 | PLANNED | 6080 | 19 | 320 | 0.0076571 | 2.3928e-05
| 2016/17 | 8/06/2017 | PLANNED | 6160 | 44 | 140 | 0.0077578 | 5.5413e-05
| 2016/17 | 8/06/2017 | PLANNED | 17 | 1 | 17 | 2.141e-05 | 1.2594e-06
| 2016/17 | 9/06/2017 | PLANNED | 4662 | 37 | 126 | 0.0058713 | 4.6597e-05
| 2016/17 | 9/06/2017 | PLANNED | 32 | 1 | 32 | 4.03e-05 | 1.2594e-06
| 2016/17 | 9/06/2017 | PLANNED | 7250 | 29 | 250 | 0.0091305 | 3.6522e-05
| 2016/17 | 9/06/2017 | PLANNED | 1610 | 7 | 230 | 0.0020276 | 8.8157e-06
| 2016/17 | 9/06/2017 | PLANNED | 67233 | 219 | 307 | 0.084672 | 0.00027581
| 2016/17 | 9/06/2017 | PLANNED | 630 | 2 | 315 | 0.00079341 | 2.5188e-06
| 2016/17 | 9/06/2017 | PLANNED | 340 | 2 | 170 | 0.00042819 | 2.5188e-06
| 2016/17 | 9/06/2017 | PLANNED | 9020 | 82 | 110 | 0.01136 | 0.00010327
| 2016/17 | 9/06/2017 | PLANNED | 135 | 3 | 45 | 0.00017002 | 3.7782e-06
| 2016/17 | 9/06/2017 | PLANNED | 650 | 2 | 325 | 0.0008186 | 2.5188e-06
| 2016/17 | 9/06/2017 | PLANNED | 1338 | 6 | 223 | 0.0016851 | 7.5563e-06
| 2016/17 | 9/06/2017 | PLANNED | 3080 | 11 | 280 | 0.0038789 | 1.3853e-05
| 2016/17 | 9/06/2017 | PLANNED | 14160 | 48 | 295 | 0.017833 | 6.0451e-05
| 2016/17 | 9/06/2017 | PLANNED | 6710 | 22 | 305 | 0.0084505 | 2.7706e-05
| 2016/17 | 9/06/2017 | PLANNED | 261 | 1 | 261 | 0.0003287 | 1.2594e-06
| 2016/17 | 9/06/2017 | PLANNED | 135 | 1 | 135 | 0.00017002 | 1.2594e-06
| 2016/17 | 9/06/2017 | PLANNED | 15698 | 94 | 167 | 0.01977 | 0.00011838
| 2016/17 | 9/06/2017 | PLANNED | 50 | 2 | 25 | 6.2969e-05 | 2.5188e-06
| 2016/17 | 9/06/2017 | PLANNED | 108 | 3 | 36 | 0.00013601 | 3.7782e-06
| 2016/17 | 9/06/2017 | PLANNED | 4655 | 49 | 95 | 0.0058624 | 6.171e-05
| 2016/17 | 9/06/2017 | PLANNED | 100 | 1 | 100 | 0.00012594 | 1.2594e-06
| 2016/17 | 9/06/2017 | PLANNED | 16 | 2 | 8 | 2.015e-05 | 2.5188e-06
| 2016/17 | 9/06/2017 | PLANNED | 572 | 11 | 52 | 0.00072037 | 1.3853e-05
| 2016/17 | 9/06/2017 | PLANNED | 36 | 2 | 18 | 4.5338e-05 | 2.5188e-06
| 2016/17 | 9/06/2017 | PLANNED | 52 | 2 | 26 | 6.5488e-05 | 2.5188e-06
| 2016/17 | 9/06/2017 | PLANNED | 5 | 1 | 5 | 6.2969e-06 | 1.2594e-06
| 2016/17 | 10/06/2017 | PLANNED | 12160 | 39 | 311.7949 | 0.015314 | 4.9116e-05
| 2016/17 | 13/06/2017 | PLANNED | 375 | 1 | 375 | 0.00047227 | 1.2594e-06
| 2016/17 | 13/06/2017 | PLANNED | 2610 | 15 | 174 | 0.003287 | 1.8891e-05
| 2016/17 | 13/06/2017 | PLANNED | 1230 | 5 | 246 | 0.001549 | 6.2969e-06
| 2016/17 | 13/06/2017 | PLANNED | 6111 | 21 | 291 | 0.0076961 | 2.6447e-05
| 2016/17 | 13/06/2017 | PLANNED | 30 | 3 | 10 | 3.7782e-05 | 3.7782e-06
| 2016/17 | 13/06/2017 | PLANNED | 1920 | 10 | 192 | 0.002418 | 1.2594e-05
| 2016/17 | 13/06/2017 | PLANNED | 3588 | 23 | 156 | 0.0045187 | 2.8966e-05
| 2016/17 | 13/06/2017 | PLANNED | 2976 | 12 | 248 | 0.0037479 | 1.5113e-05
| 2016/17 | 13/06/2017 | PLANNED | 61 | 2 | 30.5 | 7.6823e-05 | 2.5188e-06
| 2016/17 | 13/06/2017 | PLANNED | 9 | 3 | 3 | 1.1334e-05 | 3.7782e-06
| 2016/17 | 13/06/2017 | PLANNED | 1592 | 47 | 33.8723 | 0.0020049 | 5.9191e-05
| 2016/17 | 13/06/2017 | PLANNED | 5 | 1 | 5 | 6.2969e-06 | 1.2594e-06
| 2016/17 | 13/06/2017 | PLANNED | 1496 | 17 | 88 | 0.001884 | 2.141e-05
| 2016/17 | 13/06/2017 | PLANNED | 96 | 2 | 48 | 0.0001209 | 2.5188e-06
| 2016/17 | 13/06/2017 | PLANNED | 1920 | 32 | 60 | 0.002418 | 4.03e-05
| 2016/17 | 14/06/2017 | PLANNED | 280 | 1 | 280 | 0.00035263 | 1.2594e-06
| 2016/17 | 14/06/2017 | PLANNED | 7950 | 53 | 150 | 0.010012 | 6.6747e-05
| 2016/17 | 14/06/2017 | PLANNED | 992 | 8 | 124 | 0.0012493 | 1.0075e-05
| 2016/17 | 14/06/2017 | PLANNED | 22983 | 67 | 343.0299 | 0.028944 | 8.4379e-05
| 2016/17 | 14/06/2017 | PLANNED | 296 | 8 | 37 | 0.00037278 | 1.0075e-05
| 2016/17 | 14/06/2017 | PLANNED | 15908 | 41 | 388 | 0.020034 | 5.1635e-05
| 2016/17 | 14/06/2017 | PLANNED | 25080 | 66 | 380 | 0.031585 | 8.3119e-05
| 2016/17 | 14/06/2017 | PLANNED | 4367 | 11 | 397 | 0.0054997 | 1.3853e-05
| 2016/17 | 14/06/2017 | PLANNED | 1004 | 4 | 251 | 0.0012644 | 5.0375e-06
| 2016/17 | 14/06/2017 | PLANNED | 6375 | 25 | 255 | 0.0080286 | 3.1485e-05
| 2016/17 | 14/06/2017 | PLANNED | 189 | 6 | 31.5 | 0.00023802 | 7.5563e-06
| 2016/17 | 14/06/2017 | PLANNED | 12030 | 41 | 293.4146 | 0.01515 | 5.1635e-05
| 2016/17 | 14/06/2017 | PLANNED | 7347 | 79 | 93 | 0.0092527 | 9.9491e-05
| 2016/17 | 14/06/2017 | PLANNED | 4773 | 43 | 111 | 0.006011 | 5.4154e-05
| 2016/17 | 14/06/2017 | PLANNED | 23 | 1 | 23 | 2.8966e-05 | 1.2594e-06
| 2016/17 | 14/06/2017 | PLANNED | 8096 | 32 | 253 | 0.010196 | 4.03e-05
| 2016/17 | 14/06/2017 | PLANNED | 112 | 14 | 8 | 0.00014105 | 1.7631e-05
| 2016/17 | 14/06/2017 | PLANNED | 248 | 1 | 248 | 0.00031233 | 1.2594e-06
| 2016/17 | 14/06/2017 | PLANNED | 74 | 1 | 74 | 9.3195e-05 | 1.2594e-06
| 2016/17 | 14/06/2017 | PLANNED | 320 | 4 | 80 | 0.000403 | 5.0375e-06
| 2016/17 | 14/06/2017 | PLANNED | 148 | 5 | 29.6 | 0.00018639 | 6.2969e-06
| 2016/17 | 14/06/2017 | PLANNED | 54 | 3 | 18 | 6.8007e-05 | 3.7782e-06
| 2016/17 | 14/06/2017 | PLANNED | 1320 | 24 | 55 | 0.0016624 | 3.0225e-05
| 2016/17 | 15/06/2017 | PLANNED | 372 | 1 | 372 | 0.00046849 | 1.2594e-06
| 2016/17 | 15/06/2017 | PLANNED | 5593 | 17 | 329 | 0.0070437 | 2.141e-05
| 2016/17 | 15/06/2017 | PLANNED | 16954 | 49 | 346 | 0.021352 | 6.171e-05
| 2016/17 | 15/06/2017 | PLANNED | 5500 | 25 | 220 | 0.0069266 | 3.1485e-05
| 2016/17 | 15/06/2017 | PLANNED | 47886 | 126 | 380.0476 | 0.060307 | 0.00015868
| 2016/17 | 15/06/2017 | PLANNED | 165320 | 580 | 285.0345 | 0.2082 | 0.00073044
| 2016/17 | 15/06/2017 | PLANNED | 1575 | 5 | 315 | 0.0019835 | 6.2969e-06
| 2016/17 | 15/06/2017 | PLANNED | 263 | 1 | 263 | 0.00033122 | 1.2594e-06
| 2016/17 | 15/06/2017 | PLANNED | 1410 | 5 | 282 | 0.0017757 | 6.2969e-06
| 2016/17 | 15/06/2017 | PLANNED | 3224 | 13 | 248 | 0.0040603 | 1.6372e-05
| 2016/17 | 15/06/2017 | PLANNED | 5520 | 24 | 230 | 0.0069518 | 3.0225e-05
| 2016/17 | 15/06/2017 | PLANNED | 900 | 3 | 300 | 0.0011334 | 3.7782e-06
| 2016/17 | 15/06/2017 | PLANNED | 4495 | 29 | 155 | 0.0056609 | 3.6522e-05
| 2016/17 | 15/06/2017 | PLANNED | 70 | 1 | 70 | 8.8157e-05 | 1.2594e-06
| 2016/17 | 15/06/2017 | PLANNED | 222 | 1 | 222 | 0.00027958 | 1.2594e-06
| 2016/17 | 15/06/2017 | PLANNED | 100 | 1 | 100 | 0.00012594 | 1.2594e-06
| 2016/17 | 15/06/2017 | PLANNED | 29210 | 116 | 251.8103 | 0.036787 | 0.00014609
| 2016/17 | 15/06/2017 | PLANNED | 2940 | 28 | 105 | 0.0037026 | 3.5263e-05
| 2016/17 | 15/06/2017 | PLANNED | 621 | 3 | 207 | 0.00078208 | 3.7782e-06
| 2016/17 | 15/06/2017 | PLANNED | 78 | 3 | 26 | 9.8232e-05 | 3.7782e-06
| 2016/17 | 15/06/2017 | PLANNED | 145 | 5 | 29 | 0.00018261 | 6.2969e-06
| 2016/17 | 16/06/2017 | PLANNED | 2835 | 21 | 135 | 0.0035704 | 2.6447e-05
| 2016/17 | 16/06/2017 | PLANNED | 17249 | 47 | 367 | 0.021723 | 5.9191e-05
| 2016/17 | 16/06/2017 | PLANNED | 11988 | 54 | 222 | 0.015098 | 6.8007e-05
| 2016/17 | 16/06/2017 | PLANNED | 320 | 5 | 64 | 0.000403 | 6.2969e-06
| 2016/17 | 16/06/2017 | PLANNED | 1725 | 15 | 115 | 0.0021724 | 1.8891e-05
| 2016/17 | 16/06/2017 | PLANNED | 59 | 1 | 59 | 7.4304e-05 | 1.2594e-06
| 2016/17 | 16/06/2017 | PLANNED | 530 | 2 | 265 | 0.00066747 | 2.5188e-06
| 2016/17 | 16/06/2017 | PLANNED | 15 | 1 | 15 | 1.8891e-05 | 1.2594e-06
| 2016/17 | 16/06/2017 | PLANNED | 23331 | 77 | 303 | 0.029383 | 9.6973e-05
| 2016/17 | 16/06/2017 | PLANNED | 84 | 2 | 42 | 0.00010579 | 2.5188e-06
| 2016/17 | 16/06/2017 | PLANNED | 63 | 1 | 63 | 7.9341e-05 | 1.2594e-06
| 2016/17 | 16/06/2017 | PLANNED | 396 | 3 | 132 | 0.00049872 | 3.7782e-06
| 2016/17 | 16/06/2017 | PLANNED | 3471 | 39 | 89 | 0.0043713 | 4.9116e-05
| 2016/17 | 16/06/2017 | PLANNED | 32218 | 178 | 181 | 0.040575 | 0.00022417
| 2016/17 | 16/06/2017 | PLANNED | 40 | 4 | 10 | 5.0375e-05 | 5.0375e-06
| 2016/17 | 16/06/2017 | PLANNED | 183 | 3 | 61 | 0.00023047 | 3.7782e-06
| 2016/17 | 16/06/2017 | PLANNED | 498 | 6 | 83 | 0.00062717 | 7.5563e-06
| 2016/17 | 16/06/2017 | PLANNED | 2940 | 15 | 196 | 0.0037026 | 1.8891e-05
| 2016/17 | 16/06/2017 | PLANNED | 1 | 1 | 1 | 1.2594e-06 | 1.2594e-06
| 2016/17 | 16/06/2017 | PLANNED | 30 | 1 | 30 | 3.7782e-05 | 1.2594e-06
| 2016/17 | 16/06/2017 | PLANNED | 192 | 2 | 96 | 0.0002418 | 2.5188e-06
| 2016/17 | 16/06/2017 | PLANNED | 20 | 1 | 20 | 2.5188e-05 | 1.2594e-06
| 2016/17 | 16/06/2017 | PLANNED | 420 | 4 | 105 | 0.00052894 | 5.0375e-06
| 2016/17 | 16/06/2017 | PLANNED | 10 | 1 | 10 | 1.2594e-05 | 1.2594e-06
| 2016/17 | 16/06/2017 | PLANNED | 43 | 1 | 43 | 5.4154e-05 | 1.2594e-06
| 2016/17 | 16/06/2017 | PLANNED | 354 | 6 | 59 | 0.00044582 | 7.5563e-06
| 2016/17 | 16/06/2017 | PLANNED | 50 | 2 | 25 | 6.2969e-05 | 2.5188e-06
| 2016/17 | 17/06/2017 | PLANNED | 440 | 1 | 440 | 0.00055413 | 1.2594e-06
| 2016/17 | 18/06/2017 | PLANNED | 9725 | 25 | 389 | 0.012248 | 3.1485e-05
| 2016/17 | 18/06/2017 | PLANNED | 2311 | 5 | 462.2 | 0.0029104 | 6.2969e-06
| 2016/17 | 18/06/2017 | PLANNED | 6300 | 21 | 300 | 0.0079341 | 2.6447e-05
| 2016/17 | 18/06/2017 | PLANNED | 1050 | 3 | 350 | 0.0013224 | 3.7782e-06
| 2016/17 | 18/06/2017 | PLANNED | 340 | 2 | 170 | 0.00042819 | 2.5188e-06
| 2016/17 | 18/06/2017 | PLANNED | 60962 | 187 | 326 | 0.076775 | 0.00023551
| 2016/17 | 18/06/2017 | PLANNED | 19886 | 61 | 326 | 0.025044 | 7.6823e-05
| 2016/17 | 18/06/2017 | PLANNED | 1664 | 8 | 208 | 0.0020956 | 1.0075e-05
| 2016/17 | 18/06/2017 | PLANNED | 324 | 2 | 162 | 0.00040804 | 2.5188e-06
| 2016/17 | 19/06/2017 | PLANNED | 24570 | 63 | 390 | 0.030943 | 7.9341e-05
| 2016/17 | 19/06/2017 | PLANNED | 11340 | 126 | 90 | 0.014281 | 0.00015868
| 2016/17 | 19/06/2017 | PLANNED | 240 | 5 | 48 | 0.00030225 | 6.2969e-06
| 2016/17 | 19/06/2017 | PLANNED | 15854 | 46 | 344.6522 | 0.019966 | 5.7932e-05
| 2016/17 | 19/06/2017 | PLANNED | 4250 | 25 | 170 | 0.0053524 | 3.1485e-05
| 2016/17 | 19/06/2017 | PLANNED | 4355 | 13 | 335 | 0.0054846 | 1.6372e-05
| 2016/17 | 19/06/2017 | PLANNED | 300 | 2 | 150 | 0.00037782 | 2.5188e-06
| 2016/17 | 20/06/2017 | PLANNED | 70 | 2 | 35 | 8.8157e-05 | 2.5188e-06
| 2016/17 | 20/06/2017 | PLANNED | 185975 | 373 | 498.5925 | 0.23421 | 0.00046975
| 2016/17 | 20/06/2017 | PLANNED | 8 | 1 | 8 | 1.0075e-05 | 1.2594e-06
| 2016/17 | 20/06/2017 | PLANNED | 2280 | 38 | 60 | 0.0028714 | 4.7857e-05
| 2016/17 | 20/06/2017 | PLANNED | 2030 | 7 | 290 | 0.0025566 | 8.8157e-06
| 2016/17 | 20/06/2017 | PLANNED | 3630 | 12 | 302.5 | 0.0045716 | 1.5113e-05
| 2016/17 | 20/06/2017 | PLANNED | 21756 | 74 | 294 | 0.027399 | 9.3195e-05
| 2016/17 | 20/06/2017 | PLANNED | 3267 | 9 | 363 | 0.0041144 | 1.1334e-05
| 2016/17 | 20/06/2017 | PLANNED | 30858 | 111 | 278 | 0.038862 | 0.00013979
| 2016/17 | 20/06/2017 | PLANNED | 29252 | 103 | 284 | 0.03684 | 0.00012972
| 2016/17 | 20/06/2017 | PLANNED | 50 | 1 | 50 | 6.2969e-05 | 1.2594e-06
| 2016/17 | 20/06/2017 | PLANNED | 5604 | 33 | 169.8182 | 0.0070576 | 4.156e-05
| 2016/17 | 20/06/2017 | PLANNED | 5075 | 25 | 203 | 0.0063914 | 3.1485e-05
| 2016/17 | 20/06/2017 | PLANNED | 2640 | 12 | 220 | 0.0033248 | 1.5113e-05
| 2016/17 | 20/06/2017 | PLANNED | 4455 | 11 | 405 | 0.0056106 | 1.3853e-05
| 2016/17 | 20/06/2017 | PLANNED | 80 | 1 | 80 | 0.00010075 | 1.2594e-06
| 2016/17 | 20/06/2017 | PLANNED | 165 | 3 | 55 | 0.0002078 | 3.7782e-06
| 2016/17 | 20/06/2017 | PLANNED | 40 | 2 | 20 | 5.0375e-05 | 2.5188e-06
| 2016/17 | 20/06/2017 | PLANNED | 110 | 2 | 55 | 0.00013853 | 2.5188e-06
| 2016/17 | 20/06/2017 | PLANNED | 25 | 1 | 25 | 3.1485e-05 | 1.2594e-06
| 2016/17 | 20/06/2017 | PLANNED | 44 | 1 | 44 | 5.5413e-05 | 1.2594e-06
| 2016/17 | 21/06/2017 | PLANNED | 4539 | 51 | 89 | 0.0057164 | 6.4229e-05
| 2016/17 | 21/06/2017 | PLANNED | 21759 | 64 | 339.9844 | 0.027403 | 8.0601e-05
| 2016/17 | 21/06/2017 | PLANNED | 170 | 1 | 170 | 0.0002141 | 1.2594e-06
| 2016/17 | 21/06/2017 | PLANNED | 4120 | 12 | 343.3333 | 0.0051887 | 1.5113e-05
| 2016/17 | 21/06/2017 | PLANNED | 412 | 4 | 103 | 0.00051887 | 5.0375e-06
| 2016/17 | 21/06/2017 | PLANNED | 780 | 6 | 130 | 0.00098232 | 7.5563e-06
| 2016/17 | 21/06/2017 | PLANNED | 10020 | 44 | 227.7273 | 0.012619 | 5.5413e-05
| 2016/17 | 21/06/2017 | PLANNED | 15732 | 76 | 207 | 0.019813 | 9.5713e-05
| 2016/17 | 21/06/2017 | PLANNED | 25353 | 81 | 313 | 0.031929 | 0.00010201
| 2016/17 | 21/06/2017 | PLANNED | 6528 | 64 | 102 | 0.0082213 | 8.0601e-05
| 2016/17 | 21/06/2017 | PLANNED | 21808 | 94 | 232 | 0.027465 | 0.00011838
| 2016/17 | 21/06/2017 | PLANNED | 54481 | 181 | 301 | 0.068613 | 0.00022795
| 2016/17 | 21/06/2017 | PLANNED | 222 | 2 | 111 | 0.00027958 | 2.5188e-06
| 2016/17 | 21/06/2017 | PLANNED | 11542 | 58 | 199 | 0.014536 | 7.3044e-05
| 2016/17 | 21/06/2017 | PLANNED | 52 | 1 | 52 | 6.5488e-05 | 1.2594e-06
| 2016/17 | 21/06/2017 | PLANNED | 39 | 1 | 39 | 4.9116e-05 | 1.2594e-06
| 2016/17 | 21/06/2017 | PLANNED | 2900 | 1 | 2900 | 0.0036522 | 1.2594e-06
| 2016/17 | 21/06/2017 | PLANNED | 46 | 2 | 23 | 5.7932e-05 | 2.5188e-06
| 2016/17 | 21/06/2017 | PLANNED | 189 | 7 | 27 | 0.00023802 | 8.8157e-06
| 2016/17 | 21/06/2017 | PLANNED | 74 | 1 | 74 | 9.3195e-05 | 1.2594e-06
| 2016/17 | 21/06/2017 | PLANNED | 20 | 2 | 10 | 2.5188e-05 | 2.5188e-06
| 2016/17 | 22/06/2017 | PLANNED | 6624 | 24 | 276 | 0.0083422 | 3.0225e-05
| 2016/17 | 22/06/2017 | PLANNED | 840 | 2 | 420 | 0.0010579 | 2.5188e-06
| 2016/17 | 22/06/2017 | PLANNED | 2921 | 13 | 224.6923 | 0.0036787 | 1.6372e-05
| 2016/17 | 22/06/2017 | PLANNED | 650 | 2 | 325 | 0.0008186 | 2.5188e-06
| 2016/17 | 22/06/2017 | PLANNED | 4978 | 19 | 262 | 0.0062692 | 2.3928e-05
| 2016/17 | 22/06/2017 | PLANNED | 640 | 3 | 213.3333 | 0.00080601 | 3.7782e-06
| 2016/17 | 22/06/2017 | PLANNED | 1014 | 6 | 169 | 0.001277 | 7.5563e-06
| 2016/17 | 22/06/2017 | PLANNED | 3655 | 17 | 215 | 0.0046031 | 2.141e-05
| 2016/17 | 22/06/2017 | PLANNED | 920 | 4 | 230 | 0.0011586 | 5.0375e-06
| 2016/17 | 22/06/2017 | PLANNED | 13370 | 35 | 382 | 0.016838 | 4.4078e-05
| 2016/17 | 22/06/2017 | PLANNED | 45 | 3 | 15 | 5.6672e-05 | 3.7782e-06
| 2016/17 | 22/06/2017 | PLANNED | 15124 | 76 | 199 | 0.019047 | 9.5713e-05
| 2016/17 | 22/06/2017 | PLANNED | 90 | 4 | 22.5 | 0.00011334 | 5.0375e-06
| 2016/17 | 22/06/2017 | PLANNED | 35765 | 115 | 311 | 0.045042 | 0.00014483
| 2016/17 | 22/06/2017 | PLANNED | 57276 | 172 | 333 | 0.072133 | 0.00021661
| 2016/17 | 22/06/2017 | PLANNED | 20 | 2 | 10 | 2.5188e-05 | 2.5188e-06
| 2016/17 | 22/06/2017 | PLANNED | 13 | 1 | 13 | 1.6372e-05 | 1.2594e-06
| 2016/17 | 22/06/2017 | PLANNED | 235 | 1 | 235 | 0.00029596 | 1.2594e-06
| 2016/17 | 22/06/2017 | PLANNED | 52 | 2 | 26 | 6.5488e-05 | 2.5188e-06
| 2016/17 | 22/06/2017 | PLANNED | 12 | 1 | 12 | 1.5113e-05 | 1.2594e-06
| 2016/17 | 22/06/2017 | PLANNED | 15 | 1 | 15 | 1.8891e-05 | 1.2594e-06
| 2016/17 | 22/06/2017 | PLANNED | 38 | 2 | 19 | 4.7857e-05 | 2.5188e-06
| 2016/17 | 22/06/2017 | PLANNED | 19 | 1 | 19 | 2.3928e-05 | 1.2594e-06
| 2016/17 | 22/06/2017 | PLANNED | 36 | 2 | 18 | 4.5338e-05 | 2.5188e-06
| 2016/17 | 23/06/2017 | PLANNED | 111 | 1 | 111 | 0.00013979 | 1.2594e-06
| 2016/17 | 23/06/2017 | PLANNED | 208603 | 692 | 301.4494 | 0.26271 | 0.00087149
| 2016/17 | 23/06/2017 | PLANNED | 19295 | 46 | 419.4565 | 0.0243 | 5.7932e-05
| 2016/17 | 23/06/2017 | PLANNED | 1330 | 7 | 190 | 0.001675 | 8.8157e-06
| 2016/17 | 23/06/2017 | PLANNED | 17100 | 57 | 300 | 0.021535 | 7.1785e-05
| 2016/17 | 23/06/2017 | PLANNED | 3696 | 21 | 176 | 0.0046547 | 2.6447e-05
| 2016/17 | 23/06/2017 | PLANNED | 156 | 12 | 13 | 0.00019646 | 1.5113e-05
| 2016/17 | 23/06/2017 | PLANNED | 7590 | 46 | 165 | 0.0095587 | 5.7932e-05
| 2016/17 | 23/06/2017 | PLANNED | 208 | 4 | 52 | 0.00026195 | 5.0375e-06
| 2016/17 | 23/06/2017 | PLANNED | 370 | 2 | 185 | 0.00046597 | 2.5188e-06
| 2016/17 | 23/06/2017 | PLANNED | 11800 | 40 | 295 | 0.014861 | 5.0375e-05
| 2016/17 | 23/06/2017 | PLANNED | 1674 | 31 | 54 | 0.0021082 | 3.9041e-05
| 2016/17 | 23/06/2017 | PLANNED | 5232 | 16 | 327 | 0.0065891 | 2.015e-05
| 2016/17 | 23/06/2017 | PLANNED | 370 | 2 | 185 | 0.00046597 | 2.5188e-06
| 2016/17 | 23/06/2017 | PLANNED | 57 | 1 | 57 | 7.1785e-05 | 1.2594e-06
| 2016/17 | 23/06/2017 | PLANNED | 6190 | 243 | 25.4733 | 0.0077956 | 0.00030603
| 2016/17 | 23/06/2017 | PLANNED | 108 | 3 | 36 | 0.00013601 | 3.7782e-06
| 2016/17 | 23/06/2017 | PLANNED | 450 | 3 | 150 | 0.00056672 | 3.7782e-06
| 2016/17 | 23/06/2017 | PLANNED | 20 | 4 | 5 | 2.5188e-05 | 5.0375e-06
| 2016/17 | 23/06/2017 | PLANNED | 15 | 1 | 15 | 1.8891e-05 | 1.2594e-06
| 2016/17 | 23/06/2017 | PLANNED | 2060 | 95 | 21.6842 | 0.0025943 | 0.00011964
| 2016/17 | 23/06/2017 | PLANNED | 760 | 8 | 95 | 0.00095713 | 1.0075e-05
| 2016/17 | 23/06/2017 | PLANNED | 30 | 2 | 15 | 3.7782e-05 | 2.5188e-06
| 2016/17 | 23/06/2017 | PLANNED | 36 | 2 | 18 | 4.5338e-05 | 2.5188e-06
| 2016/17 | 23/06/2017 | PLANNED | 960 | 24 | 40 | 0.001209 | 3.0225e-05
| 2016/17 | 24/06/2017 | PLANNED | 25 | 1 | 25 | 3.1485e-05 | 1.2594e-06
| 2016/17 | 24/06/2017 | PLANNED | 3679 | 13 | 283 | 0.0046333 | 1.6372e-05
| 2016/17 | 25/06/2017 | PLANNED | 5255 | 11 | 477.7273 | 0.0066181 | 1.3853e-05
| 2016/17 | 25/06/2017 | PLANNED | 8520 | 60 | 142 | 0.01073 | 7.5563e-05
| 2016/17 | 25/06/2017 | PLANNED | 53850 | 123 | 437.8049 | 0.067818 | 0.0001549
| 2016/17 | 25/06/2017 | PLANNED | 6615 | 21 | 315 | 0.0083308 | 2.6447e-05
| 2016/17 | 25/06/2017 | PLANNED | 8536 | 22 | 388 | 0.01075 | 2.7706e-05
| 2016/17 | 25/06/2017 | PLANNED | 202 | 2 | 101 | 0.0002544 | 2.5188e-06
| 2016/17 | 25/06/2017 | PLANNED | 3728 | 8 | 466 | 0.004695 | 1.0075e-05
| 2016/17 | 25/06/2017 | PLANNED | 3553 | 17 | 209 | 0.0044746 | 2.141e-05
| 2016/17 | 25/06/2017 | PLANNED | 1330 | 7 | 190 | 0.001675 | 8.8157e-06
| 2016/17 | 26/06/2017 | PLANNED | 141 | 1 | 141 | 0.00017757 | 1.2594e-06
| 2016/17 | 26/06/2017 | PLANNED | 140 | 1 | 140 | 0.00017631 | 1.2594e-06
| 2016/17 | 26/06/2017 | PLANNED | 274 | 1 | 274 | 0.00034507 | 1.2594e-06
| 2016/17 | 26/06/2017 | PLANNED | 900 | 6 | 150 | 0.0011334 | 7.5563e-06
| 2016/17 | 26/06/2017 | PLANNED | 100 | 2 | 50 | 0.00012594 | 2.5188e-06
| 2016/17 | 26/06/2017 | PLANNED | 16520 | 59 | 280 | 0.020805 | 7.4304e-05
| 2016/17 | 26/06/2017 | PLANNED | 1035 | 3 | 345 | 0.0013035 | 3.7782e-06
| 2016/17 | 26/06/2017 | PLANNED | 6270 | 22 | 285 | 0.0078963 | 2.7706e-05
| 2016/17 | 26/06/2017 | PLANNED | 1950 | 5 | 390 | 0.0024558 | 6.2969e-06
| 2016/17 | 26/06/2017 | PLANNED | 114 | 1 | 114 | 0.00014357 | 1.2594e-06
| 2016/17 | 26/06/2017 | PLANNED | 151 | 1 | 151 | 0.00019017 | 1.2594e-06
| 2016/17 | 26/06/2017 | PLANNED | 2700 | 12 | 225 | 0.0034003 | 1.5113e-05
| 2016/17 | 26/06/2017 | PLANNED | 138 | 6 | 23 | 0.0001738 | 7.5563e-06
| 2016/17 | 26/06/2017 | PLANNED | 39 | 5 | 7.8 | 4.9116e-05 | 6.2969e-06
| 2016/17 | 26/06/2017 | PLANNED | 105 | 1 | 105 | 0.00013224 | 1.2594e-06
| 2016/17 | 26/06/2017 | PLANNED | 3 | 3 | 1 | 3.7782e-06 | 3.7782e-06
| 2016/17 | 27/06/2017 | PLANNED | 219040 | 485 | 451.6289 | 0.27586 | 0.0006108
| 2016/17 | 27/06/2017 | PLANNED | 9171 | 27 | 339.6667 | 0.01155 | 3.4003e-05
| 2016/17 | 27/06/2017 | PLANNED | 25168 | 88 | 286 | 0.031696 | 0.00011083
| 2016/17 | 27/06/2017 | PLANNED | 114 | 4 | 28.5 | 0.00014357 | 5.0375e-06
| 2016/17 | 27/06/2017 | PLANNED | 17360 | 56 | 310 | 0.021863 | 7.0526e-05
| 2016/17 | 27/06/2017 | PLANNED | 460 | 16 | 28.75 | 0.00057932 | 2.015e-05
| 2016/17 | 27/06/2017 | PLANNED | 920 | 92 | 10 | 0.0011586 | 0.00011586
| 2016/17 | 27/06/2017 | PLANNED | 4720 | 16 | 295 | 0.0059443 | 2.015e-05
| 2016/17 | 27/06/2017 | PLANNED | 132 | 3 | 44 | 0.00016624 | 3.7782e-06
| 2016/17 | 27/06/2017 | PLANNED | 290 | 2 | 145 | 0.00036522 | 2.5188e-06
| 2016/17 | 27/06/2017 | PLANNED | 14874 | 74 | 201 | 0.018732 | 9.3195e-05
| 2016/17 | 27/06/2017 | PLANNED | 24990 | 70 | 357 | 0.031472 | 8.8157e-05
| 2016/17 | 27/06/2017 | PLANNED | 27363 | 1584 | 17.2746 | 0.034461 | 0.0019949
| 2016/17 | 27/06/2017 | PLANNED | 108 | 2 | 54 | 0.00013601 | 2.5188e-06
| 2016/17 | 27/06/2017 | PLANNED | 542 | 2 | 271 | 0.00068259 | 2.5188e-06
| 2016/17 | 27/06/2017 | PLANNED | 4640 | 29 | 160 | 0.0058435 | 3.6522e-05
| 2016/17 | 27/06/2017 | PLANNED | 122 | 2 | 61 | 0.00015365 | 2.5188e-06
| 2016/17 | 27/06/2017 | PLANNED | 182 | 1 | 182 | 0.00022921 | 1.2594e-06
| 2016/17 | 27/06/2017 | PLANNED | 36 | 2 | 18 | 4.5338e-05 | 2.5188e-06
| 2016/17 | 27/06/2017 | PLANNED | 420 | 2 | 210 | 0.00052894 | 2.5188e-06
| 2016/17 | 27/06/2017 | PLANNED | 60 | 4 | 15 | 7.5563e-05 | 5.0375e-06
| 2016/17 | 27/06/2017 | PLANNED | 6715 | 79 | 85 | 0.0084568 | 9.9491e-05
| 2016/17 | 27/06/2017 | PLANNED | 65 | 3 | 21.6667 | 8.186e-05 | 3.7782e-06
| 2016/17 | 27/06/2017 | PLANNED | 303 | 3 | 101 | 0.00038159 | 3.7782e-06
| 2016/17 | 27/06/2017 | PLANNED | 43 | 1 | 43 | 5.4154e-05 | 1.2594e-06
| 2016/17 | 27/06/2017 | PLANNED | 306 | 11 | 27.8182 | 0.00038537 | 1.3853e-05
| 2016/17 | 27/06/2017 | PLANNED | 420 | 6 | 70 | 0.00052894 | 7.5563e-06
| 2016/17 | 27/06/2017 | PLANNED | 65 | 1 | 65 | 8.186e-05 | 1.2594e-06
| 2016/17 | 28/06/2017 | PLANNED | 112 | 14 | 8 | 0.00014105 | 1.7631e-05
| 2016/17 | 28/06/2017 | PLANNED | 5520 | 16 | 345 | 0.0069518 | 2.015e-05
| 2016/17 | 28/06/2017 | PLANNED | 18308 | 46 | 398 | 0.023057 | 5.7932e-05
| 2016/17 | 28/06/2017 | PLANNED | 2990 | 23 | 130 | 0.0037656 | 2.8966e-05
| 2016/17 | 28/06/2017 | PLANNED | 3213 | 9 | 357 | 0.0040464 | 1.1334e-05
| 2016/17 | 28/06/2017 | PLANNED | 44 | 2 | 22 | 5.5413e-05 | 2.5188e-06
| 2016/17 | 28/06/2017 | PLANNED | 2925 | 15 | 195 | 0.0036837 | 1.8891e-05
| 2016/17 | 28/06/2017 | PLANNED | 190 | 1 | 190 | 0.00023928 | 1.2594e-06
| 2016/17 | 28/06/2017 | PLANNED | 195 | 3 | 65 | 0.00024558 | 3.7782e-06
| 2016/17 | 28/06/2017 | PLANNED | 740 | 2 | 370 | 0.00093195 | 2.5188e-06
| 2016/17 | 28/06/2017 | PLANNED | 6006 | 21 | 286 | 0.0075639 | 2.6447e-05
| 2016/17 | 28/06/2017 | PLANNED | 159 | 5 | 31.8 | 0.00020024 | 6.2969e-06
| 2016/17 | 28/06/2017 | PLANNED | 20250 | 150 | 135 | 0.025503 | 0.00018891
| 2016/17 | 28/06/2017 | PLANNED | 9336 | 24 | 389 | 0.011758 | 3.0225e-05
| 2016/17 | 28/06/2017 | PLANNED | 972 | 6 | 162 | 0.0012241 | 7.5563e-06
| 2016/17 | 28/06/2017 | PLANNED | 3690 | 45 | 82 | 0.0046471 | 5.6672e-05
| 2016/17 | 28/06/2017 | PLANNED | 183 | 1 | 183 | 0.00023047 | 1.2594e-06
| 2016/17 | 28/06/2017 | PLANNED | 1308 | 4 | 327 | 0.0016473 | 5.0375e-06
| 2016/17 | 28/06/2017 | PLANNED | 142460 | 419 | 340 | 0.17941 | 0.00052768
| 2016/17 | 28/06/2017 | PLANNED | 4575 | 15 | 305 | 0.0057617 | 1.8891e-05
| 2016/17 | 28/06/2017 | PLANNED | 130 | 2 | 65 | 0.00016372 | 2.5188e-06
| 2016/17 | 28/06/2017 | PLANNED | 2408 | 12 | 200.6667 | 0.0030326 | 1.5113e-05
| 2016/17 | 28/06/2017 | PLANNED | 25460 | 67 | 380 | 0.032064 | 8.4379e-05
| 2016/17 | 28/06/2017 | PLANNED | 9865 | 106 | 93.066 | 0.012424 | 0.00013349
| 2016/17 | 28/06/2017 | PLANNED | 30 | 1 | 30 | 3.7782e-05 | 1.2594e-06
| 2016/17 | 28/06/2017 | PLANNED | 6840 | 24 | 285 | 0.0086142 | 3.0225e-05
| 2016/17 | 28/06/2017 | PLANNED | 2250 | 15 | 150 | 0.0028336 | 1.8891e-05
| 2016/17 | 28/06/2017 | PLANNED | 2709 | 21 | 129 | 0.0034117 | 2.6447e-05
| 2016/17 | 28/06/2017 | PLANNED | 56 | 2 | 28 | 7.0526e-05 | 2.5188e-06
| 2016/17 | 28/06/2017 | PLANNED | 105 | 3 | 35 | 0.00013224 | 3.7782e-06
| 2016/17 | 28/06/2017 | PLANNED | 204 | 3 | 68 | 0.00025691 | 3.7782e-06
| 2016/17 | 28/06/2017 | PLANNED | 40 | 2 | 20 | 5.0375e-05 | 2.5188e-06
| 2016/17 | 29/06/2017 | PLANNED | 53332 | 134 | 398 | 0.067166 | 0.00016876
| 2016/17 | 29/06/2017 | PLANNED | 109060 | 205 | 532 | 0.13735 | 0.00025817
| 2016/17 | 29/06/2017 | PLANNED | 19740 | 70 | 282 | 0.02486 | 8.8157e-05
| 2016/17 | 29/06/2017 | PLANNED | 5680 | 20 | 284 | 0.0071533 | 2.5188e-05
| 2016/17 | 29/06/2017 | PLANNED | 11036 | 64 | 172.4375 | 0.013899 | 8.0601e-05
| 2016/17 | 29/06/2017 | PLANNED | 5460 | 42 | 130 | 0.0068762 | 5.2894e-05
| 2016/17 | 29/06/2017 | PLANNED | 16400 | 50 | 328 | 0.020654 | 6.2969e-05
| 2016/17 | 29/06/2017 | PLANNED | 6600 | 22 | 300 | 0.0083119 | 2.7706e-05
| 2016/17 | 29/06/2017 | PLANNED | 16308 | 151 | 108 | 0.020538 | 0.00019017
| 2016/17 | 29/06/2017 | PLANNED | 7680 | 24 | 320 | 0.0096721 | 3.0225e-05
| 2016/17 | 29/06/2017 | PLANNED | 947 | 3 | 315.6667 | 0.0011926 | 3.7782e-06
| 2016/17 | 29/06/2017 | PLANNED | 38340 | 135 | 284 | 0.048285 | 0.00017002
| 2016/17 | 29/06/2017 | PLANNED | 76416 | 199 | 384 | 0.096237 | 0.00025062
| 2016/17 | 29/06/2017 | PLANNED | 55 | 1 | 55 | 6.9266e-05 | 1.2594e-06
| 2016/17 | 29/06/2017 | PLANNED | 2950 | 10 | 295 | 0.0037152 | 1.2594e-05
| 2016/17 | 29/06/2017 | PLANNED | 7821 | 33 | 237 | 0.0098497 | 4.156e-05
| 2016/17 | 29/06/2017 | PLANNED | 324 | 3 | 108 | 0.00040804 | 3.7782e-06
| 2016/17 | 29/06/2017 | PLANNED | 1176 | 5 | 235.2 | 0.001481 | 6.2969e-06
| 2016/17 | 29/06/2017 | PLANNED | 594 | 18 | 33 | 0.00074808 | 2.2669e-05
| 2016/17 | 29/06/2017 | PLANNED | 244 | 2 | 122 | 0.00030729 | 2.5188e-06
| 2016/17 | 29/06/2017 | PLANNED | 12519 | 1558 | 8.0353 | 0.015766 | 0.0019621
| 2016/17 | 29/06/2017 | PLANNED | 363 | 3 | 121 | 0.00045716 | 3.7782e-06
| 2016/17 | 29/06/2017 | PLANNED | 29 | 1 | 29 | 3.6522e-05 | 1.2594e-06
| 2016/17 | 29/06/2017 | PLANNED | 950 | 25 | 38 | 0.0011964 | 3.1485e-05
| 2016/17 | 29/06/2017 | PLANNED | 56 | 1 | 56 | 7.0526e-05 | 1.2594e-06
| 2016/17 | 29/06/2017 | PLANNED | 4613 | 134 | 34.4254 | 0.0058095 | 0.00016876
| 2016/17 | 29/06/2017 | PLANNED | 7520 | 47 | 160 | 0.0094706 | 5.9191e-05
| 2016/17 | 29/06/2017 | PLANNED | 226 | 2 | 113 | 0.00028462 | 2.5188e-06
| 2016/17 | 29/06/2017 | PLANNED | 28 | 1 | 28 | 3.5263e-05 | 1.2594e-06
| 2016/17 | 29/06/2017 | PLANNED | 27 | 1 | 27 | 3.4003e-05 | 1.2594e-06
| 2016/17 | 29/06/2017 | PLANNED | 31 | 1 | 31 | 3.9041e-05 | 1.2594e-06
| 2016/17 | 30/06/2017 | PLANNED | 195 | 8 | 24.375 | 0.00024558 | 1.0075e-05
| 2016/17 | 30/06/2017 | PLANNED | 704 | 16 | 44 | 0.00088661 | 2.015e-05
| 2016/17 | 30/06/2017 | PLANNED | 188 | 1 | 188 | 0.00023676 | 1.2594e-06
| 2016/17 | 30/06/2017 | PLANNED | 1036 | 7 | 148 | 0.0013047 | 8.8157e-06
| 2016/17 | 30/06/2017 | PLANNED | 19210 | 113 | 170 | 0.024193 | 0.00014231
| 2016/17 | 30/06/2017 | PLANNED | 73600 | 320 | 230 | 0.092691 | 0.000403
| 2016/17 | 30/06/2017 | PLANNED | 12690 | 54 | 235 | 0.015982 | 6.8007e-05
| 2016/17 | 30/06/2017 | PLANNED | 10521 | 63 | 167 | 0.01325 | 7.9341e-05
| 2016/17 | 30/06/2017 | PLANNED | 4704 | 24 | 196 | 0.0059241 | 3.0225e-05
| 2016/17 | 30/06/2017 | PLANNED | 4080 | 17 | 240 | 0.0051383 | 2.141e-05
| 2016/17 | 30/06/2017 | PLANNED | 2115 | 9 | 235 | 0.0026636 | 1.1334e-05
| 2016/17 | 30/06/2017 | PLANNED | 453 | 3 | 151 | 0.0005705 | 3.7782e-06
| 2016/17 | 30/06/2017 | PLANNED | 798 | 6 | 133 | 0.001005 | 7.5563e-06
| 2016/17 | 30/06/2017 | PLANNED | 8288 | 37 | 224 | 0.010438 | 4.6597e-05
| 2016/17 | 30/06/2017 | PLANNED | 7810 | 55 | 142 | 0.0098358 | 6.9266e-05
| 2016/17 | 30/06/2017 | PLANNED | 10440 | 58 | 180 | 0.013148 | 7.3044e-05
| 2016/17 | 30/06/2017 | PLANNED | 286 | 1 | 286 | 0.00036018 | 1.2594e-06
| 2016/17 | 30/06/2017 | PLANNED | 245 | 1 | 245 | 0.00030855 | 1.2594e-06
| 2016/17 | 30/06/2017 | PLANNED | 680 | 4 | 170 | 0.00085638 | 5.0375e-06
| 2016/17 | 30/06/2017 | PLANNED | 108 | 1 | 108 | 0.00013601 | 1.2594e-06
| 2016/17 | 30/06/2017 | PLANNED | 2133 | 9 | 237 | 0.0026863 | 1.1334e-05
| 2016/17 | 30/06/2017 | PLANNED | 4509 | 27 | 167 | 0.0056786 | 3.4003e-05
| 2016/17 | 30/06/2017 | PLANNED | 14 | 1 | 14 | 1.7631e-05 | 1.2594e-06
| 2016/17 | 30/06/2017 | PLANNED | 1200 | 24 | 50 | 0.0015113 | 3.0225e-05
| 2017/18 | 1/07/2017 | PLANNED | 600 | 8 | 75 | 0.00075563 | 1.0075e-05
| 2017/18 | 1/07/2017 | PLANNED | 415 | 12 | 34.5833 | 0.00052265 | 1.5113e-05
| 2017/18 | 1/07/2017 | PLANNED | 380 | 4 | 95 | 0.00047857 | 5.0375e-06
| 2017/18 | 2/07/2017 | PLANNED | 57000 | 146 | 390.411 | 0.071785 | 0.00018387
| 2017/18 | 2/07/2017 | PLANNED | 515 | 5 | 103 | 0.00064858 | 6.2969e-06
| 2017/18 | 2/07/2017 | PLANNED | 20735 | 65 | 319 | 0.026113 | 8.186e-05
| 2017/18 | 2/07/2017 | PLANNED | 11100 | 30 | 370 | 0.013979 | 3.7782e-05
| 2017/18 | 2/07/2017 | PLANNED | 2007 | 9 | 223 | 0.0025276 | 1.1334e-05
| 2017/18 | 2/07/2017 | PLANNED | 1455 | 5 | 291 | 0.0018324 | 6.2969e-06
| 2017/18 | 2/07/2017 | PLANNED | 6 | 6 | 1 | 7.5563e-06 | 7.5563e-06
| 2017/18 | 2/07/2017 | PLANNED | 410 | 2 | 205 | 0.00051635 | 2.5188e-06
| 2017/18 | 2/07/2017 | PLANNED | 116 | 1 | 116 | 0.00014609 | 1.2594e-06
| 2017/18 | 3/07/2017 | PLANNED | 607 | 1 | 607 | 0.00076445 | 1.2594e-06
| 2017/18 | 3/07/2017 | PLANNED | 87980 | 265 | 332 | 0.1108 | 0.00033374
| 2017/18 | 3/07/2017 | PLANNED | 1891 | 61 | 31 | 0.0023815 | 7.6823e-05
| 2017/18 | 3/07/2017 | PLANNED | 37250 | 149 | 250 | 0.046912 | 0.00018765
| 2017/18 | 3/07/2017 | PLANNED | 1364 | 37 | 36.8649 | 0.0017178 | 4.6597e-05
| 2017/18 | 3/07/2017 | PLANNED | 11890 | 41 | 290 | 0.014974 | 5.1635e-05
| 2017/18 | 3/07/2017 | PLANNED | 770 | 7 | 110 | 0.00096973 | 8.8157e-06
| 2017/18 | 3/07/2017 | PLANNED | 6720 | 28 | 240 | 0.0084631 | 3.5263e-05
| 2017/18 | 3/07/2017 | PLANNED | 242 | 2 | 121 | 0.00030477 | 2.5188e-06
| 2017/18 | 3/07/2017 | PLANNED | 1920 | 64 | 30 | 0.002418 | 8.0601e-05
| 2017/18 | 3/07/2017 | PLANNED | 195 | 5 | 39 | 0.00024558 | 6.2969e-06
| 2017/18 | 4/07/2017 | PLANNED | 24960 | 104 | 240 | 0.031434 | 0.00013098
| 2017/18 | 4/07/2017 | PLANNED | 50553 | 123 | 411 | 0.063666 | 0.0001549
| 2017/18 | 4/07/2017 | PLANNED | 156021 | 393 | 397 | 0.19649 | 0.00049494
| 2017/18 | 4/07/2017 | PLANNED | 10735 | 40 | 268.375 | 0.01352 | 5.0375e-05
| 2017/18 | 4/07/2017 | PLANNED | 21320 | 104 | 205 | 0.02685 | 0.00013098
| 2017/18 | 4/07/2017 | PLANNED | 2808 | 12 | 234 | 0.0035364 | 1.5113e-05
| 2017/18 | 4/07/2017 | PLANNED | 3240 | 27 | 120 | 0.0040804 | 3.4003e-05
| 2017/18 | 4/07/2017 | PLANNED | 56656 | 366 | 154.7978 | 0.071352 | 0.00046094
| 2017/18 | 4/07/2017 | PLANNED | 317 | 1 | 317 | 0.00039923 | 1.2594e-06
| 2017/18 | 4/07/2017 | PLANNED | 140 | 2 | 70 | 0.00017631 | 2.5188e-06
| 2017/18 | 4/07/2017 | PLANNED | 110346 | 347 | 318 | 0.13897 | 0.00043701
| 2017/18 | 4/07/2017 | PLANNED | 54484 | 257 | 212 | 0.068616 | 0.00032366
| 2017/18 | 4/07/2017 | PLANNED | 68 | 2 | 34 | 8.5638e-05 | 2.5188e-06
| 2017/18 | 4/07/2017 | PLANNED | 410 | 12 | 34.1667 | 0.00051635 | 1.5113e-05
| 2017/18 | 4/07/2017 | PLANNED | 105 | 3 | 35 | 0.00013224 | 3.7782e-06
| 2017/18 | 4/07/2017 | PLANNED | 488 | 14 | 34.8571 | 0.00061458 | 1.7631e-05
| 2017/18 | 4/07/2017 | PLANNED | 25 | 1 | 25 | 3.1485e-05 | 1.2594e-06
| 2017/18 | 4/07/2017 | PLANNED | 40 | 1 | 40 | 5.0375e-05 | 1.2594e-06
| 2017/18 | 4/07/2017 | PLANNED | 16 | 2 | 8 | 2.015e-05 | 2.5188e-06
| 2017/18 | 4/07/2017 | PLANNED | 20 | 2 | 10 | 2.5188e-05 | 2.5188e-06
| 2017/18 | 5/07/2017 | PLANNED | 1442 | 14 | 103 | 0.001816 | 1.7631e-05
| 2017/18 | 5/07/2017 | PLANNED | 26274 | 75 | 350.32 | 0.033089 | 9.4454e-05
| 2017/18 | 5/07/2017 | PLANNED | 28296 | 72 | 393 | 0.035636 | 9.0676e-05
| 2017/18 | 5/07/2017 | PLANNED | 7579 | 31 | 244.4839 | 0.0095449 | 3.9041e-05
| 2017/18 | 5/07/2017 | PLANNED | 1425 | 15 | 95 | 0.0017946 | 1.8891e-05
| 2017/18 | 5/07/2017 | PLANNED | 13273 | 55 | 241.3273 | 0.016716 | 6.9266e-05
| 2017/18 | 5/07/2017 | PLANNED | 3879 | 12 | 323.25 | 0.0048852 | 1.5113e-05
| 2017/18 | 5/07/2017 | PLANNED | 88164 | 237 | 372 | 0.11103 | 0.00029847
| 2017/18 | 5/07/2017 | PLANNED | 172 | 1 | 172 | 0.00021661 | 1.2594e-06
| 2017/18 | 5/07/2017 | PLANNED | 41 | 1 | 41 | 5.1635e-05 | 1.2594e-06
| 2017/18 | 5/07/2017 | PLANNED | 7296 | 48 | 152 | 0.0091885 | 6.0451e-05
| 2017/18 | 5/07/2017 | PLANNED | 400 | 2 | 200 | 0.00050375 | 2.5188e-06
| 2017/18 | 5/07/2017 | PLANNED | 64 | 2 | 32 | 8.0601e-05 | 2.5188e-06
| 2017/18 | 5/07/2017 | PLANNED | 4250 | 34 | 125 | 0.0053524 | 4.2819e-05
| 2017/18 | 5/07/2017 | PLANNED | 360 | 3 | 120 | 0.00045338 | 3.7782e-06
| 2017/18 | 5/07/2017 | PLANNED | 50 | 1 | 50 | 6.2969e-05 | 1.2594e-06
| 2017/18 | 5/07/2017 | PLANNED | 20 | 1 | 20 | 2.5188e-05 | 1.2594e-06
| 2017/18 | 5/07/2017 | PLANNED | 170 | 2 | 85 | 0.0002141 | 2.5188e-06
| 2017/18 | 6/07/2017 | PLANNED | 450 | 10 | 45 | 0.00056672 | 1.2594e-05
| 2017/18 | 6/07/2017 | PLANNED | 8283 | 32 | 258.8438 | 0.010431 | 4.03e-05
| 2017/18 | 6/07/2017 | PLANNED | 65156 | 182 | 358 | 0.082057 | 0.00022921
| 2017/18 | 6/07/2017 | PLANNED | 32868 | 99 | 332 | 0.041393 | 0.00012468
| 2017/18 | 6/07/2017 | PLANNED | 85026 | 222 | 383 | 0.10708 | 0.00027958
| 2017/18 | 6/07/2017 | PLANNED | 12056 | 35 | 344.4571 | 0.015183 | 4.4078e-05
| 2017/18 | 6/07/2017 | PLANNED | 29766 | 78 | 381.6154 | 0.037487 | 9.8232e-05
| 2017/18 | 6/07/2017 | PLANNED | 56 | 7 | 8 | 7.0526e-05 | 8.8157e-06
| 2017/18 | 6/07/2017 | PLANNED | 22075 | 107 | 206.3084 | 0.027801 | 0.00013475
| 2017/18 | 6/07/2017 | PLANNED | 39137 | 95 | 411.9684 | 0.049289 | 0.00011964
| 2017/18 | 6/07/2017 | PLANNED | 6752 | 32 | 211 | 0.0085034 | 4.03e-05
| 2017/18 | 6/07/2017 | PLANNED | 2776 | 8 | 347 | 0.0034961 | 1.0075e-05
| 2017/18 | 6/07/2017 | PLANNED | 10545 | 37 | 285 | 0.01328 | 4.6597e-05
| 2017/18 | 6/07/2017 | PLANNED | 40 | 2 | 20 | 5.0375e-05 | 2.5188e-06
| 2017/18 | 6/07/2017 | PLANNED | 1940 | 10 | 194 | 0.0024432 | 1.2594e-05
| 2017/18 | 6/07/2017 | PLANNED | 810 | 6 | 135 | 0.0010201 | 7.5563e-06
| 2017/18 | 6/07/2017 | PLANNED | 6960 | 198 | 35.1515 | 0.0087653 | 0.00024936
| 2017/18 | 6/07/2017 | PLANNED | 10812 | 68 | 159 | 0.013616 | 8.5638e-05
| 2017/18 | 6/07/2017 | PLANNED | 330 | 2 | 165 | 0.0004156 | 2.5188e-06
| 2017/18 | 6/07/2017 | PLANNED | 45 | 1 | 45 | 5.6672e-05 | 1.2594e-06
| 2017/18 | 6/07/2017 | PLANNED | 402 | 2 | 201 | 0.00050627 | 2.5188e-06
| 2017/18 | 6/07/2017 | PLANNED | 57 | 1 | 57 | 7.1785e-05 | 1.2594e-06
| 2017/18 | 6/07/2017 | PLANNED | 2159 | 17 | 127 | 0.002719 | 2.141e-05
| 2017/18 | 6/07/2017 | PLANNED | 60 | 2 | 30 | 7.5563e-05 | 2.5188e-06
| 2017/18 | 6/07/2017 | PLANNED | 336 | 2 | 168 | 0.00042315 | 2.5188e-06
| 2017/18 | 6/07/2017 | PLANNED | 540 | 6 | 90 | 0.00068007 | 7.5563e-06
| 2017/18 | 6/07/2017 | PLANNED | 182 | 6 | 30.3333 | 0.00022921 | 7.5563e-06
| 2017/18 | 6/07/2017 | PLANNED | 88 | 1 | 88 | 0.00011083 | 1.2594e-06
| 2017/18 | 7/07/2017 | PLANNED | 246 | 3 | 82 | 0.00030981 | 3.7782e-06
| 2017/18 | 7/07/2017 | PLANNED | 9994 | 38 | 263 | 0.012586 | 4.7857e-05
| 2017/18 | 7/07/2017 | PLANNED | 774 | 2 | 387 | 0.00097476 | 2.5188e-06
| 2017/18 | 7/07/2017 | PLANNED | 925 | 5 | 185 | 0.0011649 | 6.2969e-06
| 2017/18 | 7/07/2017 | PLANNED | 5880 | 21 | 280 | 0.0074052 | 2.6447e-05
| 2017/18 | 7/07/2017 | PLANNED | 900 | 6 | 150 | 0.0011334 | 7.5563e-06
| 2017/18 | 7/07/2017 | PLANNED | 1462 | 17 | 86 | 0.0018412 | 2.141e-05
| 2017/18 | 7/07/2017 | PLANNED | 75871 | 225 | 337.2044 | 0.095551 | 0.00028336
| 2017/18 | 7/07/2017 | PLANNED | 12136 | 37 | 328 | 0.015284 | 4.6597e-05
| 2017/18 | 7/07/2017 | PLANNED | 58 | 2 | 29 | 7.3044e-05 | 2.5188e-06
| 2017/18 | 7/07/2017 | PLANNED | 345 | 23 | 15 | 0.00043449 | 2.8966e-05
| 2017/18 | 7/07/2017 | PLANNED | 590 | 2 | 295 | 0.00074304 | 2.5188e-06
| 2017/18 | 7/07/2017 | PLANNED | 19200 | 60 | 320 | 0.02418 | 7.5563e-05
| 2017/18 | 7/07/2017 | PLANNED | 64082 | 179 | 358 | 0.080704 | 0.00022543
| 2017/18 | 7/07/2017 | PLANNED | 27120 | 240 | 113 | 0.034155 | 0.00030225
| 2017/18 | 7/07/2017 | PLANNED | 3540 | 12 | 295 | 0.0044582 | 1.5113e-05
| 2017/18 | 7/07/2017 | PLANNED | 44 | 1 | 44 | 5.5413e-05 | 1.2594e-06
| 2017/18 | 7/07/2017 | PLANNED | 5456 | 31 | 176 | 0.0068712 | 3.9041e-05
| 2017/18 | 7/07/2017 | PLANNED | 16 | 1 | 16 | 2.015e-05 | 1.2594e-06
| 2017/18 | 7/07/2017 | PLANNED | 238 | 2 | 119 | 0.00029973 | 2.5188e-06
| 2017/18 | 7/07/2017 | PLANNED | 406 | 7 | 58 | 0.00051131 | 8.8157e-06
| 2017/18 | 7/07/2017 | PLANNED | 55 | 1 | 55 | 6.9266e-05 | 1.2594e-06
| 2017/18 | 7/07/2017 | PLANNED | 375 | 3 | 125 | 0.00047227 | 3.7782e-06
| 2017/18 | 7/07/2017 | PLANNED | 935 | 17 | 55 | 0.0011775 | 2.141e-05
| 2017/18 | 7/07/2017 | PLANNED | 37 | 1 | 37 | 4.6597e-05 | 1.2594e-06
| 2017/18 | 7/07/2017 | PLANNED | 330 | 33 | 10 | 0.0004156 | 4.156e-05
| 2017/18 | 7/07/2017 | PLANNED | 6 | 2 | 3 | 7.5563e-06 | 2.5188e-06
| 2017/18 | 8/07/2017 | PLANNED | 300 | 1 | 300 | 0.00037782 | 1.2594e-06
| 2017/18 | 8/07/2017 | PLANNED | 3114 | 6 | 519 | 0.0039217 | 7.5563e-06
| 2017/18 | 9/07/2017 | PLANNED | 868 | 4 | 217 | 0.0010931 | 5.0375e-06
| 2017/18 | 9/07/2017 | PLANNED | 13464 | 51 | 264 | 0.016956 | 6.4229e-05
| 2017/18 | 9/07/2017 | PLANNED | 236 | 2 | 118 | 0.00029721 | 2.5188e-06
| 2017/18 | 9/07/2017 | PLANNED | 23249 | 137 | 169.7007 | 0.029279 | 0.00017254
| 2017/18 | 9/07/2017 | PLANNED | 457200 | 1143 | 400 | 0.57579 | 0.0014395
| 2017/18 | 9/07/2017 | PLANNED | 94200 | 300 | 314 | 0.11863 | 0.00037782
| 2017/18 | 9/07/2017 | PLANNED | 600 | 8 | 75 | 0.00075563 | 1.0075e-05
| 2017/18 | 9/07/2017 | PLANNED | 504 | 12 | 42 | 0.00063473 | 1.5113e-05
| 2017/18 | 9/07/2017 | PLANNED | 67 | 1 | 67 | 8.4379e-05 | 1.2594e-06
| 2017/18 | 9/07/2017 | PLANNED | 15826 | 82 | 193 | 0.019931 | 0.00010327
| 2017/18 | 9/07/2017 | PLANNED | 147 | 3 | 49 | 0.00018513 | 3.7782e-06
| 2017/18 | 9/07/2017 | PLANNED | 172216 | 1672 | 103 | 0.21689 | 0.0021057
| 2017/18 | 10/07/2017 | PLANNED | 512 | 8 | 64 | 0.00064481 | 1.0075e-05
| 2017/18 | 10/07/2017 | PLANNED | 30704 | 85 | 361.2235 | 0.038668 | 0.00010705
| 2017/18 | 10/07/2017 | PLANNED | 1352 | 13 | 104 | 0.0017027 | 1.6372e-05
| 2017/18 | 10/07/2017 | PLANNED | 1080 | 20 | 54 | 0.0013601 | 2.5188e-05
| 2017/18 | 10/07/2017 | PLANNED | 195 | 3 | 65 | 0.00024558 | 3.7782e-06
| 2017/18 | 10/07/2017 | PLANNED | 55 | 2 | 27.5 | 6.9266e-05 | 2.5188e-06
| 2017/18 | 10/07/2017 | PLANNED | 4880 | 20 | 244 | 0.0061458 | 2.5188e-05
| 2017/18 | 10/07/2017 | PLANNED | 1465 | 4 | 366.25 | 0.001845 | 5.0375e-06
| 2017/18 | 10/07/2017 | PLANNED | 13275 | 45 | 295 | 0.016718 | 5.6672e-05
| 2017/18 | 10/07/2017 | PLANNED | 26730 | 81 | 330 | 0.033663 | 0.00010201
| 2017/18 | 10/07/2017 | PLANNED | 1520 | 8 | 190 | 0.0019143 | 1.0075e-05
| 2017/18 | 10/07/2017 | PLANNED | 9536 | 32 | 298 | 0.01201 | 4.03e-05
| 2017/18 | 10/07/2017 | PLANNED | 1036 | 7 | 148 | 0.0013047 | 8.8157e-06
| 2017/18 | 10/07/2017 | PLANNED | 160 | 4 | 40 | 0.0002015 | 5.0375e-06
| 2017/18 | 10/07/2017 | PLANNED | 660 | 6 | 110 | 0.00083119 | 7.5563e-06
| 2017/18 | 10/07/2017 | PLANNED | 30 | 3 | 10 | 3.7782e-05 | 3.7782e-06
| 2017/18 | 10/07/2017 | PLANNED | 27100 | 100 | 271 | 0.034129 | 0.00012594
| 2017/18 | 10/07/2017 | PLANNED | 42 | 3 | 14 | 5.2894e-05 | 3.7782e-06
| 2017/18 | 10/07/2017 | PLANNED | 70 | 1 | 70 | 8.8157e-05 | 1.2594e-06
| 2017/18 | 10/07/2017 | PLANNED | 648 | 12 | 54 | 0.00081608 | 1.5113e-05
| 2017/18 | 10/07/2017 | PLANNED | 50 | 1 | 50 | 6.2969e-05 | 1.2594e-06
| 2017/18 | 10/07/2017 | PLANNED | 50 | 2 | 25 | 6.2969e-05 | 2.5188e-06
| 2017/18 | 10/07/2017 | PLANNED | 8325 | 45 | 185 | 0.010484 | 5.6672e-05
| 2017/18 | 10/07/2017 | PLANNED | 120 | 1 | 120 | 0.00015113 | 1.2594e-06
| 2017/18 | 10/07/2017 | PLANNED | 40 | 1 | 40 | 5.0375e-05 | 1.2594e-06
| 2017/18 | 10/07/2017 | PLANNED | 44 | 2 | 22 | 5.5413e-05 | 2.5188e-06
| 2017/18 | 10/07/2017 | PLANNED | 166 | 2 | 83 | 0.00020906 | 2.5188e-06
| 2017/18 | 10/07/2017 | PLANNED | 72 | 1 | 72 | 9.0676e-05 | 1.2594e-06
| 2017/18 | 10/07/2017 | PLANNED | 171 | 3 | 57 | 0.00021535 | 3.7782e-06
| 2017/18 | 10/07/2017 | PLANNED | 45 | 3 | 15 | 5.6672e-05 | 3.7782e-06
| 2017/18 | 10/07/2017 | PLANNED | 100 | 2 | 50 | 0.00012594 | 2.5188e-06
| 2017/18 | 11/07/2017 | PLANNED | 20 | 1 | 20 | 2.5188e-05 | 1.2594e-06
| 2017/18 | 11/07/2017 | PLANNED | 18928 | 56 | 338 | 0.023838 | 7.0526e-05
| 2017/18 | 11/07/2017 | PLANNED | 5675 | 17 | 333.8235 | 0.007147 | 2.141e-05
| 2017/18 | 11/07/2017 | PLANNED | 9514 | 62 | 153.4516 | 0.011982 | 7.8082e-05
| 2017/18 | 11/07/2017 | PLANNED | 117490 | 310 | 379 | 0.14797 | 0.00039041
| 2017/18 | 11/07/2017 | PLANNED | 718 | 118 | 6.0847 | 0.00090424 | 0.00014861
| 2017/18 | 11/07/2017 | PLANNED | 2730 | 15 | 182 | 0.0034381 | 1.8891e-05
| 2017/18 | 11/07/2017 | PLANNED | 10980 | 45 | 244 | 0.013828 | 5.6672e-05
| 2017/18 | 11/07/2017 | PLANNED | 202 | 2 | 101 | 0.0002544 | 2.5188e-06
| 2017/18 | 11/07/2017 | PLANNED | 12390 | 42 | 295 | 0.015604 | 5.2894e-05
| 2017/18 | 11/07/2017 | PLANNED | 18361 | 61 | 301 | 0.023124 | 7.6823e-05
| 2017/18 | 11/07/2017 | PLANNED | 5886 | 18 | 327 | 0.0074127 | 2.2669e-05
| 2017/18 | 11/07/2017 | PLANNED | 50 | 2 | 25 | 6.2969e-05 | 2.5188e-06
| 2017/18 | 11/07/2017 | PLANNED | 17262 | 63 | 274 | 0.02174 | 7.9341e-05
| 2017/18 | 11/07/2017 | PLANNED | 34 | 1 | 34 | 4.2819e-05 | 1.2594e-06
| 2017/18 | 11/07/2017 | PLANNED | 51381 | 201 | 255.6269 | 0.064708 | 0.00025314
| 2017/18 | 11/07/2017 | PLANNED | 915 | 3 | 305 | 0.0011523 | 3.7782e-06
| 2017/18 | 11/07/2017 | PLANNED | 318 | 53 | 6 | 0.00040048 | 6.6747e-05
| 2017/18 | 11/07/2017 | PLANNED | 482 | 2 | 241 | 0.00060702 | 2.5188e-06
| 2017/18 | 11/07/2017 | PLANNED | 48 | 6 | 8 | 6.0451e-05 | 7.5563e-06
| 2017/18 | 11/07/2017 | PLANNED | 44 | 2 | 22 | 5.5413e-05 | 2.5188e-06
| 2017/18 | 11/07/2017 | PLANNED | 480 | 4 | 120 | 0.00060451 | 5.0375e-06
| 2017/18 | 11/07/2017 | PLANNED | 37 | 1 | 37 | 4.6597e-05 | 1.2594e-06
| 2017/18 | 11/07/2017 | PLANNED | 120 | 2 | 60 | 0.00015113 | 2.5188e-06
| 2017/18 | 11/07/2017 | PLANNED | 98 | 5 | 19.6 | 0.00012342 | 6.2969e-06
| 2017/18 | 11/07/2017 | PLANNED | 408 | 8 | 51 | 0.00051383 | 1.0075e-05
| 2017/18 | 11/07/2017 | PLANNED | 720 | 8 | 90 | 0.00090676 | 1.0075e-05
| 2017/18 | 11/07/2017 | PLANNED | 48706 | 497 | 98 | 0.06134 | 0.00062591
| 2017/18 | 12/07/2017 | PLANNED | 206 | 1 | 206 | 0.00025943 | 1.2594e-06
| 2017/18 | 12/07/2017 | PLANNED | 6591 | 39 | 169 | 0.0083006 | 4.9116e-05
| 2017/18 | 12/07/2017 | PLANNED | 5120 | 16 | 320 | 0.0064481 | 2.015e-05
| 2017/18 | 12/07/2017 | PLANNED | 62250 | 150 | 415 | 0.078397 | 0.00018891
| 2017/18 | 12/07/2017 | PLANNED | 2478 | 6 | 413 | 0.0031208 | 7.5563e-06
| 2017/18 | 12/07/2017 | PLANNED | 504 | 6 | 84 | 0.00063473 | 7.5563e-06
| 2017/18 | 12/07/2017 | PLANNED | 8990 | 64 | 140.4688 | 0.011322 | 8.0601e-05
| 2017/18 | 12/07/2017 | PLANNED | 3828 | 12 | 319 | 0.0048209 | 1.5113e-05
| 2017/18 | 12/07/2017 | PLANNED | 200 | 4 | 50 | 0.00025188 | 5.0375e-06
| 2017/18 | 12/07/2017 | PLANNED | 2205 | 7 | 315 | 0.0027769 | 8.8157e-06
| 2017/18 | 12/07/2017 | PLANNED | 11600 | 40 | 290 | 0.014609 | 5.0375e-05
| 2017/18 | 12/07/2017 | PLANNED | 18375 | 49 | 375 | 0.023141 | 6.171e-05
| 2017/18 | 12/07/2017 | PLANNED | 27714 | 149 | 186 | 0.034903 | 0.00018765
| 2017/18 | 12/07/2017 | PLANNED | 1504 | 47 | 32 | 0.0018941 | 5.9191e-05
| 2017/18 | 12/07/2017 | PLANNED | 15912 | 117 | 136 | 0.020039 | 0.00014735
| 2017/18 | 12/07/2017 | PLANNED | 80 | 2 | 40 | 0.00010075 | 2.5188e-06
| 2017/18 | 12/07/2017 | PLANNED | 360 | 4 | 90 | 0.00045338 | 5.0375e-06
| 2017/18 | 12/07/2017 | PLANNED | 8580 | 39 | 220 | 0.010806 | 4.9116e-05
| 2017/18 | 12/07/2017 | PLANNED | 2475 | 11 | 225 | 0.003117 | 1.3853e-05
| 2017/18 | 12/07/2017 | PLANNED | 2070 | 23 | 90 | 0.0026069 | 2.8966e-05
| 2017/18 | 12/07/2017 | PLANNED | 72 | 2 | 36 | 9.0676e-05 | 2.5188e-06
| 2017/18 | 12/07/2017 | PLANNED | 120 | 4 | 30 | 0.00015113 | 5.0375e-06
| 2017/18 | 12/07/2017 | PLANNED | 450 | 3 | 150 | 0.00056672 | 3.7782e-06
| 2017/18 | 12/07/2017 | PLANNED | 113 | 1 | 113 | 0.00014231 | 1.2594e-06
| 2017/18 | 12/07/2017 | PLANNED | 3 | 1 | 3 | 3.7782e-06 | 1.2594e-06
| 2017/18 | 12/07/2017 | PLANNED | 120 | 3 | 40 | 0.00015113 | 3.7782e-06
| 2017/18 | 13/07/2017 | PLANNED | 562 | 1 | 562 | 0.00070777 | 1.2594e-06
| 2017/18 | 13/07/2017 | PLANNED | 803 | 11 | 73 | 0.0010113 | 1.3853e-05
| 2017/18 | 13/07/2017 | PLANNED | 315 | 1 | 315 | 0.00039671 | 1.2594e-06
| 2017/18 | 13/07/2017 | PLANNED | 155 | 1 | 155 | 0.0001952 | 1.2594e-06
| 2017/18 | 13/07/2017 | PLANNED | 32 | 1 | 32 | 4.03e-05 | 1.2594e-06
| 2017/18 | 13/07/2017 | PLANNED | 2853 | 9 | 317 | 0.003593 | 1.1334e-05
| 2017/18 | 13/07/2017 | PLANNED | 225 | 3 | 75 | 0.00028336 | 3.7782e-06
| 2017/18 | 13/07/2017 | PLANNED | 7800 | 39 | 200 | 0.0098232 | 4.9116e-05
| 2017/18 | 13/07/2017 | PLANNED | 1760 | 4 | 440 | 0.0022165 | 5.0375e-06
| 2017/18 | 13/07/2017 | PLANNED | 11151 | 27 | 413 | 0.014043 | 3.4003e-05
| 2017/18 | 13/07/2017 | PLANNED | 3770 | 13 | 290 | 0.0047479 | 1.6372e-05
| 2017/18 | 13/07/2017 | PLANNED | 41895 | 171 | 245 | 0.052762 | 0.00021535
| 2017/18 | 13/07/2017 | PLANNED | 23548 | 116 | 203 | 0.029656 | 0.00014609
| 2017/18 | 13/07/2017 | PLANNED | 41328 | 126 | 328 | 0.052048 | 0.00015868
| 2017/18 | 13/07/2017 | PLANNED | 8360 | 44 | 190 | 0.010528 | 5.5413e-05
| 2017/18 | 13/07/2017 | PLANNED | 25280 | 79 | 320 | 0.031837 | 9.9491e-05
| 2017/18 | 13/07/2017 | PLANNED | 4935 | 15 | 329 | 0.0062151 | 1.8891e-05
| 2017/18 | 13/07/2017 | PLANNED | 5205 | 15 | 347 | 0.0065551 | 1.8891e-05
| 2017/18 | 13/07/2017 | PLANNED | 40338 | 243 | 166 | 0.050801 | 0.00030603
| 2017/18 | 13/07/2017 | PLANNED | 15917 | 73 | 218.0411 | 0.020046 | 9.1935e-05
| 2017/18 | 13/07/2017 | PLANNED | 20250 | 75 | 270 | 0.025503 | 9.4454e-05
| 2017/18 | 13/07/2017 | PLANNED | 14260 | 46 | 310 | 0.017959 | 5.7932e-05
| 2017/18 | 13/07/2017 | PLANNED | 3380 | 13 | 260 | 0.0042567 | 1.6372e-05
| 2017/18 | 13/07/2017 | PLANNED | 243 | 3 | 81 | 0.00030603 | 3.7782e-06
| 2017/18 | 13/07/2017 | PLANNED | 10 | 1 | 10 | 1.2594e-05 | 1.2594e-06
| 2017/18 | 13/07/2017 | PLANNED | 174 | 29 | 6 | 0.00021913 | 3.6522e-05
| 2017/18 | 13/07/2017 | PLANNED | 6600 | 40 | 165 | 0.0083119 | 5.0375e-05
| 2017/18 | 13/07/2017 | PLANNED | 548 | 4 | 137 | 0.00069014 | 5.0375e-06
| 2017/18 | 13/07/2017 | PLANNED | 6912 | 48 | 144 | 0.0087049 | 6.0451e-05
| 2017/18 | 13/07/2017 | PLANNED | 640 | 8 | 80 | 0.00080601 | 1.0075e-05
| 2017/18 | 13/07/2017 | PLANNED | 76 | 2 | 38 | 9.5713e-05 | 2.5188e-06
| 2017/18 | 13/07/2017 | PLANNED | 368 | 4 | 92 | 0.00046345 | 5.0375e-06
| 2017/18 | 13/07/2017 | PLANNED | 112 | 1 | 112 | 0.00014105 | 1.2594e-06
| 2017/18 | 14/07/2017 | PLANNED | 115 | 1 | 115 | 0.00014483 | 1.2594e-06
| 2017/18 | 14/07/2017 | PLANNED | 2768 | 8 | 346 | 0.003486 | 1.0075e-05
| 2017/18 | 14/07/2017 | PLANNED | 22540 | 161 | 140 | 0.028387 | 0.00020276
| 2017/18 | 14/07/2017 | PLANNED | 90 | 1 | 90 | 0.00011334 | 1.2594e-06
| 2017/18 | 14/07/2017 | PLANNED | 8502 | 39 | 218 | 0.010707 | 4.9116e-05
| 2017/18 | 14/07/2017 | PLANNED | 4640 | 16 | 290 | 0.0058435 | 2.015e-05
| 2017/18 | 14/07/2017 | PLANNED | 5740 | 28 | 205 | 0.0072289 | 3.5263e-05
| 2017/18 | 14/07/2017 | PLANNED | 23895 | 81 | 295 | 0.030093 | 0.00010201
| 2017/18 | 14/07/2017 | PLANNED | 2850 | 10 | 285 | 0.0035892 | 1.2594e-05
| 2017/18 | 14/07/2017 | PLANNED | 6820 | 31 | 220 | 0.008589 | 3.9041e-05
| 2017/18 | 14/07/2017 | PLANNED | 34138 | 169 | 202 | 0.042993 | 0.00021284
| 2017/18 | 14/07/2017 | PLANNED | 4541 | 30 | 151.3667 | 0.0057189 | 3.7782e-05
| 2017/18 | 14/07/2017 | PLANNED | 95 | 1 | 95 | 0.00011964 | 1.2594e-06
| 2017/18 | 14/07/2017 | PLANNED | 100233 | 333 | 301 | 0.12623 | 0.00041938
| 2017/18 | 14/07/2017 | PLANNED | 200 | 20 | 10 | 0.00025188 | 2.5188e-05
| 2017/18 | 14/07/2017 | PLANNED | 300 | 1 | 300 | 0.00037782 | 1.2594e-06
| 2017/18 | 14/07/2017 | PLANNED | 2240 | 16 | 140 | 0.002821 | 2.015e-05
| 2017/18 | 14/07/2017 | PLANNED | 4060 | 29 | 140 | 0.0051131 | 3.6522e-05
| 2017/18 | 14/07/2017 | PLANNED | 332 | 4 | 83 | 0.00041812 | 5.0375e-06
| 2017/18 | 14/07/2017 | PLANNED | 39 | 3 | 13 | 4.9116e-05 | 3.7782e-06
| 2017/18 | 14/07/2017 | PLANNED | 84 | 2 | 42 | 0.00010579 | 2.5188e-06
| 2017/18 | 14/07/2017 | PLANNED | 64 | 4 | 16 | 8.0601e-05 | 5.0375e-06
| 2017/18 | 14/07/2017 | PLANNED | 33 | 1 | 33 | 4.156e-05 | 1.2594e-06
| 2017/18 | 14/07/2017 | PLANNED | 28 | 1 | 28 | 3.5263e-05 | 1.2594e-06
| 2017/18 | 14/07/2017 | PLANNED | 22 | 1 | 22 | 2.7706e-05 | 1.2594e-06
| 2017/18 | 14/07/2017 | PLANNED | 60 | 1 | 60 | 7.5563e-05 | 1.2594e-06
| 2017/18 | 14/07/2017 | PLANNED | 10 | 2 | 5 | 1.2594e-05 | 2.5188e-06
| 2017/18 | 15/07/2017 | PLANNED | 554 | 2 | 277 | 0.0006977 | 2.5188e-06
| 2017/18 | 16/07/2017 | PLANNED | 3794 | 14 | 271 | 0.0047781 | 1.7631e-05
| 2017/18 | 16/07/2017 | PLANNED | 133632 | 348 | 384 | 0.16829 | 0.00043827
| 2017/18 | 16/07/2017 | PLANNED | 294 | 3 | 98 | 0.00037026 | 3.7782e-06
| 2017/18 | 16/07/2017 | PLANNED | 81 | 1 | 81 | 0.00010201 | 1.2594e-06
| 2017/18 | 17/07/2017 | PLANNED | 400 | 2 | 200 | 0.00050375 | 2.5188e-06
| 2017/18 | 17/07/2017 | PLANNED | 14307 | 57 | 251 | 0.018018 | 7.1785e-05
| 2017/18 | 17/07/2017 | PLANNED | 5355 | 23 | 232.8261 | 0.006744 | 2.8966e-05
| 2017/18 | 17/07/2017 | PLANNED | 2030 | 7 | 290 | 0.0025566 | 8.8157e-06
| 2017/18 | 17/07/2017 | PLANNED | 54417 | 187 | 291 | 0.068532 | 0.00023551
| 2017/18 | 17/07/2017 | PLANNED | 5920 | 32 | 185 | 0.0074556 | 4.03e-05
| 2017/18 | 17/07/2017 | PLANNED | 1200 | 10 | 120 | 0.0015113 | 1.2594e-05
| 2017/18 | 17/07/2017 | PLANNED | 1236 | 12 | 103 | 0.0015566 | 1.5113e-05
| 2017/18 | 17/07/2017 | PLANNED | 184 | 4 | 46 | 0.00023173 | 5.0375e-06
| 2017/18 | 17/07/2017 | PLANNED | 20 | 1 | 20 | 2.5188e-05 | 1.2594e-06
| 2017/18 | 17/07/2017 | PLANNED | 220 | 9 | 24.4444 | 0.00027706 | 1.1334e-05
| 2017/18 | 18/07/2017 | PLANNED | 9922 | 66 | 150.3333 | 0.012496 | 8.3119e-05
| 2017/18 | 18/07/2017 | PLANNED | 54858 | 123 | 446 | 0.069087 | 0.0001549
| 2017/18 | 18/07/2017 | PLANNED | 8075 | 22 | 367.0455 | 0.01017 | 2.7706e-05
| 2017/18 | 18/07/2017 | PLANNED | 24978 | 69 | 362 | 0.031457 | 8.6898e-05
| 2017/18 | 18/07/2017 | PLANNED | 13775 | 67 | 205.597 | 0.017348 | 8.4379e-05
| 2017/18 | 18/07/2017 | PLANNED | 46605 | 141 | 330.5319 | 0.058694 | 0.00017757
| 2017/18 | 18/07/2017 | PLANNED | 2750 | 10 | 275 | 0.0034633 | 1.2594e-05
| 2017/18 | 18/07/2017 | PLANNED | 8262 | 27 | 306 | 0.010405 | 3.4003e-05
| 2017/18 | 18/07/2017 | PLANNED | 363017 | 1555 | 233.4514 | 0.45718 | 0.0019583
| 2017/18 | 18/07/2017 | PLANNED | 40 | 2 | 20 | 5.0375e-05 | 2.5188e-06
| 2017/18 | 18/07/2017 | PLANNED | 8940 | 30 | 298 | 0.011259 | 3.7782e-05
| 2017/18 | 18/07/2017 | PLANNED | 308 | 2 | 154 | 0.00038789 | 2.5188e-06
| 2017/18 | 18/07/2017 | PLANNED | 30 | 2 | 15 | 3.7782e-05 | 2.5188e-06
| 2017/18 | 18/07/2017 | PLANNED | 1280 | 4 | 320 | 0.001612 | 5.0375e-06
| 2017/18 | 18/07/2017 | PLANNED | 23180 | 76 | 305 | 0.029193 | 9.5713e-05
| 2017/18 | 18/07/2017 | PLANNED | 278 | 2 | 139 | 0.00035011 | 2.5188e-06
| 2017/18 | 18/07/2017 | PLANNED | 80 | 2 | 40 | 0.00010075 | 2.5188e-06
| 2017/18 | 18/07/2017 | PLANNED | 440 | 12 | 36.6667 | 0.00055413 | 1.5113e-05
| 2017/18 | 18/07/2017 | PLANNED | 8478 | 54 | 157 | 0.010677 | 6.8007e-05
| 2017/18 | 19/07/2017 | PLANNED | 1340 | 67 | 20 | 0.0016876 | 8.4379e-05
| 2017/18 | 19/07/2017 | PLANNED | 90 | 2 | 45 | 0.00011334 | 2.5188e-06
| 2017/18 | 19/07/2017 | PLANNED | 3230 | 19 | 170 | 0.0040678 | 2.3928e-05
| 2017/18 | 19/07/2017 | PLANNED | 8720 | 40 | 218 | 0.010982 | 5.0375e-05
| 2017/18 | 19/07/2017 | PLANNED | 12160 | 32 | 380 | 0.015314 | 4.03e-05
| 2017/18 | 19/07/2017 | PLANNED | 74124 | 284 | 261 | 0.093351 | 0.00035767
| 2017/18 | 19/07/2017 | PLANNED | 16549 | 67 | 247 | 0.020842 | 8.4379e-05
| 2017/18 | 19/07/2017 | PLANNED | 176 | 1 | 176 | 0.00022165 | 1.2594e-06
| 2017/18 | 19/07/2017 | PLANNED | 2070 | 6 | 345 | 0.0026069 | 7.5563e-06
| 2017/18 | 19/07/2017 | PLANNED | 5175 | 15 | 345 | 0.0065173 | 1.8891e-05
| 2017/18 | 19/07/2017 | PLANNED | 261 | 3 | 87 | 0.0003287 | 3.7782e-06
| 2017/18 | 19/07/2017 | PLANNED | 50 | 2 | 25 | 6.2969e-05 | 2.5188e-06
| 2017/18 | 19/07/2017 | PLANNED | 6336 | 36 | 176 | 0.0079795 | 4.5338e-05
| 2017/18 | 19/07/2017 | PLANNED | 420 | 4 | 105 | 0.00052894 | 5.0375e-06
| 2017/18 | 19/07/2017 | PLANNED | 7475 | 25 | 299 | 0.0094139 | 3.1485e-05
| 2017/18 | 19/07/2017 | PLANNED | 10 | 2 | 5 | 1.2594e-05 | 2.5188e-06
| 2017/18 | 19/07/2017 | PLANNED | 89112 | 376 | 237 | 0.11223 | 0.00047353
| 2017/18 | 19/07/2017 | PLANNED | 40 | 2 | 20 | 5.0375e-05 | 2.5188e-06
| 2017/18 | 19/07/2017 | PLANNED | 786 | 3 | 262 | 0.00098988 | 3.7782e-06
| 2017/18 | 19/07/2017 | PLANNED | 36 | 2 | 18 | 4.5338e-05 | 2.5188e-06
| 2017/18 | 19/07/2017 | PLANNED | 20 | 1 | 20 | 2.5188e-05 | 1.2594e-06
| 2017/18 | 19/07/2017 | PLANNED | 40 | 1 | 40 | 5.0375e-05 | 1.2594e-06
| 2017/18 | 19/07/2017 | PLANNED | 7 | 1 | 7 | 8.8157e-06 | 1.2594e-06
| 2017/18 | 19/07/2017 | PLANNED | 240 | 3 | 80 | 0.00030225 | 3.7782e-06
| 2017/18 | 19/07/2017 | PLANNED | 60 | 2 | 30 | 7.5563e-05 | 2.5188e-06
| 2017/18 | 19/07/2017 | PLANNED | 48 | 2 | 24 | 6.0451e-05 | 2.5188e-06
| 2017/18 | 19/07/2017 | PLANNED | 133 | 7 | 19 | 0.0001675 | 8.8157e-06
| 2017/18 | 20/07/2017 | PLANNED | 360 | 2 | 180 | 0.00045338 | 2.5188e-06
| 2017/18 | 20/07/2017 | PLANNED | 279 | 1 | 279 | 0.00035137 | 1.2594e-06
| 2017/18 | 20/07/2017 | PLANNED | 11368 | 49 | 232 | 0.014317 | 6.171e-05
| 2017/18 | 20/07/2017 | PLANNED | 2826 | 18 | 157 | 0.003559 | 2.2669e-05
| 2017/18 | 20/07/2017 | PLANNED | 27390 | 83 | 330 | 0.034495 | 0.00010453
| 2017/18 | 20/07/2017 | PLANNED | 159 | 3 | 53 | 0.00020024 | 3.7782e-06
| 2017/18 | 20/07/2017 | PLANNED | 3264 | 17 | 192 | 0.0041106 | 2.141e-05
| 2017/18 | 20/07/2017 | PLANNED | 2250 | 15 | 150 | 0.0028336 | 1.8891e-05
| 2017/18 | 20/07/2017 | PLANNED | 532 | 2 | 266 | 0.00066999 | 2.5188e-06
| 2017/18 | 20/07/2017 | PLANNED | 14965 | 41 | 365 | 0.018847 | 5.1635e-05
| 2017/18 | 20/07/2017 | PLANNED | 5510 | 58 | 95 | 0.0069392 | 7.3044e-05
| 2017/18 | 20/07/2017 | PLANNED | 360 | 4 | 90 | 0.00045338 | 5.0375e-06
| 2017/18 | 20/07/2017 | PLANNED | 30 | 2 | 15 | 3.7782e-05 | 2.5188e-06
| 2017/18 | 20/07/2017 | PLANNED | 9537 | 39 | 244.5385 | 0.012011 | 4.9116e-05
| 2017/18 | 20/07/2017 | PLANNED | 1539 | 9 | 171 | 0.0019382 | 1.1334e-05
| 2017/18 | 20/07/2017 | PLANNED | 195 | 3 | 65 | 0.00024558 | 3.7782e-06
| 2017/18 | 20/07/2017 | PLANNED | 360 | 4 | 90 | 0.00045338 | 5.0375e-06
| 2017/18 | 20/07/2017 | PLANNED | 595 | 7 | 85 | 0.00074933 | 8.8157e-06
| 2017/18 | 20/07/2017 | PLANNED | 840 | 8 | 105 | 0.0010579 | 1.0075e-05
| 2017/18 | 20/07/2017 | PLANNED | 29 | 1 | 29 | 3.6522e-05 | 1.2594e-06
| 2017/18 | 20/07/2017 | PLANNED | 24 | 1 | 24 | 3.0225e-05 | 1.2594e-06
| 2017/18 | 20/07/2017 | PLANNED | 18 | 3 | 6 | 2.2669e-05 | 3.7782e-06
| 2017/18 | 21/07/2017 | PLANNED | 29249 | 85 | 344.1059 | 0.036836 | 0.00010705
| 2017/18 | 21/07/2017 | PLANNED | 992 | 31 | 32 | 0.0012493 | 3.9041e-05
| 2017/18 | 21/07/2017 | PLANNED | 11481 | 43 | 267 | 0.014459 | 5.4154e-05
| 2017/18 | 21/07/2017 | PLANNED | 10920 | 39 | 280 | 0.013752 | 4.9116e-05
| 2017/18 | 21/07/2017 | PLANNED | 195 | 15 | 13 | 0.00024558 | 1.8891e-05
| 2017/18 | 21/07/2017 | PLANNED | 70 | 1 | 70 | 8.8157e-05 | 1.2594e-06
| 2017/18 | 21/07/2017 | PLANNED | 38688 | 124 | 312 | 0.048723 | 0.00015616
| 2017/18 | 21/07/2017 | PLANNED | 40 | 1 | 40 | 5.0375e-05 | 1.2594e-06
| 2017/18 | 21/07/2017 | PLANNED | 5505 | 15 | 367 | 0.0069329 | 1.8891e-05
| 2017/18 | 21/07/2017 | PLANNED | 240 | 1 | 240 | 0.00030225 | 1.2594e-06
| 2017/18 | 21/07/2017 | PLANNED | 336 | 14 | 24 | 0.00042315 | 1.7631e-05
| 2017/18 | 21/07/2017 | PLANNED | 22 | 1 | 22 | 2.7706e-05 | 1.2594e-06
| 2017/18 | 21/07/2017 | PLANNED | 7480 | 44 | 170 | 0.0094202 | 5.5413e-05
| 2017/18 | 21/07/2017 | PLANNED | 35 | 1 | 35 | 4.4078e-05 | 1.2594e-06
| 2017/18 | 21/07/2017 | PLANNED | 54 | 2 | 27 | 6.8007e-05 | 2.5188e-06
| 2017/18 | 21/07/2017 | PLANNED | 30 | 2 | 15 | 3.7782e-05 | 2.5188e-06
| 2017/18 | 21/07/2017 | PLANNED | 92 | 1 | 92 | 0.00011586 | 1.2594e-06
| 2017/18 | 21/07/2017 | PLANNED | 900 | 20 | 45 | 0.0011334 | 2.5188e-05
| 2017/18 | 21/07/2017 | PLANNED | 15 | 1 | 15 | 1.8891e-05 | 1.2594e-06
| 2017/18 | 21/07/2017 | PLANNED | 18 | 2 | 9 | 2.2669e-05 | 2.5188e-06
| 2017/18 | 21/07/2017 | PLANNED | 78 | 6 | 13 | 9.8232e-05 | 7.5563e-06
| 2017/18 | 22/07/2017 | PLANNED | 120 | 4 | 30 | 0.00015113 | 5.0375e-06
| 2017/18 | 23/07/2017 | PLANNED | 1700 | 17 | 100 | 0.002141 | 2.141e-05
| 2017/18 | 23/07/2017 | PLANNED | 34189 | 83 | 411.9157 | 0.043057 | 0.00010453
| 2017/18 | 23/07/2017 | PLANNED | 6080 | 19 | 320 | 0.0076571 | 2.3928e-05
| 2017/18 | 23/07/2017 | PLANNED | 240 | 1 | 240 | 0.00030225 | 1.2594e-06
| 2017/18 | 23/07/2017 | PLANNED | 5133 | 29 | 177 | 0.0064644 | 3.6522e-05
| 2017/18 | 23/07/2017 | PLANNED | 20 | 1 | 20 | 2.5188e-05 | 1.2594e-06
| 2017/18 | 24/07/2017 | PLANNED | 26 | 2 | 13 | 3.2744e-05 | 2.5188e-06
| 2017/18 | 24/07/2017 | PLANNED | 105 | 3 | 35 | 0.00013224 | 3.7782e-06
| 2017/18 | 24/07/2017 | PLANNED | 9315 | 27 | 345 | 0.011731 | 3.4003e-05
| 2017/18 | 24/07/2017 | PLANNED | 143 | 3 | 47.6667 | 0.00018009 | 3.7782e-06
| 2017/18 | 24/07/2017 | PLANNED | 1053 | 9 | 117 | 0.0013261 | 1.1334e-05
| 2017/18 | 24/07/2017 | PLANNED | 765 | 17 | 45 | 0.00096343 | 2.141e-05
| 2017/18 | 24/07/2017 | PLANNED | 330 | 2 | 165 | 0.0004156 | 2.5188e-06
| 2017/18 | 24/07/2017 | PLANNED | 16 | 1 | 16 | 2.015e-05 | 1.2594e-06
| 2017/18 | 24/07/2017 | PLANNED | 4550 | 13 | 350 | 0.0057302 | 1.6372e-05
| 2017/18 | 24/07/2017 | PLANNED | 9880 | 38 | 260 | 0.012443 | 4.7857e-05
| 2017/18 | 24/07/2017 | PLANNED | 175 | 5 | 35 | 0.00022039 | 6.2969e-06
| 2017/18 | 24/07/2017 | PLANNED | 20 | 1 | 20 | 2.5188e-05 | 1.2594e-06
| 2017/18 | 24/07/2017 | PLANNED | 105 | 3 | 35 | 0.00013224 | 3.7782e-06
| 2017/18 | 24/07/2017 | PLANNED | 36 | 2 | 18 | 4.5338e-05 | 2.5188e-06
| 2017/18 | 24/07/2017 | PLANNED | 60 | 2 | 30 | 7.5563e-05 | 2.5188e-06
| 2017/18 | 24/07/2017 | PLANNED | 156 | 2 | 78 | 0.00019646 | 2.5188e-06
| 2017/18 | 24/07/2017 | PLANNED | 30 | 1 | 30 | 3.7782e-05 | 1.2594e-06
| 2017/18 | 24/07/2017 | PLANNED | 70 | 2 | 35 | 8.8157e-05 | 2.5188e-06
| 2017/18 | 24/07/2017 | PLANNED | 50 | 1 | 50 | 6.2969e-05 | 1.2594e-06
| 2017/18 | 24/07/2017 | PLANNED | 60 | 2 | 30 | 7.5563e-05 | 2.5188e-06
| 2017/18 | 24/07/2017 | PLANNED | 75 | 1 | 75 | 9.4454e-05 | 1.2594e-06
| 2017/18 | 25/07/2017 | PLANNED | 960 | 3 | 320 | 0.001209 | 3.7782e-06
| 2017/18 | 25/07/2017 | PLANNED | 450 | 2 | 225 | 0.00056672 | 2.5188e-06
| 2017/18 | 25/07/2017 | PLANNED | 22207 | 53 | 419 | 0.027967 | 6.6747e-05
| 2017/18 | 25/07/2017 | PLANNED | 1460 | 4 | 365 | 0.0018387 | 5.0375e-06
| 2017/18 | 25/07/2017 | PLANNED | 8234 | 23 | 358 | 0.01037 | 2.8966e-05
| 2017/18 | 25/07/2017 | PLANNED | 14122 | 46 | 307 | 0.017785 | 5.7932e-05
| 2017/18 | 25/07/2017 | PLANNED | 100 | 1 | 100 | 0.00012594 | 1.2594e-06
| 2017/18 | 25/07/2017 | PLANNED | 3090 | 15 | 206 | 0.0038915 | 1.8891e-05
| 2017/18 | 25/07/2017 | PLANNED | 4851 | 33 | 147 | 0.0061093 | 4.156e-05
| 2017/18 | 25/07/2017 | PLANNED | 13912 | 94 | 148 | 0.017521 | 0.00011838
| 2017/18 | 25/07/2017 | PLANNED | 51660 | 126 | 410 | 0.06506 | 0.00015868
| 2017/18 | 25/07/2017 | PLANNED | 2130 | 6 | 355 | 0.0026825 | 7.5563e-06
| 2017/18 | 25/07/2017 | PLANNED | 1134 | 7 | 162 | 0.0014281 | 8.8157e-06
| 2017/18 | 25/07/2017 | PLANNED | 3230 | 17 | 190 | 0.0040678 | 2.141e-05
| 2017/18 | 25/07/2017 | PLANNED | 1750 | 10 | 175 | 0.0022039 | 1.2594e-05
| 2017/18 | 25/07/2017 | PLANNED | 6650 | 35 | 190 | 0.0083749 | 4.4078e-05
| 2017/18 | 25/07/2017 | PLANNED | 44 | 1 | 44 | 5.5413e-05 | 1.2594e-06
| 2017/18 | 25/07/2017 | PLANNED | 70 | 7 | 10 | 8.8157e-05 | 8.8157e-06
| 2017/18 | 25/07/2017 | PLANNED | 32 | 1 | 32 | 4.03e-05 | 1.2594e-06
| 2017/18 | 25/07/2017 | PLANNED | 56 | 2 | 28 | 7.0526e-05 | 2.5188e-06
| 2017/18 | 25/07/2017 | PLANNED | 7150 | 110 | 65 | 0.0090046 | 0.00013853
| 2017/18 | 25/07/2017 | PLANNED | 7 | 1 | 7 | 8.8157e-06 | 1.2594e-06
| 2017/18 | 25/07/2017 | PLANNED | 1600 | 16 | 100 | 0.002015 | 2.015e-05
| 2017/18 | 25/07/2017 | PLANNED | 140 | 7 | 20 | 0.00017631 | 8.8157e-06
| 2017/18 | 25/07/2017 | PLANNED | 40 | 2 | 20 | 5.0375e-05 | 2.5188e-06
| 2017/18 | 25/07/2017 | PLANNED | 272 | 8 | 34 | 0.00034255 | 1.0075e-05
| 2017/18 | 25/07/2017 | PLANNED | 245 | 7 | 35 | 0.00030855 | 8.8157e-06
| 2017/18 | 25/07/2017 | PLANNED | 18 | 1 | 18 | 2.2669e-05 | 1.2594e-06
| 2017/18 | 26/07/2017 | PLANNED | 5833 | 17 | 343.1176 | 0.007346 | 2.141e-05
| 2017/18 | 26/07/2017 | PLANNED | 16056 | 36 | 446 | 0.020221 | 4.5338e-05
| 2017/18 | 26/07/2017 | PLANNED | 1391 | 4 | 347.75 | 0.0017518 | 5.0375e-06
| 2017/18 | 26/07/2017 | PLANNED | 31593 | 120 | 263.275 | 0.039788 | 0.00015113
| 2017/18 | 26/07/2017 | PLANNED | 5375 | 25 | 215 | 0.0067692 | 3.1485e-05
| 2017/18 | 26/07/2017 | PLANNED | 3672 | 12 | 306 | 0.0046245 | 1.5113e-05
| 2017/18 | 26/07/2017 | PLANNED | 29491 | 77 | 383 | 0.037141 | 9.6973e-05
| 2017/18 | 26/07/2017 | PLANNED | 1632 | 17 | 96 | 0.0020553 | 2.141e-05
| 2017/18 | 26/07/2017 | PLANNED | 495 | 3 | 165 | 0.0006234 | 3.7782e-06
| 2017/18 | 26/07/2017 | PLANNED | 1008 | 16 | 63 | 0.0012695 | 2.015e-05
| 2017/18 | 26/07/2017 | PLANNED | 946 | 5 | 189.2 | 0.0011914 | 6.2969e-06
| 2017/18 | 26/07/2017 | PLANNED | 14484 | 102 | 142 | 0.018241 | 0.00012846
| 2017/18 | 26/07/2017 | PLANNED | 134 | 1 | 134 | 0.00016876 | 1.2594e-06
| 2017/18 | 26/07/2017 | PLANNED | 250 | 5 | 50 | 0.00031485 | 6.2969e-06
| 2017/18 | 26/07/2017 | PLANNED | 1337 | 7 | 191 | 0.0016838 | 8.8157e-06
| 2017/18 | 26/07/2017 | PLANNED | 14762 | 121 | 122 | 0.018591 | 0.00015239
| 2017/18 | 26/07/2017 | PLANNED | 960 | 8 | 120 | 0.001209 | 1.0075e-05
| 2017/18 | 26/07/2017 | PLANNED | 32380 | 127 | 254.9606 | 0.040779 | 0.00015994
| 2017/18 | 26/07/2017 | PLANNED | 14432 | 44 | 328 | 0.018175 | 5.5413e-05
| 2017/18 | 26/07/2017 | PLANNED | 91 | 13 | 7 | 0.0001146 | 1.6372e-05
| 2017/18 | 26/07/2017 | PLANNED | 31640 | 113 | 280 | 0.039847 | 0.00014231
| 2017/18 | 26/07/2017 | PLANNED | 30 | 1 | 30 | 3.7782e-05 | 1.2594e-06
| 2017/18 | 26/07/2017 | PLANNED | 100 | 1 | 100 | 0.00012594 | 1.2594e-06
| 2017/18 | 26/07/2017 | PLANNED | 80 | 4 | 20 | 0.00010075 | 5.0375e-06
| 2017/18 | 26/07/2017 | PLANNED | 31 | 1 | 31 | 3.9041e-05 | 1.2594e-06
| 2017/18 | 26/07/2017 | PLANNED | 15 | 1 | 15 | 1.8891e-05 | 1.2594e-06
| 2017/18 | 26/07/2017 | PLANNED | 201 | 3 | 67 | 0.00025314 | 3.7782e-06
| 2017/18 | 27/07/2017 | PLANNED | 10496 | 26 | 403.6923 | 0.013219 | 3.2744e-05
| 2017/18 | 27/07/2017 | PLANNED | 7920 | 36 | 220 | 0.0099743 | 4.5338e-05
| 2017/18 | 27/07/2017 | PLANNED | 7296 | 19 | 384 | 0.0091885 | 2.3928e-05
| 2017/18 | 27/07/2017 | PLANNED | 203 | 1 | 203 | 0.00025566 | 1.2594e-06
| 2017/18 | 27/07/2017 | PLANNED | 1292 | 19 | 68 | 0.0016271 | 2.3928e-05
| 2017/18 | 27/07/2017 | PLANNED | 4771 | 13 | 367 | 0.0060085 | 1.6372e-05
| 2017/18 | 27/07/2017 | PLANNED | 63 | 1 | 63 | 7.9341e-05 | 1.2594e-06
| 2017/18 | 27/07/2017 | PLANNED | 3600 | 10 | 360 | 0.0045338 | 1.2594e-05
| 2017/18 | 27/07/2017 | PLANNED | 514 | 2 | 257 | 0.00064732 | 2.5188e-06
| 2017/18 | 27/07/2017 | PLANNED | 1185 | 4 | 296.25 | 0.0014924 | 5.0375e-06
| 2017/18 | 27/07/2017 | PLANNED | 60 | 1 | 60 | 7.5563e-05 | 1.2594e-06
| 2017/18 | 27/07/2017 | PLANNED | 90 | 2 | 45 | 0.00011334 | 2.5188e-06
| 2017/18 | 27/07/2017 | PLANNED | 600 | 4 | 150 | 0.00075563 | 5.0375e-06
| 2017/18 | 27/07/2017 | PLANNED | 1677 | 13 | 129 | 0.002112 | 1.6372e-05
| 2017/18 | 27/07/2017 | PLANNED | 4 | 1 | 4 | 5.0375e-06 | 1.2594e-06
| 2017/18 | 27/07/2017 | PLANNED | 4 | 2 | 2 | 5.0375e-06 | 2.5188e-06
| 2017/18 | 27/07/2017 | PLANNED | 204 | 2 | 102 | 0.00025691 | 2.5188e-06
| 2017/18 | 27/07/2017 | PLANNED | 1372 | 7 | 196 | 0.0017279 | 8.8157e-06
| 2017/18 | 27/07/2017 | PLANNED | 7 | 1 | 7 | 8.8157e-06 | 1.2594e-06
| 2017/18 | 27/07/2017 | PLANNED | 4 | 1 | 4 | 5.0375e-06 | 1.2594e-06
| 2017/18 | 27/07/2017 | PLANNED | 50 | 2 | 25 | 6.2969e-05 | 2.5188e-06
| 2017/18 | 27/07/2017 | PLANNED | 5 | 1 | 5 | 6.2969e-06 | 1.2594e-06
| 2017/18 | 27/07/2017 | PLANNED | 27 | 1 | 27 | 3.4003e-05 | 1.2594e-06
| 2017/18 | 27/07/2017 | PLANNED | 74 | 2 | 37 | 9.3195e-05 | 2.5188e-06
| 2017/18 | 27/07/2017 | PLANNED | 4 | 4 | 1 | 5.0375e-06 | 5.0375e-06
| 2017/18 | 27/07/2017 | PLANNED | 10 | 1 | 10 | 1.2594e-05 | 1.2594e-06
| 2017/18 | 27/07/2017 | PLANNED | 55 | 1 | 55 | 6.9266e-05 | 1.2594e-06
| 2017/18 | 27/07/2017 | PLANNED | 20 | 2 | 10 | 2.5188e-05 | 2.5188e-06
| 2017/18 | 28/07/2017 | PLANNED | 46 | 1 | 46 | 5.7932e-05 | 1.2594e-06
| 2017/18 | 28/07/2017 | PLANNED | 29975 | 109 | 275 | 0.03775 | 0.00013727
| 2017/18 | 28/07/2017 | PLANNED | 16951 | 67 | 253 | 0.021348 | 8.4379e-05
| 2017/18 | 28/07/2017 | PLANNED | 2288 | 16 | 143 | 0.0028815 | 2.015e-05
| 2017/18 | 28/07/2017 | PLANNED | 72 | 2 | 36 | 9.0676e-05 | 2.5188e-06
| 2017/18 | 28/07/2017 | PLANNED | 68 | 2 | 34 | 8.5638e-05 | 2.5188e-06
| 2017/18 | 28/07/2017 | PLANNED | 111 | 1 | 111 | 0.00013979 | 1.2594e-06
| 2017/18 | 28/07/2017 | PLANNED | 13680 | 48 | 285 | 0.017228 | 6.0451e-05
| 2017/18 | 28/07/2017 | PLANNED | 61 | 1 | 61 | 7.6823e-05 | 1.2594e-06
| 2017/18 | 28/07/2017 | PLANNED | 1575 | 9 | 175 | 0.0019835 | 1.1334e-05
| 2017/18 | 28/07/2017 | PLANNED | 41 | 1 | 41 | 5.1635e-05 | 1.2594e-06
| 2017/18 | 28/07/2017 | PLANNED | 6 | 1 | 6 | 7.5563e-06 | 1.2594e-06
| 2017/18 | 28/07/2017 | PLANNED | 2 | 1 | 2 | 2.5188e-06 | 1.2594e-06
| 2017/18 | 28/07/2017 | PLANNED | 74 | 2 | 37 | 9.3195e-05 | 2.5188e-06
| 2017/18 | 28/07/2017 | PLANNED | 29 | 1 | 29 | 3.6522e-05 | 1.2594e-06
| 2017/18 | 28/07/2017 | PLANNED | 650 | 10 | 65 | 0.0008186 | 1.2594e-05
| 2017/18 | 28/07/2017 | PLANNED | 20 | 1 | 20 | 2.5188e-05 | 1.2594e-06
| 2017/18 | 28/07/2017 | PLANNED | 11 | 1 | 11 | 1.3853e-05 | 1.2594e-06
| 2017/18 | 30/07/2017 | PLANNED | 1120 | 2 | 560 | 0.0014105 | 2.5188e-06
| 2017/18 | 30/07/2017 | PLANNED | 770 | 2 | 385 | 0.00096973 | 2.5188e-06
| 2017/18 | 30/07/2017 | PLANNED | 8232 | 24 | 343 | 0.010367 | 3.0225e-05
| 2017/18 | 30/07/2017 | PLANNED | 24518 | 71 | 345.3239 | 0.030878 | 8.9416e-05
| 2017/18 | 30/07/2017 | PLANNED | 915 | 4 | 228.75 | 0.0011523 | 5.0375e-06
| 2017/18 | 30/07/2017 | PLANNED | 52122 | 102 | 511 | 0.065642 | 0.00012846
| 2017/18 | 30/07/2017 | PLANNED | 797 | 3 | 265.6667 | 0.0010037 | 3.7782e-06
| 2017/18 | 30/07/2017 | PLANNED | 7100 | 20 | 355 | 0.0089416 | 2.5188e-05
| 2017/18 | 31/07/2017 | PLANNED | 4602 | 13 | 354 | 0.0057957 | 1.6372e-05
| 2017/18 | 31/07/2017 | PLANNED | 2107 | 49 | 43 | 0.0026535 | 6.171e-05
| 2017/18 | 31/07/2017 | PLANNED | 36 | 1 | 36 | 4.5338e-05 | 1.2594e-06
| 2017/18 | 31/07/2017 | PLANNED | 525 | 3 | 175 | 0.00066118 | 3.7782e-06
| 2017/18 | 31/07/2017 | PLANNED | 2067 | 17 | 121.5882 | 0.0026031 | 2.141e-05
| 2017/18 | 31/07/2017 | PLANNED | 1570 | 5 | 314 | 0.0019772 | 6.2969e-06
| 2017/18 | 31/07/2017 | PLANNED | 572 | 4 | 143 | 0.00072037 | 5.0375e-06
| 2017/18 | 31/07/2017 | PLANNED | 2259 | 9 | 251 | 0.002845 | 1.1334e-05
| 2017/18 | 31/07/2017 | PLANNED | 110 | 1 | 110 | 0.00013853 | 1.2594e-06
| 2017/18 | 31/07/2017 | PLANNED | 90 | 3 | 30 | 0.00011334 | 3.7782e-06
| 2017/18 | 31/07/2017 | PLANNED | 93 | 1 | 93 | 0.00011712 | 1.2594e-06
| 2017/18 | 31/07/2017 | PLANNED | 990 | 10 | 99 | 0.0012468 | 1.2594e-05
| 2017/18 | 31/07/2017 | PLANNED | 55 | 1 | 55 | 6.9266e-05 | 1.2594e-06
| 2017/18 | 31/07/2017 | PLANNED | 141 | 3 | 47 | 0.00017757 | 3.7782e-06
| 2017/18 | 1/08/2017 | PLANNED | 9000 | 20 | 450 | 0.011334 | 2.5188e-05
| 2017/18 | 1/08/2017 | PLANNED | 495 | 11 | 45 | 0.0006234 | 1.3853e-05
| 2017/18 | 1/08/2017 | PLANNED | 7140 | 17 | 420 | 0.008992 | 2.141e-05
| 2017/18 | 1/08/2017 | PLANNED | 212 | 5 | 42.4 | 0.00026699 | 6.2969e-06
| 2017/18 | 1/08/2017 | PLANNED | 234 | 1 | 234 | 0.0002947 | 1.2594e-06
| 2017/18 | 1/08/2017 | PLANNED | 5713 | 29 | 197 | 0.0071949 | 3.6522e-05
| 2017/18 | 1/08/2017 | PLANNED | 9568 | 46 | 208 | 0.01205 | 5.7932e-05
| 2017/18 | 1/08/2017 | PLANNED | 4005 | 15 | 267 | 0.0050438 | 1.8891e-05
| 2017/18 | 1/08/2017 | PLANNED | 40 | 1 | 40 | 5.0375e-05 | 1.2594e-06
| 2017/18 | 1/08/2017 | PLANNED | 430 | 43 | 10 | 0.00054154 | 5.4154e-05
| 2017/18 | 1/08/2017 | PLANNED | 3822 | 14 | 273 | 0.0048134 | 1.7631e-05
| 2017/18 | 1/08/2017 | PLANNED | 234 | 2 | 117 | 0.0002947 | 2.5188e-06
| 2017/18 | 1/08/2017 | PLANNED | 364 | 1 | 364 | 0.00045842 | 1.2594e-06
| 2017/18 | 1/08/2017 | PLANNED | 5026 | 15 | 335.0667 | 0.0063297 | 1.8891e-05
| 2017/18 | 1/08/2017 | PLANNED | 620 | 2 | 310 | 0.00078082 | 2.5188e-06
| 2017/18 | 1/08/2017 | PLANNED | 650 | 5 | 130 | 0.0008186 | 6.2969e-06
| 2017/18 | 1/08/2017 | PLANNED | 2356 | 31 | 76 | 0.0029671 | 3.9041e-05
| 2017/18 | 1/08/2017 | PLANNED | 255 | 3 | 85 | 0.00032114 | 3.7782e-06
| 2017/18 | 1/08/2017 | PLANNED | 308 | 2 | 154 | 0.00038789 | 2.5188e-06
| 2017/18 | 1/08/2017 | PLANNED | 8375 | 25 | 335 | 0.010547 | 3.1485e-05
| 2017/18 | 1/08/2017 | PLANNED | 48 | 3 | 16 | 6.0451e-05 | 3.7782e-06
| 2017/18 | 1/08/2017 | PLANNED | 4092 | 22 | 186 | 0.0051534 | 2.7706e-05
| 2017/18 | 1/08/2017 | PLANNED | 1722 | 14 | 123 | 0.0021687 | 1.7631e-05
| 2017/18 | 1/08/2017 | PLANNED | 2674 | 14 | 191 | 0.0033676 | 1.7631e-05
| 2017/18 | 1/08/2017 | PLANNED | 75 | 1 | 75 | 9.4454e-05 | 1.2594e-06
| 2017/18 | 1/08/2017 | PLANNED | 45 | 3 | 15 | 5.6672e-05 | 3.7782e-06
| 2017/18 | 1/08/2017 | PLANNED | 3485 | 41 | 85 | 0.004389 | 5.1635e-05
| 2017/18 | 2/08/2017 | PLANNED | 282 | 1 | 282 | 0.00035515 | 1.2594e-06
| 2017/18 | 2/08/2017 | PLANNED | 3006 | 9 | 334 | 0.0037857 | 1.1334e-05
| 2017/18 | 2/08/2017 | PLANNED | 4647 | 30 | 154.9 | 0.0058524 | 3.7782e-05
| 2017/18 | 2/08/2017 | PLANNED | 265 | 1 | 265 | 0.00033374 | 1.2594e-06
| 2017/18 | 2/08/2017 | PLANNED | 302 | 2 | 151 | 0.00038033 | 2.5188e-06
| 2017/18 | 2/08/2017 | PLANNED | 730 | 5 | 146 | 0.00091935 | 6.2969e-06
| 2017/18 | 2/08/2017 | PLANNED | 202 | 6 | 33.6667 | 0.0002544 | 7.5563e-06
| 2017/18 | 2/08/2017 | PLANNED | 5280 | 24 | 220 | 0.0066496 | 3.0225e-05
| 2017/18 | 2/08/2017 | PLANNED | 14120 | 40 | 353 | 0.017783 | 5.0375e-05
| 2017/18 | 2/08/2017 | PLANNED | 2170 | 7 | 310 | 0.0027329 | 8.8157e-06
| 2017/18 | 2/08/2017 | PLANNED | 9504 | 27 | 352 | 0.011969 | 3.4003e-05
| 2017/18 | 2/08/2017 | PLANNED | 1212 | 4 | 303 | 0.0015264 | 5.0375e-06
| 2017/18 | 2/08/2017 | PLANNED | 28680 | 161 | 178.1366 | 0.036119 | 0.00020276
| 2017/18 | 2/08/2017 | PLANNED | 9250 | 50 | 185 | 0.011649 | 6.2969e-05
| 2017/18 | 2/08/2017 | PLANNED | 5795 | 19 | 305 | 0.0072981 | 2.3928e-05
| 2017/18 | 2/08/2017 | PLANNED | 6660 | 30 | 222 | 0.0083875 | 3.7782e-05
| 2017/18 | 2/08/2017 | PLANNED | 195 | 5 | 39 | 0.00024558 | 6.2969e-06
| 2017/18 | 2/08/2017 | PLANNED | 599 | 15 | 39.9333 | 0.00075437 | 1.8891e-05
| 2017/18 | 2/08/2017 | PLANNED | 25 | 1 | 25 | 3.1485e-05 | 1.2594e-06
| 2017/18 | 2/08/2017 | PLANNED | 68 | 2 | 34 | 8.5638e-05 | 2.5188e-06
| 2017/18 | 2/08/2017 | PLANNED | 255 | 1 | 255 | 0.00032114 | 1.2594e-06
| 2017/18 | 2/08/2017 | PLANNED | 16236 | 99 | 164 | 0.020447 | 0.00012468
| 2017/18 | 2/08/2017 | PLANNED | 575 | 5 | 115 | 0.00072415 | 6.2969e-06
| 2017/18 | 2/08/2017 | PLANNED | 19 | 1 | 19 | 2.3928e-05 | 1.2594e-06
| 2017/18 | 2/08/2017 | PLANNED | 180 | 2 | 90 | 0.00022669 | 2.5188e-06
| 2017/18 | 2/08/2017 | PLANNED | 75 | 3 | 25 | 9.4454e-05 | 3.7782e-06
| 2017/18 | 3/08/2017 | PLANNED | 36184 | 80 | 452.3 | 0.04557 | 0.00010075
| 2017/18 | 3/08/2017 | PLANNED | 80 | 2 | 40 | 0.00010075 | 2.5188e-06
| 2017/18 | 3/08/2017 | PLANNED | 22050 | 70 | 315 | 0.027769 | 8.8157e-05
| 2017/18 | 3/08/2017 | PLANNED | 13574 | 61 | 222.5246 | 0.017095 | 7.6823e-05
| 2017/18 | 3/08/2017 | PLANNED | 490 | 14 | 35 | 0.0006171 | 1.7631e-05
| 2017/18 | 3/08/2017 | PLANNED | 7213 | 27 | 267.1481 | 0.0090839 | 3.4003e-05
| 2017/18 | 3/08/2017 | PLANNED | 19375 | 125 | 155 | 0.024401 | 0.00015742
| 2017/18 | 3/08/2017 | PLANNED | 149 | 1 | 149 | 0.00018765 | 1.2594e-06
| 2017/18 | 3/08/2017 | PLANNED | 18318 | 71 | 258 | 0.023069 | 8.9416e-05
| 2017/18 | 3/08/2017 | PLANNED | 165 | 3 | 55 | 0.0002078 | 3.7782e-06
| 2017/18 | 3/08/2017 | PLANNED | 2484 | 36 | 69 | 0.0031283 | 4.5338e-05
| 2017/18 | 3/08/2017 | PLANNED | 29 | 1 | 29 | 3.6522e-05 | 1.2594e-06
| 2017/18 | 3/08/2017 | PLANNED | 153 | 3 | 51 | 0.00019269 | 3.7782e-06
| 2017/18 | 4/08/2017 | PLANNED | 9300 | 31 | 300 | 0.011712 | 3.9041e-05
| 2017/18 | 4/08/2017 | PLANNED | 25915 | 73 | 355 | 0.032637 | 9.1935e-05
| 2017/18 | 4/08/2017 | PLANNED | 625 | 5 | 125 | 0.00078712 | 6.2969e-06
| 2017/18 | 4/08/2017 | PLANNED | 540 | 4 | 135 | 0.00068007 | 5.0375e-06
| 2017/18 | 4/08/2017 | PLANNED | 24 | 4 | 6 | 3.0225e-05 | 5.0375e-06
| 2017/18 | 4/08/2017 | PLANNED | 990 | 3 | 330 | 0.0012468 | 3.7782e-06
| 2017/18 | 4/08/2017 | PLANNED | 310 | 11 | 28.1818 | 0.00039041 | 1.3853e-05
| 2017/18 | 4/08/2017 | PLANNED | 140 | 4 | 35 | 0.00017631 | 5.0375e-06
| 2017/18 | 4/08/2017 | PLANNED | 90 | 2 | 45 | 0.00011334 | 2.5188e-06
| 2017/18 | 4/08/2017 | PLANNED | 33 | 3 | 11 | 4.156e-05 | 3.7782e-06
| 2017/18 | 4/08/2017 | PLANNED | 52 | 1 | 52 | 6.5488e-05 | 1.2594e-06
| 2017/18 | 4/08/2017 | PLANNED | 160 | 20 | 8 | 0.0002015 | 2.5188e-05
| 2017/18 | 4/08/2017 | PLANNED | 1332 | 9 | 148 | 0.0016775 | 1.1334e-05
| 2017/18 | 4/08/2017 | PLANNED | 21 | 3 | 7 | 2.6447e-05 | 3.7782e-06
| 2017/18 | 4/08/2017 | PLANNED | 24 | 1 | 24 | 3.0225e-05 | 1.2594e-06
| 2017/18 | 4/08/2017 | PLANNED | 6 | 3 | 2 | 7.5563e-06 | 3.7782e-06
| 2017/18 | 4/08/2017 | PLANNED | 90 | 2 | 45 | 0.00011334 | 2.5188e-06
| 2017/18 | 4/08/2017 | PLANNED | 50 | 2 | 25 | 6.2969e-05 | 2.5188e-06
| 2017/18 | 4/08/2017 | PLANNED | 174 | 6 | 29 | 0.00021913 | 7.5563e-06
| 2017/18 | 5/08/2017 | PLANNED | 108300 | 285 | 380 | 0.13639 | 0.00035892
| 2017/18 | 6/08/2017 | PLANNED | 1224 | 3 | 408 | 0.0015415 | 3.7782e-06
| 2017/18 | 7/08/2017 | PLANNED | 180 | 4 | 45 | 0.00022669 | 5.0375e-06
| 2017/18 | 7/08/2017 | PLANNED | 696 | 18 | 38.6667 | 0.00087653 | 2.2669e-05
| 2017/18 | 7/08/2017 | PLANNED | 712 | 8 | 89 | 0.00089668 | 1.0075e-05
| 2017/18 | 7/08/2017 | PLANNED | 113 | 5 | 22.6 | 0.00014231 | 6.2969e-06
| 2017/18 | 7/08/2017 | PLANNED | 5246 | 122 | 43 | 0.0066067 | 0.00015365
| 2017/18 | 7/08/2017 | PLANNED | 9902 | 32 | 309.4375 | 0.01247 | 4.03e-05
| 2017/18 | 7/08/2017 | PLANNED | 1030 | 5 | 206 | 0.0012972 | 6.2969e-06
| 2017/18 | 7/08/2017 | PLANNED | 33966 | 222 | 153 | 0.042776 | 0.00027958
| 2017/18 | 7/08/2017 | PLANNED | 258 | 3 | 86 | 0.00032492 | 3.7782e-06
| 2017/18 | 7/08/2017 | PLANNED | 615 | 15 | 41 | 0.00077452 | 1.8891e-05
| 2017/18 | 7/08/2017 | PLANNED | 992 | 31 | 32 | 0.0012493 | 3.9041e-05
| 2017/18 | 7/08/2017 | PLANNED | 318 | 3 | 106 | 0.00040048 | 3.7782e-06
| 2017/18 | 7/08/2017 | PLANNED | 1550 | 31 | 50 | 0.001952 | 3.9041e-05
| 2017/18 | 7/08/2017 | PLANNED | 80 | 4 | 20 | 0.00010075 | 5.0375e-06
| 2017/18 | 7/08/2017 | PLANNED | 30 | 2 | 15 | 3.7782e-05 | 2.5188e-06
| 2017/18 | 7/08/2017 | PLANNED | 280 | 7 | 40 | 0.00035263 | 8.8157e-06
| 2017/18 | 7/08/2017 | PLANNED | 17 | 1 | 17 | 2.141e-05 | 1.2594e-06
| 2017/18 | 7/08/2017 | PLANNED | 288 | 6 | 48 | 0.0003627 | 7.5563e-06
| 2017/18 | 7/08/2017 | PLANNED | 24 | 2 | 12 | 3.0225e-05 | 2.5188e-06
| 2017/18 | 7/08/2017 | PLANNED | 52 | 52 | 1 | 6.5488e-05 | 6.5488e-05
| 2017/18 | 7/08/2017 | PLANNED | 9 | 1 | 9 | 1.1334e-05 | 1.2594e-06
| 2017/18 | 8/08/2017 | PLANNED | 65985 | 159 | 415 | 0.083101 | 0.00020024
| 2017/18 | 8/08/2017 | PLANNED | 7884 | 36 | 219 | 0.009929 | 4.5338e-05
| 2017/18 | 8/08/2017 | PLANNED | 55328 | 532 | 104 | 0.069679 | 0.00066999
| 2017/18 | 8/08/2017 | PLANNED | 7527 | 39 | 193 | 0.0094794 | 4.9116e-05
| 2017/18 | 8/08/2017 | PLANNED | 1080 | 3 | 360 | 0.0013601 | 3.7782e-06
| 2017/18 | 8/08/2017 | PLANNED | 8398 | 34 | 247 | 0.010576 | 4.2819e-05
| 2017/18 | 8/08/2017 | PLANNED | 304751 | 1287 | 236.7918 | 0.3838 | 0.0016208
| 2017/18 | 8/08/2017 | PLANNED | 594 | 33 | 18 | 0.00074808 | 4.156e-05
| 2017/18 | 8/08/2017 | PLANNED | 1011 | 4 | 252.75 | 0.0012732 | 5.0375e-06
| 2017/18 | 8/08/2017 | PLANNED | 8835 | 31 | 285 | 0.011127 | 3.9041e-05
| 2017/18 | 8/08/2017 | PLANNED | 39 | 1 | 39 | 4.9116e-05 | 1.2594e-06
| 2017/18 | 8/08/2017 | PLANNED | 80 | 2 | 40 | 0.00010075 | 2.5188e-06
| 2017/18 | 8/08/2017 | PLANNED | 154 | 1 | 154 | 0.00019395 | 1.2594e-06
| 2017/18 | 8/08/2017 | PLANNED | 78 | 2 | 39 | 9.8232e-05 | 2.5188e-06
| 2017/18 | 8/08/2017 | PLANNED | 260 | 4 | 65 | 0.00032744 | 5.0375e-06
| 2017/18 | 8/08/2017 | PLANNED | 90 | 2 | 45 | 0.00011334 | 2.5188e-06
| 2017/18 | 8/08/2017 | PLANNED | 36 | 3 | 12 | 4.5338e-05 | 3.7782e-06
| 2017/18 | 8/08/2017 | PLANNED | 10 | 1 | 10 | 1.2594e-05 | 1.2594e-06
| 2017/18 | 9/08/2017 | PLANNED | 310 | 1 | 310 | 0.00039041 | 1.2594e-06
| 2017/18 | 9/08/2017 | PLANNED | 117 | 9 | 13 | 0.00014735 | 1.1334e-05
| 2017/18 | 9/08/2017 | PLANNED | 1755 | 45 | 39 | 0.0022102 | 5.6672e-05
| 2017/18 | 9/08/2017 | PLANNED | 5400 | 31 | 174.1935 | 0.0068007 | 3.9041e-05
| 2017/18 | 9/08/2017 | PLANNED | 705 | 3 | 235 | 0.00088787 | 3.7782e-06
| 2017/18 | 9/08/2017 | PLANNED | 300 | 1 | 300 | 0.00037782 | 1.2594e-06
| 2017/18 | 9/08/2017 | PLANNED | 7486 | 23 | 325.4783 | 0.0094278 | 2.8966e-05
| 2017/18 | 9/08/2017 | PLANNED | 804 | 6 | 134 | 0.0010125 | 7.5563e-06
| 2017/18 | 9/08/2017 | PLANNED | 570 | 3 | 190 | 0.00071785 | 3.7782e-06
| 2017/18 | 9/08/2017 | PLANNED | 21838 | 61 | 358 | 0.027502 | 7.6823e-05
| 2017/18 | 9/08/2017 | PLANNED | 6935 | 19 | 365 | 0.0087338 | 2.3928e-05
| 2017/18 | 9/08/2017 | PLANNED | 452 | 4 | 113 | 0.00056924 | 5.0375e-06
| 2017/18 | 9/08/2017 | PLANNED | 313 | 5 | 62.6 | 0.00039419 | 6.2969e-06
| 2017/18 | 9/08/2017 | PLANNED | 216 | 3 | 72 | 0.00027203 | 3.7782e-06
| 2017/18 | 9/08/2017 | PLANNED | 151 | 1 | 151 | 0.00019017 | 1.2594e-06
| 2017/18 | 9/08/2017 | PLANNED | 30552 | 67 | 456 | 0.038477 | 8.4379e-05
| 2017/18 | 9/08/2017 | PLANNED | 18280 | 40 | 457 | 0.023022 | 5.0375e-05
| 2017/18 | 9/08/2017 | PLANNED | 480 | 2 | 240 | 0.00060451 | 2.5188e-06
| 2017/18 | 9/08/2017 | PLANNED | 1495 | 10 | 149.5 | 0.0018828 | 1.2594e-05
| 2017/18 | 9/08/2017 | PLANNED | 220 | 2 | 110 | 0.00027706 | 2.5188e-06
| 2017/18 | 9/08/2017 | PLANNED | 266 | 1 | 266 | 0.000335 | 1.2594e-06
| 2017/18 | 9/08/2017 | PLANNED | 19 | 1 | 19 | 2.3928e-05 | 1.2594e-06
| 2017/18 | 9/08/2017 | PLANNED | 69 | 1 | 69 | 8.6898e-05 | 1.2594e-06
| 2017/18 | 9/08/2017 | PLANNED | 408 | 4 | 102 | 0.00051383 | 5.0375e-06
| 2017/18 | 9/08/2017 | PLANNED | 129 | 3 | 43 | 0.00016246 | 3.7782e-06
| 2017/18 | 9/08/2017 | PLANNED | 290 | 2 | 145 | 0.00036522 | 2.5188e-06
| 2017/18 | 9/08/2017 | PLANNED | 224 | 8 | 28 | 0.0002821 | 1.0075e-05
| 2017/18 | 9/08/2017 | PLANNED | 43 | 1 | 43 | 5.4154e-05 | 1.2594e-06
| 2017/18 | 10/08/2017 | PLANNED | 2180 | 10 | 218 | 0.0027455 | 1.2594e-05
| 2017/18 | 10/08/2017 | PLANNED | 9716 | 72 | 134.9444 | 0.012236 | 9.0676e-05
| 2017/18 | 10/08/2017 | PLANNED | 46624 | 124 | 376 | 0.058718 | 0.00015616
| 2017/18 | 10/08/2017 | PLANNED | 283 | 1 | 283 | 0.00035641 | 1.2594e-06
| 2017/18 | 10/08/2017 | PLANNED | 5192 | 22 | 236 | 0.0065387 | 2.7706e-05
| 2017/18 | 10/08/2017 | PLANNED | 17812 | 73 | 244 | 0.022432 | 9.1935e-05
| 2017/18 | 10/08/2017 | PLANNED | 1840 | 23 | 80 | 0.0023173 | 2.8966e-05
| 2017/18 | 10/08/2017 | PLANNED | 224 | 2 | 112 | 0.0002821 | 2.5188e-06
| 2017/18 | 10/08/2017 | PLANNED | 880 | 4 | 220 | 0.0011083 | 5.0375e-06
| 2017/18 | 10/08/2017 | PLANNED | 42607 | 137 | 311 | 0.053659 | 0.00017254
| 2017/18 | 10/08/2017 | PLANNED | 39370 | 127 | 310 | 0.049582 | 0.00015994
| 2017/18 | 10/08/2017 | PLANNED | 5625 | 75 | 75 | 0.007084 | 9.4454e-05
| 2017/18 | 10/08/2017 | PLANNED | 7601 | 25 | 304.04 | 0.0095726 | 3.1485e-05
| 2017/18 | 10/08/2017 | PLANNED | 2113 | 6 | 352.1667 | 0.0026611 | 7.5563e-06
| 2017/18 | 10/08/2017 | PLANNED | 41211 | 171 | 241 | 0.051901 | 0.00021535
| 2017/18 | 10/08/2017 | PLANNED | 6380 | 22 | 290 | 0.0080349 | 2.7706e-05
| 2017/18 | 10/08/2017 | PLANNED | 298 | 2 | 149 | 0.0003753 | 2.5188e-06
| 2017/18 | 10/08/2017 | PLANNED | 19800 | 120 | 165 | 0.024936 | 0.00015113
| 2017/18 | 10/08/2017 | PLANNED | 14 | 2 | 7 | 1.7631e-05 | 2.5188e-06
| 2017/18 | 10/08/2017 | PLANNED | 207 | 3 | 69 | 0.00026069 | 3.7782e-06
| 2017/18 | 10/08/2017 | PLANNED | 200 | 5 | 40 | 0.00025188 | 6.2969e-06
| 2017/18 | 10/08/2017 | PLANNED | 44 | 2 | 22 | 5.5413e-05 | 2.5188e-06
| 2017/18 | 10/08/2017 | PLANNED | 86 | 1 | 86 | 0.00010831 | 1.2594e-06
| 2017/18 | 10/08/2017 | PLANNED | 5 | 1 | 5 | 6.2969e-06 | 1.2594e-06
| 2017/18 | 10/08/2017 | PLANNED | 54 | 2 | 27 | 6.8007e-05 | 2.5188e-06
| 2017/18 | 11/08/2017 | PLANNED | 4785 | 15 | 319 | 0.0060262 | 1.8891e-05
| 2017/18 | 11/08/2017 | PLANNED | 17094 | 66 | 259 | 0.021528 | 8.3119e-05
| 2017/18 | 11/08/2017 | PLANNED | 45200 | 200 | 226 | 0.056924 | 0.00025188
| 2017/18 | 11/08/2017 | PLANNED | 239 | 1 | 239 | 0.00030099 | 1.2594e-06
| 2017/18 | 11/08/2017 | PLANNED | 399 | 57 | 7 | 0.00050249 | 7.1785e-05
| 2017/18 | 11/08/2017 | PLANNED | 56 | 14 | 4 | 7.0526e-05 | 1.7631e-05
| 2017/18 | 11/08/2017 | PLANNED | 4654 | 13 | 358 | 0.0058612 | 1.6372e-05
| 2017/18 | 11/08/2017 | PLANNED | 1505 | 7 | 215 | 0.0018954 | 8.8157e-06
| 2017/18 | 11/08/2017 | PLANNED | 6970 | 41 | 170 | 0.0087779 | 5.1635e-05
| 2017/18 | 11/08/2017 | PLANNED | 501 | 3 | 167 | 0.00063095 | 3.7782e-06
| 2017/18 | 11/08/2017 | PLANNED | 20 | 1 | 20 | 2.5188e-05 | 1.2594e-06
| 2017/18 | 11/08/2017 | PLANNED | 405 | 1 | 405 | 0.00051005 | 1.2594e-06
| 2017/18 | 11/08/2017 | PLANNED | 275 | 1 | 275 | 0.00034633 | 1.2594e-06
| 2017/18 | 11/08/2017 | PLANNED | 5 | 1 | 5 | 6.2969e-06 | 1.2594e-06
| 2017/18 | 11/08/2017 | PLANNED | 2533 | 91 | 27.8352 | 0.00319 | 0.0001146
| 2017/18 | 11/08/2017 | PLANNED | 40 | 4 | 10 | 5.0375e-05 | 5.0375e-06
| 2017/18 | 11/08/2017 | PLANNED | 60 | 1 | 60 | 7.5563e-05 | 1.2594e-06
| 2017/18 | 11/08/2017 | PLANNED | 57 | 1 | 57 | 7.1785e-05 | 1.2594e-06
| 2017/18 | 11/08/2017 | PLANNED | 3115 | 117 | 26.6239 | 0.003923 | 0.00014735
| 2017/18 | 11/08/2017 | PLANNED | 10 | 2 | 5 | 1.2594e-05 | 2.5188e-06
| 2017/18 | 11/08/2017 | PLANNED | 69 | 1 | 69 | 8.6898e-05 | 1.2594e-06
| 2017/18 | 12/08/2017 | PLANNED | 36404 | 76 | 479 | 0.045847 | 9.5713e-05
| 2017/18 | 12/08/2017 | PLANNED | 579 | 3 | 193 | 0.00072918 | 3.7782e-06
| 2017/18 | 13/08/2017 | PLANNED | 22185 | 51 | 435 | 0.027939 | 6.4229e-05
| 2017/18 | 13/08/2017 | PLANNED | 664 | 2 | 332 | 0.00083623 | 2.5188e-06
| 2017/18 | 13/08/2017 | PLANNED | 29216 | 88 | 332 | 0.036794 | 0.00011083
| 2017/18 | 13/08/2017 | PLANNED | 5600 | 14 | 400 | 0.0070526 | 1.7631e-05
| 2017/18 | 13/08/2017 | PLANNED | 375 | 1 | 375 | 0.00047227 | 1.2594e-06
| 2017/18 | 13/08/2017 | PLANNED | 1175 | 25 | 47 | 0.0014798 | 3.1485e-05
| 2017/18 | 14/08/2017 | PLANNED | 42368 | 128 | 331 | 0.053358 | 0.0001612
| 2017/18 | 14/08/2017 | PLANNED | 29 | 1 | 29 | 3.6522e-05 | 1.2594e-06
| 2017/18 | 14/08/2017 | PLANNED | 1778 | 7 | 254 | 0.0022392 | 8.8157e-06
| 2017/18 | 14/08/2017 | PLANNED | 85 | 1 | 85 | 0.00010705 | 1.2594e-06
| 2017/18 | 14/08/2017 | PLANNED | 5145 | 21 | 245 | 0.0064795 | 2.6447e-05
| 2017/18 | 14/08/2017 | PLANNED | 174040 | 458 | 380 | 0.21918 | 0.0005768
| 2017/18 | 14/08/2017 | PLANNED | 5550 | 37 | 150 | 0.0069896 | 4.6597e-05
| 2017/18 | 14/08/2017 | PLANNED | 70 | 2 | 35 | 8.8157e-05 | 2.5188e-06
| 2017/18 | 14/08/2017 | PLANNED | 2145 | 13 | 165 | 0.0027014 | 1.6372e-05
| 2017/18 | 14/08/2017 | PLANNED | 33143 | 131 | 253 | 0.04174 | 0.00016498
| 2017/18 | 14/08/2017 | PLANNED | 249 | 1 | 249 | 0.00031359 | 1.2594e-06
| 2017/18 | 14/08/2017 | PLANNED | 126 | 1 | 126 | 0.00015868 | 1.2594e-06
| 2017/18 | 14/08/2017 | PLANNED | 54 | 1 | 54 | 6.8007e-05 | 1.2594e-06
| 2017/18 | 14/08/2017 | PLANNED | 12 | 2 | 6 | 1.5113e-05 | 2.5188e-06
| 2017/18 | 14/08/2017 | PLANNED | 12 | 2 | 6 | 1.5113e-05 | 2.5188e-06
| 2017/18 | 14/08/2017 | PLANNED | 140 | 2 | 70 | 0.00017631 | 2.5188e-06
| 2017/18 | 14/08/2017 | PLANNED | 297 | 9 | 33 | 0.00037404 | 1.1334e-05
| 2017/18 | 14/08/2017 | PLANNED | 42 | 1 | 42 | 5.2894e-05 | 1.2594e-06
| 2017/18 | 15/08/2017 | PLANNED | 356 | 1 | 356 | 0.00044834 | 1.2594e-06
| 2017/18 | 15/08/2017 | PLANNED | 22515 | 285 | 79 | 0.028355 | 0.00035892
| 2017/18 | 15/08/2017 | PLANNED | 8712 | 24 | 363 | 0.010972 | 3.0225e-05
| 2017/18 | 15/08/2017 | PLANNED | 30 | 1 | 30 | 3.7782e-05 | 1.2594e-06
| 2017/18 | 15/08/2017 | PLANNED | 48 | 2 | 24 | 6.0451e-05 | 2.5188e-06
| 2017/18 | 15/08/2017 | PLANNED | 1060 | 9 | 117.7778 | 0.0013349 | 1.1334e-05
| 2017/18 | 15/08/2017 | PLANNED | 1575 | 45 | 35 | 0.0019835 | 5.6672e-05
| 2017/18 | 15/08/2017 | PLANNED | 7095 | 25 | 283.8 | 0.0089353 | 3.1485e-05
| 2017/18 | 15/08/2017 | PLANNED | 106 | 2 | 53 | 0.00013349 | 2.5188e-06
| 2017/18 | 15/08/2017 | PLANNED | 80 | 4 | 20 | 0.00010075 | 5.0375e-06
| 2017/18 | 15/08/2017 | PLANNED | 2718 | 18 | 151 | 0.003423 | 2.2669e-05
| 2017/18 | 15/08/2017 | PLANNED | 165 | 1 | 165 | 0.0002078 | 1.2594e-06
| 2017/18 | 15/08/2017 | PLANNED | 35 | 1 | 35 | 4.4078e-05 | 1.2594e-06
| 2017/18 | 15/08/2017 | PLANNED | 90 | 3 | 30 | 0.00011334 | 3.7782e-06
| 2017/18 | 15/08/2017 | PLANNED | 10 | 1 | 10 | 1.2594e-05 | 1.2594e-06
| 2017/18 | 15/08/2017 | PLANNED | 1032 | 24 | 43 | 0.0012997 | 3.0225e-05
| 2017/18 | 15/08/2017 | PLANNED | 40 | 1 | 40 | 5.0375e-05 | 1.2594e-06
| 2017/18 | 15/08/2017 | PLANNED | 225 | 5 | 45 | 0.00028336 | 6.2969e-06
| 2017/18 | 15/08/2017 | PLANNED | 1560 | 8 | 195 | 0.0019646 | 1.0075e-05
| 2017/18 | 15/08/2017 | PLANNED | 12 | 2 | 6 | 1.5113e-05 | 2.5188e-06
| 2017/18 | 15/08/2017 | PLANNED | 108 | 3 | 36 | 0.00013601 | 3.7782e-06
| 2017/18 | 15/08/2017 | PLANNED | 378 | 21 | 18 | 0.00047605 | 2.6447e-05
| 2017/18 | 15/08/2017 | PLANNED | 330 | 11 | 30 | 0.0004156 | 1.3853e-05
| 2017/18 | 16/08/2017 | PLANNED | 2616 | 8 | 327 | 0.0032946 | 1.0075e-05
| 2017/18 | 16/08/2017 | PLANNED | 296 | 1 | 296 | 0.00037278 | 1.2594e-06
| 2017/18 | 16/08/2017 | PLANNED | 26896 | 82 | 328 | 0.033872 | 0.00010327
| 2017/18 | 16/08/2017 | PLANNED | 41908 | 119 | 352.1681 | 0.052778 | 0.00014987
| 2017/18 | 16/08/2017 | PLANNED | 180 | 12 | 15 | 0.00022669 | 1.5113e-05
| 2017/18 | 16/08/2017 | PLANNED | 17044 | 102 | 167.098 | 0.021465 | 0.00012846
| 2017/18 | 16/08/2017 | PLANNED | 855 | 18 | 47.5 | 0.0010768 | 2.2669e-05
| 2017/18 | 16/08/2017 | PLANNED | 24 | 1 | 24 | 3.0225e-05 | 1.2594e-06
| 2017/18 | 16/08/2017 | PLANNED | 2295 | 27 | 85 | 0.0028903 | 3.4003e-05
| 2017/18 | 16/08/2017 | PLANNED | 110588 | 268 | 412.6418 | 0.13927 | 0.00033752
| 2017/18 | 16/08/2017 | PLANNED | 1340 | 10 | 134 | 0.0016876 | 1.2594e-05
| 2017/18 | 16/08/2017 | PLANNED | 21315 | 87 | 245 | 0.026844 | 0.00010957
| 2017/18 | 16/08/2017 | PLANNED | 640 | 32 | 20 | 0.00080601 | 4.03e-05
| 2017/18 | 16/08/2017 | PLANNED | 62 | 2 | 31 | 7.8082e-05 | 2.5188e-06
| 2017/18 | 16/08/2017 | PLANNED | 1867 | 37 | 50.4595 | 0.0023513 | 4.6597e-05
| 2017/18 | 16/08/2017 | PLANNED | 270 | 9 | 30 | 0.00034003 | 1.1334e-05
| 2017/18 | 16/08/2017 | PLANNED | 7515 | 167 | 45 | 0.0094643 | 0.00021032
| 2017/18 | 16/08/2017 | PLANNED | 456 | 8 | 57 | 0.00057428 | 1.0075e-05
| 2017/18 | 16/08/2017 | PLANNED | 25 | 5 | 5 | 3.1485e-05 | 6.2969e-06
| 2017/18 | 16/08/2017 | PLANNED | 52 | 26 | 2 | 6.5488e-05 | 3.2744e-05
| 2017/18 | 16/08/2017 | PLANNED | 21 | 1 | 21 | 2.6447e-05 | 1.2594e-06
| 2017/18 | 17/08/2017 | PLANNED | 166372 | 448 | 371.3661 | 0.20953 | 0.0005642
| 2017/18 | 17/08/2017 | PLANNED | 386 | 1 | 386 | 0.00048612 | 1.2594e-06
| 2017/18 | 17/08/2017 | PLANNED | 3630 | 11 | 330 | 0.0045716 | 1.3853e-05
| 2017/18 | 17/08/2017 | PLANNED | 2362 | 15 | 157.4667 | 0.0029747 | 1.8891e-05
| 2017/18 | 17/08/2017 | PLANNED | 190 | 2 | 95 | 0.00023928 | 2.5188e-06
| 2017/18 | 17/08/2017 | PLANNED | 624 | 16 | 39 | 0.00078586 | 2.015e-05
| 2017/18 | 17/08/2017 | PLANNED | 28 | 4 | 7 | 3.5263e-05 | 5.0375e-06
| 2017/18 | 17/08/2017 | PLANNED | 225 | 3 | 75 | 0.00028336 | 3.7782e-06
| 2017/18 | 17/08/2017 | PLANNED | 6150 | 30 | 205 | 0.0077452 | 3.7782e-05
| 2017/18 | 17/08/2017 | PLANNED | 1416 | 8 | 177 | 0.0017833 | 1.0075e-05
| 2017/18 | 17/08/2017 | PLANNED | 465 | 3 | 155 | 0.00058561 | 3.7782e-06
| 2017/18 | 17/08/2017 | PLANNED | 180 | 3 | 60 | 0.00022669 | 3.7782e-06
| 2017/18 | 17/08/2017 | PLANNED | 43419 | 193 | 224.9689 | 0.054681 | 0.00024306
| 2017/18 | 17/08/2017 | PLANNED | 5124 | 36 | 142.3333 | 0.0064531 | 4.5338e-05
| 2017/18 | 17/08/2017 | PLANNED | 199 | 1 | 199 | 0.00025062 | 1.2594e-06
| 2017/18 | 17/08/2017 | PLANNED | 375 | 3 | 125 | 0.00047227 | 3.7782e-06
| 2017/18 | 17/08/2017 | PLANNED | 50 | 5 | 10 | 6.2969e-05 | 6.2969e-06
| 2017/18 | 17/08/2017 | PLANNED | 50 | 2 | 25 | 6.2969e-05 | 2.5188e-06
| 2017/18 | 17/08/2017 | PLANNED | 20 | 2 | 10 | 2.5188e-05 | 2.5188e-06
| 2017/18 | 17/08/2017 | PLANNED | 806 | 31 | 26 | 0.0010151 | 3.9041e-05
| 2017/18 | 17/08/2017 | PLANNED | 3280 | 205 | 16 | 0.0041308 | 0.00025817
| 2017/18 | 18/08/2017 | PLANNED | 1344 | 42 | 32 | 0.0016926 | 5.2894e-05
| 2017/18 | 18/08/2017 | PLANNED | 3388 | 14 | 242 | 0.0042668 | 1.7631e-05
| 2017/18 | 18/08/2017 | PLANNED | 4699 | 37 | 127 | 0.0059179 | 4.6597e-05
| 2017/18 | 18/08/2017 | PLANNED | 70 | 7 | 10 | 8.8157e-05 | 8.8157e-06
| 2017/18 | 18/08/2017 | PLANNED | 915 | 3 | 305 | 0.0011523 | 3.7782e-06
| 2017/18 | 18/08/2017 | PLANNED | 795 | 53 | 15 | 0.0010012 | 6.6747e-05
| 2017/18 | 18/08/2017 | PLANNED | 40180 | 140 | 287 | 0.050602 | 0.00017631
| 2017/18 | 18/08/2017 | PLANNED | 77 | 1 | 77 | 9.6973e-05 | 1.2594e-06
| 2017/18 | 18/08/2017 | PLANNED | 40 | 4 | 10 | 5.0375e-05 | 5.0375e-06
| 2017/18 | 18/08/2017 | PLANNED | 2120 | 8 | 265 | 0.0026699 | 1.0075e-05
| 2017/18 | 18/08/2017 | PLANNED | 80 | 2 | 40 | 0.00010075 | 2.5188e-06
| 2017/18 | 18/08/2017 | PLANNED | 26730 | 99 | 270 | 0.033663 | 0.00012468
| 2017/18 | 18/08/2017 | PLANNED | 126 | 2 | 63 | 0.00015868 | 2.5188e-06
| 2017/18 | 18/08/2017 | PLANNED | 1750 | 25 | 70 | 0.0022039 | 3.1485e-05
| 2017/18 | 18/08/2017 | PLANNED | 85 | 1 | 85 | 0.00010705 | 1.2594e-06
| 2017/18 | 18/08/2017 | PLANNED | 3402 | 21 | 162 | 0.0042844 | 2.6447e-05
| 2017/18 | 18/08/2017 | PLANNED | 54 | 2 | 27 | 6.8007e-05 | 2.5188e-06
| 2017/18 | 18/08/2017 | PLANNED | 75 | 4 | 18.75 | 9.4454e-05 | 5.0375e-06
| 2017/18 | 18/08/2017 | PLANNED | 70 | 2 | 35 | 8.8157e-05 | 2.5188e-06
| 2017/18 | 18/08/2017 | PLANNED | 38 | 2 | 19 | 4.7857e-05 | 2.5188e-06
| 2017/18 | 18/08/2017 | PLANNED | 1785 | 17 | 105 | 0.002248 | 2.141e-05
| 2017/18 | 18/08/2017 | PLANNED | 522 | 58 | 9 | 0.0006574 | 7.3044e-05
| 2017/18 | 18/08/2017 | PLANNED | 14 | 2 | 7 | 1.7631e-05 | 2.5188e-06
| 2017/18 | 18/08/2017 | PLANNED | 6 | 2 | 3 | 7.5563e-06 | 2.5188e-06
| 2017/18 | 19/08/2017 | PLANNED | 21240 | 59 | 360 | 0.026749 | 7.4304e-05
| 2017/18 | 19/08/2017 | PLANNED | 2160 | 6 | 360 | 0.0027203 | 7.5563e-06
| 2017/18 | 20/08/2017 | PLANNED | 19100 | 50 | 382 | 0.024054 | 6.2969e-05
| 2017/18 | 20/08/2017 | PLANNED | 131750 | 310 | 425 | 0.16592 | 0.00039041
| 2017/18 | 20/08/2017 | PLANNED | 359 | 1 | 359 | 0.00045212 | 1.2594e-06
| 2017/18 | 20/08/2017 | PLANNED | 606 | 2 | 303 | 0.00076319 | 2.5188e-06
| 2017/18 | 20/08/2017 | PLANNED | 200 | 20 | 10 | 0.00025188 | 2.5188e-05
| 2017/18 | 20/08/2017 | PLANNED | 16185 | 83 | 195 | 0.020383 | 0.00010453
| 2017/18 | 20/08/2017 | PLANNED | 5766 | 93 | 62 | 0.0072616 | 0.00011712
| 2017/18 | 20/08/2017 | PLANNED | 990 | 18 | 55 | 0.0012468 | 2.2669e-05
| 2017/18 | 21/08/2017 | PLANNED | 124 | 4 | 31 | 0.00015616 | 5.0375e-06
| 2017/18 | 21/08/2017 | PLANNED | 331 | 1 | 331 | 0.00041686 | 1.2594e-06
| 2017/18 | 21/08/2017 | PLANNED | 62 | 2 | 31 | 7.8082e-05 | 2.5188e-06
| 2017/18 | 21/08/2017 | PLANNED | 180 | 9 | 20 | 0.00022669 | 1.1334e-05
| 2017/18 | 21/08/2017 | PLANNED | 910 | 5 | 182 | 0.001146 | 6.2969e-06
| 2017/18 | 21/08/2017 | PLANNED | 690 | 46 | 15 | 0.00086898 | 5.7932e-05
| 2017/18 | 21/08/2017 | PLANNED | 43542 | 123 | 354 | 0.054836 | 0.0001549
| 2017/18 | 21/08/2017 | PLANNED | 8160 | 34 | 240 | 0.010277 | 4.2819e-05
| 2017/18 | 21/08/2017 | PLANNED | 5526 | 32 | 172.6875 | 0.0069594 | 4.03e-05
| 2017/18 | 21/08/2017 | PLANNED | 32 | 2 | 16 | 4.03e-05 | 2.5188e-06
| 2017/18 | 21/08/2017 | PLANNED | 540 | 9 | 60 | 0.00068007 | 1.1334e-05
| 2017/18 | 21/08/2017 | PLANNED | 8 | 4 | 2 | 1.0075e-05 | 5.0375e-06
| 2017/18 | 21/08/2017 | PLANNED | 3700 | 20 | 185 | 0.0046597 | 2.5188e-05
| 2017/18 | 21/08/2017 | PLANNED | 31940 | 10 | 3194 | 0.040225 | 1.2594e-05
| 2017/18 | 21/08/2017 | PLANNED | 316 | 2 | 158 | 0.00039797 | 2.5188e-06
| 2017/18 | 21/08/2017 | PLANNED | 33 | 3 | 11 | 4.156e-05 | 3.7782e-06
| 2017/18 | 21/08/2017 | PLANNED | 3 | 3 | 1 | 3.7782e-06 | 3.7782e-06
| 2017/18 | 21/08/2017 | PLANNED | 15 | 1 | 15 | 1.8891e-05 | 1.2594e-06
| 2017/18 | 21/08/2017 | PLANNED | 21 | 1 | 21 | 2.6447e-05 | 1.2594e-06
| 2017/18 | 21/08/2017 | PLANNED | 66 | 3 | 22 | 8.3119e-05 | 3.7782e-06
| 2017/18 | 21/08/2017 | PLANNED | 159 | 3 | 53 | 0.00020024 | 3.7782e-06
| 2017/18 | 21/08/2017 | PLANNED | 130 | 5 | 26 | 0.00016372 | 6.2969e-06
| 2017/18 | 21/08/2017 | PLANNED | 72 | 1 | 72 | 9.0676e-05 | 1.2594e-06
| 2017/18 | 21/08/2017 | PLANNED | 1200 | 12 | 100 | 0.0015113 | 1.5113e-05
| 2017/18 | 21/08/2017 | PLANNED | 10 | 1 | 10 | 1.2594e-05 | 1.2594e-06
| 2017/18 | 22/08/2017 | PLANNED | 29797 | 426 | 69.946 | 0.037526 | 0.0005365
| 2017/18 | 22/08/2017 | PLANNED | 1160 | 4 | 290 | 0.0014609 | 5.0375e-06
| 2017/18 | 22/08/2017 | PLANNED | 3665 | 11 | 333.1818 | 0.0046156 | 1.3853e-05
| 2017/18 | 22/08/2017 | PLANNED | 2598 | 6 | 433 | 0.0032719 | 7.5563e-06
| 2017/18 | 22/08/2017 | PLANNED | 300 | 2 | 150 | 0.00037782 | 2.5188e-06
| 2017/18 | 22/08/2017 | PLANNED | 429 | 13 | 33 | 0.00054028 | 1.6372e-05
| 2017/18 | 22/08/2017 | PLANNED | 14210 | 49 | 290 | 0.017896 | 6.171e-05
| 2017/18 | 22/08/2017 | PLANNED | 18612 | 94 | 198 | 0.02344 | 0.00011838
| 2017/18 | 22/08/2017 | PLANNED | 8556 | 23 | 372 | 0.010775 | 2.8966e-05
| 2017/18 | 22/08/2017 | PLANNED | 14504 | 49 | 296 | 0.018266 | 6.171e-05
| 2017/18 | 22/08/2017 | PLANNED | 2400 | 15 | 160 | 0.0030225 | 1.8891e-05
| 2017/18 | 22/08/2017 | PLANNED | 4882 | 47 | 103.8723 | 0.0061483 | 5.9191e-05
| 2017/18 | 22/08/2017 | PLANNED | 1340 | 9 | 148.8889 | 0.0016876 | 1.1334e-05
| 2017/18 | 22/08/2017 | PLANNED | 15250 | 61 | 250 | 0.019206 | 7.6823e-05
| 2017/18 | 22/08/2017 | PLANNED | 37 | 1 | 37 | 4.6597e-05 | 1.2594e-06
| 2017/18 | 22/08/2017 | PLANNED | 500 | 50 | 10 | 0.00062969 | 6.2969e-05
| 2017/18 | 22/08/2017 | PLANNED | 7840 | 49 | 160 | 0.0098736 | 6.171e-05
| 2017/18 | 22/08/2017 | PLANNED | 27 | 1 | 27 | 3.4003e-05 | 1.2594e-06
| 2017/18 | 22/08/2017 | PLANNED | 1070 | 107 | 10 | 0.0013475 | 0.00013475
| 2017/18 | 22/08/2017 | PLANNED | 101 | 1 | 101 | 0.0001272 | 1.2594e-06
| 2017/18 | 22/08/2017 | PLANNED | 4352 | 17 | 256 | 0.0054808 | 2.141e-05
| 2017/18 | 22/08/2017 | PLANNED | 1344 | 8 | 168 | 0.0016926 | 1.0075e-05
| 2017/18 | 22/08/2017 | PLANNED | 83 | 1 | 83 | 0.00010453 | 1.2594e-06
| 2017/18 | 22/08/2017 | PLANNED | 984 | 8 | 123 | 0.0012392 | 1.0075e-05
| 2017/18 | 22/08/2017 | PLANNED | 3472 | 28 | 124 | 0.0043726 | 3.5263e-05
| 2017/18 | 22/08/2017 | PLANNED | 100 | 1 | 100 | 0.00012594 | 1.2594e-06
| 2017/18 | 22/08/2017 | PLANNED | 155 | 1 | 155 | 0.0001952 | 1.2594e-06
| 2017/18 | 22/08/2017 | PLANNED | 1057 | 12 | 88.0833 | 0.0013312 | 1.5113e-05
| 2017/18 | 22/08/2017 | PLANNED | 1800 | 15 | 120 | 0.0022669 | 1.8891e-05
| 2017/18 | 22/08/2017 | PLANNED | 192 | 3 | 64 | 0.0002418 | 3.7782e-06
| 2017/18 | 22/08/2017 | PLANNED | 66 | 1 | 66 | 8.3119e-05 | 1.2594e-06
| 2017/18 | 23/08/2017 | PLANNED | 3933 | 11 | 357.5455 | 0.0049532 | 1.3853e-05
| 2017/18 | 23/08/2017 | PLANNED | 12580 | 34 | 370 | 0.015843 | 4.2819e-05
| 2017/18 | 23/08/2017 | PLANNED | 776 | 8 | 97 | 0.00097728 | 1.0075e-05
| 2017/18 | 23/08/2017 | PLANNED | 255 | 3 | 85 | 0.00032114 | 3.7782e-06
| 2017/18 | 23/08/2017 | PLANNED | 10091 | 23 | 438.7391 | 0.012708 | 2.8966e-05
| 2017/18 | 23/08/2017 | PLANNED | 265 | 1 | 265 | 0.00033374 | 1.2594e-06
| 2017/18 | 23/08/2017 | PLANNED | 165 | 3 | 55 | 0.0002078 | 3.7782e-06
| 2017/18 | 23/08/2017 | PLANNED | 2325 | 7 | 332.1429 | 0.0029281 | 8.8157e-06
| 2017/18 | 23/08/2017 | PLANNED | 3335 | 29 | 115 | 0.0042001 | 3.6522e-05
| 2017/18 | 23/08/2017 | PLANNED | 279 | 9 | 31 | 0.00035137 | 1.1334e-05
| 2017/18 | 23/08/2017 | PLANNED | 3450 | 30 | 115 | 0.0043449 | 3.7782e-05
| 2017/18 | 23/08/2017 | PLANNED | 3290 | 14 | 235 | 0.0041434 | 1.7631e-05
| 2017/18 | 23/08/2017 | PLANNED | 3196 | 17 | 188 | 0.004025 | 2.141e-05
| 2017/18 | 23/08/2017 | PLANNED | 40221 | 123 | 327 | 0.050654 | 0.0001549
| 2017/18 | 23/08/2017 | PLANNED | 58500 | 195 | 300 | 0.073674 | 0.00024558
| 2017/18 | 23/08/2017 | PLANNED | 1476 | 6 | 246 | 0.0018589 | 7.5563e-06
| 2017/18 | 23/08/2017 | PLANNED | 3540 | 12 | 295 | 0.0044582 | 1.5113e-05
| 2017/18 | 23/08/2017 | PLANNED | 1845 | 38 | 48.5526 | 0.0023236 | 4.7857e-05
| 2017/18 | 23/08/2017 | PLANNED | 520 | 2 | 260 | 0.00065488 | 2.5188e-06
| 2017/18 | 23/08/2017 | PLANNED | 12246 | 39 | 314 | 0.015422 | 4.9116e-05
| 2017/18 | 23/08/2017 | PLANNED | 1540 | 9 | 171.1111 | 0.0019395 | 1.1334e-05
| 2017/18 | 23/08/2017 | PLANNED | 3850 | 35 | 110 | 0.0048486 | 4.4078e-05
| 2017/18 | 23/08/2017 | PLANNED | 153 | 3 | 51 | 0.00019269 | 3.7782e-06
| 2017/18 | 23/08/2017 | PLANNED | 30 | 2 | 15 | 3.7782e-05 | 2.5188e-06
| 2017/18 | 23/08/2017 | PLANNED | 40 | 2 | 20 | 5.0375e-05 | 2.5188e-06
| 2017/18 | 23/08/2017 | PLANNED | 192 | 3 | 64 | 0.0002418 | 3.7782e-06
| 2017/18 | 23/08/2017 | PLANNED | 10 | 1 | 10 | 1.2594e-05 | 1.2594e-06
| 2017/18 | 23/08/2017 | PLANNED | 50 | 1 | 50 | 6.2969e-05 | 1.2594e-06
| 2017/18 | 23/08/2017 | PLANNED | 180 | 6 | 30 | 0.00022669 | 7.5563e-06
| 2017/18 | 23/08/2017 | PLANNED | 198 | 6 | 33 | 0.00024936 | 7.5563e-06
| 2017/18 | 24/08/2017 | PLANNED | 33575 | 89 | 377.2472 | 0.042284 | 0.00011209
| 2017/18 | 24/08/2017 | PLANNED | 58 | 1 | 58 | 7.3044e-05 | 1.2594e-06
| 2017/18 | 24/08/2017 | PLANNED | 7 | 1 | 7 | 8.8157e-06 | 1.2594e-06
| 2017/18 | 24/08/2017 | PLANNED | 18189 | 47 | 387 | 0.022907 | 5.9191e-05
| 2017/18 | 24/08/2017 | PLANNED | 25025 | 143 | 175 | 0.031516 | 0.00018009
| 2017/18 | 24/08/2017 | PLANNED | 105 | 3 | 35 | 0.00013224 | 3.7782e-06
| 2017/18 | 24/08/2017 | PLANNED | 11628 | 38 | 306 | 0.014644 | 4.7857e-05
| 2017/18 | 24/08/2017 | PLANNED | 48970 | 118 | 415 | 0.061672 | 0.00014861
| 2017/18 | 24/08/2017 | PLANNED | 3450 | 10 | 345 | 0.0043449 | 1.2594e-05
| 2017/18 | 24/08/2017 | PLANNED | 2320 | 10 | 232 | 0.0029218 | 1.2594e-05
| 2017/18 | 24/08/2017 | PLANNED | 660 | 5 | 132 | 0.00083119 | 6.2969e-06
| 2017/18 | 24/08/2017 | PLANNED | 14276 | 43 | 332 | 0.017979 | 5.4154e-05
| 2017/18 | 24/08/2017 | PLANNED | 443 | 28 | 15.8214 | 0.00055791 | 3.5263e-05
| 2017/18 | 24/08/2017 | PLANNED | 637 | 7 | 91 | 0.00080223 | 8.8157e-06
| 2017/18 | 24/08/2017 | PLANNED | 400 | 4 | 100 | 0.00050375 | 5.0375e-06
| 2017/18 | 24/08/2017 | PLANNED | 1673 | 9 | 185.8889 | 0.002107 | 1.1334e-05
| 2017/18 | 24/08/2017 | PLANNED | 275 | 5 | 55 | 0.00034633 | 6.2969e-06
| 2017/18 | 24/08/2017 | PLANNED | 42 | 2 | 21 | 5.2894e-05 | 2.5188e-06
| 2017/18 | 24/08/2017 | PLANNED | 2 | 1 | 2 | 2.5188e-06 | 1.2594e-06
| 2017/18 | 24/08/2017 | PLANNED | 30 | 1 | 30 | 3.7782e-05 | 1.2594e-06
| 2017/18 | 24/08/2017 | PLANNED | 720 | 9 | 80 | 0.00090676 | 1.1334e-05
| 2017/18 | 24/08/2017 | PLANNED | 1554 | 21 | 74 | 0.0019571 | 2.6447e-05
| 2017/18 | 24/08/2017 | PLANNED | 10 | 1 | 10 | 1.2594e-05 | 1.2594e-06
| 2017/18 | 25/08/2017 | PLANNED | 3180 | 10 | 318 | 0.0040048 | 1.2594e-05
| 2017/18 | 25/08/2017 | PLANNED | 2035 | 5 | 407 | 0.0025628 | 6.2969e-06
| 2017/18 | 25/08/2017 | PLANNED | 30 | 1 | 30 | 3.7782e-05 | 1.2594e-06
| 2017/18 | 25/08/2017 | PLANNED | 5280 | 32 | 165 | 0.0066496 | 4.03e-05
| 2017/18 | 25/08/2017 | PLANNED | 3072 | 24 | 128 | 0.0038688 | 3.0225e-05
| 2017/18 | 25/08/2017 | PLANNED | 5754 | 36 | 159.8333 | 0.0072465 | 4.5338e-05
| 2017/18 | 25/08/2017 | PLANNED | 364 | 7 | 52 | 0.00045842 | 8.8157e-06
| 2017/18 | 25/08/2017 | PLANNED | 4177 | 21 | 198.9048 | 0.0052605 | 2.6447e-05
| 2017/18 | 25/08/2017 | PLANNED | 190 | 2 | 95 | 0.00023928 | 2.5188e-06
| 2017/18 | 25/08/2017 | PLANNED | 69 | 3 | 23 | 8.6898e-05 | 3.7782e-06
| 2017/18 | 25/08/2017 | PLANNED | 44 | 2 | 22 | 5.5413e-05 | 2.5188e-06
| 2017/18 | 25/08/2017 | PLANNED | 7130 | 46 | 155 | 0.0089794 | 5.7932e-05
| 2017/18 | 25/08/2017 | PLANNED | 448 | 2 | 224 | 0.0005642 | 2.5188e-06
| 2017/18 | 25/08/2017 | PLANNED | 161 | 5 | 32.2 | 0.00020276 | 6.2969e-06
| 2017/18 | 25/08/2017 | PLANNED | 783 | 3 | 261 | 0.0009861 | 3.7782e-06
| 2017/18 | 25/08/2017 | PLANNED | 750 | 25 | 30 | 0.00094454 | 3.1485e-05
| 2017/18 | 25/08/2017 | PLANNED | 69 | 3 | 23 | 8.6898e-05 | 3.7782e-06
| 2017/18 | 25/08/2017 | PLANNED | 28 | 2 | 14 | 3.5263e-05 | 2.5188e-06
| 2017/18 | 25/08/2017 | PLANNED | 279 | 3 | 93 | 0.00035137 | 3.7782e-06
| 2017/18 | 25/08/2017 | PLANNED | 39 | 1 | 39 | 4.9116e-05 | 1.2594e-06
| 2017/18 | 25/08/2017 | PLANNED | 560 | 4 | 140 | 0.00070526 | 5.0375e-06
| 2017/18 | 25/08/2017 | PLANNED | 414 | 6 | 69 | 0.00052139 | 7.5563e-06
| 2017/18 | 25/08/2017 | PLANNED | 100 | 4 | 25 | 0.00012594 | 5.0375e-06
| 2017/18 | 25/08/2017 | PLANNED | 152 | 4 | 38 | 0.00019143 | 5.0375e-06
| 2017/18 | 25/08/2017 | PLANNED | 20 | 1 | 20 | 2.5188e-05 | 1.2594e-06
| 2017/18 | 25/08/2017 | PLANNED | 4400 | 55 | 80 | 0.0055413 | 6.9266e-05
| 2017/18 | 25/08/2017 | PLANNED | 2204 | 130 | 16.9538 | 0.0027757 | 0.00016372
| 2017/18 | 25/08/2017 | PLANNED | 18 | 1 | 18 | 2.2669e-05 | 1.2594e-06
| 2017/18 | 25/08/2017 | PLANNED | 40 | 2 | 20 | 5.0375e-05 | 2.5188e-06
| 2017/18 | 25/08/2017 | PLANNED | 812 | 29 | 28 | 0.0010226 | 3.6522e-05
| 2017/18 | 25/08/2017 | PLANNED | 71 | 1 | 71 | 8.9416e-05 | 1.2594e-06
| 2017/18 | 25/08/2017 | PLANNED | 10208 | 116 | 88 | 0.012856 | 0.00014609
| 2017/18 | 25/08/2017 | PLANNED | 1200 | 48 | 25 | 0.0015113 | 6.0451e-05
| 2017/18 | 25/08/2017 | PLANNED | 21 | 1 | 21 | 2.6447e-05 | 1.2594e-06
| 2017/18 | 27/08/2017 | PLANNED | 870 | 2 | 435 | 0.0010957 | 2.5188e-06
| 2017/18 | 27/08/2017 | PLANNED | 765 | 3 | 255 | 0.00096343 | 3.7782e-06
| 2017/18 | 27/08/2017 | PLANNED | 9522 | 46 | 207 | 0.011992 | 5.7932e-05
| 2017/18 | 27/08/2017 | PLANNED | 430 | 2 | 215 | 0.00054154 | 2.5188e-06
| 2017/18 | 27/08/2017 | PLANNED | 37787 | 99 | 381.6869 | 0.047588 | 0.00012468
| 2017/18 | 27/08/2017 | PLANNED | 2190 | 6 | 365 | 0.0027581 | 7.5563e-06
| 2017/18 | 28/08/2017 | PLANNED | 118 | 2 | 59 | 0.00014861 | 2.5188e-06
| 2017/18 | 28/08/2017 | PLANNED | 5084 | 18 | 282.4444 | 0.0064027 | 2.2669e-05
| 2017/18 | 28/08/2017 | PLANNED | 81 | 1 | 81 | 0.00010201 | 1.2594e-06
| 2017/18 | 28/08/2017 | PLANNED | 35 | 1 | 35 | 4.4078e-05 | 1.2594e-06
| 2017/18 | 28/08/2017 | PLANNED | 462 | 7 | 66 | 0.00058184 | 8.8157e-06
| 2017/18 | 28/08/2017 | PLANNED | 96 | 3 | 32 | 0.0001209 | 3.7782e-06
| 2017/18 | 28/08/2017 | PLANNED | 11352 | 44 | 258 | 0.014297 | 5.5413e-05
| 2017/18 | 28/08/2017 | PLANNED | 45650 | 10 | 4565 | 0.057491 | 1.2594e-05
| 2017/18 | 28/08/2017 | PLANNED | 45 | 3 | 15 | 5.6672e-05 | 3.7782e-06
| 2017/18 | 28/08/2017 | PLANNED | 3074 | 53 | 58 | 0.0038714 | 6.6747e-05
| 2017/18 | 28/08/2017 | PLANNED | 46 | 2 | 23 | 5.7932e-05 | 2.5188e-06
| 2017/18 | 28/08/2017 | PLANNED | 102 | 3 | 34 | 0.00012846 | 3.7782e-06
| 2017/18 | 28/08/2017 | PLANNED | 280 | 14 | 20 | 0.00035263 | 1.7631e-05
| 2017/18 | 28/08/2017 | PLANNED | 18 | 1 | 18 | 2.2669e-05 | 1.2594e-06
| 2017/18 | 28/08/2017 | PLANNED | 195 | 3 | 65 | 0.00024558 | 3.7782e-06
| 2017/18 | 28/08/2017 | PLANNED | 93 | 1 | 93 | 0.00011712 | 1.2594e-06
| 2017/18 | 29/08/2017 | PLANNED | 646 | 2 | 323 | 0.00081356 | 2.5188e-06
| 2017/18 | 29/08/2017 | PLANNED | 8388 | 36 | 233 | 0.010564 | 4.5338e-05
| 2017/18 | 29/08/2017 | PLANNED | 216 | 1 | 216 | 0.00027203 | 1.2594e-06
| 2017/18 | 29/08/2017 | PLANNED | 1589 | 4 | 397.25 | 0.0020012 | 5.0375e-06
| 2017/18 | 29/08/2017 | PLANNED | 2480 | 6 | 413.3333 | 0.0031233 | 7.5563e-06
| 2017/18 | 29/08/2017 | PLANNED | 30 | 1 | 30 | 3.7782e-05 | 1.2594e-06
| 2017/18 | 29/08/2017 | PLANNED | 5760 | 32 | 180 | 0.0072541 | 4.03e-05
| 2017/18 | 29/08/2017 | PLANNED | 330 | 33 | 10 | 0.0004156 | 4.156e-05
| 2017/18 | 29/08/2017 | PLANNED | 2086 | 7 | 298 | 0.0026271 | 8.8157e-06
| 2017/18 | 29/08/2017 | PLANNED | 90 | 3 | 30 | 0.00011334 | 3.7782e-06
| 2017/18 | 29/08/2017 | PLANNED | 7460 | 20 | 373 | 0.009395 | 2.5188e-05
| 2017/18 | 29/08/2017 | PLANNED | 13719 | 51 | 269 | 0.017278 | 6.4229e-05
| 2017/18 | 29/08/2017 | PLANNED | 1665 | 37 | 45 | 0.0020969 | 4.6597e-05
| 2017/18 | 29/08/2017 | PLANNED | 4505 | 17 | 265 | 0.0056735 | 2.141e-05
| 2017/18 | 29/08/2017 | PLANNED | 28 | 1 | 28 | 3.5263e-05 | 1.2594e-06
| 2017/18 | 29/08/2017 | PLANNED | 42 | 1 | 42 | 5.2894e-05 | 1.2594e-06
| 2017/18 | 29/08/2017 | PLANNED | 264 | 3 | 88 | 0.00033248 | 3.7782e-06
| 2017/18 | 29/08/2017 | PLANNED | 185 | 1 | 185 | 0.00023299 | 1.2594e-06
| 2017/18 | 29/08/2017 | PLANNED | 40 | 2 | 20 | 5.0375e-05 | 2.5188e-06
| 2017/18 | 29/08/2017 | PLANNED | 199 | 1 | 199 | 0.00025062 | 1.2594e-06
| 2017/18 | 29/08/2017 | PLANNED | 40 | 2 | 20 | 5.0375e-05 | 2.5188e-06
| 2017/18 | 29/08/2017 | PLANNED | 60 | 1 | 60 | 7.5563e-05 | 1.2594e-06
| 2017/18 | 29/08/2017 | PLANNED | 150 | 1 | 150 | 0.00018891 | 1.2594e-06
| 2017/18 | 29/08/2017 | PLANNED | 20 | 1 | 20 | 2.5188e-05 | 1.2594e-06
| 2017/18 | 29/08/2017 | PLANNED | 376 | 4 | 94 | 0.00047353 | 5.0375e-06
| 2017/18 | 29/08/2017 | PLANNED | 24 | 1 | 24 | 3.0225e-05 | 1.2594e-06
| 2017/18 | 29/08/2017 | PLANNED | 45 | 3 | 15 | 5.6672e-05 | 3.7782e-06
| 2017/18 | 29/08/2017 | PLANNED | 40 | 1 | 40 | 5.0375e-05 | 1.2594e-06
| 2017/18 | 29/08/2017 | PLANNED | 6439 | 137 | 47 | 0.0081092 | 0.00017254
| 2017/18 | 29/08/2017 | PLANNED | 8600 | 20 | 430 | 0.010831 | 2.5188e-05
| 2017/18 | 29/08/2017 | PLANNED | 4240 | 5 | 848 | 0.0053398 | 6.2969e-06
| 2017/18 | 30/08/2017 | PLANNED | 5729 | 22 | 260.4091 | 0.007215 | 2.7706e-05
| 2017/18 | 30/08/2017 | PLANNED | 24794 | 77 | 322 | 0.031225 | 9.6973e-05
| 2017/18 | 30/08/2017 | PLANNED | 19620 | 60 | 327 | 0.024709 | 7.5563e-05
| 2017/18 | 30/08/2017 | PLANNED | 74490 | 191 | 390 | 0.093812 | 0.00024054
| 2017/18 | 30/08/2017 | PLANNED | 22 | 1 | 22 | 2.7706e-05 | 1.2594e-06
| 2017/18 | 30/08/2017 | PLANNED | 46113 | 132 | 349.3409 | 0.058074 | 0.00016624
| 2017/18 | 30/08/2017 | PLANNED | 1325 | 5 | 265 | 0.0016687 | 6.2969e-06
| 2017/18 | 30/08/2017 | PLANNED | 362 | 1 | 362 | 0.0004559 | 1.2594e-06
| 2017/18 | 30/08/2017 | PLANNED | 32195 | 137 | 235 | 0.040546 | 0.00017254
| 2017/18 | 30/08/2017 | PLANNED | 3120 | 20 | 156 | 0.0039293 | 2.5188e-05
| 2017/18 | 30/08/2017 | PLANNED | 34 | 2 | 17 | 4.2819e-05 | 2.5188e-06
| 2017/18 | 30/08/2017 | PLANNED | 10 | 2 | 5 | 1.2594e-05 | 2.5188e-06
| 2017/18 | 30/08/2017 | PLANNED | 1180 | 4 | 295 | 0.0014861 | 5.0375e-06
| 2017/18 | 30/08/2017 | PLANNED | 40 | 2 | 20 | 5.0375e-05 | 2.5188e-06
| 2017/18 | 30/08/2017 | PLANNED | 14 | 1 | 14 | 1.7631e-05 | 1.2594e-06
| 2017/18 | 30/08/2017 | PLANNED | 20 | 1 | 20 | 2.5188e-05 | 1.2594e-06
| 2017/18 | 30/08/2017 | PLANNED | 5 | 1 | 5 | 6.2969e-06 | 1.2594e-06
| 2017/18 | 30/08/2017 | PLANNED | 20 | 1 | 20 | 2.5188e-05 | 1.2594e-06
| 2017/18 | 30/08/2017 | PLANNED | 46 | 1 | 46 | 5.7932e-05 | 1.2594e-06
| 2017/18 | 30/08/2017 | PLANNED | 15 | 1 | 15 | 1.8891e-05 | 1.2594e-06
| 2017/18 | 30/08/2017 | PLANNED | 304 | 4 | 76 | 0.00038285 | 5.0375e-06
| 2017/18 | 30/08/2017 | PLANNED | 6 | 1 | 6 | 7.5563e-06 | 1.2594e-06
| 2017/18 | 30/08/2017 | PLANNED | 20 | 2 | 10 | 2.5188e-05 | 2.5188e-06
| 2017/18 | 30/08/2017 | PLANNED | 27 | 3 | 9 | 3.4003e-05 | 3.7782e-06
| 2017/18 | 30/08/2017 | PLANNED | 1496 | 374 | 4 | 0.001884 | 0.00047101
| 2017/18 | 30/08/2017 | PLANNED | 5448 | 1362 | 4 | 0.0068611 | 0.0017153
| 2017/18 | 30/08/2017 | PLANNED | 5452 | 1363 | 4 | 0.0068662 | 0.0017165
| 2017/18 | 31/08/2017 | PLANNED | 2100 | 30 | 70 | 0.0026447 | 3.7782e-05
| 2017/18 | 31/08/2017 | PLANNED | 128862 | 293 | 439.802 | 0.16229 | 0.000369
| 2017/18 | 31/08/2017 | PLANNED | 8980 | 20 | 449 | 0.011309 | 2.5188e-05
| 2017/18 | 31/08/2017 | PLANNED | 11744 | 32 | 367 | 0.01479 | 4.03e-05
| 2017/18 | 31/08/2017 | PLANNED | 8207 | 29 | 283 | 0.010336 | 3.6522e-05
| 2017/18 | 31/08/2017 | PLANNED | 300 | 6 | 50 | 0.00037782 | 7.5563e-06
| 2017/18 | 31/08/2017 | PLANNED | 17930 | 55 | 326 | 0.022581 | 6.9266e-05
| 2017/18 | 31/08/2017 | PLANNED | 4455 | 99 | 45 | 0.0056106 | 0.00012468
| 2017/18 | 31/08/2017 | PLANNED | 85 | 3 | 28.3333 | 0.00010705 | 3.7782e-06
| 2017/18 | 31/08/2017 | PLANNED | 268 | 4 | 67 | 0.00033752 | 5.0375e-06
| 2017/18 | 31/08/2017 | PLANNED | 624 | 3 | 208 | 0.00078586 | 3.7782e-06
| 2017/18 | 31/08/2017 | PLANNED | 24000 | 150 | 160 | 0.030225 | 0.00018891
| 2017/18 | 31/08/2017 | PLANNED | 254 | 2 | 127 | 0.00031988 | 2.5188e-06
| 2017/18 | 31/08/2017 | PLANNED | 25 | 1 | 25 | 3.1485e-05 | 1.2594e-06
| 2017/18 | 31/08/2017 | PLANNED | 2744 | 64 | 42.875 | 0.0034558 | 8.0601e-05
| 2017/18 | 31/08/2017 | PLANNED | 2040 | 12 | 170 | 0.0025691 | 1.5113e-05
| 2017/18 | 31/08/2017 | PLANNED | 6500 | 25 | 260 | 0.008186 | 3.1485e-05
| 2017/18 | 31/08/2017 | PLANNED | 8799 | 21 | 419 | 0.011081 | 2.6447e-05
| 2017/18 | 31/08/2017 | PLANNED | 25195 | 73 | 345.137 | 0.03173 | 9.1935e-05
| 2017/18 | 31/08/2017 | PLANNED | 3940 | 20 | 197 | 0.004962 | 2.5188e-05
| 2017/18 | 31/08/2017 | PLANNED | 60 | 2 | 30 | 7.5563e-05 | 2.5188e-06
| 2017/18 | 31/08/2017 | PLANNED | 803 | 11 | 73 | 0.0010113 | 1.3853e-05
| 2017/18 | 31/08/2017 | PLANNED | 32 | 4 | 8 | 4.03e-05 | 5.0375e-06
| 2017/18 | 31/08/2017 | PLANNED | 431 | 4 | 107.75 | 0.0005428 | 5.0375e-06
| 2017/18 | 31/08/2017 | PLANNED | 29 | 1 | 29 | 3.6522e-05 | 1.2594e-06
| 2017/18 | 31/08/2017 | PLANNED | 53 | 1 | 53 | 6.6747e-05 | 1.2594e-06
| 2017/18 | 31/08/2017 | PLANNED | 86 | 2 | 43 | 0.00010831 | 2.5188e-06
| 2017/18 | 31/08/2017 | PLANNED | 35 | 1 | 35 | 4.4078e-05 | 1.2594e-06
| 2017/18 | 31/08/2017 | PLANNED | 26 | 1 | 26 | 3.2744e-05 | 1.2594e-06
| 2017/18 | 31/08/2017 | PLANNED | 32 | 2 | 16 | 4.03e-05 | 2.5188e-06
| 2017/18 | 31/08/2017 | PLANNED | 1034 | 47 | 22 | 0.0013022 | 5.9191e-05
| 2017/18 | 31/08/2017 | PLANNED | 102 | 3 | 34 | 0.00012846 | 3.7782e-06
| 2017/18 | 31/08/2017 | PLANNED | 92 | 2 | 46 | 0.00011586 | 2.5188e-06
| 2017/18 | 31/08/2017 | PLANNED | 50 | 5 | 10 | 6.2969e-05 | 6.2969e-06
| 2017/18 | 31/08/2017 | PLANNED | 196 | 7 | 28 | 0.00024684 | 8.8157e-06
| 2017/18 | 31/08/2017 | PLANNED | 40 | 2 | 20 | 5.0375e-05 | 2.5188e-06
| 2017/18 | 1/09/2017 | PLANNED | 33 | 1 | 33 | 4.156e-05 | 1.2594e-06
| 2017/18 | 1/09/2017 | PLANNED | 7520 | 20 | 376 | 0.0094706 | 2.5188e-05
| 2017/18 | 1/09/2017 | PLANNED | 150 | 1 | 150 | 0.00018891 | 1.2594e-06
| 2017/18 | 1/09/2017 | PLANNED | 336 | 3 | 112 | 0.00042315 | 3.7782e-06
| 2017/18 | 1/09/2017 | PLANNED | 5784 | 16 | 361.5 | 0.0072843 | 2.015e-05
| 2017/18 | 1/09/2017 | PLANNED | 5364 | 36 | 149 | 0.0067553 | 4.5338e-05
| 2017/18 | 1/09/2017 | PLANNED | 80 | 4 | 20 | 0.00010075 | 5.0375e-06
| 2017/18 | 1/09/2017 | PLANNED | 450 | 3 | 150 | 0.00056672 | 3.7782e-06
| 2017/18 | 1/09/2017 | PLANNED | 2300 | 10 | 230 | 0.0028966 | 1.2594e-05
| 2017/18 | 1/09/2017 | PLANNED | 3120 | 12 | 260 | 0.0039293 | 1.5113e-05
| 2017/18 | 1/09/2017 | PLANNED | 531 | 3 | 177 | 0.00066873 | 3.7782e-06
| 2017/18 | 1/09/2017 | PLANNED | 250 | 2 | 125 | 0.00031485 | 2.5188e-06
| 2017/18 | 1/09/2017 | PLANNED | 73370 | 230 | 319 | 0.092401 | 0.00028966
| 2017/18 | 1/09/2017 | PLANNED | 38 | 2 | 19 | 4.7857e-05 | 2.5188e-06
| 2017/18 | 1/09/2017 | PLANNED | 24310 | 110 | 221 | 0.030616 | 0.00013853
| 2017/18 | 1/09/2017 | PLANNED | 234 | 2 | 117 | 0.0002947 | 2.5188e-06
| 2017/18 | 1/09/2017 | PLANNED | 10780 | 44 | 245 | 0.013576 | 5.5413e-05
| 2017/18 | 1/09/2017 | PLANNED | 72 | 2 | 36 | 9.0676e-05 | 2.5188e-06
| 2017/18 | 1/09/2017 | PLANNED | 105 | 3 | 35 | 0.00013224 | 3.7782e-06
| 2017/18 | 1/09/2017 | PLANNED | 105 | 1 | 105 | 0.00013224 | 1.2594e-06
| 2017/18 | 1/09/2017 | PLANNED | 42 | 3 | 14 | 5.2894e-05 | 3.7782e-06
| 2017/18 | 1/09/2017 | PLANNED | 50 | 2 | 25 | 6.2969e-05 | 2.5188e-06
| 2017/18 | 1/09/2017 | PLANNED | 60 | 3 | 20 | 7.5563e-05 | 3.7782e-06
| 2017/18 | 1/09/2017 | PLANNED | 64 | 4 | 16 | 8.0601e-05 | 5.0375e-06
| 2017/18 | 1/09/2017 | PLANNED | 72 | 2 | 36 | 9.0676e-05 | 2.5188e-06
| 2017/18 | 1/09/2017 | PLANNED | 845 | 13 | 65 | 0.0010642 | 1.6372e-05
| 2017/18 | 1/09/2017 | PLANNED | 1200 | 8 | 150 | 0.0015113 | 1.0075e-05
| 2017/18 | 1/09/2017 | PLANNED | 92 | 4 | 23 | 0.00011586 | 5.0375e-06
| 2017/18 | 1/09/2017 | PLANNED | 36 | 3 | 12 | 4.5338e-05 | 3.7782e-06
| 2017/18 | 1/09/2017 | PLANNED | 25 | 1 | 25 | 3.1485e-05 | 1.2594e-06
| 2017/18 | 1/09/2017 | PLANNED | 180 | 3 | 60 | 0.00022669 | 3.7782e-06
| 2017/18 | 1/09/2017 | PLANNED | 50 | 2 | 25 | 6.2969e-05 | 2.5188e-06
| 2017/18 | 1/09/2017 | PLANNED | 56 | 1 | 56 | 7.0526e-05 | 1.2594e-06
| 2017/18 | 1/09/2017 | PLANNED | 32 | 1 | 32 | 4.03e-05 | 1.2594e-06
| 2017/18 | 1/09/2017 | PLANNED | 17 | 1 | 17 | 2.141e-05 | 1.2594e-06
| 2017/18 | 1/09/2017 | PLANNED | 216 | 8 | 27 | 0.00027203 | 1.0075e-05
| 2017/18 | 1/09/2017 | PLANNED | 5 | 1 | 5 | 6.2969e-06 | 1.2594e-06
| 2017/18 | 1/09/2017 | PLANNED | 54 | 2 | 27 | 6.8007e-05 | 2.5188e-06
| 2017/18 | 1/09/2017 | PLANNED | 360 | 6 | 60 | 0.00045338 | 7.5563e-06
| 2017/18 | 1/09/2017 | PLANNED | 25 | 1 | 25 | 3.1485e-05 | 1.2594e-06
| 2017/18 | 2/09/2017 | PLANNED | 342 | 2 | 171 | 0.00043071 | 2.5188e-06
| 2017/18 | 3/09/2017 | PLANNED | 1280 | 8 | 160 | 0.001612 | 1.0075e-05
| 2017/18 | 3/09/2017 | PLANNED | 600 | 6 | 100 | 0.00075563 | 7.5563e-06
| 2017/18 | 3/09/2017 | PLANNED | 6308 | 38 | 166 | 0.0079442 | 4.7857e-05
| 2017/18 | 3/09/2017 | PLANNED | 25 | 1 | 25 | 3.1485e-05 | 1.2594e-06
| 2017/18 | 3/09/2017 | PLANNED | 80 | 2 | 40 | 0.00010075 | 2.5188e-06
| 2017/18 | 3/09/2017 | PLANNED | 20 | 1 | 20 | 2.5188e-05 | 1.2594e-06
| 2017/18 | 3/09/2017 | PLANNED | 2112 | 66 | 32 | 0.0026598 | 8.3119e-05
| 2017/18 | 4/09/2017 | PLANNED | 6 | 2 | 3 | 7.5563e-06 | 2.5188e-06
| 2017/18 | 4/09/2017 | PLANNED | 152 | 4 | 38 | 0.00019143 | 5.0375e-06
| 2017/18 | 4/09/2017 | PLANNED | 17740 | 95 | 186.7368 | 0.022342 | 0.00011964
| 2017/18 | 4/09/2017 | PLANNED | 20 | 1 | 20 | 2.5188e-05 | 1.2594e-06
| 2017/18 | 4/09/2017 | PLANNED | 1440 | 8 | 180 | 0.0018135 | 1.0075e-05
| 2017/18 | 4/09/2017 | PLANNED | 1767 | 19 | 93 | 0.0022253 | 2.3928e-05
| 2017/18 | 4/09/2017 | PLANNED | 6248 | 22 | 284 | 0.0078686 | 2.7706e-05
| 2017/18 | 4/09/2017 | PLANNED | 5 | 1 | 5 | 6.2969e-06 | 1.2594e-06
| 2017/18 | 4/09/2017 | PLANNED | 3952 | 26 | 152 | 0.0049771 | 3.2744e-05
| 2017/18 | 4/09/2017 | PLANNED | 104 | 2 | 52 | 0.00013098 | 2.5188e-06
| 2017/18 | 4/09/2017 | PLANNED | 170 | 2 | 85 | 0.0002141 | 2.5188e-06
| 2017/18 | 4/09/2017 | PLANNED | 40 | 2 | 20 | 5.0375e-05 | 2.5188e-06
| 2017/18 | 4/09/2017 | PLANNED | 1654 | 17 | 97.2941 | 0.002083 | 2.141e-05
| 2017/18 | 4/09/2017 | PLANNED | 174 | 3 | 58 | 0.00021913 | 3.7782e-06
| 2017/18 | 4/09/2017 | PLANNED | 135 | 3 | 45 | 0.00017002 | 3.7782e-06
| 2017/18 | 4/09/2017 | PLANNED | 2080 | 10 | 208 | 0.0026195 | 1.2594e-05
| 2017/18 | 4/09/2017 | PLANNED | 12 | 1 | 12 | 1.5113e-05 | 1.2594e-06
| 2017/18 | 4/09/2017 | PLANNED | 20 | 2 | 10 | 2.5188e-05 | 2.5188e-06
| 2017/18 | 4/09/2017 | PLANNED | 386 | 2 | 193 | 0.00048612 | 2.5188e-06
| 2017/18 | 4/09/2017 | PLANNED | 2 | 1 | 2 | 2.5188e-06 | 1.2594e-06
| 2017/18 | 4/09/2017 | PLANNED | 51 | 1 | 51 | 6.4229e-05 | 1.2594e-06
| 2017/18 | 4/09/2017 | PLANNED | 13 | 1 | 13 | 1.6372e-05 | 1.2594e-06
| 2017/18 | 4/09/2017 | PLANNED | 36 | 2 | 18 | 4.5338e-05 | 2.5188e-06
| 2017/18 | 4/09/2017 | PLANNED | 243 | 6 | 40.5 | 0.00030603 | 7.5563e-06
| 2017/18 | 4/09/2017 | PLANNED | 2590 | 37 | 70 | 0.0032618 | 4.6597e-05
| 2017/18 | 4/09/2017 | PLANNED | 15 | 1 | 15 | 1.8891e-05 | 1.2594e-06
| 2017/18 | 4/09/2017 | PLANNED | 20 | 2 | 10 | 2.5188e-05 | 2.5188e-06
| 2017/18 | 4/09/2017 | PLANNED | 28 | 2 | 14 | 3.5263e-05 | 2.5188e-06
| 2017/18 | 5/09/2017 | PLANNED | 23177 | 175 | 132.44 | 0.029189 | 0.00022039
| 2017/18 | 5/09/2017 | PLANNED | 135 | 3 | 45 | 0.00017002 | 3.7782e-06
| 2017/18 | 5/09/2017 | PLANNED | 32340 | 10 | 3234 | 0.040729 | 1.2594e-05
| 2017/18 | 5/09/2017 | PLANNED | 570 | 2 | 285 | 0.00071785 | 2.5188e-06
| 2017/18 | 5/09/2017 | PLANNED | 85500 | 225 | 380 | 0.10768 | 0.00028336
| 2017/18 | 5/09/2017 | PLANNED | 9071 | 34 | 266.7941 | 0.011424 | 4.2819e-05
| 2017/18 | 5/09/2017 | PLANNED | 5115 | 15 | 341 | 0.0064418 | 1.8891e-05
| 2017/18 | 5/09/2017 | PLANNED | 13640 | 124 | 110 | 0.017178 | 0.00015616
| 2017/18 | 5/09/2017 | PLANNED | 20 | 1 | 20 | 2.5188e-05 | 1.2594e-06
| 2017/18 | 5/09/2017 | PLANNED | 14157 | 39 | 363 | 0.017829 | 4.9116e-05
| 2017/18 | 5/09/2017 | PLANNED | 674 | 2 | 337 | 0.00084883 | 2.5188e-06
| 2017/18 | 5/09/2017 | PLANNED | 171 | 19 | 9 | 0.00021535 | 2.3928e-05
| 2017/18 | 5/09/2017 | PLANNED | 144 | 12 | 12 | 0.00018135 | 1.5113e-05
| 2017/18 | 5/09/2017 | PLANNED | 42 | 2 | 21 | 5.2894e-05 | 2.5188e-06
| 2017/18 | 5/09/2017 | PLANNED | 10 | 1 | 10 | 1.2594e-05 | 1.2594e-06
| 2017/18 | 5/09/2017 | PLANNED | 21672 | 56 | 387 | 0.027293 | 7.0526e-05
| 2017/18 | 5/09/2017 | PLANNED | 6888 | 42 | 164 | 0.0086746 | 5.2894e-05
| 2017/18 | 5/09/2017 | PLANNED | 260 | 4 | 65 | 0.00032744 | 5.0375e-06
| 2017/18 | 5/09/2017 | PLANNED | 108 | 3 | 36 | 0.00013601 | 3.7782e-06
| 2017/18 | 5/09/2017 | PLANNED | 171 | 3 | 57 | 0.00021535 | 3.7782e-06
| 2017/18 | 5/09/2017 | PLANNED | 21 | 1 | 21 | 2.6447e-05 | 1.2594e-06
| 2017/18 | 5/09/2017 | PLANNED | 2560 | 20 | 128 | 0.003224 | 2.5188e-05
| 2017/18 | 5/09/2017 | PLANNED | 181 | 1 | 181 | 0.00022795 | 1.2594e-06
| 2017/18 | 5/09/2017 | PLANNED | 624 | 24 | 26 | 0.00078586 | 3.0225e-05
| 2017/18 | 5/09/2017 | PLANNED | 21 | 1 | 21 | 2.6447e-05 | 1.2594e-06
| 2017/18 | 5/09/2017 | PLANNED | 40 | 2 | 20 | 5.0375e-05 | 2.5188e-06
| 2017/18 | 5/09/2017 | PLANNED | 32 | 1 | 32 | 4.03e-05 | 1.2594e-06
| 2017/18 | 5/09/2017 | PLANNED | 34 | 2 | 17 | 4.2819e-05 | 2.5188e-06
| 2017/18 | 5/09/2017 | PLANNED | 439 | 10 | 43.9 | 0.00055287 | 1.2594e-05
| 2017/18 | 5/09/2017 | PLANNED | 240 | 4 | 60 | 0.00030225 | 5.0375e-06
| 2017/18 | 5/09/2017 | PLANNED | 130 | 2 | 65 | 0.00016372 | 2.5188e-06
| 2017/18 | 5/09/2017 | PLANNED | 30 | 2 | 15 | 3.7782e-05 | 2.5188e-06
| 2017/18 | 5/09/2017 | PLANNED | 4116 | 28 | 147 | 0.0051836 | 3.5263e-05
| 2017/18 | 5/09/2017 | PLANNED | 19 | 1 | 19 | 2.3928e-05 | 1.2594e-06
| 2017/18 | 5/09/2017 | PLANNED | 25 | 1 | 25 | 3.1485e-05 | 1.2594e-06
| 2017/18 | 5/09/2017 | PLANNED | 783 | 9 | 87 | 0.0009861 | 1.1334e-05
| 2017/18 | 5/09/2017 | PLANNED | 30 | 1 | 30 | 3.7782e-05 | 1.2594e-06
| 2017/18 | 5/09/2017 | PLANNED | 130 | 13 | 10 | 0.00016372 | 1.6372e-05
| 2017/18 | 5/09/2017 | PLANNED | 26 | 1 | 26 | 3.2744e-05 | 1.2594e-06
| 2017/18 | 5/09/2017 | PLANNED | 26 | 2 | 13 | 3.2744e-05 | 2.5188e-06
| 2017/18 | 5/09/2017 | PLANNED | 49 | 1 | 49 | 6.171e-05 | 1.2594e-06
| 2017/18 | 6/09/2017 | PLANNED | 80 | 2 | 40 | 0.00010075 | 2.5188e-06
| 2017/18 | 6/09/2017 | PLANNED | 7250 | 29 | 250 | 0.0091305 | 3.6522e-05
| 2017/18 | 6/09/2017 | PLANNED | 12502 | 59 | 211.8983 | 0.015745 | 7.4304e-05
| 2017/18 | 6/09/2017 | PLANNED | 44 | 2 | 22 | 5.5413e-05 | 2.5188e-06
| 2017/18 | 6/09/2017 | PLANNED | 3075 | 15 | 205 | 0.0038726 | 1.8891e-05
| 2017/18 | 6/09/2017 | PLANNED | 46271 | 118 | 392.1271 | 0.058273 | 0.00014861
| 2017/18 | 6/09/2017 | PLANNED | 340 | 2 | 170 | 0.00042819 | 2.5188e-06
| 2017/18 | 6/09/2017 | PLANNED | 13608 | 42 | 324 | 0.017138 | 5.2894e-05
| 2017/18 | 6/09/2017 | PLANNED | 320 | 4 | 80 | 0.000403 | 5.0375e-06
| 2017/18 | 6/09/2017 | PLANNED | 7434 | 21 | 354 | 0.0093623 | 2.6447e-05
| 2017/18 | 6/09/2017 | PLANNED | 2362 | 8 | 295.25 | 0.0029747 | 1.0075e-05
| 2017/18 | 6/09/2017 | PLANNED | 52 | 2 | 26 | 6.5488e-05 | 2.5188e-06
| 2017/18 | 6/09/2017 | PLANNED | 7410 | 39 | 190 | 0.009332 | 4.9116e-05
| 2017/18 | 6/09/2017 | PLANNED | 5875 | 47 | 125 | 0.0073989 | 5.9191e-05
| 2017/18 | 6/09/2017 | PLANNED | 15 | 1 | 15 | 1.8891e-05 | 1.2594e-06
| 2017/18 | 6/09/2017 | PLANNED | 216 | 1 | 216 | 0.00027203 | 1.2594e-06
| 2017/18 | 6/09/2017 | PLANNED | 23 | 1 | 23 | 2.8966e-05 | 1.2594e-06
| 2017/18 | 6/09/2017 | PLANNED | 35 | 1 | 35 | 4.4078e-05 | 1.2594e-06
| 2017/18 | 6/09/2017 | PLANNED | 40 | 2 | 20 | 5.0375e-05 | 2.5188e-06
| 2017/18 | 6/09/2017 | PLANNED | 124 | 4 | 31 | 0.00015616 | 5.0375e-06
| 2017/18 | 6/09/2017 | PLANNED | 114 | 2 | 57 | 0.00014357 | 2.5188e-06
| 2017/18 | 6/09/2017 | PLANNED | 30 | 1 | 30 | 3.7782e-05 | 1.2594e-06
| 2017/18 | 6/09/2017 | PLANNED | 61 | 1 | 61 | 7.6823e-05 | 1.2594e-06
| 2017/18 | 6/09/2017 | PLANNED | 522 | 9 | 58 | 0.0006574 | 1.1334e-05
| 2017/18 | 6/09/2017 | PLANNED | 20 | 1 | 20 | 2.5188e-05 | 1.2594e-06
| 2017/18 | 6/09/2017 | PLANNED | 38 | 1 | 38 | 4.7857e-05 | 1.2594e-06
| 2017/18 | 6/09/2017 | PLANNED | 532 | 14 | 38 | 0.00066999 | 1.7631e-05
| 2017/18 | 6/09/2017 | PLANNED | 50 | 1 | 50 | 6.2969e-05 | 1.2594e-06
| 2017/18 | 7/09/2017 | PLANNED | 525 | 15 | 35 | 0.00066118 | 1.8891e-05
| 2017/18 | 7/09/2017 | PLANNED | 29568 | 88 | 336 | 0.037238 | 0.00011083
| 2017/18 | 7/09/2017 | PLANNED | 17430 | 44 | 396.1364 | 0.021951 | 5.5413e-05
| 2017/18 | 7/09/2017 | PLANNED | 40 | 2 | 20 | 5.0375e-05 | 2.5188e-06
| 2017/18 | 7/09/2017 | PLANNED | 3230 | 17 | 190 | 0.0040678 | 2.141e-05
| 2017/18 | 7/09/2017 | PLANNED | 3938 | 22 | 179 | 0.0049595 | 2.7706e-05
| 2017/18 | 7/09/2017 | PLANNED | 165 | 3 | 55 | 0.0002078 | 3.7782e-06
| 2017/18 | 7/09/2017 | PLANNED | 23 | 1 | 23 | 2.8966e-05 | 1.2594e-06
| 2017/18 | 7/09/2017 | PLANNED | 45732 | 148 | 309 | 0.057594 | 0.00018639
| 2017/18 | 7/09/2017 | PLANNED | 225 | 9 | 25 | 0.00028336 | 1.1334e-05
| 2017/18 | 7/09/2017 | PLANNED | 1680 | 28 | 60 | 0.0021158 | 3.5263e-05
| 2017/18 | 7/09/2017 | PLANNED | 5760 | 45 | 128 | 0.0072541 | 5.6672e-05
| 2017/18 | 7/09/2017 | PLANNED | 310 | 2 | 155 | 0.00039041 | 2.5188e-06
| 2017/18 | 7/09/2017 | PLANNED | 18928 | 52 | 364 | 0.023838 | 6.5488e-05
| 2017/18 | 7/09/2017 | PLANNED | 4485 | 13 | 345 | 0.0056483 | 1.6372e-05
| 2017/18 | 7/09/2017 | PLANNED | 3795 | 11 | 345 | 0.0047794 | 1.3853e-05
| 2017/18 | 7/09/2017 | PLANNED | 19 | 1 | 19 | 2.3928e-05 | 1.2594e-06
| 2017/18 | 7/09/2017 | PLANNED | 10584 | 63 | 168 | 0.013329 | 7.9341e-05
| 2017/18 | 7/09/2017 | PLANNED | 290 | 2 | 145 | 0.00036522 | 2.5188e-06
| 2017/18 | 7/09/2017 | PLANNED | 620 | 2 | 310 | 0.00078082 | 2.5188e-06
| 2017/18 | 7/09/2017 | PLANNED | 14212 | 44 | 323 | 0.017898 | 5.5413e-05
| 2017/18 | 7/09/2017 | PLANNED | 5175 | 45 | 115 | 0.0065173 | 5.6672e-05
| 2017/18 | 7/09/2017 | PLANNED | 480 | 2 | 240 | 0.00060451 | 2.5188e-06
| 2017/18 | 7/09/2017 | PLANNED | 20 | 1 | 20 | 2.5188e-05 | 1.2594e-06
| 2017/18 | 7/09/2017 | PLANNED | 17660 | 151 | 116.9536 | 0.022241 | 0.00019017
| 2017/18 | 7/09/2017 | PLANNED | 80 | 1 | 80 | 0.00010075 | 1.2594e-06
| 2017/18 | 7/09/2017 | PLANNED | 40 | 2 | 20 | 5.0375e-05 | 2.5188e-06
| 2017/18 | 7/09/2017 | PLANNED | 31 | 1 | 31 | 3.9041e-05 | 1.2594e-06
| 2017/18 | 7/09/2017 | PLANNED | 54 | 2 | 27 | 6.8007e-05 | 2.5188e-06
| 2017/18 | 7/09/2017 | PLANNED | 2356 | 38 | 62 | 0.0029671 | 4.7857e-05
| 2017/18 | 7/09/2017 | PLANNED | 10 | 1 | 10 | 1.2594e-05 | 1.2594e-06
| 2017/18 | 7/09/2017 | PLANNED | 4687 | 43 | 109 | 0.0059027 | 5.4154e-05
| 2017/18 | 7/09/2017 | PLANNED | 50 | 2 | 25 | 6.2969e-05 | 2.5188e-06
| 2017/18 | 7/09/2017 | PLANNED | 25 | 1 | 25 | 3.1485e-05 | 1.2594e-06
| 2017/18 | 7/09/2017 | PLANNED | 28 | 1 | 28 | 3.5263e-05 | 1.2594e-06
| 2017/18 | 7/09/2017 | PLANNED | 15 | 1 | 15 | 1.8891e-05 | 1.2594e-06
| 2017/18 | 7/09/2017 | PLANNED | 64 | 2 | 32 | 8.0601e-05 | 2.5188e-06
| 2017/18 | 7/09/2017 | PLANNED | 30 | 1 | 30 | 3.7782e-05 | 1.2594e-06
| 2017/18 | 7/09/2017 | PLANNED | 180 | 2 | 90 | 0.00022669 | 2.5188e-06
| 2017/18 | 7/09/2017 | PLANNED | 32 | 2 | 16 | 4.03e-05 | 2.5188e-06
| 2017/18 | 7/09/2017 | PLANNED | 58 | 3 | 19.3333 | 7.3044e-05 | 3.7782e-06
| 2017/18 | 7/09/2017 | PLANNED | 80 | 2 | 40 | 0.00010075 | 2.5188e-06
| 2017/18 | 7/09/2017 | PLANNED | 42 | 3 | 14 | 5.2894e-05 | 3.7782e-06
| 2017/18 | 8/09/2017 | PLANNED | 6864 | 22 | 312 | 0.0086444 | 2.7706e-05
| 2017/18 | 8/09/2017 | PLANNED | 28483 | 91 | 313 | 0.035871 | 0.0001146
| 2017/18 | 8/09/2017 | PLANNED | 11937 | 126 | 94.7381 | 0.015033 | 0.00015868
| 2017/18 | 8/09/2017 | PLANNED | 72 | 4 | 18 | 9.0676e-05 | 5.0375e-06
| 2017/18 | 8/09/2017 | PLANNED | 25016 | 106 | 236 | 0.031505 | 0.00013349
| 2017/18 | 8/09/2017 | PLANNED | 50 | 5 | 10 | 6.2969e-05 | 6.2969e-06
| 2017/18 | 8/09/2017 | PLANNED | 690 | 3 | 230 | 0.00086898 | 3.7782e-06
| 2017/18 | 8/09/2017 | PLANNED | 5800 | 20 | 290 | 0.0073044 | 2.5188e-05
| 2017/18 | 8/09/2017 | PLANNED | 16 | 1 | 16 | 2.015e-05 | 1.2594e-06
| 2017/18 | 8/09/2017 | PLANNED | 528 | 44 | 12 | 0.00066496 | 5.5413e-05
| 2017/18 | 8/09/2017 | PLANNED | 42 | 2 | 21 | 5.2894e-05 | 2.5188e-06
| 2017/18 | 8/09/2017 | PLANNED | 150 | 2 | 75 | 0.00018891 | 2.5188e-06
| 2017/18 | 8/09/2017 | PLANNED | 25380 | 134 | 189.403 | 0.031963 | 0.00016876
| 2017/18 | 8/09/2017 | PLANNED | 18 | 1 | 18 | 2.2669e-05 | 1.2594e-06
| 2017/18 | 8/09/2017 | PLANNED | 32 | 1 | 32 | 4.03e-05 | 1.2594e-06
| 2017/18 | 8/09/2017 | PLANNED | 120 | 1 | 120 | 0.00015113 | 1.2594e-06
| 2017/18 | 8/09/2017 | PLANNED | 2160 | 9 | 240 | 0.0027203 | 1.1334e-05
| 2017/18 | 8/09/2017 | PLANNED | 1024 | 4 | 256 | 0.0012896 | 5.0375e-06
| 2017/18 | 8/09/2017 | PLANNED | 11 | 1 | 11 | 1.3853e-05 | 1.2594e-06
| 2017/18 | 8/09/2017 | PLANNED | 32 | 2 | 16 | 4.03e-05 | 2.5188e-06
| 2017/18 | 8/09/2017 | PLANNED | 12 | 1 | 12 | 1.5113e-05 | 1.2594e-06
| 2017/18 | 8/09/2017 | PLANNED | 158 | 1 | 158 | 0.00019898 | 1.2594e-06
| 2017/18 | 8/09/2017 | PLANNED | 40 | 1 | 40 | 5.0375e-05 | 1.2594e-06
| 2017/18 | 8/09/2017 | PLANNED | 52 | 4 | 13 | 6.5488e-05 | 5.0375e-06
| 2017/18 | 9/09/2017 | PLANNED | 1190 | 7 | 170 | 0.0014987 | 8.8157e-06
| 2017/18 | 10/09/2017 | PLANNED | 210 | 1 | 210 | 0.00026447 | 1.2594e-06
| 2017/18 | 10/09/2017 | PLANNED | 2880 | 32 | 90 | 0.003627 | 4.03e-05
| 2017/18 | 10/09/2017 | PLANNED | 1360 | 8 | 170 | 0.0017128 | 1.0075e-05
| 2017/18 | 10/09/2017 | PLANNED | 14615 | 37 | 395 | 0.018406 | 4.6597e-05
| 2017/18 | 10/09/2017 | PLANNED | 116846 | 281 | 415.8221 | 0.14715 | 0.00035389
| 2017/18 | 10/09/2017 | PLANNED | 13108 | 29 | 452 | 0.016508 | 3.6522e-05
| 2017/18 | 11/09/2017 | PLANNED | 4800 | 20 | 240 | 0.0060451 | 2.5188e-05
| 2017/18 | 11/09/2017 | PLANNED | 23278 | 103 | 226 | 0.029316 | 0.00012972
| 2017/18 | 11/09/2017 | PLANNED | 2400 | 80 | 30 | 0.0030225 | 0.00010075
| 2017/18 | 11/09/2017 | PLANNED | 22388 | 116 | 193 | 0.028195 | 0.00014609
| 2017/18 | 11/09/2017 | PLANNED | 16965 | 39 | 435 | 0.021365 | 4.9116e-05
| 2017/18 | 11/09/2017 | PLANNED | 1032 | 6 | 172 | 0.0012997 | 7.5563e-06
| 2017/18 | 11/09/2017 | PLANNED | 3240 | 9 | 360 | 0.0040804 | 1.1334e-05
| 2017/18 | 11/09/2017 | PLANNED | 3675 | 15 | 245 | 0.0046282 | 1.8891e-05
| 2017/18 | 11/09/2017 | PLANNED | 3080 | 10 | 308 | 0.0038789 | 1.2594e-05
| 2017/18 | 11/09/2017 | PLANNED | 923 | 13 | 71 | 0.0011624 | 1.6372e-05
| 2017/18 | 11/09/2017 | PLANNED | 900 | 12 | 75 | 0.0011334 | 1.5113e-05
| 2017/18 | 11/09/2017 | PLANNED | 1275 | 15 | 85 | 0.0016057 | 1.8891e-05
| 2017/18 | 11/09/2017 | PLANNED | 30 | 2 | 15 | 3.7782e-05 | 2.5188e-06
| 2017/18 | 12/09/2017 | PLANNED | 5000 | 25 | 200 | 0.0062969 | 3.1485e-05
| 2017/18 | 12/09/2017 | PLANNED | 18300 | 10 | 1830 | 0.023047 | 1.2594e-05
| 2017/18 | 12/09/2017 | PLANNED | 3080 | 28 | 110 | 0.0038789 | 3.5263e-05
| 2017/18 | 12/09/2017 | PLANNED | 740 | 2 | 370 | 0.00093195 | 2.5188e-06
| 2017/18 | 12/09/2017 | PLANNED | 880 | 4 | 220 | 0.0011083 | 5.0375e-06
| 2017/18 | 12/09/2017 | PLANNED | 122 | 2 | 61 | 0.00015365 | 2.5188e-06
| 2017/18 | 12/09/2017 | PLANNED | 32 | 1 | 32 | 4.03e-05 | 1.2594e-06
| 2017/18 | 12/09/2017 | PLANNED | 1845 | 9 | 205 | 0.0023236 | 1.1334e-05
| 2017/18 | 12/09/2017 | PLANNED | 7420 | 35 | 212 | 0.0093446 | 4.4078e-05
| 2017/18 | 12/09/2017 | PLANNED | 5280 | 16 | 330 | 0.0066496 | 2.015e-05
| 2017/18 | 12/09/2017 | PLANNED | 1610 | 14 | 115 | 0.0020276 | 1.7631e-05
| 2017/18 | 12/09/2017 | PLANNED | 248 | 3 | 82.6667 | 0.00031233 | 3.7782e-06
| 2017/18 | 12/09/2017 | PLANNED | 2800 | 10 | 280 | 0.0035263 | 1.2594e-05
| 2017/18 | 12/09/2017 | PLANNED | 382 | 15 | 25.4667 | 0.00048109 | 1.8891e-05
| 2017/18 | 12/09/2017 | PLANNED | 11200 | 35 | 320 | 0.014105 | 4.4078e-05
| 2017/18 | 12/09/2017 | PLANNED | 37625 | 124 | 303.4274 | 0.047384 | 0.00015616
| 2017/18 | 12/09/2017 | PLANNED | 846 | 3 | 282 | 0.0010654 | 3.7782e-06
| 2017/18 | 12/09/2017 | PLANNED | 13122 | 54 | 243 | 0.016526 | 6.8007e-05
| 2017/18 | 12/09/2017 | PLANNED | 22 | 1 | 22 | 2.7706e-05 | 1.2594e-06
| 2017/18 | 12/09/2017 | PLANNED | 2121 | 21 | 101 | 0.0026712 | 2.6447e-05
| 2017/18 | 12/09/2017 | PLANNED | 19 | 1 | 19 | 2.3928e-05 | 1.2594e-06
| 2017/18 | 12/09/2017 | PLANNED | 46 | 2 | 23 | 5.7932e-05 | 2.5188e-06
| 2017/18 | 12/09/2017 | PLANNED | 420 | 14 | 30 | 0.00052894 | 1.7631e-05
| 2017/18 | 12/09/2017 | PLANNED | 31 | 1 | 31 | 3.9041e-05 | 1.2594e-06
| 2017/18 | 12/09/2017 | PLANNED | 15 | 1 | 15 | 1.8891e-05 | 1.2594e-06
| 2017/18 | 12/09/2017 | PLANNED | 15 | 1 | 15 | 1.8891e-05 | 1.2594e-06
| 2017/18 | 12/09/2017 | PLANNED | 1100 | 10 | 110 | 0.0013853 | 1.2594e-05
| 2017/18 | 12/09/2017 | PLANNED | 448 | 13 | 34.4615 | 0.0005642 | 1.6372e-05
| 2017/18 | 12/09/2017 | PLANNED | 105 | 5 | 21 | 0.00013224 | 6.2969e-06
| 2017/18 | 12/09/2017 | PLANNED | 199 | 8 | 24.875 | 0.00025062 | 1.0075e-05
| 2017/18 | 12/09/2017 | PLANNED | 34 | 1 | 34 | 4.2819e-05 | 1.2594e-06
| 2017/18 | 12/09/2017 | PLANNED | 20 | 1 | 20 | 2.5188e-05 | 1.2594e-06
| 2017/18 | 12/09/2017 | PLANNED | 55 | 3 | 18.3333 | 6.9266e-05 | 3.7782e-06
| 2017/18 | 12/09/2017 | PLANNED | 180 | 3 | 60 | 0.00022669 | 3.7782e-06
| 2017/18 | 12/09/2017 | PLANNED | 444 | 6 | 74 | 0.00055917 | 7.5563e-06
| 2017/18 | 13/09/2017 | PLANNED | 8770 | 22 | 398.6364 | 0.011045 | 2.7706e-05
| 2017/18 | 13/09/2017 | PLANNED | 5248 | 64 | 82 | 0.0066093 | 8.0601e-05
| 2017/18 | 13/09/2017 | PLANNED | 5400 | 30 | 180 | 0.0068007 | 3.7782e-05
| 2017/18 | 13/09/2017 | PLANNED | 24820 | 73 | 340 | 0.031258 | 9.1935e-05
| 2017/18 | 13/09/2017 | PLANNED | 5868 | 16 | 366.75 | 0.0073901 | 2.015e-05
| 2017/18 | 13/09/2017 | PLANNED | 162 | 2 | 81 | 0.00020402 | 2.5188e-06
| 2017/18 | 13/09/2017 | PLANNED | 8650 | 55 | 157.2727 | 0.010894 | 6.9266e-05
| 2017/18 | 13/09/2017 | PLANNED | 480 | 2 | 240 | 0.00060451 | 2.5188e-06
| 2017/18 | 13/09/2017 | PLANNED | 10730 | 37 | 290 | 0.013513 | 4.6597e-05
| 2017/18 | 13/09/2017 | PLANNED | 2664 | 37 | 72 | 0.003355 | 4.6597e-05
| 2017/18 | 13/09/2017 | PLANNED | 35 | 1 | 35 | 4.4078e-05 | 1.2594e-06
| 2017/18 | 13/09/2017 | PLANNED | 360 | 2 | 180 | 0.00045338 | 2.5188e-06
| 2017/18 | 13/09/2017 | PLANNED | 39360 | 120 | 328 | 0.049569 | 0.00015113
| 2017/18 | 13/09/2017 | PLANNED | 700 | 5 | 140 | 0.00088157 | 6.2969e-06
| 2017/18 | 13/09/2017 | PLANNED | 293 | 1 | 293 | 0.000369 | 1.2594e-06
| 2017/18 | 13/09/2017 | PLANNED | 68 | 2 | 34 | 8.5638e-05 | 2.5188e-06
| 2017/18 | 13/09/2017 | PLANNED | 5425 | 35 | 155 | 0.0068322 | 4.4078e-05
| 2017/18 | 13/09/2017 | PLANNED | 24 | 1 | 24 | 3.0225e-05 | 1.2594e-06
| 2017/18 | 13/09/2017 | PLANNED | 46 | 2 | 23 | 5.7932e-05 | 2.5188e-06
| 2017/18 | 13/09/2017 | PLANNED | 38 | 1 | 38 | 4.7857e-05 | 1.2594e-06
| 2017/18 | 13/09/2017 | PLANNED | 605 | 5 | 121 | 0.00076193 | 6.2969e-06
| 2017/18 | 13/09/2017 | PLANNED | 1980 | 495 | 4 | 0.0024936 | 0.0006234
| 2017/18 | 13/09/2017 | PLANNED | 10 | 1 | 10 | 1.2594e-05 | 1.2594e-06
| 2017/18 | 14/09/2017 | PLANNED | 2900 | 10 | 290 | 0.0036522 | 1.2594e-05
| 2017/18 | 14/09/2017 | PLANNED | 1890 | 18 | 105 | 0.0023802 | 2.2669e-05
| 2017/18 | 14/09/2017 | PLANNED | 20 | 1 | 20 | 2.5188e-05 | 1.2594e-06
| 2017/18 | 14/09/2017 | PLANNED | 18 | 1 | 18 | 2.2669e-05 | 1.2594e-06
| 2017/18 | 14/09/2017 | PLANNED | 572 | 2 | 286 | 0.00072037 | 2.5188e-06
| 2017/18 | 14/09/2017 | PLANNED | 34880 | 80 | 436 | 0.043927 | 0.00010075
| 2017/18 | 14/09/2017 | PLANNED | 1800 | 8 | 225 | 0.0022669 | 1.0075e-05
| 2017/18 | 14/09/2017 | PLANNED | 204 | 3 | 68 | 0.00025691 | 3.7782e-06
| 2017/18 | 14/09/2017 | PLANNED | 2988 | 9 | 332 | 0.003763 | 1.1334e-05
| 2017/18 | 14/09/2017 | PLANNED | 2431 | 17 | 143 | 0.0030616 | 2.141e-05
| 2017/18 | 14/09/2017 | PLANNED | 71250 | 190 | 375 | 0.089731 | 0.00023928
| 2017/18 | 14/09/2017 | PLANNED | 364 | 2 | 182 | 0.00045842 | 2.5188e-06
| 2017/18 | 14/09/2017 | PLANNED | 39825 | 135 | 295 | 0.050155 | 0.00017002
| 2017/18 | 14/09/2017 | PLANNED | 74 | 2 | 37 | 9.3195e-05 | 2.5188e-06
| 2017/18 | 14/09/2017 | PLANNED | 9945 | 39 | 255 | 0.012525 | 4.9116e-05
| 2017/18 | 14/09/2017 | PLANNED | 198 | 2 | 99 | 0.00024936 | 2.5188e-06
| 2017/18 | 14/09/2017 | PLANNED | 99 | 3 | 33 | 0.00012468 | 3.7782e-06
| 2017/18 | 14/09/2017 | PLANNED | 57 | 3 | 19 | 7.1785e-05 | 3.7782e-06
| 2017/18 | 14/09/2017 | PLANNED | 27115 | 93 | 291.5591 | 0.034148 | 0.00011712
| 2017/18 | 14/09/2017 | PLANNED | 20880 | 60 | 348 | 0.026296 | 7.5563e-05
| 2017/18 | 14/09/2017 | PLANNED | 6344 | 23 | 275.8261 | 0.0079895 | 2.8966e-05
| 2017/18 | 14/09/2017 | PLANNED | 16 | 1 | 16 | 2.015e-05 | 1.2594e-06
| 2017/18 | 14/09/2017 | PLANNED | 25 | 1 | 25 | 3.1485e-05 | 1.2594e-06
| 2017/18 | 14/09/2017 | PLANNED | 89 | 1 | 89 | 0.00011209 | 1.2594e-06
| 2017/18 | 14/09/2017 | PLANNED | 13 | 1 | 13 | 1.6372e-05 | 1.2594e-06
| 2017/18 | 14/09/2017 | PLANNED | 120 | 2 | 60 | 0.00015113 | 2.5188e-06
| 2017/18 | 14/09/2017 | PLANNED | 92 | 4 | 23 | 0.00011586 | 5.0375e-06
| 2017/18 | 14/09/2017 | PLANNED | 60 | 2 | 30 | 7.5563e-05 | 2.5188e-06
| 2017/18 | 14/09/2017 | PLANNED | 21 | 1 | 21 | 2.6447e-05 | 1.2594e-06
| 2017/18 | 14/09/2017 | PLANNED | 20 | 1 | 20 | 2.5188e-05 | 1.2594e-06
| 2017/18 | 14/09/2017 | PLANNED | 315 | 3 | 105 | 0.00039671 | 3.7782e-06
| 2017/18 | 14/09/2017 | PLANNED | 282 | 2 | 141 | 0.00035515 | 2.5188e-06
| 2017/18 | 14/09/2017 | PLANNED | 158 | 2 | 79 | 0.00019898 | 2.5188e-06
| 2017/18 | 14/09/2017 | PLANNED | 168 | 3 | 56 | 0.00021158 | 3.7782e-06
| 2017/18 | 14/09/2017 | PLANNED | 11 | 1 | 11 | 1.3853e-05 | 1.2594e-06
| 2017/18 | 14/09/2017 | PLANNED | 2160 | 80 | 27 | 0.0027203 | 0.00010075
| 2017/18 | 15/09/2017 | PLANNED | 17004 | 39 | 436 | 0.021415 | 4.9116e-05
| 2017/18 | 15/09/2017 | PLANNED | 25 | 1 | 25 | 3.1485e-05 | 1.2594e-06
| 2017/18 | 15/09/2017 | PLANNED | 2160 | 24 | 90 | 0.0027203 | 3.0225e-05
| 2017/18 | 15/09/2017 | PLANNED | 11988 | 54 | 222 | 0.015098 | 6.8007e-05
| 2017/18 | 15/09/2017 | PLANNED | 55 | 1 | 55 | 6.9266e-05 | 1.2594e-06
| 2017/18 | 15/09/2017 | PLANNED | 58926 | 161 | 366 | 0.074211 | 0.00020276
| 2017/18 | 15/09/2017 | PLANNED | 2875 | 25 | 115 | 0.0036207 | 3.1485e-05
| 2017/18 | 15/09/2017 | PLANNED | 1150 | 5 | 230 | 0.0014483 | 6.2969e-06
| 2017/18 | 15/09/2017 | PLANNED | 11 | 1 | 11 | 1.3853e-05 | 1.2594e-06
| 2017/18 | 15/09/2017 | PLANNED | 772 | 4 | 193 | 0.00097225 | 5.0375e-06
| 2017/18 | 15/09/2017 | PLANNED | 300 | 4 | 75 | 0.00037782 | 5.0375e-06
| 2017/18 | 15/09/2017 | PLANNED | 36 | 3 | 12 | 4.5338e-05 | 3.7782e-06
| 2017/18 | 15/09/2017 | PLANNED | 510 | 6 | 85 | 0.00064229 | 7.5563e-06
| 2017/18 | 15/09/2017 | PLANNED | 276 | 2 | 138 | 0.00034759 | 2.5188e-06
| 2017/18 | 15/09/2017 | PLANNED | 346 | 2 | 173 | 0.00043575 | 2.5188e-06
| 2017/18 | 15/09/2017 | PLANNED | 181 | 4 | 45.25 | 0.00022795 | 5.0375e-06
| 2017/18 | 15/09/2017 | PLANNED | 16 | 2 | 8 | 2.015e-05 | 2.5188e-06
| 2017/18 | 15/09/2017 | PLANNED | 24937 | 1069 | 23.3274 | 0.031405 | 0.0013463
| 2017/18 | 15/09/2017 | PLANNED | 156 | 2 | 78 | 0.00019646 | 2.5188e-06
| 2017/18 | 15/09/2017 | PLANNED | 378 | 2 | 189 | 0.00047605 | 2.5188e-06
| 2017/18 | 15/09/2017 | PLANNED | 816 | 8 | 102 | 0.0010277 | 1.0075e-05
| 2017/18 | 15/09/2017 | PLANNED | 280 | 2 | 140 | 0.00035263 | 2.5188e-06
| 2017/18 | 15/09/2017 | PLANNED | 50 | 5 | 10 | 6.2969e-05 | 6.2969e-06
| 2017/18 | 16/09/2017 | PLANNED | 390 | 4 | 97.5 | 0.00049116 | 5.0375e-06
| 2017/18 | 17/09/2017 | PLANNED | 1110 | 2 | 555 | 0.0013979 | 2.5188e-06
| 2017/18 | 17/09/2017 | PLANNED | 4335 | 8 | 541.875 | 0.0054594 | 1.0075e-05
| 2017/18 | 17/09/2017 | PLANNED | 8136 | 72 | 113 | 0.010246 | 9.0676e-05
| 2017/18 | 17/09/2017 | PLANNED | 5280 | 24 | 220 | 0.0066496 | 3.0225e-05
| 2017/18 | 17/09/2017 | PLANNED | 2390 | 6 | 398.3333 | 0.0030099 | 7.5563e-06
| 2017/18 | 18/09/2017 | PLANNED | 4350 | 15 | 290 | 0.0054783 | 1.8891e-05
| 2017/18 | 18/09/2017 | PLANNED | 887 | 3 | 295.6667 | 0.0011171 | 3.7782e-06
| 2017/18 | 18/09/2017 | PLANNED | 15 | 1 | 15 | 1.8891e-05 | 1.2594e-06
| 2017/18 | 18/09/2017 | PLANNED | 30 | 5 | 6 | 3.7782e-05 | 6.2969e-06
| 2017/18 | 18/09/2017 | PLANNED | 3450 | 10 | 345 | 0.0043449 | 1.2594e-05
| 2017/18 | 18/09/2017 | PLANNED | 880 | 4 | 220 | 0.0011083 | 5.0375e-06
| 2017/18 | 18/09/2017 | PLANNED | 87 | 1 | 87 | 0.00010957 | 1.2594e-06
| 2017/18 | 18/09/2017 | PLANNED | 6820 | 31 | 220 | 0.008589 | 3.9041e-05
| 2017/18 | 18/09/2017 | PLANNED | 6840 | 19 | 360 | 0.0086142 | 2.3928e-05
| 2017/18 | 18/09/2017 | PLANNED | 372 | 4 | 93 | 0.00046849 | 5.0375e-06
| 2017/18 | 18/09/2017 | PLANNED | 63 | 3 | 21 | 7.9341e-05 | 3.7782e-06
| 2017/18 | 18/09/2017 | PLANNED | 42 | 2 | 21 | 5.2894e-05 | 2.5188e-06
| 2017/18 | 18/09/2017 | PLANNED | 20 | 1 | 20 | 2.5188e-05 | 1.2594e-06
| 2017/18 | 18/09/2017 | PLANNED | 38 | 2 | 19 | 4.7857e-05 | 2.5188e-06
| 2017/18 | 18/09/2017 | PLANNED | 8631 | 63 | 137 | 0.01087 | 7.9341e-05
| 2017/18 | 18/09/2017 | PLANNED | 30 | 1 | 30 | 3.7782e-05 | 1.2594e-06
| 2017/18 | 18/09/2017 | PLANNED | 760 | 5 | 152 | 0.00095713 | 6.2969e-06
| 2017/18 | 18/09/2017 | PLANNED | 14 | 1 | 14 | 1.7631e-05 | 1.2594e-06
| 2017/18 | 18/09/2017 | PLANNED | 25 | 1 | 25 | 3.1485e-05 | 1.2594e-06
| 2017/18 | 18/09/2017 | PLANNED | 15 | 1 | 15 | 1.8891e-05 | 1.2594e-06
| 2017/18 | 19/09/2017 | PLANNED | 50 | 10 | 5 | 6.2969e-05 | 1.2594e-05
| 2017/18 | 19/09/2017 | PLANNED | 60 | 6 | 10 | 7.5563e-05 | 7.5563e-06
| 2017/18 | 19/09/2017 | PLANNED | 56 | 2 | 28 | 7.0526e-05 | 2.5188e-06
| 2017/18 | 19/09/2017 | PLANNED | 18140 | 10 | 1814 | 0.022845 | 1.2594e-05
| 2017/18 | 19/09/2017 | PLANNED | 36 | 2 | 18 | 4.5338e-05 | 2.5188e-06
| 2017/18 | 19/09/2017 | PLANNED | 280 | 1 | 280 | 0.00035263 | 1.2594e-06
| 2017/18 | 19/09/2017 | PLANNED | 15190 | 49 | 310 | 0.01913 | 6.171e-05
| 2017/18 | 19/09/2017 | PLANNED | 392 | 2 | 196 | 0.00049368 | 2.5188e-06
| 2017/18 | 19/09/2017 | PLANNED | 2464 | 22 | 112 | 0.0031031 | 2.7706e-05
| 2017/18 | 19/09/2017 | PLANNED | 2172 | 6 | 362 | 0.0027354 | 7.5563e-06
| 2017/18 | 19/09/2017 | PLANNED | 24000 | 96 | 250 | 0.030225 | 0.0001209
| 2017/18 | 19/09/2017 | PLANNED | 48 | 2 | 24 | 6.0451e-05 | 2.5188e-06
| 2017/18 | 19/09/2017 | PLANNED | 765 | 3 | 255 | 0.00096343 | 3.7782e-06
| 2017/18 | 19/09/2017 | PLANNED | 11 | 1 | 11 | 1.3853e-05 | 1.2594e-06
| 2017/18 | 19/09/2017 | PLANNED | 170 | 1 | 170 | 0.0002141 | 1.2594e-06
| 2017/18 | 19/09/2017 | PLANNED | 7347 | 31 | 237 | 0.0092527 | 3.9041e-05
| 2017/18 | 19/09/2017 | PLANNED | 21 | 1 | 21 | 2.6447e-05 | 1.2594e-06
| 2017/18 | 19/09/2017 | PLANNED | 26 | 2 | 13 | 3.2744e-05 | 2.5188e-06
| 2017/18 | 19/09/2017 | PLANNED | 98 | 2 | 49 | 0.00012342 | 2.5188e-06
| 2017/18 | 19/09/2017 | PLANNED | 44 | 2 | 22 | 5.5413e-05 | 2.5188e-06
| 2017/18 | 19/09/2017 | PLANNED | 28 | 4 | 7 | 3.5263e-05 | 5.0375e-06
| 2017/18 | 19/09/2017 | PLANNED | 29 | 1 | 29 | 3.6522e-05 | 1.2594e-06
| 2017/18 | 19/09/2017 | PLANNED | 25 | 1 | 25 | 3.1485e-05 | 1.2594e-06
| 2017/18 | 19/09/2017 | PLANNED | 46 | 2 | 23 | 5.7932e-05 | 2.5188e-06
| 2017/18 | 19/09/2017 | PLANNED | 26 | 1 | 26 | 3.2744e-05 | 1.2594e-06
| 2017/18 | 19/09/2017 | PLANNED | 19 | 1 | 19 | 2.3928e-05 | 1.2594e-06
| 2017/18 | 19/09/2017 | PLANNED | 30 | 2 | 15 | 3.7782e-05 | 2.5188e-06
| 2017/18 | 19/09/2017 | PLANNED | 36 | 2 | 18 | 4.5338e-05 | 2.5188e-06
| 2017/18 | 19/09/2017 | PLANNED | 63 | 3 | 21 | 7.9341e-05 | 3.7782e-06
| 2017/18 | 19/09/2017 | PLANNED | 10 | 1 | 10 | 1.2594e-05 | 1.2594e-06
| 2017/18 | 19/09/2017 | PLANNED | 26 | 1 | 26 | 3.2744e-05 | 1.2594e-06
| 2017/18 | 19/09/2017 | PLANNED | 72 | 4 | 18 | 9.0676e-05 | 5.0375e-06
| 2017/18 | 19/09/2017 | PLANNED | 9 | 1 | 9 | 1.1334e-05 | 1.2594e-06
| 2017/18 | 19/09/2017 | PLANNED | 66 | 6 | 11 | 8.3119e-05 | 7.5563e-06
| 2017/18 | 20/09/2017 | PLANNED | 105 | 7 | 15 | 0.00013224 | 8.8157e-06
| 2017/18 | 20/09/2017 | PLANNED | 1625 | 5 | 325 | 0.0020465 | 6.2969e-06
| 2017/18 | 20/09/2017 | PLANNED | 9425 | 65 | 145 | 0.01187 | 8.186e-05
| 2017/18 | 20/09/2017 | PLANNED | 8460 | 26 | 325.3846 | 0.010654 | 3.2744e-05
| 2017/18 | 20/09/2017 | PLANNED | 84456 | 408 | 207 | 0.10636 | 0.00051383
| 2017/18 | 20/09/2017 | PLANNED | 4016 | 13 | 308.9231 | 0.0050577 | 1.6372e-05
| 2017/18 | 20/09/2017 | PLANNED | 1156 | 34 | 34 | 0.0014558 | 4.2819e-05
| 2017/18 | 20/09/2017 | PLANNED | 2960 | 16 | 185 | 0.0037278 | 2.015e-05
| 2017/18 | 20/09/2017 | PLANNED | 135 | 3 | 45 | 0.00017002 | 3.7782e-06
| 2017/18 | 20/09/2017 | PLANNED | 540 | 2 | 270 | 0.00068007 | 2.5188e-06
| 2017/18 | 20/09/2017 | PLANNED | 2002 | 11 | 182 | 0.0025213 | 1.3853e-05
| 2017/18 | 20/09/2017 | PLANNED | 1765 | 5 | 353 | 0.0022228 | 6.2969e-06
| 2017/18 | 20/09/2017 | PLANNED | 2970 | 11 | 270 | 0.0037404 | 1.3853e-05
| 2017/18 | 20/09/2017 | PLANNED | 2944 | 32 | 92 | 0.0037076 | 4.03e-05
| 2017/18 | 20/09/2017 | PLANNED | 180 | 5 | 36 | 0.00022669 | 6.2969e-06
| 2017/18 | 20/09/2017 | PLANNED | 4750 | 38 | 125 | 0.0059821 | 4.7857e-05
| 2017/18 | 20/09/2017 | PLANNED | 27 | 1 | 27 | 3.4003e-05 | 1.2594e-06
| 2017/18 | 20/09/2017 | PLANNED | 172 | 1 | 172 | 0.00021661 | 1.2594e-06
| 2017/18 | 20/09/2017 | PLANNED | 1189 | 41 | 29 | 0.0014974 | 5.1635e-05
| 2017/18 | 20/09/2017 | PLANNED | 69 | 3 | 23 | 8.6898e-05 | 3.7782e-06
| 2017/18 | 20/09/2017 | PLANNED | 26 | 1 | 26 | 3.2744e-05 | 1.2594e-06
| 2017/18 | 20/09/2017 | PLANNED | 1155 | 33 | 35 | 0.0014546 | 4.156e-05
| 2017/18 | 20/09/2017 | PLANNED | 51 | 3 | 17 | 6.4229e-05 | 3.7782e-06
| 2017/18 | 21/09/2017 | PLANNED | 35340 | 124 | 285 | 0.044507 | 0.00015616
| 2017/18 | 21/09/2017 | PLANNED | 5875 | 47 | 125 | 0.0073989 | 5.9191e-05
| 2017/18 | 21/09/2017 | PLANNED | 48 | 2 | 24 | 6.0451e-05 | 2.5188e-06
| 2017/18 | 21/09/2017 | PLANNED | 3450 | 10 | 345 | 0.0043449 | 1.2594e-05
| 2017/18 | 21/09/2017 | PLANNED | 28 | 2 | 14 | 3.5263e-05 | 2.5188e-06
| 2017/18 | 21/09/2017 | PLANNED | 3400 | 25 | 136 | 0.0042819 | 3.1485e-05
| 2017/18 | 21/09/2017 | PLANNED | 3160 | 79 | 40 | 0.0039797 | 9.9491e-05
| 2017/18 | 21/09/2017 | PLANNED | 248 | 15 | 16.5333 | 0.00031233 | 1.8891e-05
| 2017/18 | 21/09/2017 | PLANNED | 7310 | 43 | 170 | 0.0092061 | 5.4154e-05
| 2017/18 | 21/09/2017 | PLANNED | 4898 | 13 | 376.7692 | 0.0061685 | 1.6372e-05
| 2017/18 | 21/09/2017 | PLANNED | 8084 | 43 | 188 | 0.010181 | 5.4154e-05
| 2017/18 | 21/09/2017 | PLANNED | 46678 | 156 | 299.2179 | 0.058786 | 0.00019646
| 2017/18 | 21/09/2017 | PLANNED | 22878 | 62 | 369 | 0.028812 | 7.8082e-05
| 2017/18 | 21/09/2017 | PLANNED | 1400 | 8 | 175 | 0.0017631 | 1.0075e-05
| 2017/18 | 21/09/2017 | PLANNED | 11730 | 46 | 255 | 0.014773 | 5.7932e-05
| 2017/18 | 21/09/2017 | PLANNED | 41 | 1 | 41 | 5.1635e-05 | 1.2594e-06
| 2017/18 | 21/09/2017 | PLANNED | 115 | 1 | 115 | 0.00014483 | 1.2594e-06
| 2017/18 | 21/09/2017 | PLANNED | 19200 | 96 | 200 | 0.02418 | 0.0001209
| 2017/18 | 21/09/2017 | PLANNED | 27 | 1 | 27 | 3.4003e-05 | 1.2594e-06
| 2017/18 | 21/09/2017 | PLANNED | 516 | 4 | 129 | 0.00064984 | 5.0375e-06
| 2017/18 | 21/09/2017 | PLANNED | 12523 | 185 | 67.6919 | 0.015771 | 0.00023299
| 2017/18 | 21/09/2017 | PLANNED | 25872 | 98 | 264 | 0.032583 | 0.00012342
| 2017/18 | 21/09/2017 | PLANNED | 1225 | 35 | 35 | 0.0015427 | 4.4078e-05
| 2017/18 | 21/09/2017 | PLANNED | 18 | 1 | 18 | 2.2669e-05 | 1.2594e-06
| 2017/18 | 21/09/2017 | PLANNED | 35 | 1 | 35 | 4.4078e-05 | 1.2594e-06
| 2017/18 | 21/09/2017 | PLANNED | 1980 | 33 | 60 | 0.0024936 | 4.156e-05
| 2017/18 | 21/09/2017 | PLANNED | 44 | 2 | 22 | 5.5413e-05 | 2.5188e-06
| 2017/18 | 21/09/2017 | PLANNED | 40 | 2 | 20 | 5.0375e-05 | 2.5188e-06
| 2017/18 | 21/09/2017 | PLANNED | 140 | 7 | 20 | 0.00017631 | 8.8157e-06
| 2017/18 | 21/09/2017 | PLANNED | 113 | 1 | 113 | 0.00014231 | 1.2594e-06
| 2017/18 | 21/09/2017 | PLANNED | 50 | 1 | 50 | 6.2969e-05 | 1.2594e-06
| 2017/18 | 21/09/2017 | PLANNED | 1218 | 14 | 87 | 0.0015339 | 1.7631e-05
| 2017/18 | 21/09/2017 | PLANNED | 1040 | 26 | 40 | 0.0013098 | 3.2744e-05
| 2017/18 | 21/09/2017 | PLANNED | 11 | 1 | 11 | 1.3853e-05 | 1.2594e-06
| 2017/18 | 21/09/2017 | PLANNED | 224 | 8 | 28 | 0.0002821 | 1.0075e-05
| 2017/18 | 22/09/2017 | PLANNED | 48 | 4 | 12 | 6.0451e-05 | 5.0375e-06
| 2017/18 | 22/09/2017 | PLANNED | 54 | 2 | 27 | 6.8007e-05 | 2.5188e-06
| 2017/18 | 22/09/2017 | PLANNED | 52 | 1 | 52 | 6.5488e-05 | 1.2594e-06
| 2017/18 | 22/09/2017 | PLANNED | 125 | 1 | 125 | 0.00015742 | 1.2594e-06
| 2017/18 | 22/09/2017 | PLANNED | 120 | 2 | 60 | 0.00015113 | 2.5188e-06
| 2017/18 | 22/09/2017 | PLANNED | 8695 | 47 | 185 | 0.01095 | 5.9191e-05
| 2017/18 | 22/09/2017 | PLANNED | 610 | 2 | 305 | 0.00076823 | 2.5188e-06
| 2017/18 | 22/09/2017 | PLANNED | 240 | 4 | 60 | 0.00030225 | 5.0375e-06
| 2017/18 | 22/09/2017 | PLANNED | 4470 | 15 | 298 | 0.0056295 | 1.8891e-05
| 2017/18 | 22/09/2017 | PLANNED | 142 | 1 | 142 | 0.00017883 | 1.2594e-06
| 2017/18 | 22/09/2017 | PLANNED | 2640 | 66 | 40 | 0.0033248 | 8.3119e-05
| 2017/18 | 22/09/2017 | PLANNED | 929 | 3 | 309.6667 | 0.00117 | 3.7782e-06
| 2017/18 | 22/09/2017 | PLANNED | 15 | 3 | 5 | 1.8891e-05 | 3.7782e-06
| 2017/18 | 22/09/2017 | PLANNED | 432 | 3 | 144 | 0.00054405 | 3.7782e-06
| 2017/18 | 22/09/2017 | PLANNED | 504 | 4 | 126 | 0.00063473 | 5.0375e-06
| 2017/18 | 22/09/2017 | PLANNED | 20 | 2 | 10 | 2.5188e-05 | 2.5188e-06
| 2017/18 | 22/09/2017 | PLANNED | 18963 | 129 | 147 | 0.023882 | 0.00016246
| 2017/18 | 22/09/2017 | PLANNED | 22 | 2 | 11 | 2.7706e-05 | 2.5188e-06
| 2017/18 | 22/09/2017 | PLANNED | 24 | 3 | 8 | 3.0225e-05 | 3.7782e-06
| 2017/18 | 22/09/2017 | PLANNED | 60 | 1 | 60 | 7.5563e-05 | 1.2594e-06
| 2017/18 | 22/09/2017 | PLANNED | 2320 | 58 | 40 | 0.0029218 | 7.3044e-05
| 2017/18 | 23/09/2017 | PLANNED | 4977 | 3 | 1659 | 0.006268 | 3.7782e-06
| 2017/18 | 24/09/2017 | PLANNED | 10 | 1 | 10 | 1.2594e-05 | 1.2594e-06
| 2017/18 | 24/09/2017 | PLANNED | 356190 | 1149 | 310 | 0.44858 | 0.001447
| 2017/18 | 24/09/2017 | PLANNED | 411897 | 1333 | 309 | 0.51874 | 0.0016788
| 2017/18 | 24/09/2017 | PLANNED | 239320 | 772 | 310 | 0.3014 | 0.00097225
| 2017/18 | 24/09/2017 | PLANNED | 5865 | 17 | 345 | 0.0073863 | 2.141e-05
| 2017/18 | 24/09/2017 | PLANNED | 6930 | 14 | 495 | 0.0087275 | 1.7631e-05
| 2017/18 | 24/09/2017 | PLANNED | 204 | 1 | 204 | 0.00025691 | 1.2594e-06
| 2017/18 | 24/09/2017 | PLANNED | 103406 | 298 | 347 | 0.13023 | 0.0003753
| 2017/18 | 24/09/2017 | PLANNED | 216 | 3 | 72 | 0.00027203 | 3.7782e-06
| 2017/18 | 25/09/2017 | PLANNED | 8706 | 1451 | 6 | 0.010964 | 0.0018274
| 2017/18 | 25/09/2017 | PLANNED | 26368 | 102 | 258.5098 | 0.033207 | 0.00012846
| 2017/18 | 25/09/2017 | PLANNED | 42 | 2 | 21 | 5.2894e-05 | 2.5188e-06
| 2017/18 | 25/09/2017 | PLANNED | 8400 | 48 | 175 | 0.010579 | 6.0451e-05
| 2017/18 | 26/09/2017 | PLANNED | 298 | 6 | 49.6667 | 0.0003753 | 7.5563e-06
| 2017/18 | 26/09/2017 | PLANNED | 563325 | 1295 | 435 | 0.70944 | 0.0016309
| 2017/18 | 26/09/2017 | PLANNED | 238690 | 591 | 403.8748 | 0.3006 | 0.0007443
| 2017/18 | 26/09/2017 | PLANNED | 3860 | 10 | 386 | 0.0048612 | 1.2594e-05
| 2017/18 | 26/09/2017 | PLANNED | 76494 | 183 | 418 | 0.096335 | 0.00023047
| 2017/18 | 26/09/2017 | PLANNED | 4950 | 99 | 50 | 0.006234 | 0.00012468
| 2017/18 | 26/09/2017 | PLANNED | 234 | 9 | 26 | 0.0002947 | 1.1334e-05
| 2017/18 | 26/09/2017 | PLANNED | 3696 | 24 | 154 | 0.0046547 | 3.0225e-05
| 2017/18 | 26/09/2017 | PLANNED | 153224 | 428 | 358 | 0.19297 | 0.00053902
| 2017/18 | 26/09/2017 | PLANNED | 5980 | 20 | 299 | 0.0075311 | 2.5188e-05
| 2017/18 | 26/09/2017 | PLANNED | 540 | 4 | 135 | 0.00068007 | 5.0375e-06
| 2017/18 | 26/09/2017 | PLANNED | 21294 | 117 | 182 | 0.026817 | 0.00014735
| 2017/18 | 26/09/2017 | PLANNED | 210 | 2 | 105 | 0.00026447 | 2.5188e-06
| 2017/18 | 26/09/2017 | PLANNED | 349 | 1 | 349 | 0.00043953 | 1.2594e-06
| 2017/18 | 26/09/2017 | PLANNED | 19635 | 77 | 255 | 0.024728 | 9.6973e-05
| 2017/18 | 26/09/2017 | PLANNED | 1710 | 6 | 285 | 0.0021535 | 7.5563e-06
| 2017/18 | 26/09/2017 | PLANNED | 660 | 2 | 330 | 0.00083119 | 2.5188e-06
| 2017/18 | 26/09/2017 | PLANNED | 132 | 4 | 33 | 0.00016624 | 5.0375e-06
| 2017/18 | 26/09/2017 | PLANNED | 620 | 62 | 10 | 0.00078082 | 7.8082e-05
| 2017/18 | 26/09/2017 | PLANNED | 340 | 1 | 340 | 0.00042819 | 1.2594e-06
| 2017/18 | 26/09/2017 | PLANNED | 2307 | 12 | 192.25 | 0.0029054 | 1.5113e-05
| 2017/18 | 26/09/2017 | PLANNED | 39 | 8 | 4.875 | 4.9116e-05 | 1.0075e-05
| 2017/18 | 26/09/2017 | PLANNED | 162 | 3 | 54 | 0.00020402 | 3.7782e-06
| 2017/18 | 26/09/2017 | PLANNED | 894 | 6 | 149 | 0.0011259 | 7.5563e-06
| 2017/18 | 26/09/2017 | PLANNED | 72 | 1 | 72 | 9.0676e-05 | 1.2594e-06
| 2017/18 | 26/09/2017 | PLANNED | 24 | 1 | 24 | 3.0225e-05 | 1.2594e-06
| 2017/18 | 26/09/2017 | PLANNED | 117 | 1 | 117 | 0.00014735 | 1.2594e-06
| 2017/18 | 26/09/2017 | PLANNED | 177 | 3 | 59 | 0.00022291 | 3.7782e-06
| 2017/18 | 27/09/2017 | PLANNED | 1648 | 8 | 206 | 0.0020755 | 1.0075e-05
| 2017/18 | 27/09/2017 | PLANNED | 85340 | 251 | 340 | 0.10748 | 0.00031611
| 2017/18 | 27/09/2017 | PLANNED | 33 | 3 | 11 | 4.156e-05 | 3.7782e-06
| 2017/18 | 27/09/2017 | PLANNED | 87270 | 1756 | 49.6982 | 0.10991 | 0.0022115
| 2017/18 | 27/09/2017 | PLANNED | 6100 | 20 | 305 | 0.0076823 | 2.5188e-05
| 2017/18 | 27/09/2017 | PLANNED | 1150 | 10 | 115 | 0.0014483 | 1.2594e-05
| 2017/18 | 27/09/2017 | PLANNED | 2900 | 10 | 290 | 0.0036522 | 1.2594e-05
| 2017/18 | 27/09/2017 | PLANNED | 1344 | 28 | 48 | 0.0016926 | 3.5263e-05
| 2017/18 | 27/09/2017 | PLANNED | 125 | 5 | 25 | 0.00015742 | 6.2969e-06
| 2017/18 | 27/09/2017 | PLANNED | 5215 | 35 | 149 | 0.0065677 | 4.4078e-05
| 2017/18 | 27/09/2017 | PLANNED | 9125 | 25 | 365 | 0.011492 | 3.1485e-05
| 2017/18 | 27/09/2017 | PLANNED | 143 | 1 | 143 | 0.00018009 | 1.2594e-06
| 2017/18 | 27/09/2017 | PLANNED | 12529 | 187 | 67 | 0.015779 | 0.00023551
| 2017/18 | 27/09/2017 | PLANNED | 31213 | 91 | 343 | 0.039309 | 0.0001146
| 2017/18 | 27/09/2017 | PLANNED | 526 | 1 | 526 | 0.00066244 | 1.2594e-06
| 2017/18 | 27/09/2017 | PLANNED | 1860 | 47 | 39.5745 | 0.0023425 | 5.9191e-05
| 2017/18 | 27/09/2017 | PLANNED | 427 | 10 | 42.7 | 0.00053776 | 1.2594e-05
| 2017/18 | 27/09/2017 | PLANNED | 15 | 1 | 15 | 1.8891e-05 | 1.2594e-06
| 2017/18 | 27/09/2017 | PLANNED | 10608 | 34 | 312 | 0.01336 | 4.2819e-05
| 2017/18 | 27/09/2017 | PLANNED | 9075 | 55 | 165 | 0.011429 | 6.9266e-05
| 2017/18 | 27/09/2017 | PLANNED | 990 | 5 | 198 | 0.0012468 | 6.2969e-06
| 2017/18 | 27/09/2017 | PLANNED | 25 | 1 | 25 | 3.1485e-05 | 1.2594e-06
| 2017/18 | 27/09/2017 | PLANNED | 630 | 9 | 70 | 0.00079341 | 1.1334e-05
| 2017/18 | 27/09/2017 | PLANNED | 17 | 1 | 17 | 2.141e-05 | 1.2594e-06
| 2017/18 | 27/09/2017 | PLANNED | 7189 | 79 | 91 | 0.0090537 | 9.9491e-05
| 2017/18 | 27/09/2017 | PLANNED | 14 | 2 | 7 | 1.7631e-05 | 2.5188e-06
| 2017/18 | 27/09/2017 | PLANNED | 22 | 1 | 22 | 2.7706e-05 | 1.2594e-06
| 2017/18 | 27/09/2017 | PLANNED | 100 | 4 | 25 | 0.00012594 | 5.0375e-06
| 2017/18 | 27/09/2017 | PLANNED | 1395 | 9 | 155 | 0.0017568 | 1.1334e-05
| 2017/18 | 27/09/2017 | PLANNED | 74 | 2 | 37 | 9.3195e-05 | 2.5188e-06
| 2017/18 | 27/09/2017 | PLANNED | 660 | 10 | 66 | 0.00083119 | 1.2594e-05
| 2017/18 | 27/09/2017 | PLANNED | 25 | 1 | 25 | 3.1485e-05 | 1.2594e-06
| 2017/18 | 27/09/2017 | PLANNED | 22 | 1 | 22 | 2.7706e-05 | 1.2594e-06
| 2017/18 | 28/09/2017 | PLANNED | 600 | 10 | 60 | 0.00075563 | 1.2594e-05
| 2017/18 | 28/09/2017 | PLANNED | 3350 | 10 | 335 | 0.0042189 | 1.2594e-05
| 2017/18 | 28/09/2017 | PLANNED | 6000 | 16 | 375 | 0.0075563 | 2.015e-05
| 2017/18 | 28/09/2017 | PLANNED | 32669 | 91 | 359 | 0.041143 | 0.0001146
| 2017/18 | 28/09/2017 | PLANNED | 60 | 2 | 30 | 7.5563e-05 | 2.5188e-06
| 2017/18 | 28/09/2017 | PLANNED | 10 | 2 | 5 | 1.2594e-05 | 2.5188e-06
| 2017/18 | 28/09/2017 | PLANNED | 2485 | 7 | 355 | 0.0031296 | 8.8157e-06
| 2017/18 | 28/09/2017 | PLANNED | 330 | 6 | 55 | 0.0004156 | 7.5563e-06
| 2017/18 | 28/09/2017 | PLANNED | 50799 | 287 | 177 | 0.063976 | 0.00036144
| 2017/18 | 28/09/2017 | PLANNED | 5278 | 58 | 91 | 0.006647 | 7.3044e-05
| 2017/18 | 28/09/2017 | PLANNED | 35 | 1 | 35 | 4.4078e-05 | 1.2594e-06
| 2017/18 | 28/09/2017 | PLANNED | 11458 | 34 | 337 | 0.01443 | 4.2819e-05
| 2017/18 | 28/09/2017 | PLANNED | 2030 | 7 | 290 | 0.0025566 | 8.8157e-06
| 2017/18 | 28/09/2017 | PLANNED | 1407 | 43 | 32.7209 | 0.001772 | 5.4154e-05
| 2017/18 | 28/09/2017 | PLANNED | 120 | 2 | 60 | 0.00015113 | 2.5188e-06
| 2017/18 | 28/09/2017 | PLANNED | 360 | 4 | 90 | 0.00045338 | 5.0375e-06
| 2017/18 | 28/09/2017 | PLANNED | 984 | 8 | 123 | 0.0012392 | 1.0075e-05
| 2017/18 | 28/09/2017 | PLANNED | 41580 | 108 | 385 | 0.052365 | 0.00013601
| 2017/18 | 28/09/2017 | PLANNED | 27 | 1 | 27 | 3.4003e-05 | 1.2594e-06
| 2017/18 | 28/09/2017 | PLANNED | 590 | 2 | 295 | 0.00074304 | 2.5188e-06
| 2017/18 | 28/09/2017 | PLANNED | 120 | 1 | 120 | 0.00015113 | 1.2594e-06
| 2017/18 | 28/09/2017 | PLANNED | 230 | 5 | 46 | 0.00028966 | 6.2969e-06
| 2017/18 | 28/09/2017 | PLANNED | 85 | 17 | 5 | 0.00010705 | 2.141e-05
| 2017/18 | 28/09/2017 | PLANNED | 60 | 4 | 15 | 7.5563e-05 | 5.0375e-06
| 2017/18 | 28/09/2017 | PLANNED | 284 | 4 | 71 | 0.00035767 | 5.0375e-06
| 2017/18 | 28/09/2017 | PLANNED | 5365 | 37 | 145 | 0.0067566 | 4.6597e-05
| 2017/18 | 28/09/2017 | PLANNED | 88 | 4 | 22 | 0.00011083 | 5.0375e-06
| 2017/18 | 28/09/2017 | PLANNED | 363 | 121 | 3 | 0.00045716 | 0.00015239
| 2017/18 | 1/10/2017 | PLANNED | 924 | 4 | 231 | 0.0011637 | 5.0375e-06
| 2017/18 | 2/10/2017 | PLANNED | 19520 | 40 | 488 | 0.024583 | 5.0375e-05
| 2017/18 | 2/10/2017 | PLANNED | 39 | 1 | 39 | 4.9116e-05 | 1.2594e-06
| 2017/18 | 2/10/2017 | PLANNED | 720 | 3 | 240 | 0.00090676 | 3.7782e-06
| 2017/18 | 2/10/2017 | PLANNED | 10318 | 77 | 134 | 0.012994 | 9.6973e-05
| 2017/18 | 2/10/2017 | PLANNED | 2016 | 32 | 63 | 0.0025389 | 4.03e-05
| 2017/18 | 2/10/2017 | PLANNED | 4920 | 40 | 123 | 0.0061962 | 5.0375e-05
| 2017/18 | 2/10/2017 | PLANNED | 44 | 2 | 22 | 5.5413e-05 | 2.5188e-06
| 2017/18 | 2/10/2017 | PLANNED | 2805 | 11 | 255 | 0.0035326 | 1.3853e-05
| 2017/18 | 2/10/2017 | PLANNED | 1430 | 22 | 65 | 0.0018009 | 2.7706e-05
| 2017/18 | 2/10/2017 | PLANNED | 4375 | 25 | 175 | 0.0055098 | 3.1485e-05
| 2017/18 | 2/10/2017 | PLANNED | 280 | 2 | 140 | 0.00035263 | 2.5188e-06
| 2017/18 | 2/10/2017 | PLANNED | 36 | 2 | 18 | 4.5338e-05 | 2.5188e-06
| 2017/18 | 2/10/2017 | PLANNED | 36 | 2 | 18 | 4.5338e-05 | 2.5188e-06
| 2017/18 | 2/10/2017 | PLANNED | 195 | 1 | 195 | 0.00024558 | 1.2594e-06
| 2017/18 | 2/10/2017 | PLANNED | 80 | 2 | 40 | 0.00010075 | 2.5188e-06
| 2017/18 | 2/10/2017 | PLANNED | 14 | 1 | 14 | 1.7631e-05 | 1.2594e-06
| 2017/18 | 2/10/2017 | PLANNED | 22 | 1 | 22 | 2.7706e-05 | 1.2594e-06
| 2017/18 | 2/10/2017 | PLANNED | 17 | 1 | 17 | 2.141e-05 | 1.2594e-06
| 2017/18 | 2/10/2017 | PLANNED | 2484 | 23 | 108 | 0.0031283 | 2.8966e-05
| 2017/18 | 2/10/2017 | PLANNED | 63 | 3 | 21 | 7.9341e-05 | 3.7782e-06
| 2017/18 | 2/10/2017 | PLANNED | 25 | 1 | 25 | 3.1485e-05 | 1.2594e-06
| 2017/18 | 2/10/2017 | PLANNED | 20 | 1 | 20 | 2.5188e-05 | 1.2594e-06
| 2017/18 | 2/10/2017 | PLANNED | 30 | 1 | 30 | 3.7782e-05 | 1.2594e-06
| 2017/18 | 3/10/2017 | PLANNED | 15 | 1 | 15 | 1.8891e-05 | 1.2594e-06
| 2017/18 | 3/10/2017 | PLANNED | 4050 | 10 | 405 | 0.0051005 | 1.2594e-05
| 2017/18 | 3/10/2017 | PLANNED | 66 | 6 | 11 | 8.3119e-05 | 7.5563e-06
| 2017/18 | 3/10/2017 | PLANNED | 110870 | 294 | 377.1088 | 0.13963 | 0.00037026
| 2017/18 | 3/10/2017 | PLANNED | 1128 | 3 | 376 | 0.0014206 | 3.7782e-06
| 2017/18 | 3/10/2017 | PLANNED | 588 | 12 | 49 | 0.00074052 | 1.5113e-05
| 2017/18 | 3/10/2017 | PLANNED | 390 | 2 | 195 | 0.00049116 | 2.5188e-06
| 2017/18 | 3/10/2017 | PLANNED | 8120 | 28 | 290 | 0.010226 | 3.5263e-05
| 2017/18 | 3/10/2017 | PLANNED | 5520 | 23 | 240 | 0.0069518 | 2.8966e-05
| 2017/18 | 3/10/2017 | PLANNED | 13728 | 66 | 208 | 0.017289 | 8.3119e-05
| 2017/18 | 3/10/2017 | PLANNED | 16224 | 48 | 338 | 0.020432 | 6.0451e-05
| 2017/18 | 3/10/2017 | PLANNED | 22 | 2 | 11 | 2.7706e-05 | 2.5188e-06
| 2017/18 | 3/10/2017 | PLANNED | 305 | 1 | 305 | 0.00038411 | 1.2594e-06
| 2017/18 | 3/10/2017 | PLANNED | 34772 | 176 | 197.5682 | 0.043791 | 0.00022165
| 2017/18 | 3/10/2017 | PLANNED | 4001 | 86 | 46.5233 | 0.0050388 | 0.00010831
| 2017/18 | 3/10/2017 | PLANNED | 3450 | 10 | 345 | 0.0043449 | 1.2594e-05
| 2017/18 | 3/10/2017 | PLANNED | 3553 | 11 | 323 | 0.0044746 | 1.3853e-05
| 2017/18 | 3/10/2017 | PLANNED | 23 | 1 | 23 | 2.8966e-05 | 1.2594e-06
| 2017/18 | 3/10/2017 | PLANNED | 7685 | 29 | 265 | 0.0096784 | 3.6522e-05
| 2017/18 | 3/10/2017 | PLANNED | 63546 | 534 | 119 | 0.080029 | 0.00067251
| 2017/18 | 3/10/2017 | PLANNED | 60 | 4 | 15 | 7.5563e-05 | 5.0375e-06
| 2017/18 | 3/10/2017 | PLANNED | 124 | 2 | 62 | 0.00015616 | 2.5188e-06
| 2017/18 | 3/10/2017 | PLANNED | 36 | 2 | 18 | 4.5338e-05 | 2.5188e-06
| 2017/18 | 3/10/2017 | PLANNED | 240 | 6 | 40 | 0.00030225 | 7.5563e-06
| 2017/18 | 3/10/2017 | PLANNED | 80 | 5 | 16 | 0.00010075 | 6.2969e-06
| 2017/18 | 3/10/2017 | PLANNED | 19 | 1 | 19 | 2.3928e-05 | 1.2594e-06
| 2017/18 | 3/10/2017 | PLANNED | 83 | 1 | 83 | 0.00010453 | 1.2594e-06
| 2017/18 | 3/10/2017 | PLANNED | 19 | 1 | 19 | 2.3928e-05 | 1.2594e-06
| 2017/18 | 3/10/2017 | PLANNED | 576 | 18 | 32 | 0.00072541 | 2.2669e-05
| 2017/18 | 3/10/2017 | PLANNED | 28 | 1 | 28 | 3.5263e-05 | 1.2594e-06
| 2017/18 | 3/10/2017 | PLANNED | 39 | 3 | 13 | 4.9116e-05 | 3.7782e-06
| 2017/18 | 3/10/2017 | PLANNED | 45 | 3 | 15 | 5.6672e-05 | 3.7782e-06
| 2017/18 | 3/10/2017 | PLANNED | 52 | 2 | 26 | 6.5488e-05 | 2.5188e-06
| 2017/18 | 3/10/2017 | PLANNED | 1125 | 45 | 25 | 0.0014168 | 5.6672e-05
| 2017/18 | 3/10/2017 | PLANNED | 50 | 2 | 25 | 6.2969e-05 | 2.5188e-06
| 2017/18 | 4/10/2017 | PLANNED | 122516 | 281 | 436 | 0.15429 | 0.00035389
| 2017/18 | 4/10/2017 | PLANNED | 3800 | 10 | 380 | 0.0047857 | 1.2594e-05
| 2017/18 | 4/10/2017 | PLANNED | 42120 | 104 | 405 | 0.053045 | 0.00013098
| 2017/18 | 4/10/2017 | PLANNED | 506610 | 1299 | 390 | 0.63802 | 0.0016359
| 2017/18 | 4/10/2017 | PLANNED | 161564 | 478 | 338 | 0.20347 | 0.00060199
| 2017/18 | 4/10/2017 | PLANNED | 65 | 1 | 65 | 8.186e-05 | 1.2594e-06
| 2017/18 | 4/10/2017 | PLANNED | 20586 | 66 | 311.9091 | 0.025926 | 8.3119e-05
| 2017/18 | 4/10/2017 | PLANNED | 8760 | 60 | 146 | 0.011032 | 7.5563e-05
| 2017/18 | 4/10/2017 | PLANNED | 1638 | 13 | 126 | 0.0020629 | 1.6372e-05
| 2017/18 | 4/10/2017 | PLANNED | 254248 | 704 | 361.1477 | 0.3202 | 0.00088661
| 2017/18 | 4/10/2017 | PLANNED | 100 | 2 | 50 | 0.00012594 | 2.5188e-06
| 2017/18 | 4/10/2017 | PLANNED | 3050 | 10 | 305 | 0.0038411 | 1.2594e-05
| 2017/18 | 4/10/2017 | PLANNED | 4374 | 34 | 128.6471 | 0.0055086 | 4.2819e-05
| 2017/18 | 4/10/2017 | PLANNED | 576 | 18 | 32 | 0.00072541 | 2.2669e-05
| 2017/18 | 4/10/2017 | PLANNED | 900 | 3 | 300 | 0.0011334 | 3.7782e-06
| 2017/18 | 4/10/2017 | PLANNED | 141 | 3 | 47 | 0.00017757 | 3.7782e-06
| 2017/18 | 4/10/2017 | PLANNED | 20 | 2 | 10 | 2.5188e-05 | 2.5188e-06
| 2017/18 | 4/10/2017 | PLANNED | 6125 | 27 | 226.8519 | 0.0077137 | 3.4003e-05
| 2017/18 | 4/10/2017 | PLANNED | 480 | 12 | 40 | 0.00060451 | 1.5113e-05
| 2017/18 | 4/10/2017 | PLANNED | 34 | 1 | 34 | 4.2819e-05 | 1.2594e-06
| 2017/18 | 4/10/2017 | PLANNED | 210 | 6 | 35 | 0.00026447 | 7.5563e-06
| 2017/18 | 4/10/2017 | PLANNED | 3222 | 18 | 179 | 0.0040577 | 2.2669e-05
| 2017/18 | 4/10/2017 | PLANNED | 315 | 9 | 35 | 0.00039671 | 1.1334e-05
| 2017/18 | 4/10/2017 | PLANNED | 70 | 1 | 70 | 8.8157e-05 | 1.2594e-06
| 2017/18 | 4/10/2017 | PLANNED | 35 | 1 | 35 | 4.4078e-05 | 1.2594e-06
| 2017/18 | 4/10/2017 | PLANNED | 21 | 1 | 21 | 2.6447e-05 | 1.2594e-06
| 2017/18 | 4/10/2017 | PLANNED | 70 | 2 | 35 | 8.8157e-05 | 2.5188e-06
| 2017/18 | 4/10/2017 | PLANNED | 120 | 5 | 24 | 0.00015113 | 6.2969e-06
| 2017/18 | 4/10/2017 | PLANNED | 51 | 1 | 51 | 6.4229e-05 | 1.2594e-06
| 2017/18 | 5/10/2017 | PLANNED | 8050 | 23 | 350 | 0.010138 | 2.8966e-05
| 2017/18 | 5/10/2017 | PLANNED | 33306 | 91 | 366 | 0.041945 | 0.0001146
| 2017/18 | 5/10/2017 | PLANNED | 80220 | 191 | 420 | 0.10103 | 0.00024054
| 2017/18 | 5/10/2017 | PLANNED | 2320 | 10 | 232 | 0.0029218 | 1.2594e-05
| 2017/18 | 5/10/2017 | PLANNED | 26 | 1 | 26 | 3.2744e-05 | 1.2594e-06
| 2017/18 | 5/10/2017 | PLANNED | 700 | 2 | 350 | 0.00088157 | 2.5188e-06
| 2017/18 | 5/10/2017 | PLANNED | 9495 | 23 | 412.8261 | 0.011958 | 2.8966e-05
| 2017/18 | 5/10/2017 | PLANNED | 1400 | 25 | 56 | 0.0017631 | 3.1485e-05
| 2017/18 | 5/10/2017 | PLANNED | 498 | 3 | 166 | 0.00062717 | 3.7782e-06
| 2017/18 | 5/10/2017 | PLANNED | 25650 | 114 | 225 | 0.032303 | 0.00014357
| 2017/18 | 5/10/2017 | PLANNED | 4209 | 23 | 183 | 0.0053008 | 2.8966e-05
| 2017/18 | 5/10/2017 | PLANNED | 6407 | 21 | 305.0952 | 0.0080689 | 2.6447e-05
| 2017/18 | 5/10/2017 | PLANNED | 73406 | 254 | 289 | 0.092446 | 0.00031988
| 2017/18 | 5/10/2017 | PLANNED | 564 | 6 | 94 | 0.00071029 | 7.5563e-06
| 2017/18 | 5/10/2017 | PLANNED | 11 | 1 | 11 | 1.3853e-05 | 1.2594e-06
| 2017/18 | 5/10/2017 | PLANNED | 1099 | 7 | 157 | 0.0013841 | 8.8157e-06
| 2017/18 | 5/10/2017 | PLANNED | 3961 | 17 | 233 | 0.0049884 | 2.141e-05
| 2017/18 | 5/10/2017 | PLANNED | 984 | 2 | 492 | 0.0012392 | 2.5188e-06
| 2017/18 | 5/10/2017 | PLANNED | 25 | 1 | 25 | 3.1485e-05 | 1.2594e-06
| 2017/18 | 5/10/2017 | PLANNED | 9 | 1 | 9 | 1.1334e-05 | 1.2594e-06
| 2017/18 | 5/10/2017 | PLANNED | 50 | 5 | 10 | 6.2969e-05 | 6.2969e-06
| 2017/18 | 5/10/2017 | PLANNED | 90 | 16 | 5.625 | 0.00011334 | 2.015e-05
| 2017/18 | 5/10/2017 | PLANNED | 20 | 2 | 10 | 2.5188e-05 | 2.5188e-06
| 2017/18 | 5/10/2017 | PLANNED | 115 | 23 | 5 | 0.00014483 | 2.8966e-05
| 2017/18 | 5/10/2017 | PLANNED | 18 | 1 | 18 | 2.2669e-05 | 1.2594e-06
| 2017/18 | 5/10/2017 | PLANNED | 30 | 1 | 30 | 3.7782e-05 | 1.2594e-06
| 2017/18 | 5/10/2017 | PLANNED | 18 | 1 | 18 | 2.2669e-05 | 1.2594e-06
| 2017/18 | 5/10/2017 | PLANNED | 8 | 1 | 8 | 1.0075e-05 | 1.2594e-06
| 2017/18 | 5/10/2017 | PLANNED | 24 | 2 | 12 | 3.0225e-05 | 2.5188e-06
| 2017/18 | 5/10/2017 | PLANNED | 92 | 2 | 46 | 0.00011586 | 2.5188e-06
| 2017/18 | 5/10/2017 | PLANNED | 583 | 11 | 53 | 0.00073422 | 1.3853e-05
| 2017/18 | 5/10/2017 | PLANNED | 385 | 5 | 77 | 0.00048486 | 6.2969e-06
| 2017/18 | 5/10/2017 | PLANNED | 170 | 5 | 34 | 0.0002141 | 6.2969e-06
| 2017/18 | 5/10/2017 | PLANNED | 22 | 2 | 11 | 2.7706e-05 | 2.5188e-06
| 2017/18 | 5/10/2017 | PLANNED | 123 | 3 | 41 | 0.0001549 | 3.7782e-06
| 2017/18 | 6/10/2017 | PLANNED | 7308 | 18 | 406 | 0.0092036 | 2.2669e-05
| 2017/18 | 6/10/2017 | PLANNED | 594 | 18 | 33 | 0.00074808 | 2.2669e-05
| 2017/18 | 6/10/2017 | PLANNED | 140 | 10 | 14 | 0.00017631 | 1.2594e-05
| 2017/18 | 6/10/2017 | PLANNED | 50 | 2 | 25 | 6.2969e-05 | 2.5188e-06
| 2017/18 | 6/10/2017 | PLANNED | 2960 | 16 | 185 | 0.0037278 | 2.015e-05
| 2017/18 | 6/10/2017 | PLANNED | 1980 | 9 | 220 | 0.0024936 | 1.1334e-05
| 2017/18 | 6/10/2017 | PLANNED | 520 | 10 | 52 | 0.00065488 | 1.2594e-05
| 2017/18 | 6/10/2017 | PLANNED | 13 | 1 | 13 | 1.6372e-05 | 1.2594e-06
| 2017/18 | 6/10/2017 | PLANNED | 330 | 1 | 330 | 0.0004156 | 1.2594e-06
| 2017/18 | 6/10/2017 | PLANNED | 559 | 13 | 43 | 0.000704 | 1.6372e-05
| 2017/18 | 6/10/2017 | PLANNED | 15792 | 112 | 141 | 0.019888 | 0.00014105
| 2017/18 | 6/10/2017 | PLANNED | 330 | 1 | 330 | 0.0004156 | 1.2594e-06
| 2017/18 | 6/10/2017 | PLANNED | 70 | 1 | 70 | 8.8157e-05 | 1.2594e-06
| 2017/18 | 6/10/2017 | PLANNED | 40 | 2 | 20 | 5.0375e-05 | 2.5188e-06
| 2017/18 | 6/10/2017 | PLANNED | 651 | 94 | 6.9255 | 0.00081986 | 0.00011838
| 2017/18 | 6/10/2017 | PLANNED | 302 | 1 | 302 | 0.00038033 | 1.2594e-06
| 2017/18 | 6/10/2017 | PLANNED | 33 | 3 | 11 | 4.156e-05 | 3.7782e-06
| 2017/18 | 6/10/2017 | PLANNED | 40 | 2 | 20 | 5.0375e-05 | 2.5188e-06
| 2017/18 | 6/10/2017 | PLANNED | 15080 | 58 | 260 | 0.018992 | 7.3044e-05
| 2017/18 | 6/10/2017 | PLANNED | 234 | 13 | 18 | 0.0002947 | 1.6372e-05
| 2017/18 | 6/10/2017 | PLANNED | 1840 | 40 | 46 | 0.0023173 | 5.0375e-05
| 2017/18 | 6/10/2017 | PLANNED | 1050 | 8 | 131.25 | 0.0013224 | 1.0075e-05
| 2017/18 | 6/10/2017 | PLANNED | 17014 | 75 | 226.8533 | 0.021427 | 9.4454e-05
| 2017/18 | 6/10/2017 | PLANNED | 342 | 38 | 9 | 0.00043071 | 4.7857e-05
| 2017/18 | 6/10/2017 | PLANNED | 4 | 1 | 4 | 5.0375e-06 | 1.2594e-06
| 2017/18 | 6/10/2017 | PLANNED | 938 | 67 | 14 | 0.0011813 | 8.4379e-05
| 2017/18 | 6/10/2017 | PLANNED | 33 | 3 | 11 | 4.156e-05 | 3.7782e-06
| 2017/18 | 6/10/2017 | PLANNED | 42 | 2 | 21 | 5.2894e-05 | 2.5188e-06
| 2017/18 | 7/10/2017 | PLANNED | 480 | 16 | 30 | 0.00060451 | 2.015e-05
| 2017/18 | 7/10/2017 | PLANNED | 2043 | 1 | 2043 | 0.0025729 | 1.2594e-06
| 2017/18 | 7/10/2017 | PLANNED | 3010 | 86 | 35 | 0.0037908 | 0.00010831
| 2017/18 | 7/10/2017 | PLANNED | 3798 | 2 | 1899 | 0.0047831 | 2.5188e-06
| 2017/18 | 7/10/2017 | PLANNED | 2240 | 64 | 35 | 0.002821 | 8.0601e-05
| 2017/18 | 7/10/2017 | PLANNED | 2790 | 93 | 30 | 0.0035137 | 0.00011712
| 2017/18 | 8/10/2017 | PLANNED | 23973 | 61 | 393 | 0.030191 | 7.6823e-05
| 2017/18 | 8/10/2017 | PLANNED | 19359 | 81 | 239 | 0.02438 | 0.00010201
| 2017/18 | 8/10/2017 | PLANNED | 1664 | 5 | 332.8 | 0.0020956 | 6.2969e-06
| 2017/18 | 8/10/2017 | PLANNED | 180 | 4 | 45 | 0.00022669 | 5.0375e-06
| 2017/18 | 8/10/2017 | PLANNED | 213 | 71 | 3 | 0.00026825 | 8.9416e-05
| 2017/18 | 9/10/2017 | PLANNED | 2170 | 10 | 217 | 0.0027329 | 1.2594e-05
| 2017/18 | 9/10/2017 | PLANNED | 58 | 1 | 58 | 7.3044e-05 | 1.2594e-06
| 2017/18 | 9/10/2017 | PLANNED | 1095 | 5 | 219 | 0.001379 | 6.2969e-06
| 2017/18 | 9/10/2017 | PLANNED | 6300 | 35 | 180 | 0.0079341 | 4.4078e-05
| 2017/18 | 9/10/2017 | PLANNED | 495 | 3 | 165 | 0.0006234 | 3.7782e-06
| 2017/18 | 9/10/2017 | PLANNED | 6480 | 36 | 180 | 0.0081608 | 4.5338e-05
| 2017/18 | 9/10/2017 | PLANNED | 16200 | 90 | 180 | 0.020402 | 0.00011334
| 2017/18 | 9/10/2017 | PLANNED | 4245 | 15 | 283 | 0.0053461 | 1.8891e-05
| 2017/18 | 9/10/2017 | PLANNED | 7560 | 27 | 280 | 0.009521 | 3.4003e-05
| 2017/18 | 9/10/2017 | PLANNED | 1485 | 9 | 165 | 0.0018702 | 1.1334e-05
| 2017/18 | 9/10/2017 | PLANNED | 85 | 1 | 85 | 0.00010705 | 1.2594e-06
| 2017/18 | 9/10/2017 | PLANNED | 95 | 1 | 95 | 0.00011964 | 1.2594e-06
| 2017/18 | 9/10/2017 | PLANNED | 248 | 4 | 62 | 0.00031233 | 5.0375e-06
| 2017/18 | 9/10/2017 | PLANNED | 7597 | 71 | 107 | 0.0095676 | 8.9416e-05
| 2017/18 | 9/10/2017 | PLANNED | 1350 | 25 | 54 | 0.0017002 | 3.1485e-05
| 2017/18 | 10/10/2017 | PLANNED | 279 | 3 | 93 | 0.00035137 | 3.7782e-06
| 2017/18 | 10/10/2017 | PLANNED | 6614 | 18 | 367.4444 | 0.0083296 | 2.2669e-05
| 2017/18 | 10/10/2017 | PLANNED | 198 | 3 | 66 | 0.00024936 | 3.7782e-06
| 2017/18 | 10/10/2017 | PLANNED | 5296 | 16 | 331 | 0.0066697 | 2.015e-05
| 2017/18 | 10/10/2017 | PLANNED | 1295 | 35 | 37 | 0.0016309 | 4.4078e-05
| 2017/18 | 10/10/2017 | PLANNED | 51684 | 146 | 354 | 0.06509 | 0.00018387
| 2017/18 | 10/10/2017 | PLANNED | 19 | 1 | 19 | 2.3928e-05 | 1.2594e-06
| 2017/18 | 10/10/2017 | PLANNED | 223647 | 587 | 381 | 0.28166 | 0.00073926
| 2017/18 | 10/10/2017 | PLANNED | 2940 | 12 | 245 | 0.0037026 | 1.5113e-05
| 2017/18 | 10/10/2017 | PLANNED | 110 | 1 | 110 | 0.00013853 | 1.2594e-06
| 2017/18 | 10/10/2017 | PLANNED | 970 | 10 | 97 | 0.0012216 | 1.2594e-05
| 2017/18 | 10/10/2017 | PLANNED | 100 | 2 | 50 | 0.00012594 | 2.5188e-06
| 2017/18 | 10/10/2017 | PLANNED | 23478 | 86 | 273 | 0.029568 | 0.00010831
| 2017/18 | 10/10/2017 | PLANNED | 21 | 1 | 21 | 2.6447e-05 | 1.2594e-06
| 2017/18 | 10/10/2017 | PLANNED | 40 | 2 | 20 | 5.0375e-05 | 2.5188e-06
| 2017/18 | 10/10/2017 | PLANNED | 228 | 2 | 114 | 0.00028714 | 2.5188e-06
| 2017/18 | 10/10/2017 | PLANNED | 4279 | 29 | 147.5517 | 0.0053889 | 3.6522e-05
| 2017/18 | 10/10/2017 | PLANNED | 24 | 1 | 24 | 3.0225e-05 | 1.2594e-06
| 2017/18 | 10/10/2017 | PLANNED | 20 | 1 | 20 | 2.5188e-05 | 1.2594e-06
| 2017/18 | 10/10/2017 | PLANNED | 230 | 2 | 115 | 0.00028966 | 2.5188e-06
| 2017/18 | 10/10/2017 | PLANNED | 164 | 2 | 82 | 0.00020654 | 2.5188e-06
| 2017/18 | 10/10/2017 | PLANNED | 26 | 1 | 26 | 3.2744e-05 | 1.2594e-06
| 2017/18 | 10/10/2017 | PLANNED | 174 | 2 | 87 | 0.00021913 | 2.5188e-06
| 2017/18 | 10/10/2017 | PLANNED | 26 | 2 | 13 | 3.2744e-05 | 2.5188e-06
| 2017/18 | 10/10/2017 | PLANNED | 3780 | 21 | 180 | 0.0047605 | 2.6447e-05
| 2017/18 | 10/10/2017 | PLANNED | 2310 | 22 | 105 | 0.0029092 | 2.7706e-05
| 2017/18 | 10/10/2017 | PLANNED | 22 | 1 | 22 | 2.7706e-05 | 1.2594e-06
| 2017/18 | 10/10/2017 | PLANNED | 756 | 9 | 84 | 0.0009521 | 1.1334e-05
| 2017/18 | 10/10/2017 | PLANNED | 28 | 2 | 14 | 3.5263e-05 | 2.5188e-06
| 2017/18 | 10/10/2017 | PLANNED | 322 | 2 | 161 | 0.00040552 | 2.5188e-06
| 2017/18 | 10/10/2017 | PLANNED | 20 | 1 | 20 | 2.5188e-05 | 1.2594e-06
| 2017/18 | 10/10/2017 | PLANNED | 20 | 4 | 5 | 2.5188e-05 | 5.0375e-06
| 2017/18 | 10/10/2017 | PLANNED | 30 | 3 | 10 | 3.7782e-05 | 3.7782e-06
| 2017/18 | 10/10/2017 | PLANNED | 90 | 5 | 18 | 0.00011334 | 6.2969e-06
| 2017/18 | 10/10/2017 | PLANNED | 18 | 3 | 6 | 2.2669e-05 | 3.7782e-06
| 2017/18 | 10/10/2017 | PLANNED | 15 | 3 | 5 | 1.8891e-05 | 3.7782e-06
| 2017/18 | 10/10/2017 | PLANNED | 4014 | 102 | 39.3529 | 0.0050552 | 0.00012846
| 2017/18 | 10/10/2017 | PLANNED | 3069 | 95 | 32.3053 | 0.0038651 | 0.00011964
| 2017/18 | 11/10/2017 | PLANNED | 260 | 1 | 260 | 0.00032744 | 1.2594e-06
| 2017/18 | 11/10/2017 | PLANNED | 10 | 1 | 10 | 1.2594e-05 | 1.2594e-06
| 2017/18 | 11/10/2017 | PLANNED | 40596 | 88 | 461.3182 | 0.051126 | 0.00011083
| 2017/18 | 11/10/2017 | PLANNED | 274 | 2 | 137 | 0.00034507 | 2.5188e-06
| 2017/18 | 11/10/2017 | PLANNED | 20540 | 52 | 395 | 0.025868 | 6.5488e-05
| 2017/18 | 11/10/2017 | PLANNED | 64 | 1 | 64 | 8.0601e-05 | 1.2594e-06
| 2017/18 | 11/10/2017 | PLANNED | 300 | 3 | 100 | 0.00037782 | 3.7782e-06
| 2017/18 | 11/10/2017 | PLANNED | 350 | 1 | 350 | 0.00044078 | 1.2594e-06
| 2017/18 | 11/10/2017 | PLANNED | 10340 | 35 | 295.4286 | 0.013022 | 4.4078e-05
| 2017/18 | 11/10/2017 | PLANNED | 26 | 2 | 13 | 3.2744e-05 | 2.5188e-06
| 2017/18 | 11/10/2017 | PLANNED | 30 | 1 | 30 | 3.7782e-05 | 1.2594e-06
| 2017/18 | 11/10/2017 | PLANNED | 1725 | 38 | 45.3947 | 0.0021724 | 4.7857e-05
| 2017/18 | 11/10/2017 | PLANNED | 3770 | 29 | 130 | 0.0047479 | 3.6522e-05
| 2017/18 | 11/10/2017 | PLANNED | 44 | 2 | 22 | 5.5413e-05 | 2.5188e-06
| 2017/18 | 11/10/2017 | PLANNED | 1890 | 6 | 315 | 0.0023802 | 7.5563e-06
| 2017/18 | 11/10/2017 | PLANNED | 8903 | 29 | 307 | 0.011212 | 3.6522e-05
| 2017/18 | 11/10/2017 | PLANNED | 8190 | 63 | 130 | 0.010314 | 7.9341e-05
| 2017/18 | 11/10/2017 | PLANNED | 80 | 1 | 80 | 0.00010075 | 1.2594e-06
| 2017/18 | 11/10/2017 | PLANNED | 1065 | 3 | 355 | 0.0013412 | 3.7782e-06
| 2017/18 | 11/10/2017 | PLANNED | 18 | 3 | 6 | 2.2669e-05 | 3.7782e-06
| 2017/18 | 11/10/2017 | PLANNED | 5 | 1 | 5 | 6.2969e-06 | 1.2594e-06
| 2017/18 | 11/10/2017 | PLANNED | 24 | 1 | 24 | 3.0225e-05 | 1.2594e-06
| 2017/18 | 11/10/2017 | PLANNED | 850 | 5 | 170 | 0.0010705 | 6.2969e-06
| 2017/18 | 11/10/2017 | PLANNED | 39 | 3 | 13 | 4.9116e-05 | 3.7782e-06
| 2017/18 | 11/10/2017 | PLANNED | 30 | 1 | 30 | 3.7782e-05 | 1.2594e-06
| 2017/18 | 11/10/2017 | PLANNED | 200 | 5 | 40 | 0.00025188 | 6.2969e-06
| 2017/18 | 11/10/2017 | PLANNED | 22 | 2 | 11 | 2.7706e-05 | 2.5188e-06
| 2017/18 | 11/10/2017 | PLANNED | 120 | 3 | 40 | 0.00015113 | 3.7782e-06
| 2017/18 | 11/10/2017 | PLANNED | 33 | 1 | 33 | 4.156e-05 | 1.2594e-06
| 2017/18 | 11/10/2017 | PLANNED | 120 | 1 | 120 | 0.00015113 | 1.2594e-06
| 2017/18 | 11/10/2017 | PLANNED | 49 | 1 | 49 | 6.171e-05 | 1.2594e-06
| 2017/18 | 11/10/2017 | PLANNED | 68 | 4 | 17 | 8.5638e-05 | 5.0375e-06
| 2017/18 | 11/10/2017 | PLANNED | 30 | 1 | 30 | 3.7782e-05 | 1.2594e-06
| 2017/18 | 11/10/2017 | PLANNED | 3625 | 42 | 86.3095 | 0.0045653 | 5.2894e-05
| 2017/18 | 11/10/2017 | PLANNED | 20 | 1 | 20 | 2.5188e-05 | 1.2594e-06
| 2017/18 | 11/10/2017 | PLANNED | 2564 | 43 | 59.6279 | 0.0032291 | 5.4154e-05
| 2017/18 | 11/10/2017 | PLANNED | 2210 | 85 | 26 | 0.0027832 | 0.00010705
| 2017/18 | 12/10/2017 | PLANNED | 2555 | 7 | 365 | 0.0032177 | 8.8157e-06
| 2017/18 | 12/10/2017 | PLANNED | 852 | 4 | 213 | 0.001073 | 5.0375e-06
| 2017/18 | 12/10/2017 | PLANNED | 7475 | 25 | 299 | 0.0094139 | 3.1485e-05
| 2017/18 | 12/10/2017 | PLANNED | 14310 | 53 | 270 | 0.018022 | 6.6747e-05
| 2017/18 | 12/10/2017 | PLANNED | 27 | 1 | 27 | 3.4003e-05 | 1.2594e-06
| 2017/18 | 12/10/2017 | PLANNED | 3444 | 14 | 246 | 0.0043373 | 1.7631e-05
| 2017/18 | 12/10/2017 | PLANNED | 42284 | 109 | 387.9266 | 0.053252 | 0.00013727
| 2017/18 | 12/10/2017 | PLANNED | 1680 | 7 | 240 | 0.0021158 | 8.8157e-06
| 2017/18 | 12/10/2017 | PLANNED | 100 | 4 | 25 | 0.00012594 | 5.0375e-06
| 2017/18 | 12/10/2017 | PLANNED | 25725 | 147 | 175 | 0.032398 | 0.00018513
| 2017/18 | 12/10/2017 | PLANNED | 2365 | 6 | 394.1667 | 0.0029784 | 7.5563e-06
| 2017/18 | 12/10/2017 | PLANNED | 179 | 1 | 179 | 0.00022543 | 1.2594e-06
| 2017/18 | 12/10/2017 | PLANNED | 78 | 3 | 26 | 9.8232e-05 | 3.7782e-06
| 2017/18 | 12/10/2017 | PLANNED | 1050 | 5 | 210 | 0.0013224 | 6.2969e-06
| 2017/18 | 12/10/2017 | PLANNED | 624 | 2 | 312 | 0.00078586 | 2.5188e-06
| 2017/18 | 12/10/2017 | PLANNED | 720 | 12 | 60 | 0.00090676 | 1.5113e-05
| 2017/18 | 12/10/2017 | PLANNED | 52 | 2 | 26 | 6.5488e-05 | 2.5188e-06
| 2017/18 | 12/10/2017 | PLANNED | 35 | 1 | 35 | 4.4078e-05 | 1.2594e-06
| 2017/18 | 12/10/2017 | PLANNED | 2301 | 59 | 39 | 0.0028978 | 7.4304e-05
| 2017/18 | 12/10/2017 | PLANNED | 26 | 2 | 13 | 3.2744e-05 | 2.5188e-06
| 2017/18 | 12/10/2017 | PLANNED | 22 | 1 | 22 | 2.7706e-05 | 1.2594e-06
| 2017/18 | 12/10/2017 | PLANNED | 225 | 3 | 75 | 0.00028336 | 3.7782e-06
| 2017/18 | 12/10/2017 | PLANNED | 34 | 1 | 34 | 4.2819e-05 | 1.2594e-06
| 2017/18 | 12/10/2017 | PLANNED | 26 | 1 | 26 | 3.2744e-05 | 1.2594e-06
| 2017/18 | 12/10/2017 | PLANNED | 14 | 1 | 14 | 1.7631e-05 | 1.2594e-06
| 2017/18 | 12/10/2017 | PLANNED | 1 | 1 | 1 | 1.2594e-06 | 1.2594e-06
| 2017/18 | 12/10/2017 | PLANNED | 222 | 2 | 111 | 0.00027958 | 2.5188e-06
| 2017/18 | 12/10/2017 | PLANNED | 43 | 1 | 43 | 5.4154e-05 | 1.2594e-06
| 2017/18 | 12/10/2017 | PLANNED | 25 | 1 | 25 | 3.1485e-05 | 1.2594e-06
| 2017/18 | 12/10/2017 | PLANNED | 2229 | 38 | 58.6579 | 0.0028072 | 4.7857e-05
| 2017/18 | 12/10/2017 | PLANNED | 1262 | 27 | 46.7407 | 0.0015893 | 3.4003e-05
| 2017/18 | 13/10/2017 | PLANNED | 11040 | 46 | 240 | 0.013904 | 5.7932e-05
| 2017/18 | 13/10/2017 | PLANNED | 2715 | 12 | 226.25 | 0.0034192 | 1.5113e-05
| 2017/18 | 13/10/2017 | PLANNED | 9744 | 28 | 348 | 0.012271 | 3.5263e-05
| 2017/18 | 13/10/2017 | PLANNED | 940 | 4 | 235 | 0.0011838 | 5.0375e-06
| 2017/18 | 13/10/2017 | PLANNED | 1620 | 9 | 180 | 0.0020402 | 1.1334e-05
| 2017/18 | 13/10/2017 | PLANNED | 260 | 1 | 260 | 0.00032744 | 1.2594e-06
| 2017/18 | 13/10/2017 | PLANNED | 1980 | 9 | 220 | 0.0024936 | 1.1334e-05
| 2017/18 | 13/10/2017 | PLANNED | 9912 | 30 | 330.4 | 0.012483 | 3.7782e-05
| 2017/18 | 13/10/2017 | PLANNED | 84410 | 230 | 367 | 0.1063 | 0.00028966
| 2017/18 | 13/10/2017 | PLANNED | 2156 | 11 | 196 | 0.0027152 | 1.3853e-05
| 2017/18 | 13/10/2017 | PLANNED | 2478 | 42 | 59 | 0.0031208 | 5.2894e-05
| 2017/18 | 13/10/2017 | PLANNED | 10 | 1 | 10 | 1.2594e-05 | 1.2594e-06
| 2017/18 | 13/10/2017 | PLANNED | 418 | 2 | 209 | 0.00052642 | 2.5188e-06
| 2017/18 | 13/10/2017 | PLANNED | 2784 | 32 | 87 | 0.0035061 | 4.03e-05
| 2017/18 | 13/10/2017 | PLANNED | 261 | 9 | 29 | 0.0003287 | 1.1334e-05
| 2017/18 | 13/10/2017 | PLANNED | 450 | 9 | 50 | 0.00056672 | 1.1334e-05
| 2017/18 | 13/10/2017 | PLANNED | 1258 | 17 | 74 | 0.0015843 | 2.141e-05
| 2017/18 | 13/10/2017 | PLANNED | 18 | 1 | 18 | 2.2669e-05 | 1.2594e-06
| 2017/18 | 14/10/2017 | PLANNED | 102 | 1 | 102 | 0.00012846 | 1.2594e-06
| 2017/18 | 14/10/2017 | PLANNED | 1088 | 8 | 136 | 0.0013702 | 1.0075e-05
| 2017/18 | 15/10/2017 | PLANNED | 1960 | 4 | 490 | 0.0024684 | 5.0375e-06
| 2017/18 | 15/10/2017 | PLANNED | 640 | 2 | 320 | 0.00080601 | 2.5188e-06
| 2017/18 | 15/10/2017 | PLANNED | 8655 | 32 | 270.4688 | 0.0109 | 4.03e-05
| 2017/18 | 15/10/2017 | PLANNED | 150 | 1 | 150 | 0.00018891 | 1.2594e-06
| 2017/18 | 15/10/2017 | PLANNED | 20 | 1 | 20 | 2.5188e-05 | 1.2594e-06
| 2017/18 | 15/10/2017 | PLANNED | 840 | 12 | 70 | 0.0010579 | 1.5113e-05
| 2017/18 | 15/10/2017 | PLANNED | 30 | 3 | 10 | 3.7782e-05 | 3.7782e-06
| 2017/18 | 15/10/2017 | PLANNED | 15 | 1 | 15 | 1.8891e-05 | 1.2594e-06
| 2017/18 | 16/10/2017 | PLANNED | 2175 | 15 | 145 | 0.0027392 | 1.8891e-05
| 2017/18 | 16/10/2017 | PLANNED | 648 | 2 | 324 | 0.00081608 | 2.5188e-06
| 2017/18 | 16/10/2017 | PLANNED | 88 | 4 | 22 | 0.00011083 | 5.0375e-06
| 2017/18 | 16/10/2017 | PLANNED | 4536 | 18 | 252 | 0.0057126 | 2.2669e-05
| 2017/18 | 16/10/2017 | PLANNED | 936 | 13 | 72 | 0.0011788 | 1.6372e-05
| 2017/18 | 16/10/2017 | PLANNED | 15 | 3 | 5 | 1.8891e-05 | 3.7782e-06
| 2017/18 | 16/10/2017 | PLANNED | 2592 | 24 | 108 | 0.0032643 | 3.0225e-05
| 2017/18 | 16/10/2017 | PLANNED | 4018 | 14 | 287 | 0.0050602 | 1.7631e-05
| 2017/18 | 16/10/2017 | PLANNED | 2196 | 18 | 122 | 0.0027656 | 2.2669e-05
| 2017/18 | 16/10/2017 | PLANNED | 720 | 6 | 120 | 0.00090676 | 7.5563e-06
| 2017/18 | 16/10/2017 | PLANNED | 108 | 6 | 18 | 0.00013601 | 7.5563e-06
| 2017/18 | 16/10/2017 | PLANNED | 2940 | 10 | 294 | 0.0037026 | 1.2594e-05
| 2017/18 | 16/10/2017 | PLANNED | 10 | 1 | 10 | 1.2594e-05 | 1.2594e-06
| 2017/18 | 16/10/2017 | PLANNED | 2666 | 62 | 43 | 0.0033575 | 7.8082e-05
| 2017/18 | 16/10/2017 | PLANNED | 42 | 1 | 42 | 5.2894e-05 | 1.2594e-06
| 2017/18 | 16/10/2017 | PLANNED | 2400 | 32 | 75 | 0.0030225 | 4.03e-05
| 2017/18 | 16/10/2017 | PLANNED | 72 | 4 | 18 | 9.0676e-05 | 5.0375e-06
| 2017/18 | 16/10/2017 | PLANNED | 80 | 1 | 80 | 0.00010075 | 1.2594e-06
| 2017/18 | 16/10/2017 | PLANNED | 138 | 6 | 23 | 0.0001738 | 7.5563e-06
| 2017/18 | 16/10/2017 | PLANNED | 3504 | 48 | 73 | 0.0044129 | 6.0451e-05
| 2017/18 | 16/10/2017 | PLANNED | 40 | 2 | 20 | 5.0375e-05 | 2.5188e-06
| 2017/18 | 16/10/2017 | PLANNED | 10 | 2 | 5 | 1.2594e-05 | 2.5188e-06
| 2017/18 | 16/10/2017 | PLANNED | 13 | 1 | 13 | 1.6372e-05 | 1.2594e-06
| 2017/18 | 16/10/2017 | PLANNED | 84 | 2 | 42 | 0.00010579 | 2.5188e-06
| 2017/18 | 17/10/2017 | PLANNED | 3860 | 10 | 386 | 0.0048612 | 1.2594e-05
| 2017/18 | 17/10/2017 | PLANNED | 4972 | 11 | 452 | 0.0062617 | 1.3853e-05
| 2017/18 | 17/10/2017 | PLANNED | 24567 | 57 | 431 | 0.030939 | 7.1785e-05
| 2017/18 | 17/10/2017 | PLANNED | 8470 | 77 | 110 | 0.010667 | 9.6973e-05
| 2017/18 | 17/10/2017 | PLANNED | 13156 | 46 | 286 | 0.016568 | 5.7932e-05
| 2017/18 | 17/10/2017 | PLANNED | 126790 | 409 | 310 | 0.15968 | 0.00051509
| 2017/18 | 17/10/2017 | PLANNED | 93692 | 397 | 236 | 0.11799 | 0.00049998
| 2017/18 | 17/10/2017 | PLANNED | 7214 | 26 | 277.4615 | 0.0090852 | 3.2744e-05
| 2017/18 | 17/10/2017 | PLANNED | 14760 | 41 | 360 | 0.018589 | 5.1635e-05
| 2017/18 | 17/10/2017 | PLANNED | 52 | 2 | 26 | 6.5488e-05 | 2.5188e-06
| 2017/18 | 17/10/2017 | PLANNED | 3705 | 15 | 247 | 0.004666 | 1.8891e-05
| 2017/18 | 17/10/2017 | PLANNED | 3410 | 11 | 310 | 0.0042945 | 1.3853e-05
| 2017/18 | 17/10/2017 | PLANNED | 9576 | 36 | 266 | 0.01206 | 4.5338e-05
| 2017/18 | 17/10/2017 | PLANNED | 4270 | 35 | 122 | 0.0053776 | 4.4078e-05
| 2017/18 | 17/10/2017 | PLANNED | 20 | 1 | 20 | 2.5188e-05 | 1.2594e-06
| 2017/18 | 17/10/2017 | PLANNED | 52 | 2 | 26 | 6.5488e-05 | 2.5188e-06
| 2017/18 | 17/10/2017 | PLANNED | 1183 | 13 | 91 | 0.0014899 | 1.6372e-05
| 2017/18 | 17/10/2017 | PLANNED | 6 | 1 | 6 | 7.5563e-06 | 1.2594e-06
| 2017/18 | 17/10/2017 | PLANNED | 95 | 1 | 95 | 0.00011964 | 1.2594e-06
| 2017/18 | 17/10/2017 | PLANNED | 14 | 2 | 7 | 1.7631e-05 | 2.5188e-06
| 2017/18 | 18/10/2017 | PLANNED | 35 | 1 | 35 | 4.4078e-05 | 1.2594e-06
| 2017/18 | 18/10/2017 | PLANNED | 850 | 5 | 170 | 0.0010705 | 6.2969e-06
| 2017/18 | 18/10/2017 | PLANNED | 564 | 4 | 141 | 0.00071029 | 5.0375e-06
| 2017/18 | 18/10/2017 | PLANNED | 4725 | 15 | 315 | 0.0059506 | 1.8891e-05
| 2017/18 | 18/10/2017 | PLANNED | 3150 | 9 | 350 | 0.0039671 | 1.1334e-05
| 2017/18 | 18/10/2017 | PLANNED | 512 | 64 | 8 | 0.00064481 | 8.0601e-05
| 2017/18 | 18/10/2017 | PLANNED | 69 | 1 | 69 | 8.6898e-05 | 1.2594e-06
| 2017/18 | 18/10/2017 | PLANNED | 75 | 3 | 25 | 9.4454e-05 | 3.7782e-06
| 2017/18 | 18/10/2017 | PLANNED | 13 | 1 | 13 | 1.6372e-05 | 1.2594e-06
| 2017/18 | 18/10/2017 | PLANNED | 34 | 2 | 17 | 4.2819e-05 | 2.5188e-06
| 2017/18 | 18/10/2017 | PLANNED | 3136 | 16 | 196 | 0.0039494 | 2.015e-05
| 2017/18 | 18/10/2017 | PLANNED | 5674 | 11 | 515.8182 | 0.0071458 | 1.3853e-05
| 2017/18 | 18/10/2017 | PLANNED | 16120 | 65 | 248 | 0.020301 | 8.186e-05
| 2017/18 | 18/10/2017 | PLANNED | 18816 | 56 | 336 | 0.023697 | 7.0526e-05
| 2017/18 | 18/10/2017 | PLANNED | 27 | 1 | 27 | 3.4003e-05 | 1.2594e-06
| 2017/18 | 18/10/2017 | PLANNED | 4 | 2 | 2 | 5.0375e-06 | 2.5188e-06
| 2017/18 | 18/10/2017 | PLANNED | 720 | 3 | 240 | 0.00090676 | 3.7782e-06
| 2017/18 | 18/10/2017 | PLANNED | 15 | 1 | 15 | 1.8891e-05 | 1.2594e-06
| 2017/18 | 18/10/2017 | PLANNED | 5 | 1 | 5 | 6.2969e-06 | 1.2594e-06
| 2017/18 | 18/10/2017 | PLANNED | 8 | 2 | 4 | 1.0075e-05 | 2.5188e-06
| 2017/18 | 18/10/2017 | PLANNED | 10 | 2 | 5 | 1.2594e-05 | 2.5188e-06
| 2017/18 | 18/10/2017 | PLANNED | 2470 | 38 | 65 | 0.0031107 | 4.7857e-05
| 2017/18 | 18/10/2017 | PLANNED | 34 | 1 | 34 | 4.2819e-05 | 1.2594e-06
| 2017/18 | 18/10/2017 | PLANNED | 14 | 1 | 14 | 1.7631e-05 | 1.2594e-06
| 2017/18 | 18/10/2017 | PLANNED | 54270 | 603 | 90 | 0.068347 | 0.00075941
| 2017/18 | 18/10/2017 | PLANNED | 51 | 3 | 17 | 6.4229e-05 | 3.7782e-06
| 2017/18 | 18/10/2017 | PLANNED | 10 | 10 | 1 | 1.2594e-05 | 1.2594e-05
| 2017/18 | 18/10/2017 | PLANNED | 54 | 2 | 27 | 6.8007e-05 | 2.5188e-06
| 2017/18 | 19/10/2017 | PLANNED | 3290 | 10 | 329 | 0.0041434 | 1.2594e-05
| 2017/18 | 19/10/2017 | PLANNED | 585 | 3 | 195 | 0.00073674 | 3.7782e-06
| 2017/18 | 19/10/2017 | PLANNED | 5520 | 15 | 368 | 0.0069518 | 1.8891e-05
| 2017/18 | 19/10/2017 | PLANNED | 2145 | 13 | 165 | 0.0027014 | 1.6372e-05
| 2017/18 | 19/10/2017 | PLANNED | 290 | 2 | 145 | 0.00036522 | 2.5188e-06
| 2017/18 | 19/10/2017 | PLANNED | 25200 | 72 | 350 | 0.031737 | 9.0676e-05
| 2017/18 | 19/10/2017 | PLANNED | 2250 | 15 | 150 | 0.0028336 | 1.8891e-05
| 2017/18 | 19/10/2017 | PLANNED | 918 | 3 | 306 | 0.0011561 | 3.7782e-06
| 2017/18 | 19/10/2017 | PLANNED | 30 | 5 | 6 | 3.7782e-05 | 6.2969e-06
| 2017/18 | 19/10/2017 | PLANNED | 14602 | 49 | 298 | 0.01839 | 6.171e-05
| 2017/18 | 19/10/2017 | PLANNED | 416 | 2 | 208 | 0.0005239 | 2.5188e-06
| 2017/18 | 19/10/2017 | PLANNED | 4275 | 19 | 225 | 0.0053839 | 2.3928e-05
| 2017/18 | 19/10/2017 | PLANNED | 197 | 1 | 197 | 0.0002481 | 1.2594e-06
| 2017/18 | 19/10/2017 | PLANNED | 2607 | 11 | 237 | 0.0032832 | 1.3853e-05
| 2017/18 | 19/10/2017 | PLANNED | 3712 | 16 | 232 | 0.0046748 | 2.015e-05
| 2017/18 | 19/10/2017 | PLANNED | 97779 | 402 | 243.2313 | 0.12314 | 0.00050627
| 2017/18 | 19/10/2017 | PLANNED | 400 | 5 | 80 | 0.00050375 | 6.2969e-06
| 2017/18 | 19/10/2017 | PLANNED | 978 | 6 | 163 | 0.0012317 | 7.5563e-06
| 2017/18 | 19/10/2017 | PLANNED | 910 | 5 | 182 | 0.001146 | 6.2969e-06
| 2017/18 | 19/10/2017 | PLANNED | 80 | 1 | 80 | 0.00010075 | 1.2594e-06
| 2017/18 | 19/10/2017 | PLANNED | 12 | 3 | 4 | 1.5113e-05 | 3.7782e-06
| 2017/18 | 19/10/2017 | PLANNED | 39 | 3 | 13 | 4.9116e-05 | 3.7782e-06
| 2017/18 | 19/10/2017 | PLANNED | 82 | 2 | 41 | 0.00010327 | 2.5188e-06
| 2017/18 | 19/10/2017 | PLANNED | 5 | 1 | 5 | 6.2969e-06 | 1.2594e-06
| 2017/18 | 20/10/2017 | PLANNED | 1710 | 9 | 190 | 0.0021535 | 1.1334e-05
| 2017/18 | 20/10/2017 | PLANNED | 7950 | 30 | 265 | 0.010012 | 3.7782e-05
| 2017/18 | 20/10/2017 | PLANNED | 786 | 2 | 393 | 0.00098988 | 2.5188e-06
| 2017/18 | 20/10/2017 | PLANNED | 298 | 3 | 99.3333 | 0.0003753 | 3.7782e-06
| 2017/18 | 20/10/2017 | PLANNED | 2205 | 21 | 105 | 0.0027769 | 2.6447e-05
| 2017/18 | 20/10/2017 | PLANNED | 243 | 1 | 243 | 0.00030603 | 1.2594e-06
| 2017/18 | 20/10/2017 | PLANNED | 4565 | 17 | 268.5294 | 0.0057491 | 2.141e-05
| 2017/18 | 20/10/2017 | PLANNED | 8 | 2 | 4 | 1.0075e-05 | 2.5188e-06
| 2017/18 | 20/10/2017 | PLANNED | 16160 | 202 | 80 | 0.020352 | 0.0002544
| 2017/18 | 20/10/2017 | PLANNED | 54 | 2 | 27 | 6.8007e-05 | 2.5188e-06
| 2017/18 | 20/10/2017 | PLANNED | 580 | 2 | 290 | 0.00073044 | 2.5188e-06
| 2017/18 | 20/10/2017 | PLANNED | 30 | 1 | 30 | 3.7782e-05 | 1.2594e-06
| 2017/18 | 20/10/2017 | PLANNED | 40 | 1 | 40 | 5.0375e-05 | 1.2594e-06
| 2017/18 | 20/10/2017 | PLANNED | 5 | 1 | 5 | 6.2969e-06 | 1.2594e-06
| 2017/18 | 20/10/2017 | PLANNED | 132 | 2 | 66 | 0.00016624 | 2.5188e-06
| 2017/18 | 20/10/2017 | PLANNED | 21 | 1 | 21 | 2.6447e-05 | 1.2594e-06
| 2017/18 | 20/10/2017 | PLANNED | 14 | 2 | 7 | 1.7631e-05 | 2.5188e-06
| 2017/18 | 20/10/2017 | PLANNED | 8 | 1 | 8 | 1.0075e-05 | 1.2594e-06
| 2017/18 | 20/10/2017 | PLANNED | 8079 | 3 | 2693 | 0.010175 | 3.7782e-06
| 2017/18 | 21/10/2017 | PLANNED | 7475 | 23 | 325 | 0.0094139 | 2.8966e-05
| 2017/18 | 21/10/2017 | PLANNED | 8715 | 21 | 415 | 0.010976 | 2.6447e-05
| 2017/18 | 22/10/2017 | PLANNED | 830 | 2 | 415 | 0.0010453 | 2.5188e-06
| 2017/18 | 22/10/2017 | PLANNED | 12180 | 42 | 290 | 0.015339 | 5.2894e-05
| 2017/18 | 22/10/2017 | PLANNED | 345 | 1 | 345 | 0.00043449 | 1.2594e-06
| 2017/18 | 22/10/2017 | PLANNED | 46956 | 141 | 333.0213 | 0.059136 | 0.00017757
| 2017/18 | 22/10/2017 | PLANNED | 90 | 6 | 15 | 0.00011334 | 7.5563e-06
| 2017/18 | 22/10/2017 | PLANNED | 440 | 2 | 220 | 0.00055413 | 2.5188e-06
| 2017/18 | 22/10/2017 | PLANNED | 149799 | 573 | 261.4293 | 0.18865 | 0.00072163
| 2017/18 | 22/10/2017 | PLANNED | 1620 | 4 | 405 | 0.0020402 | 5.0375e-06
| 2017/18 | 22/10/2017 | PLANNED | 5538 | 39 | 142 | 0.0069745 | 4.9116e-05
| 2017/18 | 23/10/2017 | PLANNED | 30 | 2 | 15 | 3.7782e-05 | 2.5188e-06
| 2017/18 | 23/10/2017 | PLANNED | 4115 | 15 | 274.3333 | 0.0051824 | 1.8891e-05
| 2017/18 | 23/10/2017 | PLANNED | 54 | 3 | 18 | 6.8007e-05 | 3.7782e-06
| 2017/18 | 23/10/2017 | PLANNED | 41470 | 130 | 319 | 0.052227 | 0.00016372
| 2017/18 | 23/10/2017 | PLANNED | 1267 | 7 | 181 | 0.0015956 | 8.8157e-06
| 2017/18 | 23/10/2017 | PLANNED | 480 | 12 | 40 | 0.00060451 | 1.5113e-05
| 2017/18 | 23/10/2017 | PLANNED | 2135 | 7 | 305 | 0.0026888 | 8.8157e-06
| 2017/18 | 23/10/2017 | PLANNED | 180 | 2 | 90 | 0.00022669 | 2.5188e-06
| 2017/18 | 23/10/2017 | PLANNED | 58 | 1 | 58 | 7.3044e-05 | 1.2594e-06
| 2017/18 | 23/10/2017 | PLANNED | 88755 | 291 | 305 | 0.11178 | 0.00036648
| 2017/18 | 23/10/2017 | PLANNED | 11275 | 41 | 275 | 0.0142 | 5.1635e-05
| 2017/18 | 23/10/2017 | PLANNED | 8056 | 53 | 152 | 0.010146 | 6.6747e-05
| 2017/18 | 23/10/2017 | PLANNED | 44310 | 211 | 210 | 0.055803 | 0.00026573
| 2017/18 | 23/10/2017 | PLANNED | 850 | 34 | 25 | 0.0010705 | 4.2819e-05
| 2017/18 | 24/10/2017 | PLANNED | 315 | 1 | 315 | 0.00039671 | 1.2594e-06
| 2017/18 | 24/10/2017 | PLANNED | 44280 | 123 | 360 | 0.055766 | 0.0001549
| 2017/18 | 24/10/2017 | PLANNED | 3410 | 10 | 341 | 0.0042945 | 1.2594e-05
| 2017/18 | 24/10/2017 | PLANNED | 2343 | 11 | 213 | 0.0029507 | 1.3853e-05
| 2017/18 | 24/10/2017 | PLANNED | 2664 | 12 | 222 | 0.003355 | 1.5113e-05
| 2017/18 | 24/10/2017 | PLANNED | 112 | 2 | 56 | 0.00014105 | 2.5188e-06
| 2017/18 | 24/10/2017 | PLANNED | 6992 | 38 | 184 | 0.0088056 | 4.7857e-05
| 2017/18 | 24/10/2017 | PLANNED | 10470 | 30 | 349 | 0.013186 | 3.7782e-05
| 2017/18 | 24/10/2017 | PLANNED | 26264 | 134 | 196 | 0.033077 | 0.00016876
| 2017/18 | 24/10/2017 | PLANNED | 79490 | 202 | 393.5149 | 0.10011 | 0.0002544
| 2017/18 | 24/10/2017 | PLANNED | 35464 | 90 | 394.0444 | 0.044663 | 0.00011334
| 2017/18 | 24/10/2017 | PLANNED | 140 | 1 | 140 | 0.00017631 | 1.2594e-06
| 2017/18 | 24/10/2017 | PLANNED | 2113 | 7 | 301.8571 | 0.0026611 | 8.8157e-06
| 2017/18 | 24/10/2017 | PLANNED | 2655 | 59 | 45 | 0.0033437 | 7.4304e-05
| 2017/18 | 24/10/2017 | PLANNED | 620 | 2 | 310 | 0.00078082 | 2.5188e-06
| 2017/18 | 24/10/2017 | PLANNED | 25892 | 76 | 340.6842 | 0.032608 | 9.5713e-05
| 2017/18 | 24/10/2017 | PLANNED | 400 | 4 | 100 | 0.00050375 | 5.0375e-06
| 2017/18 | 24/10/2017 | PLANNED | 384 | 48 | 8 | 0.0004836 | 6.0451e-05
| 2017/18 | 24/10/2017 | PLANNED | 120 | 8 | 15 | 0.00015113 | 1.0075e-05
| 2017/18 | 24/10/2017 | PLANNED | 19803 | 69 | 287 | 0.02494 | 8.6898e-05
| 2017/18 | 24/10/2017 | PLANNED | 75 | 3 | 25 | 9.4454e-05 | 3.7782e-06
| 2017/18 | 24/10/2017 | PLANNED | 34 | 1 | 34 | 4.2819e-05 | 1.2594e-06
| 2017/18 | 24/10/2017 | PLANNED | 61 | 1 | 61 | 7.6823e-05 | 1.2594e-06
| 2017/18 | 24/10/2017 | PLANNED | 22 | 1 | 22 | 2.7706e-05 | 1.2594e-06
| 2017/18 | 24/10/2017 | PLANNED | 450 | 15 | 30 | 0.00056672 | 1.8891e-05
| 2017/18 | 24/10/2017 | PLANNED | 324 | 6 | 54 | 0.00040804 | 7.5563e-06
| 2017/18 | 24/10/2017 | PLANNED | 33 | 1 | 33 | 4.156e-05 | 1.2594e-06
| 2017/18 | 25/10/2017 | PLANNED | 198 | 9 | 22 | 0.00024936 | 1.1334e-05
| 2017/18 | 25/10/2017 | PLANNED | 474 | 1 | 474 | 0.00059695 | 1.2594e-06
| 2017/18 | 25/10/2017 | PLANNED | 3480 | 10 | 348 | 0.0043827 | 1.2594e-05
| 2017/18 | 25/10/2017 | PLANNED | 456 | 6 | 76 | 0.00057428 | 7.5563e-06
| 2017/18 | 25/10/2017 | PLANNED | 1122 | 6 | 187 | 0.001413 | 7.5563e-06
| 2017/18 | 25/10/2017 | PLANNED | 2580 | 15 | 172 | 0.0032492 | 1.8891e-05
| 2017/18 | 25/10/2017 | PLANNED | 8477 | 49 | 173 | 0.010676 | 6.171e-05
| 2017/18 | 25/10/2017 | PLANNED | 236 | 2 | 118 | 0.00029721 | 2.5188e-06
| 2017/18 | 25/10/2017 | PLANNED | 1330 | 14 | 95 | 0.001675 | 1.7631e-05
| 2017/18 | 25/10/2017 | PLANNED | 3860 | 24 | 160.8333 | 0.0048612 | 3.0225e-05
| 2017/18 | 25/10/2017 | PLANNED | 25066 | 166 | 151 | 0.031568 | 0.00020906
| 2017/18 | 25/10/2017 | PLANNED | 4710 | 30 | 157 | 0.0059317 | 3.7782e-05
| 2017/18 | 25/10/2017 | PLANNED | 39240 | 180 | 218 | 0.049418 | 0.00022669
| 2017/18 | 25/10/2017 | PLANNED | 200 | 10 | 20 | 0.00025188 | 1.2594e-05
| 2017/18 | 25/10/2017 | PLANNED | 150 | 30 | 5 | 0.00018891 | 3.7782e-05
| 2017/18 | 25/10/2017 | PLANNED | 1975 | 5 | 395 | 0.0024873 | 6.2969e-06
| 2017/18 | 25/10/2017 | PLANNED | 52460 | 146 | 359.3151 | 0.066067 | 0.00018387
| 2017/18 | 25/10/2017 | PLANNED | 900 | 3 | 300 | 0.0011334 | 3.7782e-06
| 2017/18 | 25/10/2017 | PLANNED | 64 | 8 | 8 | 8.0601e-05 | 1.0075e-05
| 2017/18 | 25/10/2017 | PLANNED | 482 | 22 | 21.9091 | 0.00060702 | 2.7706e-05
| 2017/18 | 25/10/2017 | PLANNED | 3952 | 304 | 13 | 0.0049771 | 0.00038285
| 2017/18 | 25/10/2017 | PLANNED | 3552 | 16 | 222 | 0.0044733 | 2.015e-05
| 2017/18 | 25/10/2017 | PLANNED | 83 | 4 | 20.75 | 0.00010453 | 5.0375e-06
| 2017/18 | 25/10/2017 | PLANNED | 18 | 6 | 3 | 2.2669e-05 | 7.5563e-06
| 2017/18 | 25/10/2017 | PLANNED | 390 | 13 | 30 | 0.00049116 | 1.6372e-05
| 2017/18 | 25/10/2017 | PLANNED | 25 | 1 | 25 | 3.1485e-05 | 1.2594e-06
| 2017/18 | 25/10/2017 | PLANNED | 44 | 2 | 22 | 5.5413e-05 | 2.5188e-06
| 2017/18 | 25/10/2017 | PLANNED | 460 | 10 | 46 | 0.00057932 | 1.2594e-05
| 2017/18 | 25/10/2017 | PLANNED | 160 | 4 | 40 | 0.0002015 | 5.0375e-06
| 2017/18 | 25/10/2017 | PLANNED | 192 | 6 | 32 | 0.0002418 | 7.5563e-06
| 2017/18 | 25/10/2017 | PLANNED | 16 | 2 | 8 | 2.015e-05 | 2.5188e-06
| 2017/18 | 25/10/2017 | PLANNED | 40 | 2 | 20 | 5.0375e-05 | 2.5188e-06
| 2017/18 | 26/10/2017 | PLANNED | 3920 | 10 | 392 | 0.0049368 | 1.2594e-05
| 2017/18 | 26/10/2017 | PLANNED | 480 | 24 | 20 | 0.00060451 | 3.0225e-05
| 2017/18 | 26/10/2017 | PLANNED | 2475 | 33 | 75 | 0.003117 | 4.156e-05
| 2017/18 | 26/10/2017 | PLANNED | 12013 | 41 | 293 | 0.015129 | 5.1635e-05
| 2017/18 | 26/10/2017 | PLANNED | 270 | 2 | 135 | 0.00034003 | 2.5188e-06
| 2017/18 | 26/10/2017 | PLANNED | 2100 | 7 | 300 | 0.0026447 | 8.8157e-06
| 2017/18 | 26/10/2017 | PLANNED | 31020 | 94 | 330 | 0.039066 | 0.00011838
| 2017/18 | 26/10/2017 | PLANNED | 2730 | 14 | 195 | 0.0034381 | 1.7631e-05
| 2017/18 | 26/10/2017 | PLANNED | 18907 | 54 | 350.1296 | 0.023811 | 6.8007e-05
| 2017/18 | 26/10/2017 | PLANNED | 9250 | 50 | 185 | 0.011649 | 6.2969e-05
| 2017/18 | 26/10/2017 | PLANNED | 1635 | 13 | 125.7692 | 0.0020591 | 1.6372e-05
| 2017/18 | 26/10/2017 | PLANNED | 380 | 38 | 10 | 0.00047857 | 4.7857e-05
| 2017/18 | 26/10/2017 | PLANNED | 66495 | 155 | 429 | 0.083743 | 0.0001952
| 2017/18 | 26/10/2017 | PLANNED | 9240 | 33 | 280 | 0.011637 | 4.156e-05
| 2017/18 | 26/10/2017 | PLANNED | 845 | 5 | 169 | 0.0010642 | 6.2969e-06
| 2017/18 | 26/10/2017 | PLANNED | 1284 | 6 | 214 | 0.0016171 | 7.5563e-06
| 2017/18 | 26/10/2017 | PLANNED | 1050 | 5 | 210 | 0.0013224 | 6.2969e-06
| 2017/18 | 26/10/2017 | PLANNED | 1100 | 5 | 220 | 0.0013853 | 6.2969e-06
| 2017/18 | 26/10/2017 | PLANNED | 80 | 4 | 20 | 0.00010075 | 5.0375e-06
| 2017/18 | 26/10/2017 | PLANNED | 66 | 3 | 22 | 8.3119e-05 | 3.7782e-06
| 2017/18 | 26/10/2017 | PLANNED | 24538 | 83 | 295.6386 | 0.030903 | 0.00010453
| 2017/18 | 26/10/2017 | PLANNED | 260 | 10 | 26 | 0.00032744 | 1.2594e-05
| 2017/18 | 26/10/2017 | PLANNED | 478 | 2 | 239 | 0.00060199 | 2.5188e-06
| 2017/18 | 26/10/2017 | PLANNED | 240 | 12 | 20 | 0.00030225 | 1.5113e-05
| 2017/18 | 26/10/2017 | PLANNED | 200 | 4 | 50 | 0.00025188 | 5.0375e-06
| 2017/18 | 26/10/2017 | PLANNED | 60 | 2 | 30 | 7.5563e-05 | 2.5188e-06
| 2017/18 | 26/10/2017 | PLANNED | 200 | 2 | 100 | 0.00025188 | 2.5188e-06
| 2017/18 | 26/10/2017 | PLANNED | 47 | 6 | 7.8333 | 5.9191e-05 | 7.5563e-06
| 2017/18 | 27/10/2017 | PLANNED | 5800 | 58 | 100 | 0.0073044 | 7.3044e-05
| 2017/18 | 27/10/2017 | PLANNED | 1980 | 22 | 90 | 0.0024936 | 2.7706e-05
| 2017/18 | 27/10/2017 | PLANNED | 30615 | 157 | 195 | 0.038556 | 0.00019772
| 2017/18 | 27/10/2017 | PLANNED | 1440 | 4 | 360 | 0.0018135 | 5.0375e-06
| 2017/18 | 27/10/2017 | PLANNED | 816 | 2 | 408 | 0.0010277 | 2.5188e-06
| 2017/18 | 27/10/2017 | PLANNED | 500 | 4 | 125 | 0.00062969 | 5.0375e-06
| 2017/18 | 27/10/2017 | PLANNED | 32445 | 105 | 309 | 0.040861 | 0.00013224
| 2017/18 | 27/10/2017 | PLANNED | 134 | 2 | 67 | 0.00016876 | 2.5188e-06
| 2017/18 | 27/10/2017 | PLANNED | 825 | 3 | 275 | 0.001039 | 3.7782e-06
| 2017/18 | 27/10/2017 | PLANNED | 9495 | 45 | 211 | 0.011958 | 5.6672e-05
| 2017/18 | 27/10/2017 | PLANNED | 92 | 4 | 23 | 0.00011586 | 5.0375e-06
| 2017/18 | 27/10/2017 | PLANNED | 423 | 3 | 141 | 0.00053272 | 3.7782e-06
| 2017/18 | 27/10/2017 | PLANNED | 5810 | 24 | 242.0833 | 0.007317 | 3.0225e-05
| 2017/18 | 27/10/2017 | PLANNED | 257 | 1 | 257 | 0.00032366 | 1.2594e-06
| 2017/18 | 27/10/2017 | PLANNED | 33 | 1 | 33 | 4.156e-05 | 1.2594e-06
| 2017/18 | 27/10/2017 | PLANNED | 250 | 10 | 25 | 0.00031485 | 1.2594e-05
| 2017/18 | 27/10/2017 | PLANNED | 354 | 3 | 118 | 0.00044582 | 3.7782e-06
| 2017/18 | 27/10/2017 | PLANNED | 42 | 2 | 21 | 5.2894e-05 | 2.5188e-06
| 2017/18 | 27/10/2017 | PLANNED | 1972 | 29 | 68 | 0.0024835 | 3.6522e-05
| 2017/18 | 27/10/2017 | PLANNED | 6 | 3 | 2 | 7.5563e-06 | 3.7782e-06
| 2017/18 | 27/10/2017 | PLANNED | 5162 | 178 | 29 | 0.0065009 | 0.00022417
| 2017/18 | 27/10/2017 | PLANNED | 1140 | 10 | 114 | 0.0014357 | 1.2594e-05
| 2017/18 | 27/10/2017 | PLANNED | 3220 | 17 | 189.4118 | 0.0040552 | 2.141e-05
| 2017/18 | 27/10/2017 | PLANNED | 15 | 1 | 15 | 1.8891e-05 | 1.2594e-06
| 2017/18 | 27/10/2017 | PLANNED | 160 | 2 | 80 | 0.0002015 | 2.5188e-06
| 2017/18 | 27/10/2017 | PLANNED | 46 | 2 | 23 | 5.7932e-05 | 2.5188e-06
| 2017/18 | 27/10/2017 | PLANNED | 576 | 8 | 72 | 0.00072541 | 1.0075e-05
| 2017/18 | 27/10/2017 | PLANNED | 1274 | 15 | 84.9333 | 0.0016045 | 1.8891e-05
| 2017/18 | 27/10/2017 | PLANNED | 2470 | 38 | 65 | 0.0031107 | 4.7857e-05
| 2017/18 | 27/10/2017 | PLANNED | 2322 | 18 | 129 | 0.0029243 | 2.2669e-05
| 2017/18 | 27/10/2017 | PLANNED | 159 | 1 | 159 | 0.00020024 | 1.2594e-06
| 2017/18 | 28/10/2017 | PLANNED | 123541 | 341 | 362.2903 | 0.15559 | 0.00042945
| 2017/18 | 28/10/2017 | PLANNED | 484 | 2 | 242 | 0.00060954 | 2.5188e-06
| 2017/18 | 28/10/2017 | PLANNED | 175 | 1 | 175 | 0.00022039 | 1.2594e-06
| 2017/18 | 29/10/2017 | PLANNED | 267 | 1 | 267 | 0.00033626 | 1.2594e-06
| 2017/18 | 29/10/2017 | PLANNED | 130598 | 353 | 369.966 | 0.16447 | 0.00044456
| 2017/18 | 29/10/2017 | PLANNED | 24125 | 125 | 193 | 0.030383 | 0.00015742
| 2017/18 | 29/10/2017 | PLANNED | 22246 | 49 | 454 | 0.028016 | 6.171e-05
| 2017/18 | 29/10/2017 | PLANNED | 55230 | 210 | 263 | 0.069556 | 0.00026447
| 2017/18 | 29/10/2017 | PLANNED | 186 | 3 | 62 | 0.00023425 | 3.7782e-06
| 2017/18 | 30/10/2017 | PLANNED | 54 | 2 | 27 | 6.8007e-05 | 2.5188e-06
| 2017/18 | 30/10/2017 | PLANNED | 29808 | 72 | 414 | 0.03754 | 9.0676e-05
| 2017/18 | 30/10/2017 | PLANNED | 8 | 2 | 4 | 1.0075e-05 | 2.5188e-06
| 2017/18 | 30/10/2017 | PLANNED | 1035 | 23 | 45 | 0.0013035 | 2.8966e-05
| 2017/18 | 30/10/2017 | PLANNED | 1275 | 17 | 75 | 0.0016057 | 2.141e-05
| 2017/18 | 30/10/2017 | PLANNED | 152 | 8 | 19 | 0.00019143 | 1.0075e-05
| 2017/18 | 30/10/2017 | PLANNED | 2123 | 11 | 193 | 0.0026737 | 1.3853e-05
| 2017/18 | 30/10/2017 | PLANNED | 55 | 1 | 55 | 6.9266e-05 | 1.2594e-06
| 2017/18 | 30/10/2017 | PLANNED | 750 | 5 | 150 | 0.00094454 | 6.2969e-06
| 2017/18 | 30/10/2017 | PLANNED | 804 | 6 | 134 | 0.0010125 | 7.5563e-06
| 2017/18 | 30/10/2017 | PLANNED | 16695 | 63 | 265 | 0.021025 | 7.9341e-05
| 2017/18 | 30/10/2017 | PLANNED | 36120 | 301 | 120 | 0.045489 | 0.00037908
| 2017/18 | 30/10/2017 | PLANNED | 108 | 1 | 108 | 0.00013601 | 1.2594e-06
| 2017/18 | 30/10/2017 | PLANNED | 20 | 2 | 10 | 2.5188e-05 | 2.5188e-06
| 2017/18 | 30/10/2017 | PLANNED | 126 | 3 | 42 | 0.00015868 | 3.7782e-06
| 2017/18 | 30/10/2017 | PLANNED | 52 | 4 | 13 | 6.5488e-05 | 5.0375e-06
| 2017/18 | 30/10/2017 | PLANNED | 24 | 2 | 12 | 3.0225e-05 | 2.5188e-06
| 2017/18 | 30/10/2017 | PLANNED | 124 | 4 | 31 | 0.00015616 | 5.0375e-06
| 2017/18 | 30/10/2017 | PLANNED | 71 | 1 | 71 | 8.9416e-05 | 1.2594e-06
| 2017/18 | 30/10/2017 | PLANNED | 35 | 1 | 35 | 4.4078e-05 | 1.2594e-06
| 2017/18 | 30/10/2017 | PLANNED | 10 | 1 | 10 | 1.2594e-05 | 1.2594e-06
| 2017/18 | 31/10/2017 | PLANNED | 224422 | 705 | 318.3291 | 0.28263 | 0.00088787
| 2017/18 | 31/10/2017 | PLANNED | 102 | 1 | 102 | 0.00012846 | 1.2594e-06
| 2017/18 | 31/10/2017 | PLANNED | 4005 | 9 | 445 | 0.0050438 | 1.1334e-05
| 2017/18 | 31/10/2017 | PLANNED | 27210 | 166 | 163.9157 | 0.034268 | 0.00020906
| 2017/18 | 31/10/2017 | PLANNED | 484 | 4 | 121 | 0.00060954 | 5.0375e-06
| 2017/18 | 31/10/2017 | PLANNED | 26720 | 53 | 504.1509 | 0.033651 | 6.6747e-05
| 2017/18 | 31/10/2017 | PLANNED | 147 | 1 | 147 | 0.00018513 | 1.2594e-06
| 2017/18 | 31/10/2017 | PLANNED | 22692 | 62 | 366 | 0.028578 | 7.8082e-05
| 2017/18 | 31/10/2017 | PLANNED | 1260 | 6 | 210 | 0.0015868 | 7.5563e-06
| 2017/18 | 31/10/2017 | PLANNED | 290 | 2 | 145 | 0.00036522 | 2.5188e-06
| 2017/18 | 31/10/2017 | PLANNED | 1925 | 77 | 25 | 0.0024243 | 9.6973e-05
| 2017/18 | 31/10/2017 | PLANNED | 6529 | 18 | 362.7222 | 0.0082225 | 2.2669e-05
| 2017/18 | 31/10/2017 | PLANNED | 220 | 2 | 110 | 0.00027706 | 2.5188e-06
| 2017/18 | 31/10/2017 | PLANNED | 3014 | 11 | 274 | 0.0037958 | 1.3853e-05
| 2017/18 | 31/10/2017 | PLANNED | 35 | 5 | 7 | 4.4078e-05 | 6.2969e-06
| 2017/18 | 31/10/2017 | PLANNED | 2079 | 9 | 231 | 0.0026183 | 1.1334e-05
| 2017/18 | 31/10/2017 | PLANNED | 30576 | 147 | 208 | 0.038507 | 0.00018513
| 2017/18 | 31/10/2017 | PLANNED | 910 | 91 | 10 | 0.001146 | 0.0001146
| 2017/18 | 31/10/2017 | PLANNED | 230 | 1 | 230 | 0.00028966 | 1.2594e-06
| 2017/18 | 31/10/2017 | PLANNED | 11 | 1 | 11 | 1.3853e-05 | 1.2594e-06
| 2017/18 | 31/10/2017 | PLANNED | 3740 | 34 | 110 | 0.0047101 | 4.2819e-05
| 2017/18 | 31/10/2017 | PLANNED | 2419 | 59 | 41 | 0.0030465 | 7.4304e-05
| 2017/18 | 31/10/2017 | PLANNED | 38 | 2 | 19 | 4.7857e-05 | 2.5188e-06
| 2017/18 | 31/10/2017 | PLANNED | 18 | 1 | 18 | 2.2669e-05 | 1.2594e-06
| 2017/18 | 31/10/2017 | PLANNED | 1690 | 26 | 65 | 0.0021284 | 3.2744e-05
| 2017/18 | 31/10/2017 | PLANNED | 105 | 3 | 35 | 0.00013224 | 3.7782e-06
| 2017/18 | 31/10/2017 | PLANNED | 940 | 94 | 10 | 0.0011838 | 0.00011838
| 2017/18 | 31/10/2017 | PLANNED | 128 | 2 | 64 | 0.0001612 | 2.5188e-06
| 2017/18 | 31/10/2017 | PLANNED | 100 | 2 | 50 | 0.00012594 | 2.5188e-06
| 2017/18 | 1/11/2017 | PLANNED | 3750 | 10 | 375 | 0.0047227 | 1.2594e-05
| 2017/18 | 1/11/2017 | PLANNED | 13630 | 29 | 470 | 0.017165 | 3.6522e-05
| 2017/18 | 1/11/2017 | PLANNED | 5 | 1 | 5 | 6.2969e-06 | 1.2594e-06
| 2017/18 | 1/11/2017 | PLANNED | 1152 | 3 | 384 | 0.0014508 | 3.7782e-06
| 2017/18 | 1/11/2017 | PLANNED | 160 | 2 | 80 | 0.0002015 | 2.5188e-06
| 2017/18 | 1/11/2017 | PLANNED | 2280 | 6 | 380 | 0.0028714 | 7.5563e-06
| 2017/18 | 1/11/2017 | PLANNED | 690 | 3 | 230 | 0.00086898 | 3.7782e-06
| 2017/18 | 1/11/2017 | PLANNED | 13360 | 40 | 334 | 0.016825 | 5.0375e-05
| 2017/18 | 1/11/2017 | PLANNED | 6765 | 41 | 165 | 0.0085197 | 5.1635e-05
| 2017/18 | 1/11/2017 | PLANNED | 1452 | 12 | 121 | 0.0018286 | 1.5113e-05
| 2017/18 | 1/11/2017 | PLANNED | 1440 | 48 | 30 | 0.0018135 | 6.0451e-05
| 2017/18 | 1/11/2017 | PLANNED | 1172 | 4 | 293 | 0.001476 | 5.0375e-06
| 2017/18 | 1/11/2017 | PLANNED | 10290 | 42 | 245 | 0.012959 | 5.2894e-05
| 2017/18 | 1/11/2017 | PLANNED | 12250 | 70 | 175 | 0.015427 | 8.8157e-05
| 2017/18 | 1/11/2017 | PLANNED | 2780 | 10 | 278 | 0.0035011 | 1.2594e-05
| 2017/18 | 1/11/2017 | PLANNED | 250 | 10 | 25 | 0.00031485 | 1.2594e-05
| 2017/18 | 1/11/2017 | PLANNED | 5870 | 15 | 391.3333 | 0.0073926 | 1.8891e-05
| 2017/18 | 1/11/2017 | PLANNED | 3528 | 14 | 252 | 0.0044431 | 1.7631e-05
| 2017/18 | 1/11/2017 | PLANNED | 1504 | 8 | 188 | 0.0018941 | 1.0075e-05
| 2017/18 | 1/11/2017 | PLANNED | 8288 | 32 | 259 | 0.010438 | 4.03e-05
| 2017/18 | 1/11/2017 | PLANNED | 3130 | 10 | 313 | 0.0039419 | 1.2594e-05
| 2017/18 | 1/11/2017 | PLANNED | 30 | 3 | 10 | 3.7782e-05 | 3.7782e-06
| 2017/18 | 1/11/2017 | PLANNED | 13 | 1 | 13 | 1.6372e-05 | 1.2594e-06
| 2017/18 | 1/11/2017 | PLANNED | 9 | 1 | 9 | 1.1334e-05 | 1.2594e-06
| 2017/18 | 1/11/2017 | PLANNED | 2 | 2 | 1 | 2.5188e-06 | 2.5188e-06
| 2017/18 | 1/11/2017 | PLANNED | 24 | 4 | 6 | 3.0225e-05 | 5.0375e-06
| 2017/18 | 1/11/2017 | PLANNED | 37 | 1 | 37 | 4.6597e-05 | 1.2594e-06
| 2017/18 | 1/11/2017 | PLANNED | 6045 | 65 | 93 | 0.007613 | 8.186e-05
| 2017/18 | 1/11/2017 | PLANNED | 100 | 2 | 50 | 0.00012594 | 2.5188e-06
| 2017/18 | 1/11/2017 | PLANNED | 1750 | 25 | 70 | 0.0022039 | 3.1485e-05
| 2017/18 | 1/11/2017 | PLANNED | 312 | 6 | 52 | 0.00039293 | 7.5563e-06
| 2017/18 | 1/11/2017 | PLANNED | 194 | 2 | 97 | 0.00024432 | 2.5188e-06
| 2017/18 | 1/11/2017 | PLANNED | 30 | 1 | 30 | 3.7782e-05 | 1.2594e-06
| 2017/18 | 2/11/2017 | PLANNED | 415 | 1 | 415 | 0.00052265 | 1.2594e-06
| 2017/18 | 2/11/2017 | PLANNED | 6138 | 22 | 279 | 0.0077301 | 2.7706e-05
| 2017/18 | 2/11/2017 | PLANNED | 3179 | 17 | 187 | 0.0040036 | 2.141e-05
| 2017/18 | 2/11/2017 | PLANNED | 8360 | 19 | 440 | 0.010528 | 2.3928e-05
| 2017/18 | 2/11/2017 | PLANNED | 12 | 2 | 6 | 1.5113e-05 | 2.5188e-06
| 2017/18 | 2/11/2017 | PLANNED | 4661 | 23 | 202.6522 | 0.00587 | 2.8966e-05
| 2017/18 | 2/11/2017 | PLANNED | 24764 | 82 | 302 | 0.031187 | 0.00010327
| 2017/18 | 2/11/2017 | PLANNED | 180 | 1 | 180 | 0.00022669 | 1.2594e-06
| 2017/18 | 2/11/2017 | PLANNED | 6125 | 49 | 125 | 0.0077137 | 6.171e-05
| 2017/18 | 2/11/2017 | PLANNED | 3850 | 35 | 110 | 0.0048486 | 4.4078e-05
| 2017/18 | 2/11/2017 | PLANNED | 62192 | 169 | 368 | 0.078324 | 0.00021284
| 2017/18 | 2/11/2017 | PLANNED | 1110 | 3 | 370 | 0.0013979 | 3.7782e-06
| 2017/18 | 2/11/2017 | PLANNED | 19701 | 72 | 273.625 | 0.024811 | 9.0676e-05
| 2017/18 | 2/11/2017 | PLANNED | 440 | 2 | 220 | 0.00055413 | 2.5188e-06
| 2017/18 | 2/11/2017 | PLANNED | 725 | 5 | 145 | 0.00091305 | 6.2969e-06
| 2017/18 | 2/11/2017 | PLANNED | 3550 | 10 | 355 | 0.0044708 | 1.2594e-05
| 2017/18 | 2/11/2017 | PLANNED | 3150 | 35 | 90 | 0.0039671 | 4.4078e-05
| 2017/18 | 2/11/2017 | PLANNED | 176 | 1 | 176 | 0.00022165 | 1.2594e-06
| 2017/18 | 2/11/2017 | PLANNED | 372 | 6 | 62 | 0.00046849 | 7.5563e-06
| 2017/18 | 2/11/2017 | PLANNED | 21 | 3 | 7 | 2.6447e-05 | 3.7782e-06
| 2017/18 | 2/11/2017 | PLANNED | 3128 | 17 | 184 | 0.0039394 | 2.141e-05
| 2017/18 | 2/11/2017 | PLANNED | 840 | 2 | 420 | 0.0010579 | 2.5188e-06
| 2017/18 | 2/11/2017 | PLANNED | 60 | 2 | 30 | 7.5563e-05 | 2.5188e-06
| 2017/18 | 2/11/2017 | PLANNED | 120 | 1 | 120 | 0.00015113 | 1.2594e-06
| 2017/18 | 2/11/2017 | PLANNED | 589 | 5 | 117.8 | 0.00074178 | 6.2969e-06
| 2017/18 | 2/11/2017 | PLANNED | 1140 | 20 | 57 | 0.0014357 | 2.5188e-05
| 2017/18 | 2/11/2017 | PLANNED | 81 | 3 | 27 | 0.00010201 | 3.7782e-06
| 2017/18 | 2/11/2017 | PLANNED | 4 | 1 | 4 | 5.0375e-06 | 1.2594e-06
| 2017/18 | 3/11/2017 | PLANNED | 852 | 3 | 284 | 0.001073 | 3.7782e-06
| 2017/18 | 3/11/2017 | PLANNED | 28101 | 126 | 223.0238 | 0.03539 | 0.00015868
| 2017/18 | 3/11/2017 | PLANNED | 392 | 7 | 56 | 0.00049368 | 8.8157e-06
| 2017/18 | 3/11/2017 | PLANNED | 16165 | 61 | 265 | 0.020358 | 7.6823e-05
| 2017/18 | 3/11/2017 | PLANNED | 88770 | 269 | 330 | 0.1118 | 0.00033877
| 2017/18 | 3/11/2017 | PLANNED | 9100 | 35 | 260 | 0.01146 | 4.4078e-05
| 2017/18 | 3/11/2017 | PLANNED | 318 | 3 | 106 | 0.00040048 | 3.7782e-06
| 2017/18 | 3/11/2017 | PLANNED | 401 | 4 | 100.25 | 0.00050501 | 5.0375e-06
| 2017/18 | 3/11/2017 | PLANNED | 448 | 4 | 112 | 0.0005642 | 5.0375e-06
| 2017/18 | 3/11/2017 | PLANNED | 16850 | 50 | 337 | 0.021221 | 6.2969e-05
| 2017/18 | 3/11/2017 | PLANNED | 780 | 12 | 65 | 0.00098232 | 1.5113e-05
| 2017/18 | 3/11/2017 | PLANNED | 650 | 13 | 50 | 0.0008186 | 1.6372e-05
| 2017/18 | 3/11/2017 | PLANNED | 1450 | 5 | 290 | 0.0018261 | 6.2969e-06
| 2017/18 | 3/11/2017 | PLANNED | 55 | 1 | 55 | 6.9266e-05 | 1.2594e-06
| 2017/18 | 3/11/2017 | PLANNED | 2080 | 8 | 260 | 0.0026195 | 1.0075e-05
| 2017/18 | 3/11/2017 | PLANNED | 21 | 3 | 7 | 2.6447e-05 | 3.7782e-06
| 2017/18 | 3/11/2017 | PLANNED | 30 | 3 | 10 | 3.7782e-05 | 3.7782e-06
| 2017/18 | 3/11/2017 | PLANNED | 128 | 16 | 8 | 0.0001612 | 2.015e-05
| 2017/18 | 3/11/2017 | PLANNED | 90 | 1 | 90 | 0.00011334 | 1.2594e-06
| 2017/18 | 3/11/2017 | PLANNED | 30 | 3 | 10 | 3.7782e-05 | 3.7782e-06
| 2017/18 | 5/11/2017 | PLANNED | 29925 | 66 | 453.4091 | 0.037687 | 8.3119e-05
| 2017/18 | 6/11/2017 | PLANNED | 60 | 2 | 30 | 7.5563e-05 | 2.5188e-06
| 2017/18 | 6/11/2017 | PLANNED | 64 | 8 | 8 | 8.0601e-05 | 1.0075e-05
| 2017/18 | 6/11/2017 | PLANNED | 639 | 3 | 213 | 0.00080475 | 3.7782e-06
| 2017/18 | 6/11/2017 | PLANNED | 660 | 2 | 330 | 0.00083119 | 2.5188e-06
| 2017/18 | 6/11/2017 | PLANNED | 1287 | 9 | 143 | 0.0016208 | 1.1334e-05
| 2017/18 | 6/11/2017 | PLANNED | 9839 | 43 | 228.814 | 0.012391 | 5.4154e-05
| 2017/18 | 6/11/2017 | PLANNED | 15 | 1 | 15 | 1.8891e-05 | 1.2594e-06
| 2017/18 | 6/11/2017 | PLANNED | 10 | 2 | 5 | 1.2594e-05 | 2.5188e-06
| 2017/18 | 6/11/2017 | PLANNED | 25 | 5 | 5 | 3.1485e-05 | 6.2969e-06
| 2017/18 | 7/11/2017 | PLANNED | 648 | 2 | 324 | 0.00081608 | 2.5188e-06
| 2017/18 | 7/11/2017 | PLANNED | 35 | 7 | 5 | 4.4078e-05 | 8.8157e-06
| 2017/18 | 7/11/2017 | PLANNED | 75 | 1 | 75 | 9.4454e-05 | 1.2594e-06
| 2017/18 | 7/11/2017 | PLANNED | 5 | 1 | 5 | 6.2969e-06 | 1.2594e-06
| 2017/18 | 8/11/2017 | PLANNED | 837 | 2 | 418.5 | 0.0010541 | 2.5188e-06
| 2017/18 | 8/11/2017 | PLANNED | 2580 | 12 | 215 | 0.0032492 | 1.5113e-05
| 2017/18 | 8/11/2017 | PLANNED | 80 | 1 | 80 | 0.00010075 | 1.2594e-06
| 2017/18 | 8/11/2017 | PLANNED | 495 | 3 | 165 | 0.0006234 | 3.7782e-06
| 2017/18 | 8/11/2017 | PLANNED | 43904 | 112 | 392 | 0.055292 | 0.00014105
| 2017/18 | 8/11/2017 | PLANNED | 2325 | 15 | 155 | 0.0029281 | 1.8891e-05
| 2017/18 | 8/11/2017 | PLANNED | 2190 | 30 | 73 | 0.0027581 | 3.7782e-05
| 2017/18 | 8/11/2017 | PLANNED | 25380 | 135 | 188 | 0.031963 | 0.00017002
| 2017/18 | 8/11/2017 | PLANNED | 9270 | 206 | 45 | 0.011675 | 0.00025943
| 2017/18 | 8/11/2017 | PLANNED | 15925 | 50 | 318.5 | 0.020056 | 6.2969e-05
| 2017/18 | 8/11/2017 | PLANNED | 6336 | 18 | 352 | 0.0079795 | 2.2669e-05
| 2017/18 | 8/11/2017 | PLANNED | 510 | 6 | 85 | 0.00064229 | 7.5563e-06
| 2017/18 | 8/11/2017 | PLANNED | 1521 | 9 | 169 | 0.0019155 | 1.1334e-05
| 2017/18 | 8/11/2017 | PLANNED | 892 | 4 | 223 | 0.0011234 | 5.0375e-06
| 2017/18 | 8/11/2017 | PLANNED | 18 | 2 | 9 | 2.2669e-05 | 2.5188e-06
| 2017/18 | 8/11/2017 | PLANNED | 13200 | 40 | 330 | 0.016624 | 5.0375e-05
| 2017/18 | 8/11/2017 | PLANNED | 195 | 39 | 5 | 0.00024558 | 4.9116e-05
| 2017/18 | 8/11/2017 | PLANNED | 25 | 1 | 25 | 3.1485e-05 | 1.2594e-06
| 2017/18 | 8/11/2017 | PLANNED | 25 | 5 | 5 | 3.1485e-05 | 6.2969e-06
| 2017/18 | 8/11/2017 | PLANNED | 130 | 3 | 43.3333 | 0.00016372 | 3.7782e-06
| 2017/18 | 8/11/2017 | PLANNED | 30 | 2 | 15 | 3.7782e-05 | 2.5188e-06
| 2017/18 | 8/11/2017 | PLANNED | 375 | 5 | 75 | 0.00047227 | 6.2969e-06
| 2017/18 | 8/11/2017 | PLANNED | 1380 | 14 | 98.5714 | 0.001738 | 1.7631e-05
| 2017/18 | 8/11/2017 | PLANNED | 1870 | 11 | 170 | 0.0023551 | 1.3853e-05
| 2017/18 | 8/11/2017 | PLANNED | 133 | 4 | 33.25 | 0.0001675 | 5.0375e-06
| 2017/18 | 9/11/2017 | PLANNED | 104748 | 301 | 348 | 0.13192 | 0.00037908
| 2017/18 | 9/11/2017 | PLANNED | 320 | 2 | 160 | 0.000403 | 2.5188e-06
| 2017/18 | 9/11/2017 | PLANNED | 267 | 1 | 267 | 0.00033626 | 1.2594e-06
| 2017/18 | 9/11/2017 | PLANNED | 20 | 2 | 10 | 2.5188e-05 | 2.5188e-06
| 2017/18 | 9/11/2017 | PLANNED | 2850 | 15 | 190 | 0.0035892 | 1.8891e-05
| 2017/18 | 9/11/2017 | PLANNED | 7695 | 27 | 285 | 0.009691 | 3.4003e-05
| 2017/18 | 9/11/2017 | PLANNED | 16284 | 59 | 276 | 0.020508 | 7.4304e-05
| 2017/18 | 9/11/2017 | PLANNED | 6952 | 44 | 158 | 0.0087552 | 5.5413e-05
| 2017/18 | 9/11/2017 | PLANNED | 11966 | 31 | 386 | 0.01507 | 3.9041e-05
| 2017/18 | 9/11/2017 | PLANNED | 48168 | 296 | 162.7297 | 0.060662 | 0.00037278
| 2017/18 | 9/11/2017 | PLANNED | 12015 | 80 | 150.1875 | 0.015132 | 0.00010075
| 2017/18 | 9/11/2017 | PLANNED | 1701 | 7 | 243 | 0.0021422 | 8.8157e-06
| 2017/18 | 9/11/2017 | PLANNED | 436 | 2 | 218 | 0.00054909 | 2.5188e-06
| 2017/18 | 9/11/2017 | PLANNED | 5 | 1 | 5 | 6.2969e-06 | 1.2594e-06
| 2017/18 | 9/11/2017 | PLANNED | 486 | 9 | 54 | 0.00061206 | 1.1334e-05
| 2017/18 | 9/11/2017 | PLANNED | 1862 | 7 | 266 | 0.002345 | 8.8157e-06
| 2017/18 | 9/11/2017 | PLANNED | 10 | 2 | 5 | 1.2594e-05 | 2.5188e-06
| 2017/18 | 9/11/2017 | PLANNED | 1776 | 37 | 48 | 0.0022367 | 4.6597e-05
| 2017/18 | 9/11/2017 | PLANNED | 16 | 2 | 8 | 2.015e-05 | 2.5188e-06
| 2017/18 | 9/11/2017 | PLANNED | 2 | 1 | 2 | 2.5188e-06 | 1.2594e-06
| 2017/18 | 9/11/2017 | PLANNED | 18 | 3 | 6 | 2.2669e-05 | 3.7782e-06
| 2017/18 | 9/11/2017 | PLANNED | 50 | 1 | 50 | 6.2969e-05 | 1.2594e-06
| 2017/18 | 9/11/2017 | PLANNED | 75 | 1 | 75 | 9.4454e-05 | 1.2594e-06
| 2017/18 | 9/11/2017 | PLANNED | 270 | 10 | 27 | 0.00034003 | 1.2594e-05
| 2017/18 | 9/11/2017 | PLANNED | 390 | 24 | 16.25 | 0.00049116 | 3.0225e-05
| 2017/18 | 10/11/2017 | PLANNED | 16060 | 44 | 365 | 0.020226 | 5.5413e-05
| 2017/18 | 10/11/2017 | PLANNED | 50 | 2 | 25 | 6.2969e-05 | 2.5188e-06
| 2017/18 | 10/11/2017 | PLANNED | 100 | 10 | 10 | 0.00012594 | 1.2594e-05
| 2017/18 | 10/11/2017 | PLANNED | 48 | 4 | 12 | 6.0451e-05 | 5.0375e-06
| 2017/18 | 10/11/2017 | PLANNED | 4640 | 80 | 58 | 0.0058435 | 0.00010075
| 2017/18 | 10/11/2017 | PLANNED | 32016 | 116 | 276 | 0.04032 | 0.00014609
| 2017/18 | 10/11/2017 | PLANNED | 1218 | 58 | 21 | 0.0015339 | 7.3044e-05
| 2017/18 | 10/11/2017 | PLANNED | 111988 | 363 | 308.5069 | 0.14104 | 0.00045716
| 2017/18 | 10/11/2017 | PLANNED | 17706 | 78 | 227 | 0.022299 | 9.8232e-05
| 2017/18 | 10/11/2017 | PLANNED | 17 | 1 | 17 | 2.141e-05 | 1.2594e-06
| 2017/18 | 10/11/2017 | PLANNED | 30 | 2 | 15 | 3.7782e-05 | 2.5188e-06
| 2017/18 | 10/11/2017 | PLANNED | 1540 | 11 | 140 | 0.0019395 | 1.3853e-05
| 2017/18 | 10/11/2017 | PLANNED | 51 | 3 | 17 | 6.4229e-05 | 3.7782e-06
| 2017/18 | 10/11/2017 | PLANNED | 85224 | 268 | 318 | 0.10733 | 0.00033752
| 2017/18 | 10/11/2017 | PLANNED | 53 | 1 | 53 | 6.6747e-05 | 1.2594e-06
| 2017/18 | 10/11/2017 | PLANNED | 3162 | 17 | 186 | 0.0039822 | 2.141e-05
| 2017/18 | 10/11/2017 | PLANNED | 10 | 1 | 10 | 1.2594e-05 | 1.2594e-06
| 2017/18 | 10/11/2017 | PLANNED | 60 | 2 | 30 | 7.5563e-05 | 2.5188e-06
| 2017/18 | 10/11/2017 | PLANNED | 30 | 2 | 15 | 3.7782e-05 | 2.5188e-06
| 2017/18 | 10/11/2017 | PLANNED | 1363 | 29 | 47 | 0.0017165 | 3.6522e-05
| 2017/18 | 10/11/2017 | PLANNED | 2130 | 24 | 88.75 | 0.0026825 | 3.0225e-05
| 2017/18 | 10/11/2017 | PLANNED | 40 | 4 | 10 | 5.0375e-05 | 5.0375e-06
| 2017/18 | 11/11/2017 | PLANNED | 469 | 7 | 67 | 0.00059065 | 8.8157e-06
| 2017/18 | 11/11/2017 | PLANNED | 1407 | 7 | 201 | 0.001772 | 8.8157e-06
| 2017/18 | 12/11/2017 | PLANNED | 11 | 1 | 11 | 1.3853e-05 | 1.2594e-06
| 2017/18 | 12/11/2017 | PLANNED | 560 | 16 | 35 | 0.00070526 | 2.015e-05
| 2017/18 | 12/11/2017 | PLANNED | 2280 | 38 | 60 | 0.0028714 | 4.7857e-05
| 2017/18 | 12/11/2017 | PLANNED | 3776 | 8 | 472 | 0.0047554 | 1.0075e-05
| 2017/18 | 12/11/2017 | PLANNED | 50 | 1 | 50 | 6.2969e-05 | 1.2594e-06
| 2017/18 | 12/11/2017 | PLANNED | 120 | 1 | 120 | 0.00015113 | 1.2594e-06
| 2017/18 | 12/11/2017 | PLANNED | 252 | 36 | 7 | 0.00031737 | 4.5338e-05
| 2017/18 | 12/11/2017 | PLANNED | 280 | 4 | 70 | 0.00035263 | 5.0375e-06
| 2017/18 | 12/11/2017 | PLANNED | 1188 | 132 | 9 | 0.0014962 | 0.00016624
| 2017/18 | 12/11/2017 | PLANNED | 79799 | 201 | 397.01 | 0.1005 | 0.00025314
| 2017/18 | 12/11/2017 | PLANNED | 415 | 1 | 415 | 0.00052265 | 1.2594e-06
| 2017/18 | 12/11/2017 | PLANNED | 315 | 21 | 15 | 0.00039671 | 2.6447e-05
| 2017/18 | 12/11/2017 | PLANNED | 16771 | 50 | 335.42 | 0.021121 | 6.2969e-05
| 2017/18 | 12/11/2017 | PLANNED | 871 | 67 | 13 | 0.0010969 | 8.4379e-05
| 2017/18 | 12/11/2017 | PLANNED | 1030 | 103 | 10 | 0.0012972 | 0.00012972
| 2017/18 | 12/11/2017 | PLANNED | 159 | 3 | 53 | 0.00020024 | 3.7782e-06
| 2017/18 | 12/11/2017 | PLANNED | 743 | 16 | 46.4375 | 0.00093572 | 2.015e-05
| 2017/18 | 12/11/2017 | PLANNED | 270 | 9 | 30 | 0.00034003 | 1.1334e-05
| 2017/18 | 12/11/2017 | PLANNED | 10210 | 55 | 185.6364 | 0.012858 | 6.9266e-05
| 2017/18 | 13/11/2017 | PLANNED | 1760 | 8 | 220 | 0.0022165 | 1.0075e-05
| 2017/18 | 13/11/2017 | PLANNED | 294 | 21 | 14 | 0.00037026 | 2.6447e-05
| 2017/18 | 13/11/2017 | PLANNED | 432 | 2 | 216 | 0.00054405 | 2.5188e-06
| 2017/18 | 13/11/2017 | PLANNED | 220 | 4 | 55 | 0.00027706 | 5.0375e-06
| 2017/18 | 13/11/2017 | PLANNED | 287 | 1 | 287 | 0.00036144 | 1.2594e-06
| 2017/18 | 13/11/2017 | PLANNED | 30 | 5 | 6 | 3.7782e-05 | 6.2969e-06
| 2017/18 | 13/11/2017 | PLANNED | 51920 | 176 | 295 | 0.065387 | 0.00022165
| 2017/18 | 13/11/2017 | PLANNED | 115 | 6 | 19.1667 | 0.00014483 | 7.5563e-06
| 2017/18 | 13/11/2017 | PLANNED | 20 | 2 | 10 | 2.5188e-05 | 2.5188e-06
| 2017/18 | 13/11/2017 | PLANNED | 10 | 1 | 10 | 1.2594e-05 | 1.2594e-06
| 2017/18 | 13/11/2017 | PLANNED | 1870 | 13 | 143.8462 | 0.0023551 | 1.6372e-05
| 2017/18 | 13/11/2017 | PLANNED | 30 | 2 | 15 | 3.7782e-05 | 2.5188e-06
| 2017/18 | 13/11/2017 | PLANNED | 25 | 1 | 25 | 3.1485e-05 | 1.2594e-06
| 2017/18 | 13/11/2017 | PLANNED | 23 | 1 | 23 | 2.8966e-05 | 1.2594e-06
| 2017/18 | 13/11/2017 | PLANNED | 24 | 2 | 12 | 3.0225e-05 | 2.5188e-06
| 2017/18 | 13/11/2017 | PLANNED | 5 | 1 | 5 | 6.2969e-06 | 1.2594e-06
| 2017/18 | 13/11/2017 | PLANNED | 35 | 1 | 35 | 4.4078e-05 | 1.2594e-06
| 2017/18 | 13/11/2017 | PLANNED | 1120 | 16 | 70 | 0.0014105 | 2.015e-05
| 2017/18 | 13/11/2017 | PLANNED | 15 | 1 | 15 | 1.8891e-05 | 1.2594e-06
| 2017/18 | 13/11/2017 | PLANNED | 30 | 1 | 30 | 3.7782e-05 | 1.2594e-06
| 2017/18 | 13/11/2017 | PLANNED | 15 | 1 | 15 | 1.8891e-05 | 1.2594e-06
| 2017/18 | 14/11/2017 | PLANNED | 230 | 1 | 230 | 0.00028966 | 1.2594e-06
| 2017/18 | 14/11/2017 | PLANNED | 437 | 1 | 437 | 0.00055035 | 1.2594e-06
| 2017/18 | 14/11/2017 | PLANNED | 32400 | 75 | 432 | 0.040804 | 9.4454e-05
| 2017/18 | 14/11/2017 | PLANNED | 160 | 1 | 160 | 0.0002015 | 1.2594e-06
| 2017/18 | 14/11/2017 | PLANNED | 2240 | 80 | 28 | 0.002821 | 0.00010075
| 2017/18 | 14/11/2017 | PLANNED | 370 | 2 | 185 | 0.00046597 | 2.5188e-06
| 2017/18 | 14/11/2017 | PLANNED | 70 | 7 | 10 | 8.8157e-05 | 8.8157e-06
| 2017/18 | 14/11/2017 | PLANNED | 270 | 3 | 90 | 0.00034003 | 3.7782e-06
| 2017/18 | 14/11/2017 | PLANNED | 250 | 1 | 250 | 0.00031485 | 1.2594e-06
| 2017/18 | 14/11/2017 | PLANNED | 146 | 1 | 146 | 0.00018387 | 1.2594e-06
| 2017/18 | 14/11/2017 | PLANNED | 17 | 1 | 17 | 2.141e-05 | 1.2594e-06
| 2017/18 | 14/11/2017 | PLANNED | 3232 | 13 | 248.6154 | 0.0040703 | 1.6372e-05
| 2017/18 | 14/11/2017 | PLANNED | 18700 | 110 | 170 | 0.023551 | 0.00013853
| 2017/18 | 14/11/2017 | PLANNED | 888 | 3 | 296 | 0.0011183 | 3.7782e-06
| 2017/18 | 14/11/2017 | PLANNED | 23400 | 65 | 360 | 0.02947 | 8.186e-05
| 2017/18 | 14/11/2017 | PLANNED | 18 | 3 | 6 | 2.2669e-05 | 3.7782e-06
| 2017/18 | 14/11/2017 | PLANNED | 2079 | 77 | 27 | 0.0026183 | 9.6973e-05
| 2017/18 | 14/11/2017 | PLANNED | 10 | 1 | 10 | 1.2594e-05 | 1.2594e-06
| 2017/18 | 14/11/2017 | PLANNED | 6273 | 41 | 153 | 0.0079001 | 5.1635e-05
| 2017/18 | 14/11/2017 | PLANNED | 15 | 3 | 5 | 1.8891e-05 | 3.7782e-06
| 2017/18 | 14/11/2017 | PLANNED | 14580 | 81 | 180 | 0.018362 | 0.00010201
| 2017/18 | 14/11/2017 | PLANNED | 500 | 10 | 50 | 0.00062969 | 1.2594e-05
| 2017/18 | 14/11/2017 | PLANNED | 4263 | 87 | 49 | 0.0053688 | 0.00010957
| 2017/18 | 14/11/2017 | PLANNED | 72 | 4 | 18 | 9.0676e-05 | 5.0375e-06
| 2017/18 | 14/11/2017 | PLANNED | 1767 | 93 | 19 | 0.0022253 | 0.00011712
| 2017/18 | 14/11/2017 | PLANNED | 3034 | 41 | 74 | 0.003821 | 5.1635e-05
| 2017/18 | 14/11/2017 | PLANNED | 92 | 4 | 23 | 0.00011586 | 5.0375e-06
| 2017/18 | 14/11/2017 | PLANNED | 198 | 11 | 18 | 0.00024936 | 1.3853e-05
| 2017/18 | 14/11/2017 | PLANNED | 10 | 2 | 5 | 1.2594e-05 | 2.5188e-06
| 2017/18 | 14/11/2017 | PLANNED | 30 | 1 | 30 | 3.7782e-05 | 1.2594e-06
| 2017/18 | 14/11/2017 | PLANNED | 80 | 2 | 40 | 0.00010075 | 2.5188e-06
| 2017/18 | 14/11/2017 | PLANNED | 10 | 2 | 5 | 1.2594e-05 | 2.5188e-06
| 2017/18 | 14/11/2017 | PLANNED | 888 | 37 | 24 | 0.0011183 | 4.6597e-05
| 2017/18 | 14/11/2017 | PLANNED | 2170 | 62 | 35 | 0.0027329 | 7.8082e-05
| 2017/18 | 14/11/2017 | PLANNED | 63 | 3 | 21 | 7.9341e-05 | 3.7782e-06
| 2017/18 | 15/11/2017 | PLANNED | 530 | 53 | 10 | 0.00066747 | 6.6747e-05
| 2017/18 | 15/11/2017 | PLANNED | 2194 | 6 | 365.6667 | 0.0027631 | 7.5563e-06
| 2017/18 | 15/11/2017 | PLANNED | 143206 | 268 | 534.3507 | 0.18035 | 0.00033752
| 2017/18 | 15/11/2017 | PLANNED | 71400 | 280 | 255 | 0.08992 | 0.00035263
| 2017/18 | 15/11/2017 | PLANNED | 17700 | 60 | 295 | 0.022291 | 7.5563e-05
| 2017/18 | 15/11/2017 | PLANNED | 3735 | 45 | 83 | 0.0047038 | 5.6672e-05
| 2017/18 | 15/11/2017 | PLANNED | 9888 | 29 | 340.9655 | 0.012453 | 3.6522e-05
| 2017/18 | 15/11/2017 | PLANNED | 510 | 6 | 85 | 0.00064229 | 7.5563e-06
| 2017/18 | 15/11/2017 | PLANNED | 326 | 2 | 163 | 0.00041056 | 2.5188e-06
| 2017/18 | 15/11/2017 | PLANNED | 300 | 1 | 300 | 0.00037782 | 1.2594e-06
| 2017/18 | 15/11/2017 | PLANNED | 255 | 3 | 85 | 0.00032114 | 3.7782e-06
| 2017/18 | 15/11/2017 | PLANNED | 35 | 1 | 35 | 4.4078e-05 | 1.2594e-06
| 2017/18 | 15/11/2017 | PLANNED | 2990 | 11 | 271.8182 | 0.0037656 | 1.3853e-05
| 2017/18 | 15/11/2017 | PLANNED | 575 | 5 | 115 | 0.00072415 | 6.2969e-06
| 2017/18 | 15/11/2017 | PLANNED | 333 | 3 | 111 | 0.00041938 | 3.7782e-06
| 2017/18 | 15/11/2017 | PLANNED | 792 | 8 | 99 | 0.00099743 | 1.0075e-05
| 2017/18 | 15/11/2017 | PLANNED | 81 | 3 | 27 | 0.00010201 | 3.7782e-06
| 2017/18 | 15/11/2017 | PLANNED | 2394 | 399 | 6 | 0.003015 | 0.00050249
| 2017/18 | 15/11/2017 | PLANNED | 216 | 3 | 72 | 0.00027203 | 3.7782e-06
| 2017/18 | 15/11/2017 | PLANNED | 210 | 7 | 30 | 0.00026447 | 8.8157e-06
| 2017/18 | 15/11/2017 | PLANNED | 120 | 3 | 40 | 0.00015113 | 3.7782e-06
| 2017/18 | 15/11/2017 | PLANNED | 10 | 1 | 10 | 1.2594e-05 | 1.2594e-06
| 2017/18 | 15/11/2017 | PLANNED | 12 | 2 | 6 | 1.5113e-05 | 2.5188e-06
| 2017/18 | 15/11/2017 | PLANNED | 150 | 10 | 15 | 0.00018891 | 1.2594e-05
| 2017/18 | 16/11/2017 | PLANNED | 81407 | 641 | 127 | 0.10252 | 0.00080727
| 2017/18 | 16/11/2017 | PLANNED | 19612 | 47 | 417.2766 | 0.024699 | 5.9191e-05
| 2017/18 | 16/11/2017 | PLANNED | 1877 | 35 | 53.6286 | 0.0023639 | 4.4078e-05
| 2017/18 | 16/11/2017 | PLANNED | 150 | 5 | 30 | 0.00018891 | 6.2969e-06
| 2017/18 | 16/11/2017 | PLANNED | 12 | 1 | 12 | 1.5113e-05 | 1.2594e-06
| 2017/18 | 16/11/2017 | PLANNED | 174 | 2 | 87 | 0.00021913 | 2.5188e-06
| 2017/18 | 16/11/2017 | PLANNED | 830 | 83 | 10 | 0.0010453 | 0.00010453
| 2017/18 | 16/11/2017 | PLANNED | 14 | 1 | 14 | 1.7631e-05 | 1.2594e-06
| 2017/18 | 16/11/2017 | PLANNED | 9928 | 34 | 292 | 0.012503 | 4.2819e-05
| 2017/18 | 16/11/2017 | PLANNED | 21 | 3 | 7 | 2.6447e-05 | 3.7782e-06
| 2017/18 | 16/11/2017 | PLANNED | 45 | 3 | 15 | 5.6672e-05 | 3.7782e-06
| 2017/18 | 16/11/2017 | PLANNED | 45 | 1 | 45 | 5.6672e-05 | 1.2594e-06
| 2017/18 | 16/11/2017 | PLANNED | 70 | 2 | 35 | 8.8157e-05 | 2.5188e-06
| 2017/18 | 16/11/2017 | PLANNED | 320 | 4 | 80 | 0.000403 | 5.0375e-06
| 2017/18 | 16/11/2017 | PLANNED | 45 | 3 | 15 | 5.6672e-05 | 3.7782e-06
| 2017/18 | 16/11/2017 | PLANNED | 2 | 1 | 2 | 2.5188e-06 | 1.2594e-06
| 2017/18 | 16/11/2017 | PLANNED | 8 | 1 | 8 | 1.0075e-05 | 1.2594e-06
| 2017/18 | 16/11/2017 | PLANNED | 5 | 1 | 5 | 6.2969e-06 | 1.2594e-06
| 2017/18 | 17/11/2017 | PLANNED | 22 | 1 | 22 | 2.7706e-05 | 1.2594e-06
| 2017/18 | 17/11/2017 | PLANNED | 60 | 1 | 60 | 7.5563e-05 | 1.2594e-06
| 2017/18 | 17/11/2017 | PLANNED | 16 | 2 | 8 | 2.015e-05 | 2.5188e-06
| 2017/18 | 17/11/2017 | PLANNED | 9468 | 36 | 263 | 0.011924 | 4.5338e-05
| 2017/18 | 17/11/2017 | PLANNED | 5325 | 17 | 313.2353 | 0.0067062 | 2.141e-05
| 2017/18 | 17/11/2017 | PLANNED | 60 | 2 | 30 | 7.5563e-05 | 2.5188e-06
| 2017/18 | 17/11/2017 | PLANNED | 6 | 2 | 3 | 7.5563e-06 | 2.5188e-06
| 2017/18 | 17/11/2017 | PLANNED | 1535 | 5 | 307 | 0.0019332 | 6.2969e-06
| 2017/18 | 17/11/2017 | PLANNED | 858 | 26 | 33 | 0.0010806 | 3.2744e-05
| 2017/18 | 17/11/2017 | PLANNED | 690 | 3 | 230 | 0.00086898 | 3.7782e-06
| 2017/18 | 17/11/2017 | PLANNED | 2800 | 35 | 80 | 0.0035263 | 4.4078e-05
| 2017/18 | 17/11/2017 | PLANNED | 18980 | 65 | 292 | 0.023903 | 8.186e-05
| 2017/18 | 17/11/2017 | PLANNED | 60 | 3 | 20 | 7.5563e-05 | 3.7782e-06
| 2017/18 | 17/11/2017 | PLANNED | 42 | 3 | 14 | 5.2894e-05 | 3.7782e-06
| 2017/18 | 17/11/2017 | PLANNED | 7720 | 40 | 193 | 0.0097225 | 5.0375e-05
| 2017/18 | 17/11/2017 | PLANNED | 245 | 2 | 122.5 | 0.00030855 | 2.5188e-06
| 2017/18 | 17/11/2017 | PLANNED | 500 | 50 | 10 | 0.00062969 | 6.2969e-05
| 2017/18 | 17/11/2017 | PLANNED | 46 | 2 | 23 | 5.7932e-05 | 2.5188e-06
| 2017/18 | 17/11/2017 | PLANNED | 58 | 2 | 29 | 7.3044e-05 | 2.5188e-06
| 2017/18 | 17/11/2017 | PLANNED | 21 | 1 | 21 | 2.6447e-05 | 1.2594e-06
| 2017/18 | 17/11/2017 | PLANNED | 10 | 1 | 10 | 1.2594e-05 | 1.2594e-06
| 2017/18 | 17/11/2017 | PLANNED | 25 | 1 | 25 | 3.1485e-05 | 1.2594e-06
| 2017/18 | 17/11/2017 | PLANNED | 30 | 1 | 30 | 3.7782e-05 | 1.2594e-06
| 2017/18 | 18/11/2017 | PLANNED | 59724 | 252 | 237 | 0.075216 | 0.00031737
| 2017/18 | 18/11/2017 | PLANNED | 22 | 1 | 22 | 2.7706e-05 | 1.2594e-06
| 2017/18 | 19/11/2017 | PLANNED | 6193 | 12 | 516.0833 | 0.0077994 | 1.5113e-05
| 2017/18 | 19/11/2017 | PLANNED | 345 | 1 | 345 | 0.00043449 | 1.2594e-06
| 2017/18 | 19/11/2017 | PLANNED | 230 | 23 | 10 | 0.00028966 | 2.8966e-05
| 2017/18 | 19/11/2017 | PLANNED | 668 | 2 | 334 | 0.00084127 | 2.5188e-06
| 2017/18 | 19/11/2017 | PLANNED | 2669 | 11 | 242.6364 | 0.0033613 | 1.3853e-05
| 2017/18 | 19/11/2017 | PLANNED | 980 | 98 | 10 | 0.0012342 | 0.00012342
| 2017/18 | 19/11/2017 | PLANNED | 1540 | 4 | 385 | 0.0019395 | 5.0375e-06
| 2017/18 | 19/11/2017 | PLANNED | 624 | 52 | 12 | 0.00078586 | 6.5488e-05
| 2017/18 | 19/11/2017 | PLANNED | 2592 | 17 | 152.4706 | 0.0032643 | 2.141e-05
| 2017/18 | 19/11/2017 | PLANNED | 101401 | 305 | 332.4623 | 0.1277 | 0.00038411
| 2017/18 | 20/11/2017 | PLANNED | 1432 | 4 | 358 | 0.0018034 | 5.0375e-06
| 2017/18 | 20/11/2017 | PLANNED | 1260 | 9 | 140 | 0.0015868 | 1.1334e-05
| 2017/18 | 20/11/2017 | PLANNED | 36 | 1 | 36 | 4.5338e-05 | 1.2594e-06
| 2017/18 | 20/11/2017 | PLANNED | 5040 | 21 | 240 | 0.0063473 | 2.6447e-05
| 2017/18 | 20/11/2017 | PLANNED | 2238 | 7 | 319.7143 | 0.0028185 | 8.8157e-06
| 2017/18 | 20/11/2017 | PLANNED | 1794 | 6 | 299 | 0.0022593 | 7.5563e-06
| 2017/18 | 20/11/2017 | PLANNED | 81420 | 276 | 295 | 0.10254 | 0.00034759
| 2017/18 | 20/11/2017 | PLANNED | 30 | 1 | 30 | 3.7782e-05 | 1.2594e-06
| 2017/18 | 20/11/2017 | PLANNED | 186 | 6 | 31 | 0.00023425 | 7.5563e-06
| 2017/18 | 20/11/2017 | PLANNED | 180 | 4 | 45 | 0.00022669 | 5.0375e-06
| 2017/18 | 20/11/2017 | PLANNED | 48 | 4 | 12 | 6.0451e-05 | 5.0375e-06
| 2017/18 | 20/11/2017 | PLANNED | 37 | 1 | 37 | 4.6597e-05 | 1.2594e-06
| 2017/18 | 20/11/2017 | PLANNED | 300 | 6 | 50 | 0.00037782 | 7.5563e-06
| 2017/18 | 20/11/2017 | PLANNED | 162 | 3 | 54 | 0.00020402 | 3.7782e-06
| 2017/18 | 21/11/2017 | PLANNED | 106398 | 438 | 242.9178 | 0.134 | 0.00055161
| 2017/18 | 21/11/2017 | PLANNED | 64262 | 254 | 253 | 0.080931 | 0.00031988
| 2017/18 | 21/11/2017 | PLANNED | 1674 | 9 | 186 | 0.0021082 | 1.1334e-05
| 2017/18 | 21/11/2017 | PLANNED | 8085 | 21 | 385 | 0.010182 | 2.6447e-05
| 2017/18 | 21/11/2017 | PLANNED | 22792 | 74 | 308 | 0.028704 | 9.3195e-05
| 2017/18 | 21/11/2017 | PLANNED | 1158 | 3 | 386 | 0.0014584 | 3.7782e-06
| 2017/18 | 21/11/2017 | PLANNED | 19027 | 53 | 359 | 0.023962 | 6.6747e-05
| 2017/18 | 21/11/2017 | PLANNED | 13756 | 38 | 362 | 0.017324 | 4.7857e-05
| 2017/18 | 21/11/2017 | PLANNED | 60 | 2 | 30 | 7.5563e-05 | 2.5188e-06
| 2017/18 | 21/11/2017 | PLANNED | 5352 | 26 | 205.8462 | 0.0067402 | 3.2744e-05
| 2017/18 | 21/11/2017 | PLANNED | 15190 | 49 | 310 | 0.01913 | 6.171e-05
| 2017/18 | 21/11/2017 | PLANNED | 2943 | 9 | 327 | 0.0037064 | 1.1334e-05
| 2017/18 | 21/11/2017 | PLANNED | 255 | 1 | 255 | 0.00032114 | 1.2594e-06
| 2017/18 | 21/11/2017 | PLANNED | 5952 | 16 | 372 | 0.0074959 | 2.015e-05
| 2017/18 | 21/11/2017 | PLANNED | 959 | 14 | 68.5 | 0.0012078 | 1.7631e-05
| 2017/18 | 21/11/2017 | PLANNED | 110 | 5 | 22 | 0.00013853 | 6.2969e-06
| 2017/18 | 21/11/2017 | PLANNED | 70 | 2 | 35 | 8.8157e-05 | 2.5188e-06
| 2017/18 | 21/11/2017 | PLANNED | 340 | 4 | 85 | 0.00042819 | 5.0375e-06
| 2017/18 | 21/11/2017 | PLANNED | 54 | 6 | 9 | 6.8007e-05 | 7.5563e-06
| 2017/18 | 21/11/2017 | PLANNED | 31 | 1 | 31 | 3.9041e-05 | 1.2594e-06
| 2017/18 | 21/11/2017 | PLANNED | 9890 | 86 | 115 | 0.012455 | 0.00010831
| 2017/18 | 21/11/2017 | PLANNED | 12 | 2 | 6 | 1.5113e-05 | 2.5188e-06
| 2017/18 | 21/11/2017 | PLANNED | 10 | 2 | 5 | 1.2594e-05 | 2.5188e-06
| 2017/18 | 21/11/2017 | PLANNED | 30 | 2 | 15 | 3.7782e-05 | 2.5188e-06
| 2017/18 | 21/11/2017 | PLANNED | 30 | 2 | 15 | 3.7782e-05 | 2.5188e-06
| 2017/18 | 21/11/2017 | PLANNED | 169 | 2 | 84.5 | 0.00021284 | 2.5188e-06
| 2017/18 | 21/11/2017 | PLANNED | 66 | 1 | 66 | 8.3119e-05 | 1.2594e-06
| 2017/18 | 21/11/2017 | PLANNED | 65 | 1 | 65 | 8.186e-05 | 1.2594e-06
| 2017/18 | 22/11/2017 | PLANNED | 100 | 4 | 25 | 0.00012594 | 5.0375e-06
| 2017/18 | 22/11/2017 | PLANNED | 3250 | 13 | 250 | 0.004093 | 1.6372e-05
| 2017/18 | 22/11/2017 | PLANNED | 222 | 2 | 111 | 0.00027958 | 2.5188e-06
| 2017/18 | 22/11/2017 | PLANNED | 193452 | 564 | 343 | 0.24363 | 0.00071029
| 2017/18 | 22/11/2017 | PLANNED | 55055 | 121 | 455 | 0.069335 | 0.00015239
| 2017/18 | 22/11/2017 | PLANNED | 76 | 1 | 76 | 9.5713e-05 | 1.2594e-06
| 2017/18 | 22/11/2017 | PLANNED | 60 | 3 | 20 | 7.5563e-05 | 3.7782e-06
| 2017/18 | 22/11/2017 | PLANNED | 141906 | 402 | 353 | 0.17871 | 0.00050627
| 2017/18 | 22/11/2017 | PLANNED | 5994 | 18 | 333 | 0.0075488 | 2.2669e-05
| 2017/18 | 22/11/2017 | PLANNED | 13630 | 58 | 235 | 0.017165 | 7.3044e-05
| 2017/18 | 22/11/2017 | PLANNED | 15290 | 55 | 278 | 0.019256 | 6.9266e-05
| 2017/18 | 22/11/2017 | PLANNED | 167559 | 553 | 303 | 0.21102 | 0.00069644
| 2017/18 | 22/11/2017 | PLANNED | 27 | 3 | 9 | 3.4003e-05 | 3.7782e-06
| 2017/18 | 22/11/2017 | PLANNED | 282 | 3 | 94 | 0.00035515 | 3.7782e-06
| 2017/18 | 22/11/2017 | PLANNED | 29 | 1 | 29 | 3.6522e-05 | 1.2594e-06
| 2017/18 | 22/11/2017 | PLANNED | 945 | 105 | 9 | 0.0011901 | 0.00013224
| 2017/18 | 22/11/2017 | PLANNED | 1629 | 181 | 9 | 0.0020515 | 0.00022795
| 2017/18 | 22/11/2017 | PLANNED | 729 | 81 | 9 | 0.00091809 | 0.00010201
| 2017/18 | 22/11/2017 | PLANNED | 5484 | 23 | 238.4348 | 0.0069065 | 2.8966e-05
| 2017/18 | 22/11/2017 | PLANNED | 525 | 21 | 25 | 0.00066118 | 2.6447e-05
| 2017/18 | 22/11/2017 | PLANNED | 48 | 1 | 48 | 6.0451e-05 | 1.2594e-06
| 2017/18 | 22/11/2017 | PLANNED | 17 | 1 | 17 | 2.141e-05 | 1.2594e-06
| 2017/18 | 22/11/2017 | PLANNED | 40 | 4 | 10 | 5.0375e-05 | 5.0375e-06
| 2017/18 | 22/11/2017 | PLANNED | 167 | 1 | 167 | 0.00021032 | 1.2594e-06
| 2017/18 | 22/11/2017 | PLANNED | 31 | 1 | 31 | 3.9041e-05 | 1.2594e-06
| 2017/18 | 22/11/2017 | PLANNED | 330 | 11 | 30 | 0.0004156 | 1.3853e-05
| 2017/18 | 22/11/2017 | PLANNED | 60 | 3 | 20 | 7.5563e-05 | 3.7782e-06
| 2017/18 | 22/11/2017 | PLANNED | 990 | 99 | 10 | 0.0012468 | 0.00012468
| 2017/18 | 22/11/2017 | PLANNED | 15 | 1 | 15 | 1.8891e-05 | 1.2594e-06
| 2017/18 | 22/11/2017 | PLANNED | 6 | 1 | 6 | 7.5563e-06 | 1.2594e-06
| 2017/18 | 22/11/2017 | PLANNED | 48 | 2 | 24 | 6.0451e-05 | 2.5188e-06
| 2017/18 | 22/11/2017 | PLANNED | 63 | 3 | 21 | 7.9341e-05 | 3.7782e-06
| 2017/18 | 23/11/2017 | PLANNED | 270725 | 638 | 424.3339 | 0.34095 | 0.00080349
| 2017/18 | 23/11/2017 | PLANNED | 2275 | 13 | 175 | 0.0028651 | 1.6372e-05
| 2017/18 | 23/11/2017 | PLANNED | 80 | 10 | 8 | 0.00010075 | 1.2594e-05
| 2017/18 | 23/11/2017 | PLANNED | 200 | 8 | 25 | 0.00025188 | 1.0075e-05
| 2017/18 | 23/11/2017 | PLANNED | 165 | 11 | 15 | 0.0002078 | 1.3853e-05
| 2017/18 | 23/11/2017 | PLANNED | 960 | 5 | 192 | 0.001209 | 6.2969e-06
| 2017/18 | 23/11/2017 | PLANNED | 7560 | 21 | 360 | 0.009521 | 2.6447e-05
| 2017/18 | 23/11/2017 | PLANNED | 40005 | 127 | 315 | 0.050382 | 0.00015994
| 2017/18 | 23/11/2017 | PLANNED | 1394 | 17 | 82 | 0.0017556 | 2.141e-05
| 2017/18 | 23/11/2017 | PLANNED | 163 | 1 | 163 | 0.00020528 | 1.2594e-06
| 2017/18 | 23/11/2017 | PLANNED | 364 | 14 | 26 | 0.00045842 | 1.7631e-05
| 2017/18 | 23/11/2017 | PLANNED | 133 | 1 | 133 | 0.0001675 | 1.2594e-06
| 2017/18 | 23/11/2017 | PLANNED | 60 | 4 | 15 | 7.5563e-05 | 5.0375e-06
| 2017/18 | 23/11/2017 | PLANNED | 69 | 3 | 23 | 8.6898e-05 | 3.7782e-06
| 2017/18 | 23/11/2017 | PLANNED | 1305 | 5 | 261 | 0.0016435 | 6.2969e-06
| 2017/18 | 23/11/2017 | PLANNED | 7749 | 23 | 336.913 | 0.009759 | 2.8966e-05
| 2017/18 | 23/11/2017 | PLANNED | 96278 | 1458 | 66.0343 | 0.12125 | 0.0018362
| 2017/18 | 23/11/2017 | PLANNED | 44 | 4 | 11 | 5.5413e-05 | 5.0375e-06
| 2017/18 | 23/11/2017 | PLANNED | 264 | 12 | 22 | 0.00033248 | 1.5113e-05
| 2017/18 | 23/11/2017 | PLANNED | 33 | 1 | 33 | 4.156e-05 | 1.2594e-06
| 2017/18 | 23/11/2017 | PLANNED | 9030 | 30 | 301 | 0.011372 | 3.7782e-05
| 2017/18 | 23/11/2017 | PLANNED | 209 | 11 | 19 | 0.00026321 | 1.3853e-05
| 2017/18 | 23/11/2017 | PLANNED | 1230 | 41 | 30 | 0.001549 | 5.1635e-05
| 2017/18 | 23/11/2017 | PLANNED | 17 | 1 | 17 | 2.141e-05 | 1.2594e-06
| 2017/18 | 23/11/2017 | PLANNED | 16 | 1 | 16 | 2.015e-05 | 1.2594e-06
| 2017/18 | 23/11/2017 | PLANNED | 450 | 2 | 225 | 0.00056672 | 2.5188e-06
| 2017/18 | 23/11/2017 | PLANNED | 32 | 2 | 16 | 4.03e-05 | 2.5188e-06
| 2017/18 | 23/11/2017 | PLANNED | 322 | 7 | 46 | 0.00040552 | 8.8157e-06
| 2017/18 | 23/11/2017 | PLANNED | 4 | 1 | 4 | 5.0375e-06 | 1.2594e-06
| 2017/18 | 23/11/2017 | PLANNED | 48 | 4 | 12 | 6.0451e-05 | 5.0375e-06
| 2017/18 | 23/11/2017 | PLANNED | 57 | 3 | 19 | 7.1785e-05 | 3.7782e-06
| 2017/18 | 23/11/2017 | PLANNED | 2415 | 21 | 115 | 0.0030414 | 2.6447e-05
| 2017/18 | 23/11/2017 | PLANNED | 95 | 3 | 31.6667 | 0.00011964 | 3.7782e-06
| 2017/18 | 23/11/2017 | PLANNED | 570 | 38 | 15 | 0.00071785 | 4.7857e-05
| 2017/18 | 23/11/2017 | PLANNED | 156 | 3 | 52 | 0.00019646 | 3.7782e-06
| 2017/18 | 23/11/2017 | PLANNED | 984 | 19 | 51.7895 | 0.0012392 | 2.3928e-05
| 2017/18 | 23/11/2017 | PLANNED | 3627 | 39 | 93 | 0.0045678 | 4.9116e-05
| 2017/18 | 23/11/2017 | PLANNED | 38 | 2 | 19 | 4.7857e-05 | 2.5188e-06
| 2017/18 | 23/11/2017 | PLANNED | 35 | 1 | 35 | 4.4078e-05 | 1.2594e-06
| 2017/18 | 23/11/2017 | PLANNED | 30 | 1 | 30 | 3.7782e-05 | 1.2594e-06
| 2017/18 | 23/11/2017 | PLANNED | 42 | 7 | 6 | 5.2894e-05 | 8.8157e-06
| 2017/18 | 23/11/2017 | PLANNED | 48 | 3 | 16 | 6.0451e-05 | 3.7782e-06
| 2017/18 | 24/11/2017 | PLANNED | 840 | 105 | 8 | 0.0010579 | 0.00013224
| 2017/18 | 24/11/2017 | PLANNED | 98 | 49 | 2 | 0.00012342 | 6.171e-05
| 2017/18 | 24/11/2017 | PLANNED | 3250 | 26 | 125 | 0.004093 | 3.2744e-05
| 2017/18 | 24/11/2017 | PLANNED | 2480 | 10 | 248 | 0.0031233 | 1.2594e-05
| 2017/18 | 24/11/2017 | PLANNED | 33 | 3 | 11 | 4.156e-05 | 3.7782e-06
| 2017/18 | 24/11/2017 | PLANNED | 40425 | 147 | 275 | 0.050911 | 0.00018513
| 2017/18 | 24/11/2017 | PLANNED | 66 | 4 | 16.5 | 8.3119e-05 | 5.0375e-06
| 2017/18 | 24/11/2017 | PLANNED | 5040 | 21 | 240 | 0.0063473 | 2.6447e-05
| 2017/18 | 24/11/2017 | PLANNED | 4030 | 10 | 403 | 0.0050753 | 1.2594e-05
| 2017/18 | 24/11/2017 | PLANNED | 6192 | 24 | 258 | 0.0077981 | 3.0225e-05
| 2017/18 | 24/11/2017 | PLANNED | 40 | 2 | 20 | 5.0375e-05 | 2.5188e-06
| 2017/18 | 24/11/2017 | PLANNED | 14662 | 69 | 212.4928 | 0.018465 | 8.6898e-05
| 2017/18 | 24/11/2017 | PLANNED | 43770 | 186 | 235.3226 | 0.055123 | 0.00023425
| 2017/18 | 24/11/2017 | PLANNED | 5080 | 13 | 390.7692 | 0.0063977 | 1.6372e-05
| 2017/18 | 24/11/2017 | PLANNED | 16 | 2 | 8 | 2.015e-05 | 2.5188e-06
| 2017/18 | 24/11/2017 | PLANNED | 26190 | 194 | 135 | 0.032983 | 0.00024432
| 2017/18 | 24/11/2017 | PLANNED | 145 | 1 | 145 | 0.00018261 | 1.2594e-06
| 2017/18 | 24/11/2017 | PLANNED | 110 | 5 | 22 | 0.00013853 | 6.2969e-06
| 2017/18 | 24/11/2017 | PLANNED | 220 | 1 | 220 | 0.00027706 | 1.2594e-06
| 2017/18 | 24/11/2017 | PLANNED | 16 | 2 | 8 | 2.015e-05 | 2.5188e-06
| 2017/18 | 24/11/2017 | PLANNED | 986 | 5 | 197.2 | 0.0012418 | 6.2969e-06
| 2017/18 | 24/11/2017 | PLANNED | 3190 | 11 | 290 | 0.0040174 | 1.3853e-05
| 2017/18 | 24/11/2017 | PLANNED | 536 | 2 | 268 | 0.00067503 | 2.5188e-06
| 2017/18 | 24/11/2017 | PLANNED | 10196 | 33 | 308.9697 | 0.012841 | 4.156e-05
| 2017/18 | 24/11/2017 | PLANNED | 9350 | 34 | 275 | 0.011775 | 4.2819e-05
| 2017/18 | 24/11/2017 | PLANNED | 20 | 1 | 20 | 2.5188e-05 | 1.2594e-06
| 2017/18 | 24/11/2017 | PLANNED | 2232 | 24 | 93 | 0.0028109 | 3.0225e-05
| 2017/18 | 24/11/2017 | PLANNED | 52 | 4 | 13 | 6.5488e-05 | 5.0375e-06
| 2017/18 | 24/11/2017 | PLANNED | 30 | 3 | 10 | 3.7782e-05 | 3.7782e-06
| 2017/18 | 24/11/2017 | PLANNED | 882 | 98 | 9 | 0.0011108 | 0.00012342
| 2017/18 | 24/11/2017 | PLANNED | 568 | 71 | 8 | 0.00071533 | 8.9416e-05
| 2017/18 | 24/11/2017 | PLANNED | 1440 | 96 | 15 | 0.0018135 | 0.0001209
| 2017/18 | 24/11/2017 | PLANNED | 1940 | 97 | 20 | 0.0024432 | 0.00012216
| 2017/18 | 24/11/2017 | PLANNED | 10 | 1 | 10 | 1.2594e-05 | 1.2594e-06
| 2017/18 | 24/11/2017 | PLANNED | 2400 | 10 | 240 | 0.0030225 | 1.2594e-05
| 2017/18 | 24/11/2017 | PLANNED | 17 | 1 | 17 | 2.141e-05 | 1.2594e-06
| 2017/18 | 24/11/2017 | PLANNED | 864 | 8 | 108 | 0.0010881 | 1.0075e-05
| 2017/18 | 24/11/2017 | PLANNED | 891 | 81 | 11 | 0.0011221 | 0.00010201
| 2017/18 | 24/11/2017 | PLANNED | 405 | 3 | 135 | 0.00051005 | 3.7782e-06
| 2017/18 | 24/11/2017 | PLANNED | 70 | 2 | 35 | 8.8157e-05 | 2.5188e-06
| 2017/18 | 24/11/2017 | PLANNED | 122 | 2 | 61 | 0.00015365 | 2.5188e-06
| 2017/18 | 24/11/2017 | PLANNED | 532 | 38 | 14 | 0.00066999 | 4.7857e-05
| 2017/18 | 24/11/2017 | PLANNED | 696 | 58 | 12 | 0.00087653 | 7.3044e-05
| 2017/18 | 24/11/2017 | PLANNED | 1795 | 20 | 89.75 | 0.0022606 | 2.5188e-05
| 2017/18 | 24/11/2017 | PLANNED | 6942 | 39 | 178 | 0.0087427 | 4.9116e-05
| 2017/18 | 24/11/2017 | PLANNED | 1264 | 79 | 16 | 0.0015919 | 9.9491e-05
| 2017/18 | 24/11/2017 | PLANNED | 1104 | 48 | 23 | 0.0013904 | 6.0451e-05
| 2017/18 | 24/11/2017 | PLANNED | 300 | 75 | 4 | 0.00037782 | 9.4454e-05
| 2017/18 | 25/11/2017 | PLANNED | 2600 | 8 | 325 | 0.0032744 | 1.0075e-05
| 2017/18 | 25/11/2017 | PLANNED | 3546 | 18 | 197 | 0.0044658 | 2.2669e-05
| 2017/18 | 25/11/2017 | PLANNED | 12157 | 42 | 289.4524 | 0.01531 | 5.2894e-05
| 2017/18 | 25/11/2017 | PLANNED | 97 | 1 | 97 | 0.00012216 | 1.2594e-06
| 2017/18 | 26/11/2017 | PLANNED | 222 | 6 | 37 | 0.00027958 | 7.5563e-06
| 2017/18 | 26/11/2017 | PLANNED | 45 | 1 | 45 | 5.6672e-05 | 1.2594e-06
| 2017/18 | 26/11/2017 | PLANNED | 540 | 3 | 180 | 0.00068007 | 3.7782e-06
| 2017/18 | 26/11/2017 | PLANNED | 25 | 1 | 25 | 3.1485e-05 | 1.2594e-06
| 2017/18 | 27/11/2017 | PLANNED | 52 | 1 | 52 | 6.5488e-05 | 1.2594e-06
| 2017/18 | 27/11/2017 | PLANNED | 84 | 1 | 84 | 0.00010579 | 1.2594e-06
| 2017/18 | 27/11/2017 | PLANNED | 4898 | 15 | 326.5333 | 0.0061685 | 1.8891e-05
| 2017/18 | 27/11/2017 | PLANNED | 13372 | 39 | 342.8718 | 0.016841 | 4.9116e-05
| 2017/18 | 27/11/2017 | PLANNED | 280 | 1 | 280 | 0.00035263 | 1.2594e-06
| 2017/18 | 27/11/2017 | PLANNED | 7704 | 641 | 12.0187 | 0.0097023 | 0.00080727
| 2017/18 | 27/11/2017 | PLANNED | 3975 | 51 | 77.9412 | 0.0050061 | 6.4229e-05
| 2017/18 | 27/11/2017 | PLANNED | 78 | 3 | 26 | 9.8232e-05 | 3.7782e-06
| 2017/18 | 27/11/2017 | PLANNED | 770 | 2 | 385 | 0.00096973 | 2.5188e-06
| 2017/18 | 27/11/2017 | PLANNED | 41 | 1 | 41 | 5.1635e-05 | 1.2594e-06
| 2017/18 | 27/11/2017 | PLANNED | 665 | 7 | 95 | 0.00083749 | 8.8157e-06
| 2017/18 | 27/11/2017 | PLANNED | 34 | 1 | 34 | 4.2819e-05 | 1.2594e-06
| 2017/18 | 27/11/2017 | PLANNED | 31 | 1 | 31 | 3.9041e-05 | 1.2594e-06
| 2017/18 | 27/11/2017 | PLANNED | 36 | 4 | 9 | 4.5338e-05 | 5.0375e-06
| 2017/18 | 27/11/2017 | PLANNED | 14 | 1 | 14 | 1.7631e-05 | 1.2594e-06
| 2017/18 | 27/11/2017 | PLANNED | 8 | 1 | 8 | 1.0075e-05 | 1.2594e-06
| 2017/18 | 27/11/2017 | PLANNED | 41 | 1 | 41 | 5.1635e-05 | 1.2594e-06
| 2017/18 | 27/11/2017 | PLANNED | 30 | 1 | 30 | 3.7782e-05 | 1.2594e-06
| 2017/18 | 27/11/2017 | PLANNED | 38 | 2 | 19 | 4.7857e-05 | 2.5188e-06
| 2017/18 | 27/11/2017 | PLANNED | 72 | 2 | 36 | 9.0676e-05 | 2.5188e-06
| 2017/18 | 27/11/2017 | PLANNED | 33 | 1 | 33 | 4.156e-05 | 1.2594e-06
| 2017/18 | 27/11/2017 | PLANNED | 33 | 3 | 11 | 4.156e-05 | 3.7782e-06
| 2017/18 | 27/11/2017 | PLANNED | 312 | 8 | 39 | 0.00039293 | 1.0075e-05
| 2017/18 | 27/11/2017 | PLANNED | 40 | 1 | 40 | 5.0375e-05 | 1.2594e-06
| 2017/18 | 27/11/2017 | PLANNED | 204 | 6 | 34 | 0.00025691 | 7.5563e-06
| 2017/18 | 27/11/2017 | PLANNED | 117 | 1 | 117 | 0.00014735 | 1.2594e-06
| 2017/18 | 28/11/2017 | PLANNED | 195 | 1 | 195 | 0.00024558 | 1.2594e-06
| 2017/18 | 28/11/2017 | PLANNED | 50 | 1 | 50 | 6.2969e-05 | 1.2594e-06
| 2017/18 | 28/11/2017 | PLANNED | 15593 | 37 | 421.4324 | 0.019638 | 4.6597e-05
| 2017/18 | 28/11/2017 | PLANNED | 1302 | 6 | 217 | 0.0016397 | 7.5563e-06
| 2017/18 | 28/11/2017 | PLANNED | 14000 | 112 | 125 | 0.017631 | 0.00014105
| 2017/18 | 28/11/2017 | PLANNED | 417 | 1 | 417 | 0.00052516 | 1.2594e-06
| 2017/18 | 28/11/2017 | PLANNED | 26400 | 165 | 160 | 0.033248 | 0.0002078
| 2017/18 | 28/11/2017 | PLANNED | 3060 | 17 | 180 | 0.0038537 | 2.141e-05
| 2017/18 | 28/11/2017 | PLANNED | 2150 | 4 | 537.5 | 0.0027077 | 5.0375e-06
| 2017/18 | 28/11/2017 | PLANNED | 34986 | 98 | 357 | 0.044061 | 0.00012342
| 2017/18 | 28/11/2017 | PLANNED | 6104 | 19 | 321.2632 | 0.0076873 | 2.3928e-05
| 2017/18 | 28/11/2017 | PLANNED | 26406 | 81 | 326 | 0.033255 | 0.00010201
| 2017/18 | 28/11/2017 | PLANNED | 5175 | 15 | 345 | 0.0065173 | 1.8891e-05
| 2017/18 | 28/11/2017 | PLANNED | 245 | 7 | 35 | 0.00030855 | 8.8157e-06
| 2017/18 | 28/11/2017 | PLANNED | 3180 | 11 | 289.0909 | 0.0040048 | 1.3853e-05
| 2017/18 | 28/11/2017 | PLANNED | 2878 | 23 | 125.1304 | 0.0036245 | 2.8966e-05
| 2017/18 | 28/11/2017 | PLANNED | 9617 | 27 | 356.1852 | 0.012112 | 3.4003e-05
| 2017/18 | 28/11/2017 | PLANNED | 3470 | 16 | 216.875 | 0.0043701 | 2.015e-05
| 2017/18 | 28/11/2017 | PLANNED | 84 | 4 | 21 | 0.00010579 | 5.0375e-06
| 2017/18 | 28/11/2017 | PLANNED | 116 | 2 | 58 | 0.00014609 | 2.5188e-06
| 2017/18 | 28/11/2017 | PLANNED | 100 | 4 | 25 | 0.00012594 | 5.0375e-06
| 2017/18 | 28/11/2017 | PLANNED | 84 | 2 | 42 | 0.00010579 | 2.5188e-06
| 2017/18 | 28/11/2017 | PLANNED | 43 | 1 | 43 | 5.4154e-05 | 1.2594e-06
| 2017/18 | 28/11/2017 | PLANNED | 3 | 3 | 1 | 3.7782e-06 | 3.7782e-06
| 2017/18 | 28/11/2017 | PLANNED | 20 | 1 | 20 | 2.5188e-05 | 1.2594e-06
| 2017/18 | 28/11/2017 | PLANNED | 62 | 2 | 31 | 7.8082e-05 | 2.5188e-06
| 2017/18 | 28/11/2017 | PLANNED | 100 | 2 | 50 | 0.00012594 | 2.5188e-06
| 2017/18 | 28/11/2017 | PLANNED | 23 | 1 | 23 | 2.8966e-05 | 1.2594e-06
| 2017/18 | 28/11/2017 | PLANNED | 75 | 5 | 15 | 9.4454e-05 | 6.2969e-06
| 2017/18 | 28/11/2017 | PLANNED | 46 | 2 | 23 | 5.7932e-05 | 2.5188e-06
| 2017/18 | 28/11/2017 | PLANNED | 4 | 1 | 4 | 5.0375e-06 | 1.2594e-06
| 2017/18 | 28/11/2017 | PLANNED | 203 | 7 | 29 | 0.00025566 | 8.8157e-06
| 2017/18 | 28/11/2017 | PLANNED | 100 | 4 | 25 | 0.00012594 | 5.0375e-06
| 2017/18 | 29/11/2017 | PLANNED | 185 | 1 | 185 | 0.00023299 | 1.2594e-06
| 2017/18 | 29/11/2017 | PLANNED | 24 | 1 | 24 | 3.0225e-05 | 1.2594e-06
| 2017/18 | 29/11/2017 | PLANNED | 14682 | 59 | 248.8475 | 0.01849 | 7.4304e-05
| 2017/18 | 29/11/2017 | PLANNED | 3350 | 10 | 335 | 0.0042189 | 1.2594e-05
| 2017/18 | 29/11/2017 | PLANNED | 6315 | 18 | 350.8333 | 0.007953 | 2.2669e-05
| 2017/18 | 29/11/2017 | PLANNED | 11088 | 63 | 176 | 0.013964 | 7.9341e-05
| 2017/18 | 29/11/2017 | PLANNED | 3781 | 19 | 199 | 0.0047617 | 2.3928e-05
| 2017/18 | 29/11/2017 | PLANNED | 3740 | 34 | 110 | 0.0047101 | 4.2819e-05
| 2017/18 | 29/11/2017 | PLANNED | 2032 | 8 | 254 | 0.0025591 | 1.0075e-05
| 2017/18 | 29/11/2017 | PLANNED | 84281 | 311 | 271 | 0.10614 | 0.00039167
| 2017/18 | 29/11/2017 | PLANNED | 28543 | 73 | 391 | 0.035947 | 9.1935e-05
| 2017/18 | 29/11/2017 | PLANNED | 9290 | 30 | 309.6667 | 0.0117 | 3.7782e-05
| 2017/18 | 29/11/2017 | PLANNED | 190 | 19 | 10 | 0.00023928 | 2.3928e-05
| 2017/18 | 29/11/2017 | PLANNED | 9466 | 37 | 255.8378 | 0.011921 | 4.6597e-05
| 2017/18 | 29/11/2017 | PLANNED | 27 | 1 | 27 | 3.4003e-05 | 1.2594e-06
| 2017/18 | 29/11/2017 | PLANNED | 264 | 3 | 88 | 0.00033248 | 3.7782e-06
| 2017/18 | 29/11/2017 | PLANNED | 26199 | 71 | 369 | 0.032995 | 8.9416e-05
| 2017/18 | 29/11/2017 | PLANNED | 9386 | 26 | 361 | 0.011821 | 3.2744e-05
| 2017/18 | 29/11/2017 | PLANNED | 30 | 1 | 30 | 3.7782e-05 | 1.2594e-06
| 2017/18 | 29/11/2017 | PLANNED | 1854 | 6 | 309 | 0.0023349 | 7.5563e-06
| 2017/18 | 29/11/2017 | PLANNED | 22404 | 129 | 173.6744 | 0.028215 | 0.00016246
| 2017/18 | 29/11/2017 | PLANNED | 27 | 1 | 27 | 3.4003e-05 | 1.2594e-06
| 2017/18 | 29/11/2017 | PLANNED | 2852 | 13 | 219.3846 | 0.0035918 | 1.6372e-05
| 2017/18 | 29/11/2017 | PLANNED | 2768 | 16 | 173 | 0.003486 | 2.015e-05
| 2017/18 | 29/11/2017 | PLANNED | 390 | 5 | 78 | 0.00049116 | 6.2969e-06
| 2017/18 | 29/11/2017 | PLANNED | 31 | 1 | 31 | 3.9041e-05 | 1.2594e-06
| 2017/18 | 29/11/2017 | PLANNED | 50 | 2 | 25 | 6.2969e-05 | 2.5188e-06
| 2017/18 | 29/11/2017 | PLANNED | 60 | 1 | 60 | 7.5563e-05 | 1.2594e-06
| 2017/18 | 29/11/2017 | PLANNED | 42 | 1 | 42 | 5.2894e-05 | 1.2594e-06
| 2017/18 | 29/11/2017 | PLANNED | 58 | 2 | 29 | 7.3044e-05 | 2.5188e-06
| 2017/18 | 29/11/2017 | PLANNED | 3909 | 28 | 139.6071 | 0.0049229 | 3.5263e-05
| 2017/18 | 29/11/2017 | PLANNED | 58 | 1 | 58 | 7.3044e-05 | 1.2594e-06
| 2017/18 | 29/11/2017 | PLANNED | 468 | 3 | 156 | 0.00058939 | 3.7782e-06
| 2017/18 | 29/11/2017 | PLANNED | 103 | 1 | 103 | 0.00012972 | 1.2594e-06
| 2017/18 | 29/11/2017 | PLANNED | 28 | 1 | 28 | 3.5263e-05 | 1.2594e-06
| 2017/18 | 30/11/2017 | PLANNED | 1170 | 65 | 18 | 0.0014735 | 8.186e-05
| 2017/18 | 30/11/2017 | PLANNED | 260 | 13 | 20 | 0.00032744 | 1.6372e-05
| 2017/18 | 30/11/2017 | PLANNED | 46 | 1 | 46 | 5.7932e-05 | 1.2594e-06
| 2017/18 | 30/11/2017 | PLANNED | 493 | 29 | 17 | 0.00062088 | 3.6522e-05
| 2017/18 | 30/11/2017 | PLANNED | 5002 | 26 | 192.3846 | 0.0062994 | 3.2744e-05
| 2017/18 | 30/11/2017 | PLANNED | 6 | 3 | 2 | 7.5563e-06 | 3.7782e-06
| 2017/18 | 30/11/2017 | PLANNED | 520 | 4 | 130 | 0.00065488 | 5.0375e-06
| 2017/18 | 30/11/2017 | PLANNED | 12580 | 74 | 170 | 0.015843 | 9.3195e-05
| 2017/18 | 30/11/2017 | PLANNED | 5 | 1 | 5 | 6.2969e-06 | 1.2594e-06
| 2017/18 | 30/11/2017 | PLANNED | 105 | 7 | 15 | 0.00013224 | 8.8157e-06
| 2017/18 | 30/11/2017 | PLANNED | 4340 | 14 | 310 | 0.0054657 | 1.7631e-05
| 2017/18 | 30/11/2017 | PLANNED | 168 | 8 | 21 | 0.00021158 | 1.0075e-05
| 2017/18 | 30/11/2017 | PLANNED | 24790 | 74 | 335 | 0.03122 | 9.3195e-05
| 2017/18 | 30/11/2017 | PLANNED | 5307 | 19 | 279.3158 | 0.0066836 | 2.3928e-05
| 2017/18 | 30/11/2017 | PLANNED | 64 | 2 | 32 | 8.0601e-05 | 2.5188e-06
| 2017/18 | 30/11/2017 | PLANNED | 1280 | 80 | 16 | 0.001612 | 0.00010075
| 2017/18 | 30/11/2017 | PLANNED | 6210 | 27 | 230 | 0.0078208 | 3.4003e-05
| 2017/18 | 30/11/2017 | PLANNED | 2648 | 8 | 331 | 0.0033349 | 1.0075e-05
| 2017/18 | 30/11/2017 | PLANNED | 5272 | 17 | 310.1176 | 0.0066395 | 2.141e-05
| 2017/18 | 30/11/2017 | PLANNED | 1000 | 25 | 40 | 0.0012594 | 3.1485e-05
| 2017/18 | 30/11/2017 | PLANNED | 490 | 14 | 35 | 0.0006171 | 1.7631e-05
| 2017/18 | 30/11/2017 | PLANNED | 19952 | 86 | 232 | 0.025127 | 0.00010831
| 2017/18 | 30/11/2017 | PLANNED | 7935 | 23 | 345 | 0.0099932 | 2.8966e-05
| 2017/18 | 30/11/2017 | PLANNED | 218 | 2 | 109 | 0.00027455 | 2.5188e-06
| 2017/18 | 30/11/2017 | PLANNED | 35 | 1 | 35 | 4.4078e-05 | 1.2594e-06
| 2017/18 | 30/11/2017 | PLANNED | 50 | 1 | 50 | 6.2969e-05 | 1.2594e-06
| 2017/18 | 30/11/2017 | PLANNED | 57 | 3 | 19 | 7.1785e-05 | 3.7782e-06
| 2017/18 | 30/11/2017 | PLANNED | 23 | 1 | 23 | 2.8966e-05 | 1.2594e-06
| 2017/18 | 30/11/2017 | PLANNED | 35 | 1 | 35 | 4.4078e-05 | 1.2594e-06
| 2017/18 | 30/11/2017 | PLANNED | 2 | 2 | 1 | 2.5188e-06 | 2.5188e-06
| 2017/18 | 30/11/2017 | PLANNED | 400 | 16 | 25 | 0.00050375 | 2.015e-05
| 2017/18 | 30/11/2017 | PLANNED | 494 | 26 | 19 | 0.00062214 | 3.2744e-05
| 2017/18 | 30/11/2017 | PLANNED | 108 | 3 | 36 | 0.00013601 | 3.7782e-06
| 2017/18 | 30/11/2017 | PLANNED | 60 | 20 | 3 | 7.5563e-05 | 2.5188e-05
| 2017/18 | 30/11/2017 | PLANNED | 703 | 37 | 19 | 0.00088535 | 4.6597e-05
| 2017/18 | 30/11/2017 | PLANNED | 1709 | 15 | 113.9333 | 0.0021523 | 1.8891e-05
| 2017/18 | 30/11/2017 | PLANNED | 5 | 1 | 5 | 6.2969e-06 | 1.2594e-06
| 2017/18 | 30/11/2017 | PLANNED | 60 | 4 | 15 | 7.5563e-05 | 5.0375e-06
| 2017/18 | 30/11/2017 | PLANNED | 2565 | 171 | 15 | 0.0032303 | 0.00021535
| 2017/18 | 30/11/2017 | PLANNED | 15 | 3 | 5 | 1.8891e-05 | 3.7782e-06
| 2017/18 | 30/11/2017 | PLANNED | 24 | 2 | 12 | 3.0225e-05 | 2.5188e-06
| 2017/18 | 30/11/2017 | PLANNED | 7 | 1 | 7 | 8.8157e-06 | 1.2594e-06
| 2017/18 | 1/12/2017 | PLANNED | 124 | 2 | 62 | 0.00015616 | 2.5188e-06
| 2017/18 | 1/12/2017 | PLANNED | 212 | 2 | 106 | 0.00026699 | 2.5188e-06
| 2017/18 | 1/12/2017 | PLANNED | 4 | 2 | 2 | 5.0375e-06 | 2.5188e-06
| 2017/18 | 1/12/2017 | PLANNED | 14347 | 50 | 286.94 | 0.018068 | 6.2969e-05
| 2017/18 | 1/12/2017 | PLANNED | 16 | 1 | 16 | 2.015e-05 | 1.2594e-06
| 2017/18 | 1/12/2017 | PLANNED | 25 | 5 | 5 | 3.1485e-05 | 6.2969e-06
| 2017/18 | 1/12/2017 | PLANNED | 138 | 2 | 69 | 0.0001738 | 2.5188e-06
| 2017/18 | 1/12/2017 | PLANNED | 4009 | 79 | 50.7468 | 0.0050489 | 9.9491e-05
| 2017/18 | 1/12/2017 | PLANNED | 40 | 2 | 20 | 5.0375e-05 | 2.5188e-06
| 2017/18 | 1/12/2017 | PLANNED | 240 | 3 | 80 | 0.00030225 | 3.7782e-06
| 2017/18 | 1/12/2017 | PLANNED | 7596 | 36 | 211 | 0.0095663 | 4.5338e-05
| 2017/18 | 1/12/2017 | PLANNED | 6 | 3 | 2 | 7.5563e-06 | 3.7782e-06
| 2017/18 | 1/12/2017 | PLANNED | 24 | 1 | 24 | 3.0225e-05 | 1.2594e-06
| 2017/18 | 1/12/2017 | PLANNED | 24 | 1 | 24 | 3.0225e-05 | 1.2594e-06
| 2017/18 | 1/12/2017 | PLANNED | 230 | 5 | 46 | 0.00028966 | 6.2969e-06
| 2017/18 | 2/12/2017 | PLANNED | 680 | 34 | 20 | 0.00085638 | 4.2819e-05
| 2017/18 | 2/12/2017 | PLANNED | 708 | 59 | 12 | 0.00089164 | 7.4304e-05
| 2017/18 | 2/12/2017 | PLANNED | 1064 | 76 | 14 | 0.00134 | 9.5713e-05
| 2017/18 | 2/12/2017 | PLANNED | 2515 | 13 | 193.4615 | 0.0031674 | 1.6372e-05
| 2017/18 | 2/12/2017 | PLANNED | 60 | 4 | 15 | 7.5563e-05 | 5.0375e-06
| 2017/18 | 2/12/2017 | PLANNED | 585 | 45 | 13 | 0.00073674 | 5.6672e-05
| 2017/18 | 2/12/2017 | PLANNED | 286 | 22 | 13 | 0.00036018 | 2.7706e-05
| 2017/18 | 2/12/2017 | PLANNED | 1365 | 105 | 13 | 0.0017191 | 0.00013224
| 2017/18 | 2/12/2017 | PLANNED | 2700 | 180 | 15 | 0.0034003 | 0.00022669
| 2017/18 | 2/12/2017 | PLANNED | 1377 | 81 | 17 | 0.0017342 | 0.00010201
| 2017/18 | 2/12/2017 | PLANNED | 48 | 4 | 12 | 6.0451e-05 | 5.0375e-06
| 2017/18 | 3/12/2017 | PLANNED | 273 | 7 | 39 | 0.00034381 | 8.8157e-06
| 2017/18 | 3/12/2017 | PLANNED | 320 | 4 | 80 | 0.000403 | 5.0375e-06
| 2017/18 | 3/12/2017 | PLANNED | 83 | 1 | 83 | 0.00010453 | 1.2594e-06
| 2017/18 | 3/12/2017 | PLANNED | 26 | 1 | 26 | 3.2744e-05 | 1.2594e-06
| 2017/18 | 3/12/2017 | PLANNED | 30 | 1 | 30 | 3.7782e-05 | 1.2594e-06
| 2017/18 | 3/12/2017 | PLANNED | 13050 | 29 | 450 | 0.016435 | 3.6522e-05
| 2017/18 | 3/12/2017 | PLANNED | 39 | 1 | 39 | 4.9116e-05 | 1.2594e-06
| 2017/18 | 3/12/2017 | PLANNED | 77896 | 214 | 364 | 0.098101 | 0.00026951
| 2017/18 | 3/12/2017 | PLANNED | 80600 | 467 | 172.591 | 0.10151 | 0.00058813
| 2017/18 | 3/12/2017 | PLANNED | 26 | 1 | 26 | 3.2744e-05 | 1.2594e-06
| 2017/18 | 3/12/2017 | PLANNED | 176022 | 462 | 381 | 0.22168 | 0.00058184
| 2017/18 | 3/12/2017 | PLANNED | 11 | 1 | 11 | 1.3853e-05 | 1.2594e-06
| 2017/18 | 3/12/2017 | PLANNED | 3518 | 42 | 83.7619 | 0.0044305 | 5.2894e-05
| 2017/18 | 3/12/2017 | PLANNED | 462 | 6 | 77 | 0.00058184 | 7.5563e-06
| 2017/18 | 3/12/2017 | PLANNED | 80 | 1 | 80 | 0.00010075 | 1.2594e-06
| 2017/18 | 3/12/2017 | PLANNED | 2240 | 64 | 35 | 0.002821 | 8.0601e-05
| 2017/18 | 4/12/2017 | PLANNED | 91 | 3 | 30.3333 | 0.0001146 | 3.7782e-06
| 2017/18 | 4/12/2017 | PLANNED | 1416 | 6 | 236 | 0.0017833 | 7.5563e-06
| 2017/18 | 4/12/2017 | PLANNED | 1665 | 15 | 111 | 0.0020969 | 1.8891e-05
| 2017/18 | 4/12/2017 | PLANNED | 8322 | 38 | 219 | 0.010481 | 4.7857e-05
| 2017/18 | 4/12/2017 | PLANNED | 870 | 3 | 290 | 0.0010957 | 3.7782e-06
| 2017/18 | 4/12/2017 | PLANNED | 11339 | 29 | 391 | 0.01428 | 3.6522e-05
| 2017/18 | 4/12/2017 | PLANNED | 4850 | 31 | 156.4516 | 0.006108 | 3.9041e-05
| 2017/18 | 4/12/2017 | PLANNED | 46 | 1 | 46 | 5.7932e-05 | 1.2594e-06
| 2017/18 | 4/12/2017 | PLANNED | 18 | 2 | 9 | 2.2669e-05 | 2.5188e-06
| 2017/18 | 4/12/2017 | PLANNED | 14127 | 51 | 277 | 0.017791 | 6.4229e-05
| 2017/18 | 4/12/2017 | PLANNED | 35 | 1 | 35 | 4.4078e-05 | 1.2594e-06
| 2017/18 | 4/12/2017 | PLANNED | 4017 | 21 | 191.2857 | 0.005059 | 2.6447e-05
| 2017/18 | 4/12/2017 | PLANNED | 18 | 2 | 9 | 2.2669e-05 | 2.5188e-06
| 2017/18 | 4/12/2017 | PLANNED | 108 | 3 | 36 | 0.00013601 | 3.7782e-06
| 2017/18 | 4/12/2017 | PLANNED | 25 | 1 | 25 | 3.1485e-05 | 1.2594e-06
| 2017/18 | 5/12/2017 | PLANNED | 302 | 14 | 21.5714 | 0.00038033 | 1.7631e-05
| 2017/18 | 5/12/2017 | PLANNED | 501 | 16 | 31.3125 | 0.00063095 | 2.015e-05
| 2017/18 | 5/12/2017 | PLANNED | 1690 | 5 | 338 | 0.0021284 | 6.2969e-06
| 2017/18 | 5/12/2017 | PLANNED | 742 | 9 | 82.4444 | 0.00093446 | 1.1334e-05
| 2017/18 | 5/12/2017 | PLANNED | 373 | 1 | 373 | 0.00046975 | 1.2594e-06
| 2017/18 | 5/12/2017 | PLANNED | 17582 | 59 | 298 | 0.022143 | 7.4304e-05
| 2017/18 | 5/12/2017 | PLANNED | 345 | 3 | 115 | 0.00043449 | 3.7782e-06
| 2017/18 | 5/12/2017 | PLANNED | 18130 | 49 | 370 | 0.022833 | 6.171e-05
| 2017/18 | 5/12/2017 | PLANNED | 990 | 6 | 165 | 0.0012468 | 7.5563e-06
| 2017/18 | 5/12/2017 | PLANNED | 330 | 10 | 33 | 0.0004156 | 1.2594e-05
| 2017/18 | 5/12/2017 | PLANNED | 153102 | 323 | 474 | 0.19281 | 0.00040678
| 2017/18 | 5/12/2017 | PLANNED | 2365 | 5 | 473 | 0.0029784 | 6.2969e-06
| 2017/18 | 5/12/2017 | PLANNED | 15228 | 36 | 423 | 0.019178 | 4.5338e-05
| 2017/18 | 5/12/2017 | PLANNED | 165 | 3 | 55 | 0.0002078 | 3.7782e-06
| 2017/18 | 5/12/2017 | PLANNED | 250 | 25 | 10 | 0.00031485 | 3.1485e-05
| 2017/18 | 5/12/2017 | PLANNED | 2370 | 10 | 237 | 0.0029847 | 1.2594e-05
| 2017/18 | 5/12/2017 | PLANNED | 40 | 2 | 20 | 5.0375e-05 | 2.5188e-06
| 2017/18 | 5/12/2017 | PLANNED | 4165 | 13 | 320.3846 | 0.0052453 | 1.6372e-05
| 2017/18 | 5/12/2017 | PLANNED | 743 | 3 | 247.6667 | 0.00093572 | 3.7782e-06
| 2017/18 | 5/12/2017 | PLANNED | 159 | 3 | 53 | 0.00020024 | 3.7782e-06
| 2017/18 | 5/12/2017 | PLANNED | 488 | 2 | 244 | 0.00061458 | 2.5188e-06
| 2017/18 | 5/12/2017 | PLANNED | 73434 | 184 | 399.0978 | 0.092482 | 0.00023173
| 2017/18 | 5/12/2017 | PLANNED | 492 | 2 | 246 | 0.00061962 | 2.5188e-06
| 2017/18 | 5/12/2017 | PLANNED | 111 | 3 | 37 | 0.00013979 | 3.7782e-06
| 2017/18 | 5/12/2017 | PLANNED | 8964 | 83 | 108 | 0.011289 | 0.00010453
| 2017/18 | 5/12/2017 | PLANNED | 32 | 4 | 8 | 4.03e-05 | 5.0375e-06
| 2017/18 | 5/12/2017 | PLANNED | 50 | 2 | 25 | 6.2969e-05 | 2.5188e-06
| 2017/18 | 5/12/2017 | PLANNED | 40 | 2 | 20 | 5.0375e-05 | 2.5188e-06
| 2017/18 | 5/12/2017 | PLANNED | 1170 | 26 | 45 | 0.0014735 | 3.2744e-05
| 2017/18 | 5/12/2017 | PLANNED | 12 | 2 | 6 | 1.5113e-05 | 2.5188e-06
| 2017/18 | 5/12/2017 | PLANNED | 56 | 2 | 28 | 7.0526e-05 | 2.5188e-06
| 2017/18 | 6/12/2017 | PLANNED | 1642 | 100 | 16.42 | 0.0020679 | 0.00012594
| 2017/18 | 6/12/2017 | PLANNED | 26334 | 66 | 399 | 0.033165 | 8.3119e-05
| 2017/18 | 6/12/2017 | PLANNED | 1817 | 70 | 25.9571 | 0.0022883 | 8.8157e-05
| 2017/18 | 6/12/2017 | PLANNED | 504 | 21 | 24 | 0.00063473 | 2.6447e-05
| 2017/18 | 6/12/2017 | PLANNED | 7781 | 31 | 251 | 0.0097993 | 3.9041e-05
| 2017/18 | 6/12/2017 | PLANNED | 14924 | 41 | 364 | 0.018795 | 5.1635e-05
| 2017/18 | 6/12/2017 | PLANNED | 160 | 8 | 20 | 0.0002015 | 1.0075e-05
| 2017/18 | 6/12/2017 | PLANNED | 426 | 25 | 17.04 | 0.0005365 | 3.1485e-05
| 2017/18 | 6/12/2017 | PLANNED | 18113 | 59 | 307 | 0.022811 | 7.4304e-05
| 2017/18 | 6/12/2017 | PLANNED | 17760 | 48 | 370 | 0.022367 | 6.0451e-05
| 2017/18 | 6/12/2017 | PLANNED | 35420 | 92 | 385 | 0.044607 | 0.00011586
| 2017/18 | 6/12/2017 | PLANNED | 5354 | 18 | 297.4444 | 0.0067428 | 2.2669e-05
| 2017/18 | 6/12/2017 | PLANNED | 7819 | 26 | 300.7308 | 0.0098471 | 3.2744e-05
| 2017/18 | 6/12/2017 | PLANNED | 2350 | 8 | 293.75 | 0.0029596 | 1.0075e-05
| 2017/18 | 6/12/2017 | PLANNED | 584 | 146 | 4 | 0.00073548 | 0.00018387
| 2017/18 | 6/12/2017 | PLANNED | 2436 | 22 | 110.7273 | 0.0030679 | 2.7706e-05
| 2017/18 | 6/12/2017 | PLANNED | 972 | 4 | 243 | 0.0012241 | 5.0375e-06
| 2017/18 | 6/12/2017 | PLANNED | 80 | 1 | 80 | 0.00010075 | 1.2594e-06
| 2017/18 | 6/12/2017 | PLANNED | 140 | 7 | 20 | 0.00017631 | 8.8157e-06
| 2017/18 | 6/12/2017 | PLANNED | 8856 | 41 | 216 | 0.011153 | 5.1635e-05
| 2017/18 | 6/12/2017 | PLANNED | 2041 | 13 | 157 | 0.0025704 | 1.6372e-05
| 2017/18 | 6/12/2017 | PLANNED | 1792 | 7 | 256 | 0.0022568 | 8.8157e-06
| 2017/18 | 6/12/2017 | PLANNED | 392 | 4 | 98 | 0.00049368 | 5.0375e-06
| 2017/18 | 6/12/2017 | PLANNED | 260 | 13 | 20 | 0.00032744 | 1.6372e-05
| 2017/18 | 6/12/2017 | PLANNED | 448 | 28 | 16 | 0.0005642 | 3.5263e-05
| 2017/18 | 6/12/2017 | PLANNED | 148 | 37 | 4 | 0.00018639 | 4.6597e-05
| 2017/18 | 6/12/2017 | PLANNED | 540 | 27 | 20 | 0.00068007 | 3.4003e-05
| 2017/18 | 6/12/2017 | PLANNED | 558 | 31 | 18 | 0.00070274 | 3.9041e-05
| 2017/18 | 6/12/2017 | PLANNED | 60 | 4 | 15 | 7.5563e-05 | 5.0375e-06
| 2017/18 | 6/12/2017 | PLANNED | 1740 | 35 | 49.7143 | 0.0021913 | 4.4078e-05
| 2017/18 | 6/12/2017 | PLANNED | 78 | 3 | 26 | 9.8232e-05 | 3.7782e-06
| 2017/18 | 6/12/2017 | PLANNED | 21 | 3 | 7 | 2.6447e-05 | 3.7782e-06
| 2017/18 | 6/12/2017 | PLANNED | 28 | 1 | 28 | 3.5263e-05 | 1.2594e-06
| 2017/18 | 6/12/2017 | PLANNED | 75 | 3 | 25 | 9.4454e-05 | 3.7782e-06
| 2017/18 | 6/12/2017 | PLANNED | 56 | 4 | 14 | 7.0526e-05 | 5.0375e-06
| 2017/18 | 6/12/2017 | PLANNED | 27 | 1 | 27 | 3.4003e-05 | 1.2594e-06
| 2017/18 | 6/12/2017 | PLANNED | 672 | 24 | 28 | 0.00084631 | 3.0225e-05
| 2017/18 | 6/12/2017 | PLANNED | 208 | 4 | 52 | 0.00026195 | 5.0375e-06
| 2017/18 | 6/12/2017 | PLANNED | 52 | 1 | 52 | 6.5488e-05 | 1.2594e-06
| 2017/18 | 7/12/2017 | PLANNED | 72 | 1 | 72 | 9.0676e-05 | 1.2594e-06
| 2017/18 | 7/12/2017 | PLANNED | 18335 | 95 | 193 | 0.023091 | 0.00011964
| 2017/18 | 7/12/2017 | PLANNED | 53586 | 231 | 231.974 | 0.067485 | 0.00029092
| 2017/18 | 7/12/2017 | PLANNED | 16985 | 43 | 395 | 0.021391 | 5.4154e-05
| 2017/18 | 7/12/2017 | PLANNED | 52 | 2 | 26 | 6.5488e-05 | 2.5188e-06
| 2017/18 | 7/12/2017 | PLANNED | 2774 | 38 | 73 | 0.0034935 | 4.7857e-05
| 2017/18 | 7/12/2017 | PLANNED | 42336 | 147 | 288 | 0.053317 | 0.00018513
| 2017/18 | 7/12/2017 | PLANNED | 3920 | 14 | 280 | 0.0049368 | 1.7631e-05
| 2017/18 | 7/12/2017 | PLANNED | 8840 | 34 | 260 | 0.011133 | 4.2819e-05
| 2017/18 | 7/12/2017 | PLANNED | 630 | 63 | 10 | 0.00079341 | 7.9341e-05
| 2017/18 | 7/12/2017 | PLANNED | 6750 | 18 | 375 | 0.0085009 | 2.2669e-05
| 2017/18 | 7/12/2017 | PLANNED | 112 | 2 | 56 | 0.00014105 | 2.5188e-06
| 2017/18 | 7/12/2017 | PLANNED | 3670 | 13 | 282.3077 | 0.0046219 | 1.6372e-05
| 2017/18 | 7/12/2017 | PLANNED | 10438 | 46 | 226.913 | 0.013145 | 5.7932e-05
| 2017/18 | 7/12/2017 | PLANNED | 2150 | 5 | 430 | 0.0027077 | 6.2969e-06
| 2017/18 | 7/12/2017 | PLANNED | 2223 | 9 | 247 | 0.0027996 | 1.1334e-05
| 2017/18 | 7/12/2017 | PLANNED | 3119 | 25 | 124.76 | 0.003928 | 3.1485e-05
| 2017/18 | 7/12/2017 | PLANNED | 3400 | 12 | 283.3333 | 0.0042819 | 1.5113e-05
| 2017/18 | 7/12/2017 | PLANNED | 1355 | 6 | 225.8333 | 0.0017065 | 7.5563e-06
| 2017/18 | 7/12/2017 | PLANNED | 100 | 5 | 20 | 0.00012594 | 6.2969e-06
| 2017/18 | 7/12/2017 | PLANNED | 160 | 1 | 160 | 0.0002015 | 1.2594e-06
| 2017/18 | 7/12/2017 | PLANNED | 72 | 8 | 9 | 9.0676e-05 | 1.0075e-05
| 2017/18 | 7/12/2017 | PLANNED | 240 | 4 | 60 | 0.00030225 | 5.0375e-06
| 2017/18 | 7/12/2017 | PLANNED | 25 | 1 | 25 | 3.1485e-05 | 1.2594e-06
| 2017/18 | 8/12/2017 | PLANNED | 13931 | 155 | 89.8774 | 0.017545 | 0.0001952
| 2017/18 | 8/12/2017 | PLANNED | 96 | 2 | 48 | 0.0001209 | 2.5188e-06
| 2017/18 | 8/12/2017 | PLANNED | 9 | 3 | 3 | 1.1334e-05 | 3.7782e-06
| 2017/18 | 8/12/2017 | PLANNED | 26 | 1 | 26 | 3.2744e-05 | 1.2594e-06
| 2017/18 | 8/12/2017 | PLANNED | 1333 | 31 | 43 | 0.0016788 | 3.9041e-05
| 2017/18 | 8/12/2017 | PLANNED | 900 | 36 | 25 | 0.0011334 | 4.5338e-05
| 2017/18 | 8/12/2017 | PLANNED | 49 | 3 | 16.3333 | 6.171e-05 | 3.7782e-06
| 2017/18 | 8/12/2017 | PLANNED | 4554 | 66 | 69 | 0.0057352 | 8.3119e-05
| 2017/18 | 8/12/2017 | PLANNED | 150907 | 409 | 368.9658 | 0.19005 | 0.00051509
| 2017/18 | 8/12/2017 | PLANNED | 307 | 19 | 16.1579 | 0.00038663 | 2.3928e-05
| 2017/18 | 8/12/2017 | PLANNED | 60 | 1 | 60 | 7.5563e-05 | 1.2594e-06
| 2017/18 | 8/12/2017 | PLANNED | 570 | 19 | 30 | 0.00071785 | 2.3928e-05
| 2017/18 | 8/12/2017 | PLANNED | 13276 | 44 | 301.7273 | 0.01672 | 5.5413e-05
| 2017/18 | 8/12/2017 | PLANNED | 4420 | 13 | 340 | 0.0055665 | 1.6372e-05
| 2017/18 | 8/12/2017 | PLANNED | 4655 | 245 | 19 | 0.0058624 | 0.00030855
| 2017/18 | 8/12/2017 | PLANNED | 28779 | 98 | 293.6633 | 0.036244 | 0.00012342
| 2017/18 | 8/12/2017 | PLANNED | 3720 | 24 | 155 | 0.0046849 | 3.0225e-05
| 2017/18 | 8/12/2017 | PLANNED | 14 | 2 | 7 | 1.7631e-05 | 2.5188e-06
| 2017/18 | 8/12/2017 | PLANNED | 31 | 2 | 15.5 | 3.9041e-05 | 2.5188e-06
| 2017/18 | 8/12/2017 | PLANNED | 2394 | 133 | 18 | 0.003015 | 0.0001675
| 2017/18 | 8/12/2017 | PLANNED | 135 | 5 | 27 | 0.00017002 | 6.2969e-06
| 2017/18 | 8/12/2017 | PLANNED | 54 | 3 | 18 | 6.8007e-05 | 3.7782e-06
| 2017/18 | 8/12/2017 | PLANNED | 20 | 4 | 5 | 2.5188e-05 | 5.0375e-06
| 2017/18 | 8/12/2017 | PLANNED | 240 | 24 | 10 | 0.00030225 | 3.0225e-05
| 2017/18 | 8/12/2017 | PLANNED | 48 | 2 | 24 | 6.0451e-05 | 2.5188e-06
| 2017/18 | 8/12/2017 | PLANNED | 64 | 8 | 8 | 8.0601e-05 | 1.0075e-05
| 2017/18 | 8/12/2017 | PLANNED | 340 | 17 | 20 | 0.00042819 | 2.141e-05
| 2017/18 | 8/12/2017 | PLANNED | 2040 | 17 | 120 | 0.0025691 | 2.141e-05
| 2017/18 | 8/12/2017 | PLANNED | 367 | 19 | 19.3158 | 0.00046219 | 2.3928e-05
| 2017/18 | 8/12/2017 | PLANNED | 3762 | 18 | 209 | 0.0047378 | 2.2669e-05
| 2017/18 | 8/12/2017 | PLANNED | 18 | 1 | 18 | 2.2669e-05 | 1.2594e-06
| 2017/18 | 8/12/2017 | PLANNED | 1067 | 31 | 34.4194 | 0.0013438 | 3.9041e-05
| 2017/18 | 8/12/2017 | PLANNED | 2173 | 41 | 53 | 0.0027366 | 5.1635e-05
| 2017/18 | 8/12/2017 | PLANNED | 224 | 32 | 7 | 0.0002821 | 4.03e-05
| 2017/18 | 8/12/2017 | PLANNED | 552 | 46 | 12 | 0.00069518 | 5.7932e-05
| 2017/18 | 8/12/2017 | PLANNED | 216 | 24 | 9 | 0.00027203 | 3.0225e-05
| 2017/18 | 9/12/2017 | PLANNED | 14168 | 44 | 322 | 0.017843 | 5.5413e-05
| 2017/18 | 9/12/2017 | PLANNED | 6886 | 22 | 313 | 0.0086721 | 2.7706e-05
| 2017/18 | 9/12/2017 | PLANNED | 2520 | 21 | 120 | 0.0031737 | 2.6447e-05
| 2017/18 | 10/12/2017 | PLANNED | 72 | 6 | 12 | 9.0676e-05 | 7.5563e-06
| 2017/18 | 10/12/2017 | PLANNED | 11267 | 30 | 375.5667 | 0.014189 | 3.7782e-05
| 2017/18 | 10/12/2017 | PLANNED | 39 | 1 | 39 | 4.9116e-05 | 1.2594e-06
| 2017/18 | 10/12/2017 | PLANNED | 11250 | 25 | 450 | 0.014168 | 3.1485e-05
| 2017/18 | 10/12/2017 | PLANNED | 2488 | 8 | 311 | 0.0031334 | 1.0075e-05
| 2017/18 | 10/12/2017 | PLANNED | 240 | 20 | 12 | 0.00030225 | 2.5188e-05
| 2017/18 | 10/12/2017 | PLANNED | 6120 | 24 | 255 | 0.0077074 | 3.0225e-05
| 2017/18 | 10/12/2017 | PLANNED | 228 | 2 | 114 | 0.00028714 | 2.5188e-06
| 2017/18 | 10/12/2017 | PLANNED | 3420 | 36 | 95 | 0.0043071 | 4.5338e-05
| 2017/18 | 10/12/2017 | PLANNED | 260 | 1 | 260 | 0.00032744 | 1.2594e-06
| 2017/18 | 10/12/2017 | PLANNED | 76 | 1 | 76 | 9.5713e-05 | 1.2594e-06
| 2017/18 | 10/12/2017 | PLANNED | 33 | 3 | 11 | 4.156e-05 | 3.7782e-06
| 2017/18 | 10/12/2017 | PLANNED | 5880 | 24 | 245 | 0.0074052 | 3.0225e-05
| 2017/18 | 10/12/2017 | PLANNED | 240 | 24 | 10 | 0.00030225 | 3.0225e-05
| 2017/18 | 10/12/2017 | PLANNED | 180 | 15 | 12 | 0.00022669 | 1.8891e-05
| 2017/18 | 10/12/2017 | PLANNED | 44 | 2 | 22 | 5.5413e-05 | 2.5188e-06
| 2017/18 | 10/12/2017 | PLANNED | 440 | 40 | 11 | 0.00055413 | 5.0375e-05
| 2017/18 | 10/12/2017 | PLANNED | 9114 | 62 | 147 | 0.011478 | 7.8082e-05
| 2017/18 | 10/12/2017 | PLANNED | 204 | 17 | 12 | 0.00025691 | 2.141e-05
| 2017/18 | 10/12/2017 | PLANNED | 70 | 2 | 35 | 8.8157e-05 | 2.5188e-06
| 2017/18 | 10/12/2017 | PLANNED | 270 | 18 | 15 | 0.00034003 | 2.2669e-05
| 2017/18 | 10/12/2017 | PLANNED | 65 | 5 | 13 | 8.186e-05 | 6.2969e-06
| 2017/18 | 10/12/2017 | PLANNED | 37 | 1 | 37 | 4.6597e-05 | 1.2594e-06
| 2017/18 | 11/12/2017 | PLANNED | 1110 | 3 | 370 | 0.0013979 | 3.7782e-06
| 2017/18 | 11/12/2017 | PLANNED | 6150 | 2 | 3075 | 0.0077452 | 2.5188e-06
| 2017/18 | 11/12/2017 | PLANNED | 616 | 28 | 22 | 0.00077578 | 3.5263e-05
| 2017/18 | 11/12/2017 | PLANNED | 4141 | 101 | 41 | 0.0052151 | 0.0001272
| 2017/18 | 11/12/2017 | PLANNED | 49 | 2 | 24.5 | 6.171e-05 | 2.5188e-06
| 2017/18 | 11/12/2017 | PLANNED | 204 | 34 | 6 | 0.00025691 | 4.2819e-05
| 2017/18 | 11/12/2017 | PLANNED | 1520 | 10 | 152 | 0.0019143 | 1.2594e-05
| 2017/18 | 11/12/2017 | PLANNED | 800 | 2 | 400 | 0.0010075 | 2.5188e-06
| 2017/18 | 11/12/2017 | PLANNED | 660 | 30 | 22 | 0.00083119 | 3.7782e-05
| 2017/18 | 11/12/2017 | PLANNED | 1572 | 12 | 131 | 0.0019798 | 1.5113e-05
| 2017/18 | 11/12/2017 | PLANNED | 7650 | 15 | 510 | 0.0096343 | 1.8891e-05
| 2017/18 | 11/12/2017 | PLANNED | 2100 | 7 | 300 | 0.0026447 | 8.8157e-06
| 2017/18 | 11/12/2017 | PLANNED | 9156 | 109 | 84 | 0.011531 | 0.00013727
| 2017/18 | 11/12/2017 | PLANNED | 308 | 1 | 308 | 0.00038789 | 1.2594e-06
| 2017/18 | 11/12/2017 | PLANNED | 297 | 11 | 27 | 0.00037404 | 1.3853e-05
| 2017/18 | 11/12/2017 | PLANNED | 44 | 1 | 44 | 5.5413e-05 | 1.2594e-06
| 2017/18 | 11/12/2017 | PLANNED | 276 | 6 | 46 | 0.00034759 | 7.5563e-06
| 2017/18 | 11/12/2017 | PLANNED | 48 | 2 | 24 | 6.0451e-05 | 2.5188e-06
| 2017/18 | 11/12/2017 | PLANNED | 27 | 3 | 9 | 3.4003e-05 | 3.7782e-06
| 2017/18 | 11/12/2017 | PLANNED | 32 | 2 | 16 | 4.03e-05 | 2.5188e-06
| 2017/18 | 11/12/2017 | PLANNED | 310 | 5 | 62 | 0.00039041 | 6.2969e-06
| 2017/18 | 11/12/2017 | PLANNED | 192 | 3 | 64 | 0.0002418 | 3.7782e-06
| 2017/18 | 11/12/2017 | PLANNED | 11934 | 234 | 51 | 0.01503 | 0.0002947
| 2017/18 | 11/12/2017 | PLANNED | 34 | 1 | 34 | 4.2819e-05 | 1.2594e-06
| 2017/18 | 11/12/2017 | PLANNED | 84 | 4 | 21 | 0.00010579 | 5.0375e-06
| 2017/18 | 11/12/2017 | PLANNED | 80 | 2 | 40 | 0.00010075 | 2.5188e-06
| 2017/18 | 11/12/2017 | PLANNED | 624 | 2 | 312 | 0.00078586 | 2.5188e-06
| 2017/18 | 12/12/2017 | PLANNED | 1840 | 80 | 23 | 0.0023173 | 0.00010075
| 2017/18 | 12/12/2017 | PLANNED | 456 | 24 | 19 | 0.00057428 | 3.0225e-05
| 2017/18 | 12/12/2017 | PLANNED | 759 | 33 | 23 | 0.00095587 | 4.156e-05
| 2017/18 | 12/12/2017 | PLANNED | 90 | 5 | 18 | 0.00011334 | 6.2969e-06
| 2017/18 | 12/12/2017 | PLANNED | 1316 | 47 | 28 | 0.0016574 | 5.9191e-05
| 2017/18 | 12/12/2017 | PLANNED | 8 | 1 | 8 | 1.0075e-05 | 1.2594e-06
| 2017/18 | 12/12/2017 | PLANNED | 1425 | 57 | 25 | 0.0017946 | 7.1785e-05
| 2017/18 | 12/12/2017 | PLANNED | 141 | 7 | 20.1429 | 0.00017757 | 8.8157e-06
| 2017/18 | 12/12/2017 | PLANNED | 161 | 7 | 23 | 0.00020276 | 8.8157e-06
| 2017/18 | 12/12/2017 | PLANNED | 102 | 3 | 34 | 0.00012846 | 3.7782e-06
| 2017/18 | 12/12/2017 | PLANNED | 63674 | 158 | 403 | 0.08019 | 0.00019898
| 2017/18 | 12/12/2017 | PLANNED | 7650 | 25 | 306 | 0.0096343 | 3.1485e-05
| 2017/18 | 12/12/2017 | PLANNED | 57924 | 169 | 342.7456 | 0.072949 | 0.00021284
| 2017/18 | 12/12/2017 | PLANNED | 1672 | 44 | 38 | 0.0021057 | 5.5413e-05
| 2017/18 | 12/12/2017 | PLANNED | 170 | 17 | 10 | 0.0002141 | 2.141e-05
| 2017/18 | 12/12/2017 | PLANNED | 1015 | 7 | 145 | 0.0012783 | 8.8157e-06
| 2017/18 | 12/12/2017 | PLANNED | 1690 | 13 | 130 | 0.0021284 | 1.6372e-05
| 2017/18 | 12/12/2017 | PLANNED | 12876 | 37 | 348 | 0.016216 | 4.6597e-05
| 2017/18 | 12/12/2017 | PLANNED | 260 | 1 | 260 | 0.00032744 | 1.2594e-06
| 2017/18 | 12/12/2017 | PLANNED | 465 | 4 | 116.25 | 0.00058561 | 5.0375e-06
| 2017/18 | 12/12/2017 | PLANNED | 2656 | 8 | 332 | 0.0033449 | 1.0075e-05
| 2017/18 | 12/12/2017 | PLANNED | 8487 | 123 | 69 | 0.010688 | 0.0001549
| 2017/18 | 12/12/2017 | PLANNED | 1000 | 8 | 125 | 0.0012594 | 1.0075e-05
| 2017/18 | 12/12/2017 | PLANNED | 5760 | 16 | 360 | 0.0072541 | 2.015e-05
| 2017/18 | 12/12/2017 | PLANNED | 1166 | 53 | 22 | 0.0014684 | 6.6747e-05
| 2017/18 | 12/12/2017 | PLANNED | 20 | 2 | 10 | 2.5188e-05 | 2.5188e-06
| 2017/18 | 12/12/2017 | PLANNED | 10955 | 35 | 313 | 0.013797 | 4.4078e-05
| 2017/18 | 12/12/2017 | PLANNED | 540 | 9 | 60 | 0.00068007 | 1.1334e-05
| 2017/18 | 12/12/2017 | PLANNED | 1143 | 6 | 190.5 | 0.0014395 | 7.5563e-06
| 2017/18 | 12/12/2017 | PLANNED | 728 | 56 | 13 | 0.00091683 | 7.0526e-05
| 2017/18 | 12/12/2017 | PLANNED | 345 | 1 | 345 | 0.00043449 | 1.2594e-06
| 2017/18 | 12/12/2017 | PLANNED | 200 | 1 | 200 | 0.00025188 | 1.2594e-06
| 2017/18 | 12/12/2017 | PLANNED | 31062 | 93 | 334 | 0.039119 | 0.00011712
| 2017/18 | 12/12/2017 | PLANNED | 760 | 4 | 190 | 0.00095713 | 5.0375e-06
| 2017/18 | 12/12/2017 | PLANNED | 432 | 16 | 27 | 0.00054405 | 2.015e-05
| 2017/18 | 12/12/2017 | PLANNED | 27 | 1 | 27 | 3.4003e-05 | 1.2594e-06
| 2017/18 | 12/12/2017 | PLANNED | 54 | 3 | 18 | 6.8007e-05 | 3.7782e-06
| 2017/18 | 12/12/2017 | PLANNED | 46 | 2 | 23 | 5.7932e-05 | 2.5188e-06
| 2017/18 | 12/12/2017 | PLANNED | 134 | 1 | 134 | 0.00016876 | 1.2594e-06
| 2017/18 | 12/12/2017 | PLANNED | 71 | 1 | 71 | 8.9416e-05 | 1.2594e-06
| 2017/18 | 12/12/2017 | PLANNED | 116 | 2 | 58 | 0.00014609 | 2.5188e-06
| 2017/18 | 12/12/2017 | PLANNED | 330 | 15 | 22 | 0.0004156 | 1.8891e-05
| 2017/18 | 12/12/2017 | PLANNED | 70 | 3 | 23.3333 | 8.8157e-05 | 3.7782e-06
| 2017/18 | 12/12/2017 | PLANNED | 875 | 35 | 25 | 0.001102 | 4.4078e-05
| 2017/18 | 12/12/2017 | PLANNED | 119 | 17 | 7 | 0.00014987 | 2.141e-05
| 2017/18 | 12/12/2017 | PLANNED | 1428 | 42 | 34 | 0.0017984 | 5.2894e-05
| 2017/18 | 12/12/2017 | PLANNED | 140 | 7 | 20 | 0.00017631 | 8.8157e-06
| 2017/18 | 12/12/2017 | PLANNED | 1904 | 17 | 112 | 0.0023979 | 2.141e-05
| 2017/18 | 12/12/2017 | PLANNED | 30 | 1 | 30 | 3.7782e-05 | 1.2594e-06
| 2017/18 | 12/12/2017 | PLANNED | 25 | 5 | 5 | 3.1485e-05 | 6.2969e-06
| 2017/18 | 12/12/2017 | PLANNED | 100 | 4 | 25 | 0.00012594 | 5.0375e-06
| 2017/18 | 12/12/2017 | PLANNED | 16 | 2 | 8 | 2.015e-05 | 2.5188e-06
| 2017/18 | 13/12/2017 | PLANNED | 2024 | 23 | 88 | 0.002549 | 2.8966e-05
| 2017/18 | 13/12/2017 | PLANNED | 920 | 1 | 920 | 0.0011586 | 1.2594e-06
| 2017/18 | 13/12/2017 | PLANNED | 210 | 42 | 5 | 0.00026447 | 5.2894e-05
| 2017/18 | 13/12/2017 | PLANNED | 16820 | 58 | 290 | 0.021183 | 7.3044e-05
| 2017/18 | 13/12/2017 | PLANNED | 128 | 8 | 16 | 0.0001612 | 1.0075e-05
| 2017/18 | 13/12/2017 | PLANNED | 540 | 4 | 135 | 0.00068007 | 5.0375e-06
| 2017/18 | 13/12/2017 | PLANNED | 540 | 4 | 135 | 0.00068007 | 5.0375e-06
| 2017/18 | 13/12/2017 | PLANNED | 9146 | 34 | 269 | 0.011518 | 4.2819e-05
| 2017/18 | 13/12/2017 | PLANNED | 138 | 7 | 19.7143 | 0.0001738 | 8.8157e-06
| 2017/18 | 13/12/2017 | PLANNED | 19740 | 94 | 210 | 0.02486 | 0.00011838
| 2017/18 | 13/12/2017 | PLANNED | 230 | 1 | 230 | 0.00028966 | 1.2594e-06
| 2017/18 | 13/12/2017 | PLANNED | 238 | 14 | 17 | 0.00029973 | 1.7631e-05
| 2017/18 | 13/12/2017 | PLANNED | 6700 | 44 | 152.2727 | 0.0084379 | 5.5413e-05
| 2017/18 | 13/12/2017 | PLANNED | 391 | 2 | 195.5 | 0.00049242 | 2.5188e-06
| 2017/18 | 13/12/2017 | PLANNED | 20 | 1 | 20 | 2.5188e-05 | 1.2594e-06
| 2017/18 | 13/12/2017 | PLANNED | 13 | 1 | 13 | 1.6372e-05 | 1.2594e-06
| 2017/18 | 13/12/2017 | PLANNED | 12540 | 38 | 330 | 0.015793 | 4.7857e-05
| 2017/18 | 13/12/2017 | PLANNED | 11556 | 108 | 107 | 0.014553 | 0.00013601
| 2017/18 | 13/12/2017 | PLANNED | 109 | 1 | 109 | 0.00013727 | 1.2594e-06
| 2017/18 | 13/12/2017 | PLANNED | 1120 | 8 | 140 | 0.0014105 | 1.0075e-05
| 2017/18 | 13/12/2017 | PLANNED | 160 | 8 | 20 | 0.0002015 | 1.0075e-05
| 2017/18 | 13/12/2017 | PLANNED | 180 | 4 | 45 | 0.00022669 | 5.0375e-06
| 2017/18 | 13/12/2017 | PLANNED | 72 | 3 | 24 | 9.0676e-05 | 3.7782e-06
| 2017/18 | 13/12/2017 | PLANNED | 3220 | 28 | 115 | 0.0040552 | 3.5263e-05
| 2017/18 | 13/12/2017 | PLANNED | 475 | 25 | 19 | 0.00059821 | 3.1485e-05
| 2017/18 | 13/12/2017 | PLANNED | 608 | 8 | 76 | 0.00076571 | 1.0075e-05
| 2017/18 | 13/12/2017 | PLANNED | 405 | 15 | 27 | 0.00051005 | 1.8891e-05
| 2017/18 | 13/12/2017 | PLANNED | 152 | 14 | 10.8571 | 0.00019143 | 1.7631e-05
| 2017/18 | 13/12/2017 | PLANNED | 60 | 3 | 20 | 7.5563e-05 | 3.7782e-06
| 2017/18 | 13/12/2017 | PLANNED | 150 | 5 | 30 | 0.00018891 | 6.2969e-06
| 2017/18 | 13/12/2017 | PLANNED | 36 | 2 | 18 | 4.5338e-05 | 2.5188e-06
| 2017/18 | 13/12/2017 | PLANNED | 230 | 10 | 23 | 0.00028966 | 1.2594e-05
| 2017/18 | 14/12/2017 | PLANNED | 1160 | 58 | 20 | 0.0014609 | 7.3044e-05
| 2017/18 | 14/12/2017 | PLANNED | 684 | 36 | 19 | 0.00086142 | 4.5338e-05
| 2017/18 | 14/12/2017 | PLANNED | 1856 | 58 | 32 | 0.0023374 | 7.3044e-05
| 2017/18 | 14/12/2017 | PLANNED | 144 | 12 | 12 | 0.00018135 | 1.5113e-05
| 2017/18 | 14/12/2017 | PLANNED | 1817 | 79 | 23 | 0.0022883 | 9.9491e-05
| 2017/18 | 14/12/2017 | PLANNED | 864 | 27 | 32 | 0.0010881 | 3.4003e-05
| 2017/18 | 14/12/2017 | PLANNED | 1824 | 76 | 24 | 0.0022971 | 9.5713e-05
| 2017/18 | 14/12/2017 | PLANNED | 320 | 16 | 20 | 0.000403 | 2.015e-05
| 2017/18 | 14/12/2017 | PLANNED | 616 | 22 | 28 | 0.00077578 | 2.7706e-05
| 2017/18 | 14/12/2017 | PLANNED | 1524 | 6 | 254 | 0.0019193 | 7.5563e-06
| 2017/18 | 14/12/2017 | PLANNED | 7823 | 25 | 312.92 | 0.0098522 | 3.1485e-05
| 2017/18 | 14/12/2017 | PLANNED | 612 | 34 | 18 | 0.00077074 | 4.2819e-05
| 2017/18 | 14/12/2017 | PLANNED | 162 | 9 | 18 | 0.00020402 | 1.1334e-05
| 2017/18 | 14/12/2017 | PLANNED | 26063 | 67 | 389 | 0.032823 | 8.4379e-05
| 2017/18 | 14/12/2017 | PLANNED | 537 | 25 | 21.48 | 0.00067629 | 3.1485e-05
| 2017/18 | 14/12/2017 | PLANNED | 5707 | 13 | 439 | 0.0071873 | 1.6372e-05
| 2017/18 | 14/12/2017 | PLANNED | 570 | 2 | 285 | 0.00071785 | 2.5188e-06
| 2017/18 | 14/12/2017 | PLANNED | 2587 | 13 | 199 | 0.003258 | 1.6372e-05
| 2017/18 | 14/12/2017 | PLANNED | 23375 | 85 | 275 | 0.029438 | 0.00010705
| 2017/18 | 14/12/2017 | PLANNED | 3660 | 12 | 305 | 0.0046094 | 1.5113e-05
| 2017/18 | 14/12/2017 | PLANNED | 6920 | 20 | 346 | 0.0087149 | 2.5188e-05
| 2017/18 | 14/12/2017 | PLANNED | 1275 | 51 | 25 | 0.0016057 | 6.4229e-05
| 2017/18 | 14/12/2017 | PLANNED | 103 | 1 | 103 | 0.00012972 | 1.2594e-06
| 2017/18 | 14/12/2017 | PLANNED | 10065 | 33 | 305 | 0.012676 | 4.156e-05
| 2017/18 | 14/12/2017 | PLANNED | 93 | 3 | 31 | 0.00011712 | 3.7782e-06
| 2017/18 | 14/12/2017 | PLANNED | 5688 | 24 | 237 | 0.0071634 | 3.0225e-05
| 2017/18 | 14/12/2017 | PLANNED | 34 | 2 | 17 | 4.2819e-05 | 2.5188e-06
| 2017/18 | 14/12/2017 | PLANNED | 3214 | 12 | 267.8333 | 0.0040477 | 1.5113e-05
| 2017/18 | 14/12/2017 | PLANNED | 6796 | 25 | 271.84 | 0.0085588 | 3.1485e-05
| 2017/18 | 14/12/2017 | PLANNED | 3861 | 117 | 33 | 0.0048625 | 0.00014735
| 2017/18 | 14/12/2017 | PLANNED | 48 | 3 | 16 | 6.0451e-05 | 3.7782e-06
| 2017/18 | 14/12/2017 | PLANNED | 352 | 19 | 18.5263 | 0.0004433 | 2.3928e-05
| 2017/18 | 14/12/2017 | PLANNED | 500 | 20 | 25 | 0.00062969 | 2.5188e-05
| 2017/18 | 14/12/2017 | PLANNED | 183 | 18 | 10.1667 | 0.00023047 | 2.2669e-05
| 2017/18 | 14/12/2017 | PLANNED | 300 | 4 | 75 | 0.00037782 | 5.0375e-06
| 2017/18 | 14/12/2017 | PLANNED | 1736 | 7 | 248 | 0.0021863 | 8.8157e-06
| 2017/18 | 14/12/2017 | PLANNED | 15 | 1 | 15 | 1.8891e-05 | 1.2594e-06
| 2017/18 | 14/12/2017 | PLANNED | 24 | 1 | 24 | 3.0225e-05 | 1.2594e-06
| 2017/18 | 14/12/2017 | PLANNED | 418 | 19 | 22 | 0.00052642 | 2.3928e-05
| 2017/18 | 14/12/2017 | PLANNED | 42 | 3 | 14 | 5.2894e-05 | 3.7782e-06
| 2017/18 | 14/12/2017 | PLANNED | 135 | 9 | 15 | 0.00017002 | 1.1334e-05
| 2017/18 | 14/12/2017 | PLANNED | 508 | 4 | 127 | 0.00063977 | 5.0375e-06
| 2017/18 | 14/12/2017 | PLANNED | 5 | 1 | 5 | 6.2969e-06 | 1.2594e-06
| 2017/18 | 14/12/2017 | PLANNED | 2 | 2 | 1 | 2.5188e-06 | 2.5188e-06
| 2017/18 | 14/12/2017 | PLANNED | 65 | 5 | 13 | 8.186e-05 | 6.2969e-06
| 2017/18 | 14/12/2017 | PLANNED | 36 | 2 | 18 | 4.5338e-05 | 2.5188e-06
| 2017/18 | 15/12/2017 | PLANNED | 840 | 35 | 24 | 0.0010579 | 4.4078e-05
| 2017/18 | 15/12/2017 | PLANNED | 540 | 36 | 15 | 0.00068007 | 4.5338e-05
| 2017/18 | 15/12/2017 | PLANNED | 288 | 9 | 32 | 0.0003627 | 1.1334e-05
| 2017/18 | 15/12/2017 | PLANNED | 18 | 1 | 18 | 2.2669e-05 | 1.2594e-06
| 2017/18 | 15/12/2017 | PLANNED | 5786 | 22 | 263 | 0.0072868 | 2.7706e-05
| 2017/18 | 15/12/2017 | PLANNED | 4560 | 48 | 95 | 0.0057428 | 6.0451e-05
| 2017/18 | 15/12/2017 | PLANNED | 4218 | 20 | 210.9 | 0.0053121 | 2.5188e-05
| 2017/18 | 15/12/2017 | PLANNED | 358 | 2 | 179 | 0.00045086 | 2.5188e-06
| 2017/18 | 15/12/2017 | PLANNED | 414 | 2 | 207 | 0.00052139 | 2.5188e-06
| 2017/18 | 15/12/2017 | PLANNED | 220 | 22 | 10 | 0.00027706 | 2.7706e-05
| 2017/18 | 15/12/2017 | PLANNED | 966 | 3 | 322 | 0.0012166 | 3.7782e-06
| 2017/18 | 15/12/2017 | PLANNED | 12529 | 67 | 187 | 0.015779 | 8.4379e-05
| 2017/18 | 15/12/2017 | PLANNED | 11390 | 34 | 335 | 0.014344 | 4.2819e-05
| 2017/18 | 15/12/2017 | PLANNED | 16664 | 149 | 111.8389 | 0.020986 | 0.00018765
| 2017/18 | 15/12/2017 | PLANNED | 67 | 1 | 67 | 8.4379e-05 | 1.2594e-06
| 2017/18 | 15/12/2017 | PLANNED | 1065 | 5 | 213 | 0.0013412 | 6.2969e-06
| 2017/18 | 15/12/2017 | PLANNED | 4641 | 17 | 273 | 0.0058448 | 2.141e-05
| 2017/18 | 15/12/2017 | PLANNED | 4848 | 24 | 202 | 0.0061055 | 3.0225e-05
| 2017/18 | 15/12/2017 | PLANNED | 36 | 2 | 18 | 4.5338e-05 | 2.5188e-06
| 2017/18 | 15/12/2017 | PLANNED | 8200 | 41 | 200 | 0.010327 | 5.1635e-05
| 2017/18 | 15/12/2017 | PLANNED | 630 | 3 | 210 | 0.00079341 | 3.7782e-06
| 2017/18 | 15/12/2017 | PLANNED | 6402 | 22 | 291 | 0.0080626 | 2.7706e-05
| 2017/18 | 15/12/2017 | PLANNED | 4655 | 19 | 245 | 0.0058624 | 2.3928e-05
| 2017/18 | 15/12/2017 | PLANNED | 4930 | 17 | 290 | 0.0062088 | 2.141e-05
| 2017/18 | 15/12/2017 | PLANNED | 68 | 4 | 17 | 8.5638e-05 | 5.0375e-06
| 2017/18 | 15/12/2017 | PLANNED | 21 | 1 | 21 | 2.6447e-05 | 1.2594e-06
| 2017/18 | 15/12/2017 | PLANNED | 42 | 2 | 21 | 5.2894e-05 | 2.5188e-06
| 2017/18 | 15/12/2017 | PLANNED | 6660 | 30 | 222 | 0.0083875 | 3.7782e-05
| 2017/18 | 15/12/2017 | PLANNED | 51 | 3 | 17 | 6.4229e-05 | 3.7782e-06
| 2017/18 | 15/12/2017 | PLANNED | 261 | 9 | 29 | 0.0003287 | 1.1334e-05
| 2017/18 | 15/12/2017 | PLANNED | 690 | 46 | 15 | 0.00086898 | 5.7932e-05
| 2017/18 | 15/12/2017 | PLANNED | 63 | 3 | 21 | 7.9341e-05 | 3.7782e-06
| 2017/18 | 15/12/2017 | PLANNED | 24 | 2 | 12 | 3.0225e-05 | 2.5188e-06
| 2017/18 | 15/12/2017 | PLANNED | 4495 | 31 | 145 | 0.0056609 | 3.9041e-05
| 2017/18 | 15/12/2017 | PLANNED | 11 | 1 | 11 | 1.3853e-05 | 1.2594e-06
| 2017/18 | 15/12/2017 | PLANNED | 222 | 2 | 111 | 0.00027958 | 2.5188e-06
| 2017/18 | 15/12/2017 | PLANNED | 4 | 1 | 4 | 5.0375e-06 | 1.2594e-06
| 2017/18 | 15/12/2017 | PLANNED | 3632 | 20 | 181.6 | 0.0045741 | 2.5188e-05
| 2017/18 | 16/12/2017 | PLANNED | 3305 | 17 | 194.4118 | 0.0041623 | 2.141e-05
| 2017/18 | 16/12/2017 | PLANNED | 3024 | 16 | 189 | 0.0038084 | 2.015e-05
| 2017/18 | 16/12/2017 | PLANNED | 6223 | 18 | 345.7222 | 0.0078372 | 2.2669e-05
| 2017/18 | 16/12/2017 | PLANNED | 25216 | 47 | 536.5106 | 0.031757 | 5.9191e-05
| 2017/18 | 16/12/2017 | PLANNED | 2726 | 21 | 129.8095 | 0.0034331 | 2.6447e-05
| 2017/18 | 17/12/2017 | PLANNED | 6096 | 46 | 132.5217 | 0.0076772 | 5.7932e-05
| 2017/18 | 17/12/2017 | PLANNED | 1600 | 4 | 400 | 0.002015 | 5.0375e-06
| 2017/18 | 17/12/2017 | PLANNED | 1175 | 5 | 235 | 0.0014798 | 6.2969e-06
| 2017/18 | 17/12/2017 | PLANNED | 625 | 5 | 125 | 0.00078712 | 6.2969e-06
| 2017/18 | 17/12/2017 | PLANNED | 744 | 2 | 372 | 0.00093698 | 2.5188e-06
| 2017/18 | 17/12/2017 | PLANNED | 49536 | 129 | 384 | 0.062385 | 0.00016246
| 2017/18 | 17/12/2017 | PLANNED | 7774 | 23 | 338 | 0.0097905 | 2.8966e-05
| 2017/18 | 17/12/2017 | PLANNED | 6180 | 15 | 412 | 0.007783 | 1.8891e-05
| 2017/18 | 17/12/2017 | PLANNED | 2552 | 22 | 116 | 0.003214 | 2.7706e-05
| 2017/18 | 17/12/2017 | PLANNED | 3060 | 18 | 170 | 0.0038537 | 2.2669e-05
| 2017/18 | 17/12/2017 | PLANNED | 2848 | 32 | 89 | 0.0035867 | 4.03e-05
| 2017/18 | 18/12/2017 | PLANNED | 1005 | 67 | 15 | 0.0012657 | 8.4379e-05
| 2017/18 | 18/12/2017 | PLANNED | 1680 | 56 | 30 | 0.0021158 | 7.0526e-05
| 2017/18 | 18/12/2017 | PLANNED | 192 | 16 | 12 | 0.0002418 | 2.015e-05
| 2017/18 | 18/12/2017 | PLANNED | 325 | 25 | 13 | 0.0004093 | 3.1485e-05
| 2017/18 | 18/12/2017 | PLANNED | 57 | 3 | 19 | 7.1785e-05 | 3.7782e-06
| 2017/18 | 18/12/2017 | PLANNED | 120 | 12 | 10 | 0.00015113 | 1.5113e-05
| 2017/18 | 18/12/2017 | PLANNED | 464 | 16 | 29 | 0.00058435 | 2.015e-05
| 2017/18 | 18/12/2017 | PLANNED | 2970 | 1 | 2970 | 0.0037404 | 1.2594e-06
| 2017/18 | 18/12/2017 | PLANNED | 864 | 27 | 32 | 0.0010881 | 3.4003e-05
| 2017/18 | 18/12/2017 | PLANNED | 7718 | 46 | 167.7826 | 0.0097199 | 5.7932e-05
| 2017/18 | 18/12/2017 | PLANNED | 70 | 1 | 70 | 8.8157e-05 | 1.2594e-06
| 2017/18 | 18/12/2017 | PLANNED | 672 | 42 | 16 | 0.00084631 | 5.2894e-05
| 2017/18 | 18/12/2017 | PLANNED | 51 | 1 | 51 | 6.4229e-05 | 1.2594e-06
| 2017/18 | 18/12/2017 | PLANNED | 5823 | 32 | 181.9688 | 0.0073334 | 4.03e-05
| 2017/18 | 18/12/2017 | PLANNED | 1080 | 24 | 45 | 0.0013601 | 3.0225e-05
| 2017/18 | 18/12/2017 | PLANNED | 7104 | 37 | 192 | 0.0089467 | 4.6597e-05
| 2017/18 | 18/12/2017 | PLANNED | 32277 | 83 | 388.8795 | 0.040649 | 0.00010453
| 2017/18 | 18/12/2017 | PLANNED | 450 | 45 | 10 | 0.00056672 | 5.6672e-05
| 2017/18 | 18/12/2017 | PLANNED | 1014 | 48 | 21.125 | 0.001277 | 6.0451e-05
| 2017/18 | 18/12/2017 | PLANNED | 1242 | 9 | 138 | 0.0015642 | 1.1334e-05
| 2017/18 | 18/12/2017 | PLANNED | 20 | 1 | 20 | 2.5188e-05 | 1.2594e-06
| 2017/18 | 18/12/2017 | PLANNED | 1066 | 26 | 41 | 0.0013425 | 3.2744e-05
| 2017/18 | 18/12/2017 | PLANNED | 392 | 8 | 49 | 0.00049368 | 1.0075e-05
| 2017/18 | 18/12/2017 | PLANNED | 120 | 3 | 40 | 0.00015113 | 3.7782e-06
| 2017/18 | 18/12/2017 | PLANNED | 31 | 1 | 31 | 3.9041e-05 | 1.2594e-06
| 2017/18 | 18/12/2017 | PLANNED | 25 | 1 | 25 | 3.1485e-05 | 1.2594e-06
| 2017/18 | 18/12/2017 | PLANNED | 21 | 1 | 21 | 2.6447e-05 | 1.2594e-06
| 2017/18 | 18/12/2017 | PLANNED | 650 | 26 | 25 | 0.0008186 | 3.2744e-05
| 2017/18 | 18/12/2017 | PLANNED | 280 | 28 | 10 | 0.00035263 | 3.5263e-05
| 2017/18 | 18/12/2017 | PLANNED | 34 | 2 | 17 | 4.2819e-05 | 2.5188e-06
| 2017/18 | 18/12/2017 | PLANNED | 23 | 1 | 23 | 2.8966e-05 | 1.2594e-06
| 2017/18 | 18/12/2017 | PLANNED | 62 | 2 | 31 | 7.8082e-05 | 2.5188e-06
| 2017/18 | 18/12/2017 | PLANNED | 1008 | 21 | 48 | 0.0012695 | 2.6447e-05
| 2017/18 | 18/12/2017 | PLANNED | 106 | 2 | 53 | 0.00013349 | 2.5188e-06
| 2017/18 | 18/12/2017 | PLANNED | 50 | 2 | 25 | 6.2969e-05 | 2.5188e-06
| 2017/18 | 18/12/2017 | PLANNED | 13 | 1 | 13 | 1.6372e-05 | 1.2594e-06
| 2017/18 | 18/12/2017 | PLANNED | 17 | 1 | 17 | 2.141e-05 | 1.2594e-06
| 2017/18 | 18/12/2017 | PLANNED | 30 | 1 | 30 | 3.7782e-05 | 1.2594e-06
| 2017/18 | 18/12/2017 | PLANNED | 114 | 3 | 38 | 0.00014357 | 3.7782e-06
| 2017/18 | 18/12/2017 | PLANNED | 50 | 2 | 25 | 6.2969e-05 | 2.5188e-06
| 2017/18 | 19/12/2017 | PLANNED | 1904 | 68 | 28 | 0.0023979 | 8.5638e-05
| 2017/18 | 19/12/2017 | PLANNED | 1106 | 79 | 14 | 0.0013929 | 9.9491e-05
| 2017/18 | 19/12/2017 | PLANNED | 8712 | 99 | 88 | 0.010972 | 0.00012468
| 2017/18 | 19/12/2017 | PLANNED | 1170 | 39 | 30 | 0.0014735 | 4.9116e-05
| 2017/18 | 19/12/2017 | PLANNED | 2552 | 88 | 29 | 0.003214 | 0.00011083
| 2017/18 | 19/12/2017 | PLANNED | 2900 | 10 | 290 | 0.0036522 | 1.2594e-05
| 2017/18 | 19/12/2017 | PLANNED | 740 | 37 | 20 | 0.00093195 | 4.6597e-05
| 2017/18 | 19/12/2017 | PLANNED | 1481 | 61 | 24.2787 | 0.0018652 | 7.6823e-05
| 2017/18 | 19/12/2017 | PLANNED | 502 | 2 | 251 | 0.00063221 | 2.5188e-06
| 2017/18 | 19/12/2017 | PLANNED | 22 | 1 | 22 | 2.7706e-05 | 1.2594e-06
| 2017/18 | 19/12/2017 | PLANNED | 128 | 7 | 18.2857 | 0.0001612 | 8.8157e-06
| 2017/18 | 19/12/2017 | PLANNED | 8982 | 45 | 199.6 | 0.011312 | 5.6672e-05
| 2017/18 | 19/12/2017 | PLANNED | 30226 | 119 | 254 | 0.038066 | 0.00014987
| 2017/18 | 19/12/2017 | PLANNED | 3588 | 12 | 299 | 0.0045187 | 1.5113e-05
| 2017/18 | 19/12/2017 | PLANNED | 1470 | 5 | 294 | 0.0018513 | 6.2969e-06
| 2017/18 | 19/12/2017 | PLANNED | 3759 | 21 | 179 | 0.004734 | 2.6447e-05
| 2017/18 | 19/12/2017 | PLANNED | 2484 | 12 | 207 | 0.0031283 | 1.5113e-05
| 2017/18 | 19/12/2017 | PLANNED | 130 | 1 | 130 | 0.00016372 | 1.2594e-06
| 2017/18 | 19/12/2017 | PLANNED | 307 | 2 | 153.5 | 0.00038663 | 2.5188e-06
| 2017/18 | 19/12/2017 | PLANNED | 6627 | 27 | 245.4444 | 0.0083459 | 3.4003e-05
| 2017/18 | 19/12/2017 | PLANNED | 15 | 1 | 15 | 1.8891e-05 | 1.2594e-06
| 2017/18 | 19/12/2017 | PLANNED | 72 | 3 | 24 | 9.0676e-05 | 3.7782e-06
| 2017/18 | 19/12/2017 | PLANNED | 639 | 3 | 213 | 0.00080475 | 3.7782e-06
| 2017/18 | 19/12/2017 | PLANNED | 30625 | 125 | 245 | 0.038569 | 0.00015742
| 2017/18 | 19/12/2017 | PLANNED | 4675 | 25 | 187 | 0.0058876 | 3.1485e-05
| 2017/18 | 19/12/2017 | PLANNED | 3565 | 23 | 155 | 0.0044897 | 2.8966e-05
| 2017/18 | 19/12/2017 | PLANNED | 54 | 2 | 27 | 6.8007e-05 | 2.5188e-06
| 2017/18 | 19/12/2017 | PLANNED | 8280 | 36 | 230 | 0.010428 | 4.5338e-05
| 2017/18 | 19/12/2017 | PLANNED | 2184 | 28 | 78 | 0.0027505 | 3.5263e-05
| 2017/18 | 19/12/2017 | PLANNED | 10 | 1 | 10 | 1.2594e-05 | 1.2594e-06
| 2017/18 | 19/12/2017 | PLANNED | 7887 | 33 | 239 | 0.0099328 | 4.156e-05
| 2017/18 | 19/12/2017 | PLANNED | 99 | 3 | 33 | 0.00012468 | 3.7782e-06
| 2017/18 | 19/12/2017 | PLANNED | 30 | 1 | 30 | 3.7782e-05 | 1.2594e-06
| 2017/18 | 19/12/2017 | PLANNED | 602 | 25 | 24.08 | 0.00075815 | 3.1485e-05
| 2017/18 | 19/12/2017 | PLANNED | 24 | 2 | 12 | 3.0225e-05 | 2.5188e-06
| 2017/18 | 19/12/2017 | PLANNED | 66 | 6 | 11 | 8.3119e-05 | 7.5563e-06
| 2017/18 | 19/12/2017 | PLANNED | 754 | 26 | 29 | 0.00094958 | 3.2744e-05
| 2017/18 | 19/12/2017 | PLANNED | 44 | 2 | 22 | 5.5413e-05 | 2.5188e-06
| 2017/18 | 19/12/2017 | PLANNED | 34 | 2 | 17 | 4.2819e-05 | 2.5188e-06
| 2017/18 | 19/12/2017 | PLANNED | 24 | 2 | 12 | 3.0225e-05 | 2.5188e-06
| 2017/18 | 19/12/2017 | PLANNED | 21 | 1 | 21 | 2.6447e-05 | 1.2594e-06
| 2017/18 | 19/12/2017 | PLANNED | 20 | 1 | 20 | 2.5188e-05 | 1.2594e-06
| 2017/18 | 19/12/2017 | PLANNED | 33 | 1 | 33 | 4.156e-05 | 1.2594e-06
| 2017/18 | 19/12/2017 | PLANNED | 11 | 1 | 11 | 1.3853e-05 | 1.2594e-06
| 2017/18 | 19/12/2017 | PLANNED | 8 | 1 | 8 | 1.0075e-05 | 1.2594e-06
| 2017/18 | 19/12/2017 | PLANNED | 22 | 1 | 22 | 2.7706e-05 | 1.2594e-06
| 2017/18 | 19/12/2017 | PLANNED | 38 | 1 | 38 | 4.7857e-05 | 1.2594e-06
| 2017/18 | 19/12/2017 | PLANNED | 72 | 3 | 24 | 9.0676e-05 | 3.7782e-06
| 2017/18 | 19/12/2017 | PLANNED | 26 | 2 | 13 | 3.2744e-05 | 2.5188e-06
| 2017/18 | 19/12/2017 | PLANNED | 46 | 2 | 23 | 5.7932e-05 | 2.5188e-06
| 2017/18 | 19/12/2017 | PLANNED | 66 | 3 | 22 | 8.3119e-05 | 3.7782e-06
| 2017/18 | 19/12/2017 | PLANNED | 285 | 19 | 15 | 0.00035892 | 2.3928e-05
| 2017/18 | 19/12/2017 | PLANNED | 15 | 1 | 15 | 1.8891e-05 | 1.2594e-06
| 2017/18 | 19/12/2017 | PLANNED | 51 | 1 | 51 | 6.4229e-05 | 1.2594e-06
| 2017/18 | 19/12/2017 | PLANNED | 15 | 1 | 15 | 1.8891e-05 | 1.2594e-06
| 2017/18 | 19/12/2017 | PLANNED | 1435 | 7 | 205 | 0.0018072 | 8.8157e-06
| 2017/18 | 19/12/2017 | PLANNED | 14 | 1 | 14 | 1.7631e-05 | 1.2594e-06
| 2017/18 | 19/12/2017 | PLANNED | 44 | 2 | 22 | 5.5413e-05 | 2.5188e-06
| 2017/18 | 19/12/2017 | PLANNED | 36 | 2 | 18 | 4.5338e-05 | 2.5188e-06
| 2017/18 | 19/12/2017 | PLANNED | 12 | 1 | 12 | 1.5113e-05 | 1.2594e-06
| 2017/18 | 19/12/2017 | PLANNED | 15 | 1 | 15 | 1.8891e-05 | 1.2594e-06
| 2017/18 | 19/12/2017 | PLANNED | 76 | 2 | 38 | 9.5713e-05 | 2.5188e-06
| 2017/18 | 20/12/2017 | PLANNED | 9007 | 25 | 360.28 | 0.011343 | 3.1485e-05
| 2017/18 | 20/12/2017 | PLANNED | 518 | 37 | 14 | 0.00065236 | 4.6597e-05
| 2017/18 | 20/12/2017 | PLANNED | 2261 | 17 | 133 | 0.0028475 | 2.141e-05
| 2017/18 | 20/12/2017 | PLANNED | 7644 | 42 | 182 | 0.0096267 | 5.2894e-05
| 2017/18 | 20/12/2017 | PLANNED | 55 | 1 | 55 | 6.9266e-05 | 1.2594e-06
| 2017/18 | 20/12/2017 | PLANNED | 78 | 2 | 39 | 9.8232e-05 | 2.5188e-06
| 2017/18 | 21/12/2017 | PLANNED | 27030 | 102 | 265 | 0.034041 | 0.00012846
| 2017/18 | 21/12/2017 | PLANNED | 8775 | 33 | 265.9091 | 0.011051 | 4.156e-05
| 2017/18 | 21/12/2017 | PLANNED | 100 | 1 | 100 | 0.00012594 | 1.2594e-06
| 2017/18 | 21/12/2017 | PLANNED | 1422 | 7 | 203.1429 | 0.0017908 | 8.8157e-06
| 2017/18 | 21/12/2017 | PLANNED | 120 | 4 | 30 | 0.00015113 | 5.0375e-06
| 2017/18 | 21/12/2017 | PLANNED | 3904 | 32 | 122 | 0.0049166 | 4.03e-05
| 2017/18 | 21/12/2017 | PLANNED | 10 | 1 | 10 | 1.2594e-05 | 1.2594e-06
| 2017/18 | 21/12/2017 | PLANNED | 9099 | 52 | 174.9808 | 0.011459 | 6.5488e-05
| 2017/18 | 21/12/2017 | PLANNED | 204 | 3 | 68 | 0.00025691 | 3.7782e-06
| 2017/18 | 21/12/2017 | PLANNED | 132 | 4 | 33 | 0.00016624 | 5.0375e-06
| 2017/18 | 21/12/2017 | PLANNED | 40 | 4 | 10 | 5.0375e-05 | 5.0375e-06
| 2017/18 | 21/12/2017 | PLANNED | 6210 | 27 | 230 | 0.0078208 | 3.4003e-05
| 2017/18 | 21/12/2017 | PLANNED | 38 | 2 | 19 | 4.7857e-05 | 2.5188e-06
| 2017/18 | 21/12/2017 | PLANNED | 780 | 78 | 10 | 0.00098232 | 9.8232e-05
| 2017/18 | 21/12/2017 | PLANNED | 20 | 1 | 20 | 2.5188e-05 | 1.2594e-06
| 2017/18 | 21/12/2017 | PLANNED | 832 | 13 | 64 | 0.0010478 | 1.6372e-05
| 2017/18 | 21/12/2017 | PLANNED | 986 | 17 | 58 | 0.0012418 | 2.141e-05
| 2017/18 | 22/12/2017 | PLANNED | 20 | 1 | 20 | 2.5188e-05 | 1.2594e-06
| 2017/18 | 22/12/2017 | PLANNED | 2204 | 19 | 116 | 0.0027757 | 2.3928e-05
| 2017/18 | 22/12/2017 | PLANNED | 34 | 1 | 34 | 4.2819e-05 | 1.2594e-06
| 2017/18 | 22/12/2017 | PLANNED | 288 | 4 | 72 | 0.0003627 | 5.0375e-06
| 2017/18 | 22/12/2017 | PLANNED | 32 | 1 | 32 | 4.03e-05 | 1.2594e-06
| 2017/18 | 22/12/2017 | PLANNED | 24 | 1 | 24 | 3.0225e-05 | 1.2594e-06
| 2017/18 | 22/12/2017 | PLANNED | 26 | 1 | 26 | 3.2744e-05 | 1.2594e-06
| 2017/18 | 27/12/2017 | PLANNED | 1250 | 4 | 312.5 | 0.0015742 | 5.0375e-06
| 2017/18 | 27/12/2017 | PLANNED | 8667 | 27 | 321 | 0.010915 | 3.4003e-05
| 2017/18 | 27/12/2017 | PLANNED | 420 | 14 | 30 | 0.00052894 | 1.7631e-05
| 2017/18 | 27/12/2017 | PLANNED | 15 | 1 | 15 | 1.8891e-05 | 1.2594e-06
| 2017/18 | 27/12/2017 | PLANNED | 300 | 12 | 25 | 0.00037782 | 1.5113e-05
| 2017/18 | 27/12/2017 | PLANNED | 330 | 11 | 30 | 0.0004156 | 1.3853e-05
| 2017/18 | 27/12/2017 | PLANNED | 288 | 18 | 16 | 0.0003627 | 2.2669e-05
| 2017/18 | 27/12/2017 | PLANNED | 68 | 4 | 17 | 8.5638e-05 | 5.0375e-06
| 2017/18 | 27/12/2017 | PLANNED | 225 | 15 | 15 | 0.00028336 | 1.8891e-05
| 2017/18 | 27/12/2017 | PLANNED | 1260 | 90 | 14 | 0.0015868 | 0.00011334
| 2017/18 | 27/12/2017 | PLANNED | 84 | 7 | 12 | 0.00010579 | 8.8157e-06
| 2017/18 | 28/12/2017 | PLANNED | 286 | 22 | 13 | 0.00036018 | 2.7706e-05
| 2017/18 | 28/12/2017 | PLANNED | 808 | 8 | 101 | 0.0010176 | 1.0075e-05
| 2017/18 | 28/12/2017 | PLANNED | 975 | 75 | 13 | 0.0012279 | 9.4454e-05
| 2017/18 | 28/12/2017 | PLANNED | 190 | 1 | 190 | 0.00023928 | 1.2594e-06
| 2017/18 | 28/12/2017 | PLANNED | 2145 | 13 | 165 | 0.0027014 | 1.6372e-05
| 2017/18 | 28/12/2017 | PLANNED | 7525 | 22 | 342.0455 | 0.0094769 | 2.7706e-05
| 2017/18 | 28/12/2017 | PLANNED | 5111 | 19 | 269 | 0.0064367 | 2.3928e-05
| 2017/18 | 29/12/2017 | PLANNED | 750 | 10 | 75 | 0.00094454 | 1.2594e-05
| 2017/18 | 29/12/2017 | PLANNED | 1155 | 49 | 23.5714 | 0.0014546 | 6.171e-05
| 2017/18 | 29/12/2017 | PLANNED | 495 | 33 | 15 | 0.0006234 | 4.156e-05
| 2017/18 | 29/12/2017 | PLANNED | 522 | 29 | 18 | 0.0006574 | 3.6522e-05
| 2017/18 | 29/12/2017 | PLANNED | 5440 | 32 | 170 | 0.0068511 | 4.03e-05
| 2017/18 | 29/12/2017 | PLANNED | 196 | 2 | 98 | 0.00024684 | 2.5188e-06
| 2017/18 | 29/12/2017 | PLANNED | 90 | 1 | 90 | 0.00011334 | 1.2594e-06
| 2017/18 | 29/12/2017 | PLANNED | 17231 | 51 | 337.8627 | 0.0217 | 6.4229e-05
| 2017/18 | 29/12/2017 | PLANNED | 294 | 14 | 21 | 0.00037026 | 1.7631e-05
| 2017/18 | 29/12/2017 | PLANNED | 1650 | 22 | 75 | 0.002078 | 2.7706e-05
| 2017/18 | 2/01/2018 | PLANNED | 5566 | 26 | 214.0769 | 0.0068573 | 3.2032e-05
| 2017/18 | 2/01/2018 | PLANNED | 4851 | 99 | 49 | 0.0059764 | 0.00012197
| 2017/18 | 2/01/2018 | PLANNED | 16 | 1 | 16 | 1.9712e-05 | 1.232e-06
| 2017/18 | 2/01/2018 | PLANNED | 30 | 1 | 30 | 3.696e-05 | 1.232e-06
| 2017/18 | 2/01/2018 | PLANNED | 250 | 2 | 125 | 0.000308 | 2.464e-06
| 2017/18 | 2/01/2018 | PLANNED | 100 | 2 | 50 | 0.0001232 | 2.464e-06
| 2017/18 | 2/01/2018 | PLANNED | 4161 | 73 | 57 | 0.0051263 | 8.9935e-05
| 2017/18 | 2/01/2018 | PLANNED | 132 | 3 | 44 | 0.00016262 | 3.696e-06
| 2017/18 | 3/01/2018 | PLANNED | 122 | 1 | 122 | 0.0001503 | 1.232e-06
| 2017/18 | 3/01/2018 | PLANNED | 775 | 5 | 155 | 0.00095479 | 6.16e-06
| 2017/18 | 3/01/2018 | PLANNED | 775 | 5 | 155 | 0.00095479 | 6.16e-06
| 2017/18 | 3/01/2018 | PLANNED | 1320 | 4 | 330 | 0.0016262 | 4.928e-06
| 2017/18 | 3/01/2018 | PLANNED | 778 | 11 | 70.7273 | 0.00095849 | 1.3552e-05
| 2017/18 | 3/01/2018 | PLANNED | 62 | 1 | 62 | 7.6383e-05 | 1.232e-06
| 2017/18 | 3/01/2018 | PLANNED | 4200 | 12 | 350 | 0.0051744 | 1.4784e-05
| 2017/18 | 3/01/2018 | PLANNED | 15 | 1 | 15 | 1.848e-05 | 1.232e-06
| 2017/18 | 3/01/2018 | PLANNED | 62 | 2 | 31 | 7.6383e-05 | 2.464e-06
| 2017/18 | 3/01/2018 | PLANNED | 252 | 4 | 63 | 0.00031046 | 4.928e-06
| 2017/18 | 3/01/2018 | PLANNED | 4648 | 17 | 273.4118 | 0.0057263 | 2.0944e-05
| 2017/18 | 3/01/2018 | PLANNED | 5856 | 48 | 122 | 0.0072145 | 5.9136e-05
| 2017/18 | 3/01/2018 | PLANNED | 2306 | 8 | 288.25 | 0.002841 | 9.8559e-06
| 2017/18 | 3/01/2018 | PLANNED | 232 | 4 | 58 | 0.00028582 | 4.928e-06
| 2017/18 | 3/01/2018 | PLANNED | 22 | 1 | 22 | 2.7104e-05 | 1.232e-06
| 2017/18 | 3/01/2018 | PLANNED | 25 | 1 | 25 | 3.08e-05 | 1.232e-06
| 2017/18 | 3/01/2018 | PLANNED | 60 | 3 | 20 | 7.3919e-05 | 3.696e-06
| 2017/18 | 3/01/2018 | PLANNED | 33 | 3 | 11 | 4.0656e-05 | 3.696e-06
| 2017/18 | 4/01/2018 | PLANNED | 218 | 2 | 109 | 0.00026857 | 2.464e-06
| 2017/18 | 4/01/2018 | PLANNED | 2367 | 9 | 263 | 0.0029161 | 1.1088e-05
| 2017/18 | 4/01/2018 | PLANNED | 24253 | 79 | 307 | 0.029879 | 9.7327e-05
| 2017/18 | 4/01/2018 | PLANNED | 2745 | 45 | 61 | 0.0033818 | 5.544e-05
| 2017/18 | 4/01/2018 | PLANNED | 5790 | 30 | 193 | 0.0071332 | 3.696e-05
| 2017/18 | 4/01/2018 | PLANNED | 159645 | 435 | 367 | 0.19668 | 0.00053592
| 2017/18 | 4/01/2018 | PLANNED | 51696 | 107 | 483.1402 | 0.063689 | 0.00013182
| 2017/18 | 4/01/2018 | PLANNED | 12576 | 32 | 393 | 0.015494 | 3.9424e-05
| 2017/18 | 4/01/2018 | PLANNED | 351 | 27 | 13 | 0.00043243 | 3.3264e-05
| 2017/18 | 4/01/2018 | PLANNED | 95 | 1 | 95 | 0.00011704 | 1.232e-06
| 2017/18 | 4/01/2018 | PLANNED | 9 | 3 | 3 | 1.1088e-05 | 3.696e-06
| 2017/18 | 4/01/2018 | PLANNED | 23 | 1 | 23 | 2.8336e-05 | 1.232e-06
| 2017/18 | 4/01/2018 | PLANNED | 80 | 1 | 80 | 9.8559e-05 | 1.232e-06
| 2017/18 | 5/01/2018 | PLANNED | 3105 | 23 | 135 | 0.0038253 | 2.8336e-05
| 2017/18 | 5/01/2018 | PLANNED | 1551 | 47 | 33 | 0.0019108 | 5.7904e-05
| 2017/18 | 5/01/2018 | PLANNED | 1750 | 7 | 250 | 0.002156 | 8.6239e-06
| 2017/18 | 5/01/2018 | PLANNED | 5423 | 25 | 216.92 | 0.0066811 | 3.08e-05
| 2017/18 | 5/01/2018 | PLANNED | 100 | 2 | 50 | 0.0001232 | 2.464e-06
| 2017/18 | 5/01/2018 | PLANNED | 4 | 1 | 4 | 4.928e-06 | 1.232e-06
| 2017/18 | 5/01/2018 | PLANNED | 969 | 17 | 57 | 0.0011938 | 2.0944e-05
| 2017/18 | 5/01/2018 | PLANNED | 12 | 4 | 3 | 1.4784e-05 | 4.928e-06
| 2017/18 | 5/01/2018 | PLANNED | 16 | 1 | 16 | 1.9712e-05 | 1.232e-06
| 2017/18 | 5/01/2018 | PLANNED | 6 | 2 | 3 | 7.3919e-06 | 2.464e-06
| 2017/18 | 5/01/2018 | PLANNED | 27 | 1 | 27 | 3.3264e-05 | 1.232e-06
| 2017/18 | 5/01/2018 | PLANNED | 23 | 1 | 23 | 2.8336e-05 | 1.232e-06
| 2017/18 | 7/01/2018 | PLANNED | 1590 | 5 | 318 | 0.0019589 | 6.16e-06
| 2017/18 | 8/01/2018 | PLANNED | 93620 | 31 | 3020 | 0.11534 | 3.8192e-05
| 2017/18 | 8/01/2018 | PLANNED | 5348 | 28 | 191 | 0.0065887 | 3.4496e-05
| 2017/18 | 8/01/2018 | PLANNED | 3216 | 57 | 56.4211 | 0.0039621 | 7.0224e-05
| 2017/18 | 8/01/2018 | PLANNED | 226 | 2 | 113 | 0.00027843 | 2.464e-06
| 2017/18 | 8/01/2018 | PLANNED | 1656 | 46 | 36 | 0.0020402 | 5.6672e-05
| 2017/18 | 8/01/2018 | PLANNED | 26 | 1 | 26 | 3.2032e-05 | 1.232e-06
| 2017/18 | 8/01/2018 | PLANNED | 34 | 2 | 17 | 4.1888e-05 | 2.464e-06
| 2017/18 | 8/01/2018 | PLANNED | 253 | 11 | 23 | 0.00031169 | 1.3552e-05
| 2017/18 | 8/01/2018 | PLANNED | 22113 | 81 | 273 | 0.027243 | 9.9791e-05
| 2017/18 | 8/01/2018 | PLANNED | 20 | 1 | 20 | 2.464e-05 | 1.232e-06
| 2017/18 | 8/01/2018 | PLANNED | 30 | 2 | 15 | 3.696e-05 | 2.464e-06
| 2017/18 | 8/01/2018 | PLANNED | 1216 | 38 | 32 | 0.0014981 | 4.6816e-05
| 2017/18 | 8/01/2018 | PLANNED | 650 | 26 | 25 | 0.00080079 | 3.2032e-05
| 2017/18 | 8/01/2018 | PLANNED | 20 | 1 | 20 | 2.464e-05 | 1.232e-06
| 2017/18 | 8/01/2018 | PLANNED | 34 | 2 | 17 | 4.1888e-05 | 2.464e-06
| 2017/18 | 8/01/2018 | PLANNED | 675 | 27 | 25 | 0.00083159 | 3.3264e-05
| 2017/18 | 8/01/2018 | PLANNED | 459 | 17 | 27 | 0.00056548 | 2.0944e-05
| 2017/18 | 8/01/2018 | PLANNED | 20 | 1 | 20 | 2.464e-05 | 1.232e-06
| 2017/18 | 8/01/2018 | PLANNED | 34 | 2 | 17 | 4.1888e-05 | 2.464e-06
| 2017/18 | 9/01/2018 | PLANNED | 1300 | 5 | 260 | 0.0016016 | 6.16e-06
| 2017/18 | 9/01/2018 | PLANNED | 200 | 10 | 20 | 0.0002464 | 1.232e-05
| 2017/18 | 9/01/2018 | PLANNED | 160 | 8 | 20 | 0.00019712 | 9.8559e-06
| 2017/18 | 9/01/2018 | PLANNED | 52773 | 147 | 359 | 0.065016 | 0.0001811
| 2017/18 | 9/01/2018 | PLANNED | 112 | 1 | 112 | 0.00013798 | 1.232e-06
| 2017/18 | 9/01/2018 | PLANNED | 3525 | 47 | 75 | 0.0043428 | 5.7904e-05
| 2017/18 | 9/01/2018 | PLANNED | 3905 | 11 | 355 | 0.0048109 | 1.3552e-05
| 2017/18 | 9/01/2018 | PLANNED | 875 | 35 | 25 | 0.001078 | 4.312e-05
| 2017/18 | 9/01/2018 | PLANNED | 730 | 2 | 365 | 0.00089935 | 2.464e-06
| 2017/18 | 9/01/2018 | PLANNED | 8700 | 29 | 300 | 0.010718 | 3.5728e-05
| 2017/18 | 9/01/2018 | PLANNED | 2001 | 69 | 29 | 0.0024652 | 8.5007e-05
| 2017/18 | 9/01/2018 | PLANNED | 690 | 2 | 345 | 0.00085007 | 2.464e-06
| 2017/18 | 9/01/2018 | PLANNED | 4662 | 14 | 333 | 0.0057435 | 1.7248e-05
| 2017/18 | 9/01/2018 | PLANNED | 20301 | 67 | 303 | 0.025011 | 8.2543e-05
| 2017/18 | 9/01/2018 | PLANNED | 50 | 1 | 50 | 6.16e-05 | 1.232e-06
| 2017/18 | 9/01/2018 | PLANNED | 7525 | 43 | 175 | 0.0092707 | 5.2976e-05
| 2017/18 | 9/01/2018 | PLANNED | 540 | 3 | 180 | 0.00066528 | 3.696e-06
| 2017/18 | 9/01/2018 | PLANNED | 190 | 2 | 95 | 0.00023408 | 2.464e-06
| 2017/18 | 9/01/2018 | PLANNED | 1339 | 5 | 267.8 | 0.0016496 | 6.16e-06
| 2017/18 | 9/01/2018 | PLANNED | 1325 | 53 | 25 | 0.0016324 | 6.5296e-05
| 2017/18 | 9/01/2018 | PLANNED | 14 | 2 | 7 | 1.7248e-05 | 2.464e-06
| 2017/18 | 9/01/2018 | PLANNED | 80 | 1 | 80 | 9.8559e-05 | 1.232e-06
| 2017/18 | 9/01/2018 | PLANNED | 400 | 20 | 20 | 0.0004928 | 2.464e-05
| 2017/18 | 9/01/2018 | PLANNED | 125 | 5 | 25 | 0.000154 | 6.16e-06
| 2017/18 | 9/01/2018 | PLANNED | 2555 | 73 | 35 | 0.0031477 | 8.9935e-05
| 2017/18 | 9/01/2018 | PLANNED | 80 | 2 | 40 | 9.8559e-05 | 2.464e-06
| 2017/18 | 9/01/2018 | PLANNED | 461 | 22 | 20.9545 | 0.00056795 | 2.7104e-05
| 2017/18 | 9/01/2018 | PLANNED | 100 | 2 | 50 | 0.0001232 | 2.464e-06
| 2017/18 | 9/01/2018 | PLANNED | 50 | 1 | 50 | 6.16e-05 | 1.232e-06
| 2017/18 | 9/01/2018 | PLANNED | 80 | 5 | 16 | 9.8559e-05 | 6.16e-06
| 2017/18 | 9/01/2018 | PLANNED | 106 | 2 | 53 | 0.00013059 | 2.464e-06
| 2017/18 | 9/01/2018 | PLANNED | 189 | 3 | 63 | 0.00023285 | 3.696e-06
| 2017/18 | 9/01/2018 | PLANNED | 72 | 3 | 24 | 8.8703e-05 | 3.696e-06
| 2017/18 | 10/01/2018 | PLANNED | 200 | 4 | 50 | 0.0002464 | 4.928e-06
| 2017/18 | 10/01/2018 | PLANNED | 3277 | 29 | 113 | 0.0040372 | 3.5728e-05
| 2017/18 | 10/01/2018 | PLANNED | 70 | 2 | 35 | 8.6239e-05 | 2.464e-06
| 2017/18 | 10/01/2018 | PLANNED | 57 | 3 | 19 | 7.0224e-05 | 3.696e-06
| 2017/18 | 10/01/2018 | PLANNED | 90 | 2 | 45 | 0.00011088 | 2.464e-06
| 2017/18 | 10/01/2018 | PLANNED | 60 | 3 | 20 | 7.3919e-05 | 3.696e-06
| 2017/18 | 10/01/2018 | PLANNED | 102 | 6 | 17 | 0.00012566 | 7.3919e-06
| 2017/18 | 10/01/2018 | PLANNED | 1760 | 8 | 220 | 0.0021683 | 9.8559e-06
| 2017/18 | 10/01/2018 | PLANNED | 3900 | 13 | 300 | 0.0048048 | 1.6016e-05
| 2017/18 | 10/01/2018 | PLANNED | 1485 | 11 | 135 | 0.0018295 | 1.3552e-05
| 2017/18 | 10/01/2018 | PLANNED | 8580 | 26 | 330 | 0.01057 | 3.2032e-05
| 2017/18 | 10/01/2018 | PLANNED | 377 | 1 | 377 | 0.00046446 | 1.232e-06
| 2017/18 | 10/01/2018 | PLANNED | 6175 | 19 | 325 | 0.0076075 | 2.3408e-05
| 2017/18 | 10/01/2018 | PLANNED | 11842 | 31 | 382 | 0.014589 | 3.8192e-05
| 2017/18 | 10/01/2018 | PLANNED | 1824 | 8 | 228 | 0.0022472 | 9.8559e-06
| 2017/18 | 10/01/2018 | PLANNED | 734 | 2 | 367 | 0.00090428 | 2.464e-06
| 2017/18 | 10/01/2018 | PLANNED | 100 | 4 | 25 | 0.0001232 | 4.928e-06
| 2017/18 | 10/01/2018 | PLANNED | 166 | 7 | 23.7143 | 0.00020451 | 8.6239e-06
| 2017/18 | 10/01/2018 | PLANNED | 20 | 1 | 20 | 2.464e-05 | 1.232e-06
| 2017/18 | 10/01/2018 | PLANNED | 8385 | 31 | 270.4839 | 0.01033 | 3.8192e-05
| 2017/18 | 10/01/2018 | PLANNED | 328 | 4 | 82 | 0.00040409 | 4.928e-06
| 2017/18 | 10/01/2018 | PLANNED | 60 | 2 | 30 | 7.3919e-05 | 2.464e-06
| 2017/18 | 10/01/2018 | PLANNED | 14 | 2 | 7 | 1.7248e-05 | 2.464e-06
| 2017/18 | 10/01/2018 | PLANNED | 30 | 1 | 30 | 3.696e-05 | 1.232e-06
| 2017/18 | 10/01/2018 | PLANNED | 2120 | 8 | 265 | 0.0026118 | 9.8559e-06
| 2017/18 | 10/01/2018 | PLANNED | 120 | 6 | 20 | 0.00014784 | 7.3919e-06
| 2017/18 | 10/01/2018 | PLANNED | 17 | 1 | 17 | 2.0944e-05 | 1.232e-06
| 2017/18 | 10/01/2018 | PLANNED | 120 | 3 | 40 | 0.00014784 | 3.696e-06
| 2017/18 | 10/01/2018 | PLANNED | 4 | 1 | 4 | 4.928e-06 | 1.232e-06
| 2017/18 | 10/01/2018 | PLANNED | 7671 | 24 | 319.625 | 0.0094506 | 2.9568e-05
| 2017/18 | 10/01/2018 | PLANNED | 22 | 2 | 11 | 2.7104e-05 | 2.464e-06
| 2017/18 | 10/01/2018 | PLANNED | 14 | 2 | 7 | 1.7248e-05 | 2.464e-06
| 2017/18 | 10/01/2018 | PLANNED | 8615 | 40 | 215.375 | 0.010614 | 4.928e-05
| 2017/18 | 10/01/2018 | PLANNED | 1820 | 26 | 70 | 0.0022422 | 3.2032e-05
| 2017/18 | 10/01/2018 | PLANNED | 120 | 3 | 40 | 0.00014784 | 3.696e-06
| 2017/18 | 10/01/2018 | PLANNED | 411 | 3 | 137 | 0.00050635 | 3.696e-06
| 2017/18 | 10/01/2018 | PLANNED | 10375 | 83 | 125 | 0.012782 | 0.00010226
| 2017/18 | 10/01/2018 | PLANNED | 40 | 2 | 20 | 4.928e-05 | 2.464e-06
| 2017/18 | 10/01/2018 | PLANNED | 153 | 2 | 76.5 | 0.00018849 | 2.464e-06
| 2017/18 | 10/01/2018 | PLANNED | 140 | 7 | 20 | 0.00017248 | 8.6239e-06
| 2017/18 | 10/01/2018 | PLANNED | 451 | 17 | 26.5294 | 0.00055563 | 2.0944e-05
| 2017/18 | 10/01/2018 | PLANNED | 50 | 2 | 25 | 6.16e-05 | 2.464e-06
| 2017/18 | 10/01/2018 | PLANNED | 20 | 1 | 20 | 2.464e-05 | 1.232e-06
| 2017/18 | 10/01/2018 | PLANNED | 60 | 2 | 30 | 7.3919e-05 | 2.464e-06
| 2017/18 | 10/01/2018 | PLANNED | 50 | 2 | 25 | 6.16e-05 | 2.464e-06
| 2017/18 | 10/01/2018 | PLANNED | 30 | 2 | 15 | 3.696e-05 | 2.464e-06
| 2017/18 | 10/01/2018 | PLANNED | 4094 | 41 | 99.8537 | 0.0050438 | 5.0512e-05
| 2017/18 | 10/01/2018 | PLANNED | 15 | 3 | 5 | 1.848e-05 | 3.696e-06
| 2017/18 | 10/01/2018 | PLANNED | 80 | 4 | 20 | 9.8559e-05 | 4.928e-06
| 2017/18 | 10/01/2018 | PLANNED | 21 | 1 | 21 | 2.5872e-05 | 1.232e-06
| 2017/18 | 10/01/2018 | PLANNED | 16 | 1 | 16 | 1.9712e-05 | 1.232e-06
| 2017/18 | 10/01/2018 | PLANNED | 1258 | 17 | 74 | 0.0015498 | 2.0944e-05
| 2017/18 | 11/01/2018 | PLANNED | 8208 | 114 | 72 | 0.010112 | 0.00014045
| 2017/18 | 11/01/2018 | PLANNED | 17012 | 50 | 340.24 | 0.020959 | 6.16e-05
| 2017/18 | 11/01/2018 | PLANNED | 1742 | 134 | 13 | 0.0021461 | 0.00016509
| 2017/18 | 11/01/2018 | PLANNED | 217750 | 650 | 335 | 0.26827 | 0.00080079
| 2017/18 | 11/01/2018 | PLANNED | 13986 | 37 | 378 | 0.017231 | 4.5584e-05
| 2017/18 | 11/01/2018 | PLANNED | 3211 | 19 | 169 | 0.0039559 | 2.3408e-05
| 2017/18 | 11/01/2018 | PLANNED | 10291 | 41 | 251 | 0.012678 | 5.0512e-05
| 2017/18 | 11/01/2018 | PLANNED | 45 | 3 | 15 | 5.544e-05 | 3.696e-06
| 2017/18 | 11/01/2018 | PLANNED | 121 | 1 | 121 | 0.00014907 | 1.232e-06
| 2017/18 | 11/01/2018 | PLANNED | 3585 | 15 | 239 | 0.0044167 | 1.848e-05
| 2017/18 | 11/01/2018 | PLANNED | 43230 | 131 | 330 | 0.053259 | 0.00016139
| 2017/18 | 11/01/2018 | PLANNED | 1492 | 32 | 46.625 | 0.0018381 | 3.9424e-05
| 2017/18 | 11/01/2018 | PLANNED | 26 | 1 | 26 | 3.2032e-05 | 1.232e-06
| 2017/18 | 11/01/2018 | PLANNED | 44 | 4 | 11 | 5.4208e-05 | 4.928e-06
| 2017/18 | 11/01/2018 | PLANNED | 1295 | 7 | 185 | 0.0015954 | 8.6239e-06
| 2017/18 | 11/01/2018 | PLANNED | 180 | 4 | 45 | 0.00022176 | 4.928e-06
| 2017/18 | 11/01/2018 | PLANNED | 63 | 3 | 21 | 7.7615e-05 | 3.696e-06
| 2017/18 | 11/01/2018 | PLANNED | 13 | 1 | 13 | 1.6016e-05 | 1.232e-06
| 2017/18 | 12/01/2018 | PLANNED | 150 | 2 | 75 | 0.0001848 | 2.464e-06
| 2017/18 | 12/01/2018 | PLANNED | 202 | 2 | 101 | 0.00024886 | 2.464e-06
| 2017/18 | 12/01/2018 | PLANNED | 14380 | 49 | 293.4694 | 0.017716 | 6.0368e-05
| 2017/18 | 12/01/2018 | PLANNED | 5400 | 25 | 216 | 0.0066528 | 3.08e-05
| 2017/18 | 12/01/2018 | PLANNED | 420 | 7 | 60 | 0.00051744 | 8.6239e-06
| 2017/18 | 12/01/2018 | PLANNED | 4000 | 20 | 200 | 0.004928 | 2.464e-05
| 2017/18 | 12/01/2018 | PLANNED | 11040 | 40 | 276 | 0.013601 | 4.928e-05
| 2017/18 | 12/01/2018 | PLANNED | 340 | 2 | 170 | 0.00041888 | 2.464e-06
| 2017/18 | 12/01/2018 | PLANNED | 5400 | 40 | 135 | 0.0066528 | 4.928e-05
| 2017/18 | 12/01/2018 | PLANNED | 117 | 3 | 39 | 0.00014414 | 3.696e-06
| 2017/18 | 12/01/2018 | PLANNED | 37060 | 170 | 218 | 0.045658 | 0.00020944
| 2017/18 | 12/01/2018 | PLANNED | 495 | 55 | 9 | 0.00060984 | 6.776e-05
| 2017/18 | 12/01/2018 | PLANNED | 11700 | 52 | 225 | 0.014414 | 6.4064e-05
| 2017/18 | 12/01/2018 | PLANNED | 1899 | 9 | 211 | 0.0023396 | 1.1088e-05
| 2017/18 | 12/01/2018 | PLANNED | 1080 | 4 | 270 | 0.0013306 | 4.928e-06
| 2017/18 | 12/01/2018 | PLANNED | 168 | 8 | 21 | 0.00020697 | 9.8559e-06
| 2017/18 | 12/01/2018 | PLANNED | 52 | 2 | 26 | 6.4064e-05 | 2.464e-06
| 2017/18 | 12/01/2018 | PLANNED | 1365 | 7 | 195 | 0.0016817 | 8.6239e-06
| 2017/18 | 12/01/2018 | PLANNED | 2535 | 13 | 195 | 0.0031231 | 1.6016e-05
| 2017/18 | 12/01/2018 | PLANNED | 30 | 2 | 15 | 3.696e-05 | 2.464e-06
| 2017/18 | 12/01/2018 | PLANNED | 36 | 2 | 18 | 4.4352e-05 | 2.464e-06
| 2017/18 | 12/01/2018 | PLANNED | 136 | 4 | 34 | 0.00016755 | 4.928e-06
| 2017/18 | 12/01/2018 | PLANNED | 5 | 1 | 5 | 6.16e-06 | 1.232e-06
| 2017/18 | 12/01/2018 | PLANNED | 40 | 10 | 4 | 4.928e-05 | 1.232e-05
| 2017/18 | 12/01/2018 | PLANNED | 3 | 1 | 3 | 3.696e-06 | 1.232e-06
| 2017/18 | 12/01/2018 | PLANNED | 8600 | 50 | 172 | 0.010595 | 6.16e-05
| 2017/18 | 12/01/2018 | PLANNED | 5 | 1 | 5 | 6.16e-06 | 1.232e-06
| 2017/18 | 12/01/2018 | PLANNED | 5 | 1 | 5 | 6.16e-06 | 1.232e-06
| 2017/18 | 12/01/2018 | PLANNED | 2250 | 30 | 75 | 0.002772 | 3.696e-05
| 2017/18 | 12/01/2018 | PLANNED | 42 | 2 | 21 | 5.1744e-05 | 2.464e-06
| 2017/18 | 12/01/2018 | PLANNED | 12 | 2 | 6 | 1.4784e-05 | 2.464e-06
| 2017/18 | 12/01/2018 | PLANNED | 135 | 5 | 27 | 0.00016632 | 6.16e-06
| 2017/18 | 13/01/2018 | PLANNED | 2613 | 13 | 201 | 0.0032192 | 1.6016e-05
| 2017/18 | 14/01/2018 | PLANNED | 990 | 11 | 90 | 0.0012197 | 1.3552e-05
| 2017/18 | 14/01/2018 | PLANNED | 12258 | 54 | 227 | 0.015102 | 6.6528e-05
| 2017/18 | 14/01/2018 | PLANNED | 1140 | 2 | 570 | 0.0014045 | 2.464e-06
| 2017/18 | 14/01/2018 | PLANNED | 390 | 2 | 195 | 0.00048048 | 2.464e-06
| 2017/18 | 14/01/2018 | PLANNED | 45920 | 82 | 560 | 0.056573 | 0.00010102
| 2017/18 | 14/01/2018 | PLANNED | 8816 | 76 | 116 | 0.010861 | 9.3631e-05
| 2017/18 | 14/01/2018 | PLANNED | 1500 | 10 | 150 | 0.001848 | 1.232e-05
| 2017/18 | 14/01/2018 | PLANNED | 322 | 2 | 161 | 0.0003967 | 2.464e-06
| 2017/18 | 14/01/2018 | PLANNED | 560 | 14 | 40 | 0.00068992 | 1.7248e-05
| 2017/18 | 15/01/2018 | PLANNED | 2300 | 115 | 20 | 0.0028336 | 0.00014168
| 2017/18 | 15/01/2018 | PLANNED | 176894 | 734 | 241 | 0.21793 | 0.00090428
| 2017/18 | 15/01/2018 | PLANNED | 420 | 6 | 70 | 0.00051744 | 7.3919e-06
| 2017/18 | 15/01/2018 | PLANNED | 370 | 2 | 185 | 0.00045584 | 2.464e-06
| 2017/18 | 15/01/2018 | PLANNED | 110 | 1 | 110 | 0.00013552 | 1.232e-06
| 2017/18 | 15/01/2018 | PLANNED | 1616 | 4 | 404 | 0.0019909 | 4.928e-06
| 2017/18 | 15/01/2018 | PLANNED | 384 | 3 | 128 | 0.00047308 | 3.696e-06
| 2017/18 | 15/01/2018 | PLANNED | 20855 | 97 | 215 | 0.025693 | 0.0001195
| 2017/18 | 15/01/2018 | PLANNED | 759 | 33 | 23 | 0.00093508 | 4.0656e-05
| 2017/18 | 15/01/2018 | PLANNED | 20 | 1 | 20 | 2.464e-05 | 1.232e-06
| 2017/18 | 15/01/2018 | PLANNED | 72 | 3 | 24 | 8.8703e-05 | 3.696e-06
| 2017/18 | 15/01/2018 | PLANNED | 318 | 6 | 53 | 0.00039177 | 7.3919e-06
| 2017/18 | 15/01/2018 | PLANNED | 42 | 2 | 21 | 5.1744e-05 | 2.464e-06
| 2017/18 | 15/01/2018 | PLANNED | 162 | 6 | 27 | 0.00019958 | 7.3919e-06
| 2017/18 | 15/01/2018 | PLANNED | 768 | 12 | 64 | 0.00094617 | 1.4784e-05
| 2017/18 | 15/01/2018 | PLANNED | 68 | 3 | 22.6667 | 8.3775e-05 | 3.696e-06
| 2017/18 | 15/01/2018 | PLANNED | 2747 | 41 | 67 | 0.0033843 | 5.0512e-05
| 2017/18 | 15/01/2018 | PLANNED | 20 | 2 | 10 | 2.464e-05 | 2.464e-06
| 2017/18 | 16/01/2018 | PLANNED | 22080 | 52 | 424.6154 | 0.027202 | 6.4064e-05
| 2017/18 | 16/01/2018 | PLANNED | 9093 | 21 | 433 | 0.011202 | 2.5872e-05
| 2017/18 | 16/01/2018 | PLANNED | 106444 | 356 | 299 | 0.13114 | 0.00043859
| 2017/18 | 16/01/2018 | PLANNED | 13016 | 38 | 342.5263 | 0.016036 | 4.6816e-05
| 2017/18 | 16/01/2018 | PLANNED | 7975 | 29 | 275 | 0.0098251 | 3.5728e-05
| 2017/18 | 16/01/2018 | PLANNED | 8779 | 29 | 302.7241 | 0.010816 | 3.5728e-05
| 2017/18 | 16/01/2018 | PLANNED | 10521 | 63 | 167 | 0.012962 | 7.7615e-05
| 2017/18 | 16/01/2018 | PLANNED | 8816 | 29 | 304 | 0.010861 | 3.5728e-05
| 2017/18 | 16/01/2018 | PLANNED | 7473 | 35 | 213.5143 | 0.0092067 | 4.312e-05
| 2017/18 | 16/01/2018 | PLANNED | 68 | 1 | 68 | 8.3775e-05 | 1.232e-06
| 2017/18 | 16/01/2018 | PLANNED | 3417 | 17 | 201 | 0.0042097 | 2.0944e-05
| 2017/18 | 16/01/2018 | PLANNED | 1117 | 35 | 31.9143 | 0.0013761 | 4.312e-05
| 2017/18 | 16/01/2018 | PLANNED | 205 | 41 | 5 | 0.00025256 | 5.0512e-05
| 2017/18 | 16/01/2018 | PLANNED | 252 | 8 | 31.5 | 0.00031046 | 9.8559e-06
| 2017/18 | 16/01/2018 | PLANNED | 646 | 34 | 19 | 0.00079587 | 4.1888e-05
| 2017/18 | 16/01/2018 | PLANNED | 162 | 6 | 27 | 0.00019958 | 7.3919e-06
| 2017/18 | 16/01/2018 | PLANNED | 4 | 1 | 4 | 4.928e-06 | 1.232e-06
| 2017/18 | 16/01/2018 | PLANNED | 54 | 3 | 18 | 6.6528e-05 | 3.696e-06
| 2017/18 | 16/01/2018 | PLANNED | 18 | 3 | 6 | 2.2176e-05 | 3.696e-06
| 2017/18 | 16/01/2018 | PLANNED | 18 | 1 | 18 | 2.2176e-05 | 1.232e-06
| 2017/18 | 17/01/2018 | PLANNED | 238369 | 1040 | 229.201 | 0.29367 | 0.0012813
| 2017/18 | 17/01/2018 | PLANNED | 156 | 2 | 78 | 0.00019219 | 2.464e-06
| 2017/18 | 17/01/2018 | PLANNED | 2970 | 22 | 135 | 0.003659 | 2.7104e-05
| 2017/18 | 17/01/2018 | PLANNED | 27552 | 72 | 382.6667 | 0.033944 | 8.8703e-05
| 2017/18 | 17/01/2018 | PLANNED | 120 | 3 | 40 | 0.00014784 | 3.696e-06
| 2017/18 | 17/01/2018 | PLANNED | 375 | 1 | 375 | 0.000462 | 1.232e-06
| 2017/18 | 17/01/2018 | PLANNED | 8868 | 72 | 123.1667 | 0.010925 | 8.8703e-05
| 2017/18 | 17/01/2018 | PLANNED | 684 | 2 | 342 | 0.00084268 | 2.464e-06
| 2017/18 | 17/01/2018 | PLANNED | 1548 | 9 | 172 | 0.0019071 | 1.1088e-05
| 2017/18 | 17/01/2018 | PLANNED | 6840 | 18 | 380 | 0.0084268 | 2.2176e-05
| 2017/18 | 17/01/2018 | PLANNED | 6024 | 24 | 251 | 0.0074215 | 2.9568e-05
| 2017/18 | 17/01/2018 | PLANNED | 12405 | 37 | 335.2703 | 0.015283 | 4.5584e-05
| 2017/18 | 17/01/2018 | PLANNED | 1812 | 6 | 302 | 0.0022324 | 7.3919e-06
| 2017/18 | 17/01/2018 | PLANNED | 435 | 3 | 145 | 0.00053592 | 3.696e-06
| 2017/18 | 17/01/2018 | PLANNED | 14982 | 45 | 332.9333 | 0.018458 | 5.544e-05
| 2017/18 | 17/01/2018 | PLANNED | 13754 | 41 | 335.4634 | 0.016945 | 5.0512e-05
| 2017/18 | 17/01/2018 | PLANNED | 5200 | 16 | 325 | 0.0064064 | 1.9712e-05
| 2017/18 | 17/01/2018 | PLANNED | 294 | 2 | 147 | 0.00036221 | 2.464e-06
| 2017/18 | 17/01/2018 | PLANNED | 220 | 1 | 220 | 0.00027104 | 1.232e-06
| 2017/18 | 17/01/2018 | PLANNED | 336 | 6 | 56 | 0.00041395 | 7.3919e-06
| 2017/18 | 17/01/2018 | PLANNED | 3577 | 301 | 11.8837 | 0.0044068 | 0.00037083
| 2017/18 | 17/01/2018 | PLANNED | 541 | 17 | 31.8235 | 0.00066651 | 2.0944e-05
| 2017/18 | 17/01/2018 | PLANNED | 3400 | 17 | 200 | 0.0041888 | 2.0944e-05
| 2017/18 | 17/01/2018 | PLANNED | 637 | 7 | 91 | 0.00078478 | 8.6239e-06
| 2017/18 | 17/01/2018 | PLANNED | 1840 | 23 | 80 | 0.0022669 | 2.8336e-05
| 2017/18 | 17/01/2018 | PLANNED | 190 | 4 | 47.5 | 0.00023408 | 4.928e-06
| 2017/18 | 17/01/2018 | PLANNED | 120 | 3 | 40 | 0.00014784 | 3.696e-06
| 2017/18 | 18/01/2018 | PLANNED | 662 | 2 | 331 | 0.00081558 | 2.464e-06
| 2017/18 | 18/01/2018 | PLANNED | 1650 | 6 | 275 | 0.0020328 | 7.3919e-06
| 2017/18 | 18/01/2018 | PLANNED | 422 | 4 | 105.5 | 0.0005199 | 4.928e-06
| 2017/18 | 18/01/2018 | PLANNED | 180 | 2 | 90 | 0.00022176 | 2.464e-06
| 2017/18 | 18/01/2018 | PLANNED | 1840 | 12 | 153.3333 | 0.0022669 | 1.4784e-05
| 2017/18 | 18/01/2018 | PLANNED | 1908 | 9 | 212 | 0.0023506 | 1.1088e-05
| 2017/18 | 18/01/2018 | PLANNED | 12920 | 76 | 170 | 0.015917 | 9.3631e-05
| 2017/18 | 18/01/2018 | PLANNED | 515 | 5 | 103 | 0.00063448 | 6.16e-06
| 2017/18 | 18/01/2018 | PLANNED | 1872 | 9 | 208 | 0.0023063 | 1.1088e-05
| 2017/18 | 18/01/2018 | PLANNED | 2498 | 12 | 208.1667 | 0.0030775 | 1.4784e-05
| 2017/18 | 18/01/2018 | PLANNED | 7790 | 38 | 205 | 0.0095972 | 4.6816e-05
| 2017/18 | 18/01/2018 | PLANNED | 1204 | 7 | 172 | 0.0014833 | 8.6239e-06
| 2017/18 | 18/01/2018 | PLANNED | 8 | 2 | 4 | 9.8559e-06 | 2.464e-06
| 2017/18 | 18/01/2018 | PLANNED | 24 | 2 | 12 | 2.9568e-05 | 2.464e-06
| 2017/18 | 19/01/2018 | PLANNED | 11250 | 75 | 150 | 0.01386 | 9.2399e-05
| 2017/18 | 19/01/2018 | PLANNED | 390 | 2 | 195 | 0.00048048 | 2.464e-06
| 2017/18 | 19/01/2018 | PLANNED | 3610 | 38 | 95 | 0.0044475 | 4.6816e-05
| 2017/18 | 19/01/2018 | PLANNED | 3690 | 41 | 90 | 0.004546 | 5.0512e-05
| 2017/18 | 19/01/2018 | PLANNED | 114 | 1 | 114 | 0.00014045 | 1.232e-06
| 2017/18 | 20/01/2018 | PLANNED | 485 | 1 | 485 | 0.00059752 | 1.232e-06
| 2017/18 | 20/01/2018 | PLANNED | 713 | 2 | 356.5 | 0.00087841 | 2.464e-06
| 2017/18 | 20/01/2018 | PLANNED | 390 | 26 | 15 | 0.00048048 | 3.2032e-05
| 2017/18 | 21/01/2018 | PLANNED | 28685 | 72 | 398.4028 | 0.03534 | 8.8703e-05
| 2017/18 | 21/01/2018 | PLANNED | 11883 | 51 | 233 | 0.01464 | 6.2832e-05
| 2017/18 | 21/01/2018 | PLANNED | 21518 | 53 | 406 | 0.02651 | 6.5296e-05
| 2017/18 | 22/01/2018 | PLANNED | 260 | 26 | 10 | 0.00032032 | 3.2032e-05
| 2017/18 | 22/01/2018 | PLANNED | 25 | 1 | 25 | 3.08e-05 | 1.232e-06
| 2017/18 | 22/01/2018 | PLANNED | 50 | 2 | 25 | 6.16e-05 | 2.464e-06
| 2017/18 | 22/01/2018 | PLANNED | 15 | 1 | 15 | 1.848e-05 | 1.232e-06
| 2017/18 | 22/01/2018 | PLANNED | 836 | 38 | 22 | 0.0010299 | 4.6816e-05
| 2017/18 | 22/01/2018 | PLANNED | 6710 | 22 | 305 | 0.0082667 | 2.7104e-05
| 2017/18 | 22/01/2018 | PLANNED | 3386 | 22 | 153.9091 | 0.0041715 | 2.7104e-05
| 2017/18 | 22/01/2018 | PLANNED | 30 | 1 | 30 | 3.696e-05 | 1.232e-06
| 2017/18 | 22/01/2018 | PLANNED | 6509 | 23 | 283 | 0.008019 | 2.8336e-05
| 2017/18 | 22/01/2018 | PLANNED | 104 | 13 | 8 | 0.00012813 | 1.6016e-05
| 2017/18 | 22/01/2018 | PLANNED | 4920 | 57 | 86.3158 | 0.0060614 | 7.0224e-05
| 2017/18 | 22/01/2018 | PLANNED | 20 | 1 | 20 | 2.464e-05 | 1.232e-06
| 2017/18 | 22/01/2018 | PLANNED | 132 | 4 | 33 | 0.00016262 | 4.928e-06
| 2017/18 | 22/01/2018 | PLANNED | 20 | 1 | 20 | 2.464e-05 | 1.232e-06
| 2017/18 | 22/01/2018 | PLANNED | 60 | 2 | 30 | 7.3919e-05 | 2.464e-06
| 2017/18 | 22/01/2018 | PLANNED | 30 | 2 | 15 | 3.696e-05 | 2.464e-06
| 2017/18 | 22/01/2018 | PLANNED | 172 | 43 | 4 | 0.0002119 | 5.2976e-05
| 2017/18 | 22/01/2018 | PLANNED | 40 | 2 | 20 | 4.928e-05 | 2.464e-06
| 2017/18 | 22/01/2018 | PLANNED | 105 | 3 | 35 | 0.00012936 | 3.696e-06
| 2017/18 | 22/01/2018 | PLANNED | 12 | 1 | 12 | 1.4784e-05 | 1.232e-06
| 2017/18 | 22/01/2018 | PLANNED | 20 | 1 | 20 | 2.464e-05 | 1.232e-06
| 2017/18 | 22/01/2018 | PLANNED | 352 | 11 | 32 | 0.00043366 | 1.3552e-05
| 2017/18 | 22/01/2018 | PLANNED | 90 | 3 | 30 | 0.00011088 | 3.696e-06
| 2017/18 | 22/01/2018 | PLANNED | 22 | 1 | 22 | 2.7104e-05 | 1.232e-06
| 2017/18 | 22/01/2018 | PLANNED | 456 | 12 | 38 | 0.00056179 | 1.4784e-05
| 2017/18 | 22/01/2018 | PLANNED | 255 | 17 | 15 | 0.00031416 | 2.0944e-05
| 2017/18 | 22/01/2018 | PLANNED | 50 | 2 | 25 | 6.16e-05 | 2.464e-06
| 2017/18 | 22/01/2018 | PLANNED | 780 | 39 | 20 | 0.00096095 | 4.8048e-05
| 2017/18 | 22/01/2018 | PLANNED | 510 | 17 | 30 | 0.00062832 | 2.0944e-05
| 2017/18 | 23/01/2018 | PLANNED | 1788 | 6 | 298 | 0.0022028 | 7.3919e-06
| 2017/18 | 23/01/2018 | PLANNED | 610 | 2 | 305 | 0.00075151 | 2.464e-06
| 2017/18 | 23/01/2018 | PLANNED | 67200 | 192 | 350 | 0.08279 | 0.00023654
| 2017/18 | 23/01/2018 | PLANNED | 20 | 1 | 20 | 2.464e-05 | 1.232e-06
| 2017/18 | 23/01/2018 | PLANNED | 1700 | 50 | 34 | 0.0020944 | 6.16e-05
| 2017/18 | 23/01/2018 | PLANNED | 120 | 3 | 40 | 0.00014784 | 3.696e-06
| 2017/18 | 23/01/2018 | PLANNED | 626 | 2 | 313 | 0.00077123 | 2.464e-06
| 2017/18 | 23/01/2018 | PLANNED | 8120 | 51 | 159.2157 | 0.010004 | 6.2832e-05
| 2017/18 | 23/01/2018 | PLANNED | 590 | 5 | 118 | 0.00072687 | 6.16e-06
| 2017/18 | 23/01/2018 | PLANNED | 3315 | 15 | 221 | 0.0040841 | 1.848e-05
| 2017/18 | 23/01/2018 | PLANNED | 5805 | 27 | 215 | 0.0071517 | 3.3264e-05
| 2017/18 | 23/01/2018 | PLANNED | 1098 | 9 | 122 | 0.0013527 | 1.1088e-05
| 2017/18 | 23/01/2018 | PLANNED | 5750 | 23 | 250 | 0.007084 | 2.8336e-05
| 2017/18 | 23/01/2018 | PLANNED | 70 | 1 | 70 | 8.6239e-05 | 1.232e-06
| 2017/18 | 23/01/2018 | PLANNED | 651 | 93 | 7 | 0.00080203 | 0.00011458
| 2017/18 | 23/01/2018 | PLANNED | 134 | 2 | 67 | 0.00016509 | 2.464e-06
| 2017/18 | 23/01/2018 | PLANNED | 42 | 2 | 21 | 5.1744e-05 | 2.464e-06
| 2017/18 | 23/01/2018 | PLANNED | 266 | 7 | 38 | 0.00032771 | 8.6239e-06
| 2017/18 | 23/01/2018 | PLANNED | 150 | 3 | 50 | 0.0001848 | 3.696e-06
| 2017/18 | 23/01/2018 | PLANNED | 15 | 1 | 15 | 1.848e-05 | 1.232e-06
| 2017/18 | 23/01/2018 | PLANNED | 7 | 1 | 7 | 8.6239e-06 | 1.232e-06
| 2017/18 | 23/01/2018 | PLANNED | 70 | 1 | 70 | 8.6239e-05 | 1.232e-06
| 2017/18 | 23/01/2018 | PLANNED | 224 | 2 | 112 | 0.00027597 | 2.464e-06
| 2017/18 | 23/01/2018 | PLANNED | 98 | 1 | 98 | 0.00012074 | 1.232e-06
| 2017/18 | 23/01/2018 | PLANNED | 385 | 6 | 64.1667 | 0.00047432 | 7.3919e-06
| 2017/18 | 23/01/2018 | PLANNED | 95 | 19 | 5 | 0.00011704 | 2.3408e-05
| 2017/18 | 23/01/2018 | PLANNED | 28 | 1 | 28 | 3.4496e-05 | 1.232e-06
| 2017/18 | 23/01/2018 | PLANNED | 216 | 12 | 18 | 0.00026611 | 1.4784e-05
| 2017/18 | 23/01/2018 | PLANNED | 30 | 1 | 30 | 3.696e-05 | 1.232e-06
| 2017/18 | 23/01/2018 | PLANNED | 1092 | 39 | 28 | 0.0013453 | 4.8048e-05
| 2017/18 | 23/01/2018 | PLANNED | 47 | 1 | 47 | 5.7904e-05 | 1.232e-06
| 2017/18 | 23/01/2018 | PLANNED | 1176 | 28 | 42 | 0.0014488 | 3.4496e-05
| 2017/18 | 24/01/2018 | PLANNED | 685 | 2 | 342.5 | 0.00084391 | 2.464e-06
| 2017/18 | 24/01/2018 | PLANNED | 256 | 16 | 16 | 0.00031539 | 1.9712e-05
| 2017/18 | 24/01/2018 | PLANNED | 225 | 3 | 75 | 0.0002772 | 3.696e-06
| 2017/18 | 24/01/2018 | PLANNED | 25590 | 74 | 345.8108 | 0.031527 | 9.1167e-05
| 2017/18 | 24/01/2018 | PLANNED | 1859 | 4 | 464.75 | 0.0022903 | 4.928e-06
| 2017/18 | 24/01/2018 | PLANNED | 4770 | 18 | 265 | 0.0058766 | 2.2176e-05
| 2017/18 | 24/01/2018 | PLANNED | 693 | 21 | 33 | 0.00085377 | 2.5872e-05
| 2017/18 | 24/01/2018 | PLANNED | 90 | 3 | 30 | 0.00011088 | 3.696e-06
| 2017/18 | 24/01/2018 | PLANNED | 60 | 3 | 20 | 7.3919e-05 | 3.696e-06
| 2017/18 | 24/01/2018 | PLANNED | 960 | 8 | 120 | 0.0011827 | 9.8559e-06
| 2017/18 | 24/01/2018 | PLANNED | 476 | 2 | 238 | 0.00058643 | 2.464e-06
| 2017/18 | 24/01/2018 | PLANNED | 650 | 13 | 50 | 0.00080079 | 1.6016e-05
| 2017/18 | 24/01/2018 | PLANNED | 3200 | 20 | 160 | 0.0039424 | 2.464e-05
| 2017/18 | 24/01/2018 | PLANNED | 1326 | 26 | 51 | 0.0016336 | 3.2032e-05
| 2017/18 | 24/01/2018 | PLANNED | 90 | 1 | 90 | 0.00011088 | 1.232e-06
| 2017/18 | 24/01/2018 | PLANNED | 980 | 14 | 70 | 0.0012074 | 1.7248e-05
| 2017/18 | 24/01/2018 | PLANNED | 900 | 5 | 180 | 0.0011088 | 6.16e-06
| 2017/18 | 24/01/2018 | PLANNED | 3944 | 20 | 197.2 | 0.004859 | 2.464e-05
| 2017/18 | 24/01/2018 | PLANNED | 481 | 13 | 37 | 0.00059259 | 1.6016e-05
| 2017/18 | 24/01/2018 | PLANNED | 390 | 13 | 30 | 0.00048048 | 1.6016e-05
| 2017/18 | 24/01/2018 | PLANNED | 840 | 21 | 40 | 0.0010349 | 2.5872e-05
| 2017/18 | 24/01/2018 | PLANNED | 520 | 26 | 20 | 0.00064064 | 3.2032e-05
| 2017/18 | 24/01/2018 | PLANNED | 180 | 2 | 90 | 0.00022176 | 2.464e-06
| 2017/18 | 24/01/2018 | PLANNED | 2344 | 8 | 293 | 0.0028878 | 9.8559e-06
| 2017/18 | 24/01/2018 | PLANNED | 1978 | 23 | 86 | 0.0024369 | 2.8336e-05
| 2017/18 | 24/01/2018 | PLANNED | 60 | 3 | 20 | 7.3919e-05 | 3.696e-06
| 2017/18 | 24/01/2018 | PLANNED | 585 | 15 | 39 | 0.00072071 | 1.848e-05
| 2017/18 | 24/01/2018 | PLANNED | 945 | 27 | 35 | 0.0011642 | 3.3264e-05
| 2017/18 | 24/01/2018 | PLANNED | 1225 | 35 | 35 | 0.0015092 | 4.312e-05
| 2017/18 | 24/01/2018 | PLANNED | 420 | 21 | 20 | 0.00051744 | 2.5872e-05
| 2017/18 | 24/01/2018 | PLANNED | 110 | 10 | 11 | 0.00013552 | 1.232e-05
| 2017/18 | 24/01/2018 | PLANNED | 46 | 2 | 23 | 5.6672e-05 | 2.464e-06
| 2017/18 | 24/01/2018 | PLANNED | 47 | 1 | 47 | 5.7904e-05 | 1.232e-06
| 2017/18 | 24/01/2018 | PLANNED | 1575 | 45 | 35 | 0.0019404 | 5.544e-05
| 2017/18 | 24/01/2018 | PLANNED | 225 | 5 | 45 | 0.0002772 | 6.16e-06
| 2017/18 | 24/01/2018 | PLANNED | 810 | 27 | 30 | 0.00099791 | 3.3264e-05
| 2017/18 | 24/01/2018 | PLANNED | 840 | 35 | 24 | 0.0010349 | 4.312e-05
| 2017/18 | 25/01/2018 | PLANNED | 17 | 3 | 5.6667 | 2.0944e-05 | 3.696e-06
| 2017/18 | 25/01/2018 | PLANNED | 1260 | 14 | 90 | 0.0015523 | 1.7248e-05
| 2017/18 | 25/01/2018 | PLANNED | 720 | 6 | 120 | 0.00088703 | 7.3919e-06
| 2017/18 | 25/01/2018 | PLANNED | 180 | 12 | 15 | 0.00022176 | 1.4784e-05
| 2017/18 | 25/01/2018 | PLANNED | 478 | 2 | 239 | 0.00058889 | 2.464e-06
| 2017/18 | 25/01/2018 | PLANNED | 300 | 1 | 300 | 0.0003696 | 1.232e-06
| 2017/18 | 25/01/2018 | PLANNED | 5032 | 28 | 179.7143 | 0.0061994 | 3.4496e-05
| 2017/18 | 25/01/2018 | PLANNED | 2448 | 16 | 153 | 0.0030159 | 1.9712e-05
| 2017/18 | 25/01/2018 | PLANNED | 2821 | 13 | 217 | 0.0034754 | 1.6016e-05
| 2017/18 | 25/01/2018 | PLANNED | 791 | 7 | 113 | 0.00097451 | 8.6239e-06
| 2017/18 | 25/01/2018 | PLANNED | 1073 | 29 | 37 | 0.0013219 | 3.5728e-05
| 2017/18 | 25/01/2018 | PLANNED | 60 | 4 | 15 | 7.3919e-05 | 4.928e-06
| 2017/18 | 25/01/2018 | PLANNED | 3805 | 17 | 223.8235 | 0.0046877 | 2.0944e-05
| 2017/18 | 25/01/2018 | PLANNED | 34446 | 642 | 53.6542 | 0.042437 | 0.00079094
| 2017/18 | 25/01/2018 | PLANNED | 4554 | 23 | 198 | 0.0056105 | 2.8336e-05
| 2017/18 | 25/01/2018 | PLANNED | 319 | 29 | 11 | 0.00039301 | 3.5728e-05
| 2017/18 | 25/01/2018 | PLANNED | 337 | 1 | 337 | 0.00041518 | 1.232e-06
| 2017/18 | 25/01/2018 | PLANNED | 2306 | 11 | 209.6364 | 0.002841 | 1.3552e-05
| 2017/18 | 25/01/2018 | PLANNED | 280 | 7 | 40 | 0.00034496 | 8.6239e-06
| 2017/18 | 25/01/2018 | PLANNED | 84 | 2 | 42 | 0.00010349 | 2.464e-06
| 2017/18 | 25/01/2018 | PLANNED | 629 | 17 | 37 | 0.00077492 | 2.0944e-05
| 2017/18 | 25/01/2018 | PLANNED | 20 | 2 | 10 | 2.464e-05 | 2.464e-06
| 2017/18 | 25/01/2018 | PLANNED | 7564 | 124 | 61 | 0.0093188 | 0.00015277
| 2017/18 | 25/01/2018 | PLANNED | 168 | 4 | 42 | 0.00020697 | 4.928e-06
| 2017/18 | 25/01/2018 | PLANNED | 120 | 4 | 30 | 0.00014784 | 4.928e-06
| 2017/18 | 25/01/2018 | PLANNED | 510 | 17 | 30 | 0.00062832 | 2.0944e-05
| 2017/18 | 25/01/2018 | PLANNED | 3 | 1 | 3 | 3.696e-06 | 1.232e-06
| 2017/18 | 25/01/2018 | PLANNED | 2400 | 80 | 30 | 0.0029568 | 9.8559e-05
| 2017/18 | 25/01/2018 | PLANNED | 1458 | 162 | 9 | 0.0017962 | 0.00019958
| 2017/18 | 25/01/2018 | PLANNED | 377 | 13 | 29 | 0.00046446 | 1.6016e-05
| 2017/18 | 25/01/2018 | PLANNED | 115 | 5 | 23 | 0.00014168 | 6.16e-06
| 2017/18 | 25/01/2018 | PLANNED | 90 | 1 | 90 | 0.00011088 | 1.232e-06
| 2017/18 | 29/01/2018 | PLANNED | 399 | 3 | 133 | 0.00049156 | 3.696e-06
| 2017/18 | 29/01/2018 | PLANNED | 2780 | 10 | 278 | 0.0034249 | 1.232e-05
| 2017/18 | 29/01/2018 | PLANNED | 110 | 11 | 10 | 0.00013552 | 1.3552e-05
| 2017/18 | 29/01/2018 | PLANNED | 14388 | 44 | 327 | 0.017726 | 5.4208e-05
| 2017/18 | 29/01/2018 | PLANNED | 2 | 1 | 2 | 2.464e-06 | 1.232e-06
| 2017/18 | 30/01/2018 | PLANNED | 156840 | 391 | 401.1253 | 0.19323 | 0.00048171
| 2017/18 | 30/01/2018 | PLANNED | 140 | 2 | 70 | 0.00017248 | 2.464e-06
| 2017/18 | 30/01/2018 | PLANNED | 15552 | 38 | 409.2632 | 0.01916 | 4.6816e-05
| 2017/18 | 30/01/2018 | PLANNED | 130 | 26 | 5 | 0.00016016 | 3.2032e-05
| 2017/18 | 30/01/2018 | PLANNED | 3766 | 14 | 269 | 0.0046397 | 1.7248e-05
| 2017/18 | 30/01/2018 | PLANNED | 24360 | 116 | 210 | 0.030011 | 0.00014291
| 2017/18 | 30/01/2018 | PLANNED | 50 | 2 | 25 | 6.16e-05 | 2.464e-06
| 2017/18 | 30/01/2018 | PLANNED | 2136 | 8 | 267 | 0.0026315 | 9.8559e-06
| 2017/18 | 30/01/2018 | PLANNED | 2280 | 19 | 120 | 0.0028089 | 2.3408e-05
| 2017/18 | 30/01/2018 | PLANNED | 46 | 2 | 23 | 5.6672e-05 | 2.464e-06
| 2017/18 | 30/01/2018 | PLANNED | 330 | 3 | 110 | 0.00040656 | 3.696e-06
| 2017/18 | 30/01/2018 | PLANNED | 380 | 4 | 95 | 0.00046816 | 4.928e-06
| 2017/18 | 30/01/2018 | PLANNED | 2799 | 8 | 349.875 | 0.0034483 | 9.8559e-06
| 2017/18 | 30/01/2018 | PLANNED | 2256 | 48 | 47 | 0.0027794 | 5.9136e-05
| 2017/18 | 30/01/2018 | PLANNED | 370 | 2 | 185 | 0.00045584 | 2.464e-06
| 2017/18 | 30/01/2018 | PLANNED | 1512 | 54 | 28 | 0.0018628 | 6.6528e-05
| 2017/18 | 30/01/2018 | PLANNED | 5680 | 16 | 355 | 0.0069977 | 1.9712e-05
| 2017/18 | 30/01/2018 | PLANNED | 120 | 15 | 8 | 0.00014784 | 1.848e-05
| 2017/18 | 30/01/2018 | PLANNED | 377 | 1 | 377 | 0.00046446 | 1.232e-06
| 2017/18 | 30/01/2018 | PLANNED | 260 | 1 | 260 | 0.00032032 | 1.232e-06
| 2017/18 | 30/01/2018 | PLANNED | 224 | 4 | 56 | 0.00027597 | 4.928e-06
| 2017/18 | 30/01/2018 | PLANNED | 30 | 2 | 15 | 3.696e-05 | 2.464e-06
| 2017/18 | 30/01/2018 | PLANNED | 88 | 2 | 44 | 0.00010842 | 2.464e-06
| 2017/18 | 30/01/2018 | PLANNED | 10 | 2 | 5 | 1.232e-05 | 2.464e-06
| 2017/18 | 30/01/2018 | PLANNED | 23 | 1 | 23 | 2.8336e-05 | 1.232e-06
| 2017/18 | 30/01/2018 | PLANNED | 11 | 1 | 11 | 1.3552e-05 | 1.232e-06
| 2017/18 | 30/01/2018 | PLANNED | 30 | 5 | 6 | 3.696e-05 | 6.16e-06
| 2017/18 | 30/01/2018 | PLANNED | 34 | 2 | 17 | 4.1888e-05 | 2.464e-06
| 2017/18 | 30/01/2018 | PLANNED | 320 | 16 | 20 | 0.00039424 | 1.9712e-05
| 2017/18 | 30/01/2018 | PLANNED | 69 | 4 | 17.25 | 8.5007e-05 | 4.928e-06
| 2017/18 | 30/01/2018 | PLANNED | 52 | 2 | 26 | 6.4064e-05 | 2.464e-06
| 2017/18 | 30/01/2018 | PLANNED | 32 | 4 | 8 | 3.9424e-05 | 4.928e-06
| 2017/18 | 30/01/2018 | PLANNED | 30 | 2 | 15 | 3.696e-05 | 2.464e-06
| 2017/18 | 30/01/2018 | PLANNED | 65 | 1 | 65 | 8.0079e-05 | 1.232e-06
| 2017/18 | 30/01/2018 | PLANNED | 1320 | 66 | 20 | 0.0016262 | 8.1311e-05
| 2017/18 | 30/01/2018 | PLANNED | 1094 | 22 | 49.7273 | 0.0013478 | 2.7104e-05
| 2017/18 | 31/01/2018 | PLANNED | 91860 | 182 | 504.7253 | 0.11317 | 0.00022422
| 2017/18 | 31/01/2018 | PLANNED | 245400 | 600 | 409 | 0.30233 | 0.00073919
| 2017/18 | 31/01/2018 | PLANNED | 87290 | 301 | 290 | 0.10754 | 0.00037083
| 2017/18 | 31/01/2018 | PLANNED | 47718 | 142 | 336.0423 | 0.058788 | 0.00017494
| 2017/18 | 31/01/2018 | PLANNED | 47177 | 167 | 282.497 | 0.058122 | 0.00020574
| 2017/18 | 31/01/2018 | PLANNED | 252 | 1 | 252 | 0.00031046 | 1.232e-06
| 2017/18 | 31/01/2018 | PLANNED | 1161 | 4 | 290.25 | 0.0014303 | 4.928e-06
| 2017/18 | 31/01/2018 | PLANNED | 2242 | 59 | 38 | 0.0027621 | 7.2687e-05
| 2017/18 | 31/01/2018 | PLANNED | 1554 | 37 | 42 | 0.0019145 | 4.5584e-05
| 2017/18 | 31/01/2018 | PLANNED | 5706 | 18 | 317 | 0.0070297 | 2.2176e-05
| 2017/18 | 31/01/2018 | PLANNED | 3460 | 10 | 346 | 0.0042627 | 1.232e-05
| 2017/18 | 31/01/2018 | PLANNED | 4928 | 33 | 149.3333 | 0.0060713 | 4.0656e-05
| 2017/18 | 31/01/2018 | PLANNED | 406 | 1 | 406 | 0.00050019 | 1.232e-06
| 2017/18 | 31/01/2018 | PLANNED | 6061 | 19 | 319 | 0.0074671 | 2.3408e-05
| 2017/18 | 31/01/2018 | PLANNED | 45 | 1 | 45 | 5.544e-05 | 1.232e-06
| 2017/18 | 31/01/2018 | PLANNED | 24268 | 71 | 341.8028 | 0.029898 | 8.7471e-05
| 2017/18 | 31/01/2018 | PLANNED | 52 | 1 | 52 | 6.4064e-05 | 1.232e-06
| 2017/18 | 31/01/2018 | PLANNED | 305 | 5 | 61 | 0.00037576 | 6.16e-06
| 2017/18 | 31/01/2018 | PLANNED | 24 | 4 | 6 | 2.9568e-05 | 4.928e-06
| 2017/18 | 31/01/2018 | PLANNED | 136 | 4 | 34 | 0.00016755 | 4.928e-06
| 2017/18 | 31/01/2018 | PLANNED | 392 | 8 | 49 | 0.00048294 | 9.8559e-06
| 2017/18 | 31/01/2018 | PLANNED | 6 | 1 | 6 | 7.3919e-06 | 1.232e-06
| 2017/18 | 31/01/2018 | PLANNED | 6 | 1 | 6 | 7.3919e-06 | 1.232e-06
| 2017/18 | 31/01/2018 | PLANNED | 156 | 4 | 39 | 0.00019219 | 4.928e-06
| 2017/18 | 31/01/2018 | PLANNED | 36 | 2 | 18 | 4.4352e-05 | 2.464e-06
| 2017/18 | 31/01/2018 | PLANNED | 407 | 11 | 37 | 0.00050142 | 1.3552e-05
| 2017/18 | 31/01/2018 | PLANNED | 646 | 19 | 34 | 0.00079587 | 2.3408e-05
| 2017/18 | 31/01/2018 | PLANNED | 94 | 2 | 47 | 0.00011581 | 2.464e-06
| 2017/18 | 31/01/2018 | PLANNED | 66 | 3 | 22 | 8.1311e-05 | 3.696e-06
| 2017/18 | 31/01/2018 | PLANNED | 76 | 2 | 38 | 9.3631e-05 | 2.464e-06
| 2017/18 | 31/01/2018 | PLANNED | 672 | 16 | 42 | 0.0008279 | 1.9712e-05
| 2017/18 | 1/02/2018 | PLANNED | 1816 | 4 | 454 | 0.0022373 | 4.928e-06
| 2017/18 | 1/02/2018 | PLANNED | 39150 | 87 | 450 | 0.048232 | 0.00010718
| 2017/18 | 1/02/2018 | PLANNED | 40510 | 108 | 375.0926 | 0.049908 | 0.00013306
| 2017/18 | 1/02/2018 | PLANNED | 2032 | 8 | 254 | 0.0025034 | 9.8559e-06
| 2017/18 | 1/02/2018 | PLANNED | 7025 | 25 | 281 | 0.0086547 | 3.08e-05
| 2017/18 | 1/02/2018 | PLANNED | 980 | 7 | 140 | 0.0012074 | 8.6239e-06
| 2017/18 | 1/02/2018 | PLANNED | 780 | 20 | 39 | 0.00096095 | 2.464e-05
| 2017/18 | 1/02/2018 | PLANNED | 675 | 5 | 135 | 0.00083159 | 6.16e-06
| 2017/18 | 1/02/2018 | PLANNED | 20 | 1 | 20 | 2.464e-05 | 1.232e-06
| 2017/18 | 1/02/2018 | PLANNED | 144 | 1 | 144 | 0.00017741 | 1.232e-06
| 2017/18 | 1/02/2018 | PLANNED | 50 | 5 | 10 | 6.16e-05 | 6.16e-06
| 2017/18 | 1/02/2018 | PLANNED | 2100 | 10 | 210 | 0.0025872 | 1.232e-05
| 2017/18 | 1/02/2018 | PLANNED | 1755 | 9 | 195 | 0.0021621 | 1.1088e-05
| 2017/18 | 1/02/2018 | PLANNED | 2372 | 10 | 237.2 | 0.0029223 | 1.232e-05
| 2017/18 | 1/02/2018 | PLANNED | 23391 | 69 | 339 | 0.028818 | 8.5007e-05
| 2017/18 | 1/02/2018 | PLANNED | 50 | 2 | 25 | 6.16e-05 | 2.464e-06
| 2017/18 | 1/02/2018 | PLANNED | 498 | 2 | 249 | 0.00061353 | 2.464e-06
| 2017/18 | 1/02/2018 | PLANNED | 825 | 5 | 165 | 0.0010164 | 6.16e-06
| 2017/18 | 1/02/2018 | PLANNED | 7140 | 35 | 204 | 0.0087964 | 4.312e-05
| 2017/18 | 1/02/2018 | PLANNED | 255 | 1 | 255 | 0.00031416 | 1.232e-06
| 2017/18 | 1/02/2018 | PLANNED | 1060 | 53 | 20 | 0.0013059 | 6.5296e-05
| 2017/18 | 1/02/2018 | PLANNED | 376 | 2 | 188 | 0.00046323 | 2.464e-06
| 2017/18 | 1/02/2018 | PLANNED | 10 | 2 | 5 | 1.232e-05 | 2.464e-06
| 2017/18 | 1/02/2018 | PLANNED | 2970 | 9 | 330 | 0.003659 | 1.1088e-05
| 2017/18 | 1/02/2018 | PLANNED | 7169 | 304 | 23.5822 | 0.0088321 | 0.00037453
| 2017/18 | 1/02/2018 | PLANNED | 816 | 12 | 68 | 0.0010053 | 1.4784e-05
| 2017/18 | 1/02/2018 | PLANNED | 35640 | 99 | 360 | 0.043908 | 0.00012197
| 2017/18 | 1/02/2018 | PLANNED | 182 | 1 | 182 | 0.00022422 | 1.232e-06
| 2017/18 | 1/02/2018 | PLANNED | 6974 | 22 | 317 | 0.0085919 | 2.7104e-05
| 2017/18 | 1/02/2018 | PLANNED | 800 | 25 | 32 | 0.00098559 | 3.08e-05
| 2017/18 | 1/02/2018 | PLANNED | 20 | 2 | 10 | 2.464e-05 | 2.464e-06
| 2017/18 | 1/02/2018 | PLANNED | 555 | 15 | 37 | 0.00068376 | 1.848e-05
| 2017/18 | 1/02/2018 | PLANNED | 129 | 1 | 129 | 0.00015893 | 1.232e-06
| 2017/18 | 1/02/2018 | PLANNED | 1425 | 19 | 75 | 0.0017556 | 2.3408e-05
| 2017/18 | 1/02/2018 | PLANNED | 7 | 1 | 7 | 8.6239e-06 | 1.232e-06
| 2017/18 | 1/02/2018 | PLANNED | 315 | 9 | 35 | 0.00038808 | 1.1088e-05
| 2017/18 | 1/02/2018 | PLANNED | 24 | 1 | 24 | 2.9568e-05 | 1.232e-06
| 2017/18 | 1/02/2018 | PLANNED | 24 | 3 | 8 | 2.9568e-05 | 3.696e-06
| 2017/18 | 1/02/2018 | PLANNED | 56 | 7 | 8 | 6.8992e-05 | 8.6239e-06
| 2017/18 | 1/02/2018 | PLANNED | 90 | 3 | 30 | 0.00011088 | 3.696e-06
| 2017/18 | 2/02/2018 | PLANNED | 10 | 1 | 10 | 1.232e-05 | 1.232e-06
| 2017/18 | 2/02/2018 | PLANNED | 12795 | 33 | 387.7273 | 0.015763 | 4.0656e-05
| 2017/18 | 2/02/2018 | PLANNED | 29748 | 201 | 148 | 0.036649 | 0.00024763
| 2017/18 | 2/02/2018 | PLANNED | 42 | 2 | 21 | 5.1744e-05 | 2.464e-06
| 2017/18 | 2/02/2018 | PLANNED | 20715 | 78 | 265.5769 | 0.025521 | 9.6095e-05
| 2017/18 | 2/02/2018 | PLANNED | 2410 | 16 | 150.625 | 0.0029691 | 1.9712e-05
| 2017/18 | 2/02/2018 | PLANNED | 180 | 9 | 20 | 0.00022176 | 1.1088e-05
| 2017/18 | 2/02/2018 | PLANNED | 6527 | 21 | 310.8095 | 0.0080412 | 2.5872e-05
| 2017/18 | 2/02/2018 | PLANNED | 345 | 3 | 115 | 0.00042504 | 3.696e-06
| 2017/18 | 2/02/2018 | PLANNED | 984 | 24 | 41 | 0.0012123 | 2.9568e-05
| 2017/18 | 2/02/2018 | PLANNED | 322 | 14 | 23 | 0.0003967 | 1.7248e-05
| 2017/18 | 2/02/2018 | PLANNED | 4480 | 14 | 320 | 0.0055193 | 1.7248e-05
| 2017/18 | 2/02/2018 | PLANNED | 13986 | 42 | 333 | 0.017231 | 5.1744e-05
| 2017/18 | 2/02/2018 | PLANNED | 98 | 1 | 98 | 0.00012074 | 1.232e-06
| 2017/18 | 2/02/2018 | PLANNED | 5550 | 37 | 150 | 0.0068376 | 4.5584e-05
| 2017/18 | 2/02/2018 | PLANNED | 4185 | 27 | 155 | 0.0051559 | 3.3264e-05
| 2017/18 | 2/02/2018 | PLANNED | 31 | 1 | 31 | 3.8192e-05 | 1.232e-06
| 2017/18 | 2/02/2018 | PLANNED | 5920 | 32 | 185 | 0.0072934 | 3.9424e-05
| 2017/18 | 2/02/2018 | PLANNED | 1518 | 23 | 66 | 0.0018702 | 2.8336e-05
| 2017/18 | 2/02/2018 | PLANNED | 472 | 14 | 33.7143 | 0.0005815 | 1.7248e-05
| 2017/18 | 2/02/2018 | PLANNED | 7560 | 42 | 180 | 0.0093139 | 5.1744e-05
| 2017/18 | 2/02/2018 | PLANNED | 50 | 2 | 25 | 6.16e-05 | 2.464e-06
| 2017/18 | 2/02/2018 | PLANNED | 58 | 1 | 58 | 7.1455e-05 | 1.232e-06
| 2017/18 | 2/02/2018 | PLANNED | 48 | 4 | 12 | 5.9136e-05 | 4.928e-06
| 2017/18 | 2/02/2018 | PLANNED | 4784 | 16 | 299 | 0.0058938 | 1.9712e-05
| 2017/18 | 2/02/2018 | PLANNED | 98 | 1 | 98 | 0.00012074 | 1.232e-06
| 2017/18 | 2/02/2018 | PLANNED | 22 | 2 | 11 | 2.7104e-05 | 2.464e-06
| 2017/18 | 2/02/2018 | PLANNED | 48 | 2 | 24 | 5.9136e-05 | 2.464e-06
| 2017/18 | 2/02/2018 | PLANNED | 300 | 15 | 20 | 0.0003696 | 1.848e-05
| 2017/18 | 2/02/2018 | PLANNED | 40 | 5 | 8 | 4.928e-05 | 6.16e-06
| 2017/18 | 2/02/2018 | PLANNED | 45 | 1 | 45 | 5.544e-05 | 1.232e-06
| 2017/18 | 2/02/2018 | PLANNED | 13 | 1 | 13 | 1.6016e-05 | 1.232e-06
| 2017/18 | 2/02/2018 | PLANNED | 12 | 3 | 4 | 1.4784e-05 | 3.696e-06
| 2017/18 | 3/02/2018 | PLANNED | 1905 | 1 | 1905 | 0.0023469 | 1.232e-06
| 2017/18 | 3/02/2018 | PLANNED | 6336 | 16 | 396 | 0.0078059 | 1.9712e-05
| 2017/18 | 4/02/2018 | PLANNED | 1078 | 7 | 154 | 0.0013281 | 8.6239e-06
| 2017/18 | 4/02/2018 | PLANNED | 39788 | 196 | 203 | 0.049018 | 0.00024147
| 2017/18 | 4/02/2018 | PLANNED | 8360 | 44 | 190 | 0.010299 | 5.4208e-05
| 2017/18 | 5/02/2018 | PLANNED | 15000 | 500 | 30 | 0.01848 | 0.000616
| 2017/18 | 5/02/2018 | PLANNED | 2982 | 21 | 142 | 0.0036738 | 2.5872e-05
| 2017/18 | 5/02/2018 | PLANNED | 680 | 8 | 85 | 0.00083775 | 9.8559e-06
| 2017/18 | 5/02/2018 | PLANNED | 45 | 1 | 45 | 5.544e-05 | 1.232e-06
| 2017/18 | 5/02/2018 | PLANNED | 24375 | 64 | 380.8594 | 0.03003 | 7.8847e-05
| 2017/18 | 5/02/2018 | PLANNED | 160 | 2 | 80 | 0.00019712 | 2.464e-06
| 2017/18 | 5/02/2018 | PLANNED | 27 | 1 | 27 | 3.3264e-05 | 1.232e-06
| 2017/18 | 5/02/2018 | PLANNED | 90 | 3 | 30 | 0.00011088 | 3.696e-06
| 2017/18 | 5/02/2018 | PLANNED | 312 | 4 | 78 | 0.00038438 | 4.928e-06
| 2017/18 | 6/02/2018 | PLANNED | 1850 | 10 | 185 | 0.0022792 | 1.232e-05
| 2017/18 | 6/02/2018 | PLANNED | 15379 | 91 | 169 | 0.018947 | 0.00011211
| 2017/18 | 6/02/2018 | PLANNED | 765 | 9 | 85 | 0.00094247 | 1.1088e-05
| 2017/18 | 6/02/2018 | PLANNED | 65 | 1 | 65 | 8.0079e-05 | 1.232e-06
| 2017/18 | 6/02/2018 | PLANNED | 3105 | 9 | 345 | 0.0038253 | 1.1088e-05
| 2017/18 | 6/02/2018 | PLANNED | 8544 | 62 | 137.8065 | 0.010526 | 7.6383e-05
| 2017/18 | 6/02/2018 | PLANNED | 2376 | 18 | 132 | 0.0029272 | 2.2176e-05
| 2017/18 | 6/02/2018 | PLANNED | 180 | 4 | 45 | 0.00022176 | 4.928e-06
| 2017/18 | 6/02/2018 | PLANNED | 1750 | 10 | 175 | 0.002156 | 1.232e-05
| 2017/18 | 6/02/2018 | PLANNED | 88 | 2 | 44 | 0.00010842 | 2.464e-06
| 2017/18 | 6/02/2018 | PLANNED | 3114 | 14 | 222.4286 | 0.0038364 | 1.7248e-05
| 2017/18 | 6/02/2018 | PLANNED | 7426 | 47 | 158 | 0.0091488 | 5.7904e-05
| 2017/18 | 6/02/2018 | PLANNED | 900 | 5 | 180 | 0.0011088 | 6.16e-06
| 2017/18 | 6/02/2018 | PLANNED | 7740 | 30 | 258 | 0.0095356 | 3.696e-05
| 2017/18 | 6/02/2018 | PLANNED | 150 | 2 | 75 | 0.0001848 | 2.464e-06
| 2017/18 | 6/02/2018 | PLANNED | 45 | 1 | 45 | 5.544e-05 | 1.232e-06
| 2017/18 | 6/02/2018 | PLANNED | 1155 | 7 | 165 | 0.001423 | 8.6239e-06
| 2017/18 | 6/02/2018 | PLANNED | 7728 | 24 | 322 | 0.0095208 | 2.9568e-05
| 2017/18 | 6/02/2018 | PLANNED | 13780 | 53 | 260 | 0.016977 | 6.5296e-05
| 2017/18 | 6/02/2018 | PLANNED | 150 | 1 | 150 | 0.0001848 | 1.232e-06
| 2017/18 | 6/02/2018 | PLANNED | 5440 | 32 | 170 | 0.006702 | 3.9424e-05
| 2017/18 | 6/02/2018 | PLANNED | 30 | 1 | 30 | 3.696e-05 | 1.232e-06
| 2017/18 | 6/02/2018 | PLANNED | 400 | 10 | 40 | 0.0004928 | 1.232e-05
| 2017/18 | 6/02/2018 | PLANNED | 14246 | 54 | 263.8148 | 0.017551 | 6.6528e-05
| 2017/18 | 6/02/2018 | PLANNED | 25 | 1 | 25 | 3.08e-05 | 1.232e-06
| 2017/18 | 6/02/2018 | PLANNED | 50700 | 507 | 100 | 0.062462 | 0.00062462
| 2017/18 | 6/02/2018 | PLANNED | 450 | 6 | 75 | 0.0005544 | 7.3919e-06
| 2017/18 | 6/02/2018 | PLANNED | 85 | 1 | 85 | 0.00010472 | 1.232e-06
| 2017/18 | 6/02/2018 | PLANNED | 50 | 2 | 25 | 6.16e-05 | 2.464e-06
| 2017/18 | 6/02/2018 | PLANNED | 715 | 13 | 55 | 0.00088087 | 1.6016e-05
| 2017/18 | 6/02/2018 | PLANNED | 75 | 3 | 25 | 9.2399e-05 | 3.696e-06
| 2017/18 | 7/02/2018 | PLANNED | 260 | 26 | 10 | 0.00032032 | 3.2032e-05
| 2017/18 | 7/02/2018 | PLANNED | 8340 | 20 | 417 | 0.010275 | 2.464e-05
| 2017/18 | 7/02/2018 | PLANNED | 850 | 5 | 170 | 0.0010472 | 6.16e-06
| 2017/18 | 7/02/2018 | PLANNED | 234 | 3 | 78 | 0.00028829 | 3.696e-06
| 2017/18 | 7/02/2018 | PLANNED | 275 | 1 | 275 | 0.0003388 | 1.232e-06
| 2017/18 | 7/02/2018 | PLANNED | 7182 | 38 | 189 | 0.0088482 | 4.6816e-05
| 2017/18 | 7/02/2018 | PLANNED | 2080 | 8 | 260 | 0.0025625 | 9.8559e-06
| 2017/18 | 7/02/2018 | PLANNED | 212 | 4 | 53 | 0.00026118 | 4.928e-06
| 2017/18 | 7/02/2018 | PLANNED | 4026 | 22 | 183 | 0.00496 | 2.7104e-05
| 2017/18 | 7/02/2018 | PLANNED | 59020 | 244 | 241.8852 | 0.072712 | 0.00030061
| 2017/18 | 7/02/2018 | PLANNED | 10132 | 68 | 149 | 0.012483 | 8.3775e-05
| 2017/18 | 7/02/2018 | PLANNED | 320 | 15 | 21.3333 | 0.00039424 | 1.848e-05
| 2017/18 | 7/02/2018 | PLANNED | 2520 | 8 | 315 | 0.0031046 | 9.8559e-06
| 2017/18 | 7/02/2018 | PLANNED | 22253 | 71 | 313.4225 | 0.027416 | 8.7471e-05
| 2017/18 | 7/02/2018 | PLANNED | 3186 | 14 | 227.5714 | 0.0039251 | 1.7248e-05
| 2017/18 | 7/02/2018 | PLANNED | 16 | 1 | 16 | 1.9712e-05 | 1.232e-06
| 2017/18 | 7/02/2018 | PLANNED | 7 | 1 | 7 | 8.6239e-06 | 1.232e-06
| 2017/18 | 7/02/2018 | PLANNED | 36 | 4 | 9 | 4.4352e-05 | 4.928e-06
| 2017/18 | 8/02/2018 | PLANNED | 3432 | 22 | 156 | 0.0042282 | 2.7104e-05
| 2017/18 | 8/02/2018 | PLANNED | 1710 | 9 | 190 | 0.0021067 | 1.1088e-05
| 2017/18 | 8/02/2018 | PLANNED | 2880 | 18 | 160 | 0.0035481 | 2.2176e-05
| 2017/18 | 8/02/2018 | PLANNED | 604 | 2 | 302 | 0.00074412 | 2.464e-06
| 2017/18 | 8/02/2018 | PLANNED | 7040 | 55 | 128 | 0.0086732 | 6.776e-05
| 2017/18 | 8/02/2018 | PLANNED | 31 | 1 | 31 | 3.8192e-05 | 1.232e-06
| 2017/18 | 8/02/2018 | PLANNED | 2030 | 10 | 203 | 0.0025009 | 1.232e-05
| 2017/18 | 8/02/2018 | PLANNED | 4224 | 32 | 132 | 0.0052039 | 3.9424e-05
| 2017/18 | 8/02/2018 | PLANNED | 1270 | 5 | 254 | 0.0015646 | 6.16e-06
| 2017/18 | 8/02/2018 | PLANNED | 265 | 5 | 53 | 0.00032648 | 6.16e-06
| 2017/18 | 8/02/2018 | PLANNED | 20990 | 82 | 255.9756 | 0.025859 | 0.00010102
| 2017/18 | 8/02/2018 | PLANNED | 125 | 1 | 125 | 0.000154 | 1.232e-06
| 2017/18 | 8/02/2018 | PLANNED | 4094 | 23 | 178 | 0.0050438 | 2.8336e-05
| 2017/18 | 8/02/2018 | PLANNED | 13986 | 37 | 378 | 0.017231 | 4.5584e-05
| 2017/18 | 8/02/2018 | PLANNED | 225 | 8 | 28.125 | 0.0002772 | 9.8559e-06
| 2017/18 | 8/02/2018 | PLANNED | 480 | 16 | 30 | 0.00059136 | 1.9712e-05
| 2017/18 | 8/02/2018 | PLANNED | 20 | 4 | 5 | 2.464e-05 | 4.928e-06
| 2017/18 | 8/02/2018 | PLANNED | 38 | 1 | 38 | 4.6816e-05 | 1.232e-06
| 2017/18 | 8/02/2018 | PLANNED | 180 | 6 | 30 | 0.00022176 | 7.3919e-06
| 2017/18 | 8/02/2018 | PLANNED | 605 | 11 | 55 | 0.00074535 | 1.3552e-05
| 2017/18 | 8/02/2018 | PLANNED | 112 | 4 | 28 | 0.00013798 | 4.928e-06
| 2017/18 | 9/02/2018 | PLANNED | 132 | 11 | 12 | 0.00016262 | 1.3552e-05
| 2017/18 | 9/02/2018 | PLANNED | 580 | 2 | 290 | 0.00071455 | 2.464e-06
| 2017/18 | 9/02/2018 | PLANNED | 1128 | 3 | 376 | 0.0013897 | 3.696e-06
| 2017/18 | 9/02/2018 | PLANNED | 497 | 7 | 71 | 0.0006123 | 8.6239e-06
| 2017/18 | 9/02/2018 | PLANNED | 5780 | 34 | 170 | 0.0071209 | 4.1888e-05
| 2017/18 | 9/02/2018 | PLANNED | 550 | 22 | 25 | 0.0006776 | 2.7104e-05
| 2017/18 | 9/02/2018 | PLANNED | 1248 | 39 | 32 | 0.0015375 | 4.8048e-05
| 2017/18 | 9/02/2018 | PLANNED | 735 | 15 | 49 | 0.00090551 | 1.848e-05
| 2017/18 | 9/02/2018 | PLANNED | 1456 | 8 | 182 | 0.0017938 | 9.8559e-06
| 2017/18 | 9/02/2018 | PLANNED | 13795 | 89 | 155 | 0.016995 | 0.00010965
| 2017/18 | 9/02/2018 | PLANNED | 1582 | 7 | 226 | 0.001949 | 8.6239e-06
| 2017/18 | 9/02/2018 | PLANNED | 2350 | 10 | 235 | 0.0028952 | 1.232e-05
| 2017/18 | 9/02/2018 | PLANNED | 40 | 4 | 10 | 4.928e-05 | 4.928e-06
| 2017/18 | 9/02/2018 | PLANNED | 450 | 18 | 25 | 0.0005544 | 2.2176e-05
| 2017/18 | 9/02/2018 | PLANNED | 1417 | 5 | 283.4 | 0.0017457 | 6.16e-06
| 2017/18 | 9/02/2018 | PLANNED | 72 | 9 | 8 | 8.8703e-05 | 1.1088e-05
| 2017/18 | 9/02/2018 | PLANNED | 5846 | 84 | 69.5952 | 0.0072022 | 0.00010349
| 2017/18 | 9/02/2018 | PLANNED | 253 | 11 | 23 | 0.00031169 | 1.3552e-05
| 2017/18 | 9/02/2018 | PLANNED | 2185 | 19 | 115 | 0.0026919 | 2.3408e-05
| 2017/18 | 9/02/2018 | PLANNED | 146 | 2 | 73 | 0.00017987 | 2.464e-06
| 2017/18 | 9/02/2018 | PLANNED | 47 | 1 | 47 | 5.7904e-05 | 1.232e-06
| 2017/18 | 9/02/2018 | PLANNED | 330 | 11 | 30 | 0.00040656 | 1.3552e-05
| 2017/18 | 9/02/2018 | PLANNED | 34 | 2 | 17 | 4.1888e-05 | 2.464e-06
| 2017/18 | 9/02/2018 | PLANNED | 20 | 1 | 20 | 2.464e-05 | 1.232e-06
| 2017/18 | 9/02/2018 | PLANNED | 8736 | 336 | 26 | 0.010763 | 0.00041395
| 2017/18 | 9/02/2018 | PLANNED | 608 | 19 | 32 | 0.00074905 | 2.3408e-05
| 2017/18 | 9/02/2018 | PLANNED | 660 | 22 | 30 | 0.00081311 | 2.7104e-05
| 2017/18 | 9/02/2018 | PLANNED | 56 | 2 | 28 | 6.8992e-05 | 2.464e-06
| 2017/18 | 9/02/2018 | PLANNED | 1760 | 44 | 40 | 0.0021683 | 5.4208e-05
| 2017/18 | 9/02/2018 | PLANNED | 26 | 2 | 13 | 3.2032e-05 | 2.464e-06
| 2017/18 | 11/02/2018 | PLANNED | 670 | 2 | 335 | 0.00082543 | 2.464e-06
| 2017/18 | 11/02/2018 | PLANNED | 4080 | 8 | 510 | 0.0050265 | 9.8559e-06
| 2017/18 | 11/02/2018 | PLANNED | 307 | 1 | 307 | 0.00037822 | 1.232e-06
| 2017/18 | 11/02/2018 | PLANNED | 519 | 1 | 519 | 0.0006394 | 1.232e-06
| 2017/18 | 11/02/2018 | PLANNED | 40365 | 207 | 195 | 0.049729 | 0.00025502
| 2017/18 | 11/02/2018 | PLANNED | 12354 | 29 | 426 | 0.01522 | 3.5728e-05
| 2017/18 | 11/02/2018 | PLANNED | 360 | 24 | 15 | 0.00044352 | 2.9568e-05
| 2017/18 | 12/02/2018 | PLANNED | 504 | 18 | 28 | 0.00062092 | 2.2176e-05
| 2017/18 | 12/02/2018 | PLANNED | 1560 | 8 | 195 | 0.0019219 | 9.8559e-06
| 2017/18 | 12/02/2018 | PLANNED | 660 | 2 | 330 | 0.00081311 | 2.464e-06
| 2017/18 | 12/02/2018 | PLANNED | 4212 | 20 | 210.6 | 0.0051891 | 2.464e-05
| 2017/18 | 12/02/2018 | PLANNED | 60 | 3 | 20 | 7.3919e-05 | 3.696e-06
| 2017/18 | 12/02/2018 | PLANNED | 14326 | 38 | 377 | 0.01765 | 4.6816e-05
| 2017/18 | 12/02/2018 | PLANNED | 5292 | 27 | 196 | 0.0065197 | 3.3264e-05
| 2017/18 | 12/02/2018 | PLANNED | 4680 | 30 | 156 | 0.0057657 | 3.696e-05
| 2017/18 | 12/02/2018 | PLANNED | 14 | 2 | 7 | 1.7248e-05 | 2.464e-06
| 2017/18 | 12/02/2018 | PLANNED | 34 | 2 | 17 | 4.1888e-05 | 2.464e-06
| 2017/18 | 12/02/2018 | PLANNED | 24 | 1 | 24 | 2.9568e-05 | 1.232e-06
| 2017/18 | 12/02/2018 | PLANNED | 1110 | 111 | 10 | 0.0013675 | 0.00013675
| 2017/18 | 12/02/2018 | PLANNED | 12456 | 72 | 173 | 0.015346 | 8.8703e-05
| 2017/18 | 12/02/2018 | PLANNED | 28 | 1 | 28 | 3.4496e-05 | 1.232e-06
| 2017/18 | 12/02/2018 | PLANNED | 10 | 1 | 10 | 1.232e-05 | 1.232e-06
| 2017/18 | 12/02/2018 | PLANNED | 4242 | 42 | 101 | 0.0052261 | 5.1744e-05
| 2017/18 | 12/02/2018 | PLANNED | 4 | 1 | 4 | 4.928e-06 | 1.232e-06
| 2017/18 | 13/02/2018 | PLANNED | 32 | 1 | 32 | 3.9424e-05 | 1.232e-06
| 2017/18 | 13/02/2018 | PLANNED | 12363 | 39 | 317 | 0.015231 | 4.8048e-05
| 2017/18 | 13/02/2018 | PLANNED | 17205 | 93 | 185 | 0.021196 | 0.00011458
| 2017/18 | 13/02/2018 | PLANNED | 781 | 71 | 11 | 0.00096219 | 8.7471e-05
| 2017/18 | 13/02/2018 | PLANNED | 5824 | 16 | 364 | 0.0071751 | 1.9712e-05
| 2017/18 | 13/02/2018 | PLANNED | 64 | 8 | 8 | 7.8847e-05 | 9.8559e-06
| 2017/18 | 13/02/2018 | PLANNED | 2893 | 17 | 170.1765 | 0.0035642 | 2.0944e-05
| 2017/18 | 13/02/2018 | PLANNED | 2333 | 52 | 44.8654 | 0.0028742 | 6.4064e-05
| 2017/18 | 13/02/2018 | PLANNED | 1837 | 167 | 11 | 0.0022632 | 0.00020574
| 2017/18 | 13/02/2018 | PLANNED | 23535 | 93 | 253.0645 | 0.028995 | 0.00011458
| 2017/18 | 13/02/2018 | PLANNED | 8500 | 100 | 85 | 0.010472 | 0.0001232
| 2017/18 | 13/02/2018 | PLANNED | 309 | 3 | 103 | 0.00038069 | 3.696e-06
| 2017/18 | 13/02/2018 | PLANNED | 275 | 1 | 275 | 0.0003388 | 1.232e-06
| 2017/18 | 13/02/2018 | PLANNED | 12540 | 209 | 60 | 0.015449 | 0.00025749
| 2017/18 | 13/02/2018 | PLANNED | 630 | 5 | 126 | 0.00077615 | 6.16e-06
| 2017/18 | 13/02/2018 | PLANNED | 180 | 2 | 90 | 0.00022176 | 2.464e-06
| 2017/18 | 13/02/2018 | PLANNED | 72 | 8 | 9 | 8.8703e-05 | 9.8559e-06
| 2017/18 | 13/02/2018 | PLANNED | 2310 | 42 | 55 | 0.0028459 | 5.1744e-05
| 2017/18 | 13/02/2018 | PLANNED | 1240 | 31 | 40 | 0.0015277 | 3.8192e-05
| 2017/18 | 13/02/2018 | PLANNED | 368 | 16 | 23 | 0.00045337 | 1.9712e-05
| 2017/18 | 13/02/2018 | PLANNED | 54 | 2 | 27 | 6.6528e-05 | 2.464e-06
| 2017/18 | 13/02/2018 | PLANNED | 49 | 7 | 7 | 6.0368e-05 | 8.6239e-06
| 2017/18 | 13/02/2018 | PLANNED | 120 | 3 | 40 | 0.00014784 | 3.696e-06
| 2017/18 | 13/02/2018 | PLANNED | 1127 | 23 | 49 | 0.0013885 | 2.8336e-05
| 2017/18 | 13/02/2018 | PLANNED | 4 | 1 | 4 | 4.928e-06 | 1.232e-06
| 2017/18 | 13/02/2018 | PLANNED | 525 | 25 | 21 | 0.0006468 | 3.08e-05
| 2017/18 | 13/02/2018 | PLANNED | 264 | 8 | 33 | 0.00032525 | 9.8559e-06
| 2017/18 | 13/02/2018 | PLANNED | 350 | 14 | 25 | 0.0004312 | 1.7248e-05
| 2017/18 | 13/02/2018 | PLANNED | 10 | 1 | 10 | 1.232e-05 | 1.232e-06
| 2017/18 | 13/02/2018 | PLANNED | 1386 | 7 | 198 | 0.0017075 | 8.6239e-06
| 2017/18 | 14/02/2018 | PLANNED | 189 | 9 | 21 | 0.00023285 | 1.1088e-05
| 2017/18 | 14/02/2018 | PLANNED | 65764 | 164 | 401 | 0.081021 | 0.00020205
| 2017/18 | 14/02/2018 | PLANNED | 3366 | 17 | 198 | 0.0041469 | 2.0944e-05
| 2017/18 | 14/02/2018 | PLANNED | 4605 | 15 | 307 | 0.0056733 | 1.848e-05
| 2017/18 | 14/02/2018 | PLANNED | 480 | 16 | 30 | 0.00059136 | 1.9712e-05
| 2017/18 | 14/02/2018 | PLANNED | 627 | 19 | 33 | 0.00077246 | 2.3408e-05
| 2017/18 | 14/02/2018 | PLANNED | 14130 | 45 | 314 | 0.017408 | 5.544e-05
| 2017/18 | 14/02/2018 | PLANNED | 34 | 2 | 17 | 4.1888e-05 | 2.464e-06
| 2017/18 | 14/02/2018 | PLANNED | 51 | 3 | 17 | 6.2832e-05 | 3.696e-06
| 2017/18 | 14/02/2018 | PLANNED | 37523 | 157 | 239 | 0.046228 | 0.00019342
| 2017/18 | 14/02/2018 | PLANNED | 17766 | 63 | 282 | 0.021888 | 7.7615e-05
| 2017/18 | 14/02/2018 | PLANNED | 565 | 3 | 188.3333 | 0.00069608 | 3.696e-06
| 2017/18 | 14/02/2018 | PLANNED | 51766 | 143 | 362 | 0.063775 | 0.00017617
| 2017/18 | 14/02/2018 | PLANNED | 704 | 32 | 22 | 0.00086732 | 3.9424e-05
| 2017/18 | 14/02/2018 | PLANNED | 3419 | 13 | 263 | 0.0042122 | 1.6016e-05
| 2017/18 | 14/02/2018 | PLANNED | 5 | 1 | 5 | 6.16e-06 | 1.232e-06
| 2017/18 | 14/02/2018 | PLANNED | 726 | 121 | 6 | 0.00089443 | 0.00014907
| 2017/18 | 14/02/2018 | PLANNED | 648 | 5 | 129.6 | 0.00079833 | 6.16e-06
| 2017/18 | 14/02/2018 | PLANNED | 1470 | 21 | 70 | 0.001811 | 2.5872e-05
| 2017/18 | 14/02/2018 | PLANNED | 25 | 1 | 25 | 3.08e-05 | 1.232e-06
| 2017/18 | 14/02/2018 | PLANNED | 2275 | 65 | 35 | 0.0028028 | 8.0079e-05
| 2017/18 | 14/02/2018 | PLANNED | 34 | 1 | 34 | 4.1888e-05 | 1.232e-06
| 2017/18 | 14/02/2018 | PLANNED | 480 | 4 | 120 | 0.00059136 | 4.928e-06
| 2017/18 | 14/02/2018 | PLANNED | 23 | 1 | 23 | 2.8336e-05 | 1.232e-06
| 2017/18 | 14/02/2018 | PLANNED | 570 | 6 | 95 | 0.00070224 | 7.3919e-06
| 2017/18 | 14/02/2018 | PLANNED | 54 | 2 | 27 | 6.6528e-05 | 2.464e-06
| 2017/18 | 14/02/2018 | PLANNED | 50 | 2 | 25 | 6.16e-05 | 2.464e-06
| 2017/18 | 15/02/2018 | PLANNED | 4225 | 13 | 325 | 0.0052052 | 1.6016e-05
| 2017/18 | 15/02/2018 | PLANNED | 30260 | 89 | 340 | 0.03728 | 0.00010965
| 2017/18 | 15/02/2018 | PLANNED | 1902 | 6 | 317 | 0.0023432 | 7.3919e-06
| 2017/18 | 15/02/2018 | PLANNED | 690 | 6 | 115 | 0.00085007 | 7.3919e-06
| 2017/18 | 15/02/2018 | PLANNED | 7533 | 31 | 243 | 0.0092806 | 3.8192e-05
| 2017/18 | 15/02/2018 | PLANNED | 108 | 6 | 18 | 0.00013306 | 7.3919e-06
| 2017/18 | 15/02/2018 | PLANNED | 1994 | 26 | 76.6923 | 0.0024566 | 3.2032e-05
| 2017/18 | 15/02/2018 | PLANNED | 630 | 7 | 90 | 0.00077615 | 8.6239e-06
| 2017/18 | 15/02/2018 | PLANNED | 188 | 1 | 188 | 0.00023161 | 1.232e-06
| 2017/18 | 15/02/2018 | PLANNED | 1200 | 10 | 120 | 0.0014784 | 1.232e-05
| 2017/18 | 15/02/2018 | PLANNED | 4394 | 18 | 244.1111 | 0.0054134 | 2.2176e-05
| 2017/18 | 15/02/2018 | PLANNED | 495 | 5 | 99 | 0.00060984 | 6.16e-06
| 2017/18 | 15/02/2018 | PLANNED | 30 | 1 | 30 | 3.696e-05 | 1.232e-06
| 2017/18 | 15/02/2018 | PLANNED | 62 | 4 | 15.5 | 7.6383e-05 | 4.928e-06
| 2017/18 | 15/02/2018 | PLANNED | 13 | 1 | 13 | 1.6016e-05 | 1.232e-06
| 2017/18 | 15/02/2018 | PLANNED | 21 | 1 | 21 | 2.5872e-05 | 1.232e-06
| 2017/18 | 15/02/2018 | PLANNED | 36 | 2 | 18 | 4.4352e-05 | 2.464e-06
| 2017/18 | 15/02/2018 | PLANNED | 17 | 1 | 17 | 2.0944e-05 | 1.232e-06
| 2017/18 | 15/02/2018 | PLANNED | 17 | 1 | 17 | 2.0944e-05 | 1.232e-06
| 2017/18 | 15/02/2018 | PLANNED | 32 | 2 | 16 | 3.9424e-05 | 2.464e-06
| 2017/18 | 15/02/2018 | PLANNED | 5 | 1 | 5 | 6.16e-06 | 1.232e-06
| 2017/18 | 15/02/2018 | PLANNED | 19765 | 67 | 295 | 0.02435 | 8.2543e-05
| 2017/18 | 16/02/2018 | PLANNED | 1800 | 8 | 225 | 0.0022176 | 9.8559e-06
| 2017/18 | 16/02/2018 | PLANNED | 7462 | 26 | 287 | 0.0091931 | 3.2032e-05
| 2017/18 | 16/02/2018 | PLANNED | 770 | 7 | 110 | 0.00094863 | 8.6239e-06
| 2017/18 | 16/02/2018 | PLANNED | 185 | 1 | 185 | 0.00022792 | 1.232e-06
| 2017/18 | 16/02/2018 | PLANNED | 260 | 13 | 20 | 0.00032032 | 1.6016e-05
| 2017/18 | 16/02/2018 | PLANNED | 1404 | 39 | 36 | 0.0017297 | 4.8048e-05
| 2017/18 | 16/02/2018 | PLANNED | 107 | 5 | 21.4 | 0.00013182 | 6.16e-06
| 2017/18 | 16/02/2018 | PLANNED | 1500 | 4 | 375 | 0.001848 | 4.928e-06
| 2017/18 | 16/02/2018 | PLANNED | 1552 | 8 | 194 | 0.0019121 | 9.8559e-06
| 2017/18 | 16/02/2018 | PLANNED | 15318 | 74 | 207 | 0.018872 | 9.1167e-05
| 2017/18 | 16/02/2018 | PLANNED | 4680 | 26 | 180 | 0.0057657 | 3.2032e-05
| 2017/18 | 16/02/2018 | PLANNED | 140 | 10 | 14 | 0.00017248 | 1.232e-05
| 2017/18 | 16/02/2018 | PLANNED | 294 | 2 | 147 | 0.00036221 | 2.464e-06
| 2017/18 | 16/02/2018 | PLANNED | 26980 | 76 | 355 | 0.033239 | 9.3631e-05
| 2017/18 | 16/02/2018 | PLANNED | 1022 | 7 | 146 | 0.0012591 | 8.6239e-06
| 2017/18 | 16/02/2018 | PLANNED | 27 | 3 | 9 | 3.3264e-05 | 3.696e-06
| 2017/18 | 16/02/2018 | PLANNED | 2482 | 34 | 73 | 0.0030578 | 4.1888e-05
| 2017/18 | 16/02/2018 | PLANNED | 305 | 1 | 305 | 0.00037576 | 1.232e-06
| 2017/18 | 16/02/2018 | PLANNED | 510 | 34 | 15 | 0.00062832 | 4.1888e-05
| 2017/18 | 16/02/2018 | PLANNED | 12040 | 43 | 280 | 0.014833 | 5.2976e-05
| 2017/18 | 16/02/2018 | PLANNED | 244 | 2 | 122 | 0.00030061 | 2.464e-06
| 2017/18 | 16/02/2018 | PLANNED | 478 | 2 | 239 | 0.00058889 | 2.464e-06
| 2017/18 | 16/02/2018 | PLANNED | 5 | 1 | 5 | 6.16e-06 | 1.232e-06
| 2017/18 | 16/02/2018 | PLANNED | 4218 | 37 | 114 | 0.0051965 | 4.5584e-05
| 2017/18 | 16/02/2018 | PLANNED | 14 | 2 | 7 | 1.7248e-05 | 2.464e-06
| 2017/18 | 16/02/2018 | PLANNED | 1232 | 11 | 112 | 0.0015178 | 1.3552e-05
| 2017/18 | 16/02/2018 | PLANNED | 243 | 9 | 27 | 0.00029937 | 1.1088e-05
| 2017/18 | 16/02/2018 | PLANNED | 112 | 4 | 28 | 0.00013798 | 4.928e-06
| 2017/18 | 16/02/2018 | PLANNED | 18 | 2 | 9 | 2.2176e-05 | 2.464e-06
| 2017/18 | 16/02/2018 | PLANNED | 16 | 1 | 16 | 1.9712e-05 | 1.232e-06
| 2017/18 | 17/02/2018 | PLANNED | 1000 | 25 | 40 | 0.001232 | 3.08e-05
| 2017/18 | 17/02/2018 | PLANNED | 2069 | 5 | 413.8 | 0.002549 | 6.16e-06
| 2017/18 | 17/02/2018 | PLANNED | 25 | 1 | 25 | 3.08e-05 | 1.232e-06
| 2017/18 | 17/02/2018 | PLANNED | 630 | 14 | 45 | 0.00077615 | 1.7248e-05
| 2017/18 | 17/02/2018 | PLANNED | 297 | 11 | 27 | 0.0003659 | 1.3552e-05
| 2017/18 | 17/02/2018 | PLANNED | 600 | 75 | 8 | 0.00073919 | 9.2399e-05
| 2017/18 | 18/02/2018 | PLANNED | 2353 | 75 | 31.3733 | 0.0028989 | 9.2399e-05
| 2017/18 | 18/02/2018 | PLANNED | 250 | 1 | 250 | 0.000308 | 1.232e-06
| 2017/18 | 18/02/2018 | PLANNED | 14421 | 33 | 437 | 0.017767 | 4.0656e-05
| 2017/18 | 18/02/2018 | PLANNED | 2520 | 10 | 252 | 0.0031046 | 1.232e-05
| 2017/18 | 18/02/2018 | PLANNED | 1921 | 17 | 113 | 0.0023667 | 2.0944e-05
| 2017/18 | 19/02/2018 | PLANNED | 3690 | 41 | 90 | 0.004546 | 5.0512e-05
| 2017/18 | 19/02/2018 | PLANNED | 2448 | 72 | 34 | 0.0030159 | 8.8703e-05
| 2017/18 | 19/02/2018 | PLANNED | 2352 | 14 | 168 | 0.0028976 | 1.7248e-05
| 2017/18 | 19/02/2018 | PLANNED | 4815 | 45 | 107 | 0.005932 | 5.544e-05
| 2017/18 | 19/02/2018 | PLANNED | 4416 | 32 | 138 | 0.0054405 | 3.9424e-05
| 2017/18 | 19/02/2018 | PLANNED | 444 | 12 | 37 | 0.000547 | 1.4784e-05
| 2017/18 | 19/02/2018 | PLANNED | 7740 | 122 | 63.4426 | 0.0095356 | 0.0001503
| 2017/18 | 19/02/2018 | PLANNED | 3186 | 9 | 354 | 0.0039251 | 1.1088e-05
| 2017/18 | 19/02/2018 | PLANNED | 735 | 7 | 105 | 0.00090551 | 8.6239e-06
| 2017/18 | 19/02/2018 | PLANNED | 16900 | 52 | 325 | 0.020821 | 6.4064e-05
| 2017/18 | 19/02/2018 | PLANNED | 1443 | 39 | 37 | 0.0017778 | 4.8048e-05
| 2017/18 | 19/02/2018 | PLANNED | 270 | 45 | 6 | 0.00033264 | 5.544e-05
| 2017/18 | 19/02/2018 | PLANNED | 6200 | 20 | 310 | 0.0076383 | 2.464e-05
| 2017/18 | 19/02/2018 | PLANNED | 24648 | 78 | 316 | 0.030366 | 9.6095e-05
| 2017/18 | 19/02/2018 | PLANNED | 405 | 3 | 135 | 0.00049896 | 3.696e-06
| 2017/18 | 19/02/2018 | PLANNED | 1032 | 24 | 43 | 0.0012714 | 2.9568e-05
| 2017/18 | 19/02/2018 | PLANNED | 2730 | 65 | 42 | 0.0033633 | 8.0079e-05
| 2017/18 | 19/02/2018 | PLANNED | 34 | 1 | 34 | 4.1888e-05 | 1.232e-06
| 2017/18 | 19/02/2018 | PLANNED | 88 | 2 | 44 | 0.00010842 | 2.464e-06
| 2017/18 | 20/02/2018 | PLANNED | 180 | 1 | 180 | 0.00022176 | 1.232e-06
| 2017/18 | 20/02/2018 | PLANNED | 512 | 1 | 512 | 0.00063078 | 1.232e-06
| 2017/18 | 20/02/2018 | PLANNED | 641 | 3 | 213.6667 | 0.00078971 | 3.696e-06
| 2017/18 | 20/02/2018 | PLANNED | 60 | 4 | 15 | 7.3919e-05 | 4.928e-06
| 2017/18 | 20/02/2018 | PLANNED | 22 | 1 | 22 | 2.7104e-05 | 1.232e-06
| 2017/18 | 20/02/2018 | PLANNED | 37728 | 96 | 393 | 0.046481 | 0.00011827
| 2017/18 | 20/02/2018 | PLANNED | 4290 | 13 | 330 | 0.0052852 | 1.6016e-05
| 2017/18 | 20/02/2018 | PLANNED | 4420 | 20 | 221 | 0.0054454 | 2.464e-05
| 2017/18 | 20/02/2018 | PLANNED | 1860 | 7 | 265.7143 | 0.0022915 | 8.6239e-06
| 2017/18 | 20/02/2018 | PLANNED | 42 | 1 | 42 | 5.1744e-05 | 1.232e-06
| 2017/18 | 20/02/2018 | PLANNED | 25810 | 89 | 290 | 0.031798 | 0.00010965
| 2017/18 | 20/02/2018 | PLANNED | 96 | 3 | 32 | 0.00011827 | 3.696e-06
| 2017/18 | 20/02/2018 | PLANNED | 5124 | 61 | 84 | 0.0063127 | 7.5151e-05
| 2017/18 | 20/02/2018 | PLANNED | 160 | 2 | 80 | 0.00019712 | 2.464e-06
| 2017/18 | 20/02/2018 | PLANNED | 196 | 2 | 98 | 0.00024147 | 2.464e-06
| 2017/18 | 20/02/2018 | PLANNED | 330 | 3 | 110 | 0.00040656 | 3.696e-06
| 2017/18 | 20/02/2018 | PLANNED | 58850 | 214 | 275 | 0.072503 | 0.00026365
| 2017/18 | 20/02/2018 | PLANNED | 251 | 1 | 251 | 0.00030923 | 1.232e-06
| 2017/18 | 20/02/2018 | PLANNED | 40 | 2 | 20 | 4.928e-05 | 2.464e-06
| 2017/18 | 20/02/2018 | PLANNED | 188 | 1 | 188 | 0.00023161 | 1.232e-06
| 2017/18 | 20/02/2018 | PLANNED | 1221 | 33 | 37 | 0.0015043 | 4.0656e-05
| 2017/18 | 20/02/2018 | PLANNED | 9324 | 42 | 222 | 0.011487 | 5.1744e-05
| 2017/18 | 20/02/2018 | PLANNED | 6 | 1 | 6 | 7.3919e-06 | 1.232e-06
| 2017/18 | 20/02/2018 | PLANNED | 152 | 8 | 19 | 0.00018726 | 9.8559e-06
| 2017/18 | 20/02/2018 | PLANNED | 4640 | 58 | 80 | 0.0057164 | 7.1455e-05
| 2017/18 | 20/02/2018 | PLANNED | 2080 | 16 | 130 | 0.0025625 | 1.9712e-05
| 2017/18 | 20/02/2018 | PLANNED | 13 | 1 | 13 | 1.6016e-05 | 1.232e-06
| 2017/18 | 20/02/2018 | PLANNED | 45 | 3 | 15 | 5.544e-05 | 3.696e-06
| 2017/18 | 20/02/2018 | PLANNED | 45 | 3 | 15 | 5.544e-05 | 3.696e-06
| 2017/18 | 20/02/2018 | PLANNED | 13 | 1 | 13 | 1.6016e-05 | 1.232e-06
| 2017/18 | 21/02/2018 | PLANNED | 990 | 3 | 330 | 0.0012197 | 3.696e-06
| 2017/18 | 21/02/2018 | PLANNED | 327 | 3 | 109 | 0.00040286 | 3.696e-06
| 2017/18 | 21/02/2018 | PLANNED | 170 | 5 | 34 | 0.00020944 | 6.16e-06
| 2017/18 | 21/02/2018 | PLANNED | 27816 | 114 | 244 | 0.034269 | 0.00014045
| 2017/18 | 21/02/2018 | PLANNED | 405 | 3 | 135 | 0.00049896 | 3.696e-06
| 2017/18 | 21/02/2018 | PLANNED | 2555 | 73 | 35 | 0.0031477 | 8.9935e-05
| 2017/18 | 21/02/2018 | PLANNED | 9324 | 28 | 333 | 0.011487 | 3.4496e-05
| 2017/18 | 21/02/2018 | PLANNED | 2331 | 9 | 259 | 0.0028718 | 1.1088e-05
| 2017/18 | 21/02/2018 | PLANNED | 1905 | 15 | 127 | 0.0023469 | 1.848e-05
| 2017/18 | 21/02/2018 | PLANNED | 17745 | 91 | 195 | 0.021862 | 0.00011211
| 2017/18 | 21/02/2018 | PLANNED | 80 | 1 | 80 | 9.8559e-05 | 1.232e-06
| 2017/18 | 21/02/2018 | PLANNED | 158 | 1 | 158 | 0.00019465 | 1.232e-06
| 2017/18 | 21/02/2018 | PLANNED | 13200 | 66 | 200 | 0.016262 | 8.1311e-05
| 2017/18 | 21/02/2018 | PLANNED | 3059 | 23 | 133 | 0.0037687 | 2.8336e-05
| 2017/18 | 21/02/2018 | PLANNED | 11362 | 57 | 199.3333 | 0.013998 | 7.0224e-05
| 2017/18 | 21/02/2018 | PLANNED | 690 | 2 | 345 | 0.00085007 | 2.464e-06
| 2017/18 | 21/02/2018 | PLANNED | 65 | 1 | 65 | 8.0079e-05 | 1.232e-06
| 2017/18 | 21/02/2018 | PLANNED | 1652 | 7 | 236 | 0.0020352 | 8.6239e-06
| 2017/18 | 21/02/2018 | PLANNED | 2235 | 15 | 149 | 0.0027535 | 1.848e-05
| 2017/18 | 21/02/2018 | PLANNED | 3640 | 56 | 65 | 0.0044844 | 6.8992e-05
| 2017/18 | 21/02/2018 | PLANNED | 50 | 5 | 10 | 6.16e-05 | 6.16e-06
| 2017/18 | 22/02/2018 | PLANNED | 10125 | 27 | 375 | 0.012474 | 3.3264e-05
| 2017/18 | 22/02/2018 | PLANNED | 10 | 1 | 10 | 1.232e-05 | 1.232e-06
| 2017/18 | 22/02/2018 | PLANNED | 1020 | 6 | 170 | 0.0012566 | 7.3919e-06
| 2017/18 | 22/02/2018 | PLANNED | 2985 | 15 | 199 | 0.0036775 | 1.848e-05
| 2017/18 | 22/02/2018 | PLANNED | 3230 | 34 | 95 | 0.0039793 | 4.1888e-05
| 2017/18 | 22/02/2018 | PLANNED | 900 | 3 | 300 | 0.0011088 | 3.696e-06
| 2017/18 | 22/02/2018 | PLANNED | 12540 | 38 | 330 | 0.015449 | 4.6816e-05
| 2017/18 | 22/02/2018 | PLANNED | 10 | 1 | 10 | 1.232e-05 | 1.232e-06
| 2017/18 | 22/02/2018 | PLANNED | 27750 | 111 | 250 | 0.034188 | 0.00013675
| 2017/18 | 22/02/2018 | PLANNED | 28 | 1 | 28 | 3.4496e-05 | 1.232e-06
| 2017/18 | 22/02/2018 | PLANNED | 156 | 2 | 78 | 0.00019219 | 2.464e-06
| 2017/18 | 22/02/2018 | PLANNED | 7744 | 32 | 242 | 0.0095405 | 3.9424e-05
| 2017/18 | 22/02/2018 | PLANNED | 18300 | 60 | 305 | 0.022545 | 7.3919e-05
| 2017/18 | 22/02/2018 | PLANNED | 11275 | 123 | 91.6667 | 0.013891 | 0.00015153
| 2017/18 | 22/02/2018 | PLANNED | 3135 | 12 | 261.25 | 0.0038623 | 1.4784e-05
| 2017/18 | 22/02/2018 | PLANNED | 610 | 2 | 305 | 0.00075151 | 2.464e-06
| 2017/18 | 22/02/2018 | PLANNED | 180 | 2 | 90 | 0.00022176 | 2.464e-06
| 2017/18 | 22/02/2018 | PLANNED | 18500 | 100 | 185 | 0.022792 | 0.0001232
| 2017/18 | 22/02/2018 | PLANNED | 114 | 2 | 57 | 0.00014045 | 2.464e-06
| 2017/18 | 22/02/2018 | PLANNED | 360 | 12 | 30 | 0.00044352 | 1.4784e-05
| 2017/18 | 22/02/2018 | PLANNED | 216 | 6 | 36 | 0.00026611 | 7.3919e-06
| 2017/18 | 22/02/2018 | PLANNED | 38 | 1 | 38 | 4.6816e-05 | 1.232e-06
| 2017/18 | 22/02/2018 | PLANNED | 73 | 1 | 73 | 8.9935e-05 | 1.232e-06
| 2017/18 | 22/02/2018 | PLANNED | 174 | 3 | 58 | 0.00021437 | 3.696e-06
| 2017/18 | 22/02/2018 | PLANNED | 14 | 1 | 14 | 1.7248e-05 | 1.232e-06
| 2017/18 | 22/02/2018 | PLANNED | 12 | 1 | 12 | 1.4784e-05 | 1.232e-06
| 2017/18 | 22/02/2018 | PLANNED | 750 | 15 | 50 | 0.00092399 | 1.848e-05
| 2017/18 | 22/02/2018 | PLANNED | 1 | 1 | 1 | 1.232e-06 | 1.232e-06
| 2017/18 | 22/02/2018 | PLANNED | 56 | 2 | 28 | 6.8992e-05 | 2.464e-06
| 2017/18 | 22/02/2018 | PLANNED | 54 | 3 | 18 | 6.6528e-05 | 3.696e-06
| 2017/18 | 23/02/2018 | PLANNED | 339 | 3 | 113 | 0.00041765 | 3.696e-06
| 2017/18 | 23/02/2018 | PLANNED | 24075 | 107 | 225 | 0.02966 | 0.00013182
| 2017/18 | 23/02/2018 | PLANNED | 174 | 3 | 58 | 0.00021437 | 3.696e-06
| 2017/18 | 23/02/2018 | PLANNED | 1666 | 7 | 238 | 0.0020525 | 8.6239e-06
| 2017/18 | 23/02/2018 | PLANNED | 170 | 1 | 170 | 0.00020944 | 1.232e-06
| 2017/18 | 23/02/2018 | PLANNED | 12720 | 53 | 240 | 0.015671 | 6.5296e-05
| 2017/18 | 23/02/2018 | PLANNED | 10550 | 50 | 211 | 0.012998 | 6.16e-05
| 2017/18 | 23/02/2018 | PLANNED | 5 | 1 | 5 | 6.16e-06 | 1.232e-06
| 2017/18 | 23/02/2018 | PLANNED | 134 | 2 | 67 | 0.00016509 | 2.464e-06
| 2017/18 | 23/02/2018 | PLANNED | 16380 | 90 | 182 | 0.02018 | 0.00011088
| 2017/18 | 23/02/2018 | PLANNED | 14430 | 65 | 222 | 0.017778 | 8.0079e-05
| 2017/18 | 23/02/2018 | PLANNED | 52 | 1 | 52 | 6.4064e-05 | 1.232e-06
| 2017/18 | 23/02/2018 | PLANNED | 40 | 1 | 40 | 4.928e-05 | 1.232e-06
| 2017/18 | 23/02/2018 | PLANNED | 23 | 1 | 23 | 2.8336e-05 | 1.232e-06
| 2017/18 | 23/02/2018 | PLANNED | 18 | 1 | 18 | 2.2176e-05 | 1.232e-06
| 2017/18 | 23/02/2018 | PLANNED | 12 | 1 | 12 | 1.4784e-05 | 1.232e-06
| 2017/18 | 23/02/2018 | PLANNED | 23 | 1 | 23 | 2.8336e-05 | 1.232e-06
| 2017/18 | 23/02/2018 | PLANNED | 72 | 1 | 72 | 8.8703e-05 | 1.232e-06
| 2017/18 | 23/02/2018 | PLANNED | 460 | 10 | 46 | 0.00056672 | 1.232e-05
| 2017/18 | 23/02/2018 | PLANNED | 24 | 2 | 12 | 2.9568e-05 | 2.464e-06
| 2017/18 | 23/02/2018 | PLANNED | 200 | 4 | 50 | 0.0002464 | 4.928e-06
| 2017/18 | 23/02/2018 | PLANNED | 40 | 1 | 40 | 4.928e-05 | 1.232e-06
| 2017/18 | 24/02/2018 | PLANNED | 11970 | 42 | 285 | 0.014747 | 5.1744e-05
| 2017/18 | 25/02/2018 | PLANNED | 1009 | 3 | 336.3333 | 0.0012431 | 3.696e-06
| 2017/18 | 25/02/2018 | PLANNED | 3250 | 10 | 325 | 0.004004 | 1.232e-05
| 2017/18 | 25/02/2018 | PLANNED | 209128 | 481 | 434.7775 | 0.25764 | 0.00059259
| 2017/18 | 25/02/2018 | PLANNED | 60993 | 251 | 243 | 0.075143 | 0.00030923
| 2017/18 | 25/02/2018 | PLANNED | 173 | 1 | 173 | 0.00021313 | 1.232e-06
| 2017/18 | 25/02/2018 | PLANNED | 161 | 1 | 161 | 0.00019835 | 1.232e-06
| 2017/18 | 26/02/2018 | PLANNED | 352 | 2 | 176 | 0.00043366 | 2.464e-06
| 2017/18 | 26/02/2018 | PLANNED | 13110 | 46 | 285 | 0.016151 | 5.6672e-05
| 2017/18 | 26/02/2018 | PLANNED | 10440 | 29 | 360 | 0.012862 | 3.5728e-05
| 2017/18 | 26/02/2018 | PLANNED | 2408 | 14 | 172 | 0.0029666 | 1.7248e-05
| 2017/18 | 26/02/2018 | PLANNED | 44 | 1 | 44 | 5.4208e-05 | 1.232e-06
| 2017/18 | 26/02/2018 | PLANNED | 2890 | 34 | 85 | 0.0035605 | 4.1888e-05
| 2017/18 | 26/02/2018 | PLANNED | 69 | 1 | 69 | 8.5007e-05 | 1.232e-06
| 2017/18 | 26/02/2018 | PLANNED | 3745 | 13 | 288.0769 | 0.0046138 | 1.6016e-05
| 2017/18 | 26/02/2018 | PLANNED | 8115 | 25 | 324.6 | 0.0099976 | 3.08e-05
| 2017/18 | 26/02/2018 | PLANNED | 1190 | 10 | 119 | 0.0014661 | 1.232e-05
| 2017/18 | 26/02/2018 | PLANNED | 100 | 4 | 25 | 0.0001232 | 4.928e-06
| 2017/18 | 26/02/2018 | PLANNED | 32 | 2 | 16 | 3.9424e-05 | 2.464e-06
| 2017/18 | 26/02/2018 | PLANNED | 27 | 1 | 27 | 3.3264e-05 | 1.232e-06
| 2017/18 | 26/02/2018 | PLANNED | 138 | 2 | 69 | 0.00017001 | 2.464e-06
| 2017/18 | 27/02/2018 | PLANNED | 3540 | 12 | 295 | 0.0043612 | 1.4784e-05
| 2017/18 | 27/02/2018 | PLANNED | 74 | 2 | 37 | 9.1167e-05 | 2.464e-06
| 2017/18 | 27/02/2018 | PLANNED | 5427 | 27 | 201 | 0.006686 | 3.3264e-05
| 2017/18 | 27/02/2018 | PLANNED | 11450 | 40 | 286.25 | 0.014106 | 4.928e-05
| 2017/18 | 27/02/2018 | PLANNED | 600 | 10 | 60 | 0.00073919 | 1.232e-05
| 2017/18 | 27/02/2018 | PLANNED | 10528 | 32 | 329 | 0.01297 | 3.9424e-05
| 2017/18 | 27/02/2018 | PLANNED | 16250 | 50 | 325 | 0.02002 | 6.16e-05
| 2017/18 | 27/02/2018 | PLANNED | 354 | 6 | 59 | 0.00043612 | 7.3919e-06
| 2017/18 | 27/02/2018 | PLANNED | 11 | 1 | 11 | 1.3552e-05 | 1.232e-06
| 2017/18 | 27/02/2018 | PLANNED | 1260 | 9 | 140 | 0.0015523 | 1.1088e-05
| 2017/18 | 27/02/2018 | PLANNED | 242 | 7 | 34.5714 | 0.00029814 | 8.6239e-06
| 2017/18 | 27/02/2018 | PLANNED | 522 | 3 | 174 | 0.0006431 | 3.696e-06
| 2017/18 | 27/02/2018 | PLANNED | 1200 | 6 | 200 | 0.0014784 | 7.3919e-06
| 2017/18 | 27/02/2018 | PLANNED | 265 | 1 | 265 | 0.00032648 | 1.232e-06
| 2017/18 | 27/02/2018 | PLANNED | 1177 | 11 | 107 | 0.0014501 | 1.3552e-05
| 2017/18 | 27/02/2018 | PLANNED | 360 | 4 | 90 | 0.00044352 | 4.928e-06
| 2017/18 | 27/02/2018 | PLANNED | 32208 | 244 | 132 | 0.03968 | 0.00030061
| 2017/18 | 27/02/2018 | PLANNED | 220 | 2 | 110 | 0.00027104 | 2.464e-06
| 2017/18 | 27/02/2018 | PLANNED | 740 | 20 | 37 | 0.00091167 | 2.464e-05
| 2017/18 | 27/02/2018 | PLANNED | 7 | 1 | 7 | 8.6239e-06 | 1.232e-06
| 2017/18 | 27/02/2018 | PLANNED | 4100 | 41 | 100 | 0.0050512 | 5.0512e-05
| 2017/18 | 27/02/2018 | PLANNED | 80 | 2 | 40 | 9.8559e-05 | 2.464e-06
| 2017/18 | 27/02/2018 | PLANNED | 282 | 4 | 70.5 | 0.00034742 | 4.928e-06
| 2017/18 | 27/02/2018 | PLANNED | 50 | 5 | 10 | 6.16e-05 | 6.16e-06
| 2017/18 | 27/02/2018 | PLANNED | 2025 | 15 | 135 | 0.0024948 | 1.848e-05
| 2017/18 | 27/02/2018 | PLANNED | 4 | 2 | 2 | 4.928e-06 | 2.464e-06
| 2017/18 | 27/02/2018 | PLANNED | 40 | 2 | 20 | 4.928e-05 | 2.464e-06
| 2017/18 | 28/02/2018 | PLANNED | 129207 | 412 | 313.6092 | 0.15918 | 0.00050758
| 2017/18 | 28/02/2018 | PLANNED | 12040 | 43 | 280 | 0.014833 | 5.2976e-05
| 2017/18 | 28/02/2018 | PLANNED | 28 | 2 | 14 | 3.4496e-05 | 2.464e-06
| 2017/18 | 28/02/2018 | PLANNED | 2160 | 12 | 180 | 0.0026611 | 1.4784e-05
| 2017/18 | 28/02/2018 | PLANNED | 3597 | 11 | 327 | 0.0044315 | 1.3552e-05
| 2017/18 | 28/02/2018 | PLANNED | 1015 | 7 | 145 | 0.0012505 | 8.6239e-06
| 2017/18 | 28/02/2018 | PLANNED | 210 | 3 | 70 | 0.00025872 | 3.696e-06
| 2017/18 | 28/02/2018 | PLANNED | 162 | 3 | 54 | 0.00019958 | 3.696e-06
| 2017/18 | 28/02/2018 | PLANNED | 8207 | 29 | 283 | 0.010111 | 3.5728e-05
| 2017/18 | 28/02/2018 | PLANNED | 1320 | 11 | 120 | 0.0016262 | 1.3552e-05
| 2017/18 | 28/02/2018 | PLANNED | 464 | 8 | 58 | 0.00057164 | 9.8559e-06
| 2017/18 | 28/02/2018 | PLANNED | 1530 | 153 | 10 | 0.0018849 | 0.00018849
| 2017/18 | 28/02/2018 | PLANNED | 17 | 1 | 17 | 2.0944e-05 | 1.232e-06
| 2017/18 | 28/02/2018 | PLANNED | 2509 | 13 | 193 | 0.0030911 | 1.6016e-05
| 2017/18 | 28/02/2018 | PLANNED | 3096 | 18 | 172 | 0.0038142 | 2.2176e-05
| 2017/18 | 28/02/2018 | PLANNED | 390 | 10 | 39 | 0.00048048 | 1.232e-05
| 2017/18 | 28/02/2018 | PLANNED | 41 | 1 | 41 | 5.0512e-05 | 1.232e-06
| 2017/18 | 28/02/2018 | PLANNED | 49 | 1 | 49 | 6.0368e-05 | 1.232e-06
| 2017/18 | 28/02/2018 | PLANNED | 60 | 1 | 60 | 7.3919e-05 | 1.232e-06
| 2017/18 | 28/02/2018 | PLANNED | 2376 | 33 | 72 | 0.0029272 | 4.0656e-05
| 2017/18 | 28/02/2018 | PLANNED | 25 | 1 | 25 | 3.08e-05 | 1.232e-06
| 2017/18 | 28/02/2018 | PLANNED | 81 | 3 | 27 | 9.9791e-05 | 3.696e-06
| 2017/18 | 28/02/2018 | PLANNED | 28 | 1 | 28 | 3.4496e-05 | 1.232e-06
| 2017/18 | 28/02/2018 | PLANNED | 34 | 2 | 17 | 4.1888e-05 | 2.464e-06
| 2017/18 | 1/03/2018 | PLANNED | 752 | 2 | 376 | 0.00092646 | 2.464e-06
| 2017/18 | 1/03/2018 | PLANNED | 105 | 7 | 15 | 0.00012936 | 8.6239e-06
| 2017/18 | 1/03/2018 | PLANNED | 132 | 12 | 11 | 0.00016262 | 1.4784e-05
| 2017/18 | 1/03/2018 | PLANNED | 33457 | 110 | 304.1545 | 0.041219 | 0.00013552
| 2017/18 | 1/03/2018 | PLANNED | 3860 | 20 | 193 | 0.0047555 | 2.464e-05
| 2017/18 | 1/03/2018 | PLANNED | 1500 | 20 | 75 | 0.001848 | 2.464e-05
| 2017/18 | 1/03/2018 | PLANNED | 150436 | 512 | 293.8203 | 0.18534 | 0.00063078
| 2017/18 | 1/03/2018 | PLANNED | 4620 | 28 | 165 | 0.0056918 | 3.4496e-05
| 2017/18 | 1/03/2018 | PLANNED | 360 | 3 | 120 | 0.00044352 | 3.696e-06
| 2017/18 | 1/03/2018 | PLANNED | 300 | 3 | 100 | 0.0003696 | 3.696e-06
| 2017/18 | 1/03/2018 | PLANNED | 80 | 1 | 80 | 9.8559e-05 | 1.232e-06
| 2017/18 | 1/03/2018 | PLANNED | 5014 | 23 | 218 | 0.0061772 | 2.8336e-05
| 2017/18 | 1/03/2018 | PLANNED | 1104 | 16 | 69 | 0.0013601 | 1.9712e-05
| 2017/18 | 1/03/2018 | PLANNED | 29 | 1 | 29 | 3.5728e-05 | 1.232e-06
| 2017/18 | 1/03/2018 | PLANNED | 1273 | 40 | 31.825 | 0.0015683 | 4.928e-05
| 2017/18 | 1/03/2018 | PLANNED | 64 | 2 | 32 | 7.8847e-05 | 2.464e-06
| 2017/18 | 1/03/2018 | PLANNED | 90 | 2 | 45 | 0.00011088 | 2.464e-06
| 2017/18 | 1/03/2018 | PLANNED | 1349 | 19 | 71 | 0.001662 | 2.3408e-05
| 2017/18 | 1/03/2018 | PLANNED | 210 | 2 | 105 | 0.00025872 | 2.464e-06
| 2017/18 | 1/03/2018 | PLANNED | 27 | 1 | 27 | 3.3264e-05 | 1.232e-06
| 2017/18 | 1/03/2018 | PLANNED | 9 | 1 | 9 | 1.1088e-05 | 1.232e-06
| 2017/18 | 1/03/2018 | PLANNED | 70 | 2 | 35 | 8.6239e-05 | 2.464e-06
| 2017/18 | 2/03/2018 | PLANNED | 7725 | 25 | 309 | 0.0095171 | 3.08e-05
| 2017/18 | 2/03/2018 | PLANNED | 1890 | 6 | 315 | 0.0023285 | 7.3919e-06
| 2017/18 | 2/03/2018 | PLANNED | 9454 | 29 | 326 | 0.011647 | 3.5728e-05
| 2017/18 | 2/03/2018 | PLANNED | 47759 | 163 | 293 | 0.058839 | 0.00020081
| 2017/18 | 2/03/2018 | PLANNED | 15989 | 59 | 271 | 0.019698 | 7.2687e-05
| 2017/18 | 2/03/2018 | PLANNED | 14 | 2 | 7 | 1.7248e-05 | 2.464e-06
| 2017/18 | 2/03/2018 | PLANNED | 280 | 4 | 70 | 0.00034496 | 4.928e-06
| 2017/18 | 2/03/2018 | PLANNED | 476 | 2 | 238 | 0.00058643 | 2.464e-06
| 2017/18 | 2/03/2018 | PLANNED | 550 | 2 | 275 | 0.0006776 | 2.464e-06
| 2017/18 | 2/03/2018 | PLANNED | 80 | 1 | 80 | 9.8559e-05 | 1.232e-06
| 2017/18 | 2/03/2018 | PLANNED | 236 | 1 | 236 | 0.00029075 | 1.232e-06
| 2017/18 | 2/03/2018 | PLANNED | 29 | 1 | 29 | 3.5728e-05 | 1.232e-06
| 2017/18 | 2/03/2018 | PLANNED | 2774 | 12 | 231.1667 | 0.0034175 | 1.4784e-05
| 2017/18 | 2/03/2018 | PLANNED | 1608 | 6 | 268 | 0.001981 | 7.3919e-06
| 2017/18 | 2/03/2018 | PLANNED | 351 | 27 | 13 | 0.00043243 | 3.3264e-05
| 2017/18 | 3/03/2018 | PLANNED | 27 | 1 | 27 | 3.3264e-05 | 1.232e-06
| 2017/18 | 3/03/2018 | PLANNED | 146 | 1 | 146 | 0.00017987 | 1.232e-06
| 2017/18 | 3/03/2018 | PLANNED | 120 | 4 | 30 | 0.00014784 | 4.928e-06
| 2017/18 | 4/03/2018 | PLANNED | 42840 | 599 | 71.5192 | 0.052779 | 0.00073796
| 2017/18 | 4/03/2018 | PLANNED | 9975 | 35 | 285 | 0.012289 | 4.312e-05
| 2017/18 | 4/03/2018 | PLANNED | 45640 | 163 | 280 | 0.056228 | 0.00020081
| 2017/18 | 4/03/2018 | PLANNED | 22080 | 69 | 320 | 0.027202 | 8.5007e-05
| 2017/18 | 4/03/2018 | PLANNED | 13373 | 43 | 311 | 0.016475 | 5.2976e-05
| 2017/18 | 4/03/2018 | PLANNED | 66990 | 203 | 330 | 0.082531 | 0.00025009
| 2017/18 | 4/03/2018 | PLANNED | 7140 | 17 | 420 | 0.0087964 | 2.0944e-05
| 2017/18 | 4/03/2018 | PLANNED | 105 | 1 | 105 | 0.00012936 | 1.232e-06
| 2017/18 | 4/03/2018 | PLANNED | 4032 | 14 | 288 | 0.0049674 | 1.7248e-05
| 2017/18 | 4/03/2018 | PLANNED | 60 | 2 | 30 | 7.3919e-05 | 2.464e-06
| 2017/18 | 5/03/2018 | PLANNED | 3852 | 18 | 214 | 0.0047456 | 2.2176e-05
| 2017/18 | 5/03/2018 | PLANNED | 36 | 1 | 36 | 4.4352e-05 | 1.232e-06
| 2017/18 | 5/03/2018 | PLANNED | 19110 | 105 | 182 | 0.023543 | 0.00012936
| 2017/18 | 5/03/2018 | PLANNED | 423 | 47 | 9 | 0.00052113 | 5.7904e-05
| 2017/18 | 5/03/2018 | PLANNED | 60 | 7 | 8.5714 | 7.3919e-05 | 8.6239e-06
| 2017/18 | 5/03/2018 | PLANNED | 38 | 2 | 19 | 4.6816e-05 | 2.464e-06
| 2017/18 | 5/03/2018 | PLANNED | 156 | 2 | 78 | 0.00019219 | 2.464e-06
| 2017/18 | 5/03/2018 | PLANNED | 30 | 3 | 10 | 3.696e-05 | 3.696e-06
| 2017/18 | 6/03/2018 | PLANNED | 9540 | 106 | 90 | 0.011753 | 0.00013059
| 2017/18 | 6/03/2018 | PLANNED | 2062 | 6 | 343.6667 | 0.0025404 | 7.3919e-06
| 2017/18 | 6/03/2018 | PLANNED | 18005 | 87 | 206.954 | 0.022182 | 0.00010718
| 2017/18 | 6/03/2018 | PLANNED | 22239 | 63 | 353 | 0.027398 | 7.7615e-05
| 2017/18 | 6/03/2018 | PLANNED | 12344 | 42 | 293.9048 | 0.015208 | 5.1744e-05
| 2017/18 | 6/03/2018 | PLANNED | 18703 | 48 | 389.6458 | 0.023042 | 5.9136e-05
| 2017/18 | 6/03/2018 | PLANNED | 6426 | 18 | 357 | 0.0079168 | 2.2176e-05
| 2017/18 | 6/03/2018 | PLANNED | 2790 | 31 | 90 | 0.0034373 | 3.8192e-05
| 2017/18 | 6/03/2018 | PLANNED | 4896 | 17 | 288 | 0.0060318 | 2.0944e-05
| 2017/18 | 6/03/2018 | PLANNED | 85 | 1 | 85 | 0.00010472 | 1.232e-06
| 2017/18 | 6/03/2018 | PLANNED | 1320 | 3 | 440 | 0.0016262 | 3.696e-06
| 2017/18 | 6/03/2018 | PLANNED | 20 | 1 | 20 | 2.464e-05 | 1.232e-06
| 2017/18 | 6/03/2018 | PLANNED | 32630 | 122 | 267.459 | 0.0402 | 0.0001503
| 2017/18 | 6/03/2018 | PLANNED | 12502 | 56 | 223.25 | 0.015402 | 6.8992e-05
| 2017/18 | 6/03/2018 | PLANNED | 6075 | 25 | 243 | 0.0074843 | 3.08e-05
| 2017/18 | 6/03/2018 | PLANNED | 210 | 2 | 105 | 0.00025872 | 2.464e-06
| 2017/18 | 6/03/2018 | PLANNED | 116 | 4 | 29 | 0.00014291 | 4.928e-06
| 2017/18 | 6/03/2018 | PLANNED | 14 | 2 | 7 | 1.7248e-05 | 2.464e-06
| 2017/18 | 6/03/2018 | PLANNED | 150 | 3 | 50 | 0.0001848 | 3.696e-06
| 2017/18 | 6/03/2018 | PLANNED | 90 | 3 | 30 | 0.00011088 | 3.696e-06
| 2017/18 | 6/03/2018 | PLANNED | 30 | 1 | 30 | 3.696e-05 | 1.232e-06
| 2017/18 | 6/03/2018 | PLANNED | 282 | 6 | 47 | 0.00034742 | 7.3919e-06
| 2017/18 | 7/03/2018 | PLANNED | 1540 | 4 | 385 | 0.0018973 | 4.928e-06
| 2017/18 | 7/03/2018 | PLANNED | 1035 | 9 | 115 | 0.0012751 | 1.1088e-05
| 2017/18 | 7/03/2018 | PLANNED | 4080 | 24 | 170 | 0.0050265 | 2.9568e-05
| 2017/18 | 7/03/2018 | PLANNED | 1405 | 5 | 281 | 0.0017309 | 6.16e-06
| 2017/18 | 7/03/2018 | PLANNED | 7705 | 23 | 335 | 0.0094925 | 2.8336e-05
| 2017/18 | 7/03/2018 | PLANNED | 18333 | 65 | 282.0462 | 0.022586 | 8.0079e-05
| 2017/18 | 7/03/2018 | PLANNED | 85 | 1 | 85 | 0.00010472 | 1.232e-06
| 2017/18 | 7/03/2018 | PLANNED | 5829 | 29 | 201 | 0.0071813 | 3.5728e-05
| 2017/18 | 7/03/2018 | PLANNED | 8154 | 54 | 151 | 0.010046 | 6.6528e-05
| 2017/18 | 7/03/2018 | PLANNED | 5150 | 25 | 206 | 0.0063448 | 3.08e-05
| 2017/18 | 7/03/2018 | PLANNED | 3599 | 61 | 59 | 0.0044339 | 7.5151e-05
| 2017/18 | 7/03/2018 | PLANNED | 2309 | 7 | 329.8571 | 0.0028447 | 8.6239e-06
| 2017/18 | 7/03/2018 | PLANNED | 5070 | 26 | 195 | 0.0062462 | 3.2032e-05
| 2017/18 | 7/03/2018 | PLANNED | 35 | 1 | 35 | 4.312e-05 | 1.232e-06
| 2017/18 | 7/03/2018 | PLANNED | 255 | 3 | 85 | 0.00031416 | 3.696e-06
| 2017/18 | 7/03/2018 | PLANNED | 5342 | 26 | 205.4615 | 0.0065813 | 3.2032e-05
| 2017/18 | 7/03/2018 | PLANNED | 48 | 2 | 24 | 5.9136e-05 | 2.464e-06
| 2017/18 | 7/03/2018 | PLANNED | 13 | 1 | 13 | 1.6016e-05 | 1.232e-06
| 2017/18 | 7/03/2018 | PLANNED | 17 | 1 | 17 | 2.0944e-05 | 1.232e-06
| 2017/18 | 7/03/2018 | PLANNED | 41 | 1 | 41 | 5.0512e-05 | 1.232e-06
| 2017/18 | 7/03/2018 | PLANNED | 33 | 3 | 11 | 4.0656e-05 | 3.696e-06
| 2017/18 | 7/03/2018 | PLANNED | 20 | 2 | 10 | 2.464e-05 | 2.464e-06
| 2017/18 | 8/03/2018 | PLANNED | 396 | 66 | 6 | 0.00048787 | 8.1311e-05
| 2017/18 | 8/03/2018 | PLANNED | 40 | 2 | 20 | 4.928e-05 | 2.464e-06
| 2017/18 | 8/03/2018 | PLANNED | 13 | 1 | 13 | 1.6016e-05 | 1.232e-06
| 2017/18 | 8/03/2018 | PLANNED | 4800 | 12 | 400 | 0.0059136 | 1.4784e-05
| 2017/18 | 8/03/2018 | PLANNED | 675 | 9 | 75 | 0.00083159 | 1.1088e-05
| 2017/18 | 8/03/2018 | PLANNED | 180 | 4 | 45 | 0.00022176 | 4.928e-06
| 2017/18 | 8/03/2018 | PLANNED | 337 | 1 | 337 | 0.00041518 | 1.232e-06
| 2017/18 | 8/03/2018 | PLANNED | 1300 | 13 | 100 | 0.0016016 | 1.6016e-05
| 2017/18 | 8/03/2018 | PLANNED | 2274 | 7 | 324.8571 | 0.0028015 | 8.6239e-06
| 2017/18 | 8/03/2018 | PLANNED | 1260 | 4 | 315 | 0.0015523 | 4.928e-06
| 2017/18 | 8/03/2018 | PLANNED | 171 | 9 | 19 | 0.00021067 | 1.1088e-05
| 2017/18 | 8/03/2018 | PLANNED | 19119 | 41 | 466.3171 | 0.023554 | 5.0512e-05
| 2017/18 | 8/03/2018 | PLANNED | 1464 | 8 | 183 | 0.0018036 | 9.8559e-06
| 2017/18 | 8/03/2018 | PLANNED | 660 | 2 | 330 | 0.00081311 | 2.464e-06
| 2017/18 | 8/03/2018 | PLANNED | 16 | 1 | 16 | 1.9712e-05 | 1.232e-06
| 2017/18 | 8/03/2018 | PLANNED | 7360 | 23 | 320 | 0.0090675 | 2.8336e-05
| 2017/18 | 8/03/2018 | PLANNED | 577 | 2 | 288.5 | 0.00071086 | 2.464e-06
| 2017/18 | 8/03/2018 | PLANNED | 460 | 2 | 230 | 0.00056672 | 2.464e-06
| 2017/18 | 8/03/2018 | PLANNED | 10 | 1 | 10 | 1.232e-05 | 1.232e-06
| 2017/18 | 8/03/2018 | PLANNED | 750 | 5 | 150 | 0.00092399 | 6.16e-06
| 2017/18 | 8/03/2018 | PLANNED | 40 | 1 | 40 | 4.928e-05 | 1.232e-06
| 2017/18 | 8/03/2018 | PLANNED | 130 | 10 | 13 | 0.00016016 | 1.232e-05
| 2017/18 | 8/03/2018 | PLANNED | 2244 | 34 | 66 | 0.0027646 | 4.1888e-05
| 2017/18 | 8/03/2018 | PLANNED | 2551 | 16 | 159.4375 | 0.0031428 | 1.9712e-05
| 2017/18 | 8/03/2018 | PLANNED | 84 | 2 | 42 | 0.00010349 | 2.464e-06
| 2017/18 | 8/03/2018 | PLANNED | 90 | 3 | 30 | 0.00011088 | 3.696e-06
| 2017/18 | 8/03/2018 | PLANNED | 114 | 2 | 57 | 0.00014045 | 2.464e-06
| 2017/18 | 8/03/2018 | PLANNED | 40 | 4 | 10 | 4.928e-05 | 4.928e-06
| 2017/18 | 8/03/2018 | PLANNED | 1008 | 63 | 16 | 0.0012418 | 7.7615e-05
| 2017/18 | 8/03/2018 | PLANNED | 45 | 1 | 45 | 5.544e-05 | 1.232e-06
| 2017/18 | 8/03/2018 | PLANNED | 36 | 2 | 18 | 4.4352e-05 | 2.464e-06
| 2017/18 | 9/03/2018 | PLANNED | 237 | 3 | 79 | 0.00029198 | 3.696e-06
| 2017/18 | 9/03/2018 | PLANNED | 806 | 2 | 403 | 0.00099299 | 2.464e-06
| 2017/18 | 9/03/2018 | PLANNED | 24992 | 71 | 352 | 0.03079 | 8.7471e-05
| 2017/18 | 9/03/2018 | PLANNED | 130 | 1 | 130 | 0.00016016 | 1.232e-06
| 2017/18 | 9/03/2018 | PLANNED | 15 | 3 | 5 | 1.848e-05 | 3.696e-06
| 2017/18 | 9/03/2018 | PLANNED | 84 | 3 | 28 | 0.00010349 | 3.696e-06
| 2017/18 | 9/03/2018 | PLANNED | 1194 | 3 | 398 | 0.001471 | 3.696e-06
| 2017/18 | 9/03/2018 | PLANNED | 82 | 1 | 82 | 0.00010102 | 1.232e-06
| 2017/18 | 9/03/2018 | PLANNED | 45360 | 126 | 360 | 0.055883 | 0.00015523
| 2017/18 | 9/03/2018 | PLANNED | 2864 | 16 | 179 | 0.0035284 | 1.9712e-05
| 2017/18 | 9/03/2018 | PLANNED | 15860 | 52 | 305 | 0.019539 | 6.4064e-05
| 2017/18 | 9/03/2018 | PLANNED | 597 | 3 | 199 | 0.0007355 | 3.696e-06
| 2017/18 | 9/03/2018 | PLANNED | 324 | 6 | 54 | 0.00039917 | 7.3919e-06
| 2017/18 | 9/03/2018 | PLANNED | 10 | 1 | 10 | 1.232e-05 | 1.232e-06
| 2017/18 | 9/03/2018 | PLANNED | 11 | 1 | 11 | 1.3552e-05 | 1.232e-06
| 2017/18 | 9/03/2018 | PLANNED | 5 | 1 | 5 | 6.16e-06 | 1.232e-06
| 2017/18 | 9/03/2018 | PLANNED | 140 | 2 | 70 | 0.00017248 | 2.464e-06
| 2017/18 | 9/03/2018 | PLANNED | 6 | 1 | 6 | 7.3919e-06 | 1.232e-06
| 2017/18 | 9/03/2018 | PLANNED | 12 | 2 | 6 | 1.4784e-05 | 2.464e-06
| 2017/18 | 9/03/2018 | PLANNED | 78 | 2 | 39 | 9.6095e-05 | 2.464e-06
| 2017/18 | 10/03/2018 | PLANNED | 650 | 2 | 325 | 0.00080079 | 2.464e-06
| 2017/18 | 13/03/2018 | PLANNED | 720 | 48 | 15 | 0.00088703 | 5.9136e-05
| 2017/18 | 13/03/2018 | PLANNED | 7130 | 46 | 155 | 0.0087841 | 5.6672e-05
| 2017/18 | 13/03/2018 | PLANNED | 100 | 2 | 50 | 0.0001232 | 2.464e-06
| 2017/18 | 13/03/2018 | PLANNED | 153 | 1 | 153 | 0.00018849 | 1.232e-06
| 2017/18 | 13/03/2018 | PLANNED | 5841 | 33 | 177 | 0.0071961 | 4.0656e-05
| 2017/18 | 13/03/2018 | PLANNED | 384 | 3 | 128 | 0.00047308 | 3.696e-06
| 2017/18 | 13/03/2018 | PLANNED | 1110 | 4 | 277.5 | 0.0013675 | 4.928e-06
| 2017/18 | 13/03/2018 | PLANNED | 20 | 1 | 20 | 2.464e-05 | 1.232e-06
| 2017/18 | 13/03/2018 | PLANNED | 6886 | 22 | 313 | 0.0084835 | 2.7104e-05
| 2017/18 | 13/03/2018 | PLANNED | 1320 | 6 | 220 | 0.0016262 | 7.3919e-06
| 2017/18 | 13/03/2018 | PLANNED | 70 | 2 | 35 | 8.6239e-05 | 2.464e-06
| 2017/18 | 13/03/2018 | PLANNED | 50 | 2 | 25 | 6.16e-05 | 2.464e-06
| 2017/18 | 13/03/2018 | PLANNED | 190 | 1 | 190 | 0.00023408 | 1.232e-06
| 2017/18 | 13/03/2018 | PLANNED | 84 | 1 | 84 | 0.00010349 | 1.232e-06
| 2017/18 | 13/03/2018 | PLANNED | 20 | 1 | 20 | 2.464e-05 | 1.232e-06
| 2017/18 | 13/03/2018 | PLANNED | 50 | 1 | 50 | 6.16e-05 | 1.232e-06
| 2017/18 | 13/03/2018 | PLANNED | 44 | 1 | 44 | 5.4208e-05 | 1.232e-06
| 2017/18 | 13/03/2018 | PLANNED | 2730 | 78 | 35 | 0.0033633 | 9.6095e-05
| 2017/18 | 13/03/2018 | PLANNED | 222 | 3 | 74 | 0.0002735 | 3.696e-06
| 2017/18 | 13/03/2018 | PLANNED | 56 | 2 | 28 | 6.8992e-05 | 2.464e-06
| 2017/18 | 13/03/2018 | PLANNED | 30 | 3 | 10 | 3.696e-05 | 3.696e-06
| 2017/18 | 13/03/2018 | PLANNED | 63 | 1 | 63 | 7.7615e-05 | 1.232e-06
| 2017/18 | 13/03/2018 | PLANNED | 35 | 1 | 35 | 4.312e-05 | 1.232e-06
| 2017/18 | 13/03/2018 | PLANNED | 51 | 3 | 17 | 6.2832e-05 | 3.696e-06
| 2017/18 | 14/03/2018 | PLANNED | 281733 | 702 | 401.3291 | 0.34709 | 0.00086486
| 2017/18 | 14/03/2018 | PLANNED | 483 | 3 | 161 | 0.00059505 | 3.696e-06
| 2017/18 | 14/03/2018 | PLANNED | 32785 | 83 | 395 | 0.040391 | 0.00010226
| 2017/18 | 14/03/2018 | PLANNED | 5736 | 22 | 260.7273 | 0.0070667 | 2.7104e-05
| 2017/18 | 14/03/2018 | PLANNED | 1464 | 6 | 244 | 0.0018036 | 7.3919e-06
| 2017/18 | 14/03/2018 | PLANNED | 9693 | 24 | 403.875 | 0.011942 | 2.9568e-05
| 2017/18 | 14/03/2018 | PLANNED | 35435 | 95 | 373 | 0.043656 | 0.00011704
| 2017/18 | 14/03/2018 | PLANNED | 1498 | 7 | 214 | 0.0018455 | 8.6239e-06
| 2017/18 | 14/03/2018 | PLANNED | 804 | 3 | 268 | 0.00099052 | 3.696e-06
| 2017/18 | 14/03/2018 | PLANNED | 744 | 8 | 93 | 0.0009166 | 9.8559e-06
| 2017/18 | 14/03/2018 | PLANNED | 880 | 8 | 110 | 0.0010842 | 9.8559e-06
| 2017/18 | 14/03/2018 | PLANNED | 2100 | 5 | 420 | 0.0025872 | 6.16e-06
| 2017/18 | 14/03/2018 | PLANNED | 23 | 1 | 23 | 2.8336e-05 | 1.232e-06
| 2017/18 | 14/03/2018 | PLANNED | 333 | 3 | 111 | 0.00041025 | 3.696e-06
| 2017/18 | 14/03/2018 | PLANNED | 271 | 1 | 271 | 0.00033387 | 1.232e-06
| 2017/18 | 14/03/2018 | PLANNED | 280 | 2 | 140 | 0.00034496 | 2.464e-06
| 2017/18 | 14/03/2018 | PLANNED | 378 | 1 | 378 | 0.00046569 | 1.232e-06
| 2017/18 | 14/03/2018 | PLANNED | 70 | 2 | 35 | 8.6239e-05 | 2.464e-06
| 2017/18 | 14/03/2018 | PLANNED | 155 | 1 | 155 | 0.00019096 | 1.232e-06
| 2017/18 | 14/03/2018 | PLANNED | 7 | 1 | 7 | 8.6239e-06 | 1.232e-06
| 2017/18 | 14/03/2018 | PLANNED | 43 | 1 | 43 | 5.2976e-05 | 1.232e-06
| 2017/18 | 14/03/2018 | PLANNED | 1700 | 20 | 85 | 0.0020944 | 2.464e-05
| 2017/18 | 14/03/2018 | PLANNED | 236 | 236 | 1 | 0.00029075 | 0.00029075
| 2017/18 | 15/03/2018 | PLANNED | 11935 | 35 | 341 | 0.014704 | 4.312e-05
| 2017/18 | 15/03/2018 | PLANNED | 25740 | 66 | 390 | 0.031711 | 8.1311e-05
| 2017/18 | 15/03/2018 | PLANNED | 1200 | 12 | 100 | 0.0014784 | 1.4784e-05
| 2017/18 | 15/03/2018 | PLANNED | 17280 | 54 | 320 | 0.021289 | 6.6528e-05
| 2017/18 | 15/03/2018 | PLANNED | 11275 | 55 | 205 | 0.013891 | 6.776e-05
| 2017/18 | 15/03/2018 | PLANNED | 8299 | 27 | 307.3704 | 0.010224 | 3.3264e-05
| 2017/18 | 15/03/2018 | PLANNED | 7491 | 33 | 227 | 0.0092288 | 4.0656e-05
| 2017/18 | 15/03/2018 | PLANNED | 14535 | 45 | 323 | 0.017907 | 5.544e-05
| 2017/18 | 15/03/2018 | PLANNED | 20 | 1 | 20 | 2.464e-05 | 1.232e-06
| 2017/18 | 15/03/2018 | PLANNED | 19376 | 56 | 346 | 0.023871 | 6.8992e-05
| 2017/18 | 15/03/2018 | PLANNED | 5100 | 15 | 340 | 0.0062832 | 1.848e-05
| 2017/18 | 15/03/2018 | PLANNED | 16320 | 68 | 240 | 0.020106 | 8.3775e-05
| 2017/18 | 15/03/2018 | PLANNED | 42 | 1 | 42 | 5.1744e-05 | 1.232e-06
| 2017/18 | 15/03/2018 | PLANNED | 548 | 2 | 274 | 0.00067513 | 2.464e-06
| 2017/18 | 15/03/2018 | PLANNED | 162 | 6 | 27 | 0.00019958 | 7.3919e-06
| 2017/18 | 15/03/2018 | PLANNED | 168 | 2 | 84 | 0.00020697 | 2.464e-06
| 2017/18 | 15/03/2018 | PLANNED | 4 | 1 | 4 | 4.928e-06 | 1.232e-06
| 2017/18 | 15/03/2018 | PLANNED | 548 | 4 | 137 | 0.00067513 | 4.928e-06
| 2017/18 | 15/03/2018 | PLANNED | 80 | 4 | 20 | 9.8559e-05 | 4.928e-06
| 2017/18 | 15/03/2018 | PLANNED | 66 | 3 | 22 | 8.1311e-05 | 3.696e-06
| 2017/18 | 15/03/2018 | PLANNED | 15 | 5 | 3 | 1.848e-05 | 6.16e-06
| 2017/18 | 15/03/2018 | PLANNED | 10 | 2 | 5 | 1.232e-05 | 2.464e-06
| 2017/18 | 15/03/2018 | PLANNED | 120 | 8 | 15 | 0.00014784 | 9.8559e-06
| 2017/18 | 15/03/2018 | PLANNED | 90 | 2 | 45 | 0.00011088 | 2.464e-06
| 2017/18 | 15/03/2018 | PLANNED | 139 | 1 | 139 | 0.00017125 | 1.232e-06
| 2017/18 | 15/03/2018 | PLANNED | 150 | 15 | 10 | 0.0001848 | 1.848e-05
| 2017/18 | 15/03/2018 | PLANNED | 88 | 2 | 44 | 0.00010842 | 2.464e-06
| 2017/18 | 15/03/2018 | PLANNED | 108 | 9 | 12 | 0.00013306 | 1.1088e-05
| 2017/18 | 15/03/2018 | PLANNED | 7 | 1 | 7 | 8.6239e-06 | 1.232e-06
| 2017/18 | 16/03/2018 | PLANNED | 17608 | 62 | 284 | 0.021693 | 7.6383e-05
| 2017/18 | 16/03/2018 | PLANNED | 21375 | 75 | 285 | 0.026334 | 9.2399e-05
| 2017/18 | 16/03/2018 | PLANNED | 3795 | 18 | 210.8333 | 0.0046754 | 2.2176e-05
| 2017/18 | 16/03/2018 | PLANNED | 34765 | 85 | 409 | 0.04283 | 0.00010472
| 2017/18 | 16/03/2018 | PLANNED | 25315 | 83 | 305 | 0.031188 | 0.00010226
| 2017/18 | 16/03/2018 | PLANNED | 19912 | 76 | 262 | 0.024531 | 9.3631e-05
| 2017/18 | 16/03/2018 | PLANNED | 212 | 4 | 53 | 0.00026118 | 4.928e-06
| 2017/18 | 16/03/2018 | PLANNED | 784 | 7 | 112 | 0.00096588 | 8.6239e-06
| 2017/18 | 16/03/2018 | PLANNED | 1800 | 15 | 120 | 0.0022176 | 1.848e-05
| 2017/18 | 16/03/2018 | PLANNED | 1421 | 12 | 118.4167 | 0.0017507 | 1.4784e-05
| 2017/18 | 16/03/2018 | PLANNED | 72 | 1 | 72 | 8.8703e-05 | 1.232e-06
| 2017/18 | 16/03/2018 | PLANNED | 185 | 5 | 37 | 0.00022792 | 6.16e-06
| 2017/18 | 16/03/2018 | PLANNED | 114448 | 368 | 311 | 0.141 | 0.00045337
| 2017/18 | 16/03/2018 | PLANNED | 8711 | 31 | 281 | 0.010732 | 3.8192e-05
| 2017/18 | 16/03/2018 | PLANNED | 36 | 1 | 36 | 4.4352e-05 | 1.232e-06
| 2017/18 | 16/03/2018 | PLANNED | 4000 | 25 | 160 | 0.004928 | 3.08e-05
| 2017/18 | 16/03/2018 | PLANNED | 24 | 1 | 24 | 2.9568e-05 | 1.232e-06
| 2017/18 | 16/03/2018 | PLANNED | 13 | 1 | 13 | 1.6016e-05 | 1.232e-06
| 2017/18 | 16/03/2018 | PLANNED | 45 | 1 | 45 | 5.544e-05 | 1.232e-06
| 2017/18 | 16/03/2018 | PLANNED | 16 | 2 | 8 | 1.9712e-05 | 2.464e-06
| 2017/18 | 16/03/2018 | PLANNED | 45 | 3 | 15 | 5.544e-05 | 3.696e-06
| 2017/18 | 16/03/2018 | PLANNED | 25 | 1 | 25 | 3.08e-05 | 1.232e-06
| 2017/18 | 16/03/2018 | PLANNED | 45 | 9 | 5 | 5.544e-05 | 1.1088e-05
| 2017/18 | 16/03/2018 | PLANNED | 20 | 1 | 20 | 2.464e-05 | 1.232e-06
| 2017/18 | 16/03/2018 | PLANNED | 15 | 1 | 15 | 1.848e-05 | 1.232e-06
| 2017/18 | 16/03/2018 | PLANNED | 25 | 5 | 5 | 3.08e-05 | 6.16e-06
| 2017/18 | 17/03/2018 | PLANNED | 550 | 1 | 550 | 0.0006776 | 1.232e-06
| 2017/18 | 17/03/2018 | PLANNED | 40 | 4 | 10 | 4.928e-05 | 4.928e-06
| 2017/18 | 17/03/2018 | PLANNED | 25500 | 102 | 250 | 0.031416 | 0.00012566
| 2017/18 | 18/03/2018 | PLANNED | 1130 | 2 | 565 | 0.0013922 | 2.464e-06
| 2017/18 | 18/03/2018 | PLANNED | 12180 | 30 | 406 | 0.015006 | 3.696e-05
| 2017/18 | 19/03/2018 | PLANNED | 870 | 6 | 145 | 0.0010718 | 7.3919e-06
| 2017/18 | 19/03/2018 | PLANNED | 4704 | 16 | 294 | 0.0057953 | 1.9712e-05
| 2017/18 | 19/03/2018 | PLANNED | 32129 | 99 | 324.5354 | 0.039583 | 0.00012197
| 2017/18 | 19/03/2018 | PLANNED | 585 | 3 | 195 | 0.00072071 | 3.696e-06
| 2017/18 | 19/03/2018 | PLANNED | 50 | 1 | 50 | 6.16e-05 | 1.232e-06
| 2017/18 | 19/03/2018 | PLANNED | 805 | 5 | 161 | 0.00099175 | 6.16e-06
| 2017/18 | 19/03/2018 | PLANNED | 62 | 2 | 31 | 7.6383e-05 | 2.464e-06
| 2017/18 | 19/03/2018 | PLANNED | 16 | 4 | 4 | 1.9712e-05 | 4.928e-06
| 2017/18 | 20/03/2018 | PLANNED | 7440 | 16 | 465 | 0.009166 | 1.9712e-05
| 2017/18 | 20/03/2018 | PLANNED | 6369 | 33 | 193 | 0.0078466 | 4.0656e-05
| 2017/18 | 20/03/2018 | PLANNED | 13817 | 41 | 337 | 0.017022 | 5.0512e-05
| 2017/18 | 20/03/2018 | PLANNED | 2315 | 10 | 231.5 | 0.0028521 | 1.232e-05
| 2017/18 | 20/03/2018 | PLANNED | 56924 | 151 | 376.9801 | 0.07013 | 0.00018603
| 2017/18 | 20/03/2018 | PLANNED | 1035 | 3 | 345 | 0.0012751 | 3.696e-06
| 2017/18 | 20/03/2018 | PLANNED | 4320 | 15 | 288 | 0.0053222 | 1.848e-05
| 2017/18 | 20/03/2018 | PLANNED | 20 | 2 | 10 | 2.464e-05 | 2.464e-06
| 2017/18 | 20/03/2018 | PLANNED | 834 | 2 | 417 | 0.0010275 | 2.464e-06
| 2017/18 | 20/03/2018 | PLANNED | 1240 | 5 | 248 | 0.0015277 | 6.16e-06
| 2017/18 | 20/03/2018 | PLANNED | 26 | 2 | 13 | 3.2032e-05 | 2.464e-06
| 2017/18 | 20/03/2018 | PLANNED | 2640 | 22 | 120 | 0.0032525 | 2.7104e-05
| 2017/18 | 20/03/2018 | PLANNED | 68 | 4 | 17 | 8.3775e-05 | 4.928e-06
| 2017/18 | 20/03/2018 | PLANNED | 28 | 1 | 28 | 3.4496e-05 | 1.232e-06
| 2017/18 | 20/03/2018 | PLANNED | 12 | 2 | 6 | 1.4784e-05 | 2.464e-06
| 2017/18 | 20/03/2018 | PLANNED | 14 | 1 | 14 | 1.7248e-05 | 1.232e-06
| 2017/18 | 20/03/2018 | PLANNED | 2826 | 18 | 157 | 0.0034816 | 2.2176e-05
| 2017/18 | 20/03/2018 | PLANNED | 20 | 1 | 20 | 2.464e-05 | 1.232e-06
| 2017/18 | 20/03/2018 | PLANNED | 37 | 1 | 37 | 4.5584e-05 | 1.232e-06
| 2017/18 | 21/03/2018 | PLANNED | 19595 | 100 | 195.95 | 0.024141 | 0.0001232
| 2017/18 | 21/03/2018 | PLANNED | 1980 | 11 | 180 | 0.0024393 | 1.3552e-05
| 2017/18 | 21/03/2018 | PLANNED | 16300 | 50 | 326 | 0.020081 | 6.16e-05
| 2017/18 | 21/03/2018 | PLANNED | 24075 | 75 | 321 | 0.02966 | 9.2399e-05
| 2017/18 | 21/03/2018 | PLANNED | 430 | 2 | 215 | 0.00052976 | 2.464e-06
| 2017/18 | 21/03/2018 | PLANNED | 126 | 7 | 18 | 0.00015523 | 8.6239e-06
| 2017/18 | 21/03/2018 | PLANNED | 11036 | 37 | 298.2703 | 0.013596 | 4.5584e-05
| 2017/18 | 21/03/2018 | PLANNED | 8568 | 28 | 306 | 0.010556 | 3.4496e-05
| 2017/18 | 21/03/2018 | PLANNED | 12220 | 47 | 260 | 0.015055 | 5.7904e-05
| 2017/18 | 21/03/2018 | PLANNED | 372 | 6 | 62 | 0.0004583 | 7.3919e-06
| 2017/18 | 21/03/2018 | PLANNED | 300 | 1 | 300 | 0.0003696 | 1.232e-06
| 2017/18 | 21/03/2018 | PLANNED | 75 | 2 | 37.5 | 9.2399e-05 | 2.464e-06
| 2017/18 | 21/03/2018 | PLANNED | 17380 | 79 | 220 | 0.021412 | 9.7327e-05
| 2017/18 | 21/03/2018 | PLANNED | 73 | 3 | 24.3333 | 8.9935e-05 | 3.696e-06
| 2017/18 | 21/03/2018 | PLANNED | 4997 | 19 | 263 | 0.0061563 | 2.3408e-05
| 2017/18 | 21/03/2018 | PLANNED | 864 | 24 | 36 | 0.0010644 | 2.9568e-05
| 2017/18 | 21/03/2018 | PLANNED | 75 | 3 | 25 | 9.2399e-05 | 3.696e-06
| 2017/18 | 21/03/2018 | PLANNED | 1140 | 12 | 95 | 0.0014045 | 1.4784e-05
| 2017/18 | 21/03/2018 | PLANNED | 38 | 1 | 38 | 4.6816e-05 | 1.232e-06
| 2017/18 | 21/03/2018 | PLANNED | 20 | 1 | 20 | 2.464e-05 | 1.232e-06
| 2017/18 | 21/03/2018 | PLANNED | 70 | 7 | 10 | 8.6239e-05 | 8.6239e-06
| 2017/18 | 21/03/2018 | PLANNED | 18 | 1 | 18 | 2.2176e-05 | 1.232e-06
| 2017/18 | 21/03/2018 | PLANNED | 69 | 3 | 23 | 8.5007e-05 | 3.696e-06
| 2017/18 | 22/03/2018 | PLANNED | 13320 | 37 | 360 | 0.01641 | 4.5584e-05
| 2017/18 | 22/03/2018 | PLANNED | 22680 | 54 | 420 | 0.027942 | 6.6528e-05
| 2017/18 | 22/03/2018 | PLANNED | 3240 | 9 | 360 | 0.0039917 | 1.1088e-05
| 2017/18 | 22/03/2018 | PLANNED | 23725 | 67 | 354.1045 | 0.029229 | 8.2543e-05
| 2017/18 | 22/03/2018 | PLANNED | 3440 | 16 | 215 | 0.0042381 | 1.9712e-05
| 2017/18 | 22/03/2018 | PLANNED | 280 | 8 | 35 | 0.00034496 | 9.8559e-06
| 2017/18 | 22/03/2018 | PLANNED | 51448 | 151 | 340.7152 | 0.063383 | 0.00018603
| 2017/18 | 22/03/2018 | PLANNED | 27421 | 73 | 375.6301 | 0.033782 | 8.9935e-05
| 2017/18 | 22/03/2018 | PLANNED | 1200 | 12 | 100 | 0.0014784 | 1.4784e-05
| 2017/18 | 22/03/2018 | PLANNED | 286 | 26 | 11 | 0.00035235 | 3.2032e-05
| 2017/18 | 22/03/2018 | PLANNED | 1050 | 3 | 350 | 0.0012936 | 3.696e-06
| 2017/18 | 22/03/2018 | PLANNED | 10050 | 30 | 335 | 0.012382 | 3.696e-05
| 2017/18 | 22/03/2018 | PLANNED | 20 | 2 | 10 | 2.464e-05 | 2.464e-06
| 2017/18 | 22/03/2018 | PLANNED | 912 | 3 | 304 | 0.0011236 | 3.696e-06
| 2017/18 | 22/03/2018 | PLANNED | 8638 | 26 | 332.2308 | 0.010642 | 3.2032e-05
| 2017/18 | 22/03/2018 | PLANNED | 190 | 2 | 95 | 0.00023408 | 2.464e-06
| 2017/18 | 22/03/2018 | PLANNED | 1106 | 7 | 158 | 0.0013626 | 8.6239e-06
| 2017/18 | 22/03/2018 | PLANNED | 4480 | 16 | 280 | 0.0055193 | 1.9712e-05
| 2017/18 | 22/03/2018 | PLANNED | 50 | 2 | 25 | 6.16e-05 | 2.464e-06
| 2017/18 | 22/03/2018 | PLANNED | 33 | 1 | 33 | 4.0656e-05 | 1.232e-06
| 2017/18 | 22/03/2018 | PLANNED | 10 | 2 | 5 | 1.232e-05 | 2.464e-06
| 2017/18 | 22/03/2018 | PLANNED | 50 | 2 | 25 | 6.16e-05 | 2.464e-06
| 2017/18 | 22/03/2018 | PLANNED | 240 | 2 | 120 | 0.00029568 | 2.464e-06
| 2017/18 | 22/03/2018 | PLANNED | 68 | 2 | 34 | 8.3775e-05 | 2.464e-06
| 2017/18 | 22/03/2018 | PLANNED | 16 | 2 | 8 | 1.9712e-05 | 2.464e-06
| 2017/18 | 22/03/2018 | PLANNED | 17 | 1 | 17 | 2.0944e-05 | 1.232e-06
| 2017/18 | 22/03/2018 | PLANNED | 3 | 1 | 3 | 3.696e-06 | 1.232e-06
| 2017/18 | 23/03/2018 | PLANNED | 16120 | 134 | 120.2985 | 0.01986 | 0.00016509
| 2017/18 | 23/03/2018 | PLANNED | 760 | 2 | 380 | 0.00093631 | 2.464e-06
| 2017/18 | 23/03/2018 | PLANNED | 135 | 9 | 15 | 0.00016632 | 1.1088e-05
| 2017/18 | 23/03/2018 | PLANNED | 1110 | 66 | 16.8182 | 0.0013675 | 8.1311e-05
| 2017/18 | 23/03/2018 | PLANNED | 5994 | 18 | 333 | 0.0073846 | 2.2176e-05
| 2017/18 | 23/03/2018 | PLANNED | 2400 | 30 | 80 | 0.0029568 | 3.696e-05
| 2017/18 | 23/03/2018 | PLANNED | 32242 | 343 | 94 | 0.039722 | 0.00042257
| 2017/18 | 23/03/2018 | PLANNED | 13817 | 41 | 337 | 0.017022 | 5.0512e-05
| 2017/18 | 23/03/2018 | PLANNED | 928 | 58 | 16 | 0.0011433 | 7.1455e-05
| 2017/18 | 23/03/2018 | PLANNED | 1260 | 7 | 180 | 0.0015523 | 8.6239e-06
| 2017/18 | 23/03/2018 | PLANNED | 40981 | 107 | 383 | 0.050488 | 0.00013182
| 2017/18 | 23/03/2018 | PLANNED | 420 | 2 | 210 | 0.00051744 | 2.464e-06
| 2017/18 | 23/03/2018 | PLANNED | 31256 | 201 | 155.5025 | 0.038507 | 0.00024763
| 2017/18 | 23/03/2018 | PLANNED | 772 | 4 | 193 | 0.0009511 | 4.928e-06
| 2017/18 | 23/03/2018 | PLANNED | 244 | 2 | 122 | 0.00030061 | 2.464e-06
| 2017/18 | 23/03/2018 | PLANNED | 599 | 13 | 46.0769 | 0.00073796 | 1.6016e-05
| 2017/18 | 23/03/2018 | PLANNED | 45 | 1 | 45 | 5.544e-05 | 1.232e-06
| 2017/18 | 23/03/2018 | PLANNED | 6370 | 70 | 91 | 0.0078478 | 8.6239e-05
| 2017/18 | 23/03/2018 | PLANNED | 176 | 3 | 58.6667 | 0.00021683 | 3.696e-06
| 2017/18 | 23/03/2018 | PLANNED | 483 | 7 | 69 | 0.00059505 | 8.6239e-06
| 2017/18 | 23/03/2018 | PLANNED | 325 | 27 | 12.037 | 0.0004004 | 3.3264e-05
| 2017/18 | 24/03/2018 | PLANNED | 2590 | 7 | 370 | 0.0031909 | 8.6239e-06
| 2017/18 | 24/03/2018 | PLANNED | 240 | 4 | 60 | 0.00029568 | 4.928e-06
| 2017/18 | 24/03/2018 | PLANNED | 128920 | 440 | 293 | 0.15883 | 0.00054208
| 2017/18 | 24/03/2018 | PLANNED | 1362 | 3 | 454 | 0.001678 | 3.696e-06
| 2017/18 | 25/03/2018 | PLANNED | 4151 | 29 | 143.1379 | 0.005114 | 3.5728e-05
| 2017/18 | 25/03/2018 | PLANNED | 30340 | 74 | 410 | 0.037379 | 9.1167e-05
| 2017/18 | 25/03/2018 | PLANNED | 3640 | 13 | 280 | 0.0044844 | 1.6016e-05
| 2017/18 | 25/03/2018 | PLANNED | 4640 | 32 | 145 | 0.0057164 | 3.9424e-05
| 2017/18 | 25/03/2018 | PLANNED | 3930 | 15 | 262 | 0.0048417 | 1.848e-05
| 2017/18 | 25/03/2018 | PLANNED | 15694 | 38 | 413 | 0.019335 | 4.6816e-05
| 2017/18 | 25/03/2018 | PLANNED | 5852 | 14 | 418 | 0.0072096 | 1.7248e-05
| 2017/18 | 25/03/2018 | PLANNED | 759 | 23 | 33 | 0.00093508 | 2.8336e-05
| 2017/18 | 25/03/2018 | PLANNED | 228 | 4 | 57 | 0.00028089 | 4.928e-06
| 2017/18 | 25/03/2018 | PLANNED | 80136 | 216 | 371 | 0.098727 | 0.00026611
| 2017/18 | 25/03/2018 | PLANNED | 15270 | 52 | 293.6538 | 0.018813 | 6.4064e-05
| 2017/18 | 25/03/2018 | PLANNED | 36 | 2 | 18 | 4.4352e-05 | 2.464e-06
| 2017/18 | 25/03/2018 | PLANNED | 1440 | 9 | 160 | 0.0017741 | 1.1088e-05
| 2017/18 | 26/03/2018 | PLANNED | 1784 | 4 | 446 | 0.0021979 | 4.928e-06
| 2017/18 | 26/03/2018 | PLANNED | 45 | 3 | 15 | 5.544e-05 | 3.696e-06
| 2017/18 | 26/03/2018 | PLANNED | 1280 | 16 | 80 | 0.0015769 | 1.9712e-05
| 2017/18 | 26/03/2018 | PLANNED | 15136 | 43 | 352 | 0.018647 | 5.2976e-05
| 2017/18 | 26/03/2018 | PLANNED | 18 | 1 | 18 | 2.2176e-05 | 1.232e-06
| 2017/18 | 26/03/2018 | PLANNED | 264 | 18 | 14.6667 | 0.00032525 | 2.2176e-05
| 2017/18 | 26/03/2018 | PLANNED | 15 | 1 | 15 | 1.848e-05 | 1.232e-06
| 2017/18 | 26/03/2018 | PLANNED | 43 | 1 | 43 | 5.2976e-05 | 1.232e-06
| 2017/18 | 26/03/2018 | PLANNED | 192 | 4 | 48 | 0.00023654 | 4.928e-06
| 2017/18 | 26/03/2018 | PLANNED | 5 | 1 | 5 | 6.16e-06 | 1.232e-06
| 2017/18 | 27/03/2018 | PLANNED | 10 | 1 | 10 | 1.232e-05 | 1.232e-06
| 2017/18 | 27/03/2018 | PLANNED | 29568 | 84 | 352 | 0.036428 | 0.00010349
| 2017/18 | 27/03/2018 | PLANNED | 35960 | 116 | 310 | 0.044302 | 0.00014291
| 2017/18 | 27/03/2018 | PLANNED | 1448 | 4 | 362 | 0.0017839 | 4.928e-06
| 2017/18 | 27/03/2018 | PLANNED | 6808 | 23 | 296 | 0.0083874 | 2.8336e-05
| 2017/18 | 27/03/2018 | PLANNED | 592 | 74 | 8 | 0.00072934 | 9.1167e-05
| 2017/18 | 27/03/2018 | PLANNED | 17595 | 69 | 255 | 0.021677 | 8.5007e-05
| 2017/18 | 27/03/2018 | PLANNED | 5160 | 24 | 215 | 0.0063571 | 2.9568e-05
| 2017/18 | 27/03/2018 | PLANNED | 5548 | 38 | 146 | 0.0068351 | 4.6816e-05
| 2017/18 | 27/03/2018 | PLANNED | 12710 | 41 | 310 | 0.015659 | 5.0512e-05
| 2017/18 | 27/03/2018 | PLANNED | 960 | 6 | 160 | 0.0011827 | 7.3919e-06
| 2017/18 | 27/03/2018 | PLANNED | 272 | 1 | 272 | 0.0003351 | 1.232e-06
| 2017/18 | 27/03/2018 | PLANNED | 1392 | 6 | 232 | 0.0017149 | 7.3919e-06
| 2017/18 | 27/03/2018 | PLANNED | 23945 | 59 | 405.8475 | 0.0295 | 7.2687e-05
| 2017/18 | 27/03/2018 | PLANNED | 249 | 1 | 249 | 0.00030677 | 1.232e-06
| 2017/18 | 27/03/2018 | PLANNED | 160 | 1 | 160 | 0.00019712 | 1.232e-06
| 2017/18 | 27/03/2018 | PLANNED | 345 | 1 | 345 | 0.00042504 | 1.232e-06
| 2017/18 | 27/03/2018 | PLANNED | 14900 | 50 | 298 | 0.018357 | 6.16e-05
| 2017/18 | 27/03/2018 | PLANNED | 66 | 11 | 6 | 8.1311e-05 | 1.3552e-05
| 2017/18 | 27/03/2018 | PLANNED | 42 | 3 | 14 | 5.1744e-05 | 3.696e-06
| 2017/18 | 27/03/2018 | PLANNED | 576 | 64 | 9 | 0.00070963 | 7.8847e-05
| 2017/18 | 27/03/2018 | PLANNED | 83 | 1 | 83 | 0.00010226 | 1.232e-06
| 2017/18 | 27/03/2018 | PLANNED | 212 | 4 | 53 | 0.00026118 | 4.928e-06
| 2017/18 | 27/03/2018 | PLANNED | 560 | 16 | 35 | 0.00068992 | 1.9712e-05
| 2017/18 | 27/03/2018 | PLANNED | 172 | 2 | 86 | 0.0002119 | 2.464e-06
| 2017/18 | 27/03/2018 | PLANNED | 53 | 1 | 53 | 6.5296e-05 | 1.232e-06
| 2017/18 | 27/03/2018 | PLANNED | 1265 | 55 | 23 | 0.0015585 | 6.776e-05
| 2017/18 | 27/03/2018 | PLANNED | 23 | 1 | 23 | 2.8336e-05 | 1.232e-06
| 2017/18 | 27/03/2018 | PLANNED | 14 | 1 | 14 | 1.7248e-05 | 1.232e-06
| 2017/18 | 28/03/2018 | PLANNED | 870 | 2 | 435 | 0.0010718 | 2.464e-06
| 2017/18 | 28/03/2018 | PLANNED | 18075 | 38 | 475.6579 | 0.022268 | 4.6816e-05
| 2017/18 | 28/03/2018 | PLANNED | 46957 | 151 | 310.9735 | 0.057851 | 0.00018603
| 2017/18 | 28/03/2018 | PLANNED | 923 | 3 | 307.6667 | 0.0011371 | 3.696e-06
| 2017/18 | 28/03/2018 | PLANNED | 2432 | 19 | 128 | 0.0029962 | 2.3408e-05
| 2017/18 | 28/03/2018 | PLANNED | 18480 | 56 | 330 | 0.022767 | 6.8992e-05
| 2017/18 | 28/03/2018 | PLANNED | 870 | 5 | 174 | 0.0010718 | 6.16e-06
| 2017/18 | 28/03/2018 | PLANNED | 2160 | 18 | 120 | 0.0026611 | 2.2176e-05
| 2017/18 | 28/03/2018 | PLANNED | 1550 | 10 | 155 | 0.0019096 | 1.232e-05
| 2017/18 | 28/03/2018 | PLANNED | 1485 | 11 | 135 | 0.0018295 | 1.3552e-05
| 2017/18 | 28/03/2018 | PLANNED | 24140 | 85 | 284 | 0.02974 | 0.00010472
| 2017/18 | 28/03/2018 | PLANNED | 804 | 4 | 201 | 0.00099052 | 4.928e-06
| 2017/18 | 28/03/2018 | PLANNED | 195 | 15 | 13 | 0.00024024 | 1.848e-05
| 2017/18 | 28/03/2018 | PLANNED | 2980 | 8 | 372.5 | 0.0036713 | 9.8559e-06
| 2017/18 | 28/03/2018 | PLANNED | 15372 | 63 | 244 | 0.018938 | 7.7615e-05
| 2017/18 | 28/03/2018 | PLANNED | 330 | 1 | 330 | 0.00040656 | 1.232e-06
| 2017/18 | 28/03/2018 | PLANNED | 660 | 2 | 330 | 0.00081311 | 2.464e-06
| 2017/18 | 28/03/2018 | PLANNED | 2090 | 22 | 95 | 0.0025749 | 2.7104e-05
| 2017/18 | 28/03/2018 | PLANNED | 1545 | 3 | 515 | 0.0019034 | 3.696e-06
| 2017/18 | 28/03/2018 | PLANNED | 86 | 2 | 43 | 0.00010595 | 2.464e-06
| 2017/18 | 28/03/2018 | PLANNED | 2760 | 23 | 120 | 0.0034003 | 2.8336e-05
| 2017/18 | 28/03/2018 | PLANNED | 333 | 37 | 9 | 0.00041025 | 4.5584e-05
| 2017/18 | 28/03/2018 | PLANNED | 1048 | 4 | 262 | 0.0012911 | 4.928e-06
| 2017/18 | 28/03/2018 | PLANNED | 23112 | 154 | 150.0779 | 0.028474 | 0.00018973
| 2017/18 | 28/03/2018 | PLANNED | 347 | 19 | 18.2632 | 0.0004275 | 2.3408e-05
| 2017/18 | 28/03/2018 | PLANNED | 32 | 1 | 32 | 3.9424e-05 | 1.232e-06
| 2017/18 | 28/03/2018 | PLANNED | 1400 | 70 | 20 | 0.0017248 | 8.6239e-05
| 2017/18 | 28/03/2018 | PLANNED | 50 | 1 | 50 | 6.16e-05 | 1.232e-06
| 2017/18 | 28/03/2018 | PLANNED | 49 | 7 | 7 | 6.0368e-05 | 8.6239e-06
| 2017/18 | 28/03/2018 | PLANNED | 750 | 5 | 150 | 0.00092399 | 6.16e-06
| 2017/18 | 28/03/2018 | PLANNED | 16 | 2 | 8 | 1.9712e-05 | 2.464e-06
| 2017/18 | 28/03/2018 | PLANNED | 54 | 3 | 18 | 6.6528e-05 | 3.696e-06
| 2017/18 | 28/03/2018 | PLANNED | 616 | 11 | 56 | 0.00075891 | 1.3552e-05
| 2017/18 | 28/03/2018 | PLANNED | 63 | 9 | 7 | 7.7615e-05 | 1.1088e-05
| 2017/18 | 28/03/2018 | PLANNED | 460 | 23 | 20 | 0.00056672 | 2.8336e-05
| 2017/18 | 29/03/2018 | PLANNED | 49025 | 185 | 265 | 0.060398 | 0.00022792
| 2017/18 | 29/03/2018 | PLANNED | 16113 | 49 | 328.8367 | 0.019851 | 6.0368e-05
| 2017/18 | 29/03/2018 | PLANNED | 4200 | 12 | 350 | 0.0051744 | 1.4784e-05
| 2017/18 | 29/03/2018 | PLANNED | 1260 | 4 | 315 | 0.0015523 | 4.928e-06
| 2017/18 | 29/03/2018 | PLANNED | 3020 | 13 | 232.3077 | 0.0037206 | 1.6016e-05
| 2017/18 | 29/03/2018 | PLANNED | 4420 | 52 | 85 | 0.0054454 | 6.4064e-05
| 2017/18 | 29/03/2018 | PLANNED | 364 | 7 | 52 | 0.00044844 | 8.6239e-06
| 2017/18 | 29/03/2018 | PLANNED | 25 | 5 | 5 | 3.08e-05 | 6.16e-06
| 2017/18 | 29/03/2018 | PLANNED | 90874 | 413 | 220.0339 | 0.11196 | 0.00050881
| 2017/18 | 29/03/2018 | PLANNED | 9504 | 33 | 288 | 0.011709 | 4.0656e-05
| 2017/18 | 29/03/2018 | PLANNED | 3735 | 15 | 249 | 0.0046015 | 1.848e-05
| 2017/18 | 29/03/2018 | PLANNED | 3956 | 23 | 172 | 0.0048738 | 2.8336e-05
| 2017/18 | 29/03/2018 | PLANNED | 30 | 3 | 10 | 3.696e-05 | 3.696e-06
| 2017/18 | 29/03/2018 | PLANNED | 1290 | 6 | 215 | 0.0015893 | 7.3919e-06
| 2017/18 | 29/03/2018 | PLANNED | 20 | 1 | 20 | 2.464e-05 | 1.232e-06
| 2017/18 | 29/03/2018 | PLANNED | 13872 | 68 | 204 | 0.01709 | 8.3775e-05
| 2017/18 | 29/03/2018 | PLANNED | 456 | 2 | 228 | 0.00056179 | 2.464e-06
| 2017/18 | 29/03/2018 | PLANNED | 156 | 12 | 13 | 0.00019219 | 1.4784e-05
| 2017/18 | 29/03/2018 | PLANNED | 2610 | 87 | 30 | 0.0032155 | 0.00010718
| 2017/18 | 29/03/2018 | PLANNED | 11271 | 51 | 221 | 0.013886 | 6.2832e-05
| 2017/18 | 29/03/2018 | PLANNED | 34715 | 131 | 265 | 0.042769 | 0.00016139
| 2017/18 | 29/03/2018 | PLANNED | 4425 | 25 | 177 | 0.0054516 | 3.08e-05
| 2017/18 | 29/03/2018 | PLANNED | 31856 | 88 | 362 | 0.039246 | 0.00010842
| 2017/18 | 29/03/2018 | PLANNED | 310 | 1 | 310 | 0.00038192 | 1.232e-06
| 2017/18 | 29/03/2018 | PLANNED | 20 | 1 | 20 | 2.464e-05 | 1.232e-06
| 2017/18 | 29/03/2018 | PLANNED | 1575 | 15 | 105 | 0.0019404 | 1.848e-05
| 2017/18 | 29/03/2018 | PLANNED | 30 | 2 | 15 | 3.696e-05 | 2.464e-06
| 2017/18 | 29/03/2018 | PLANNED | 68 | 2 | 34 | 8.3775e-05 | 2.464e-06
| 2017/18 | 29/03/2018 | PLANNED | 208 | 4 | 52 | 0.00025625 | 4.928e-06
| 2017/18 | 29/03/2018 | PLANNED | 40 | 2 | 20 | 4.928e-05 | 2.464e-06
| 2017/18 | 29/03/2018 | PLANNED | 22 | 2 | 11 | 2.7104e-05 | 2.464e-06
| 2017/18 | 29/03/2018 | PLANNED | 226 | 2 | 113 | 0.00027843 | 2.464e-06
| 2017/18 | 29/03/2018 | PLANNED | 90 | 3 | 30 | 0.00011088 | 3.696e-06
| 2017/18 | 29/03/2018 | PLANNED | 1225 | 35 | 35 | 0.0015092 | 4.312e-05
| 2017/18 | 29/03/2018 | PLANNED | 293 | 3 | 97.6667 | 0.00036097 | 3.696e-06
| 2017/18 | 29/03/2018 | PLANNED | 840 | 21 | 40 | 0.0010349 | 2.5872e-05
| 2017/18 | 3/04/2018 | PLANNED | 60 | 2 | 30 | 7.3919e-05 | 2.464e-06
| 2017/18 | 3/04/2018 | PLANNED | 6965 | 31 | 224.6774 | 0.0085808 | 3.8192e-05
| 2017/18 | 3/04/2018 | PLANNED | 1150 | 5 | 230 | 0.0014168 | 6.16e-06
| 2017/18 | 3/04/2018 | PLANNED | 1560 | 12 | 130 | 0.0019219 | 1.4784e-05
| 2017/18 | 3/04/2018 | PLANNED | 24485 | 83 | 295 | 0.030165 | 0.00010226
| 2017/18 | 3/04/2018 | PLANNED | 3404 | 148 | 23 | 0.0041937 | 0.00018233
| 2017/18 | 3/04/2018 | PLANNED | 1500 | 15 | 100 | 0.001848 | 1.848e-05
| 2017/18 | 3/04/2018 | PLANNED | 1745 | 6 | 290.8333 | 0.0021498 | 7.3919e-06
| 2017/18 | 3/04/2018 | PLANNED | 2212 | 14 | 158 | 0.0027252 | 1.7248e-05
| 2017/18 | 3/04/2018 | PLANNED | 4674 | 19 | 246 | 0.0057583 | 2.3408e-05
| 2017/18 | 3/04/2018 | PLANNED | 10 | 1 | 10 | 1.232e-05 | 1.232e-06
| 2017/18 | 3/04/2018 | PLANNED | 5842 | 46 | 127 | 0.0071973 | 5.6672e-05
| 2017/18 | 3/04/2018 | PLANNED | 2210 | 13 | 170 | 0.0027227 | 1.6016e-05
| 2017/18 | 3/04/2018 | PLANNED | 87 | 1 | 87 | 0.00010718 | 1.232e-06
| 2017/18 | 3/04/2018 | PLANNED | 25 | 1 | 25 | 3.08e-05 | 1.232e-06
| 2017/18 | 3/04/2018 | PLANNED | 16 | 1 | 16 | 1.9712e-05 | 1.232e-06
| 2017/18 | 3/04/2018 | PLANNED | 48 | 3 | 16 | 5.9136e-05 | 3.696e-06
| 2017/18 | 3/04/2018 | PLANNED | 50 | 1 | 50 | 6.16e-05 | 1.232e-06
| 2017/18 | 3/04/2018 | PLANNED | 1624 | 56 | 29 | 0.0020008 | 6.8992e-05
| 2017/18 | 4/04/2018 | PLANNED | 66500 | 175 | 380 | 0.081927 | 0.0002156
| 2017/18 | 4/04/2018 | PLANNED | 2070 | 23 | 90 | 0.0025502 | 2.8336e-05
| 2017/18 | 4/04/2018 | PLANNED | 23560 | 76 | 310 | 0.029026 | 9.3631e-05
| 2017/18 | 4/04/2018 | PLANNED | 27473 | 83 | 331 | 0.033846 | 0.00010226
| 2017/18 | 4/04/2018 | PLANNED | 10019 | 43 | 233 | 0.012343 | 5.2976e-05
| 2017/18 | 4/04/2018 | PLANNED | 330 | 30 | 11 | 0.00040656 | 3.696e-05
| 2017/18 | 4/04/2018 | PLANNED | 7061 | 23 | 307 | 0.0086991 | 2.8336e-05
| 2017/18 | 4/04/2018 | PLANNED | 6930 | 33 | 210 | 0.0085377 | 4.0656e-05
| 2017/18 | 4/04/2018 | PLANNED | 28875 | 105 | 275 | 0.035574 | 0.00012936
| 2017/18 | 4/04/2018 | PLANNED | 2725 | 25 | 109 | 0.0033572 | 3.08e-05
| 2017/18 | 4/04/2018 | PLANNED | 1509 | 23 | 65.6087 | 0.0018591 | 2.8336e-05
| 2017/18 | 4/04/2018 | PLANNED | 4982 | 16 | 311.375 | 0.0061378 | 1.9712e-05
| 2017/18 | 4/04/2018 | PLANNED | 9630 | 90 | 107 | 0.011864 | 0.00011088
| 2017/18 | 4/04/2018 | PLANNED | 126 | 2 | 63 | 0.00015523 | 2.464e-06
| 2017/18 | 4/04/2018 | PLANNED | 20 | 2 | 10 | 2.464e-05 | 2.464e-06
| 2017/18 | 4/04/2018 | PLANNED | 220 | 4 | 55 | 0.00027104 | 4.928e-06
| 2017/18 | 4/04/2018 | PLANNED | 64 | 2 | 32 | 7.8847e-05 | 2.464e-06
| 2017/18 | 4/04/2018 | PLANNED | 2655 | 9 | 295 | 0.0032709 | 1.1088e-05
| 2017/18 | 4/04/2018 | PLANNED | 510 | 2 | 255 | 0.00062832 | 2.464e-06
| 2017/18 | 4/04/2018 | PLANNED | 84 | 2 | 42 | 0.00010349 | 2.464e-06
| 2017/18 | 4/04/2018 | PLANNED | 2527 | 12 | 210.5833 | 0.0031132 | 1.4784e-05
| 2017/18 | 4/04/2018 | PLANNED | 1761 | 7 | 251.5714 | 0.0021695 | 8.6239e-06
| 2017/18 | 4/04/2018 | PLANNED | 254 | 8 | 31.75 | 0.00031293 | 9.8559e-06
| 2017/18 | 4/04/2018 | PLANNED | 140 | 4 | 35 | 0.00017248 | 4.928e-06
| 2017/18 | 4/04/2018 | PLANNED | 47 | 1 | 47 | 5.7904e-05 | 1.232e-06
| 2017/18 | 4/04/2018 | PLANNED | 27 | 1 | 27 | 3.3264e-05 | 1.232e-06
| 2017/18 | 4/04/2018 | PLANNED | 74 | 2 | 37 | 9.1167e-05 | 2.464e-06
| 2017/18 | 4/04/2018 | PLANNED | 50 | 1 | 50 | 6.16e-05 | 1.232e-06
| 2017/18 | 4/04/2018 | PLANNED | 1000 | 25 | 40 | 0.001232 | 3.08e-05
| 2017/18 | 4/04/2018 | PLANNED | 174 | 2 | 87 | 0.00021437 | 2.464e-06
| 2017/18 | 4/04/2018 | PLANNED | 19 | 1 | 19 | 2.3408e-05 | 1.232e-06
| 2017/18 | 4/04/2018 | PLANNED | 87 | 3 | 29 | 0.00010718 | 3.696e-06
| 2017/18 | 4/04/2018 | PLANNED | 142 | 1 | 142 | 0.00017494 | 1.232e-06
| 2017/18 | 5/04/2018 | PLANNED | 359723 | 905 | 397.484 | 0.44318 | 0.001115
| 2017/18 | 5/04/2018 | PLANNED | 16500 | 55 | 300 | 0.020328 | 6.776e-05
| 2017/18 | 5/04/2018 | PLANNED | 41070 | 111 | 370 | 0.050598 | 0.00013675
| 2017/18 | 5/04/2018 | PLANNED | 690 | 2 | 345 | 0.00085007 | 2.464e-06
| 2017/18 | 5/04/2018 | PLANNED | 312 | 1 | 312 | 0.00038438 | 1.232e-06
| 2017/18 | 5/04/2018 | PLANNED | 120 | 2 | 60 | 0.00014784 | 2.464e-06
| 2017/18 | 5/04/2018 | PLANNED | 174 | 2 | 87 | 0.00021437 | 2.464e-06
| 2017/18 | 5/04/2018 | PLANNED | 52689 | 150 | 351.26 | 0.064912 | 0.0001848
| 2017/18 | 5/04/2018 | PLANNED | 3140 | 14 | 224.2857 | 0.0038685 | 1.7248e-05
| 2017/18 | 5/04/2018 | PLANNED | 140 | 7 | 20 | 0.00017248 | 8.6239e-06
| 2017/18 | 5/04/2018 | PLANNED | 2180 | 10 | 218 | 0.0026857 | 1.232e-05
| 2017/18 | 5/04/2018 | PLANNED | 188 | 2 | 94 | 0.00023161 | 2.464e-06
| 2017/18 | 5/04/2018 | PLANNED | 75 | 1 | 75 | 9.2399e-05 | 1.232e-06
| 2017/18 | 5/04/2018 | PLANNED | 5013 | 35 | 143.2286 | 0.006176 | 4.312e-05
| 2017/18 | 5/04/2018 | PLANNED | 140 | 2 | 70 | 0.00017248 | 2.464e-06
| 2017/18 | 5/04/2018 | PLANNED | 1343 | 17 | 79 | 0.0016546 | 2.0944e-05
| 2017/18 | 5/04/2018 | PLANNED | 17 | 1 | 17 | 2.0944e-05 | 1.232e-06
| 2017/18 | 6/04/2018 | PLANNED | 10207 | 59 | 173 | 0.012575 | 7.2687e-05
| 2017/18 | 6/04/2018 | PLANNED | 956 | 4 | 239 | 0.0011778 | 4.928e-06
| 2017/18 | 6/04/2018 | PLANNED | 210 | 15 | 14 | 0.00025872 | 1.848e-05
| 2017/18 | 6/04/2018 | PLANNED | 3914 | 19 | 206 | 0.004822 | 2.3408e-05
| 2017/18 | 6/04/2018 | PLANNED | 40870 | 134 | 305 | 0.050351 | 0.00016509
| 2017/18 | 6/04/2018 | PLANNED | 154 | 1 | 154 | 0.00018973 | 1.232e-06
| 2017/18 | 6/04/2018 | PLANNED | 24 | 3 | 8 | 2.9568e-05 | 3.696e-06
| 2017/18 | 6/04/2018 | PLANNED | 13325 | 65 | 205 | 0.016416 | 8.0079e-05
| 2017/18 | 6/04/2018 | PLANNED | 12 | 1 | 12 | 1.4784e-05 | 1.232e-06
| 2017/18 | 6/04/2018 | PLANNED | 22 | 2 | 11 | 2.7104e-05 | 2.464e-06
| 2017/18 | 6/04/2018 | PLANNED | 87 | 1 | 87 | 0.00010718 | 1.232e-06
| 2017/18 | 6/04/2018 | PLANNED | 225 | 5 | 45 | 0.0002772 | 6.16e-06
| 2017/18 | 6/04/2018 | PLANNED | 26 | 1 | 26 | 3.2032e-05 | 1.232e-06
| 2017/18 | 7/04/2018 | PLANNED | 10260 | 57 | 180 | 0.01264 | 7.0224e-05
| 2017/18 | 8/04/2018 | PLANNED | 144585 | 945 | 153 | 0.17813 | 0.0011642
| 2017/18 | 8/04/2018 | PLANNED | 137 | 1 | 137 | 0.00016878 | 1.232e-06
| 2017/18 | 8/04/2018 | PLANNED | 414 | 1 | 414 | 0.00051004 | 1.232e-06
| 2017/18 | 9/04/2018 | PLANNED | 1035 | 3 | 345 | 0.0012751 | 3.696e-06
| 2017/18 | 9/04/2018 | PLANNED | 6500 | 130 | 50 | 0.0080079 | 0.00016016
| 2017/18 | 9/04/2018 | PLANNED | 900 | 45 | 20 | 0.0011088 | 5.544e-05
| 2017/18 | 9/04/2018 | PLANNED | 18873 | 137 | 137.7591 | 0.023251 | 0.00016878
| 2017/18 | 9/04/2018 | PLANNED | 1820 | 13 | 140 | 0.0022422 | 1.6016e-05
| 2017/18 | 9/04/2018 | PLANNED | 920 | 10 | 92 | 0.0011334 | 1.232e-05
| 2017/18 | 9/04/2018 | PLANNED | 176 | 2 | 88 | 0.00021683 | 2.464e-06
| 2017/18 | 9/04/2018 | PLANNED | 150 | 1 | 150 | 0.0001848 | 1.232e-06
| 2017/18 | 10/04/2018 | PLANNED | 118 | 1 | 118 | 0.00014537 | 1.232e-06
| 2017/18 | 10/04/2018 | PLANNED | 2132 | 26 | 82 | 0.0026266 | 3.2032e-05
| 2017/18 | 10/04/2018 | PLANNED | 2336 | 16 | 146 | 0.0028779 | 1.9712e-05
| 2017/18 | 10/04/2018 | PLANNED | 334705 | 917 | 365 | 0.41235 | 0.0011297
| 2017/18 | 10/04/2018 | PLANNED | 292002 | 1187 | 246 | 0.35974 | 0.0014624
| 2017/18 | 10/04/2018 | PLANNED | 768 | 3 | 256 | 0.00094617 | 3.696e-06
| 2017/18 | 10/04/2018 | PLANNED | 87395 | 227 | 385 | 0.10767 | 0.00027966
| 2017/18 | 10/04/2018 | PLANNED | 295 | 1 | 295 | 0.00036344 | 1.232e-06
| 2017/18 | 10/04/2018 | PLANNED | 240 | 3 | 80 | 0.00029568 | 3.696e-06
| 2017/18 | 10/04/2018 | PLANNED | 375 | 3 | 125 | 0.000462 | 3.696e-06
| 2017/18 | 10/04/2018 | PLANNED | 46 | 2 | 23 | 5.6672e-05 | 2.464e-06
| 2017/18 | 10/04/2018 | PLANNED | 39 | 1 | 39 | 4.8048e-05 | 1.232e-06
| 2017/18 | 10/04/2018 | PLANNED | 9034 | 50 | 180.68 | 0.01113 | 6.16e-05
| 2017/18 | 10/04/2018 | PLANNED | 60 | 4 | 15 | 7.3919e-05 | 4.928e-06
| 2017/18 | 11/04/2018 | PLANNED | 60 | 10 | 6 | 7.3919e-05 | 1.232e-05
| 2017/18 | 11/04/2018 | PLANNED | 3160 | 8 | 395 | 0.0038931 | 9.8559e-06
| 2017/18 | 11/04/2018 | PLANNED | 19695 | 39 | 505 | 0.024264 | 4.8048e-05
| 2017/18 | 11/04/2018 | PLANNED | 85 | 1 | 85 | 0.00010472 | 1.232e-06
| 2017/18 | 11/04/2018 | PLANNED | 10492 | 43 | 244 | 0.012926 | 5.2976e-05
| 2017/18 | 11/04/2018 | PLANNED | 1040 | 5 | 208 | 0.0012813 | 6.16e-06
| 2017/18 | 11/04/2018 | PLANNED | 21762 | 54 | 403 | 0.026811 | 6.6528e-05
| 2017/18 | 11/04/2018 | PLANNED | 1000 | 40 | 25 | 0.001232 | 4.928e-05
| 2017/18 | 11/04/2018 | PLANNED | 19320 | 56 | 345 | 0.023802 | 6.8992e-05
| 2017/18 | 11/04/2018 | PLANNED | 4900 | 28 | 175 | 0.0060368 | 3.4496e-05
| 2017/18 | 11/04/2018 | PLANNED | 22 | 2 | 11 | 2.7104e-05 | 2.464e-06
| 2017/18 | 11/04/2018 | PLANNED | 14823 | 81 | 183 | 0.018262 | 9.9791e-05
| 2017/18 | 11/04/2018 | PLANNED | 6 | 2 | 3 | 7.3919e-06 | 2.464e-06
| 2017/18 | 12/04/2018 | PLANNED | 25 | 1 | 25 | 3.08e-05 | 1.232e-06
| 2017/18 | 12/04/2018 | PLANNED | 1548 | 12 | 129 | 0.0019071 | 1.4784e-05
| 2017/18 | 12/04/2018 | PLANNED | 320 | 1 | 320 | 0.00039424 | 1.232e-06
| 2017/18 | 12/04/2018 | PLANNED | 760 | 8 | 95 | 0.00093631 | 9.8559e-06
| 2017/18 | 12/04/2018 | PLANNED | 12495 | 39 | 320.3846 | 0.015394 | 4.8048e-05
| 2017/18 | 12/04/2018 | PLANNED | 10516 | 44 | 239 | 0.012956 | 5.4208e-05
| 2017/18 | 12/04/2018 | PLANNED | 2440 | 20 | 122 | 0.0030061 | 2.464e-05
| 2017/18 | 12/04/2018 | PLANNED | 1015 | 7 | 145 | 0.0012505 | 8.6239e-06
| 2017/18 | 12/04/2018 | PLANNED | 15161 | 47 | 322.5745 | 0.018678 | 5.7904e-05
| 2017/18 | 12/04/2018 | PLANNED | 49 | 1 | 49 | 6.0368e-05 | 1.232e-06
| 2017/18 | 12/04/2018 | PLANNED | 5040 | 40 | 126 | 0.0062092 | 4.928e-05
| 2017/18 | 12/04/2018 | PLANNED | 390 | 2 | 195 | 0.00048048 | 2.464e-06
| 2017/18 | 12/04/2018 | PLANNED | 6466 | 61 | 106 | 0.0079661 | 7.5151e-05
| 2017/18 | 12/04/2018 | PLANNED | 21 | 3 | 7 | 2.5872e-05 | 3.696e-06
| 2017/18 | 13/04/2018 | PLANNED | 16731 | 39 | 429 | 0.020612 | 4.8048e-05
| 2017/18 | 13/04/2018 | PLANNED | 3240 | 9 | 360 | 0.0039917 | 1.1088e-05
| 2017/18 | 13/04/2018 | PLANNED | 756 | 4 | 189 | 0.00093139 | 4.928e-06
| 2017/18 | 13/04/2018 | PLANNED | 765 | 3 | 255 | 0.00094247 | 3.696e-06
| 2017/18 | 13/04/2018 | PLANNED | 817 | 3 | 272.3333 | 0.0010065 | 3.696e-06
| 2017/18 | 13/04/2018 | PLANNED | 1600 | 80 | 20 | 0.0019712 | 9.8559e-05
| 2017/18 | 13/04/2018 | PLANNED | 6688 | 19 | 352 | 0.0082396 | 2.3408e-05
| 2017/18 | 13/04/2018 | PLANNED | 3718 | 13 | 286 | 0.0045805 | 1.6016e-05
| 2017/18 | 13/04/2018 | PLANNED | 30393 | 99 | 307 | 0.037444 | 0.00012197
| 2017/18 | 13/04/2018 | PLANNED | 2890 | 17 | 170 | 0.0035605 | 2.0944e-05
| 2017/18 | 13/04/2018 | PLANNED | 200 | 2 | 100 | 0.0002464 | 2.464e-06
| 2017/18 | 14/04/2018 | PLANNED | 254 | 2 | 127 | 0.00031293 | 2.464e-06
| 2017/18 | 14/04/2018 | PLANNED | 22050 | 70 | 315 | 0.027165 | 8.6239e-05
| 2017/18 | 14/04/2018 | PLANNED | 490 | 1 | 490 | 0.00060368 | 1.232e-06
| 2017/18 | 15/04/2018 | PLANNED | 319 | 29 | 11 | 0.00039301 | 3.5728e-05
| 2017/18 | 15/04/2018 | PLANNED | 28944 | 134 | 216 | 0.035659 | 0.00016509
| 2017/18 | 15/04/2018 | PLANNED | 8945 | 116 | 77.1121 | 0.01102 | 0.00014291
| 2017/18 | 15/04/2018 | PLANNED | 470 | 1 | 470 | 0.00057904 | 1.232e-06
| 2017/18 | 15/04/2018 | PLANNED | 51546 | 242 | 213 | 0.063504 | 0.00029814
| 2017/18 | 15/04/2018 | PLANNED | 59 | 1 | 59 | 7.2687e-05 | 1.232e-06
| 2017/18 | 15/04/2018 | PLANNED | 37 | 1 | 37 | 4.5584e-05 | 1.232e-06
| 2017/18 | 16/04/2018 | PLANNED | 660 | 3 | 220 | 0.00081311 | 3.696e-06
| 2017/18 | 16/04/2018 | PLANNED | 525 | 5 | 105 | 0.0006468 | 6.16e-06
| 2017/18 | 16/04/2018 | PLANNED | 3872 | 16 | 242 | 0.0047703 | 1.9712e-05
| 2017/18 | 16/04/2018 | PLANNED | 7614 | 94 | 81 | 0.0093804 | 0.00011581
| 2017/18 | 16/04/2018 | PLANNED | 10858 | 122 | 89 | 0.013377 | 0.0001503
| 2017/18 | 16/04/2018 | PLANNED | 1936 | 16 | 121 | 0.0023851 | 1.9712e-05
| 2017/18 | 16/04/2018 | PLANNED | 1560 | 26 | 60 | 0.0019219 | 3.2032e-05
| 2017/18 | 16/04/2018 | PLANNED | 18 | 6 | 3 | 2.2176e-05 | 7.3919e-06
| 2017/18 | 16/04/2018 | PLANNED | 1700 | 85 | 20 | 0.0020944 | 0.00010472
| 2017/18 | 16/04/2018 | PLANNED | 450 | 3 | 150 | 0.0005544 | 3.696e-06
| 2017/18 | 16/04/2018 | PLANNED | 452 | 2 | 226 | 0.00055686 | 2.464e-06
| 2017/18 | 16/04/2018 | PLANNED | 2075 | 38 | 54.6053 | 0.0025564 | 4.6816e-05
| 2017/18 | 16/04/2018 | PLANNED | 60 | 4 | 15 | 7.3919e-05 | 4.928e-06
| 2017/18 | 16/04/2018 | PLANNED | 101 | 3 | 33.6667 | 0.00012443 | 3.696e-06
| 2017/18 | 16/04/2018 | PLANNED | 120 | 4 | 30 | 0.00014784 | 4.928e-06
| 2017/18 | 16/04/2018 | PLANNED | 180 | 4 | 45 | 0.00022176 | 4.928e-06
| 2017/18 | 16/04/2018 | PLANNED | 462 | 7 | 66 | 0.00056918 | 8.6239e-06
| 2017/18 | 16/04/2018 | PLANNED | 271 | 3 | 90.3333 | 0.00033387 | 3.696e-06
| 2017/18 | 16/04/2018 | PLANNED | 10 | 1 | 10 | 1.232e-05 | 1.232e-06
| 2017/18 | 16/04/2018 | PLANNED | 30 | 2 | 15 | 3.696e-05 | 2.464e-06
| 2017/18 | 17/04/2018 | PLANNED | 120 | 8 | 15 | 0.00014784 | 9.8559e-06
| 2017/18 | 17/04/2018 | PLANNED | 2335 | 5 | 467 | 0.0028767 | 6.16e-06
| 2017/18 | 17/04/2018 | PLANNED | 1254 | 11 | 114 | 0.0015449 | 1.3552e-05
| 2017/18 | 17/04/2018 | PLANNED | 456 | 2 | 228 | 0.00056179 | 2.464e-06
| 2017/18 | 17/04/2018 | PLANNED | 135 | 9 | 15 | 0.00016632 | 1.1088e-05
| 2017/18 | 17/04/2018 | PLANNED | 17225 | 53 | 325 | 0.021221 | 6.5296e-05
| 2017/18 | 17/04/2018 | PLANNED | 5508 | 36 | 153 | 0.0067858 | 4.4352e-05
| 2017/18 | 17/04/2018 | PLANNED | 972 | 6 | 162 | 0.0011975 | 7.3919e-06
| 2017/18 | 17/04/2018 | PLANNED | 508 | 2 | 254 | 0.00062585 | 2.464e-06
| 2017/18 | 17/04/2018 | PLANNED | 132 | 12 | 11 | 0.00016262 | 1.4784e-05
| 2017/18 | 17/04/2018 | PLANNED | 30 | 1 | 30 | 3.696e-05 | 1.232e-06
| 2017/18 | 17/04/2018 | PLANNED | 120 | 3 | 40 | 0.00014784 | 3.696e-06
| 2017/18 | 18/04/2018 | PLANNED | 50 | 5 | 10 | 6.16e-05 | 6.16e-06
| 2017/18 | 18/04/2018 | PLANNED | 4305 | 41 | 105 | 0.0053037 | 5.0512e-05
| 2017/18 | 18/04/2018 | PLANNED | 92 | 2 | 46 | 0.00011334 | 2.464e-06
| 2017/18 | 18/04/2018 | PLANNED | 21540 | 60 | 359 | 0.026537 | 7.3919e-05
| 2017/18 | 18/04/2018 | PLANNED | 2030 | 14 | 145 | 0.0025009 | 1.7248e-05
| 2017/18 | 18/04/2018 | PLANNED | 9200 | 40 | 230 | 0.011334 | 4.928e-05
| 2017/18 | 18/04/2018 | PLANNED | 3965 | 12 | 330.4167 | 0.0048848 | 1.4784e-05
| 2017/18 | 18/04/2018 | PLANNED | 680 | 2 | 340 | 0.00083775 | 2.464e-06
| 2017/18 | 18/04/2018 | PLANNED | 330 | 1 | 330 | 0.00040656 | 1.232e-06
| 2017/18 | 18/04/2018 | PLANNED | 57463 | 175 | 328.36 | 0.070794 | 0.0002156
| 2017/18 | 18/04/2018 | PLANNED | 1125 | 3 | 375 | 0.001386 | 3.696e-06
| 2017/18 | 18/04/2018 | PLANNED | 5694 | 26 | 219 | 0.007015 | 3.2032e-05
| 2017/18 | 18/04/2018 | PLANNED | 7347 | 31 | 237 | 0.0090514 | 3.8192e-05
| 2017/18 | 18/04/2018 | PLANNED | 960 | 120 | 8 | 0.0011827 | 0.00014784
| 2017/18 | 18/04/2018 | PLANNED | 180 | 3 | 60 | 0.00022176 | 3.696e-06
| 2017/18 | 18/04/2018 | PLANNED | 3588 | 13 | 276 | 0.0044204 | 1.6016e-05
| 2017/18 | 18/04/2018 | PLANNED | 6125 | 25 | 245 | 0.0075459 | 3.08e-05
| 2017/18 | 18/04/2018 | PLANNED | 1036 | 7 | 148 | 0.0012763 | 8.6239e-06
| 2017/18 | 18/04/2018 | PLANNED | 120 | 2 | 60 | 0.00014784 | 2.464e-06
| 2017/18 | 18/04/2018 | PLANNED | 4000 | 80 | 50 | 0.004928 | 9.8559e-05
| 2017/18 | 18/04/2018 | PLANNED | 772 | 4 | 193 | 0.0009511 | 4.928e-06
| 2017/18 | 18/04/2018 | PLANNED | 13725 | 61 | 225 | 0.016909 | 7.5151e-05
| 2017/18 | 18/04/2018 | PLANNED | 1809 | 201 | 9 | 0.0022287 | 0.00024763
| 2017/18 | 18/04/2018 | PLANNED | 980 | 14 | 70 | 0.0012074 | 1.7248e-05
| 2017/18 | 18/04/2018 | PLANNED | 132 | 2 | 66 | 0.00016262 | 2.464e-06
| 2017/18 | 18/04/2018 | PLANNED | 54 | 6 | 9 | 6.6528e-05 | 7.3919e-06
| 2017/18 | 18/04/2018 | PLANNED | 56 | 2 | 28 | 6.8992e-05 | 2.464e-06
| 2017/18 | 19/04/2018 | PLANNED | 1780 | 5 | 356 | 0.0021929 | 6.16e-06
| 2017/18 | 19/04/2018 | PLANNED | 60 | 4 | 15 | 7.3919e-05 | 4.928e-06
| 2017/18 | 19/04/2018 | PLANNED | 1500 | 6 | 250 | 0.001848 | 7.3919e-06
| 2017/18 | 19/04/2018 | PLANNED | 11847 | 33 | 359 | 0.014595 | 4.0656e-05
| 2017/18 | 19/04/2018 | PLANNED | 110 | 3 | 36.6667 | 0.00013552 | 3.696e-06
| 2017/18 | 19/04/2018 | PLANNED | 14965 | 73 | 205 | 0.018437 | 8.9935e-05
| 2017/18 | 19/04/2018 | PLANNED | 2200 | 4 | 550 | 0.0027104 | 4.928e-06
| 2017/18 | 19/04/2018 | PLANNED | 20790 | 66 | 315 | 0.025613 | 8.1311e-05
| 2017/18 | 19/04/2018 | PLANNED | 26289 | 69 | 381 | 0.032388 | 8.5007e-05
| 2017/18 | 19/04/2018 | PLANNED | 730 | 2 | 365 | 0.00089935 | 2.464e-06
| 2017/18 | 19/04/2018 | PLANNED | 64548 | 206 | 313.3398 | 0.079523 | 0.00025379
| 2017/18 | 19/04/2018 | PLANNED | 1120 | 7 | 160 | 0.0013798 | 8.6239e-06
| 2017/18 | 19/04/2018 | PLANNED | 35738 | 107 | 334 | 0.044029 | 0.00013182
| 2017/18 | 19/04/2018 | PLANNED | 1365 | 7 | 195 | 0.0016817 | 8.6239e-06
| 2017/18 | 19/04/2018 | PLANNED | 120 | 8 | 15 | 0.00014784 | 9.8559e-06
| 2017/18 | 19/04/2018 | PLANNED | 4050 | 30 | 135 | 0.0049896 | 3.696e-05
| 2017/18 | 19/04/2018 | PLANNED | 10 | 2 | 5 | 1.232e-05 | 2.464e-06
| 2017/18 | 19/04/2018 | PLANNED | 85 | 5 | 17 | 0.00010472 | 6.16e-06
| 2017/18 | 19/04/2018 | PLANNED | 116 | 3 | 38.6667 | 0.00014291 | 3.696e-06
| 2017/18 | 19/04/2018 | PLANNED | 120 | 3 | 40 | 0.00014784 | 3.696e-06
| 2017/18 | 19/04/2018 | PLANNED | 64 | 2 | 32 | 7.8847e-05 | 2.464e-06
| 2017/18 | 19/04/2018 | PLANNED | 15 | 3 | 5 | 1.848e-05 | 3.696e-06
| 2017/18 | 20/04/2018 | PLANNED | 32890 | 506 | 65 | 0.04052 | 0.00062339
| 2017/18 | 20/04/2018 | PLANNED | 150 | 10 | 15 | 0.0001848 | 1.232e-05
| 2017/18 | 20/04/2018 | PLANNED | 16720 | 88 | 190 | 0.020599 | 0.00010842
| 2017/18 | 20/04/2018 | PLANNED | 3920 | 14 | 280 | 0.0048294 | 1.7248e-05
| 2017/18 | 20/04/2018 | PLANNED | 175 | 1 | 175 | 0.0002156 | 1.232e-06
| 2017/18 | 20/04/2018 | PLANNED | 56494 | 156 | 362.141 | 0.0696 | 0.00019219
| 2017/18 | 20/04/2018 | PLANNED | 5454 | 27 | 202 | 0.0067193 | 3.3264e-05
| 2017/18 | 20/04/2018 | PLANNED | 150 | 3 | 50 | 0.0001848 | 3.696e-06
| 2017/18 | 20/04/2018 | PLANNED | 965 | 5 | 193 | 0.0011889 | 6.16e-06
| 2017/18 | 20/04/2018 | PLANNED | 5015 | 17 | 295 | 0.0061784 | 2.0944e-05
| 2017/18 | 20/04/2018 | PLANNED | 20 | 4 | 5 | 2.464e-05 | 4.928e-06
| 2017/18 | 20/04/2018 | PLANNED | 12000 | 75 | 160 | 0.014784 | 9.2399e-05
| 2017/18 | 20/04/2018 | PLANNED | 11570 | 89 | 130 | 0.014254 | 0.00010965
| 2017/18 | 20/04/2018 | PLANNED | 100 | 5 | 20 | 0.0001232 | 6.16e-06
| 2017/18 | 20/04/2018 | PLANNED | 92 | 2 | 46 | 0.00011334 | 2.464e-06
| 2017/18 | 20/04/2018 | PLANNED | 64 | 2 | 32 | 7.8847e-05 | 2.464e-06
| 2017/18 | 20/04/2018 | PLANNED | 20 | 2 | 10 | 2.464e-05 | 2.464e-06
| 2017/18 | 20/04/2018 | PLANNED | 88 | 1 | 88 | 0.00010842 | 1.232e-06
| 2017/18 | 20/04/2018 | PLANNED | 114 | 1 | 114 | 0.00014045 | 1.232e-06
| 2017/18 | 20/04/2018 | PLANNED | 30 | 2 | 15 | 3.696e-05 | 2.464e-06
| 2017/18 | 20/04/2018 | PLANNED | 1200 | 10 | 120 | 0.0014784 | 1.232e-05
| 2017/18 | 20/04/2018 | PLANNED | 49 | 1 | 49 | 6.0368e-05 | 1.232e-06
| 2017/18 | 21/04/2018 | PLANNED | 110 | 1 | 110 | 0.00013552 | 1.232e-06
| 2017/18 | 21/04/2018 | PLANNED | 15765 | 33 | 477.7273 | 0.019422 | 4.0656e-05
| 2017/18 | 21/04/2018 | PLANNED | 10220 | 42 | 243.3333 | 0.012591 | 5.1744e-05
| 2017/18 | 21/04/2018 | PLANNED | 5984 | 17 | 352 | 0.0073722 | 2.0944e-05
| 2017/18 | 21/04/2018 | PLANNED | 1300 | 26 | 50 | 0.0016016 | 3.2032e-05
| 2017/18 | 22/04/2018 | PLANNED | 5125 | 41 | 125 | 0.006314 | 5.0512e-05
| 2017/18 | 22/04/2018 | PLANNED | 375 | 3 | 125 | 0.000462 | 3.696e-06
| 2017/18 | 22/04/2018 | PLANNED | 55724 | 176 | 316.6136 | 0.068651 | 0.00021683
| 2017/18 | 22/04/2018 | PLANNED | 32640 | 96 | 340 | 0.040212 | 0.00011827
| 2017/18 | 22/04/2018 | PLANNED | 700 | 4 | 175 | 0.00086239 | 4.928e-06
| 2017/18 | 22/04/2018 | PLANNED | 445603 | 1284 | 347.0428 | 0.54898 | 0.0015819
| 2017/18 | 22/04/2018 | PLANNED | 236138 | 1137 | 207.6851 | 0.29092 | 0.0014008
| 2017/18 | 22/04/2018 | PLANNED | 222274 | 523 | 424.9981 | 0.27384 | 0.00064433
| 2017/18 | 22/04/2018 | PLANNED | 20502 | 1206 | 17 | 0.025258 | 0.0014858
| 2017/18 | 22/04/2018 | PLANNED | 22042 | 1222 | 18.0376 | 0.027156 | 0.0015055
| 2017/18 | 22/04/2018 | PLANNED | 2490 | 10 | 249 | 0.0030677 | 1.232e-05
| 2017/18 | 22/04/2018 | PLANNED | 10448 | 653 | 16 | 0.012872 | 0.00080449
| 2017/18 | 22/04/2018 | PLANNED | 10329 | 939 | 11 | 0.012725 | 0.0011568
| 2017/18 | 22/04/2018 | PLANNED | 158624 | 1020 | 155.5137 | 0.19542 | 0.0012566
| 2017/18 | 22/04/2018 | PLANNED | 210 | 2 | 105 | 0.00025872 | 2.464e-06
| 2017/18 | 22/04/2018 | PLANNED | 1843 | 19 | 97 | 0.0022706 | 2.3408e-05
| 2017/18 | 22/04/2018 | PLANNED | 78 | 1 | 78 | 9.6095e-05 | 1.232e-06
| 2017/18 | 22/04/2018 | PLANNED | 11070 | 123 | 90 | 0.013638 | 0.00015153
| 2017/18 | 22/04/2018 | PLANNED | 16320 | 1632 | 10 | 0.020106 | 0.0020106
| 2017/18 | 22/04/2018 | PLANNED | 6636 | 474 | 14 | 0.0081755 | 0.00058396
| 2017/18 | 23/04/2018 | PLANNED | 3588 | 12 | 299 | 0.0044204 | 1.4784e-05
| 2017/18 | 23/04/2018 | PLANNED | 255 | 1 | 255 | 0.00031416 | 1.232e-06
| 2017/18 | 23/04/2018 | PLANNED | 4402 | 31 | 142 | 0.0054232 | 3.8192e-05
| 2017/18 | 23/04/2018 | PLANNED | 826 | 2 | 413 | 0.0010176 | 2.464e-06
| 2017/18 | 23/04/2018 | PLANNED | 920 | 46 | 20 | 0.0011334 | 5.6672e-05
| 2017/18 | 23/04/2018 | PLANNED | 15680 | 56 | 280 | 0.019318 | 6.8992e-05
| 2017/18 | 23/04/2018 | PLANNED | 14582 | 46 | 317 | 0.017965 | 5.6672e-05
| 2017/18 | 23/04/2018 | PLANNED | 7961 | 19 | 419 | 0.0098079 | 2.3408e-05
| 2017/18 | 23/04/2018 | PLANNED | 19253 | 61 | 315.623 | 0.02372 | 7.5151e-05
| 2017/18 | 23/04/2018 | PLANNED | 810 | 18 | 45 | 0.00099791 | 2.2176e-05
| 2017/18 | 23/04/2018 | PLANNED | 4572 | 36 | 127 | 0.0056327 | 4.4352e-05
| 2017/18 | 23/04/2018 | PLANNED | 434 | 7 | 62 | 0.00053468 | 8.6239e-06
| 2017/18 | 23/04/2018 | PLANNED | 39 | 3 | 13 | 4.8048e-05 | 3.696e-06
| 2017/18 | 23/04/2018 | PLANNED | 937 | 17 | 55.1176 | 0.0011544 | 2.0944e-05
| 2017/18 | 23/04/2018 | PLANNED | 22 | 1 | 22 | 2.7104e-05 | 1.232e-06
| 2017/18 | 23/04/2018 | PLANNED | 26 | 13 | 2 | 3.2032e-05 | 1.6016e-05
| 2017/18 | 24/04/2018 | PLANNED | 150 | 2 | 75 | 0.0001848 | 2.464e-06
| 2017/18 | 24/04/2018 | PLANNED | 103 | 1 | 103 | 0.0001269 | 1.232e-06
| 2017/18 | 24/04/2018 | PLANNED | 9735 | 33 | 295 | 0.011993 | 4.0656e-05
| 2017/18 | 24/04/2018 | PLANNED | 21080 | 68 | 310 | 0.02597 | 8.3775e-05
| 2017/18 | 24/04/2018 | PLANNED | 15265 | 43 | 355 | 0.018806 | 5.2976e-05
| 2017/18 | 24/04/2018 | PLANNED | 80214 | 216 | 371.3611 | 0.098823 | 0.00026611
| 2017/18 | 24/04/2018 | PLANNED | 1555 | 5 | 311 | 0.0019157 | 6.16e-06
| 2017/18 | 24/04/2018 | PLANNED | 74 | 1 | 74 | 9.1167e-05 | 1.232e-06
| 2017/18 | 24/04/2018 | PLANNED | 15500 | 50 | 310 | 0.019096 | 6.16e-05
| 2017/18 | 24/04/2018 | PLANNED | 35 | 1 | 35 | 4.312e-05 | 1.232e-06
| 2017/18 | 24/04/2018 | PLANNED | 250 | 1 | 250 | 0.000308 | 1.232e-06
| 2017/18 | 24/04/2018 | PLANNED | 4212 | 13 | 324 | 0.0051891 | 1.6016e-05
| 2017/18 | 24/04/2018 | PLANNED | 44 | 2 | 22 | 5.4208e-05 | 2.464e-06
| 2017/18 | 24/04/2018 | PLANNED | 48 | 1 | 48 | 5.9136e-05 | 1.232e-06
| 2017/18 | 24/04/2018 | PLANNED | 110 | 2 | 55 | 0.00013552 | 2.464e-06
| 2017/18 | 24/04/2018 | PLANNED | 540 | 4 | 135 | 0.00066528 | 4.928e-06
| 2017/18 | 24/04/2018 | PLANNED | 42 | 2 | 21 | 5.1744e-05 | 2.464e-06
| 2017/18 | 24/04/2018 | PLANNED | 40 | 1 | 40 | 4.928e-05 | 1.232e-06
| 2017/18 | 24/04/2018 | PLANNED | 154 | 2 | 77 | 0.00018973 | 2.464e-06
| 2017/18 | 24/04/2018 | PLANNED | 35 | 1 | 35 | 4.312e-05 | 1.232e-06
| 2017/18 | 24/04/2018 | PLANNED | 58 | 2 | 29 | 7.1455e-05 | 2.464e-06
| 2017/18 | 24/04/2018 | PLANNED | 22 | 1 | 22 | 2.7104e-05 | 1.232e-06
| 2017/18 | 24/04/2018 | PLANNED | 90 | 3 | 30 | 0.00011088 | 3.696e-06
| 2017/18 | 24/04/2018 | PLANNED | 504 | 42 | 12 | 0.00062092 | 5.1744e-05
| 2017/18 | 24/04/2018 | PLANNED | 276 | 3 | 92 | 0.00034003 | 3.696e-06
| 2017/18 | 24/04/2018 | PLANNED | 70 | 2 | 35 | 8.6239e-05 | 2.464e-06
| 2017/18 | 26/04/2018 | PLANNED | 1440 | 18 | 80 | 0.0017741 | 2.2176e-05
| 2017/18 | 26/04/2018 | PLANNED | 7396 | 43 | 172 | 0.0091118 | 5.2976e-05
| 2017/18 | 26/04/2018 | PLANNED | 610 | 2 | 305 | 0.00075151 | 2.464e-06
| 2017/18 | 26/04/2018 | PLANNED | 29210 | 127 | 230 | 0.035986 | 0.00015646
| 2017/18 | 26/04/2018 | PLANNED | 2340 | 6 | 390 | 0.0028829 | 7.3919e-06
| 2017/18 | 26/04/2018 | PLANNED | 60712 | 175 | 346.9257 | 0.074797 | 0.0002156
| 2017/18 | 26/04/2018 | PLANNED | 1998 | 6 | 333 | 0.0024615 | 7.3919e-06
| 2017/18 | 26/04/2018 | PLANNED | 1625 | 5 | 325 | 0.002002 | 6.16e-06
| 2017/18 | 26/04/2018 | PLANNED | 1317 | 669 | 1.9686 | 0.0016225 | 0.0008242
| 2017/18 | 26/04/2018 | PLANNED | 96 | 2 | 48 | 0.00011827 | 2.464e-06
| 2017/18 | 26/04/2018 | PLANNED | 50 | 1 | 50 | 6.16e-05 | 1.232e-06
| 2017/18 | 26/04/2018 | PLANNED | 950 | 5 | 190 | 0.0011704 | 6.16e-06
| 2017/18 | 26/04/2018 | PLANNED | 127526 | 413 | 308.7797 | 0.15711 | 0.00050881
| 2017/18 | 26/04/2018 | PLANNED | 127 | 1 | 127 | 0.00015646 | 1.232e-06
| 2017/18 | 26/04/2018 | PLANNED | 11849 | 41 | 289 | 0.014598 | 5.0512e-05
| 2017/18 | 26/04/2018 | PLANNED | 1620 | 30 | 54 | 0.0019958 | 3.696e-05
| 2017/18 | 26/04/2018 | PLANNED | 705 | 3 | 235 | 0.00086855 | 3.696e-06
| 2017/18 | 26/04/2018 | PLANNED | 233 | 1 | 233 | 0.00028705 | 1.232e-06
| 2017/18 | 26/04/2018 | PLANNED | 13833 | 53 | 261 | 0.017042 | 6.5296e-05
| 2017/18 | 26/04/2018 | PLANNED | 245 | 1 | 245 | 0.00030184 | 1.232e-06
| 2017/18 | 26/04/2018 | PLANNED | 2106 | 18 | 117 | 0.0025946 | 2.2176e-05
| 2017/18 | 26/04/2018 | PLANNED | 1590 | 6 | 265 | 0.0019589 | 7.3919e-06
| 2017/18 | 26/04/2018 | PLANNED | 252 | 3 | 84 | 0.00031046 | 3.696e-06
| 2017/18 | 26/04/2018 | PLANNED | 55 | 1 | 55 | 6.776e-05 | 1.232e-06
| 2017/18 | 26/04/2018 | PLANNED | 15 | 3 | 5 | 1.848e-05 | 3.696e-06
| 2017/18 | 26/04/2018 | PLANNED | 2400 | 40 | 60 | 0.0029568 | 4.928e-05
| 2017/18 | 26/04/2018 | PLANNED | 184 | 2 | 92 | 0.00022669 | 2.464e-06
| 2017/18 | 26/04/2018 | PLANNED | 4950 | 90 | 55 | 0.0060984 | 0.00011088
| 2017/18 | 26/04/2018 | PLANNED | 400 | 5 | 80 | 0.0004928 | 6.16e-06
| 2017/18 | 27/04/2018 | PLANNED | 120 | 2 | 60 | 0.00014784 | 2.464e-06
| 2017/18 | 27/04/2018 | PLANNED | 321 | 3 | 107 | 0.00039547 | 3.696e-06
| 2017/18 | 27/04/2018 | PLANNED | 11020 | 38 | 290 | 0.013577 | 4.6816e-05
| 2017/18 | 27/04/2018 | PLANNED | 2574 | 11 | 234 | 0.0031711 | 1.3552e-05
| 2017/18 | 27/04/2018 | PLANNED | 6600 | 22 | 300 | 0.0081311 | 2.7104e-05
| 2017/18 | 27/04/2018 | PLANNED | 30372 | 137 | 221.6934 | 0.037418 | 0.00016878
| 2017/18 | 27/04/2018 | PLANNED | 89423 | 223 | 401 | 0.11017 | 0.00027473
| 2017/18 | 27/04/2018 | PLANNED | 365 | 2 | 182.5 | 0.00044968 | 2.464e-06
| 2017/18 | 27/04/2018 | PLANNED | 6 | 1 | 6 | 7.3919e-06 | 1.232e-06
| 2017/18 | 27/04/2018 | PLANNED | 645 | 3 | 215 | 0.00079463 | 3.696e-06
| 2017/18 | 27/04/2018 | PLANNED | 1934 | 24 | 80.5833 | 0.0023827 | 2.9568e-05
| 2017/18 | 27/04/2018 | PLANNED | 388 | 4 | 97 | 0.00047801 | 4.928e-06
| 2017/18 | 27/04/2018 | PLANNED | 78 | 2 | 39 | 9.6095e-05 | 2.464e-06
| 2017/18 | 27/04/2018 | PLANNED | 4628 | 26 | 178 | 0.0057017 | 3.2032e-05
| 2017/18 | 27/04/2018 | PLANNED | 384 | 3 | 128 | 0.00047308 | 3.696e-06
| 2017/18 | 27/04/2018 | PLANNED | 32 | 4 | 8 | 3.9424e-05 | 4.928e-06
| 2017/18 | 27/04/2018 | PLANNED | 180 | 1 | 180 | 0.00022176 | 1.232e-06
| 2017/18 | 27/04/2018 | PLANNED | 86 | 1 | 86 | 0.00010595 | 1.232e-06
| 2017/18 | 27/04/2018 | PLANNED | 15200 | 152 | 100 | 0.018726 | 0.00018726
| 2017/18 | 27/04/2018 | PLANNED | 13440 | 84 | 160 | 0.016558 | 0.00010349
| 2017/18 | 27/04/2018 | PLANNED | 72 | 1 | 72 | 8.8703e-05 | 1.232e-06
| 2017/18 | 27/04/2018 | PLANNED | 36 | 3 | 12 | 4.4352e-05 | 3.696e-06
| 2017/18 | 28/04/2018 | PLANNED | 354 | 1 | 354 | 0.00043612 | 1.232e-06
| 2017/18 | 29/04/2018 | PLANNED | 205686 | 429 | 479.4545 | 0.2534 | 0.00052852
| 2017/18 | 29/04/2018 | PLANNED | 134633 | 419 | 321.3198 | 0.16587 | 0.0005162
| 2017/18 | 29/04/2018 | PLANNED | 570 | 3 | 190 | 0.00070224 | 3.696e-06
| 2017/18 | 29/04/2018 | PLANNED | 26688 | 84 | 317.7143 | 0.032879 | 0.00010349
| 2017/18 | 29/04/2018 | PLANNED | 61710 | 187 | 330 | 0.076026 | 0.00023038
| 2017/18 | 29/04/2018 | PLANNED | 250 | 1 | 250 | 0.000308 | 1.232e-06
| 2017/18 | 29/04/2018 | PLANNED | 1140 | 4 | 285 | 0.0014045 | 4.928e-06
| 2017/18 | 29/04/2018 | PLANNED | 15812 | 1401 | 11.2862 | 0.01948 | 0.001726
| 2017/18 | 29/04/2018 | PLANNED | 2 | 2 | 1 | 2.464e-06 | 2.464e-06
| 2017/18 | 30/04/2018 | PLANNED | 660 | 66 | 10 | 0.00081311 | 8.1311e-05
| 2017/18 | 30/04/2018 | PLANNED | 68 | 4 | 17 | 8.3775e-05 | 4.928e-06
| 2017/18 | 30/04/2018 | PLANNED | 2380 | 17 | 140 | 0.0029321 | 2.0944e-05
| 2017/18 | 30/04/2018 | PLANNED | 5238 | 27 | 194 | 0.0064532 | 3.3264e-05
| 2017/18 | 30/04/2018 | PLANNED | 89423 | 223 | 401 | 0.11017 | 0.00027473
| 2017/18 | 30/04/2018 | PLANNED | 1232 | 4 | 308 | 0.0015178 | 4.928e-06
| 2017/18 | 30/04/2018 | PLANNED | 1503 | 6 | 250.5 | 0.0018517 | 7.3919e-06
| 2017/18 | 30/04/2018 | PLANNED | 4 | 2 | 2 | 4.928e-06 | 2.464e-06
| 2017/18 | 30/04/2018 | PLANNED | 42 | 2 | 21 | 5.1744e-05 | 2.464e-06
| 2017/18 | 30/04/2018 | PLANNED | 27 | 3 | 9 | 3.3264e-05 | 3.696e-06
| 2017/18 | 30/04/2018 | PLANNED | 189 | 21 | 9 | 0.00023285 | 2.5872e-05
| 2017/18 | 30/04/2018 | PLANNED | 35 | 1 | 35 | 4.312e-05 | 1.232e-06
| 2017/18 | 30/04/2018 | PLANNED | 2556 | 12 | 213 | 0.003149 | 1.4784e-05
| 2017/18 | 30/04/2018 | PLANNED | 975 | 13 | 75 | 0.0012012 | 1.6016e-05
| 2017/18 | 30/04/2018 | PLANNED | 7224 | 26 | 277.8462 | 0.0088999 | 3.2032e-05
| 2017/18 | 30/04/2018 | PLANNED | 7 | 1 | 7 | 8.6239e-06 | 1.232e-06
| 2017/18 | 30/04/2018 | PLANNED | 720 | 8 | 90 | 0.00088703 | 9.8559e-06
| 2017/18 | 30/04/2018 | PLANNED | 38 | 2 | 19 | 4.6816e-05 | 2.464e-06
| 2017/18 | 30/04/2018 | PLANNED | 75 | 5 | 15 | 9.2399e-05 | 6.16e-06
| 2017/18 | 1/05/2018 | PLANNED | 36 | 3 | 12 | 4.4352e-05 | 3.696e-06
| 2017/18 | 1/05/2018 | PLANNED | 5170 | 55 | 94 | 0.0063694 | 6.776e-05
| 2017/18 | 1/05/2018 | PLANNED | 237065 | 671 | 353.301 | 0.29206 | 0.00082667
| 2017/18 | 1/05/2018 | PLANNED | 10800 | 36 | 300 | 0.013306 | 4.4352e-05
| 2017/18 | 1/05/2018 | PLANNED | 1575 | 7 | 225 | 0.0019404 | 8.6239e-06
| 2017/18 | 1/05/2018 | PLANNED | 358 | 1 | 358 | 0.00044105 | 1.232e-06
| 2017/18 | 1/05/2018 | PLANNED | 2277 | 9 | 253 | 0.0028052 | 1.1088e-05
| 2017/18 | 1/05/2018 | PLANNED | 1596 | 19 | 84 | 0.0019663 | 2.3408e-05
| 2017/18 | 1/05/2018 | PLANNED | 5330 | 14 | 380.7143 | 0.0065665 | 1.7248e-05
| 2017/18 | 1/05/2018 | PLANNED | 128 | 32 | 4 | 0.00015769 | 3.9424e-05
| 2017/18 | 1/05/2018 | PLANNED | 7560 | 36 | 210 | 0.0093139 | 4.4352e-05
| 2017/18 | 1/05/2018 | PLANNED | 1628 | 37 | 44 | 0.0020057 | 4.5584e-05
| 2017/18 | 1/05/2018 | PLANNED | 48 | 3 | 16 | 5.9136e-05 | 3.696e-06
| 2017/18 | 1/05/2018 | PLANNED | 48 | 6 | 8 | 5.9136e-05 | 7.3919e-06
| 2017/18 | 1/05/2018 | PLANNED | 5916 | 34 | 174 | 0.0072885 | 4.1888e-05
| 2017/18 | 1/05/2018 | PLANNED | 82 | 2 | 41 | 0.00010102 | 2.464e-06
| 2017/18 | 1/05/2018 | PLANNED | 9585 | 71 | 135 | 0.011809 | 8.7471e-05
| 2017/18 | 1/05/2018 | PLANNED | 102 | 1 | 102 | 0.00012566 | 1.232e-06
| 2017/18 | 1/05/2018 | PLANNED | 1200 | 12 | 100 | 0.0014784 | 1.4784e-05
| 2017/18 | 1/05/2018 | PLANNED | 120 | 15 | 8 | 0.00014784 | 1.848e-05
| 2017/18 | 1/05/2018 | PLANNED | 33 | 1 | 33 | 4.0656e-05 | 1.232e-06
| 2017/18 | 2/05/2018 | PLANNED | 1615 | 5 | 323 | 0.0019897 | 6.16e-06
| 2017/18 | 2/05/2018 | PLANNED | 27066 | 90 | 300.7333 | 0.033345 | 0.00011088
| 2017/18 | 2/05/2018 | PLANNED | 4368 | 56 | 78 | 0.0053813 | 6.8992e-05
| 2017/18 | 2/05/2018 | PLANNED | 12800 | 80 | 160 | 0.015769 | 9.8559e-05
| 2017/18 | 2/05/2018 | PLANNED | 5896 | 22 | 268 | 0.0072638 | 2.7104e-05
| 2017/18 | 2/05/2018 | PLANNED | 9750 | 30 | 325 | 0.012012 | 3.696e-05
| 2017/18 | 2/05/2018 | PLANNED | 26412 | 93 | 284 | 0.032539 | 0.00011458
| 2017/18 | 2/05/2018 | PLANNED | 516 | 6 | 86 | 0.00063571 | 7.3919e-06
| 2017/18 | 2/05/2018 | PLANNED | 13158 | 43 | 306 | 0.016211 | 5.2976e-05
| 2017/18 | 2/05/2018 | PLANNED | 5346 | 33 | 162 | 0.0065862 | 4.0656e-05
| 2017/18 | 2/05/2018 | PLANNED | 1850 | 5 | 370 | 0.0022792 | 6.16e-06
| 2017/18 | 2/05/2018 | PLANNED | 3281 | 19 | 172.6842 | 0.0040422 | 2.3408e-05
| 2017/18 | 2/05/2018 | PLANNED | 51 | 1 | 51 | 6.2832e-05 | 1.232e-06
| 2017/18 | 2/05/2018 | PLANNED | 2376 | 8 | 297 | 0.0029272 | 9.8559e-06
| 2017/18 | 2/05/2018 | PLANNED | 574 | 2 | 287 | 0.00070716 | 2.464e-06
| 2017/18 | 2/05/2018 | PLANNED | 16 | 1 | 16 | 1.9712e-05 | 1.232e-06
| 2017/18 | 2/05/2018 | PLANNED | 58 | 1 | 58 | 7.1455e-05 | 1.232e-06
| 2017/18 | 2/05/2018 | PLANNED | 325 | 1 | 325 | 0.0004004 | 1.232e-06
| 2017/18 | 2/05/2018 | PLANNED | 660 | 2 | 330 | 0.00081311 | 2.464e-06
| 2017/18 | 2/05/2018 | PLANNED | 94 | 2 | 47 | 0.00011581 | 2.464e-06
| 2017/18 | 2/05/2018 | PLANNED | 18 | 1 | 18 | 2.2176e-05 | 1.232e-06
| 2017/18 | 2/05/2018 | PLANNED | 7 | 1 | 7 | 8.6239e-06 | 1.232e-06
| 2017/18 | 2/05/2018 | PLANNED | 33 | 3 | 11 | 4.0656e-05 | 3.696e-06
| 2017/18 | 2/05/2018 | PLANNED | 40 | 2 | 20 | 4.928e-05 | 2.464e-06
| 2017/18 | 2/05/2018 | PLANNED | 160 | 2 | 80 | 0.00019712 | 2.464e-06
| 2017/18 | 2/05/2018 | PLANNED | 12 | 1 | 12 | 1.4784e-05 | 1.232e-06
| 2017/18 | 3/05/2018 | PLANNED | 4070 | 10 | 407 | 0.0050142 | 1.232e-05
| 2017/18 | 3/05/2018 | PLANNED | 8715 | 21 | 415 | 0.010737 | 2.5872e-05
| 2017/18 | 3/05/2018 | PLANNED | 9331 | 43 | 217 | 0.011496 | 5.2976e-05
| 2017/18 | 3/05/2018 | PLANNED | 34660 | 99 | 350.101 | 0.042701 | 0.00012197
| 2017/18 | 3/05/2018 | PLANNED | 1067 | 11 | 97 | 0.0013145 | 1.3552e-05
| 2017/18 | 3/05/2018 | PLANNED | 48280 | 142 | 340 | 0.059481 | 0.00017494
| 2017/18 | 3/05/2018 | PLANNED | 280 | 28 | 10 | 0.00034496 | 3.4496e-05
| 2017/18 | 3/05/2018 | PLANNED | 470 | 2 | 235 | 0.00057904 | 2.464e-06
| 2017/18 | 3/05/2018 | PLANNED | 585 | 5 | 117 | 0.00072071 | 6.16e-06
| 2017/18 | 3/05/2018 | PLANNED | 52 | 2 | 26 | 6.4064e-05 | 2.464e-06
| 2017/18 | 3/05/2018 | PLANNED | 126840 | 420 | 302 | 0.15627 | 0.00051744
| 2017/18 | 3/05/2018 | PLANNED | 960 | 30 | 32 | 0.0011827 | 3.696e-05
| 2017/18 | 3/05/2018 | PLANNED | 879 | 3 | 293 | 0.0010829 | 3.696e-06
| 2017/18 | 3/05/2018 | PLANNED | 69 | 3 | 23 | 8.5007e-05 | 3.696e-06
| 2017/18 | 3/05/2018 | PLANNED | 391 | 23 | 17 | 0.00048171 | 2.8336e-05
| 2017/18 | 3/05/2018 | PLANNED | 3432 | 12 | 286 | 0.0042282 | 1.4784e-05
| 2017/18 | 3/05/2018 | PLANNED | 66584 | 232 | 287 | 0.082031 | 0.00028582
| 2017/18 | 3/05/2018 | PLANNED | 12 | 1 | 12 | 1.4784e-05 | 1.232e-06
| 2017/18 | 3/05/2018 | PLANNED | 60 | 3 | 20 | 7.3919e-05 | 3.696e-06
| 2017/18 | 3/05/2018 | PLANNED | 24 | 3 | 8 | 2.9568e-05 | 3.696e-06
| 2017/18 | 3/05/2018 | PLANNED | 45 | 1 | 45 | 5.544e-05 | 1.232e-06
| 2017/18 | 3/05/2018 | PLANNED | 248 | 4 | 62 | 0.00030553 | 4.928e-06
| 2017/18 | 3/05/2018 | PLANNED | 40 | 4 | 10 | 4.928e-05 | 4.928e-06
| 2017/18 | 4/05/2018 | PLANNED | 10 | 1 | 10 | 1.232e-05 | 1.232e-06
| 2017/18 | 4/05/2018 | PLANNED | 440 | 5 | 88 | 0.00054208 | 6.16e-06
| 2017/18 | 4/05/2018 | PLANNED | 3876 | 34 | 114 | 0.0047752 | 4.1888e-05
| 2017/18 | 4/05/2018 | PLANNED | 170 | 5 | 34 | 0.00020944 | 6.16e-06
| 2017/18 | 4/05/2018 | PLANNED | 3885 | 21 | 185 | 0.0047863 | 2.5872e-05
| 2017/18 | 4/05/2018 | PLANNED | 3220 | 140 | 23 | 0.003967 | 0.00017248
| 2017/18 | 4/05/2018 | PLANNED | 5632 | 352 | 16 | 0.0069386 | 0.00043366
| 2017/18 | 4/05/2018 | PLANNED | 180 | 12 | 15 | 0.00022176 | 1.4784e-05
| 2017/18 | 4/05/2018 | PLANNED | 240 | 2 | 120 | 0.00029568 | 2.464e-06
| 2017/18 | 4/05/2018 | PLANNED | 17000 | 85 | 200 | 0.020944 | 0.00010472
| 2017/18 | 4/05/2018 | PLANNED | 1125 | 9 | 125 | 0.001386 | 1.1088e-05
| 2017/18 | 4/05/2018 | PLANNED | 4760 | 56 | 85 | 0.0058643 | 6.8992e-05
| 2017/18 | 4/05/2018 | PLANNED | 50 | 2 | 25 | 6.16e-05 | 2.464e-06
| 2017/18 | 5/05/2018 | PLANNED | 481 | 2 | 240.5 | 0.00059259 | 2.464e-06
| 2017/18 | 5/05/2018 | PLANNED | 15540 | 37 | 420 | 0.019145 | 4.5584e-05
| 2017/18 | 6/05/2018 | PLANNED | 8362 | 113 | 74 | 0.010302 | 0.00013922
| 2017/18 | 6/05/2018 | PLANNED | 3630 | 22 | 165 | 0.0044721 | 2.7104e-05
| 2017/18 | 6/05/2018 | PLANNED | 12875 | 60 | 214.5833 | 0.015862 | 7.3919e-05
| 2017/18 | 6/05/2018 | PLANNED | 45 | 3 | 15 | 5.544e-05 | 3.696e-06
| 2017/18 | 6/05/2018 | PLANNED | 8388 | 18 | 466 | 0.010334 | 2.2176e-05
| 2017/18 | 6/05/2018 | PLANNED | 290 | 1 | 290 | 0.00035728 | 1.232e-06
| 2017/18 | 6/05/2018 | PLANNED | 25550 | 73 | 350 | 0.031477 | 8.9935e-05
| 2017/18 | 6/05/2018 | PLANNED | 5390 | 22 | 245 | 0.0066404 | 2.7104e-05
| 2017/18 | 6/05/2018 | PLANNED | 30 | 2 | 15 | 3.696e-05 | 2.464e-06
| 2017/18 | 6/05/2018 | PLANNED | 400 | 10 | 40 | 0.0004928 | 1.232e-05
| 2017/18 | 7/05/2018 | PLANNED | 5655 | 29 | 195 | 0.0069669 | 3.5728e-05
| 2017/18 | 7/05/2018 | PLANNED | 5569 | 15 | 371.2667 | 0.006861 | 1.848e-05
| 2017/18 | 7/05/2018 | PLANNED | 350 | 5 | 70 | 0.0004312 | 6.16e-06
| 2017/18 | 7/05/2018 | PLANNED | 1304 | 18 | 72.4444 | 0.0016065 | 2.2176e-05
| 2017/18 | 7/05/2018 | PLANNED | 24 | 2 | 12 | 2.9568e-05 | 2.464e-06
| 2017/18 | 7/05/2018 | PLANNED | 21 | 1 | 21 | 2.5872e-05 | 1.232e-06
| 2017/18 | 7/05/2018 | PLANNED | 2397 | 51 | 47 | 0.0029531 | 6.2832e-05
| 2017/18 | 7/05/2018 | PLANNED | 69 | 1 | 69 | 8.5007e-05 | 1.232e-06
| 2017/18 | 7/05/2018 | PLANNED | 234 | 3 | 78 | 0.00028829 | 3.696e-06
| 2017/18 | 7/05/2018 | PLANNED | 565 | 5 | 113 | 0.00069608 | 6.16e-06
| 2017/18 | 7/05/2018 | PLANNED | 128 | 1 | 128 | 0.00015769 | 1.232e-06
| 2017/18 | 7/05/2018 | PLANNED | 89 | 1 | 89 | 0.00010965 | 1.232e-06
| 2017/18 | 7/05/2018 | PLANNED | 100 | 1 | 100 | 0.0001232 | 1.232e-06
| 2017/18 | 7/05/2018 | PLANNED | 98 | 1 | 98 | 0.00012074 | 1.232e-06
| 2017/18 | 7/05/2018 | PLANNED | 40 | 2 | 20 | 4.928e-05 | 2.464e-06
| 2017/18 | 7/05/2018 | PLANNED | 57 | 1 | 57 | 7.0224e-05 | 1.232e-06
| 2017/18 | 7/05/2018 | PLANNED | 108 | 2 | 54 | 0.00013306 | 2.464e-06
| 2017/18 | 8/05/2018 | PLANNED | 24565 | 85 | 289 | 0.030264 | 0.00010472
| 2017/18 | 8/05/2018 | PLANNED | 4075 | 17 | 239.7059 | 0.0050204 | 2.0944e-05
| 2017/18 | 8/05/2018 | PLANNED | 2225 | 5 | 445 | 0.0027412 | 6.16e-06
| 2017/18 | 8/05/2018 | PLANNED | 1840 | 5 | 368 | 0.0022669 | 6.16e-06
| 2017/18 | 8/05/2018 | PLANNED | 534 | 3 | 178 | 0.00065788 | 3.696e-06
| 2017/18 | 8/05/2018 | PLANNED | 25 | 1 | 25 | 3.08e-05 | 1.232e-06
| 2017/18 | 8/05/2018 | PLANNED | 59020 | 166 | 355.5422 | 0.072712 | 0.00020451
| 2017/18 | 8/05/2018 | PLANNED | 270 | 6 | 45 | 0.00033264 | 7.3919e-06
| 2017/18 | 8/05/2018 | PLANNED | 510 | 3 | 170 | 0.00062832 | 3.696e-06
| 2017/18 | 8/05/2018 | PLANNED | 130 | 1 | 130 | 0.00016016 | 1.232e-06
| 2017/18 | 8/05/2018 | PLANNED | 17841 | 57 | 313 | 0.02198 | 7.0224e-05
| 2017/18 | 8/05/2018 | PLANNED | 8060 | 26 | 310 | 0.0099299 | 3.2032e-05
| 2017/18 | 8/05/2018 | PLANNED | 9177 | 289 | 31.7543 | 0.011306 | 0.00035605
| 2017/18 | 8/05/2018 | PLANNED | 104470 | 310 | 337 | 0.12871 | 0.00038192
| 2017/18 | 8/05/2018 | PLANNED | 160 | 4 | 40 | 0.00019712 | 4.928e-06
| 2017/18 | 8/05/2018 | PLANNED | 3029 | 13 | 233 | 0.0037317 | 1.6016e-05
| 2017/18 | 8/05/2018 | PLANNED | 45 | 3 | 15 | 5.544e-05 | 3.696e-06
| 2017/18 | 8/05/2018 | PLANNED | 50 | 5 | 10 | 6.16e-05 | 6.16e-06
| 2017/18 | 8/05/2018 | PLANNED | 18 | 1 | 18 | 2.2176e-05 | 1.232e-06
| 2017/18 | 8/05/2018 | PLANNED | 1560 | 10 | 156 | 0.0019219 | 1.232e-05
| 2017/18 | 8/05/2018 | PLANNED | 22 | 1 | 22 | 2.7104e-05 | 1.232e-06
| 2017/18 | 8/05/2018 | PLANNED | 26 | 2 | 13 | 3.2032e-05 | 2.464e-06
| 2017/18 | 8/05/2018 | PLANNED | 4472 | 43 | 104 | 0.0055095 | 5.2976e-05
| 2017/18 | 8/05/2018 | PLANNED | 225 | 3 | 75 | 0.0002772 | 3.696e-06
| 2017/18 | 8/05/2018 | PLANNED | 147 | 3 | 49 | 0.0001811 | 3.696e-06
| 2017/18 | 8/05/2018 | PLANNED | 125 | 1 | 125 | 0.000154 | 1.232e-06
| 2017/18 | 8/05/2018 | PLANNED | 15 | 1 | 15 | 1.848e-05 | 1.232e-06
| 2017/18 | 8/05/2018 | PLANNED | 124 | 31 | 4 | 0.00015277 | 3.8192e-05
| 2017/18 | 8/05/2018 | PLANNED | 88 | 4 | 22 | 0.00010842 | 4.928e-06
| 2017/18 | 8/05/2018 | PLANNED | 54 | 2 | 27 | 6.6528e-05 | 2.464e-06
| 2017/18 | 8/05/2018 | PLANNED | 32 | 4 | 8 | 3.9424e-05 | 4.928e-06
| 2017/18 | 8/05/2018 | PLANNED | 20 | 4 | 5 | 2.464e-05 | 4.928e-06
| 2017/18 | 8/05/2018 | PLANNED | 28 | 1 | 28 | 3.4496e-05 | 1.232e-06
| 2017/18 | 8/05/2018 | PLANNED | 25 | 1 | 25 | 3.08e-05 | 1.232e-06
| 2017/18 | 8/05/2018 | PLANNED | 20 | 1 | 20 | 2.464e-05 | 1.232e-06
| 2017/18 | 9/05/2018 | PLANNED | 333 | 3 | 111 | 0.00041025 | 3.696e-06
| 2017/18 | 9/05/2018 | PLANNED | 780 | 6 | 130 | 0.00096095 | 7.3919e-06
| 2017/18 | 9/05/2018 | PLANNED | 2501 | 41 | 61 | 0.0030812 | 5.0512e-05
| 2017/18 | 9/05/2018 | PLANNED | 555 | 37 | 15 | 0.00068376 | 4.5584e-05
| 2017/18 | 9/05/2018 | PLANNED | 900 | 12 | 75 | 0.0011088 | 1.4784e-05
| 2017/18 | 9/05/2018 | PLANNED | 3105 | 9 | 345 | 0.0038253 | 1.1088e-05
| 2017/18 | 9/05/2018 | PLANNED | 840 | 4 | 210 | 0.0010349 | 4.928e-06
| 2017/18 | 9/05/2018 | PLANNED | 16 | 1 | 16 | 1.9712e-05 | 1.232e-06
| 2017/18 | 9/05/2018 | PLANNED | 21105 | 603 | 35 | 0.026001 | 0.00074289
| 2017/18 | 10/05/2018 | PLANNED | 210 | 14 | 15 | 0.00025872 | 1.7248e-05
| 2017/18 | 10/05/2018 | PLANNED | 140 | 4 | 35 | 0.00017248 | 4.928e-06
| 2017/18 | 10/05/2018 | PLANNED | 8244 | 32 | 257.625 | 0.010157 | 3.9424e-05
| 2017/18 | 10/05/2018 | PLANNED | 7920 | 66 | 120 | 0.0097574 | 8.1311e-05
| 2017/18 | 10/05/2018 | PLANNED | 5800 | 20 | 290 | 0.0071455 | 2.464e-05
| 2017/18 | 10/05/2018 | PLANNED | 3002 | 79 | 38 | 0.0036984 | 9.7327e-05
| 2017/18 | 10/05/2018 | PLANNED | 6192 | 36 | 172 | 0.0076285 | 4.4352e-05
| 2017/18 | 10/05/2018 | PLANNED | 190 | 1 | 190 | 0.00023408 | 1.232e-06
| 2017/18 | 10/05/2018 | PLANNED | 10580 | 46 | 230 | 0.013034 | 5.6672e-05
| 2017/18 | 10/05/2018 | PLANNED | 170 | 2 | 85 | 0.00020944 | 2.464e-06
| 2017/18 | 10/05/2018 | PLANNED | 5280 | 55 | 96 | 0.0065049 | 6.776e-05
| 2017/18 | 10/05/2018 | PLANNED | 370 | 2 | 185 | 0.00045584 | 2.464e-06
| 2017/18 | 10/05/2018 | PLANNED | 1740 | 12 | 145 | 0.0021437 | 1.4784e-05
| 2017/18 | 10/05/2018 | PLANNED | 4940 | 19 | 260 | 0.006086 | 2.3408e-05
| 2017/18 | 10/05/2018 | PLANNED | 21480 | 179 | 120 | 0.026463 | 0.00022053
| 2017/18 | 10/05/2018 | PLANNED | 1130 | 10 | 113 | 0.0013922 | 1.232e-05
| 2017/18 | 10/05/2018 | PLANNED | 1090 | 10 | 109 | 0.0013429 | 1.232e-05
| 2017/18 | 10/05/2018 | PLANNED | 178 | 1 | 178 | 0.00021929 | 1.232e-06
| 2017/18 | 10/05/2018 | PLANNED | 118 | 2 | 59 | 0.00014537 | 2.464e-06
| 2017/18 | 10/05/2018 | PLANNED | 515 | 103 | 5 | 0.00063448 | 0.0001269
| 2017/18 | 10/05/2018 | PLANNED | 300 | 5 | 60 | 0.0003696 | 6.16e-06
| 2017/18 | 11/05/2018 | PLANNED | 13628 | 367 | 37.1335 | 0.01679 | 0.00045214
| 2017/18 | 11/05/2018 | PLANNED | 4275 | 45 | 95 | 0.0052668 | 5.544e-05
| 2017/18 | 11/05/2018 | PLANNED | 2970 | 22 | 135 | 0.003659 | 2.7104e-05
| 2017/18 | 11/05/2018 | PLANNED | 24 | 4 | 6 | 2.9568e-05 | 4.928e-06
| 2017/18 | 11/05/2018 | PLANNED | 10 | 2 | 5 | 1.232e-05 | 2.464e-06
| 2017/18 | 12/05/2018 | PLANNED | 246 | 3 | 82 | 0.00030307 | 3.696e-06
| 2017/18 | 12/05/2018 | PLANNED | 837 | 9 | 93 | 0.0010312 | 1.1088e-05
| 2017/18 | 13/05/2018 | PLANNED | 650 | 10 | 65 | 0.00080079 | 1.232e-05
| 2017/18 | 14/05/2018 | PLANNED | 2541 | 77 | 33 | 0.0031305 | 9.4863e-05
| 2017/18 | 14/05/2018 | PLANNED | 6695 | 65 | 103 | 0.0082482 | 8.0079e-05
| 2017/18 | 14/05/2018 | PLANNED | 1989 | 13 | 153 | 0.0024504 | 1.6016e-05
| 2017/18 | 14/05/2018 | PLANNED | 32 | 4 | 8 | 3.9424e-05 | 4.928e-06
| 2017/18 | 14/05/2018 | PLANNED | 128 | 16 | 8 | 0.00015769 | 1.9712e-05
| 2017/18 | 14/05/2018 | PLANNED | 370 | 2 | 185 | 0.00045584 | 2.464e-06
| 2017/18 | 14/05/2018 | PLANNED | 1406 | 37 | 38 | 0.0017322 | 4.5584e-05
| 2017/18 | 14/05/2018 | PLANNED | 396 | 11 | 36 | 0.00048787 | 1.3552e-05
| 2017/18 | 14/05/2018 | PLANNED | 960 | 4 | 240 | 0.0011827 | 4.928e-06
| 2017/18 | 14/05/2018 | PLANNED | 128 | 16 | 8 | 0.00015769 | 1.9712e-05
| 2017/18 | 14/05/2018 | PLANNED | 38 | 1 | 38 | 4.6816e-05 | 1.232e-06
| 2017/18 | 14/05/2018 | PLANNED | 140 | 14 | 10 | 0.00017248 | 1.7248e-05
| 2017/18 | 15/05/2018 | PLANNED | 166 | 2 | 83 | 0.00020451 | 2.464e-06
| 2017/18 | 15/05/2018 | PLANNED | 234603 | 539 | 435.256 | 0.28903 | 0.00066404
| 2017/18 | 15/05/2018 | PLANNED | 8731 | 19 | 459.5263 | 0.010757 | 2.3408e-05
| 2017/18 | 15/05/2018 | PLANNED | 47355 | 123 | 385 | 0.058341 | 0.00015153
| 2017/18 | 15/05/2018 | PLANNED | 1800 | 6 | 300 | 0.0022176 | 7.3919e-06
| 2017/18 | 15/05/2018 | PLANNED | 57 | 1 | 57 | 7.0224e-05 | 1.232e-06
| 2017/18 | 15/05/2018 | PLANNED | 2240 | 20 | 112 | 0.0027597 | 2.464e-05
| 2017/18 | 15/05/2018 | PLANNED | 4248 | 18 | 236 | 0.0052335 | 2.2176e-05
| 2017/18 | 15/05/2018 | PLANNED | 558 | 6 | 93 | 0.00068745 | 7.3919e-06
| 2017/18 | 15/05/2018 | PLANNED | 2625 | 105 | 25 | 0.003234 | 0.00012936
| 2017/18 | 15/05/2018 | PLANNED | 499 | 1 | 499 | 0.00061476 | 1.232e-06
| 2017/18 | 15/05/2018 | PLANNED | 148 | 1 | 148 | 0.00018233 | 1.232e-06
| 2017/18 | 15/05/2018 | PLANNED | 370 | 37 | 10 | 0.00045584 | 4.5584e-05
| 2017/18 | 15/05/2018 | PLANNED | 67 | 1 | 67 | 8.2543e-05 | 1.232e-06
| 2017/18 | 15/05/2018 | PLANNED | 24 | 1 | 24 | 2.9568e-05 | 1.232e-06
| 2017/18 | 15/05/2018 | PLANNED | 128 | 1 | 128 | 0.00015769 | 1.232e-06
| 2017/18 | 15/05/2018 | PLANNED | 168 | 4 | 42 | 0.00020697 | 4.928e-06
| 2017/18 | 15/05/2018 | PLANNED | 216 | 2 | 108 | 0.00026611 | 2.464e-06
| 2017/18 | 15/05/2018 | PLANNED | 1360 | 17 | 80 | 0.0016755 | 2.0944e-05
| 2017/18 | 15/05/2018 | PLANNED | 4060 | 58 | 70 | 0.0050019 | 7.1455e-05
| 2017/18 | 15/05/2018 | PLANNED | 228 | 19 | 12 | 0.00028089 | 2.3408e-05
| 2017/18 | 15/05/2018 | PLANNED | 453 | 3 | 151 | 0.00055809 | 3.696e-06
| 2017/18 | 15/05/2018 | PLANNED | 10 | 1 | 10 | 1.232e-05 | 1.232e-06
| 2017/18 | 15/05/2018 | PLANNED | 240 | 4 | 60 | 0.00029568 | 4.928e-06
| 2017/18 | 15/05/2018 | PLANNED | 64 | 2 | 32 | 7.8847e-05 | 2.464e-06
| 2017/18 | 15/05/2018 | PLANNED | 30 | 3 | 10 | 3.696e-05 | 3.696e-06
| 2017/18 | 15/05/2018 | PLANNED | 30 | 1 | 30 | 3.696e-05 | 1.232e-06
| 2017/18 | 16/05/2018 | PLANNED | 1260 | 70 | 18 | 0.0015523 | 8.6239e-05
| 2017/18 | 16/05/2018 | PLANNED | 1441 | 8 | 180.125 | 0.0017753 | 9.8559e-06
| 2017/18 | 16/05/2018 | PLANNED | 789 | 3 | 263 | 0.00097204 | 3.696e-06
| 2017/18 | 16/05/2018 | PLANNED | 10865 | 41 | 265 | 0.013386 | 5.0512e-05
| 2017/18 | 16/05/2018 | PLANNED | 799 | 17 | 47 | 0.00098436 | 2.0944e-05
| 2017/18 | 16/05/2018 | PLANNED | 4734 | 18 | 263 | 0.0058322 | 2.2176e-05
| 2017/18 | 16/05/2018 | PLANNED | 13035 | 33 | 395 | 0.016059 | 4.0656e-05
| 2017/18 | 16/05/2018 | PLANNED | 2210 | 13 | 170 | 0.0027227 | 1.6016e-05
| 2017/18 | 16/05/2018 | PLANNED | 45790 | 241 | 190 | 0.056413 | 0.00029691
| 2017/18 | 16/05/2018 | PLANNED | 140 | 2 | 70 | 0.00017248 | 2.464e-06
| 2017/18 | 16/05/2018 | PLANNED | 1521 | 117 | 13 | 0.0018739 | 0.00014414
| 2017/18 | 16/05/2018 | PLANNED | 84 | 3 | 28 | 0.00010349 | 3.696e-06
| 2017/18 | 16/05/2018 | PLANNED | 748 | 34 | 22 | 0.00092153 | 4.1888e-05
| 2017/18 | 16/05/2018 | PLANNED | 56 | 2 | 28 | 6.8992e-05 | 2.464e-06
| 2017/18 | 17/05/2018 | PLANNED | 3000 | 15 | 200 | 0.003696 | 1.848e-05
| 2017/18 | 17/05/2018 | PLANNED | 1650 | 5 | 330 | 0.0020328 | 6.16e-06
| 2017/18 | 17/05/2018 | PLANNED | 2355 | 10 | 235.5 | 0.0029013 | 1.232e-05
| 2017/18 | 17/05/2018 | PLANNED | 11854 | 28 | 423.3571 | 0.014604 | 3.4496e-05
| 2017/18 | 17/05/2018 | PLANNED | 2 | 1 | 2 | 2.464e-06 | 1.232e-06
| 2017/18 | 17/05/2018 | PLANNED | 5 | 1 | 5 | 6.16e-06 | 1.232e-06
| 2017/18 | 18/05/2018 | PLANNED | 1862 | 7 | 266 | 0.002294 | 8.6239e-06
| 2017/18 | 18/05/2018 | PLANNED | 20 | 2 | 10 | 2.464e-05 | 2.464e-06
| 2017/18 | 18/05/2018 | PLANNED | 2065 | 7 | 295 | 0.0025441 | 8.6239e-06
| 2017/18 | 18/05/2018 | PLANNED | 66 | 3 | 22 | 8.1311e-05 | 3.696e-06
| 2017/18 | 18/05/2018 | PLANNED | 340 | 2 | 170 | 0.00041888 | 2.464e-06
| 2017/18 | 18/05/2018 | PLANNED | 85 | 1 | 85 | 0.00010472 | 1.232e-06
| 2017/18 | 18/05/2018 | PLANNED | 1640 | 128 | 12.8125 | 0.0020205 | 0.00015769
| 2017/18 | 18/05/2018 | PLANNED | 322 | 2 | 161 | 0.0003967 | 2.464e-06
| 2017/18 | 18/05/2018 | PLANNED | 405 | 3 | 135 | 0.00049896 | 3.696e-06
| 2017/18 | 18/05/2018 | PLANNED | 17 | 1 | 17 | 2.0944e-05 | 1.232e-06
| 2017/18 | 19/05/2018 | PLANNED | 61148 | 367 | 166.6158 | 0.075334 | 0.00045214
| 2017/18 | 19/05/2018 | PLANNED | 412 | 4 | 103 | 0.00050758 | 4.928e-06
| 2017/18 | 19/05/2018 | PLANNED | 61 | 1 | 61 | 7.5151e-05 | 1.232e-06
| 2017/18 | 20/05/2018 | PLANNED | 10540 | 124 | 85 | 0.012985 | 0.00015277
| 2017/18 | 20/05/2018 | PLANNED | 30302 | 109 | 278 | 0.037332 | 0.00013429
| 2017/18 | 20/05/2018 | PLANNED | 9300 | 31 | 300 | 0.011458 | 3.8192e-05
| 2017/18 | 20/05/2018 | PLANNED | 1050 | 14 | 75 | 0.0012936 | 1.7248e-05
| 2017/18 | 20/05/2018 | PLANNED | 552 | 1 | 552 | 0.00068006 | 1.232e-06
| 2017/18 | 20/05/2018 | PLANNED | 18690 | 89 | 210 | 0.023026 | 0.00010965
| 2017/18 | 20/05/2018 | PLANNED | 1708 | 4 | 427 | 0.0021042 | 4.928e-06
| 2017/18 | 20/05/2018 | PLANNED | 118150 | 425 | 278 | 0.14556 | 0.0005236
| 2017/18 | 20/05/2018 | PLANNED | 24616 | 68 | 362 | 0.030327 | 8.3775e-05
| 2017/18 | 20/05/2018 | PLANNED | 8924 | 97 | 92 | 0.010994 | 0.0001195
| 2017/18 | 20/05/2018 | PLANNED | 985 | 11 | 89.5455 | 0.0012135 | 1.3552e-05
| 2017/18 | 21/05/2018 | PLANNED | 60 | 1 | 60 | 7.3919e-05 | 1.232e-06
| 2017/18 | 21/05/2018 | PLANNED | 40 | 2 | 20 | 4.928e-05 | 2.464e-06
| 2017/18 | 21/05/2018 | PLANNED | 360 | 2 | 180 | 0.00044352 | 2.464e-06
| 2017/18 | 21/05/2018 | PLANNED | 96 | 6 | 16 | 0.00011827 | 7.3919e-06
| 2017/18 | 21/05/2018 | PLANNED | 1700 | 10 | 170 | 0.0020944 | 1.232e-05
| 2017/18 | 21/05/2018 | PLANNED | 4046 | 34 | 119 | 0.0049846 | 4.1888e-05
| 2017/18 | 21/05/2018 | PLANNED | 476 | 2 | 238 | 0.00058643 | 2.464e-06
| 2017/18 | 21/05/2018 | PLANNED | 178 | 2 | 89 | 0.00021929 | 2.464e-06
| 2017/18 | 21/05/2018 | PLANNED | 17700 | 57 | 310.5263 | 0.021806 | 7.0224e-05
| 2017/18 | 21/05/2018 | PLANNED | 116 | 2 | 58 | 0.00014291 | 2.464e-06
| 2017/18 | 21/05/2018 | PLANNED | 1148 | 7 | 164 | 0.0014143 | 8.6239e-06
| 2017/18 | 21/05/2018 | PLANNED | 186 | 1 | 186 | 0.00022915 | 1.232e-06
| 2017/18 | 21/05/2018 | PLANNED | 910 | 13 | 70 | 0.0011211 | 1.6016e-05
| 2017/18 | 21/05/2018 | PLANNED | 20 | 1 | 20 | 2.464e-05 | 1.232e-06
| 2017/18 | 21/05/2018 | PLANNED | 120 | 2 | 60 | 0.00014784 | 2.464e-06
| 2017/18 | 21/05/2018 | PLANNED | 10 | 1 | 10 | 1.232e-05 | 1.232e-06
| 2017/18 | 21/05/2018 | PLANNED | 600 | 3 | 200 | 0.00073919 | 3.696e-06
| 2017/18 | 21/05/2018 | PLANNED | 576 | 64 | 9 | 0.00070963 | 7.8847e-05
| 2017/18 | 21/05/2018 | PLANNED | 20 | 1 | 20 | 2.464e-05 | 1.232e-06
| 2017/18 | 22/05/2018 | PLANNED | 1197 | 3 | 399 | 0.0014747 | 3.696e-06
| 2017/18 | 22/05/2018 | PLANNED | 1500 | 60 | 25 | 0.001848 | 7.3919e-05
| 2017/18 | 22/05/2018 | PLANNED | 2313 | 9 | 257 | 0.0028496 | 1.1088e-05
| 2017/18 | 22/05/2018 | PLANNED | 14283 | 69 | 207 | 0.017597 | 8.5007e-05
| 2017/18 | 22/05/2018 | PLANNED | 242 | 2 | 121 | 0.00029814 | 2.464e-06
| 2017/18 | 22/05/2018 | PLANNED | 332 | 1 | 332 | 0.00040902 | 1.232e-06
| 2017/18 | 22/05/2018 | PLANNED | 2496 | 12 | 208 | 0.0030751 | 1.4784e-05
| 2017/18 | 22/05/2018 | PLANNED | 670 | 67 | 10 | 0.00082543 | 8.2543e-05
| 2017/18 | 22/05/2018 | PLANNED | 334 | 1 | 334 | 0.00041149 | 1.232e-06
| 2017/18 | 22/05/2018 | PLANNED | 484 | 4 | 121 | 0.00059628 | 4.928e-06
| 2017/18 | 22/05/2018 | PLANNED | 2250 | 15 | 150 | 0.002772 | 1.848e-05
| 2017/18 | 22/05/2018 | PLANNED | 30988 | 122 | 254 | 0.038177 | 0.0001503
| 2017/18 | 22/05/2018 | PLANNED | 240 | 2 | 120 | 0.00029568 | 2.464e-06
| 2017/18 | 22/05/2018 | PLANNED | 1260 | 12 | 105 | 0.0015523 | 1.4784e-05
| 2017/18 | 22/05/2018 | PLANNED | 350 | 5 | 70 | 0.0004312 | 6.16e-06
| 2017/18 | 22/05/2018 | PLANNED | 69 | 1 | 69 | 8.5007e-05 | 1.232e-06
| 2017/18 | 22/05/2018 | PLANNED | 4410 | 1 | 4410 | 0.0054331 | 1.232e-06
| 2017/18 | 22/05/2018 | PLANNED | 8930 | 38 | 235 | 0.011002 | 4.6816e-05
| 2017/18 | 22/05/2018 | PLANNED | 128 | 1 | 128 | 0.00015769 | 1.232e-06
| 2017/18 | 22/05/2018 | PLANNED | 54 | 2 | 27 | 6.6528e-05 | 2.464e-06
| 2017/18 | 22/05/2018 | PLANNED | 369 | 3 | 123 | 0.0004546 | 3.696e-06
| 2017/18 | 22/05/2018 | PLANNED | 446 | 2 | 223 | 0.00054947 | 2.464e-06
| 2017/18 | 22/05/2018 | PLANNED | 1904 | 28 | 68 | 0.0023457 | 3.4496e-05
| 2017/18 | 22/05/2018 | PLANNED | 8165 | 71 | 115 | 0.010059 | 8.7471e-05
| 2017/18 | 22/05/2018 | PLANNED | 40 | 5 | 8 | 4.928e-05 | 6.16e-06
| 2017/18 | 22/05/2018 | PLANNED | 42 | 1 | 42 | 5.1744e-05 | 1.232e-06
| 2017/18 | 22/05/2018 | PLANNED | 55 | 1 | 55 | 6.776e-05 | 1.232e-06
| 2017/18 | 22/05/2018 | PLANNED | 1976 | 104 | 19 | 0.0024344 | 0.00012813
| 2017/18 | 22/05/2018 | PLANNED | 3458 | 182 | 19 | 0.0042602 | 0.00022422
| 2017/18 | 22/05/2018 | PLANNED | 1377 | 81 | 17 | 0.0016965 | 9.9791e-05
| 2017/18 | 22/05/2018 | PLANNED | 520 | 8 | 65 | 0.00064064 | 9.8559e-06
| 2017/18 | 22/05/2018 | PLANNED | 533 | 43 | 12.3953 | 0.00065665 | 5.2976e-05
| 2017/18 | 22/05/2018 | PLANNED | 160 | 4 | 40 | 0.00019712 | 4.928e-06
| 2017/18 | 22/05/2018 | PLANNED | 40 | 2 | 20 | 4.928e-05 | 2.464e-06
| 2017/18 | 23/05/2018 | PLANNED | 25950 | 75 | 346 | 0.03197 | 9.2399e-05
| 2017/18 | 23/05/2018 | PLANNED | 213 | 1 | 213 | 0.00026241 | 1.232e-06
| 2017/18 | 23/05/2018 | PLANNED | 4640 | 58 | 80 | 0.0057164 | 7.1455e-05
| 2017/18 | 23/05/2018 | PLANNED | 17010 | 54 | 315 | 0.020956 | 6.6528e-05
| 2017/18 | 23/05/2018 | PLANNED | 32605 | 129 | 252.7519 | 0.040169 | 0.00015893
| 2017/18 | 23/05/2018 | PLANNED | 2250 | 15 | 150 | 0.002772 | 1.848e-05
| 2017/18 | 23/05/2018 | PLANNED | 12540 | 66 | 190 | 0.015449 | 8.1311e-05
| 2017/18 | 23/05/2018 | PLANNED | 190 | 1 | 190 | 0.00023408 | 1.232e-06
| 2017/18 | 23/05/2018 | PLANNED | 5104 | 16 | 319 | 0.0062881 | 1.9712e-05
| 2017/18 | 23/05/2018 | PLANNED | 280 | 1 | 280 | 0.00034496 | 1.232e-06
| 2017/18 | 23/05/2018 | PLANNED | 1320 | 6 | 220 | 0.0016262 | 7.3919e-06
| 2017/18 | 23/05/2018 | PLANNED | 640 | 4 | 160 | 0.00078847 | 4.928e-06
| 2017/18 | 23/05/2018 | PLANNED | 77402 | 458 | 169 | 0.095359 | 0.00056425
| 2017/18 | 23/05/2018 | PLANNED | 3420 | 18 | 190 | 0.0042134 | 2.2176e-05
| 2017/18 | 23/05/2018 | PLANNED | 68 | 1 | 68 | 8.3775e-05 | 1.232e-06
| 2017/18 | 23/05/2018 | PLANNED | 57 | 1 | 57 | 7.0224e-05 | 1.232e-06
| 2017/18 | 23/05/2018 | PLANNED | 74 | 4 | 18.5 | 9.1167e-05 | 4.928e-06
| 2017/18 | 23/05/2018 | PLANNED | 31 | 1 | 31 | 3.8192e-05 | 1.232e-06
| 2017/18 | 23/05/2018 | PLANNED | 36 | 3 | 12 | 4.4352e-05 | 3.696e-06
| 2017/18 | 23/05/2018 | PLANNED | 4200 | 60 | 70 | 0.0051744 | 7.3919e-05
| 2017/18 | 23/05/2018 | PLANNED | 80 | 2 | 40 | 9.8559e-05 | 2.464e-06
| 2017/18 | 23/05/2018 | PLANNED | 4758 | 61 | 78 | 0.0058618 | 7.5151e-05
| 2017/18 | 23/05/2018 | PLANNED | 1 | 1 | 1 | 1.232e-06 | 1.232e-06
| 2017/18 | 23/05/2018 | PLANNED | 36 | 3 | 12 | 4.4352e-05 | 3.696e-06
| 2017/18 | 23/05/2018 | PLANNED | 20 | 1 | 20 | 2.464e-05 | 1.232e-06
| 2017/18 | 24/05/2018 | PLANNED | 417 | 1 | 417 | 0.00051374 | 1.232e-06
| 2017/18 | 24/05/2018 | PLANNED | 55895 | 168 | 332.7083 | 0.068862 | 0.00020697
| 2017/18 | 24/05/2018 | PLANNED | 2986 | 9 | 331.7778 | 0.0036787 | 1.1088e-05
| 2017/18 | 24/05/2018 | PLANNED | 90 | 5 | 18 | 0.00011088 | 6.16e-06
| 2017/18 | 24/05/2018 | PLANNED | 5616 | 27 | 208 | 0.0069189 | 3.3264e-05
| 2017/18 | 24/05/2018 | PLANNED | 400 | 1 | 400 | 0.0004928 | 1.232e-06
| 2017/18 | 24/05/2018 | PLANNED | 9703 | 31 | 313 | 0.011954 | 3.8192e-05
| 2017/18 | 24/05/2018 | PLANNED | 1218 | 7 | 174 | 0.0015006 | 8.6239e-06
| 2017/18 | 24/05/2018 | PLANNED | 139965 | 1085 | 129 | 0.17244 | 0.0013367
| 2017/18 | 24/05/2018 | PLANNED | 1791 | 9 | 199 | 0.0022065 | 1.1088e-05
| 2017/18 | 24/05/2018 | PLANNED | 3400 | 34 | 100 | 0.0041888 | 4.1888e-05
| 2017/18 | 24/05/2018 | PLANNED | 17226 | 54 | 319 | 0.021222 | 6.6528e-05
| 2017/18 | 24/05/2018 | PLANNED | 1270 | 7 | 181.4286 | 0.0015646 | 8.6239e-06
| 2017/18 | 24/05/2018 | PLANNED | 10585 | 38 | 278.5526 | 0.013041 | 4.6816e-05
| 2017/18 | 24/05/2018 | PLANNED | 960 | 8 | 120 | 0.0011827 | 9.8559e-06
| 2017/18 | 24/05/2018 | PLANNED | 12 | 1 | 12 | 1.4784e-05 | 1.232e-06
| 2017/18 | 24/05/2018 | PLANNED | 117 | 1 | 117 | 0.00014414 | 1.232e-06
| 2017/18 | 24/05/2018 | PLANNED | 26444 | 105 | 251.8476 | 0.032579 | 0.00012936
| 2017/18 | 24/05/2018 | PLANNED | 1221 | 19 | 64.2632 | 0.0015043 | 2.3408e-05
| 2017/18 | 24/05/2018 | PLANNED | 15 | 1 | 15 | 1.848e-05 | 1.232e-06
| 2017/18 | 24/05/2018 | PLANNED | 129 | 3 | 43 | 0.00015893 | 3.696e-06
| 2017/18 | 24/05/2018 | PLANNED | 3080 | 88 | 35 | 0.0037945 | 0.00010842
| 2017/18 | 24/05/2018 | PLANNED | 20 | 2 | 10 | 2.464e-05 | 2.464e-06
| 2017/18 | 24/05/2018 | PLANNED | 57 | 3 | 19 | 7.0224e-05 | 3.696e-06
| 2017/18 | 24/05/2018 | PLANNED | 3 | 3 | 1 | 3.696e-06 | 3.696e-06
| 2017/18 | 25/05/2018 | PLANNED | 3753 | 9 | 417 | 0.0046237 | 1.1088e-05
| 2017/18 | 25/05/2018 | PLANNED | 14718 | 66 | 223 | 0.018132 | 8.1311e-05
| 2017/18 | 25/05/2018 | PLANNED | 9000 | 24 | 375 | 0.011088 | 2.9568e-05
| 2017/18 | 25/05/2018 | PLANNED | 12 | 4 | 3 | 1.4784e-05 | 4.928e-06
| 2017/18 | 25/05/2018 | PLANNED | 216 | 18 | 12 | 0.00026611 | 2.2176e-05
| 2017/18 | 25/05/2018 | PLANNED | 295 | 1 | 295 | 0.00036344 | 1.232e-06
| 2017/18 | 25/05/2018 | PLANNED | 595 | 7 | 85 | 0.00073303 | 8.6239e-06
| 2017/18 | 25/05/2018 | PLANNED | 21939 | 71 | 309 | 0.027029 | 8.7471e-05
| 2017/18 | 25/05/2018 | PLANNED | 760 | 6 | 126.6667 | 0.00093631 | 7.3919e-06
| 2017/18 | 25/05/2018 | PLANNED | 358 | 1 | 358 | 0.00044105 | 1.232e-06
| 2017/18 | 25/05/2018 | PLANNED | 14742 | 117 | 126 | 0.018162 | 0.00014414
| 2017/18 | 25/05/2018 | PLANNED | 1620 | 27 | 60 | 0.0019958 | 3.3264e-05
| 2017/18 | 25/05/2018 | PLANNED | 2996 | 28 | 107 | 0.003691 | 3.4496e-05
| 2017/18 | 25/05/2018 | PLANNED | 550 | 2 | 275 | 0.0006776 | 2.464e-06
| 2017/18 | 25/05/2018 | PLANNED | 31 | 1 | 31 | 3.8192e-05 | 1.232e-06
| 2017/18 | 25/05/2018 | PLANNED | 1899 | 195 | 9.7385 | 0.0023396 | 0.00024024
| 2017/18 | 25/05/2018 | PLANNED | 32 | 8 | 4 | 3.9424e-05 | 9.8559e-06
| 2017/18 | 25/05/2018 | PLANNED | 9 | 3 | 3 | 1.1088e-05 | 3.696e-06
| 2017/18 | 25/05/2018 | PLANNED | 22 | 1 | 22 | 2.7104e-05 | 1.232e-06
| 2017/18 | 25/05/2018 | PLANNED | 8 | 2 | 4 | 9.8559e-06 | 2.464e-06
| 2017/18 | 25/05/2018 | PLANNED | 4 | 1 | 4 | 4.928e-06 | 1.232e-06
| 2017/18 | 25/05/2018 | PLANNED | 14 | 2 | 7 | 1.7248e-05 | 2.464e-06
| 2017/18 | 26/05/2018 | PLANNED | 104 | 1 | 104 | 0.00012813 | 1.232e-06
| 2017/18 | 26/05/2018 | PLANNED | 93 | 1 | 93 | 0.00011458 | 1.232e-06
| 2017/18 | 27/05/2018 | PLANNED | 356 | 2 | 178 | 0.00043859 | 2.464e-06
| 2017/18 | 27/05/2018 | PLANNED | 9735 | 33 | 295 | 0.011993 | 4.0656e-05
| 2017/18 | 27/05/2018 | PLANNED | 2320 | 8 | 290 | 0.0028582 | 9.8559e-06
| 2017/18 | 27/05/2018 | PLANNED | 18619 | 43 | 433 | 0.022938 | 5.2976e-05
| 2017/18 | 27/05/2018 | PLANNED | 325 | 13 | 25 | 0.0004004 | 1.6016e-05
| 2017/18 | 27/05/2018 | PLANNED | 160 | 1 | 160 | 0.00019712 | 1.232e-06
| 2017/18 | 28/05/2018 | PLANNED | 132 | 6 | 22 | 0.00016262 | 7.3919e-06
| 2017/18 | 28/05/2018 | PLANNED | 6984 | 18 | 388 | 0.0086042 | 2.2176e-05
| 2017/18 | 28/05/2018 | PLANNED | 80 | 4 | 20 | 9.8559e-05 | 4.928e-06
| 2017/18 | 28/05/2018 | PLANNED | 135 | 1 | 135 | 0.00016632 | 1.232e-06
| 2017/18 | 28/05/2018 | PLANNED | 22385 | 121 | 185 | 0.027578 | 0.00014907
| 2017/18 | 28/05/2018 | PLANNED | 6272 | 49 | 128 | 0.007727 | 6.0368e-05
| 2017/18 | 28/05/2018 | PLANNED | 8442 | 67 | 126 | 0.0104 | 8.2543e-05
| 2017/18 | 28/05/2018 | PLANNED | 62582 | 166 | 377 | 0.0771 | 0.00020451
| 2017/18 | 28/05/2018 | PLANNED | 8 | 2 | 4 | 9.8559e-06 | 2.464e-06
| 2017/18 | 28/05/2018 | PLANNED | 36 | 2 | 18 | 4.4352e-05 | 2.464e-06
| 2017/18 | 28/05/2018 | PLANNED | 110 | 2 | 55 | 0.00013552 | 2.464e-06
| 2017/18 | 28/05/2018 | PLANNED | 245 | 7 | 35 | 0.00030184 | 8.6239e-06
| 2017/18 | 28/05/2018 | PLANNED | 3 | 1 | 3 | 3.696e-06 | 1.232e-06
| 2017/18 | 28/05/2018 | PLANNED | 10 | 2 | 5 | 1.232e-05 | 2.464e-06
| 2017/18 | 28/05/2018 | PLANNED | 38 | 2 | 19 | 4.6816e-05 | 2.464e-06
| 2017/18 | 28/05/2018 | PLANNED | 22 | 1 | 22 | 2.7104e-05 | 1.232e-06
| 2017/18 | 28/05/2018 | PLANNED | 1701 | 27 | 63 | 0.0020956 | 3.3264e-05
| 2017/18 | 28/05/2018 | PLANNED | 38 | 2 | 19 | 4.6816e-05 | 2.464e-06
| 2017/18 | 28/05/2018 | PLANNED | 8092 | 68 | 119 | 0.0099693 | 8.3775e-05
| 2017/18 | 28/05/2018 | PLANNED | 450 | 3 | 150 | 0.0005544 | 3.696e-06
| 2017/18 | 28/05/2018 | PLANNED | 16 | 2 | 8 | 1.9712e-05 | 2.464e-06
| 2017/18 | 28/05/2018 | PLANNED | 16 | 1 | 16 | 1.9712e-05 | 1.232e-06
| 2017/18 | 29/05/2018 | PLANNED | 650 | 1 | 650 | 0.00080079 | 1.232e-06
| 2017/18 | 29/05/2018 | PLANNED | 67020 | 140 | 478.7143 | 0.082568 | 0.00017248
| 2017/18 | 29/05/2018 | PLANNED | 10170 | 68 | 149.5588 | 0.012529 | 8.3775e-05
| 2017/18 | 29/05/2018 | PLANNED | 1720 | 9 | 191.1111 | 0.002119 | 1.1088e-05
| 2017/18 | 29/05/2018 | PLANNED | 248 | 31 | 8 | 0.00030553 | 3.8192e-05
| 2017/18 | 29/05/2018 | PLANNED | 1300 | 4 | 325 | 0.0016016 | 4.928e-06
| 2017/18 | 29/05/2018 | PLANNED | 26 | 1 | 26 | 3.2032e-05 | 1.232e-06
| 2017/18 | 29/05/2018 | PLANNED | 3520 | 22 | 160 | 0.0043366 | 2.7104e-05
| 2017/18 | 29/05/2018 | PLANNED | 972 | 27 | 36 | 0.0011975 | 3.3264e-05
| 2017/18 | 29/05/2018 | PLANNED | 4664 | 88 | 53 | 0.005746 | 0.00010842
| 2017/18 | 29/05/2018 | PLANNED | 6336 | 99 | 64 | 0.0078059 | 0.00012197
| 2017/18 | 29/05/2018 | PLANNED | 182 | 26 | 7 | 0.00022422 | 3.2032e-05
| 2017/18 | 29/05/2018 | PLANNED | 760 | 38 | 20 | 0.00093631 | 4.6816e-05
| 2017/18 | 29/05/2018 | PLANNED | 215 | 43 | 5 | 0.00026488 | 5.2976e-05
| 2017/18 | 29/05/2018 | PLANNED | 20 | 1 | 20 | 2.464e-05 | 1.232e-06
| 2017/18 | 30/05/2018 | PLANNED | 92406 | 248 | 372.6048 | 0.11384 | 0.00030553
| 2017/18 | 30/05/2018 | PLANNED | 308 | 4 | 77 | 0.00037945 | 4.928e-06
| 2017/18 | 30/05/2018 | PLANNED | 1744 | 8 | 218 | 0.0021486 | 9.8559e-06
| 2017/18 | 30/05/2018 | PLANNED | 4406 | 20 | 220.3 | 0.0054282 | 2.464e-05
| 2017/18 | 30/05/2018 | PLANNED | 212 | 4 | 53 | 0.00026118 | 4.928e-06
| 2017/18 | 30/05/2018 | PLANNED | 650 | 2 | 325 | 0.00080079 | 2.464e-06
| 2017/18 | 30/05/2018 | PLANNED | 40 | 1 | 40 | 4.928e-05 | 1.232e-06
| 2017/18 | 30/05/2018 | PLANNED | 770 | 2 | 385 | 0.00094863 | 2.464e-06
| 2017/18 | 30/05/2018 | PLANNED | 33976 | 124 | 274 | 0.041858 | 0.00015277
| 2017/18 | 30/05/2018 | PLANNED | 2921 | 23 | 127 | 0.0035986 | 2.8336e-05
| 2017/18 | 30/05/2018 | PLANNED | 36 | 2 | 18 | 4.4352e-05 | 2.464e-06
| 2017/18 | 30/05/2018 | PLANNED | 26983 | 121 | 223 | 0.033243 | 0.00014907
| 2017/18 | 30/05/2018 | PLANNED | 44 | 2 | 22 | 5.4208e-05 | 2.464e-06
| 2017/18 | 30/05/2018 | PLANNED | 9 | 1 | 9 | 1.1088e-05 | 1.232e-06
| 2017/18 | 30/05/2018 | PLANNED | 3 | 1 | 3 | 3.696e-06 | 1.232e-06
| 2017/18 | 30/05/2018 | PLANNED | 30 | 3 | 10 | 3.696e-05 | 3.696e-06
| 2017/18 | 30/05/2018 | PLANNED | 180 | 2 | 90 | 0.00022176 | 2.464e-06
| 2017/18 | 30/05/2018 | PLANNED | 150 | 2 | 75 | 0.0001848 | 2.464e-06
| 2017/18 | 30/05/2018 | PLANNED | 44 | 1 | 44 | 5.4208e-05 | 1.232e-06
| 2017/18 | 30/05/2018 | PLANNED | 762 | 17 | 44.8235 | 0.00093878 | 2.0944e-05
| 2017/18 | 30/05/2018 | PLANNED | 31 | 1 | 31 | 3.8192e-05 | 1.232e-06
| 2017/18 | 30/05/2018 | PLANNED | 15 | 1 | 15 | 1.848e-05 | 1.232e-06
| 2017/18 | 30/05/2018 | PLANNED | 33 | 3 | 11 | 4.0656e-05 | 3.696e-06
| 2017/18 | 30/05/2018 | PLANNED | 136 | 2 | 68 | 0.00016755 | 2.464e-06
| 2017/18 | 30/05/2018 | PLANNED | 23 | 1 | 23 | 2.8336e-05 | 1.232e-06
| 2017/18 | 30/05/2018 | PLANNED | 42 | 3 | 14 | 5.1744e-05 | 3.696e-06
| 2017/18 | 31/05/2018 | PLANNED | 35 | 1 | 35 | 4.312e-05 | 1.232e-06
| 2017/18 | 31/05/2018 | PLANNED | 4522 | 14 | 323 | 0.0055711 | 1.7248e-05
| 2017/18 | 31/05/2018 | PLANNED | 10922 | 43 | 254 | 0.013456 | 5.2976e-05
| 2017/18 | 31/05/2018 | PLANNED | 140 | 4 | 35 | 0.00017248 | 4.928e-06
| 2017/18 | 31/05/2018 | PLANNED | 90 | 9 | 10 | 0.00011088 | 1.1088e-05
| 2017/18 | 31/05/2018 | PLANNED | 105 | 7 | 15 | 0.00012936 | 8.6239e-06
| 2017/18 | 31/05/2018 | PLANNED | 180 | 3 | 60 | 0.00022176 | 3.696e-06
| 2017/18 | 31/05/2018 | PLANNED | 10200 | 68 | 150 | 0.012566 | 8.3775e-05
| 2017/18 | 31/05/2018 | PLANNED | 93765 | 329 | 285 | 0.11552 | 0.00040533
| 2017/18 | 31/05/2018 | PLANNED | 68274 | 188 | 363.1596 | 0.084113 | 0.00023161
| 2017/18 | 31/05/2018 | PLANNED | 315 | 3 | 105 | 0.00038808 | 3.696e-06
| 2017/18 | 31/05/2018 | PLANNED | 70 | 2 | 35 | 8.6239e-05 | 2.464e-06
| 2017/18 | 31/05/2018 | PLANNED | 101 | 10 | 10.1 | 0.00012443 | 1.232e-05
| 2017/18 | 31/05/2018 | PLANNED | 1410 | 5 | 282 | 0.0017371 | 6.16e-06
| 2017/18 | 31/05/2018 | PLANNED | 195 | 3 | 65 | 0.00024024 | 3.696e-06
| 2017/18 | 31/05/2018 | PLANNED | 45 | 1 | 45 | 5.544e-05 | 1.232e-06
| 2017/18 | 31/05/2018 | PLANNED | 162 | 6 | 27 | 0.00019958 | 7.3919e-06
| 2017/18 | 31/05/2018 | PLANNED | 50900 | 198 | 257.0707 | 0.062708 | 0.00024393
| 2017/18 | 31/05/2018 | PLANNED | 175 | 5 | 35 | 0.0002156 | 6.16e-06
| 2017/18 | 31/05/2018 | PLANNED | 90 | 3 | 30 | 0.00011088 | 3.696e-06
| 2017/18 | 31/05/2018 | PLANNED | 214 | 2 | 107 | 0.00026365 | 2.464e-06
| 2017/18 | 31/05/2018 | PLANNED | 29 | 1 | 29 | 3.5728e-05 | 1.232e-06
| 2017/18 | 31/05/2018 | PLANNED | 34 | 2 | 17 | 4.1888e-05 | 2.464e-06
| 2017/18 | 31/05/2018 | PLANNED | 160 | 4 | 40 | 0.00019712 | 4.928e-06
| 2017/18 | 31/05/2018 | PLANNED | 8 | 2 | 4 | 9.8559e-06 | 2.464e-06
| 2017/18 | 31/05/2018 | PLANNED | 50 | 2 | 25 | 6.16e-05 | 2.464e-06
| 2017/18 | 31/05/2018 | PLANNED | 216 | 9 | 24 | 0.00026611 | 1.1088e-05
| 2017/18 | 31/05/2018 | PLANNED | 225 | 5 | 45 | 0.0002772 | 6.16e-06
| 2017/18 | 31/05/2018 | PLANNED | 24 | 2 | 12 | 2.9568e-05 | 2.464e-06
| 2017/18 | 31/05/2018 | PLANNED | 18 | 3 | 6 | 2.2176e-05 | 3.696e-06
| 2017/18 | 31/05/2018 | PLANNED | 20 | 2 | 10 | 2.464e-05 | 2.464e-06
| 2017/18 | 1/06/2018 | PLANNED | 77 | 7 | 11 | 9.4863e-05 | 8.6239e-06
| 2017/18 | 1/06/2018 | PLANNED | 17325 | 55 | 315 | 0.021344 | 6.776e-05
| 2017/18 | 1/06/2018 | PLANNED | 60110 | 140 | 429.3571 | 0.074055 | 0.00017248
| 2017/18 | 1/06/2018 | PLANNED | 310 | 5 | 62 | 0.00038192 | 6.16e-06
| 2017/18 | 1/06/2018 | PLANNED | 4508 | 28 | 161 | 0.0055538 | 3.4496e-05
| 2017/18 | 1/06/2018 | PLANNED | 3900 | 20 | 195 | 0.0048048 | 2.464e-05
| 2017/18 | 1/06/2018 | PLANNED | 312 | 1 | 312 | 0.00038438 | 1.232e-06
| 2017/18 | 1/06/2018 | PLANNED | 207 | 3 | 69 | 0.00025502 | 3.696e-06
| 2017/18 | 1/06/2018 | PLANNED | 13688 | 59 | 232 | 0.016863 | 7.2687e-05
| 2017/18 | 1/06/2018 | PLANNED | 186 | 1 | 186 | 0.00022915 | 1.232e-06
| 2017/18 | 1/06/2018 | PLANNED | 70 | 1 | 70 | 8.6239e-05 | 1.232e-06
| 2017/18 | 1/06/2018 | PLANNED | 206 | 1 | 206 | 0.00025379 | 1.232e-06
| 2017/18 | 1/06/2018 | PLANNED | 7470 | 83 | 90 | 0.009203 | 0.00010226
| 2017/18 | 1/06/2018 | PLANNED | 130 | 1 | 130 | 0.00016016 | 1.232e-06
| 2017/18 | 1/06/2018 | PLANNED | 1760 | 10 | 176 | 0.0021683 | 1.232e-05
| 2017/18 | 1/06/2018 | PLANNED | 30 | 2 | 15 | 3.696e-05 | 2.464e-06
| 2017/18 | 1/06/2018 | PLANNED | 128 | 4 | 32 | 0.00015769 | 4.928e-06
| 2017/18 | 1/06/2018 | PLANNED | 52 | 1 | 52 | 6.4064e-05 | 1.232e-06
| 2017/18 | 1/06/2018 | PLANNED | 8 | 1 | 8 | 9.8559e-06 | 1.232e-06
| 2017/18 | 1/06/2018 | PLANNED | 2000 | 16 | 125 | 0.002464 | 1.9712e-05
| 2017/18 | 1/06/2018 | PLANNED | 696 | 87 | 8 | 0.00085747 | 0.00010718
| 2017/18 | 2/06/2018 | PLANNED | 20907 | 303 | 69 | 0.025757 | 0.00037329
| 2017/18 | 2/06/2018 | PLANNED | 13277 | 187 | 71 | 0.016357 | 0.00023038
| 2017/18 | 2/06/2018 | PLANNED | 21 | 1 | 21 | 2.5872e-05 | 1.232e-06
| 2017/18 | 2/06/2018 | PLANNED | 2200 | 110 | 20 | 0.0027104 | 0.00013552
| 2017/18 | 2/06/2018 | PLANNED | 83 | 83 | 1 | 0.00010226 | 0.00010226
| 2017/18 | 2/06/2018 | PLANNED | 25 | 1 | 25 | 3.08e-05 | 1.232e-06
| 2017/18 | 2/06/2018 | PLANNED | 101271 | 1652 | 61.3021 | 0.12476 | 0.0020352
| 2017/18 | 3/06/2018 | PLANNED | 5141 | 53 | 97 | 0.0063337 | 6.5296e-05
| 2017/18 | 3/06/2018 | PLANNED | 680 | 10 | 68 | 0.00083775 | 1.232e-05
| 2017/18 | 3/06/2018 | PLANNED | 591 | 3 | 197 | 0.00072811 | 3.696e-06
| 2017/18 | 3/06/2018 | PLANNED | 2475 | 15 | 165 | 0.0030492 | 1.848e-05
| 2017/18 | 3/06/2018 | PLANNED | 60 | 3 | 20 | 7.3919e-05 | 3.696e-06
| 2017/18 | 3/06/2018 | PLANNED | 1950 | 15 | 130 | 0.0024024 | 1.848e-05
| 2017/18 | 4/06/2018 | PLANNED | 2800 | 40 | 70 | 0.0034496 | 4.928e-05
| 2017/18 | 4/06/2018 | PLANNED | 12488 | 56 | 223 | 0.015385 | 6.8992e-05
| 2017/18 | 4/06/2018 | PLANNED | 1638 | 117 | 14 | 0.002018 | 0.00014414
| 2017/18 | 4/06/2018 | PLANNED | 13200 | 48 | 275 | 0.016262 | 5.9136e-05
| 2017/18 | 4/06/2018 | PLANNED | 10105 | 43 | 235 | 0.012449 | 5.2976e-05
| 2017/18 | 4/06/2018 | PLANNED | 3914 | 19 | 206 | 0.004822 | 2.3408e-05
| 2017/18 | 4/06/2018 | PLANNED | 80845 | 209 | 386.8182 | 0.0996 | 0.00025749
| 2017/18 | 4/06/2018 | PLANNED | 2210 | 17 | 130 | 0.0027227 | 2.0944e-05
| 2017/18 | 4/06/2018 | PLANNED | 1695 | 9 | 188.3333 | 0.0020882 | 1.1088e-05
| 2017/18 | 4/06/2018 | PLANNED | 400 | 4 | 100 | 0.0004928 | 4.928e-06
| 2017/18 | 4/06/2018 | PLANNED | 550 | 2 | 275 | 0.0006776 | 2.464e-06
| 2017/18 | 4/06/2018 | PLANNED | 2197 | 13 | 169 | 0.0027067 | 1.6016e-05
| 2017/18 | 4/06/2018 | PLANNED | 570 | 6 | 95 | 0.00070224 | 7.3919e-06
| 2017/18 | 4/06/2018 | PLANNED | 136 | 2 | 68 | 0.00016755 | 2.464e-06
| 2017/18 | 5/06/2018 | PLANNED | 2112 | 12 | 176 | 0.002602 | 1.4784e-05
| 2017/18 | 5/06/2018 | PLANNED | 5700 | 19 | 300 | 0.0070224 | 2.3408e-05
| 2017/18 | 5/06/2018 | PLANNED | 39130 | 119 | 328.8235 | 0.048208 | 0.00014661
| 2017/18 | 5/06/2018 | PLANNED | 7200 | 45 | 160 | 0.0088703 | 5.544e-05
| 2017/18 | 5/06/2018 | PLANNED | 95 | 1 | 95 | 0.00011704 | 1.232e-06
| 2017/18 | 5/06/2018 | PLANNED | 1169 | 167 | 7 | 0.0014402 | 0.00020574
| 2017/18 | 5/06/2018 | PLANNED | 438 | 2 | 219 | 0.00053961 | 2.464e-06
| 2017/18 | 5/06/2018 | PLANNED | 285 | 57 | 5 | 0.00035112 | 7.0224e-05
| 2017/18 | 5/06/2018 | PLANNED | 12348 | 36 | 343 | 0.015213 | 4.4352e-05
| 2017/18 | 5/06/2018 | PLANNED | 416 | 2 | 208 | 0.00051251 | 2.464e-06
| 2017/18 | 5/06/2018 | PLANNED | 1430 | 5 | 286 | 0.0017617 | 6.16e-06
| 2017/18 | 5/06/2018 | PLANNED | 240 | 4 | 60 | 0.00029568 | 4.928e-06
| 2017/18 | 5/06/2018 | PLANNED | 212 | 2 | 106 | 0.00026118 | 2.464e-06
| 2017/18 | 5/06/2018 | PLANNED | 300 | 3 | 100 | 0.0003696 | 3.696e-06
| 2017/18 | 5/06/2018 | PLANNED | 38 | 1 | 38 | 4.6816e-05 | 1.232e-06
| 2017/18 | 5/06/2018 | PLANNED | 1183 | 169 | 7 | 0.0014574 | 0.00020821
| 2017/18 | 5/06/2018 | PLANNED | 220 | 4 | 55 | 0.00027104 | 4.928e-06
| 2017/18 | 5/06/2018 | PLANNED | 44 | 2 | 22 | 5.4208e-05 | 2.464e-06
| 2017/18 | 6/06/2018 | PLANNED | 855 | 19 | 45 | 0.0010534 | 2.3408e-05
| 2017/18 | 6/06/2018 | PLANNED | 15 | 3 | 5 | 1.848e-05 | 3.696e-06
| 2017/18 | 6/06/2018 | PLANNED | 2412 | 18 | 134 | 0.0029716 | 2.2176e-05
| 2017/18 | 6/06/2018 | PLANNED | 306 | 2 | 153 | 0.00037699 | 2.464e-06
| 2017/18 | 6/06/2018 | PLANNED | 58357 | 143 | 408.0909 | 0.071895 | 0.00017617
| 2017/18 | 6/06/2018 | PLANNED | 1835 | 5 | 367 | 0.0022607 | 6.16e-06
| 2017/18 | 6/06/2018 | PLANNED | 3890 | 11 | 353.6364 | 0.0047924 | 1.3552e-05
| 2017/18 | 6/06/2018 | PLANNED | 38700 | 129 | 300 | 0.047678 | 0.00015893
| 2017/18 | 6/06/2018 | PLANNED | 520 | 52 | 10 | 0.00064064 | 6.4064e-05
| 2017/18 | 6/06/2018 | PLANNED | 720 | 6 | 120 | 0.00088703 | 7.3919e-06
| 2017/18 | 6/06/2018 | PLANNED | 1092 | 78 | 14 | 0.0013453 | 9.6095e-05
| 2017/18 | 6/06/2018 | PLANNED | 14795 | 55 | 269 | 0.018227 | 6.776e-05
| 2017/18 | 6/06/2018 | PLANNED | 25130 | 70 | 359 | 0.03096 | 8.6239e-05
| 2017/18 | 6/06/2018 | PLANNED | 930 | 62 | 15 | 0.0011458 | 7.6383e-05
| 2017/18 | 6/06/2018 | PLANNED | 135 | 27 | 5 | 0.00016632 | 3.3264e-05
| 2017/18 | 6/06/2018 | PLANNED | 196 | 7 | 28 | 0.00024147 | 8.6239e-06
| 2017/18 | 6/06/2018 | PLANNED | 14700 | 98 | 150 | 0.01811 | 0.00012074
| 2017/18 | 6/06/2018 | PLANNED | 688 | 4 | 172 | 0.00084761 | 4.928e-06
| 2017/18 | 6/06/2018 | PLANNED | 170 | 2 | 85 | 0.00020944 | 2.464e-06
| 2017/18 | 6/06/2018 | PLANNED | 55 | 5 | 11 | 6.776e-05 | 6.16e-06
| 2017/18 | 6/06/2018 | PLANNED | 25 | 1 | 25 | 3.08e-05 | 1.232e-06
| 2017/18 | 6/06/2018 | PLANNED | 5646 | 21 | 268.8571 | 0.0069558 | 2.5872e-05
| 2017/18 | 6/06/2018 | PLANNED | 25 | 1 | 25 | 3.08e-05 | 1.232e-06
| 2017/18 | 6/06/2018 | PLANNED | 56 | 7 | 8 | 6.8992e-05 | 8.6239e-06
| 2017/18 | 6/06/2018 | PLANNED | 1110 | 16 | 69.375 | 0.0013675 | 1.9712e-05
| 2017/18 | 6/06/2018 | PLANNED | 37 | 1 | 37 | 4.5584e-05 | 1.232e-06
| 2017/18 | 6/06/2018 | PLANNED | 45 | 1 | 45 | 5.544e-05 | 1.232e-06
| 2017/18 | 6/06/2018 | PLANNED | 60 | 3 | 20 | 7.3919e-05 | 3.696e-06
| 2017/18 | 6/06/2018 | PLANNED | 16 | 4 | 4 | 1.9712e-05 | 4.928e-06
| 2017/18 | 6/06/2018 | PLANNED | 20 | 2 | 10 | 2.464e-05 | 2.464e-06
| 2017/18 | 6/06/2018 | PLANNED | 111 | 3 | 37 | 0.00013675 | 3.696e-06
| 2017/18 | 6/06/2018 | PLANNED | 250 | 4 | 62.5 | 0.000308 | 4.928e-06
| 2017/18 | 6/06/2018 | PLANNED | 11 | 1 | 11 | 1.3552e-05 | 1.232e-06
| 2017/18 | 6/06/2018 | PLANNED | 875 | 7 | 125 | 0.001078 | 8.6239e-06
| 2017/18 | 6/06/2018 | PLANNED | 1914 | 22 | 87 | 0.002358 | 2.7104e-05
| 2017/18 | 6/06/2018 | PLANNED | 160 | 5 | 32 | 0.00019712 | 6.16e-06
| 2017/18 | 6/06/2018 | PLANNED | 270 | 6 | 45 | 0.00033264 | 7.3919e-06
| 2017/18 | 6/06/2018 | PLANNED | 208 | 13 | 16 | 0.00025625 | 1.6016e-05
| 2017/18 | 6/06/2018 | PLANNED | 275 | 3 | 91.6667 | 0.0003388 | 3.696e-06
| 2017/18 | 6/06/2018 | PLANNED | 380 | 10 | 38 | 0.00046816 | 1.232e-05
| 2017/18 | 6/06/2018 | PLANNED | 23 | 1 | 23 | 2.8336e-05 | 1.232e-06
| 2017/18 | 7/06/2018 | PLANNED | 149366 | 437 | 341.7986 | 0.18402 | 0.00053838
| 2017/18 | 7/06/2018 | PLANNED | 22 | 2 | 11 | 2.7104e-05 | 2.464e-06
| 2017/18 | 7/06/2018 | PLANNED | 2880 | 16 | 180 | 0.0035481 | 1.9712e-05
| 2017/18 | 7/06/2018 | PLANNED | 4865 | 15 | 324.3333 | 0.0059936 | 1.848e-05
| 2017/18 | 7/06/2018 | PLANNED | 49 | 3 | 16.3333 | 6.0368e-05 | 3.696e-06
| 2017/18 | 7/06/2018 | PLANNED | 775 | 5 | 155 | 0.00095479 | 6.16e-06
| 2017/18 | 7/06/2018 | PLANNED | 2100 | 20 | 105 | 0.0025872 | 2.464e-05
| 2017/18 | 7/06/2018 | PLANNED | 13760 | 44 | 312.7273 | 0.016952 | 5.4208e-05
| 2017/18 | 7/06/2018 | PLANNED | 20 | 1 | 20 | 2.464e-05 | 1.232e-06
| 2017/18 | 7/06/2018 | PLANNED | 60 | 1 | 60 | 7.3919e-05 | 1.232e-06
| 2017/18 | 7/06/2018 | PLANNED | 5425 | 31 | 175 | 0.0066836 | 3.8192e-05
| 2017/18 | 7/06/2018 | PLANNED | 474 | 79 | 6 | 0.00058396 | 9.7327e-05
| 2017/18 | 7/06/2018 | PLANNED | 780 | 3 | 260 | 0.00096095 | 3.696e-06
| 2017/18 | 7/06/2018 | PLANNED | 530 | 2 | 265 | 0.00065296 | 2.464e-06
| 2017/18 | 7/06/2018 | PLANNED | 86 | 3 | 28.6667 | 0.00010595 | 3.696e-06
| 2017/18 | 7/06/2018 | PLANNED | 714 | 7 | 102 | 0.00087964 | 8.6239e-06
| 2017/18 | 7/06/2018 | PLANNED | 48790 | 287 | 170 | 0.060109 | 0.00035358
| 2017/18 | 7/06/2018 | PLANNED | 42 | 2 | 21 | 5.1744e-05 | 2.464e-06
| 2017/18 | 7/06/2018 | PLANNED | 30 | 3 | 10 | 3.696e-05 | 3.696e-06
| 2017/18 | 7/06/2018 | PLANNED | 30 | 2 | 15 | 3.696e-05 | 2.464e-06
| 2017/18 | 7/06/2018 | PLANNED | 700 | 20 | 35 | 0.00086239 | 2.464e-05
| 2017/18 | 7/06/2018 | PLANNED | 2000 | 16 | 125 | 0.002464 | 1.9712e-05
| 2017/18 | 7/06/2018 | PLANNED | 540 | 6 | 90 | 0.00066528 | 7.3919e-06
| 2017/18 | 7/06/2018 | PLANNED | 49636 | 527 | 94.186 | 0.061151 | 0.00064926
| 2017/18 | 7/06/2018 | PLANNED | 297 | 3 | 99 | 0.0003659 | 3.696e-06
| 2017/18 | 7/06/2018 | PLANNED | 495 | 9 | 55 | 0.00060984 | 1.1088e-05
| 2017/18 | 7/06/2018 | PLANNED | 480 | 12 | 40 | 0.00059136 | 1.4784e-05
| 2017/18 | 7/06/2018 | PLANNED | 27 | 1 | 27 | 3.3264e-05 | 1.232e-06
| 2017/18 | 7/06/2018 | PLANNED | 45 | 3 | 15 | 5.544e-05 | 3.696e-06
| 2017/18 | 8/06/2018 | PLANNED | 266 | 19 | 14 | 0.00032771 | 2.3408e-05
| 2017/18 | 8/06/2018 | PLANNED | 140 | 2 | 70 | 0.00017248 | 2.464e-06
| 2017/18 | 8/06/2018 | PLANNED | 2100 | 10 | 210 | 0.0025872 | 1.232e-05
| 2017/18 | 8/06/2018 | PLANNED | 734 | 2 | 367 | 0.00090428 | 2.464e-06
| 2017/18 | 8/06/2018 | PLANNED | 27936 | 97 | 288 | 0.034417 | 0.0001195
| 2017/18 | 8/06/2018 | PLANNED | 7 | 1 | 7 | 8.6239e-06 | 1.232e-06
| 2017/18 | 8/06/2018 | PLANNED | 209 | 1 | 209 | 0.00025749 | 1.232e-06
| 2017/18 | 8/06/2018 | PLANNED | 510 | 17 | 30 | 0.00062832 | 2.0944e-05
| 2017/18 | 8/06/2018 | PLANNED | 50 | 2 | 25 | 6.16e-05 | 2.464e-06
| 2017/18 | 8/06/2018 | PLANNED | 80 | 2 | 40 | 9.8559e-05 | 2.464e-06
| 2017/18 | 8/06/2018 | PLANNED | 2120 | 40 | 53 | 0.0026118 | 4.928e-05
| 2017/18 | 8/06/2018 | PLANNED | 2516 | 68 | 37 | 0.0030997 | 8.3775e-05
| 2017/18 | 10/06/2018 | PLANNED | 420 | 14 | 30 | 0.00051744 | 1.7248e-05
| 2017/18 | 10/06/2018 | PLANNED | 1066 | 2 | 533 | 0.0013133 | 2.464e-06
| 2017/18 | 10/06/2018 | PLANNED | 180 | 1 | 180 | 0.00022176 | 1.232e-06
| 2017/18 | 10/06/2018 | PLANNED | 315 | 3 | 105 | 0.00038808 | 3.696e-06
| 2017/18 | 10/06/2018 | PLANNED | 5200 | 20 | 260 | 0.0064064 | 2.464e-05
| 2017/18 | 12/06/2018 | PLANNED | 85 | 1 | 85 | 0.00010472 | 1.232e-06
| 2017/18 | 12/06/2018 | PLANNED | 3276 | 28 | 117 | 0.004036 | 3.4496e-05
| 2017/18 | 12/06/2018 | PLANNED | 8820 | 36 | 245 | 0.010866 | 4.4352e-05
| 2017/18 | 12/06/2018 | PLANNED | 405 | 3 | 135 | 0.00049896 | 3.696e-06
| 2017/18 | 12/06/2018 | PLANNED | 21900 | 73 | 300 | 0.026981 | 8.9935e-05
| 2017/18 | 12/06/2018 | PLANNED | 3172 | 61 | 52 | 0.0039079 | 7.5151e-05
| 2017/18 | 12/06/2018 | PLANNED | 1120 | 4 | 280 | 0.0013798 | 4.928e-06
| 2017/18 | 12/06/2018 | PLANNED | 2240 | 56 | 40 | 0.0027597 | 6.8992e-05
| 2017/18 | 12/06/2018 | PLANNED | 30 | 3 | 10 | 3.696e-05 | 3.696e-06
| 2017/18 | 12/06/2018 | PLANNED | 1140 | 38 | 30 | 0.0014045 | 4.6816e-05
| 2017/18 | 12/06/2018 | PLANNED | 26 | 3 | 8.6667 | 3.2032e-05 | 3.696e-06
| 2017/18 | 12/06/2018 | PLANNED | 76 | 2 | 38 | 9.3631e-05 | 2.464e-06
| 2017/18 | 12/06/2018 | PLANNED | 28 | 1 | 28 | 3.4496e-05 | 1.232e-06
| 2017/18 | 13/06/2018 | PLANNED | 320 | 1 | 320 | 0.00039424 | 1.232e-06
| 2017/18 | 13/06/2018 | PLANNED | 620 | 2 | 310 | 0.00076383 | 2.464e-06
| 2017/18 | 13/06/2018 | PLANNED | 403 | 1 | 403 | 0.00049649 | 1.232e-06
| 2017/18 | 13/06/2018 | PLANNED | 39690 | 98 | 405 | 0.048898 | 0.00012074
| 2017/18 | 13/06/2018 | PLANNED | 9900 | 30 | 330 | 0.012197 | 3.696e-05
| 2017/18 | 13/06/2018 | PLANNED | 3600 | 72 | 50 | 0.0044352 | 8.8703e-05
| 2017/18 | 13/06/2018 | PLANNED | 22800 | 190 | 120 | 0.028089 | 0.00023408
| 2017/18 | 13/06/2018 | PLANNED | 20100 | 50 | 402 | 0.024763 | 6.16e-05
| 2017/18 | 13/06/2018 | PLANNED | 38032 | 158 | 240.7089 | 0.046855 | 0.00019465
| 2017/18 | 13/06/2018 | PLANNED | 13260 | 65 | 204 | 0.016336 | 8.0079e-05
| 2017/18 | 13/06/2018 | PLANNED | 2380 | 28 | 85 | 0.0029321 | 3.4496e-05
| 2017/18 | 13/06/2018 | PLANNED | 13679 | 92 | 148.6848 | 0.016852 | 0.00011334
| 2017/18 | 13/06/2018 | PLANNED | 1600 | 40 | 40 | 0.0019712 | 4.928e-05
| 2017/18 | 13/06/2018 | PLANNED | 6489 | 21 | 309 | 0.0079944 | 2.5872e-05
| 2017/18 | 13/06/2018 | PLANNED | 7960 | 20 | 398 | 0.0098067 | 2.464e-05
| 2017/18 | 13/06/2018 | PLANNED | 8446 | 82 | 103 | 0.010405 | 0.00010102
| 2017/18 | 13/06/2018 | PLANNED | 10 | 2 | 5 | 1.232e-05 | 2.464e-06
| 2017/18 | 13/06/2018 | PLANNED | 18 | 2 | 9 | 2.2176e-05 | 2.464e-06
| 2017/18 | 13/06/2018 | PLANNED | 410 | 41 | 10 | 0.00050512 | 5.0512e-05
| 2017/18 | 13/06/2018 | PLANNED | 64 | 2 | 32 | 7.8847e-05 | 2.464e-06
| 2017/18 | 13/06/2018 | PLANNED | 6400 | 32 | 200 | 0.0078847 | 3.9424e-05
| 2017/18 | 13/06/2018 | PLANNED | 9916 | 74 | 134 | 0.012216 | 9.1167e-05
| 2017/18 | 13/06/2018 | PLANNED | 10 | 1 | 10 | 1.232e-05 | 1.232e-06
| 2017/18 | 13/06/2018 | PLANNED | 4586 | 172 | 26.6628 | 0.0056499 | 0.0002119
| 2017/18 | 13/06/2018 | PLANNED | 20 | 2 | 10 | 2.464e-05 | 2.464e-06
| 2017/18 | 13/06/2018 | PLANNED | 159 | 3 | 53 | 0.00019589 | 3.696e-06
| 2017/18 | 13/06/2018 | PLANNED | 68 | 2 | 34 | 8.3775e-05 | 2.464e-06
| 2017/18 | 13/06/2018 | PLANNED | 228 | 12 | 19 | 0.00028089 | 1.4784e-05
| 2017/18 | 13/06/2018 | PLANNED | 50 | 2 | 25 | 6.16e-05 | 2.464e-06
| 2017/18 | 13/06/2018 | PLANNED | 25 | 1 | 25 | 3.08e-05 | 1.232e-06
| 2017/18 | 13/06/2018 | PLANNED | 235 | 1 | 235 | 0.00028952 | 1.232e-06
| 2017/18 | 14/06/2018 | PLANNED | 20 | 1 | 20 | 2.464e-05 | 1.232e-06
| 2017/18 | 14/06/2018 | PLANNED | 243 | 11 | 22.0909 | 0.00029937 | 1.3552e-05
| 2017/18 | 14/06/2018 | PLANNED | 8306 | 31 | 267.9355 | 0.010233 | 3.8192e-05
| 2017/18 | 14/06/2018 | PLANNED | 12382 | 82 | 151 | 0.015255 | 0.00010102
| 2017/18 | 14/06/2018 | PLANNED | 4725 | 15 | 315 | 0.0058212 | 1.848e-05
| 2017/18 | 14/06/2018 | PLANNED | 40 | 1 | 40 | 4.928e-05 | 1.232e-06
| 2017/18 | 14/06/2018 | PLANNED | 280 | 4 | 70 | 0.00034496 | 4.928e-06
| 2017/18 | 14/06/2018 | PLANNED | 65 | 13 | 5 | 8.0079e-05 | 1.6016e-05
| 2017/18 | 14/06/2018 | PLANNED | 25740 | 99 | 260 | 0.031711 | 0.00012197
| 2017/18 | 14/06/2018 | PLANNED | 5133 | 29 | 177 | 0.0063238 | 3.5728e-05
| 2017/18 | 14/06/2018 | PLANNED | 161 | 1 | 161 | 0.00019835 | 1.232e-06
| 2017/18 | 14/06/2018 | PLANNED | 275 | 1 | 275 | 0.0003388 | 1.232e-06
| 2017/18 | 14/06/2018 | PLANNED | 3078 | 27 | 114 | 0.0037921 | 3.3264e-05
| 2017/18 | 14/06/2018 | PLANNED | 20 | 1 | 20 | 2.464e-05 | 1.232e-06
| 2017/18 | 14/06/2018 | PLANNED | 130 | 2 | 65 | 0.00016016 | 2.464e-06
| 2017/18 | 14/06/2018 | PLANNED | 2755 | 29 | 95 | 0.0033941 | 3.5728e-05
| 2017/18 | 14/06/2018 | PLANNED | 92 | 2 | 46 | 0.00011334 | 2.464e-06
| 2017/18 | 14/06/2018 | PLANNED | 3900 | 12 | 325 | 0.0048048 | 1.4784e-05
| 2017/18 | 14/06/2018 | PLANNED | 8280 | 24 | 345 | 0.010201 | 2.9568e-05
| 2017/18 | 14/06/2018 | PLANNED | 4170 | 15 | 278 | 0.0051374 | 1.848e-05
| 2017/18 | 14/06/2018 | PLANNED | 8400 | 42 | 200 | 0.010349 | 5.1744e-05
| 2017/18 | 14/06/2018 | PLANNED | 40 | 1 | 40 | 4.928e-05 | 1.232e-06
| 2017/18 | 14/06/2018 | PLANNED | 60 | 2 | 30 | 7.3919e-05 | 2.464e-06
| 2017/18 | 14/06/2018 | PLANNED | 20 | 1 | 20 | 2.464e-05 | 1.232e-06
| 2017/18 | 14/06/2018 | PLANNED | 22 | 2 | 11 | 2.7104e-05 | 2.464e-06
| 2017/18 | 14/06/2018 | PLANNED | 18 | 2 | 9 | 2.2176e-05 | 2.464e-06
| 2017/18 | 14/06/2018 | PLANNED | 102 | 6 | 17 | 0.00012566 | 7.3919e-06
| 2017/18 | 14/06/2018 | PLANNED | 92 | 3 | 30.6667 | 0.00011334 | 3.696e-06
| 2017/18 | 14/06/2018 | PLANNED | 80 | 1 | 80 | 9.8559e-05 | 1.232e-06
| 2017/18 | 14/06/2018 | PLANNED | 135 | 5 | 27 | 0.00016632 | 6.16e-06
| 2017/18 | 14/06/2018 | PLANNED | 10 | 2 | 5 | 1.232e-05 | 2.464e-06
| 2017/18 | 14/06/2018 | PLANNED | 52 | 2 | 26 | 6.4064e-05 | 2.464e-06
| 2017/18 | 15/06/2018 | PLANNED | 118080 | 960 | 123 | 0.14547 | 0.0011827
| 2017/18 | 15/06/2018 | PLANNED | 365 | 1 | 365 | 0.00044968 | 1.232e-06
| 2017/18 | 15/06/2018 | PLANNED | 16 | 2 | 8 | 1.9712e-05 | 2.464e-06
| 2017/18 | 15/06/2018 | PLANNED | 51935 | 235 | 221 | 0.063983 | 0.00028952
| 2017/18 | 15/06/2018 | PLANNED | 618 | 6 | 103 | 0.00076137 | 7.3919e-06
| 2017/18 | 15/06/2018 | PLANNED | 59 | 1 | 59 | 7.2687e-05 | 1.232e-06
| 2017/18 | 15/06/2018 | PLANNED | 8050 | 46 | 175 | 0.0099175 | 5.6672e-05
| 2017/18 | 15/06/2018 | PLANNED | 145 | 1 | 145 | 0.00017864 | 1.232e-06
| 2017/18 | 15/06/2018 | PLANNED | 7785 | 45 | 173 | 0.0095911 | 5.544e-05
| 2017/18 | 15/06/2018 | PLANNED | 5058 | 26 | 194.5385 | 0.0062314 | 3.2032e-05
| 2017/18 | 15/06/2018 | PLANNED | 3712 | 16 | 232 | 0.0045732 | 1.9712e-05
| 2017/18 | 15/06/2018 | PLANNED | 12896 | 38 | 339.3684 | 0.015888 | 4.6816e-05
| 2017/18 | 15/06/2018 | PLANNED | 45 | 3 | 15 | 5.544e-05 | 3.696e-06
| 2017/18 | 15/06/2018 | PLANNED | 2548 | 28 | 91 | 0.0031391 | 3.4496e-05
| 2017/18 | 15/06/2018 | PLANNED | 774 | 6 | 129 | 0.00095356 | 7.3919e-06
| 2017/18 | 15/06/2018 | PLANNED | 57 | 1 | 57 | 7.0224e-05 | 1.232e-06
| 2017/18 | 15/06/2018 | PLANNED | 8 | 1 | 8 | 9.8559e-06 | 1.232e-06
| 2017/18 | 15/06/2018 | PLANNED | 75 | 3 | 25 | 9.2399e-05 | 3.696e-06
| 2017/18 | 15/06/2018 | PLANNED | 10 | 1 | 10 | 1.232e-05 | 1.232e-06
| 2017/18 | 16/06/2018 | PLANNED | 448 | 1 | 448 | 0.00055193 | 1.232e-06
| 2017/18 | 17/06/2018 | PLANNED | 123 | 1 | 123 | 0.00015153 | 1.232e-06
| 2017/18 | 17/06/2018 | PLANNED | 15180 | 132 | 115 | 0.018702 | 0.00016262
| 2017/18 | 17/06/2018 | PLANNED | 9476 | 92 | 103 | 0.011674 | 0.00011334
| 2017/18 | 17/06/2018 | PLANNED | 20455 | 72 | 284.0972 | 0.0252 | 8.8703e-05
| 2017/18 | 17/06/2018 | PLANNED | 12587 | 41 | 307 | 0.015507 | 5.0512e-05
| 2017/18 | 17/06/2018 | PLANNED | 107880 | 899 | 120 | 0.13291 | 0.0011076
| 2017/18 | 17/06/2018 | PLANNED | 462 | 6 | 77 | 0.00056918 | 7.3919e-06
| 2017/18 | 17/06/2018 | PLANNED | 112 | 7 | 16 | 0.00013798 | 8.6239e-06
| 2017/18 | 18/06/2018 | PLANNED | 18608 | 94 | 197.9574 | 0.022925 | 0.00011581
| 2017/18 | 18/06/2018 | PLANNED | 20 | 2 | 10 | 2.464e-05 | 2.464e-06
| 2017/18 | 18/06/2018 | PLANNED | 62 | 3 | 20.6667 | 7.6383e-05 | 3.696e-06
| 2017/18 | 18/06/2018 | PLANNED | 59885 | 185 | 323.7027 | 0.073778 | 0.00022792
| 2017/18 | 18/06/2018 | PLANNED | 240 | 12 | 20 | 0.00029568 | 1.4784e-05
| 2017/18 | 18/06/2018 | PLANNED | 452 | 4 | 113 | 0.00055686 | 4.928e-06
| 2017/18 | 18/06/2018 | PLANNED | 12978 | 42 | 309 | 0.015989 | 5.1744e-05
| 2017/18 | 18/06/2018 | PLANNED | 3010 | 10 | 301 | 0.0037083 | 1.232e-05
| 2017/18 | 18/06/2018 | PLANNED | 648 | 4 | 162 | 0.00079833 | 4.928e-06
| 2017/18 | 18/06/2018 | PLANNED | 140 | 1 | 140 | 0.00017248 | 1.232e-06
| 2017/18 | 18/06/2018 | PLANNED | 5025 | 25 | 201 | 0.0061908 | 3.08e-05
| 2017/18 | 18/06/2018 | PLANNED | 10 | 1 | 10 | 1.232e-05 | 1.232e-06
| 2017/18 | 18/06/2018 | PLANNED | 30 | 2 | 15 | 3.696e-05 | 2.464e-06
| 2017/18 | 18/06/2018 | PLANNED | 27 | 1 | 27 | 3.3264e-05 | 1.232e-06
| 2017/18 | 18/06/2018 | PLANNED | 5 | 1 | 5 | 6.16e-06 | 1.232e-06
| 2017/18 | 18/06/2018 | PLANNED | 30 | 2 | 15 | 3.696e-05 | 2.464e-06
| 2017/18 | 18/06/2018 | PLANNED | 84 | 2 | 42 | 0.00010349 | 2.464e-06
| 2017/18 | 19/06/2018 | PLANNED | 135 | 15 | 9 | 0.00016632 | 1.848e-05
| 2017/18 | 19/06/2018 | PLANNED | 42 | 3 | 14 | 5.1744e-05 | 3.696e-06
| 2017/18 | 19/06/2018 | PLANNED | 4104 | 27 | 152 | 0.0050561 | 3.3264e-05
| 2017/18 | 19/06/2018 | PLANNED | 20090 | 64 | 313.9062 | 0.024751 | 7.8847e-05
| 2017/18 | 19/06/2018 | PLANNED | 1302 | 6 | 217 | 0.0016041 | 7.3919e-06
| 2017/18 | 19/06/2018 | PLANNED | 1170 | 6 | 195 | 0.0014414 | 7.3919e-06
| 2017/18 | 19/06/2018 | PLANNED | 30634 | 289 | 106 | 0.037741 | 0.00035605
| 2017/18 | 19/06/2018 | PLANNED | 43 | 1 | 43 | 5.2976e-05 | 1.232e-06
| 2017/18 | 19/06/2018 | PLANNED | 8620 | 25 | 344.8 | 0.01062 | 3.08e-05
| 2017/18 | 19/06/2018 | PLANNED | 792 | 12 | 66 | 0.00097574 | 1.4784e-05
| 2017/18 | 19/06/2018 | PLANNED | 270 | 90 | 3 | 0.00033264 | 0.00011088
| 2017/18 | 19/06/2018 | PLANNED | 1379 | 7 | 197 | 0.0016989 | 8.6239e-06
| 2017/18 | 19/06/2018 | PLANNED | 8750 | 35 | 250 | 0.01078 | 4.312e-05
| 2017/18 | 19/06/2018 | PLANNED | 700 | 5 | 140 | 0.00086239 | 6.16e-06
| 2017/18 | 19/06/2018 | PLANNED | 119 | 4 | 29.75 | 0.00014661 | 4.928e-06
| 2017/18 | 19/06/2018 | PLANNED | 23650 | 86 | 275 | 0.029137 | 0.00010595
| 2017/18 | 19/06/2018 | PLANNED | 556 | 2 | 278 | 0.00068499 | 2.464e-06
| 2017/18 | 19/06/2018 | PLANNED | 450 | 4 | 112.5 | 0.0005544 | 4.928e-06
| 2017/18 | 19/06/2018 | PLANNED | 2840 | 20 | 142 | 0.0034989 | 2.464e-05
| 2017/18 | 19/06/2018 | PLANNED | 900 | 5 | 180 | 0.0011088 | 6.16e-06
| 2017/18 | 19/06/2018 | PLANNED | 10 | 1 | 10 | 1.232e-05 | 1.232e-06
| 2017/18 | 19/06/2018 | PLANNED | 20 | 1 | 20 | 2.464e-05 | 1.232e-06
| 2017/18 | 19/06/2018 | PLANNED | 115 | 1 | 115 | 0.00014168 | 1.232e-06
| 2017/18 | 19/06/2018 | PLANNED | 410 | 5 | 82 | 0.00050512 | 6.16e-06
| 2017/18 | 19/06/2018 | PLANNED | 1260 | 9 | 140 | 0.0015523 | 1.1088e-05
| 2017/18 | 19/06/2018 | PLANNED | 1012 | 23 | 44 | 0.0012468 | 2.8336e-05
| 2017/18 | 20/06/2018 | PLANNED | 30 | 1 | 30 | 3.696e-05 | 1.232e-06
| 2017/18 | 20/06/2018 | PLANNED | 80 | 2 | 40 | 9.8559e-05 | 2.464e-06
| 2017/18 | 20/06/2018 | PLANNED | 99492 | 243 | 409.4321 | 0.12257 | 0.00029937
| 2017/18 | 20/06/2018 | PLANNED | 6440 | 46 | 140 | 0.007934 | 5.6672e-05
| 2017/18 | 20/06/2018 | PLANNED | 24 | 2 | 12 | 2.9568e-05 | 2.464e-06
| 2017/18 | 20/06/2018 | PLANNED | 7254 | 31 | 234 | 0.0089369 | 3.8192e-05
| 2017/18 | 20/06/2018 | PLANNED | 3380 | 13 | 260 | 0.0041641 | 1.6016e-05
| 2017/18 | 20/06/2018 | PLANNED | 3120 | 16 | 195 | 0.0038438 | 1.9712e-05
| 2017/18 | 20/06/2018 | PLANNED | 495 | 3 | 165 | 0.00060984 | 3.696e-06
| 2017/18 | 20/06/2018 | PLANNED | 2952 | 8 | 369 | 0.0036368 | 9.8559e-06
| 2017/18 | 20/06/2018 | PLANNED | 18088 | 68 | 266 | 0.022284 | 8.3775e-05
| 2017/18 | 20/06/2018 | PLANNED | 50922 | 138 | 369 | 0.062735 | 0.00017001
| 2017/18 | 20/06/2018 | PLANNED | 92070 | 297 | 310 | 0.11343 | 0.0003659
| 2017/18 | 20/06/2018 | PLANNED | 3336 | 12 | 278 | 0.0041099 | 1.4784e-05
| 2017/18 | 20/06/2018 | PLANNED | 4920 | 41 | 120 | 0.0060614 | 5.0512e-05
| 2017/18 | 20/06/2018 | PLANNED | 40 | 2 | 20 | 4.928e-05 | 2.464e-06
| 2017/18 | 20/06/2018 | PLANNED | 600 | 12 | 50 | 0.00073919 | 1.4784e-05
| 2017/18 | 20/06/2018 | PLANNED | 216 | 1 | 216 | 0.00026611 | 1.232e-06
| 2017/18 | 20/06/2018 | PLANNED | 734 | 5 | 146.8 | 0.00090428 | 6.16e-06
| 2017/18 | 20/06/2018 | PLANNED | 4805 | 31 | 155 | 0.0059197 | 3.8192e-05
| 2017/18 | 20/06/2018 | PLANNED | 2480 | 31 | 80 | 0.0030553 | 3.8192e-05
| 2017/18 | 20/06/2018 | PLANNED | 15 | 1 | 15 | 1.848e-05 | 1.232e-06
| 2017/18 | 20/06/2018 | PLANNED | 42 | 2 | 21 | 5.1744e-05 | 2.464e-06
| 2017/18 | 20/06/2018 | PLANNED | 21 | 1 | 21 | 2.5872e-05 | 1.232e-06
| 2017/18 | 20/06/2018 | PLANNED | 26 | 1 | 26 | 3.2032e-05 | 1.232e-06
| 2017/18 | 20/06/2018 | PLANNED | 1748 | 19 | 92 | 0.0021535 | 2.3408e-05
| 2017/18 | 20/06/2018 | PLANNED | 56 | 2 | 28 | 6.8992e-05 | 2.464e-06
| 2017/18 | 20/06/2018 | PLANNED | 12 | 1 | 12 | 1.4784e-05 | 1.232e-06
| 2017/18 | 20/06/2018 | PLANNED | 7 | 1 | 7 | 8.6239e-06 | 1.232e-06
| 2017/18 | 20/06/2018 | PLANNED | 32 | 1 | 32 | 3.9424e-05 | 1.232e-06
| 2017/18 | 20/06/2018 | PLANNED | 19 | 1 | 19 | 2.3408e-05 | 1.232e-06
| 2017/18 | 20/06/2018 | PLANNED | 336 | 7 | 48 | 0.00041395 | 8.6239e-06
| 2017/18 | 20/06/2018 | PLANNED | 220 | 4 | 55 | 0.00027104 | 4.928e-06
| 2017/18 | 21/06/2018 | PLANNED | 60 | 2 | 30 | 7.3919e-05 | 2.464e-06
| 2017/18 | 21/06/2018 | PLANNED | 58971 | 135 | 436.8222 | 0.072652 | 0.00016632
| 2017/18 | 21/06/2018 | PLANNED | 4050 | 25 | 162 | 0.0049896 | 3.08e-05
| 2017/18 | 21/06/2018 | PLANNED | 38 | 2 | 19 | 4.6816e-05 | 2.464e-06
| 2017/18 | 21/06/2018 | PLANNED | 300 | 1 | 300 | 0.0003696 | 1.232e-06
| 2017/18 | 21/06/2018 | PLANNED | 300 | 10 | 30 | 0.0003696 | 1.232e-05
| 2017/18 | 21/06/2018 | PLANNED | 31525 | 97 | 325 | 0.038839 | 0.0001195
| 2017/18 | 21/06/2018 | PLANNED | 4526 | 12 | 377.1667 | 0.005576 | 1.4784e-05
| 2017/18 | 21/06/2018 | PLANNED | 2210 | 13 | 170 | 0.0027227 | 1.6016e-05
| 2017/18 | 21/06/2018 | PLANNED | 24800 | 92 | 269.5652 | 0.030553 | 0.00011334
| 2017/18 | 21/06/2018 | PLANNED | 185 | 37 | 5 | 0.00022792 | 4.5584e-05
| 2017/18 | 21/06/2018 | PLANNED | 51 | 1 | 51 | 6.2832e-05 | 1.232e-06
| 2017/18 | 21/06/2018 | PLANNED | 27 | 1 | 27 | 3.3264e-05 | 1.232e-06
| 2017/18 | 21/06/2018 | PLANNED | 4176 | 29 | 144 | 0.0051448 | 3.5728e-05
| 2017/18 | 21/06/2018 | PLANNED | 220 | 2 | 110 | 0.00027104 | 2.464e-06
| 2017/18 | 21/06/2018 | PLANNED | 40 | 1 | 40 | 4.928e-05 | 1.232e-06
| 2017/18 | 21/06/2018 | PLANNED | 18 | 18 | 1 | 2.2176e-05 | 2.2176e-05
| 2017/18 | 21/06/2018 | PLANNED | 8514 | 22 | 387 | 0.010489 | 2.7104e-05
| 2017/18 | 21/06/2018 | PLANNED | 4409 | 19 | 232.0526 | 0.0054318 | 2.3408e-05
| 2017/18 | 21/06/2018 | PLANNED | 924 | 2 | 462 | 0.0011384 | 2.464e-06
| 2017/18 | 21/06/2018 | PLANNED | 540 | 2 | 270 | 0.00066528 | 2.464e-06
| 2017/18 | 21/06/2018 | PLANNED | 8060 | 31 | 260 | 0.0099299 | 3.8192e-05
| 2017/18 | 21/06/2018 | PLANNED | 44 | 2 | 22 | 5.4208e-05 | 2.464e-06
| 2017/18 | 21/06/2018 | PLANNED | 17 | 1 | 17 | 2.0944e-05 | 1.232e-06
| 2017/18 | 21/06/2018 | PLANNED | 210 | 6 | 35 | 0.00025872 | 7.3919e-06
| 2017/18 | 21/06/2018 | PLANNED | 28 | 4 | 7 | 3.4496e-05 | 4.928e-06
| 2017/18 | 21/06/2018 | PLANNED | 60 | 2 | 30 | 7.3919e-05 | 2.464e-06
| 2017/18 | 21/06/2018 | PLANNED | 1080 | 4 | 270 | 0.0013306 | 4.928e-06
| 2017/18 | 21/06/2018 | PLANNED | 80 | 2 | 40 | 9.8559e-05 | 2.464e-06
| 2017/18 | 21/06/2018 | PLANNED | 95 | 1 | 95 | 0.00011704 | 1.232e-06
| 2017/18 | 21/06/2018 | PLANNED | 16 | 2 | 8 | 1.9712e-05 | 2.464e-06
| 2017/18 | 21/06/2018 | PLANNED | 120 | 3 | 40 | 0.00014784 | 3.696e-06
| 2017/18 | 21/06/2018 | PLANNED | 40 | 2 | 20 | 4.928e-05 | 2.464e-06
| 2017/18 | 21/06/2018 | PLANNED | 23 | 1 | 23 | 2.8336e-05 | 1.232e-06
| 2017/18 | 21/06/2018 | PLANNED | 320 | 4 | 80 | 0.00039424 | 4.928e-06
| 2017/18 | 21/06/2018 | PLANNED | 198 | 6 | 33 | 0.00024393 | 7.3919e-06
| 2017/18 | 21/06/2018 | PLANNED | 160 | 2 | 80 | 0.00019712 | 2.464e-06
| 2017/18 | 21/06/2018 | PLANNED | 960 | 48 | 20 | 0.0011827 | 5.9136e-05
| 2017/18 | 21/06/2018 | PLANNED | 60 | 2 | 30 | 7.3919e-05 | 2.464e-06
| 2017/18 | 21/06/2018 | PLANNED | 24 | 2 | 12 | 2.9568e-05 | 2.464e-06
| 2017/18 | 21/06/2018 | PLANNED | 87 | 1 | 87 | 0.00010718 | 1.232e-06
| 2017/18 | 21/06/2018 | PLANNED | 399 | 7 | 57 | 0.00049156 | 8.6239e-06
| 2017/18 | 21/06/2018 | PLANNED | 400 | 5 | 80 | 0.0004928 | 6.16e-06
| 2017/18 | 21/06/2018 | PLANNED | 86 | 2 | 43 | 0.00010595 | 2.464e-06
| 2017/18 | 21/06/2018 | PLANNED | 22 | 1 | 22 | 2.7104e-05 | 1.232e-06
| 2017/18 | 21/06/2018 | PLANNED | 26 | 2 | 13 | 3.2032e-05 | 2.464e-06
| 2017/18 | 22/06/2018 | PLANNED | 276 | 1 | 276 | 0.00034003 | 1.232e-06
| 2017/18 | 22/06/2018 | PLANNED | 69165 | 265 | 261 | 0.085211 | 0.00032648
| 2017/18 | 22/06/2018 | PLANNED | 345 | 3 | 115 | 0.00042504 | 3.696e-06
| 2017/18 | 22/06/2018 | PLANNED | 42522 | 114 | 373 | 0.052387 | 0.00014045
| 2017/18 | 22/06/2018 | PLANNED | 168 | 4 | 42 | 0.00020697 | 4.928e-06
| 2017/18 | 22/06/2018 | PLANNED | 30 | 1 | 30 | 3.696e-05 | 1.232e-06
| 2017/18 | 22/06/2018 | PLANNED | 55224 | 236 | 234 | 0.068035 | 0.00029075
| 2017/18 | 22/06/2018 | PLANNED | 28925 | 89 | 325 | 0.035635 | 0.00010965
| 2017/18 | 22/06/2018 | PLANNED | 1206 | 18 | 67 | 0.0014858 | 2.2176e-05
| 2017/18 | 22/06/2018 | PLANNED | 20800 | 65 | 320 | 0.025625 | 8.0079e-05
| 2017/18 | 22/06/2018 | PLANNED | 6000 | 30 | 200 | 0.0073919 | 3.696e-05
| 2017/18 | 22/06/2018 | PLANNED | 2442 | 37 | 66 | 0.0030085 | 4.5584e-05
| 2017/18 | 22/06/2018 | PLANNED | 10788 | 93 | 116 | 0.013291 | 0.00011458
| 2017/18 | 22/06/2018 | PLANNED | 190 | 2 | 95 | 0.00023408 | 2.464e-06
| 2017/18 | 22/06/2018 | PLANNED | 300 | 1 | 300 | 0.0003696 | 1.232e-06
| 2017/18 | 22/06/2018 | PLANNED | 40 | 2 | 20 | 4.928e-05 | 2.464e-06
| 2017/18 | 22/06/2018 | PLANNED | 340 | 10 | 34 | 0.00041888 | 1.232e-05
| 2017/18 | 22/06/2018 | PLANNED | 35 | 1 | 35 | 4.312e-05 | 1.232e-06
| 2017/18 | 22/06/2018 | PLANNED | 17 | 1 | 17 | 2.0944e-05 | 1.232e-06
| 2017/18 | 22/06/2018 | PLANNED | 564 | 6 | 94 | 0.00069484 | 7.3919e-06
| 2017/18 | 22/06/2018 | PLANNED | 17 | 1 | 17 | 2.0944e-05 | 1.232e-06
| 2017/18 | 22/06/2018 | PLANNED | 21 | 1 | 21 | 2.5872e-05 | 1.232e-06
| 2017/18 | 22/06/2018 | PLANNED | 62 | 1 | 62 | 7.6383e-05 | 1.232e-06
| 2017/18 | 22/06/2018 | PLANNED | 2784 | 87 | 32 | 0.0034299 | 0.00010718
| 2017/18 | 22/06/2018 | PLANNED | 80 | 2 | 40 | 9.8559e-05 | 2.464e-06
| 2017/18 | 23/06/2018 | PLANNED | 1915 | 5 | 383 | 0.0023593 | 6.16e-06
| 2017/18 | 24/06/2018 | PLANNED | 1800 | 9 | 200 | 0.0022176 | 1.1088e-05
| 2017/18 | 24/06/2018 | PLANNED | 21180 | 73 | 290.137 | 0.026094 | 8.9935e-05
| 2017/18 | 25/06/2018 | PLANNED | 6720 | 28 | 240 | 0.008279 | 3.4496e-05
| 2017/18 | 25/06/2018 | PLANNED | 5440 | 34 | 160 | 0.006702 | 4.1888e-05
| 2017/18 | 25/06/2018 | PLANNED | 1339 | 37 | 36.1892 | 0.0016496 | 4.5584e-05
| 2017/18 | 25/06/2018 | PLANNED | 11 | 1 | 11 | 1.3552e-05 | 1.232e-06
| 2017/18 | 25/06/2018 | PLANNED | 140 | 2 | 70 | 0.00017248 | 2.464e-06
| 2017/18 | 25/06/2018 | PLANNED | 12540 | 38 | 330 | 0.015449 | 4.6816e-05
| 2017/18 | 25/06/2018 | PLANNED | 15 | 1 | 15 | 1.848e-05 | 1.232e-06
| 2017/18 | 25/06/2018 | PLANNED | 30 | 2 | 15 | 3.696e-05 | 2.464e-06
| 2017/18 | 25/06/2018 | PLANNED | 106 | 2 | 53 | 0.00013059 | 2.464e-06
| 2017/18 | 25/06/2018 | PLANNED | 1462 | 86 | 17 | 0.0018012 | 0.00010595
| 2017/18 | 25/06/2018 | PLANNED | 34 | 1 | 34 | 4.1888e-05 | 1.232e-06
| 2017/18 | 25/06/2018 | PLANNED | 15 | 1 | 15 | 1.848e-05 | 1.232e-06
| 2017/18 | 25/06/2018 | PLANNED | 1410 | 30 | 47 | 0.0017371 | 3.696e-05
| 2017/18 | 25/06/2018 | PLANNED | 12 | 1 | 12 | 1.4784e-05 | 1.232e-06
| 2017/18 | 25/06/2018 | PLANNED | 78 | 2 | 39 | 9.6095e-05 | 2.464e-06
| 2017/18 | 25/06/2018 | PLANNED | 70 | 2 | 35 | 8.6239e-05 | 2.464e-06
| 2017/18 | 25/06/2018 | PLANNED | 18 | 1 | 18 | 2.2176e-05 | 1.232e-06
| 2017/18 | 25/06/2018 | PLANNED | 25 | 1 | 25 | 3.08e-05 | 1.232e-06
| 2017/18 | 25/06/2018 | PLANNED | 32 | 2 | 16 | 3.9424e-05 | 2.464e-06
| 2017/18 | 25/06/2018 | PLANNED | 8319 | 47 | 177 | 0.010249 | 5.7904e-05
| 2017/18 | 25/06/2018 | PLANNED | 28 | 2 | 14 | 3.4496e-05 | 2.464e-06
| 2017/18 | 25/06/2018 | PLANNED | 240 | 2 | 120 | 0.00029568 | 2.464e-06
| 2017/18 | 25/06/2018 | PLANNED | 238 | 7 | 34 | 0.00029321 | 8.6239e-06
| 2017/18 | 25/06/2018 | PLANNED | 25 | 1 | 25 | 3.08e-05 | 1.232e-06
| 2017/18 | 25/06/2018 | PLANNED | 64 | 2 | 32 | 7.8847e-05 | 2.464e-06
| 2017/18 | 25/06/2018 | PLANNED | 60 | 1 | 60 | 7.3919e-05 | 1.232e-06
| 2017/18 | 25/06/2018 | PLANNED | 164 | 2 | 82 | 0.00020205 | 2.464e-06
| 2017/18 | 25/06/2018 | PLANNED | 48 | 1 | 48 | 5.9136e-05 | 1.232e-06
| 2017/18 | 26/06/2018 | PLANNED | 1600 | 5 | 320 | 0.0019712 | 6.16e-06
| 2017/18 | 26/06/2018 | PLANNED | 363 | 8 | 45.375 | 0.00044721 | 9.8559e-06
| 2017/18 | 26/06/2018 | PLANNED | 175824 | 592 | 297 | 0.21661 | 0.00072934
| 2017/18 | 26/06/2018 | PLANNED | 3050 | 10 | 305 | 0.0037576 | 1.232e-05
| 2017/18 | 26/06/2018 | PLANNED | 78 | 3 | 26 | 9.6095e-05 | 3.696e-06
| 2017/18 | 26/06/2018 | PLANNED | 258 | 1 | 258 | 0.00031785 | 1.232e-06
| 2017/18 | 26/06/2018 | PLANNED | 4780 | 14 | 341.4286 | 0.0058889 | 1.7248e-05
| 2017/18 | 26/06/2018 | PLANNED | 70 | 2 | 35 | 8.6239e-05 | 2.464e-06
| 2017/18 | 26/06/2018 | PLANNED | 20075 | 73 | 275 | 0.024732 | 8.9935e-05
| 2017/18 | 26/06/2018 | PLANNED | 90 | 18 | 5 | 0.00011088 | 2.2176e-05
| 2017/18 | 26/06/2018 | PLANNED | 6960 | 30 | 232 | 0.0085747 | 3.696e-05
| 2017/18 | 26/06/2018 | PLANNED | 416 | 8 | 52 | 0.00051251 | 9.8559e-06
| 2017/18 | 26/06/2018 | PLANNED | 290 | 2 | 145 | 0.00035728 | 2.464e-06
| 2017/18 | 26/06/2018 | PLANNED | 456 | 76 | 6 | 0.00056179 | 9.3631e-05
| 2017/18 | 26/06/2018 | PLANNED | 46875 | 125 | 375 | 0.05775 | 0.000154
| 2017/18 | 26/06/2018 | PLANNED | 87 | 3 | 29 | 0.00010718 | 3.696e-06
| 2017/18 | 26/06/2018 | PLANNED | 3620 | 10 | 362 | 0.0044598 | 1.232e-05
| 2017/18 | 26/06/2018 | PLANNED | 13694 | 41 | 334 | 0.016871 | 5.0512e-05
| 2017/18 | 26/06/2018 | PLANNED | 37130 | 158 | 235 | 0.045744 | 0.00019465
| 2017/18 | 26/06/2018 | PLANNED | 1 | 1 | 1 | 1.232e-06 | 1.232e-06
| 2017/18 | 26/06/2018 | PLANNED | 2475 | 15 | 165 | 0.0030492 | 1.848e-05
| 2017/18 | 26/06/2018 | PLANNED | 332 | 1 | 332 | 0.00040902 | 1.232e-06
| 2017/18 | 26/06/2018 | PLANNED | 7030 | 37 | 190 | 0.0086609 | 4.5584e-05
| 2017/18 | 26/06/2018 | PLANNED | 2187 | 9 | 243 | 0.0026944 | 1.1088e-05
| 2017/18 | 26/06/2018 | PLANNED | 966 | 3 | 322 | 0.0011901 | 3.696e-06
| 2017/18 | 26/06/2018 | PLANNED | 260 | 4 | 65 | 0.00032032 | 4.928e-06
| 2017/18 | 26/06/2018 | PLANNED | 15 | 1 | 15 | 1.848e-05 | 1.232e-06
| 2017/18 | 26/06/2018 | PLANNED | 19 | 1 | 19 | 2.3408e-05 | 1.232e-06
| 2017/18 | 26/06/2018 | PLANNED | 5 | 1 | 5 | 6.16e-06 | 1.232e-06
| 2017/18 | 26/06/2018 | PLANNED | 57 | 3 | 19 | 7.0224e-05 | 3.696e-06
| 2017/18 | 26/06/2018 | PLANNED | 27 | 9 | 3 | 3.3264e-05 | 1.1088e-05
| 2017/18 | 26/06/2018 | PLANNED | 14 | 1 | 14 | 1.7248e-05 | 1.232e-06
| 2017/18 | 26/06/2018 | PLANNED | 43 | 1 | 43 | 5.2976e-05 | 1.232e-06
| 2017/18 | 26/06/2018 | PLANNED | 10 | 1 | 10 | 1.232e-05 | 1.232e-06
| 2017/18 | 26/06/2018 | PLANNED | 132 | 6 | 22 | 0.00016262 | 7.3919e-06
| 2017/18 | 26/06/2018 | PLANNED | 55 | 1 | 55 | 6.776e-05 | 1.232e-06
| 2017/18 | 26/06/2018 | PLANNED | 319 | 11 | 29 | 0.00039301 | 1.3552e-05
| 2017/18 | 26/06/2018 | PLANNED | 70 | 2 | 35 | 8.6239e-05 | 2.464e-06
| 2017/18 | 26/06/2018 | PLANNED | 725 | 29 | 25 | 0.00089319 | 3.5728e-05
| 2017/18 | 26/06/2018 | PLANNED | 28 | 1 | 28 | 3.4496e-05 | 1.232e-06
| 2017/18 | 26/06/2018 | PLANNED | 36 | 1 | 36 | 4.4352e-05 | 1.232e-06
| 2017/18 | 26/06/2018 | PLANNED | 800 | 5 | 160 | 0.00098559 | 6.16e-06
| 2017/18 | 26/06/2018 | PLANNED | 600 | 40 | 15 | 0.00073919 | 4.928e-05
| 2017/18 | 26/06/2018 | PLANNED | 57 | 3 | 19 | 7.0224e-05 | 3.696e-06
| 2017/18 | 26/06/2018 | PLANNED | 37 | 1 | 37 | 4.5584e-05 | 1.232e-06
| 2017/18 | 26/06/2018 | PLANNED | 689 | 13 | 53 | 0.00084884 | 1.6016e-05
| 2017/18 | 26/06/2018 | PLANNED | 340 | 17 | 20 | 0.00041888 | 2.0944e-05
| 2017/18 | 26/06/2018 | PLANNED | 70 | 2 | 35 | 8.6239e-05 | 2.464e-06
| 2017/18 | 26/06/2018 | PLANNED | 726 | 33 | 22 | 0.00089443 | 4.0656e-05
| 2017/18 | 26/06/2018 | PLANNED | 56 | 2 | 28 | 6.8992e-05 | 2.464e-06
| 2017/18 | 26/06/2018 | PLANNED | 33 | 1 | 33 | 4.0656e-05 | 1.232e-06
| 2017/18 | 26/06/2018 | PLANNED | 86 | 2 | 43 | 0.00010595 | 2.464e-06
| 2017/18 | 26/06/2018 | PLANNED | 22 | 1 | 22 | 2.7104e-05 | 1.232e-06
| 2017/18 | 27/06/2018 | PLANNED | 20750 | 50 | 415 | 0.025564 | 6.16e-05
| 2017/18 | 27/06/2018 | PLANNED | 250 | 5 | 50 | 0.000308 | 6.16e-06
| 2017/18 | 27/06/2018 | PLANNED | 1260 | 4 | 315 | 0.0015523 | 4.928e-06
| 2017/18 | 27/06/2018 | PLANNED | 35 | 1 | 35 | 4.312e-05 | 1.232e-06
| 2017/18 | 27/06/2018 | PLANNED | 45018 | 183 | 246 | 0.055462 | 0.00022545
| 2017/18 | 27/06/2018 | PLANNED | 75 | 1 | 75 | 9.2399e-05 | 1.232e-06
| 2017/18 | 27/06/2018 | PLANNED | 2704 | 13 | 208 | 0.0033313 | 1.6016e-05
| 2017/18 | 27/06/2018 | PLANNED | 40 | 2 | 20 | 4.928e-05 | 2.464e-06
| 2017/18 | 27/06/2018 | PLANNED | 180 | 18 | 10 | 0.00022176 | 2.2176e-05
| 2017/18 | 27/06/2018 | PLANNED | 6358 | 34 | 187 | 0.007833 | 4.1888e-05
| 2017/18 | 27/06/2018 | PLANNED | 255 | 1 | 255 | 0.00031416 | 1.232e-06
| 2017/18 | 27/06/2018 | PLANNED | 41709 | 123 | 339.0976 | 0.051385 | 0.00015153
| 2017/18 | 27/06/2018 | PLANNED | 43786 | 131 | 334.2443 | 0.053944 | 0.00016139
| 2017/18 | 27/06/2018 | PLANNED | 50 | 1 | 50 | 6.16e-05 | 1.232e-06
| 2017/18 | 27/06/2018 | PLANNED | 34 | 1 | 34 | 4.1888e-05 | 1.232e-06
| 2017/18 | 27/06/2018 | PLANNED | 504 | 32 | 15.75 | 0.00062092 | 3.9424e-05
| 2017/18 | 27/06/2018 | PLANNED | 792 | 18 | 44 | 0.00097574 | 2.2176e-05
| 2017/18 | 27/06/2018 | PLANNED | 46 | 2 | 23 | 5.6672e-05 | 2.464e-06
| 2017/18 | 27/06/2018 | PLANNED | 6570 | 18 | 365 | 0.0080942 | 2.2176e-05
| 2017/18 | 27/06/2018 | PLANNED | 130 | 2 | 65 | 0.00016016 | 2.464e-06
| 2017/18 | 27/06/2018 | PLANNED | 36 | 2 | 18 | 4.4352e-05 | 2.464e-06
| 2017/18 | 27/06/2018 | PLANNED | 20 | 2 | 10 | 2.464e-05 | 2.464e-06
| 2017/18 | 27/06/2018 | PLANNED | 34 | 1 | 34 | 4.1888e-05 | 1.232e-06
| 2017/18 | 27/06/2018 | PLANNED | 6177 | 29 | 213 | 0.00761 | 3.5728e-05
| 2017/18 | 27/06/2018 | PLANNED | 60 | 2 | 30 | 7.3919e-05 | 2.464e-06
| 2017/18 | 27/06/2018 | PLANNED | 28 | 2 | 14 | 3.4496e-05 | 2.464e-06
| 2017/18 | 27/06/2018 | PLANNED | 2 | 1 | 2 | 2.464e-06 | 1.232e-06
| 2017/18 | 27/06/2018 | PLANNED | 65 | 1 | 65 | 8.0079e-05 | 1.232e-06
| 2017/18 | 27/06/2018 | PLANNED | 20 | 1 | 20 | 2.464e-05 | 1.232e-06
| 2017/18 | 27/06/2018 | PLANNED | 116 | 2 | 58 | 0.00014291 | 2.464e-06
| 2017/18 | 27/06/2018 | PLANNED | 62 | 2 | 31 | 7.6383e-05 | 2.464e-06
| 2017/18 | 27/06/2018 | PLANNED | 31 | 1 | 31 | 3.8192e-05 | 1.232e-06
| 2017/18 | 28/06/2018 | PLANNED | 64875 | 125 | 519 | 0.079925 | 0.000154
| 2017/18 | 28/06/2018 | PLANNED | 40716 | 78 | 522 | 0.050162 | 9.6095e-05
| 2017/18 | 28/06/2018 | PLANNED | 2600 | 5 | 520 | 0.0032032 | 6.16e-06
| 2017/18 | 28/06/2018 | PLANNED | 15 | 1 | 15 | 1.848e-05 | 1.232e-06
| 2017/18 | 28/06/2018 | PLANNED | 14175 | 63 | 225 | 0.017463 | 7.7615e-05
| 2017/18 | 28/06/2018 | PLANNED | 23160 | 71 | 326.1972 | 0.028533 | 8.7471e-05
| 2017/18 | 28/06/2018 | PLANNED | 60490 | 230 | 263 | 0.074523 | 0.00028336
| 2017/18 | 28/06/2018 | PLANNED | 7175 | 25 | 287 | 0.0088395 | 3.08e-05
| 2017/18 | 28/06/2018 | PLANNED | 1196 | 26 | 46 | 0.0014735 | 3.2032e-05
| 2017/18 | 28/06/2018 | PLANNED | 1200 | 3 | 400 | 0.0014784 | 3.696e-06
| 2017/18 | 28/06/2018 | PLANNED | 4420 | 26 | 170 | 0.0054454 | 3.2032e-05
| 2017/18 | 28/06/2018 | PLANNED | 600 | 2 | 300 | 0.00073919 | 2.464e-06
| 2017/18 | 28/06/2018 | PLANNED | 100 | 2 | 50 | 0.0001232 | 2.464e-06
| 2017/18 | 28/06/2018 | PLANNED | 2070 | 138 | 15 | 0.0025502 | 0.00017001
| 2017/18 | 28/06/2018 | PLANNED | 1578 | 6 | 263 | 0.0019441 | 7.3919e-06
| 2017/18 | 28/06/2018 | PLANNED | 150745 | 511 | 295 | 0.18572 | 0.00062955
| 2017/18 | 28/06/2018 | PLANNED | 4 | 2 | 2 | 4.928e-06 | 2.464e-06
| 2017/18 | 28/06/2018 | PLANNED | 342 | 6 | 57 | 0.00042134 | 7.3919e-06
| 2017/18 | 28/06/2018 | PLANNED | 150 | 10 | 15 | 0.0001848 | 1.232e-05
| 2017/18 | 28/06/2018 | PLANNED | 6480 | 60 | 108 | 0.0079833 | 7.3919e-05
| 2017/18 | 28/06/2018 | PLANNED | 150 | 3 | 50 | 0.0001848 | 3.696e-06
| 2017/18 | 28/06/2018 | PLANNED | 300 | 1 | 300 | 0.0003696 | 1.232e-06
| 2017/18 | 28/06/2018 | PLANNED | 41 | 1 | 41 | 5.0512e-05 | 1.232e-06
| 2017/18 | 28/06/2018 | PLANNED | 6500 | 26 | 250 | 0.0080079 | 3.2032e-05
| 2017/18 | 28/06/2018 | PLANNED | 3780 | 14 | 270 | 0.0046569 | 1.7248e-05
| 2017/18 | 28/06/2018 | PLANNED | 35 | 1 | 35 | 4.312e-05 | 1.232e-06
| 2017/18 | 28/06/2018 | PLANNED | 30 | 1 | 30 | 3.696e-05 | 1.232e-06
| 2017/18 | 28/06/2018 | PLANNED | 67 | 2 | 33.5 | 8.2543e-05 | 2.464e-06
| 2017/18 | 28/06/2018 | PLANNED | 90 | 2 | 45 | 0.00011088 | 2.464e-06
| 2017/18 | 28/06/2018 | PLANNED | 24 | 2 | 12 | 2.9568e-05 | 2.464e-06
| 2017/18 | 28/06/2018 | PLANNED | 1312 | 32 | 41 | 0.0016164 | 3.9424e-05
| 2017/18 | 28/06/2018 | PLANNED | 425 | 25 | 17 | 0.0005236 | 3.08e-05
| 2017/18 | 28/06/2018 | PLANNED | 50 | 1 | 50 | 6.16e-05 | 1.232e-06
| 2017/18 | 28/06/2018 | PLANNED | 540 | 5 | 108 | 0.00066528 | 6.16e-06
| 2017/18 | 28/06/2018 | PLANNED | 116 | 4 | 29 | 0.00014291 | 4.928e-06
| 2017/18 | 28/06/2018 | PLANNED | 1138 | 17 | 66.9412 | 0.001402 | 2.0944e-05
| 2017/18 | 28/06/2018 | PLANNED | 148 | 2 | 74 | 0.00018233 | 2.464e-06
| 2017/18 | 28/06/2018 | PLANNED | 35 | 1 | 35 | 4.312e-05 | 1.232e-06
| 2017/18 | 29/06/2018 | PLANNED | 11 | 1 | 11 | 1.3552e-05 | 1.232e-06
| 2017/18 | 29/06/2018 | PLANNED | 714 | 21 | 34 | 0.00087964 | 2.5872e-05
| 2017/18 | 29/06/2018 | PLANNED | 2340 | 13 | 180 | 0.0028829 | 1.6016e-05
| 2017/18 | 29/06/2018 | PLANNED | 608 | 4 | 152 | 0.00074905 | 4.928e-06
| 2017/18 | 29/06/2018 | PLANNED | 748 | 2 | 374 | 0.00092153 | 2.464e-06
| 2017/18 | 29/06/2018 | PLANNED | 25200 | 84 | 300 | 0.031046 | 0.00010349
| 2017/18 | 29/06/2018 | PLANNED | 18449 | 87 | 212.0575 | 0.022729 | 0.00010718
| 2017/18 | 29/06/2018 | PLANNED | 29718 | 87 | 341.5862 | 0.036612 | 0.00010718
| 2017/18 | 29/06/2018 | PLANNED | 33600 | 129 | 260.4651 | 0.041395 | 0.00015893
| 2017/18 | 29/06/2018 | PLANNED | 2565 | 19 | 135 | 0.0031601 | 2.3408e-05
| 2017/18 | 29/06/2018 | PLANNED | 18 | 1 | 18 | 2.2176e-05 | 1.232e-06
| 2017/18 | 29/06/2018 | PLANNED | 13020 | 62 | 210 | 0.016041 | 7.6383e-05
| 2017/18 | 29/06/2018 | PLANNED | 552 | 12 | 46 | 0.00068006 | 1.4784e-05
| 2017/18 | 29/06/2018 | PLANNED | 20 | 1 | 20 | 2.464e-05 | 1.232e-06
| 2017/18 | 29/06/2018 | PLANNED | 200 | 1 | 200 | 0.0002464 | 1.232e-06
| 2017/18 | 29/06/2018 | PLANNED | 15 | 3 | 5 | 1.848e-05 | 3.696e-06
| 2017/18 | 29/06/2018 | PLANNED | 776 | 4 | 194 | 0.00095603 | 4.928e-06
| 2017/18 | 29/06/2018 | PLANNED | 200 | 1 | 200 | 0.0002464 | 1.232e-06
| 2017/18 | 29/06/2018 | PLANNED | 121 | 4 | 30.25 | 0.00014907 | 4.928e-06
| 2017/18 | 29/06/2018 | PLANNED | 220 | 1 | 220 | 0.00027104 | 1.232e-06
| 2017/18 | 29/06/2018 | PLANNED | 49 | 1 | 49 | 6.0368e-05 | 1.232e-06
| 2017/18 | 29/06/2018 | PLANNED | 32 | 1 | 32 | 3.9424e-05 | 1.232e-06
| 2017/18 | 29/06/2018 | PLANNED | 1072 | 16 | 67 | 0.0013207 | 1.9712e-05
| 2017/18 | 29/06/2018 | PLANNED | 1560 | 24 | 65 | 0.0019219 | 2.9568e-05
| 2017/18 | 30/06/2018 | PLANNED | 389 | 1 | 389 | 0.00047924 | 1.232e-06
| 2018/19 | 1/07/2018 | PLANNED | 65232 | 216 | 302 | 0.080365 | 0.00026611
| 2018/19 | 1/07/2018 | PLANNED | 6370 | 26 | 245 | 0.0078478 | 3.2032e-05
| 2018/19 | 1/07/2018 | PLANNED | 10540 | 31 | 340 | 0.012985 | 3.8192e-05
| 2018/19 | 1/07/2018 | PLANNED | 77 | 1 | 77 | 9.4863e-05 | 1.232e-06
| 2018/19 | 2/07/2018 | PLANNED | 19053 | 87 | 219 | 0.023473 | 0.00010718
| 2018/19 | 2/07/2018 | PLANNED | 408 | 3 | 136 | 0.00050265 | 3.696e-06
| 2018/19 | 2/07/2018 | PLANNED | 8400 | 21 | 400 | 0.010349 | 2.5872e-05
| 2018/19 | 2/07/2018 | PLANNED | 9350 | 55 | 170 | 0.011519 | 6.776e-05
| 2018/19 | 2/07/2018 | PLANNED | 208 | 8 | 26 | 0.00025625 | 9.8559e-06
| 2018/19 | 2/07/2018 | PLANNED | 5501 | 15 | 366.7333 | 0.0067772 | 1.848e-05
| 2018/19 | 2/07/2018 | PLANNED | 7616 | 34 | 224 | 0.0093828 | 4.1888e-05
| 2018/19 | 2/07/2018 | PLANNED | 558 | 2 | 279 | 0.00068745 | 2.464e-06
| 2018/19 | 2/07/2018 | PLANNED | 819 | 7 | 117 | 0.001009 | 8.6239e-06
| 2018/19 | 2/07/2018 | PLANNED | 1116 | 36 | 31 | 0.0013749 | 4.4352e-05
| 2018/19 | 2/07/2018 | PLANNED | 40 | 5 | 8 | 4.928e-05 | 6.16e-06
| 2018/19 | 2/07/2018 | PLANNED | 48 | 1 | 48 | 5.9136e-05 | 1.232e-06
| 2018/19 | 2/07/2018 | PLANNED | 88 | 2 | 44 | 0.00010842 | 2.464e-06
| 2018/19 | 2/07/2018 | PLANNED | 80 | 2 | 40 | 9.8559e-05 | 2.464e-06
| 2018/19 | 2/07/2018 | PLANNED | 133364 | 433 | 308 | 0.1643 | 0.00053345
| 2018/19 | 2/07/2018 | PLANNED | 1484 | 53 | 28 | 0.0018283 | 6.5296e-05
| 2018/19 | 2/07/2018 | PLANNED | 1121 | 24 | 46.7083 | 0.0013811 | 2.9568e-05
| 2018/19 | 2/07/2018 | PLANNED | 2254 | 49 | 46 | 0.0027769 | 6.0368e-05
| 2018/19 | 2/07/2018 | PLANNED | 180 | 4 | 45 | 0.00022176 | 4.928e-06
| 2018/19 | 2/07/2018 | PLANNED | 20 | 1 | 20 | 2.464e-05 | 1.232e-06
| 2018/19 | 2/07/2018 | PLANNED | 1820 | 14 | 130 | 0.0022422 | 1.7248e-05
| 2018/19 | 2/07/2018 | PLANNED | 1250 | 50 | 25 | 0.00154 | 6.16e-05
| 2018/19 | 2/07/2018 | PLANNED | 90 | 3 | 30 | 0.00011088 | 3.696e-06
| 2018/19 | 2/07/2018 | PLANNED | 1377 | 33 | 41.7273 | 0.0016965 | 4.0656e-05
| 2018/19 | 3/07/2018 | PLANNED | 25 | 1 | 25 | 3.08e-05 | 1.232e-06
| 2018/19 | 3/07/2018 | PLANNED | 34600 | 100 | 346 | 0.042627 | 0.0001232
| 2018/19 | 3/07/2018 | PLANNED | 10309 | 61 | 169 | 0.012701 | 7.5151e-05
| 2018/19 | 3/07/2018 | PLANNED | 1168 | 4 | 292 | 0.001439 | 4.928e-06
| 2018/19 | 3/07/2018 | PLANNED | 29145 | 145 | 201 | 0.035906 | 0.00017864
| 2018/19 | 3/07/2018 | PLANNED | 140 | 7 | 20 | 0.00017248 | 8.6239e-06
| 2018/19 | 3/07/2018 | PLANNED | 20272 | 56 | 362 | 0.024975 | 6.8992e-05
| 2018/19 | 3/07/2018 | PLANNED | 477 | 3 | 159 | 0.00058766 | 3.696e-06
| 2018/19 | 3/07/2018 | PLANNED | 6657 | 21 | 317 | 0.0082014 | 2.5872e-05
| 2018/19 | 3/07/2018 | PLANNED | 10 | 1 | 10 | 1.232e-05 | 1.232e-06
| 2018/19 | 3/07/2018 | PLANNED | 2016 | 6 | 336 | 0.0024837 | 7.3919e-06
| 2018/19 | 3/07/2018 | PLANNED | 40 | 5 | 8 | 4.928e-05 | 6.16e-06
| 2018/19 | 3/07/2018 | PLANNED | 75 | 1 | 75 | 9.2399e-05 | 1.232e-06
| 2018/19 | 3/07/2018 | PLANNED | 20 | 1 | 20 | 2.464e-05 | 1.232e-06
| 2018/19 | 3/07/2018 | PLANNED | 1455 | 5 | 291 | 0.0017925 | 6.16e-06
| 2018/19 | 3/07/2018 | PLANNED | 2101 | 11 | 191 | 0.0025884 | 1.3552e-05
| 2018/19 | 3/07/2018 | PLANNED | 6640 | 83 | 80 | 0.0081804 | 0.00010226
| 2018/19 | 3/07/2018 | PLANNED | 8 | 1 | 8 | 9.8559e-06 | 1.232e-06
| 2018/19 | 3/07/2018 | PLANNED | 210 | 3 | 70 | 0.00025872 | 3.696e-06
| 2018/19 | 3/07/2018 | PLANNED | 20 | 2 | 10 | 2.464e-05 | 2.464e-06
| 2018/19 | 3/07/2018 | PLANNED | 2162 | 23 | 94 | 0.0026636 | 2.8336e-05
| 2018/19 | 3/07/2018 | PLANNED | 55 | 1 | 55 | 6.776e-05 | 1.232e-06
| 2018/19 | 3/07/2018 | PLANNED | 23 | 1 | 23 | 2.8336e-05 | 1.232e-06
| 2018/19 | 3/07/2018 | PLANNED | 230 | 10 | 23 | 0.00028336 | 1.232e-05
| 2018/19 | 3/07/2018 | PLANNED | 873 | 31 | 28.1613 | 0.0010755 | 3.8192e-05
| 2018/19 | 3/07/2018 | PLANNED | 440 | 8 | 55 | 0.00054208 | 9.8559e-06
| 2018/19 | 3/07/2018 | PLANNED | 3857 | 25 | 154.28 | 0.0047518 | 3.08e-05
| 2018/19 | 3/07/2018 | PLANNED | 164 | 4 | 41 | 0.00020205 | 4.928e-06
| 2018/19 | 3/07/2018 | PLANNED | 69 | 3 | 23 | 8.5007e-05 | 3.696e-06
| 2018/19 | 4/07/2018 | PLANNED | 94651 | 793 | 119.3581 | 0.11661 | 0.00097697
| 2018/19 | 4/07/2018 | PLANNED | 16800 | 42 | 400 | 0.020697 | 5.1744e-05
| 2018/19 | 4/07/2018 | PLANNED | 60 | 2 | 30 | 7.3919e-05 | 2.464e-06
| 2018/19 | 4/07/2018 | PLANNED | 1240 | 4 | 310 | 0.0015277 | 4.928e-06
| 2018/19 | 4/07/2018 | PLANNED | 315 | 3 | 105 | 0.00038808 | 3.696e-06
| 2018/19 | 4/07/2018 | PLANNED | 473 | 11 | 43 | 0.00058273 | 1.3552e-05
| 2018/19 | 4/07/2018 | PLANNED | 4440 | 29 | 153.1034 | 0.00547 | 3.5728e-05
| 2018/19 | 4/07/2018 | PLANNED | 168 | 3 | 56 | 0.00020697 | 3.696e-06
| 2018/19 | 4/07/2018 | PLANNED | 61 | 1 | 61 | 7.5151e-05 | 1.232e-06
| 2018/19 | 4/07/2018 | PLANNED | 2200 | 22 | 100 | 0.0027104 | 2.7104e-05
| 2018/19 | 4/07/2018 | PLANNED | 500 | 4 | 125 | 0.000616 | 4.928e-06
| 2018/19 | 4/07/2018 | PLANNED | 108 | 2 | 54 | 0.00013306 | 2.464e-06
| 2018/19 | 4/07/2018 | PLANNED | 5 | 1 | 5 | 6.16e-06 | 1.232e-06
| 2018/19 | 4/07/2018 | PLANNED | 800 | 4 | 200 | 0.00098559 | 4.928e-06
| 2018/19 | 4/07/2018 | PLANNED | 408 | 24 | 17 | 0.00050265 | 2.9568e-05
| 2018/19 | 4/07/2018 | PLANNED | 46 | 2 | 23 | 5.6672e-05 | 2.464e-06
| 2018/19 | 4/07/2018 | PLANNED | 90 | 2 | 45 | 0.00011088 | 2.464e-06
| 2018/19 | 4/07/2018 | PLANNED | 3037 | 30 | 101.2333 | 0.0037416 | 3.696e-05
| 2018/19 | 4/07/2018 | PLANNED | 77520 | 228 | 340 | 0.095504 | 0.00028089
| 2018/19 | 4/07/2018 | PLANNED | 90 | 3 | 30 | 0.00011088 | 3.696e-06
| 2018/19 | 4/07/2018 | PLANNED | 852 | 4 | 213 | 0.0010497 | 4.928e-06
| 2018/19 | 4/07/2018 | PLANNED | 150 | 30 | 5 | 0.0001848 | 3.696e-05
| 2018/19 | 4/07/2018 | PLANNED | 39 | 1 | 39 | 4.8048e-05 | 1.232e-06
| 2018/19 | 4/07/2018 | PLANNED | 25 | 1 | 25 | 3.08e-05 | 1.232e-06
| 2018/19 | 4/07/2018 | PLANNED | 97 | 1 | 97 | 0.0001195 | 1.232e-06
| 2018/19 | 4/07/2018 | PLANNED | 60 | 2 | 30 | 7.3919e-05 | 2.464e-06
| 2018/19 | 4/07/2018 | PLANNED | 34 | 2 | 17 | 4.1888e-05 | 2.464e-06
| 2018/19 | 4/07/2018 | PLANNED | 20 | 2 | 10 | 2.464e-05 | 2.464e-06
| 2018/19 | 4/07/2018 | PLANNED | 4431 | 21 | 211 | 0.005459 | 2.5872e-05
| 2018/19 | 4/07/2018 | PLANNED | 2 | 1 | 2 | 2.464e-06 | 1.232e-06
| 2018/19 | 4/07/2018 | PLANNED | 17 | 1 | 17 | 2.0944e-05 | 1.232e-06
| 2018/19 | 4/07/2018 | PLANNED | 96 | 2 | 48 | 0.00011827 | 2.464e-06
| 2018/19 | 4/07/2018 | PLANNED | 85 | 1 | 85 | 0.00010472 | 1.232e-06
| 2018/19 | 5/07/2018 | PLANNED | 14750 | 50 | 295 | 0.018172 | 6.16e-05
| 2018/19 | 5/07/2018 | PLANNED | 1948 | 43 | 45.3023 | 0.0023999 | 5.2976e-05
| 2018/19 | 5/07/2018 | PLANNED | 10132 | 68 | 149 | 0.012483 | 8.3775e-05
| 2018/19 | 5/07/2018 | PLANNED | 40 | 1 | 40 | 4.928e-05 | 1.232e-06
| 2018/19 | 5/07/2018 | PLANNED | 1122 | 33 | 34 | 0.0013823 | 4.0656e-05
| 2018/19 | 5/07/2018 | PLANNED | 4333 | 12 | 361.0833 | 0.0053382 | 1.4784e-05
| 2018/19 | 5/07/2018 | PLANNED | 55020 | 131 | 420 | 0.067784 | 0.00016139
| 2018/19 | 5/07/2018 | PLANNED | 34650 | 165 | 210 | 0.042689 | 0.00020328
| 2018/19 | 5/07/2018 | PLANNED | 90 | 3 | 30 | 0.00011088 | 3.696e-06
| 2018/19 | 5/07/2018 | PLANNED | 5 | 1 | 5 | 6.16e-06 | 1.232e-06
| 2018/19 | 5/07/2018 | PLANNED | 1102 | 29 | 38 | 0.0013577 | 3.5728e-05
| 2018/19 | 5/07/2018 | PLANNED | 246 | 1 | 246 | 0.00030307 | 1.232e-06
| 2018/19 | 5/07/2018 | PLANNED | 100 | 5 | 20 | 0.0001232 | 6.16e-06
| 2018/19 | 5/07/2018 | PLANNED | 2882 | 11 | 262 | 0.0035506 | 1.3552e-05
| 2018/19 | 5/07/2018 | PLANNED | 120 | 2 | 60 | 0.00014784 | 2.464e-06
| 2018/19 | 5/07/2018 | PLANNED | 62 | 1 | 62 | 7.6383e-05 | 1.232e-06
| 2018/19 | 5/07/2018 | PLANNED | 924 | 33 | 28 | 0.0011384 | 4.0656e-05
| 2018/19 | 5/07/2018 | PLANNED | 30 | 1 | 30 | 3.696e-05 | 1.232e-06
| 2018/19 | 5/07/2018 | PLANNED | 58 | 2 | 29 | 7.1455e-05 | 2.464e-06
| 2018/19 | 5/07/2018 | PLANNED | 75 | 3 | 25 | 9.2399e-05 | 3.696e-06
| 2018/19 | 5/07/2018 | PLANNED | 38 | 1 | 38 | 4.6816e-05 | 1.232e-06
| 2018/19 | 5/07/2018 | PLANNED | 60 | 2 | 30 | 7.3919e-05 | 2.464e-06
| 2018/19 | 5/07/2018 | PLANNED | 57 | 1 | 57 | 7.0224e-05 | 1.232e-06
| 2018/19 | 5/07/2018 | PLANNED | 45 | 1 | 45 | 5.544e-05 | 1.232e-06
| 2018/19 | 5/07/2018 | PLANNED | 46 | 2 | 23 | 5.6672e-05 | 2.464e-06
| 2018/19 | 5/07/2018 | PLANNED | 35 | 1 | 35 | 4.312e-05 | 1.232e-06
| 2018/19 | 5/07/2018 | PLANNED | 39 | 1 | 39 | 4.8048e-05 | 1.232e-06
| 2018/19 | 5/07/2018 | PLANNED | 15 | 1 | 15 | 1.848e-05 | 1.232e-06
| 2018/19 | 6/07/2018 | PLANNED | 302 | 2 | 151 | 0.00037206 | 2.464e-06
| 2018/19 | 6/07/2018 | PLANNED | 21902 | 94 | 233 | 0.026983 | 0.00011581
| 2018/19 | 6/07/2018 | PLANNED | 3140 | 10 | 314 | 0.0038685 | 1.232e-05
| 2018/19 | 6/07/2018 | PLANNED | 23 | 1 | 23 | 2.8336e-05 | 1.232e-06
| 2018/19 | 6/07/2018 | PLANNED | 17894 | 46 | 389 | 0.022045 | 5.6672e-05
| 2018/19 | 6/07/2018 | PLANNED | 4575 | 15 | 305 | 0.0056364 | 1.848e-05
| 2018/19 | 6/07/2018 | PLANNED | 8545 | 26 | 328.6538 | 0.010527 | 3.2032e-05
| 2018/19 | 6/07/2018 | PLANNED | 525 | 5 | 105 | 0.0006468 | 6.16e-06
| 2018/19 | 6/07/2018 | PLANNED | 480 | 6 | 80 | 0.00059136 | 7.3919e-06
| 2018/19 | 6/07/2018 | PLANNED | 30 | 2 | 15 | 3.696e-05 | 2.464e-06
| 2018/19 | 6/07/2018 | PLANNED | 30305 | 103 | 294.2233 | 0.037335 | 0.0001269
| 2018/19 | 6/07/2018 | PLANNED | 2854 | 10 | 285.4 | 0.0035161 | 1.232e-05
| 2018/19 | 6/07/2018 | PLANNED | 82 | 1 | 82 | 0.00010102 | 1.232e-06
| 2018/19 | 6/07/2018 | PLANNED | 210 | 5 | 42 | 0.00025872 | 6.16e-06
| 2018/19 | 6/07/2018 | PLANNED | 7106 | 38 | 187 | 0.0087545 | 4.6816e-05
| 2018/19 | 6/07/2018 | PLANNED | 35 | 1 | 35 | 4.312e-05 | 1.232e-06
| 2018/19 | 6/07/2018 | PLANNED | 24 | 6 | 4 | 2.9568e-05 | 7.3919e-06
| 2018/19 | 6/07/2018 | PLANNED | 3675 | 15 | 245 | 0.0045276 | 1.848e-05
| 2018/19 | 6/07/2018 | PLANNED | 25432 | 84 | 302.7619 | 0.031332 | 0.00010349
| 2018/19 | 6/07/2018 | PLANNED | 600 | 2 | 300 | 0.00073919 | 2.464e-06
| 2018/19 | 6/07/2018 | PLANNED | 40 | 1 | 40 | 4.928e-05 | 1.232e-06
| 2018/19 | 6/07/2018 | PLANNED | 10 | 1 | 10 | 1.232e-05 | 1.232e-06
| 2018/19 | 6/07/2018 | PLANNED | 1496 | 17 | 88 | 0.0018431 | 2.0944e-05
| 2018/19 | 6/07/2018 | PLANNED | 25 | 1 | 25 | 3.08e-05 | 1.232e-06
| 2018/19 | 6/07/2018 | PLANNED | 48 | 2 | 24 | 5.9136e-05 | 2.464e-06
| 2018/19 | 6/07/2018 | PLANNED | 180 | 3 | 60 | 0.00022176 | 3.696e-06
| 2018/19 | 6/07/2018 | PLANNED | 30 | 1 | 30 | 3.696e-05 | 1.232e-06
| 2018/19 | 6/07/2018 | PLANNED | 330 | 3 | 110 | 0.00040656 | 3.696e-06
| 2018/19 | 6/07/2018 | PLANNED | 35 | 1 | 35 | 4.312e-05 | 1.232e-06
| 2018/19 | 8/07/2018 | PLANNED | 3330 | 10 | 333 | 0.0041025 | 1.232e-05
| 2018/19 | 8/07/2018 | PLANNED | 356 | 2 | 178 | 0.00043859 | 2.464e-06
| 2018/19 | 8/07/2018 | PLANNED | 110 | 2 | 55 | 0.00013552 | 2.464e-06
| 2018/19 | 8/07/2018 | PLANNED | 33004 | 102 | 323.5686 | 0.040661 | 0.00012566
| 2018/19 | 8/07/2018 | PLANNED | 1575 | 9 | 175 | 0.0019404 | 1.1088e-05
| 2018/19 | 8/07/2018 | PLANNED | 20390 | 49 | 416.1224 | 0.02512 | 6.0368e-05
| 2018/19 | 8/07/2018 | PLANNED | 117582 | 318 | 369.7547 | 0.14486 | 0.00039177
| 2018/19 | 8/07/2018 | PLANNED | 15 | 1 | 15 | 1.848e-05 | 1.232e-06
| 2018/19 | 9/07/2018 | PLANNED | 446452 | 1628 | 274.2334 | 0.55003 | 0.0020057
| 2018/19 | 9/07/2018 | PLANNED | 60 | 2 | 30 | 7.3919e-05 | 2.464e-06
| 2018/19 | 9/07/2018 | PLANNED | 50337 | 141 | 357 | 0.062015 | 0.00017371
| 2018/19 | 9/07/2018 | PLANNED | 9250 | 37 | 250 | 0.011396 | 4.5584e-05
| 2018/19 | 9/07/2018 | PLANNED | 43920 | 549 | 80 | 0.054109 | 0.00067636
| 2018/19 | 9/07/2018 | PLANNED | 10125 | 45 | 225 | 0.012474 | 5.544e-05
| 2018/19 | 9/07/2018 | PLANNED | 540 | 3 | 180 | 0.00066528 | 3.696e-06
| 2018/19 | 9/07/2018 | PLANNED | 120 | 2 | 60 | 0.00014784 | 2.464e-06
| 2018/19 | 9/07/2018 | PLANNED | 468 | 3 | 156 | 0.00057657 | 3.696e-06
| 2018/19 | 9/07/2018 | PLANNED | 450 | 2 | 225 | 0.0005544 | 2.464e-06
| 2018/19 | 9/07/2018 | PLANNED | 80 | 1 | 80 | 9.8559e-05 | 1.232e-06
| 2018/19 | 9/07/2018 | PLANNED | 2016 | 14 | 144 | 0.0024837 | 1.7248e-05
| 2018/19 | 9/07/2018 | PLANNED | 26 | 1 | 26 | 3.2032e-05 | 1.232e-06
| 2018/19 | 9/07/2018 | PLANNED | 840 | 24 | 35 | 0.0010349 | 2.9568e-05
| 2018/19 | 9/07/2018 | PLANNED | 18 | 1 | 18 | 2.2176e-05 | 1.232e-06
| 2018/19 | 9/07/2018 | PLANNED | 31 | 1 | 31 | 3.8192e-05 | 1.232e-06
| 2018/19 | 9/07/2018 | PLANNED | 20 | 1 | 20 | 2.464e-05 | 1.232e-06
| 2018/19 | 9/07/2018 | PLANNED | 9702 | 63 | 154 | 0.011953 | 7.7615e-05
| 2018/19 | 9/07/2018 | PLANNED | 47 | 1 | 47 | 5.7904e-05 | 1.232e-06
| 2018/19 | 10/07/2018 | PLANNED | 570 | 1 | 570 | 0.00070224 | 1.232e-06
| 2018/19 | 10/07/2018 | PLANNED | 960 | 6 | 160 | 0.0011827 | 7.3919e-06
| 2018/19 | 10/07/2018 | PLANNED | 65 | 1 | 65 | 8.0079e-05 | 1.232e-06
| 2018/19 | 10/07/2018 | PLANNED | 17595 | 115 | 153 | 0.021677 | 0.00014168
| 2018/19 | 10/07/2018 | PLANNED | 342 | 1 | 342 | 0.00042134 | 1.232e-06
| 2018/19 | 10/07/2018 | PLANNED | 6670 | 23 | 290 | 0.0082174 | 2.8336e-05
| 2018/19 | 10/07/2018 | PLANNED | 11940 | 60 | 199 | 0.01471 | 7.3919e-05
| 2018/19 | 10/07/2018 | PLANNED | 19803 | 94 | 210.6702 | 0.024397 | 0.00011581
| 2018/19 | 10/07/2018 | PLANNED | 278 | 1 | 278 | 0.00034249 | 1.232e-06
| 2018/19 | 10/07/2018 | PLANNED | 7296 | 114 | 64 | 0.0089886 | 0.00014045
| 2018/19 | 10/07/2018 | PLANNED | 180 | 6 | 30 | 0.00022176 | 7.3919e-06
| 2018/19 | 10/07/2018 | PLANNED | 662 | 2 | 331 | 0.00081558 | 2.464e-06
| 2018/19 | 10/07/2018 | PLANNED | 312 | 2 | 156 | 0.00038438 | 2.464e-06
| 2018/19 | 10/07/2018 | PLANNED | 4150 | 15 | 276.6667 | 0.0051128 | 1.848e-05
| 2018/19 | 10/07/2018 | PLANNED | 2125 | 17 | 125 | 0.002618 | 2.0944e-05
| 2018/19 | 10/07/2018 | PLANNED | 45 | 3 | 15 | 5.544e-05 | 3.696e-06
| 2018/19 | 10/07/2018 | PLANNED | 2478 | 14 | 177 | 0.0030529 | 1.7248e-05
| 2018/19 | 10/07/2018 | PLANNED | 84 | 2 | 42 | 0.00010349 | 2.464e-06
| 2018/19 | 10/07/2018 | PLANNED | 74 | 2 | 37 | 9.1167e-05 | 2.464e-06
| 2018/19 | 10/07/2018 | PLANNED | 54 | 2 | 27 | 6.6528e-05 | 2.464e-06
| 2018/19 | 10/07/2018 | PLANNED | 55 | 1 | 55 | 6.776e-05 | 1.232e-06
| 2018/19 | 10/07/2018 | PLANNED | 663 | 17 | 39 | 0.00081681 | 2.0944e-05
| 2018/19 | 10/07/2018 | PLANNED | 1588 | 24 | 66.1667 | 0.0019564 | 2.9568e-05
| 2018/19 | 10/07/2018 | PLANNED | 41 | 1 | 41 | 5.0512e-05 | 1.232e-06
| 2018/19 | 10/07/2018 | PLANNED | 40 | 1 | 40 | 4.928e-05 | 1.232e-06
| 2018/19 | 10/07/2018 | PLANNED | 315 | 9 | 35 | 0.00038808 | 1.1088e-05
| 2018/19 | 10/07/2018 | PLANNED | 495 | 11 | 45 | 0.00060984 | 1.3552e-05
| 2018/19 | 10/07/2018 | PLANNED | 25 | 1 | 25 | 3.08e-05 | 1.232e-06
| 2018/19 | 10/07/2018 | PLANNED | 70 | 6 | 11.6667 | 8.6239e-05 | 7.3919e-06
| 2018/19 | 10/07/2018 | PLANNED | 46 | 2 | 23 | 5.6672e-05 | 2.464e-06
| 2018/19 | 10/07/2018 | PLANNED | 1880 | 20 | 94 | 0.0023161 | 2.464e-05
| 2018/19 | 10/07/2018 | PLANNED | 102 | 3 | 34 | 0.00012566 | 3.696e-06
| 2018/19 | 10/07/2018 | PLANNED | 28 | 1 | 28 | 3.4496e-05 | 1.232e-06
| 2018/19 | 10/07/2018 | PLANNED | 5724 | 53 | 108 | 0.0070519 | 6.5296e-05
| 2018/19 | 10/07/2018 | PLANNED | 16 | 1 | 16 | 1.9712e-05 | 1.232e-06
| 2018/19 | 10/07/2018 | PLANNED | 42 | 2 | 21 | 5.1744e-05 | 2.464e-06
| 2018/19 | 10/07/2018 | PLANNED | 32 | 1 | 32 | 3.9424e-05 | 1.232e-06
| 2018/19 | 10/07/2018 | PLANNED | 494 | 26 | 19 | 0.0006086 | 3.2032e-05
| 2018/19 | 10/07/2018 | PLANNED | 36 | 1 | 36 | 4.4352e-05 | 1.232e-06
| 2018/19 | 10/07/2018 | PLANNED | 88 | 4 | 22 | 0.00010842 | 4.928e-06
| 2018/19 | 10/07/2018 | PLANNED | 30 | 1 | 30 | 3.696e-05 | 1.232e-06
| 2018/19 | 11/07/2018 | PLANNED | 44 | 1 | 44 | 5.4208e-05 | 1.232e-06
| 2018/19 | 11/07/2018 | PLANNED | 216384 | 644 | 336 | 0.26658 | 0.0007934
| 2018/19 | 11/07/2018 | PLANNED | 156 | 3 | 52 | 0.00019219 | 3.696e-06
| 2018/19 | 11/07/2018 | PLANNED | 240 | 6 | 40 | 0.00029568 | 7.3919e-06
| 2018/19 | 11/07/2018 | PLANNED | 6435 | 39 | 165 | 0.0079279 | 4.8048e-05
| 2018/19 | 11/07/2018 | PLANNED | 27837 | 113 | 246.3451 | 0.034295 | 0.00013922
| 2018/19 | 11/07/2018 | PLANNED | 18455 | 55 | 335.5455 | 0.022736 | 6.776e-05
| 2018/19 | 11/07/2018 | PLANNED | 514 | 22 | 23.3636 | 0.00063324 | 2.7104e-05
| 2018/19 | 11/07/2018 | PLANNED | 3604 | 34 | 106 | 0.0044401 | 4.1888e-05
| 2018/19 | 11/07/2018 | PLANNED | 15385 | 45 | 341.8889 | 0.018954 | 5.544e-05
| 2018/19 | 11/07/2018 | PLANNED | 290 | 5 | 58 | 0.00035728 | 6.16e-06
| 2018/19 | 11/07/2018 | PLANNED | 15190 | 49 | 310 | 0.018714 | 6.0368e-05
| 2018/19 | 11/07/2018 | PLANNED | 33 | 3 | 11 | 4.0656e-05 | 3.696e-06
| 2018/19 | 11/07/2018 | PLANNED | 1254 | 33 | 38 | 0.0015449 | 4.0656e-05
| 2018/19 | 11/07/2018 | PLANNED | 8000 | 50 | 160 | 0.0098559 | 6.16e-05
| 2018/19 | 11/07/2018 | PLANNED | 560 | 2 | 280 | 0.00068992 | 2.464e-06
| 2018/19 | 11/07/2018 | PLANNED | 35 | 1 | 35 | 4.312e-05 | 1.232e-06
| 2018/19 | 11/07/2018 | PLANNED | 832 | 26 | 32 | 0.001025 | 3.2032e-05
| 2018/19 | 11/07/2018 | PLANNED | 20 | 1 | 20 | 2.464e-05 | 1.232e-06
| 2018/19 | 11/07/2018 | PLANNED | 638 | 22 | 29 | 0.00078601 | 2.7104e-05
| 2018/19 | 11/07/2018 | PLANNED | 120 | 2 | 60 | 0.00014784 | 2.464e-06
| 2018/19 | 11/07/2018 | PLANNED | 2760 | 20 | 138 | 0.0034003 | 2.464e-05
| 2018/19 | 11/07/2018 | PLANNED | 2300 | 50 | 46 | 0.0028336 | 6.16e-05
| 2018/19 | 11/07/2018 | PLANNED | 190 | 2 | 95 | 0.00023408 | 2.464e-06
| 2018/19 | 11/07/2018 | PLANNED | 2046 | 62 | 33 | 0.0025207 | 7.6383e-05
| 2018/19 | 11/07/2018 | PLANNED | 2150 | 50 | 43 | 0.0026488 | 6.16e-05
| 2018/19 | 11/07/2018 | PLANNED | 60 | 1 | 60 | 7.3919e-05 | 1.232e-06
| 2018/19 | 11/07/2018 | PLANNED | 128 | 4 | 32 | 0.00015769 | 4.928e-06
| 2018/19 | 11/07/2018 | PLANNED | 1275 | 17 | 75 | 0.0015708 | 2.0944e-05
| 2018/19 | 11/07/2018 | PLANNED | 1833 | 47 | 39 | 0.0022582 | 5.7904e-05
| 2018/19 | 11/07/2018 | PLANNED | 7000 | 70 | 100 | 0.0086239 | 8.6239e-05
| 2018/19 | 11/07/2018 | PLANNED | 320 | 8 | 40 | 0.00039424 | 9.8559e-06
| 2018/19 | 11/07/2018 | PLANNED | 2494 | 58 | 43 | 0.0030726 | 7.1455e-05
| 2018/19 | 11/07/2018 | PLANNED | 1150 | 23 | 50 | 0.0014168 | 2.8336e-05
| 2018/19 | 11/07/2018 | PLANNED | 124 | 4 | 31 | 0.00015277 | 4.928e-06
| 2018/19 | 12/07/2018 | PLANNED | 51300 | 171 | 300 | 0.063201 | 0.00021067
| 2018/19 | 12/07/2018 | PLANNED | 3680 | 16 | 230 | 0.0045337 | 1.9712e-05
| 2018/19 | 12/07/2018 | PLANNED | 5330 | 41 | 130 | 0.0065665 | 5.0512e-05
| 2018/19 | 12/07/2018 | PLANNED | 4642 | 22 | 211 | 0.0057189 | 2.7104e-05
| 2018/19 | 12/07/2018 | PLANNED | 2140 | 32 | 66.875 | 0.0026365 | 3.9424e-05
| 2018/19 | 12/07/2018 | PLANNED | 3096 | 36 | 86 | 0.0038142 | 4.4352e-05
| 2018/19 | 12/07/2018 | PLANNED | 9956 | 28 | 355.5714 | 0.012266 | 3.4496e-05
| 2018/19 | 12/07/2018 | PLANNED | 260 | 1 | 260 | 0.00032032 | 1.232e-06
| 2018/19 | 12/07/2018 | PLANNED | 456 | 3 | 152 | 0.00056179 | 3.696e-06
| 2018/19 | 12/07/2018 | PLANNED | 11725 | 67 | 175 | 0.014445 | 8.2543e-05
| 2018/19 | 12/07/2018 | PLANNED | 221 | 1 | 221 | 0.00027227 | 1.232e-06
| 2018/19 | 12/07/2018 | PLANNED | 70 | 7 | 10 | 8.6239e-05 | 8.6239e-06
| 2018/19 | 12/07/2018 | PLANNED | 21 | 3 | 7 | 2.5872e-05 | 3.696e-06
| 2018/19 | 12/07/2018 | PLANNED | 50 | 2 | 25 | 6.16e-05 | 2.464e-06
| 2018/19 | 12/07/2018 | PLANNED | 38 | 1 | 38 | 4.6816e-05 | 1.232e-06
| 2018/19 | 12/07/2018 | PLANNED | 28 | 2 | 14 | 3.4496e-05 | 2.464e-06
| 2018/19 | 12/07/2018 | PLANNED | 19890 | 117 | 170 | 0.024504 | 0.00014414
| 2018/19 | 12/07/2018 | PLANNED | 84 | 4 | 21 | 0.00010349 | 4.928e-06
| 2018/19 | 12/07/2018 | PLANNED | 180 | 2 | 90 | 0.00022176 | 2.464e-06
| 2018/19 | 12/07/2018 | PLANNED | 260 | 4 | 65 | 0.00032032 | 4.928e-06
| 2018/19 | 12/07/2018 | PLANNED | 70 | 1 | 70 | 8.6239e-05 | 1.232e-06
| 2018/19 | 12/07/2018 | PLANNED | 84 | 3 | 28 | 0.00010349 | 3.696e-06
| 2018/19 | 12/07/2018 | PLANNED | 430 | 43 | 10 | 0.00052976 | 5.2976e-05
| 2018/19 | 12/07/2018 | PLANNED | 1440 | 12 | 120 | 0.0017741 | 1.4784e-05
| 2018/19 | 12/07/2018 | PLANNED | 1 | 1 | 1 | 1.232e-06 | 1.232e-06
| 2018/19 | 12/07/2018 | PLANNED | 59 | 1 | 59 | 7.2687e-05 | 1.232e-06
| 2018/19 | 12/07/2018 | PLANNED | 40 | 4 | 10 | 4.928e-05 | 4.928e-06
| 2018/19 | 12/07/2018 | PLANNED | 7035 | 67 | 105 | 0.0086671 | 8.2543e-05
| 2018/19 | 13/07/2018 | PLANNED | 8600 | 43 | 200 | 0.010595 | 5.2976e-05
| 2018/19 | 13/07/2018 | PLANNED | 33 | 1 | 33 | 4.0656e-05 | 1.232e-06
| 2018/19 | 13/07/2018 | PLANNED | 175 | 7 | 25 | 0.0002156 | 8.6239e-06
| 2018/19 | 13/07/2018 | PLANNED | 16200 | 54 | 300 | 0.019958 | 6.6528e-05
| 2018/19 | 13/07/2018 | PLANNED | 10675 | 35 | 305 | 0.013152 | 4.312e-05
| 2018/19 | 13/07/2018 | PLANNED | 76 | 1 | 76 | 9.3631e-05 | 1.232e-06
| 2018/19 | 13/07/2018 | PLANNED | 11856 | 38 | 312 | 0.014606 | 4.6816e-05
| 2018/19 | 13/07/2018 | PLANNED | 1129 | 6 | 188.1667 | 0.0013909 | 7.3919e-06
| 2018/19 | 13/07/2018 | PLANNED | 1095 | 7 | 156.4286 | 0.001349 | 8.6239e-06
| 2018/19 | 13/07/2018 | PLANNED | 432 | 18 | 24 | 0.00053222 | 2.2176e-05
| 2018/19 | 13/07/2018 | PLANNED | 15015 | 91 | 165 | 0.018498 | 0.00011211
| 2018/19 | 13/07/2018 | PLANNED | 60 | 4 | 15 | 7.3919e-05 | 4.928e-06
| 2018/19 | 13/07/2018 | PLANNED | 28600 | 100 | 286 | 0.035235 | 0.0001232
| 2018/19 | 13/07/2018 | PLANNED | 84 | 2 | 42 | 0.00010349 | 2.464e-06
| 2018/19 | 13/07/2018 | PLANNED | 52 | 2 | 26 | 6.4064e-05 | 2.464e-06
| 2018/19 | 13/07/2018 | PLANNED | 5 | 1 | 5 | 6.16e-06 | 1.232e-06
| 2018/19 | 13/07/2018 | PLANNED | 153 | 1 | 153 | 0.00018849 | 1.232e-06
| 2018/19 | 13/07/2018 | PLANNED | 5890 | 31 | 190 | 0.0072564 | 3.8192e-05
| 2018/19 | 13/07/2018 | PLANNED | 105 | 3 | 35 | 0.00012936 | 3.696e-06
| 2018/19 | 13/07/2018 | PLANNED | 200 | 4 | 50 | 0.0002464 | 4.928e-06
| 2018/19 | 13/07/2018 | PLANNED | 1350 | 45 | 30 | 0.0016632 | 5.544e-05
| 2018/19 | 13/07/2018 | PLANNED | 312 | 3 | 104 | 0.00038438 | 3.696e-06
| 2018/19 | 13/07/2018 | PLANNED | 110 | 1 | 110 | 0.00013552 | 1.232e-06
| 2018/19 | 13/07/2018 | PLANNED | 63 | 1 | 63 | 7.7615e-05 | 1.232e-06
| 2018/19 | 13/07/2018 | PLANNED | 9072 | 648 | 14 | 0.011177 | 0.00079833
| 2018/19 | 13/07/2018 | PLANNED | 8 | 1 | 8 | 9.8559e-06 | 1.232e-06
| 2018/19 | 14/07/2018 | PLANNED | 168640 | 342 | 493.0994 | 0.20776 | 0.00042134
| 2018/19 | 14/07/2018 | PLANNED | 212 | 17 | 12.4706 | 0.00026118 | 2.0944e-05
| 2018/19 | 15/07/2018 | PLANNED | 1175 | 5 | 235 | 0.0014476 | 6.16e-06
| 2018/19 | 15/07/2018 | PLANNED | 40 | 1 | 40 | 4.928e-05 | 1.232e-06
| 2018/19 | 15/07/2018 | PLANNED | 27188 | 59 | 460.8136 | 0.033495 | 7.2687e-05
| 2018/19 | 15/07/2018 | PLANNED | 11725 | 35 | 335 | 0.014445 | 4.312e-05
| 2018/19 | 15/07/2018 | PLANNED | 27200 | 85 | 320 | 0.03351 | 0.00010472
| 2018/19 | 15/07/2018 | PLANNED | 27300 | 75 | 364 | 0.033633 | 9.2399e-05
| 2018/19 | 15/07/2018 | PLANNED | 9504 | 32 | 297 | 0.011709 | 3.9424e-05
| 2018/19 | 15/07/2018 | PLANNED | 169 | 1 | 169 | 0.00020821 | 1.232e-06
| 2018/19 | 15/07/2018 | PLANNED | 42334 | 122 | 347 | 0.052155 | 0.0001503
| 2018/19 | 16/07/2018 | PLANNED | 348 | 3 | 116 | 0.00042873 | 3.696e-06
| 2018/19 | 16/07/2018 | PLANNED | 20658 | 66 | 313 | 0.02545 | 8.1311e-05
| 2018/19 | 16/07/2018 | PLANNED | 20 | 1 | 20 | 2.464e-05 | 1.232e-06
| 2018/19 | 16/07/2018 | PLANNED | 575 | 23 | 25 | 0.0007084 | 2.8336e-05
| 2018/19 | 16/07/2018 | PLANNED | 480 | 2 | 240 | 0.00059136 | 2.464e-06
| 2018/19 | 16/07/2018 | PLANNED | 25 | 1 | 25 | 3.08e-05 | 1.232e-06
| 2018/19 | 16/07/2018 | PLANNED | 3330 | 18 | 185 | 0.0041025 | 2.2176e-05
| 2018/19 | 16/07/2018 | PLANNED | 1242 | 6 | 207 | 0.0015301 | 7.3919e-06
| 2018/19 | 16/07/2018 | PLANNED | 400 | 5 | 80 | 0.0004928 | 6.16e-06
| 2018/19 | 16/07/2018 | PLANNED | 6664 | 34 | 196 | 0.00821 | 4.1888e-05
| 2018/19 | 16/07/2018 | PLANNED | 278 | 1 | 278 | 0.00034249 | 1.232e-06
| 2018/19 | 16/07/2018 | PLANNED | 157 | 1 | 157 | 0.00019342 | 1.232e-06
| 2018/19 | 16/07/2018 | PLANNED | 5360 | 16 | 335 | 0.0066035 | 1.9712e-05
| 2018/19 | 16/07/2018 | PLANNED | 5808 | 26 | 223.3846 | 0.0071554 | 3.2032e-05
| 2018/19 | 16/07/2018 | PLANNED | 1260 | 12 | 105 | 0.0015523 | 1.4784e-05
| 2018/19 | 16/07/2018 | PLANNED | 38 | 2 | 19 | 4.6816e-05 | 2.464e-06
| 2018/19 | 16/07/2018 | PLANNED | 12725 | 45 | 282.7778 | 0.015677 | 5.544e-05
| 2018/19 | 16/07/2018 | PLANNED | 12638 | 142 | 89 | 0.01557 | 0.00017494
| 2018/19 | 16/07/2018 | PLANNED | 1350 | 6 | 225 | 0.0016632 | 7.3919e-06
| 2018/19 | 16/07/2018 | PLANNED | 22 | 1 | 22 | 2.7104e-05 | 1.232e-06
| 2018/19 | 16/07/2018 | PLANNED | 275 | 11 | 25 | 0.0003388 | 1.3552e-05
| 2018/19 | 16/07/2018 | PLANNED | 25 | 1 | 25 | 3.08e-05 | 1.232e-06
| 2018/19 | 16/07/2018 | PLANNED | 127 | 1 | 127 | 0.00015646 | 1.232e-06
| 2018/19 | 16/07/2018 | PLANNED | 26983 | 223 | 121 | 0.033243 | 0.00027473
| 2018/19 | 16/07/2018 | PLANNED | 80 | 2 | 40 | 9.8559e-05 | 2.464e-06
| 2018/19 | 16/07/2018 | PLANNED | 80 | 2 | 40 | 9.8559e-05 | 2.464e-06
| 2018/19 | 17/07/2018 | PLANNED | 56 | 2 | 28 | 6.8992e-05 | 2.464e-06
| 2018/19 | 17/07/2018 | PLANNED | 143157 | 401 | 357 | 0.17637 | 0.00049403
| 2018/19 | 17/07/2018 | PLANNED | 9336 | 43 | 217.1163 | 0.011502 | 5.2976e-05
| 2018/19 | 17/07/2018 | PLANNED | 308 | 14 | 22 | 0.00037945 | 1.7248e-05
| 2018/19 | 17/07/2018 | PLANNED | 5695 | 17 | 335 | 0.0070162 | 2.0944e-05
| 2018/19 | 17/07/2018 | PLANNED | 126 | 9 | 14 | 0.00015523 | 1.1088e-05
| 2018/19 | 17/07/2018 | PLANNED | 17024 | 76 | 224 | 0.020973 | 9.3631e-05
| 2018/19 | 17/07/2018 | PLANNED | 1376 | 16 | 86 | 0.0016952 | 1.9712e-05
| 2018/19 | 17/07/2018 | PLANNED | 4050 | 30 | 135 | 0.0049896 | 3.696e-05
| 2018/19 | 17/07/2018 | PLANNED | 511 | 7 | 73 | 0.00062955 | 8.6239e-06
| 2018/19 | 17/07/2018 | PLANNED | 90 | 5 | 18 | 0.00011088 | 6.16e-06
| 2018/19 | 17/07/2018 | PLANNED | 2260 | 20 | 113 | 0.0027843 | 2.464e-05
| 2018/19 | 17/07/2018 | PLANNED | 10 | 1 | 10 | 1.232e-05 | 1.232e-06
| 2018/19 | 17/07/2018 | PLANNED | 180 | 4 | 45 | 0.00022176 | 4.928e-06
| 2018/19 | 17/07/2018 | PLANNED | 20 | 2 | 10 | 2.464e-05 | 2.464e-06
| 2018/19 | 17/07/2018 | PLANNED | 116 | 2 | 58 | 0.00014291 | 2.464e-06
| 2018/19 | 17/07/2018 | PLANNED | 48 | 4 | 12 | 5.9136e-05 | 4.928e-06
| 2018/19 | 17/07/2018 | PLANNED | 120 | 2 | 60 | 0.00014784 | 2.464e-06
| 2018/19 | 17/07/2018 | PLANNED | 1680 | 28 | 60 | 0.0020697 | 3.4496e-05
| 2018/19 | 17/07/2018 | PLANNED | 45 | 1 | 45 | 5.544e-05 | 1.232e-06
| 2018/19 | 17/07/2018 | PLANNED | 1892 | 43 | 44 | 0.0023309 | 5.2976e-05
| 2018/19 | 17/07/2018 | PLANNED | 13066 | 94 | 139 | 0.016097 | 0.00011581
| 2018/19 | 17/07/2018 | PLANNED | 38 | 2 | 19 | 4.6816e-05 | 2.464e-06
| 2018/19 | 17/07/2018 | PLANNED | 102 | 3 | 34 | 0.00012566 | 3.696e-06
| 2018/19 | 17/07/2018 | PLANNED | 69 | 3 | 23 | 8.5007e-05 | 3.696e-06
| 2018/19 | 17/07/2018 | PLANNED | 33108 | 186 | 178 | 0.040789 | 0.00022915
| 2018/19 | 17/07/2018 | PLANNED | 1650 | 10 | 165 | 0.0020328 | 1.232e-05
| 2018/19 | 17/07/2018 | PLANNED | 28 | 1 | 28 | 3.4496e-05 | 1.232e-06
| 2018/19 | 17/07/2018 | PLANNED | 20 | 1 | 20 | 2.464e-05 | 1.232e-06
| 2018/19 | 17/07/2018 | PLANNED | 30 | 1 | 30 | 3.696e-05 | 1.232e-06
| 2018/19 | 17/07/2018 | PLANNED | 1073 | 29 | 37 | 0.0013219 | 3.5728e-05
| 2018/19 | 17/07/2018 | PLANNED | 682 | 31 | 22 | 0.00084022 | 3.8192e-05
| 2018/19 | 17/07/2018 | PLANNED | 240 | 8 | 30 | 0.00029568 | 9.8559e-06
| 2018/19 | 17/07/2018 | PLANNED | 2686 | 158 | 17 | 0.0033091 | 0.00019465
| 2018/19 | 18/07/2018 | PLANNED | 996 | 2 | 498 | 0.0012271 | 2.464e-06
| 2018/19 | 18/07/2018 | PLANNED | 2325 | 5 | 465 | 0.0028644 | 6.16e-06
| 2018/19 | 18/07/2018 | PLANNED | 160 | 4 | 40 | 0.00019712 | 4.928e-06
| 2018/19 | 18/07/2018 | PLANNED | 71810 | 167 | 430 | 0.088469 | 0.00020574
| 2018/19 | 18/07/2018 | PLANNED | 62178 | 258 | 241 | 0.076603 | 0.00031785
| 2018/19 | 18/07/2018 | PLANNED | 3360 | 14 | 240 | 0.0041395 | 1.7248e-05
| 2018/19 | 18/07/2018 | PLANNED | 4464 | 12 | 372 | 0.0054996 | 1.4784e-05
| 2018/19 | 18/07/2018 | PLANNED | 4410 | 21 | 210 | 0.0054331 | 2.5872e-05
| 2018/19 | 18/07/2018 | PLANNED | 465 | 15 | 31 | 0.00057288 | 1.848e-05
| 2018/19 | 18/07/2018 | PLANNED | 465 | 15 | 31 | 0.00057288 | 1.848e-05
| 2018/19 | 18/07/2018 | PLANNED | 3900 | 26 | 150 | 0.0048048 | 3.2032e-05
| 2018/19 | 18/07/2018 | PLANNED | 15072 | 48 | 314 | 0.018569 | 5.9136e-05
| 2018/19 | 18/07/2018 | PLANNED | 11562 | 41 | 282 | 0.014244 | 5.0512e-05
| 2018/19 | 18/07/2018 | PLANNED | 891 | 11 | 81 | 0.0010977 | 1.3552e-05
| 2018/19 | 18/07/2018 | PLANNED | 36 | 1 | 36 | 4.4352e-05 | 1.232e-06
| 2018/19 | 18/07/2018 | PLANNED | 71 | 1 | 71 | 8.7471e-05 | 1.232e-06
| 2018/19 | 18/07/2018 | PLANNED | 35 | 1 | 35 | 4.312e-05 | 1.232e-06
| 2018/19 | 18/07/2018 | PLANNED | 682 | 22 | 31 | 0.00084022 | 2.7104e-05
| 2018/19 | 18/07/2018 | PLANNED | 248 | 4 | 62 | 0.00030553 | 4.928e-06
| 2018/19 | 18/07/2018 | PLANNED | 10 | 2 | 5 | 1.232e-05 | 2.464e-06
| 2018/19 | 18/07/2018 | PLANNED | 780 | 4 | 195 | 0.00096095 | 4.928e-06
| 2018/19 | 18/07/2018 | PLANNED | 21 | 3 | 7 | 2.5872e-05 | 3.696e-06
| 2018/19 | 18/07/2018 | PLANNED | 30 | 1 | 30 | 3.696e-05 | 1.232e-06
| 2018/19 | 18/07/2018 | PLANNED | 120 | 5 | 24 | 0.00014784 | 6.16e-06
| 2018/19 | 18/07/2018 | PLANNED | 5795 | 95 | 61 | 0.0071394 | 0.00011704
| 2018/19 | 18/07/2018 | PLANNED | 1800 | 72 | 25 | 0.0022176 | 8.8703e-05
| 2018/19 | 18/07/2018 | PLANNED | 38 | 2 | 19 | 4.6816e-05 | 2.464e-06
| 2018/19 | 18/07/2018 | PLANNED | 16 | 1 | 16 | 1.9712e-05 | 1.232e-06
| 2018/19 | 18/07/2018 | PLANNED | 1054 | 31 | 34 | 0.0012985 | 3.8192e-05
| 2018/19 | 18/07/2018 | PLANNED | 90 | 2 | 45 | 0.00011088 | 2.464e-06
| 2018/19 | 19/07/2018 | PLANNED | 79648 | 304 | 262 | 0.098126 | 0.00037453
| 2018/19 | 19/07/2018 | PLANNED | 630 | 6 | 105 | 0.00077615 | 7.3919e-06
| 2018/19 | 19/07/2018 | PLANNED | 2070 | 6 | 345 | 0.0025502 | 7.3919e-06
| 2018/19 | 19/07/2018 | PLANNED | 18497 | 53 | 349 | 0.022788 | 6.5296e-05
| 2018/19 | 19/07/2018 | PLANNED | 1134 | 9 | 126 | 0.0013971 | 1.1088e-05
| 2018/19 | 19/07/2018 | PLANNED | 29904 | 84 | 356 | 0.036841 | 0.00010349
| 2018/19 | 19/07/2018 | PLANNED | 110 | 10 | 11 | 0.00013552 | 1.232e-05
| 2018/19 | 19/07/2018 | PLANNED | 13459 | 43 | 313 | 0.016581 | 5.2976e-05
| 2018/19 | 19/07/2018 | PLANNED | 70 | 2 | 35 | 8.6239e-05 | 2.464e-06
| 2018/19 | 19/07/2018 | PLANNED | 30502 | 202 | 151 | 0.037578 | 0.00024886
| 2018/19 | 19/07/2018 | PLANNED | 33970 | 158 | 215 | 0.041851 | 0.00019465
| 2018/19 | 19/07/2018 | PLANNED | 1320 | 12 | 110 | 0.0016262 | 1.4784e-05
| 2018/19 | 19/07/2018 | PLANNED | 20520 | 152 | 135 | 0.02528 | 0.00018726
| 2018/19 | 19/07/2018 | PLANNED | 74 | 2 | 37 | 9.1167e-05 | 2.464e-06
| 2018/19 | 19/07/2018 | PLANNED | 800 | 4 | 200 | 0.00098559 | 4.928e-06
| 2018/19 | 19/07/2018 | PLANNED | 40 | 8 | 5 | 4.928e-05 | 9.8559e-06
| 2018/19 | 19/07/2018 | PLANNED | 100 | 2 | 50 | 0.0001232 | 2.464e-06
| 2018/19 | 19/07/2018 | PLANNED | 50 | 2 | 25 | 6.16e-05 | 2.464e-06
| 2018/19 | 19/07/2018 | PLANNED | 4505 | 53 | 85 | 0.0055501 | 6.5296e-05
| 2018/19 | 19/07/2018 | PLANNED | 218 | 2 | 109 | 0.00026857 | 2.464e-06
| 2018/19 | 19/07/2018 | PLANNED | 45 | 1 | 45 | 5.544e-05 | 1.232e-06
| 2018/19 | 19/07/2018 | PLANNED | 9 | 1 | 9 | 1.1088e-05 | 1.232e-06
| 2018/19 | 19/07/2018 | PLANNED | 3200 | 32 | 100 | 0.0039424 | 3.9424e-05
| 2018/19 | 19/07/2018 | PLANNED | 40 | 2 | 20 | 4.928e-05 | 2.464e-06
| 2018/19 | 19/07/2018 | PLANNED | 390 | 15 | 26 | 0.00048048 | 1.848e-05
| 2018/19 | 19/07/2018 | PLANNED | 8 | 1 | 8 | 9.8559e-06 | 1.232e-06
| 2018/19 | 19/07/2018 | PLANNED | 116 | 2 | 58 | 0.00014291 | 2.464e-06
| 2018/19 | 19/07/2018 | PLANNED | 70 | 2 | 35 | 8.6239e-05 | 2.464e-06
| 2018/19 | 19/07/2018 | PLANNED | 241 | 1 | 241 | 0.00029691 | 1.232e-06
| 2018/19 | 20/07/2018 | PLANNED | 26796 | 132 | 203 | 0.033012 | 0.00016262
| 2018/19 | 20/07/2018 | PLANNED | 54520 | 116 | 470 | 0.067168 | 0.00014291
| 2018/19 | 20/07/2018 | PLANNED | 41082 | 123 | 334 | 0.050613 | 0.00015153
| 2018/19 | 20/07/2018 | PLANNED | 27724 | 116 | 239 | 0.034156 | 0.00014291
| 2018/19 | 20/07/2018 | PLANNED | 9545 | 83 | 115 | 0.011759 | 0.00010226
| 2018/19 | 20/07/2018 | PLANNED | 1124 | 4 | 281 | 0.0013848 | 4.928e-06
| 2018/19 | 20/07/2018 | PLANNED | 5550 | 30 | 185 | 0.0068376 | 3.696e-05
| 2018/19 | 20/07/2018 | PLANNED | 10264 | 28 | 366.5714 | 0.012645 | 3.4496e-05
| 2018/19 | 20/07/2018 | PLANNED | 760 | 4 | 190 | 0.00093631 | 4.928e-06
| 2018/19 | 20/07/2018 | PLANNED | 12474 | 33 | 378 | 0.015368 | 4.0656e-05
| 2018/19 | 20/07/2018 | PLANNED | 516 | 6 | 86 | 0.00063571 | 7.3919e-06
| 2018/19 | 20/07/2018 | PLANNED | 35 | 1 | 35 | 4.312e-05 | 1.232e-06
| 2018/19 | 20/07/2018 | PLANNED | 145130 | 631 | 230 | 0.1788 | 0.00077739
| 2018/19 | 20/07/2018 | PLANNED | 23042 | 82 | 281 | 0.028388 | 0.00010102
| 2018/19 | 20/07/2018 | PLANNED | 5247 | 17 | 308.6471 | 0.0064643 | 2.0944e-05
| 2018/19 | 20/07/2018 | PLANNED | 405 | 3 | 135 | 0.00049896 | 3.696e-06
| 2018/19 | 20/07/2018 | PLANNED | 45 | 3 | 15 | 5.544e-05 | 3.696e-06
| 2018/19 | 20/07/2018 | PLANNED | 5780 | 27 | 214.0741 | 0.0071209 | 3.3264e-05
| 2018/19 | 20/07/2018 | PLANNED | 30 | 4 | 7.5 | 3.696e-05 | 4.928e-06
| 2018/19 | 20/07/2018 | PLANNED | 60 | 3 | 20 | 7.3919e-05 | 3.696e-06
| 2018/19 | 20/07/2018 | PLANNED | 330 | 2 | 165 | 0.00040656 | 2.464e-06
| 2018/19 | 20/07/2018 | PLANNED | 305 | 1 | 305 | 0.00037576 | 1.232e-06
| 2018/19 | 21/07/2018 | PLANNED | 106761 | 542 | 196.976 | 0.13153 | 0.00066774
| 2018/19 | 22/07/2018 | PLANNED | 196662 | 543 | 362.1768 | 0.24229 | 0.00066897
| 2018/19 | 22/07/2018 | PLANNED | 980 | 2 | 490 | 0.0012074 | 2.464e-06
| 2018/19 | 22/07/2018 | PLANNED | 400 | 8 | 50 | 0.0004928 | 9.8559e-06
| 2018/19 | 22/07/2018 | PLANNED | 5110 | 14 | 365 | 0.0062955 | 1.7248e-05
| 2018/19 | 22/07/2018 | PLANNED | 790 | 2 | 395 | 0.00097327 | 2.464e-06
| 2018/19 | 22/07/2018 | PLANNED | 59596 | 188 | 317 | 0.073422 | 0.00023161
| 2018/19 | 22/07/2018 | PLANNED | 756 | 18 | 42 | 0.00093139 | 2.2176e-05
| 2018/19 | 22/07/2018 | PLANNED | 387 | 9 | 43 | 0.00047678 | 1.1088e-05
| 2018/19 | 23/07/2018 | PLANNED | 1480 | 40 | 37 | 0.0018233 | 4.928e-05
| 2018/19 | 23/07/2018 | PLANNED | 804 | 67 | 12 | 0.00099052 | 8.2543e-05
| 2018/19 | 23/07/2018 | PLANNED | 64 | 2 | 32 | 7.8847e-05 | 2.464e-06
| 2018/19 | 23/07/2018 | PLANNED | 8616 | 24 | 359 | 0.010615 | 2.9568e-05
| 2018/19 | 23/07/2018 | PLANNED | 54387 | 171 | 318.0526 | 0.067004 | 0.00021067
| 2018/19 | 23/07/2018 | PLANNED | 312 | 3 | 104 | 0.00038438 | 3.696e-06
| 2018/19 | 23/07/2018 | PLANNED | 2340 | 12 | 195 | 0.0028829 | 1.4784e-05
| 2018/19 | 23/07/2018 | PLANNED | 592 | 16 | 37 | 0.00072934 | 1.9712e-05
| 2018/19 | 23/07/2018 | PLANNED | 33 | 1 | 33 | 4.0656e-05 | 1.232e-06
| 2018/19 | 23/07/2018 | PLANNED | 240 | 2 | 120 | 0.00029568 | 2.464e-06
| 2018/19 | 23/07/2018 | PLANNED | 286 | 2 | 143 | 0.00035235 | 2.464e-06
| 2018/19 | 24/07/2018 | PLANNED | 29 | 1 | 29 | 3.5728e-05 | 1.232e-06
| 2018/19 | 24/07/2018 | PLANNED | 35 | 1 | 35 | 4.312e-05 | 1.232e-06
| 2018/19 | 24/07/2018 | PLANNED | 7598 | 29 | 262 | 0.0093607 | 3.5728e-05
| 2018/19 | 24/07/2018 | PLANNED | 7 | 1 | 7 | 8.6239e-06 | 1.232e-06
| 2018/19 | 24/07/2018 | PLANNED | 42282 | 174 | 243 | 0.052091 | 0.00021437
| 2018/19 | 24/07/2018 | PLANNED | 5837 | 17 | 343.3529 | 0.0071911 | 2.0944e-05
| 2018/19 | 24/07/2018 | PLANNED | 6355 | 41 | 155 | 0.0078293 | 5.0512e-05
| 2018/19 | 24/07/2018 | PLANNED | 2934 | 9 | 326 | 0.0036147 | 1.1088e-05
| 2018/19 | 24/07/2018 | PLANNED | 1026 | 18 | 57 | 0.001264 | 2.2176e-05
| 2018/19 | 24/07/2018 | PLANNED | 15183 | 63 | 241 | 0.018705 | 7.7615e-05
| 2018/19 | 24/07/2018 | PLANNED | 2800 | 6 | 466.6667 | 0.0034496 | 7.3919e-06
| 2018/19 | 24/07/2018 | PLANNED | 57 | 1 | 57 | 7.0224e-05 | 1.232e-06
| 2018/19 | 24/07/2018 | PLANNED | 100 | 2 | 50 | 0.0001232 | 2.464e-06
| 2018/19 | 24/07/2018 | PLANNED | 11220 | 34 | 330 | 0.013823 | 4.1888e-05
| 2018/19 | 24/07/2018 | PLANNED | 30 | 1 | 30 | 3.696e-05 | 1.232e-06
| 2018/19 | 24/07/2018 | PLANNED | 225 | 1 | 225 | 0.0002772 | 1.232e-06
| 2018/19 | 24/07/2018 | PLANNED | 32 | 1 | 32 | 3.9424e-05 | 1.232e-06
| 2018/19 | 24/07/2018 | PLANNED | 46 | 1 | 46 | 5.6672e-05 | 1.232e-06
| 2018/19 | 24/07/2018 | PLANNED | 15 | 1 | 15 | 1.848e-05 | 1.232e-06
| 2018/19 | 24/07/2018 | PLANNED | 35 | 1 | 35 | 4.312e-05 | 1.232e-06
| 2018/19 | 24/07/2018 | PLANNED | 32 | 1 | 32 | 3.9424e-05 | 1.232e-06
| 2018/19 | 24/07/2018 | PLANNED | 25 | 1 | 25 | 3.08e-05 | 1.232e-06
| 2018/19 | 24/07/2018 | PLANNED | 1786 | 38 | 47 | 0.0022003 | 4.6816e-05
| 2018/19 | 24/07/2018 | PLANNED | 70 | 1 | 70 | 8.6239e-05 | 1.232e-06
| 2018/19 | 24/07/2018 | PLANNED | 30 | 1 | 30 | 3.696e-05 | 1.232e-06
| 2018/19 | 24/07/2018 | PLANNED | 48 | 1 | 48 | 5.9136e-05 | 1.232e-06
| 2018/19 | 24/07/2018 | PLANNED | 40 | 1 | 40 | 4.928e-05 | 1.232e-06
| 2018/19 | 24/07/2018 | PLANNED | 35 | 1 | 35 | 4.312e-05 | 1.232e-06
| 2018/19 | 24/07/2018 | PLANNED | 476 | 14 | 34 | 0.00058643 | 1.7248e-05
| 2018/19 | 24/07/2018 | PLANNED | 60 | 4 | 15 | 7.3919e-05 | 4.928e-06
| 2018/19 | 25/07/2018 | PLANNED | 780 | 2 | 390 | 0.00096095 | 2.464e-06
| 2018/19 | 25/07/2018 | PLANNED | 7954 | 82 | 97 | 0.0097993 | 0.00010102
| 2018/19 | 25/07/2018 | PLANNED | 640 | 8 | 80 | 0.00078847 | 9.8559e-06
| 2018/19 | 25/07/2018 | PLANNED | 416 | 10 | 41.6 | 0.00051251 | 1.232e-05
| 2018/19 | 25/07/2018 | PLANNED | 9556 | 32 | 298.625 | 0.011773 | 3.9424e-05
| 2018/19 | 25/07/2018 | PLANNED | 8622 | 25 | 344.88 | 0.010622 | 3.08e-05
| 2018/19 | 25/07/2018 | PLANNED | 39210 | 168 | 233.3929 | 0.048306 | 0.00020697
| 2018/19 | 25/07/2018 | PLANNED | 91 | 13 | 7 | 0.00011211 | 1.6016e-05
| 2018/19 | 25/07/2018 | PLANNED | 14475 | 75 | 193 | 0.017833 | 9.2399e-05
| 2018/19 | 25/07/2018 | PLANNED | 140 | 4 | 35 | 0.00017248 | 4.928e-06
| 2018/19 | 25/07/2018 | PLANNED | 31180 | 89 | 350.3371 | 0.038413 | 0.00010965
| 2018/19 | 25/07/2018 | PLANNED | 43180 | 127 | 340 | 0.053197 | 0.00015646
| 2018/19 | 25/07/2018 | PLANNED | 471 | 3 | 157 | 0.00058027 | 3.696e-06
| 2018/19 | 25/07/2018 | PLANNED | 277 | 6 | 46.1667 | 0.00034126 | 7.3919e-06
| 2018/19 | 25/07/2018 | PLANNED | 44 | 2 | 22 | 5.4208e-05 | 2.464e-06
| 2018/19 | 25/07/2018 | PLANNED | 14864 | 65 | 228.6769 | 0.018312 | 8.0079e-05
| 2018/19 | 25/07/2018 | PLANNED | 120 | 3 | 40 | 0.00014784 | 3.696e-06
| 2018/19 | 25/07/2018 | PLANNED | 30240 | 84 | 360 | 0.037255 | 0.00010349
| 2018/19 | 25/07/2018 | PLANNED | 2800 | 14 | 200 | 0.0034496 | 1.7248e-05
| 2018/19 | 25/07/2018 | PLANNED | 1295 | 7 | 185 | 0.0015954 | 8.6239e-06
| 2018/19 | 25/07/2018 | PLANNED | 1015 | 5 | 203 | 0.0012505 | 6.16e-06
| 2018/19 | 25/07/2018 | PLANNED | 375 | 3 | 125 | 0.000462 | 3.696e-06
| 2018/19 | 25/07/2018 | PLANNED | 10100 | 101 | 100 | 0.012443 | 0.00012443
| 2018/19 | 25/07/2018 | PLANNED | 13 | 1 | 13 | 1.6016e-05 | 1.232e-06
| 2018/19 | 25/07/2018 | PLANNED | 1072 | 16 | 67 | 0.0013207 | 1.9712e-05
| 2018/19 | 25/07/2018 | PLANNED | 60 | 2 | 30 | 7.3919e-05 | 2.464e-06
| 2018/19 | 25/07/2018 | PLANNED | 584 | 8 | 73 | 0.00071948 | 9.8559e-06
| 2018/19 | 25/07/2018 | PLANNED | 6468 | 66 | 98 | 0.0079685 | 8.1311e-05
| 2018/19 | 25/07/2018 | PLANNED | 276 | 2 | 138 | 0.00034003 | 2.464e-06
| 2018/19 | 25/07/2018 | PLANNED | 42 | 2 | 21 | 5.1744e-05 | 2.464e-06
| 2018/19 | 25/07/2018 | PLANNED | 10 | 1 | 10 | 1.232e-05 | 1.232e-06
| 2018/19 | 25/07/2018 | PLANNED | 12 | 2 | 6 | 1.4784e-05 | 2.464e-06
| 2018/19 | 25/07/2018 | PLANNED | 9 | 1 | 9 | 1.1088e-05 | 1.232e-06
| 2018/19 | 25/07/2018 | PLANNED | 165 | 3 | 55 | 0.00020328 | 3.696e-06
| 2018/19 | 25/07/2018 | PLANNED | 30 | 1 | 30 | 3.696e-05 | 1.232e-06
| 2018/19 | 25/07/2018 | PLANNED | 32 | 1 | 32 | 3.9424e-05 | 1.232e-06
| 2018/19 | 25/07/2018 | PLANNED | 3625 | 29 | 125 | 0.004466 | 3.5728e-05
| 2018/19 | 25/07/2018 | PLANNED | 160 | 2 | 80 | 0.00019712 | 2.464e-06
| 2018/19 | 25/07/2018 | PLANNED | 2926 | 22 | 133 | 0.0036048 | 2.7104e-05
| 2018/19 | 25/07/2018 | PLANNED | 540 | 18 | 30 | 0.00066528 | 2.2176e-05
| 2018/19 | 25/07/2018 | PLANNED | 69 | 3 | 23 | 8.5007e-05 | 3.696e-06
| 2018/19 | 25/07/2018 | PLANNED | 32 | 1 | 32 | 3.9424e-05 | 1.232e-06
| 2018/19 | 25/07/2018 | PLANNED | 23 | 1 | 23 | 2.8336e-05 | 1.232e-06
| 2018/19 | 26/07/2018 | PLANNED | 196140 | 420 | 467 | 0.24164 | 0.00051744
| 2018/19 | 26/07/2018 | PLANNED | 1398 | 33 | 42.3636 | 0.0017223 | 4.0656e-05
| 2018/19 | 26/07/2018 | PLANNED | 82320 | 201 | 409.5522 | 0.10142 | 0.00024763
| 2018/19 | 26/07/2018 | PLANNED | 2040 | 15 | 136 | 0.0025133 | 1.848e-05
| 2018/19 | 26/07/2018 | PLANNED | 40824 | 168 | 243 | 0.050295 | 0.00020697
| 2018/19 | 26/07/2018 | PLANNED | 17377 | 98 | 177.3163 | 0.021408 | 0.00012074
| 2018/19 | 26/07/2018 | PLANNED | 29601 | 117 | 253 | 0.036468 | 0.00014414
| 2018/19 | 26/07/2018 | PLANNED | 12744 | 59 | 216 | 0.0157 | 7.2687e-05
| 2018/19 | 26/07/2018 | PLANNED | 7 | 1 | 7 | 8.6239e-06 | 1.232e-06
| 2018/19 | 26/07/2018 | PLANNED | 12561 | 159 | 79 | 0.015475 | 0.00019589
| 2018/19 | 26/07/2018 | PLANNED | 18010 | 36 | 500.2778 | 0.022188 | 4.4352e-05
| 2018/19 | 26/07/2018 | PLANNED | 39 | 1 | 39 | 4.8048e-05 | 1.232e-06
| 2018/19 | 26/07/2018 | PLANNED | 21 | 3 | 7 | 2.5872e-05 | 3.696e-06
| 2018/19 | 26/07/2018 | PLANNED | 1460 | 4 | 365 | 0.0017987 | 4.928e-06
| 2018/19 | 26/07/2018 | PLANNED | 60 | 2 | 30 | 7.3919e-05 | 2.464e-06
| 2018/19 | 26/07/2018 | PLANNED | 10150 | 35 | 290 | 0.012505 | 4.312e-05
| 2018/19 | 26/07/2018 | PLANNED | 255 | 1 | 255 | 0.00031416 | 1.232e-06
| 2018/19 | 26/07/2018 | PLANNED | 9317 | 29 | 321.2759 | 0.011478 | 3.5728e-05
| 2018/19 | 26/07/2018 | PLANNED | 16402 | 51 | 321.6078 | 0.020207 | 6.2832e-05
| 2018/19 | 26/07/2018 | PLANNED | 35 | 1 | 35 | 4.312e-05 | 1.232e-06
| 2018/19 | 26/07/2018 | PLANNED | 26400 | 88 | 300 | 0.032525 | 0.00010842
| 2018/19 | 26/07/2018 | PLANNED | 8466 | 83 | 102 | 0.01043 | 0.00010226
| 2018/19 | 26/07/2018 | PLANNED | 2121 | 21 | 101 | 0.0026131 | 2.5872e-05
| 2018/19 | 26/07/2018 | PLANNED | 40 | 2 | 20 | 4.928e-05 | 2.464e-06
| 2018/19 | 26/07/2018 | PLANNED | 60 | 2 | 30 | 7.3919e-05 | 2.464e-06
| 2018/19 | 26/07/2018 | PLANNED | 75 | 1 | 75 | 9.2399e-05 | 1.232e-06
| 2018/19 | 26/07/2018 | PLANNED | 2380 | 34 | 70 | 0.0029321 | 4.1888e-05
| 2018/19 | 26/07/2018 | PLANNED | 4560 | 48 | 95 | 0.0056179 | 5.9136e-05
| 2018/19 | 26/07/2018 | PLANNED | 19 | 1 | 19 | 2.3408e-05 | 1.232e-06
| 2018/19 | 26/07/2018 | PLANNED | 5 | 1 | 5 | 6.16e-06 | 1.232e-06
| 2018/19 | 27/07/2018 | PLANNED | 130 | 2 | 65 | 0.00016016 | 2.464e-06
| 2018/19 | 27/07/2018 | PLANNED | 2184 | 78 | 28 | 0.0026907 | 9.6095e-05
| 2018/19 | 27/07/2018 | PLANNED | 840 | 3 | 280 | 0.0010349 | 3.696e-06
| 2018/19 | 27/07/2018 | PLANNED | 804 | 6 | 134 | 0.00099052 | 7.3919e-06
| 2018/19 | 27/07/2018 | PLANNED | 6975 | 31 | 225 | 0.0085931 | 3.8192e-05
| 2018/19 | 27/07/2018 | PLANNED | 16760 | 62 | 270.3226 | 0.020648 | 7.6383e-05
| 2018/19 | 27/07/2018 | PLANNED | 3757 | 17 | 221 | 0.0046286 | 2.0944e-05
| 2018/19 | 27/07/2018 | PLANNED | 5655 | 15 | 377 | 0.0069669 | 1.848e-05
| 2018/19 | 27/07/2018 | PLANNED | 7386 | 30 | 246.2 | 0.0090995 | 3.696e-05
| 2018/19 | 27/07/2018 | PLANNED | 108 | 4 | 27 | 0.00013306 | 4.928e-06
| 2018/19 | 27/07/2018 | PLANNED | 620 | 2 | 310 | 0.00076383 | 2.464e-06
| 2018/19 | 27/07/2018 | PLANNED | 13 | 13 | 1 | 1.6016e-05 | 1.6016e-05
| 2018/19 | 27/07/2018 | PLANNED | 2760 | 23 | 120 | 0.0034003 | 2.8336e-05
| 2018/19 | 27/07/2018 | PLANNED | 71 | 1 | 71 | 8.7471e-05 | 1.232e-06
| 2018/19 | 27/07/2018 | PLANNED | 290 | 1 | 290 | 0.00035728 | 1.232e-06
| 2018/19 | 27/07/2018 | PLANNED | 3384 | 14 | 241.7143 | 0.0041691 | 1.7248e-05
| 2018/19 | 27/07/2018 | PLANNED | 760 | 40 | 19 | 0.00093631 | 4.928e-05
| 2018/19 | 27/07/2018 | PLANNED | 20 | 4 | 5 | 2.464e-05 | 4.928e-06
| 2018/19 | 27/07/2018 | PLANNED | 100 | 4 | 25 | 0.0001232 | 4.928e-06
| 2018/19 | 27/07/2018 | PLANNED | 351 | 13 | 27 | 0.00043243 | 1.6016e-05
| 2018/19 | 27/07/2018 | PLANNED | 336 | 28 | 12 | 0.00041395 | 3.4496e-05
| 2018/19 | 27/07/2018 | PLANNED | 566 | 14 | 40.4286 | 0.00069731 | 1.7248e-05
| 2018/19 | 27/07/2018 | PLANNED | 20 | 1 | 20 | 2.464e-05 | 1.232e-06
| 2018/19 | 27/07/2018 | PLANNED | 240 | 12 | 20 | 0.00029568 | 1.4784e-05
| 2018/19 | 27/07/2018 | PLANNED | 56 | 2 | 28 | 6.8992e-05 | 2.464e-06
| 2018/19 | 27/07/2018 | PLANNED | 20 | 2 | 10 | 2.464e-05 | 2.464e-06
| 2018/19 | 27/07/2018 | PLANNED | 17 | 1 | 17 | 2.0944e-05 | 1.232e-06
| 2018/19 | 27/07/2018 | PLANNED | 240 | 20 | 12 | 0.00029568 | 2.464e-05
| 2018/19 | 27/07/2018 | PLANNED | 64 | 2 | 32 | 7.8847e-05 | 2.464e-06
| 2018/19 | 27/07/2018 | PLANNED | 8 | 1 | 8 | 9.8559e-06 | 1.232e-06
| 2018/19 | 27/07/2018 | PLANNED | 22 | 2 | 11 | 2.7104e-05 | 2.464e-06
| 2018/19 | 27/07/2018 | PLANNED | 11760 | 245 | 48 | 0.014488 | 0.00030184
| 2018/19 | 27/07/2018 | PLANNED | 48 | 4 | 12 | 5.9136e-05 | 4.928e-06
| 2018/19 | 27/07/2018 | PLANNED | 768 | 8 | 96 | 0.00094617 | 9.8559e-06
| 2018/19 | 27/07/2018 | PLANNED | 32 | 4 | 8 | 3.9424e-05 | 4.928e-06
| 2018/19 | 28/07/2018 | PLANNED | 120 | 1 | 120 | 0.00014784 | 1.232e-06
| 2018/19 | 29/07/2018 | PLANNED | 1442 | 3 | 480.6667 | 0.0017765 | 3.696e-06
| 2018/19 | 29/07/2018 | PLANNED | 41400 | 575 | 72 | 0.051004 | 0.0007084
| 2018/19 | 29/07/2018 | PLANNED | 106502 | 517 | 206 | 0.13121 | 0.00063694
| 2018/19 | 29/07/2018 | PLANNED | 8750 | 94 | 93.0851 | 0.01078 | 0.00011581
| 2018/19 | 29/07/2018 | PLANNED | 49432 | 148 | 334 | 0.0609 | 0.00018233
| 2018/19 | 29/07/2018 | PLANNED | 33 | 1 | 33 | 4.0656e-05 | 1.232e-06
| 2018/19 | 29/07/2018 | PLANNED | 4144 | 16 | 259 | 0.0051054 | 1.9712e-05
| 2018/19 | 29/07/2018 | PLANNED | 42 | 2 | 21 | 5.1744e-05 | 2.464e-06
| 2018/19 | 30/07/2018 | PLANNED | 316 | 2 | 158 | 0.00038931 | 2.464e-06
| 2018/19 | 30/07/2018 | PLANNED | 5824 | 32 | 182 | 0.0071751 | 3.9424e-05
| 2018/19 | 30/07/2018 | PLANNED | 493 | 29 | 17 | 0.00060737 | 3.5728e-05
| 2018/19 | 30/07/2018 | PLANNED | 705 | 3 | 235 | 0.00086855 | 3.696e-06
| 2018/19 | 30/07/2018 | PLANNED | 4800 | 20 | 240 | 0.0059136 | 2.464e-05
| 2018/19 | 30/07/2018 | PLANNED | 3904 | 16 | 244 | 0.0048097 | 1.9712e-05
| 2018/19 | 30/07/2018 | PLANNED | 43810 | 130 | 337 | 0.053974 | 0.00016016
| 2018/19 | 30/07/2018 | PLANNED | 12145 | 35 | 347 | 0.014963 | 4.312e-05
| 2018/19 | 30/07/2018 | PLANNED | 408 | 3 | 136 | 0.00050265 | 3.696e-06
| 2018/19 | 30/07/2018 | PLANNED | 7875 | 21 | 375 | 0.0097019 | 2.5872e-05
| 2018/19 | 30/07/2018 | PLANNED | 245 | 1 | 245 | 0.00030184 | 1.232e-06
| 2018/19 | 30/07/2018 | PLANNED | 48 | 4 | 12 | 5.9136e-05 | 4.928e-06
| 2018/19 | 30/07/2018 | PLANNED | 44 | 2 | 22 | 5.4208e-05 | 2.464e-06
| 2018/19 | 30/07/2018 | PLANNED | 31 | 1 | 31 | 3.8192e-05 | 1.232e-06
| 2018/19 | 30/07/2018 | PLANNED | 50 | 2 | 25 | 6.16e-05 | 2.464e-06
| 2018/19 | 30/07/2018 | PLANNED | 31 | 1 | 31 | 3.8192e-05 | 1.232e-06
| 2018/19 | 30/07/2018 | PLANNED | 5365 | 37 | 145 | 0.0066096 | 4.5584e-05
| 2018/19 | 30/07/2018 | PLANNED | 75 | 3 | 25 | 9.2399e-05 | 3.696e-06
| 2018/19 | 30/07/2018 | PLANNED | 80 | 4 | 20 | 9.8559e-05 | 4.928e-06
| 2018/19 | 30/07/2018 | PLANNED | 135 | 9 | 15 | 0.00016632 | 1.1088e-05
| 2018/19 | 30/07/2018 | PLANNED | 27 | 1 | 27 | 3.3264e-05 | 1.232e-06
| 2018/19 | 31/07/2018 | PLANNED | 2654 | 14 | 189.5714 | 0.0032697 | 1.7248e-05
| 2018/19 | 31/07/2018 | PLANNED | 250750 | 750 | 334.3333 | 0.30892 | 0.00092399
| 2018/19 | 31/07/2018 | PLANNED | 596 | 4 | 149 | 0.00073427 | 4.928e-06
| 2018/19 | 31/07/2018 | PLANNED | 13125 | 35 | 375 | 0.01617 | 4.312e-05
| 2018/19 | 31/07/2018 | PLANNED | 45 | 3 | 15 | 5.544e-05 | 3.696e-06
| 2018/19 | 31/07/2018 | PLANNED | 123 | 2 | 61.5 | 0.00015153 | 2.464e-06
| 2018/19 | 31/07/2018 | PLANNED | 120 | 5 | 24 | 0.00014784 | 6.16e-06
| 2018/19 | 31/07/2018 | PLANNED | 2937 | 11 | 267 | 0.0036184 | 1.3552e-05
| 2018/19 | 31/07/2018 | PLANNED | 204 | 3 | 68 | 0.00025133 | 3.696e-06
| 2018/19 | 31/07/2018 | PLANNED | 9975 | 57 | 175 | 0.012289 | 7.0224e-05
| 2018/19 | 31/07/2018 | PLANNED | 7434 | 21 | 354 | 0.0091586 | 2.5872e-05
| 2018/19 | 31/07/2018 | PLANNED | 48714 | 138 | 353 | 0.060015 | 0.00017001
| 2018/19 | 31/07/2018 | PLANNED | 1956 | 6 | 326 | 0.0024098 | 7.3919e-06
| 2018/19 | 31/07/2018 | PLANNED | 130 | 2 | 65 | 0.00016016 | 2.464e-06
| 2018/19 | 31/07/2018 | PLANNED | 29586 | 139 | 212.8489 | 0.03645 | 0.00017125
| 2018/19 | 31/07/2018 | PLANNED | 465 | 3 | 155 | 0.00057288 | 3.696e-06
| 2018/19 | 31/07/2018 | PLANNED | 1661 | 11 | 151 | 0.0020463 | 1.3552e-05
| 2018/19 | 31/07/2018 | PLANNED | 424 | 4 | 106 | 0.00052236 | 4.928e-06
| 2018/19 | 31/07/2018 | PLANNED | 60 | 2 | 30 | 7.3919e-05 | 2.464e-06
| 2018/19 | 31/07/2018 | PLANNED | 304 | 10 | 30.4 | 0.00037453 | 1.232e-05
| 2018/19 | 31/07/2018 | PLANNED | 1398 | 23 | 60.7826 | 0.0017223 | 2.8336e-05
| 2018/19 | 31/07/2018 | PLANNED | 60 | 1 | 60 | 7.3919e-05 | 1.232e-06
| 2018/19 | 31/07/2018 | PLANNED | 40 | 1 | 40 | 4.928e-05 | 1.232e-06
| 2018/19 | 31/07/2018 | PLANNED | 21836 | 106 | 206 | 0.026902 | 0.00013059
| 2018/19 | 31/07/2018 | PLANNED | 110 | 2 | 55 | 0.00013552 | 2.464e-06
| 2018/19 | 31/07/2018 | PLANNED | 150 | 6 | 25 | 0.0001848 | 7.3919e-06
| 2018/19 | 31/07/2018 | PLANNED | 26 | 1 | 26 | 3.2032e-05 | 1.232e-06
| 2018/19 | 31/07/2018 | PLANNED | 90 | 3 | 30 | 0.00011088 | 3.696e-06
| 2018/19 | 31/07/2018 | PLANNED | 60 | 1 | 60 | 7.3919e-05 | 1.232e-06
| 2018/19 | 31/07/2018 | PLANNED | 126 | 2 | 63 | 0.00015523 | 2.464e-06
| 2018/19 | 31/07/2018 | PLANNED | 10 | 1 | 10 | 1.232e-05 | 1.232e-06
| 2018/19 | 31/07/2018 | PLANNED | 175 | 5 | 35 | 0.0002156 | 6.16e-06
| 2018/19 | 31/07/2018 | PLANNED | 228 | 3 | 76 | 0.00028089 | 3.696e-06
| 2018/19 | 31/07/2018 | PLANNED | 330 | 6 | 55 | 0.00040656 | 7.3919e-06
| 2018/19 | 31/07/2018 | PLANNED | 150 | 5 | 30 | 0.0001848 | 6.16e-06
| 2018/19 | 1/08/2018 | PLANNED | 493920 | 1176 | 420 | 0.60851 | 0.0014488
| 2018/19 | 1/08/2018 | PLANNED | 33 | 1 | 33 | 4.0656e-05 | 1.232e-06
| 2018/19 | 1/08/2018 | PLANNED | 36 | 1 | 36 | 4.4352e-05 | 1.232e-06
| 2018/19 | 1/08/2018 | PLANNED | 112 | 2 | 56 | 0.00013798 | 2.464e-06
| 2018/19 | 1/08/2018 | PLANNED | 2848 | 32 | 89 | 0.0035087 | 3.9424e-05
| 2018/19 | 1/08/2018 | PLANNED | 252 | 28 | 9 | 0.00031046 | 3.4496e-05
| 2018/19 | 1/08/2018 | PLANNED | 3487 | 17 | 205.1176 | 0.004296 | 2.0944e-05
| 2018/19 | 1/08/2018 | PLANNED | 105 | 3 | 35 | 0.00012936 | 3.696e-06
| 2018/19 | 1/08/2018 | PLANNED | 15 | 1 | 15 | 1.848e-05 | 1.232e-06
| 2018/19 | 1/08/2018 | PLANNED | 13120 | 41 | 320 | 0.016164 | 5.0512e-05
| 2018/19 | 1/08/2018 | PLANNED | 6909 | 21 | 329 | 0.0085118 | 2.5872e-05
| 2018/19 | 1/08/2018 | PLANNED | 558 | 18 | 31 | 0.00068745 | 2.2176e-05
| 2018/19 | 1/08/2018 | PLANNED | 33 | 1 | 33 | 4.0656e-05 | 1.232e-06
| 2018/19 | 1/08/2018 | PLANNED | 44625 | 119 | 375 | 0.054978 | 0.00014661
| 2018/19 | 1/08/2018 | PLANNED | 62320 | 205 | 304 | 0.076778 | 0.00025256
| 2018/19 | 1/08/2018 | PLANNED | 110 | 1 | 110 | 0.00013552 | 1.232e-06
| 2018/19 | 1/08/2018 | PLANNED | 9160 | 38 | 241.0526 | 0.011285 | 4.6816e-05
| 2018/19 | 1/08/2018 | PLANNED | 15180 | 60 | 253 | 0.018702 | 7.3919e-05
| 2018/19 | 1/08/2018 | PLANNED | 1362 | 29 | 46.9655 | 0.001678 | 3.5728e-05
| 2018/19 | 1/08/2018 | PLANNED | 358 | 2 | 179 | 0.00044105 | 2.464e-06
| 2018/19 | 1/08/2018 | PLANNED | 30 | 1 | 30 | 3.696e-05 | 1.232e-06
| 2018/19 | 1/08/2018 | PLANNED | 35 | 1 | 35 | 4.312e-05 | 1.232e-06
| 2018/19 | 1/08/2018 | PLANNED | 72 | 2 | 36 | 8.8703e-05 | 2.464e-06
| 2018/19 | 1/08/2018 | PLANNED | 660 | 20 | 33 | 0.00081311 | 2.464e-05
| 2018/19 | 1/08/2018 | PLANNED | 2911 | 41 | 71 | 0.0035863 | 5.0512e-05
| 2018/19 | 1/08/2018 | PLANNED | 110 | 1 | 110 | 0.00013552 | 1.232e-06
| 2018/19 | 1/08/2018 | PLANNED | 120 | 2 | 60 | 0.00014784 | 2.464e-06
| 2018/19 | 1/08/2018 | PLANNED | 1050 | 30 | 35 | 0.0012936 | 3.696e-05
| 2018/19 | 1/08/2018 | PLANNED | 70 | 2 | 35 | 8.6239e-05 | 2.464e-06
| 2018/19 | 1/08/2018 | PLANNED | 165 | 3 | 55 | 0.00020328 | 3.696e-06
| 2018/19 | 1/08/2018 | PLANNED | 315 | 3 | 105 | 0.00038808 | 3.696e-06
| 2018/19 | 2/08/2018 | PLANNED | 221 | 1 | 221 | 0.00027227 | 1.232e-06
| 2018/19 | 2/08/2018 | PLANNED | 855 | 19 | 45 | 0.0010534 | 2.3408e-05
| 2018/19 | 2/08/2018 | PLANNED | 60962 | 163 | 374 | 0.075105 | 0.00020081
| 2018/19 | 2/08/2018 | PLANNED | 540 | 3 | 180 | 0.00066528 | 3.696e-06
| 2018/19 | 2/08/2018 | PLANNED | 40 | 1 | 40 | 4.928e-05 | 1.232e-06
| 2018/19 | 2/08/2018 | PLANNED | 40284 | 108 | 373 | 0.04963 | 0.00013306
| 2018/19 | 2/08/2018 | PLANNED | 12205 | 39 | 312.9487 | 0.015036 | 4.8048e-05
| 2018/19 | 2/08/2018 | PLANNED | 1020 | 3 | 340 | 0.0012566 | 3.696e-06
| 2018/19 | 2/08/2018 | PLANNED | 392700 | 1540 | 255 | 0.4838 | 0.0018973
| 2018/19 | 2/08/2018 | PLANNED | 7722 | 26 | 297 | 0.0095134 | 3.2032e-05
| 2018/19 | 2/08/2018 | PLANNED | 145 | 5 | 29 | 0.00017864 | 6.16e-06
| 2018/19 | 2/08/2018 | PLANNED | 270 | 10 | 27 | 0.00033264 | 1.232e-05
| 2018/19 | 2/08/2018 | PLANNED | 110 | 2 | 55 | 0.00013552 | 2.464e-06
| 2018/19 | 2/08/2018 | PLANNED | 2946 | 12 | 245.5 | 0.0036294 | 1.4784e-05
| 2018/19 | 2/08/2018 | PLANNED | 200 | 4 | 50 | 0.0002464 | 4.928e-06
| 2018/19 | 2/08/2018 | PLANNED | 27 | 1 | 27 | 3.3264e-05 | 1.232e-06
| 2018/19 | 2/08/2018 | PLANNED | 132 | 4 | 33 | 0.00016262 | 4.928e-06
| 2018/19 | 2/08/2018 | PLANNED | 28 | 2 | 14 | 3.4496e-05 | 2.464e-06
| 2018/19 | 2/08/2018 | PLANNED | 23 | 1 | 23 | 2.8336e-05 | 1.232e-06
| 2018/19 | 2/08/2018 | PLANNED | 1468 | 23 | 63.8261 | 0.0018086 | 2.8336e-05
| 2018/19 | 2/08/2018 | PLANNED | 80 | 2 | 40 | 9.8559e-05 | 2.464e-06
| 2018/19 | 2/08/2018 | PLANNED | 15 | 1 | 15 | 1.848e-05 | 1.232e-06
| 2018/19 | 2/08/2018 | PLANNED | 46 | 2 | 23 | 5.6672e-05 | 2.464e-06
| 2018/19 | 2/08/2018 | PLANNED | 31 | 1 | 31 | 3.8192e-05 | 1.232e-06
| 2018/19 | 2/08/2018 | PLANNED | 14 | 1 | 14 | 1.7248e-05 | 1.232e-06
| 2018/19 | 2/08/2018 | PLANNED | 75 | 3 | 25 | 9.2399e-05 | 3.696e-06
| 2018/19 | 2/08/2018 | PLANNED | 50 | 2 | 25 | 6.16e-05 | 2.464e-06
| 2018/19 | 2/08/2018 | PLANNED | 120 | 6 | 20 | 0.00014784 | 7.3919e-06
| 2018/19 | 2/08/2018 | PLANNED | 349 | 11 | 31.7273 | 0.00042996 | 1.3552e-05
| 2018/19 | 2/08/2018 | PLANNED | 60 | 2 | 30 | 7.3919e-05 | 2.464e-06
| 2018/19 | 3/08/2018 | PLANNED | 16520 | 28 | 590 | 0.020352 | 3.4496e-05
| 2018/19 | 3/08/2018 | PLANNED | 80 | 4 | 20 | 9.8559e-05 | 4.928e-06
| 2018/19 | 3/08/2018 | PLANNED | 45 | 1 | 45 | 5.544e-05 | 1.232e-06
| 2018/19 | 3/08/2018 | PLANNED | 30 | 2 | 15 | 3.696e-05 | 2.464e-06
| 2018/19 | 3/08/2018 | PLANNED | 5264 | 94 | 56 | 0.0064852 | 0.00011581
| 2018/19 | 3/08/2018 | PLANNED | 180 | 3 | 60 | 0.00022176 | 3.696e-06
| 2018/19 | 3/08/2018 | PLANNED | 54990 | 423 | 130 | 0.067747 | 0.00052113
| 2018/19 | 3/08/2018 | PLANNED | 50 | 5 | 10 | 6.16e-05 | 6.16e-06
| 2018/19 | 3/08/2018 | PLANNED | 154 | 2 | 77 | 0.00018973 | 2.464e-06
| 2018/19 | 3/08/2018 | PLANNED | 288 | 2 | 144 | 0.00035481 | 2.464e-06
| 2018/19 | 3/08/2018 | PLANNED | 20174 | 131 | 154 | 0.024854 | 0.00016139
| 2018/19 | 3/08/2018 | PLANNED | 20 | 1 | 20 | 2.464e-05 | 1.232e-06
| 2018/19 | 3/08/2018 | PLANNED | 1 | 1 | 1 | 1.232e-06 | 1.232e-06
| 2018/19 | 3/08/2018 | PLANNED | 19300 | 100 | 193 | 0.023777 | 0.0001232
| 2018/19 | 3/08/2018 | PLANNED | 12998 | 97 | 134 | 0.016013 | 0.0001195
| 2018/19 | 3/08/2018 | PLANNED | 75 | 3 | 25 | 9.2399e-05 | 3.696e-06
| 2018/19 | 3/08/2018 | PLANNED | 2145 | 11 | 195 | 0.0026426 | 1.3552e-05
| 2018/19 | 3/08/2018 | PLANNED | 60 | 2 | 30 | 7.3919e-05 | 2.464e-06
| 2018/19 | 3/08/2018 | PLANNED | 50 | 2 | 25 | 6.16e-05 | 2.464e-06
| 2018/19 | 3/08/2018 | PLANNED | 2790 | 18 | 155 | 0.0034373 | 2.2176e-05
| 2018/19 | 3/08/2018 | PLANNED | 15 | 1 | 15 | 1.848e-05 | 1.232e-06
| 2018/19 | 3/08/2018 | PLANNED | 42 | 2 | 21 | 5.1744e-05 | 2.464e-06
| 2018/19 | 3/08/2018 | PLANNED | 3 | 1 | 3 | 3.696e-06 | 1.232e-06
| 2018/19 | 4/08/2018 | PLANNED | 29460 | 1473 | 20 | 0.036294 | 0.0018147
| 2018/19 | 4/08/2018 | PLANNED | 29370 | 89 | 330 | 0.036184 | 0.00010965
| 2018/19 | 4/08/2018 | PLANNED | 1875 | 375 | 5 | 0.00231 | 0.000462
| 2018/19 | 4/08/2018 | PLANNED | 35251 | 2143 | 16.4494 | 0.043429 | 0.0026402
| 2018/19 | 5/08/2018 | PLANNED | 945 | 3 | 315 | 0.0011642 | 3.696e-06
| 2018/19 | 5/08/2018 | PLANNED | 440 | 1 | 440 | 0.00054208 | 1.232e-06
| 2018/19 | 5/08/2018 | PLANNED | 17246 | 1153 | 14.9575 | 0.021247 | 0.0014205
| 2018/19 | 5/08/2018 | PLANNED | 240 | 2 | 120 | 0.00029568 | 2.464e-06
| 2018/19 | 5/08/2018 | PLANNED | 332 | 1 | 332 | 0.00040902 | 1.232e-06
| 2018/19 | 5/08/2018 | PLANNED | 540 | 6 | 90 | 0.00066528 | 7.3919e-06
| 2018/19 | 5/08/2018 | PLANNED | 8540 | 20 | 427 | 0.010521 | 2.464e-05
| 2018/19 | 5/08/2018 | PLANNED | 48804 | 196 | 249 | 0.060126 | 0.00024147
| 2018/19 | 5/08/2018 | PLANNED | 4370 | 38 | 115 | 0.0053838 | 4.6816e-05
| 2018/19 | 5/08/2018 | PLANNED | 100 | 1 | 100 | 0.0001232 | 1.232e-06
| 2018/19 | 5/08/2018 | PLANNED | 35 | 1 | 35 | 4.312e-05 | 1.232e-06
| 2018/19 | 5/08/2018 | PLANNED | 4148 | 34 | 122 | 0.0051103 | 4.1888e-05
| 2018/19 | 5/08/2018 | PLANNED | 30 | 1 | 30 | 3.696e-05 | 1.232e-06
| 2018/19 | 5/08/2018 | PLANNED | 145 | 1 | 145 | 0.00017864 | 1.232e-06
| 2018/19 | 6/08/2018 | PLANNED | 90 | 9 | 10 | 0.00011088 | 1.1088e-05
| 2018/19 | 6/08/2018 | PLANNED | 594 | 18 | 33 | 0.0007318 | 2.2176e-05
| 2018/19 | 6/08/2018 | PLANNED | 2160 | 9 | 240 | 0.0026611 | 1.1088e-05
| 2018/19 | 6/08/2018 | PLANNED | 10032 | 33 | 304 | 0.012359 | 4.0656e-05
| 2018/19 | 6/08/2018 | PLANNED | 11849 | 59 | 200.8305 | 0.014598 | 7.2687e-05
| 2018/19 | 6/08/2018 | PLANNED | 580 | 4 | 145 | 0.00071455 | 4.928e-06
| 2018/19 | 6/08/2018 | PLANNED | 10685 | 40 | 267.125 | 0.013164 | 4.928e-05
| 2018/19 | 6/08/2018 | PLANNED | 3328 | 13 | 256 | 0.0041001 | 1.6016e-05
| 2018/19 | 6/08/2018 | PLANNED | 40 | 1 | 40 | 4.928e-05 | 1.232e-06
| 2018/19 | 6/08/2018 | PLANNED | 1012 | 4 | 253 | 0.0012468 | 4.928e-06
| 2018/19 | 6/08/2018 | PLANNED | 460 | 1 | 460 | 0.00056672 | 1.232e-06
| 2018/19 | 6/08/2018 | PLANNED | 50 | 1 | 50 | 6.16e-05 | 1.232e-06
| 2018/19 | 6/08/2018 | PLANNED | 190 | 2 | 95 | 0.00023408 | 2.464e-06
| 2018/19 | 6/08/2018 | PLANNED | 25 | 1 | 25 | 3.08e-05 | 1.232e-06
| 2018/19 | 6/08/2018 | PLANNED | 45 | 1 | 45 | 5.544e-05 | 1.232e-06
| 2018/19 | 6/08/2018 | PLANNED | 18 | 3 | 6 | 2.2176e-05 | 3.696e-06
| 2018/19 | 6/08/2018 | PLANNED | 594 | 6 | 99 | 0.0007318 | 7.3919e-06
| 2018/19 | 6/08/2018 | PLANNED | 18 | 1 | 18 | 2.2176e-05 | 1.232e-06
| 2018/19 | 6/08/2018 | PLANNED | 122 | 2 | 61 | 0.0001503 | 2.464e-06
| 2018/19 | 6/08/2018 | PLANNED | 300 | 5 | 60 | 0.0003696 | 6.16e-06
| 2018/19 | 6/08/2018 | PLANNED | 846 | 12 | 70.5 | 0.0010423 | 1.4784e-05
| 2018/19 | 7/08/2018 | PLANNED | 1770 | 5 | 354 | 0.0021806 | 6.16e-06
| 2018/19 | 7/08/2018 | PLANNED | 10940 | 36 | 303.8889 | 0.013478 | 4.4352e-05
| 2018/19 | 7/08/2018 | PLANNED | 260 | 5 | 52 | 0.00032032 | 6.16e-06
| 2018/19 | 7/08/2018 | PLANNED | 5672 | 17 | 333.6471 | 0.0069879 | 2.0944e-05
| 2018/19 | 7/08/2018 | PLANNED | 702 | 6 | 117 | 0.00086486 | 7.3919e-06
| 2018/19 | 7/08/2018 | PLANNED | 415 | 12 | 34.5833 | 0.00051128 | 1.4784e-05
| 2018/19 | 7/08/2018 | PLANNED | 2745 | 9 | 305 | 0.0033818 | 1.1088e-05
| 2018/19 | 7/08/2018 | PLANNED | 24360 | 84 | 290 | 0.030011 | 0.00010349
| 2018/19 | 7/08/2018 | PLANNED | 34496 | 112 | 308 | 0.042499 | 0.00013798
| 2018/19 | 7/08/2018 | PLANNED | 1665 | 45 | 37 | 0.0020513 | 5.544e-05
| 2018/19 | 7/08/2018 | PLANNED | 120 | 5 | 24 | 0.00014784 | 6.16e-06
| 2018/19 | 7/08/2018 | PLANNED | 100 | 5 | 20 | 0.0001232 | 6.16e-06
| 2018/19 | 7/08/2018 | PLANNED | 24289 | 107 | 227 | 0.029924 | 0.00013182
| 2018/19 | 7/08/2018 | PLANNED | 30 | 1 | 30 | 3.696e-05 | 1.232e-06
| 2018/19 | 7/08/2018 | PLANNED | 420 | 10 | 42 | 0.00051744 | 1.232e-05
| 2018/19 | 7/08/2018 | PLANNED | 1440 | 48 | 30 | 0.0017741 | 5.9136e-05
| 2018/19 | 7/08/2018 | PLANNED | 1056 | 22 | 48 | 0.001301 | 2.7104e-05
| 2018/19 | 7/08/2018 | PLANNED | 42 | 1 | 42 | 5.1744e-05 | 1.232e-06
| 2018/19 | 7/08/2018 | PLANNED | 51 | 3 | 17 | 6.2832e-05 | 3.696e-06
| 2018/19 | 7/08/2018 | PLANNED | 50 | 2 | 25 | 6.16e-05 | 2.464e-06
| 2018/19 | 7/08/2018 | PLANNED | 2268 | 108 | 21 | 0.0027942 | 0.00013306
| 2018/19 | 7/08/2018 | PLANNED | 1440 | 48 | 30 | 0.0017741 | 5.9136e-05
| 2018/19 | 7/08/2018 | PLANNED | 1998 | 54 | 37 | 0.0024615 | 6.6528e-05
| 2018/19 | 7/08/2018 | PLANNED | 84 | 2 | 42 | 0.00010349 | 2.464e-06
| 2018/19 | 7/08/2018 | PLANNED | 5 | 1 | 5 | 6.16e-06 | 1.232e-06
| 2018/19 | 7/08/2018 | PLANNED | 22 | 1 | 22 | 2.7104e-05 | 1.232e-06
| 2018/19 | 8/08/2018 | PLANNED | 184 | 8 | 23 | 0.00022669 | 9.8559e-06
| 2018/19 | 8/08/2018 | PLANNED | 120 | 2 | 60 | 0.00014784 | 2.464e-06
| 2018/19 | 8/08/2018 | PLANNED | 34 | 2 | 17 | 4.1888e-05 | 2.464e-06
| 2018/19 | 8/08/2018 | PLANNED | 4992 | 24 | 208 | 0.0061501 | 2.9568e-05
| 2018/19 | 8/08/2018 | PLANNED | 24948 | 84 | 297 | 0.030736 | 0.00010349
| 2018/19 | 8/08/2018 | PLANNED | 3402 | 21 | 162 | 0.0041912 | 2.5872e-05
| 2018/19 | 8/08/2018 | PLANNED | 257 | 1 | 257 | 0.00031662 | 1.232e-06
| 2018/19 | 8/08/2018 | PLANNED | 69052 | 244 | 283 | 0.085071 | 0.00030061
| 2018/19 | 8/08/2018 | PLANNED | 1092 | 4 | 273 | 0.0013453 | 4.928e-06
| 2018/19 | 8/08/2018 | PLANNED | 14 | 2 | 7 | 1.7248e-05 | 2.464e-06
| 2018/19 | 8/08/2018 | PLANNED | 198 | 9 | 22 | 0.00024393 | 1.1088e-05
| 2018/19 | 8/08/2018 | PLANNED | 436 | 16 | 27.25 | 0.00053715 | 1.9712e-05
| 2018/19 | 8/08/2018 | PLANNED | 2508 | 44 | 57 | 0.0030898 | 5.4208e-05
| 2018/19 | 8/08/2018 | PLANNED | 1768 | 68 | 26 | 0.0021782 | 8.3775e-05
| 2018/19 | 8/08/2018 | PLANNED | 149 | 5 | 29.8 | 0.00018357 | 6.16e-06
| 2018/19 | 8/08/2018 | PLANNED | 680 | 8 | 85 | 0.00083775 | 9.8559e-06
| 2018/19 | 8/08/2018 | PLANNED | 120 | 2 | 60 | 0.00014784 | 2.464e-06
| 2018/19 | 8/08/2018 | PLANNED | 884 | 2 | 442 | 0.0010891 | 2.464e-06
| 2018/19 | 8/08/2018 | PLANNED | 3792 | 24 | 158 | 0.0046717 | 2.9568e-05
| 2018/19 | 8/08/2018 | PLANNED | 160 | 1 | 160 | 0.00019712 | 1.232e-06
| 2018/19 | 8/08/2018 | PLANNED | 2730 | 91 | 30 | 0.0033633 | 0.00011211
| 2018/19 | 8/08/2018 | PLANNED | 465 | 13 | 35.7692 | 0.00057288 | 1.6016e-05
| 2018/19 | 8/08/2018 | PLANNED | 49 | 1 | 49 | 6.0368e-05 | 1.232e-06
| 2018/19 | 8/08/2018 | PLANNED | 1221 | 33 | 37 | 0.0015043 | 4.0656e-05
| 2018/19 | 8/08/2018 | PLANNED | 320 | 4 | 80 | 0.00039424 | 4.928e-06
| 2018/19 | 8/08/2018 | PLANNED | 400 | 8 | 50 | 0.0004928 | 9.8559e-06
| 2018/19 | 9/08/2018 | PLANNED | 23 | 1 | 23 | 2.8336e-05 | 1.232e-06
| 2018/19 | 9/08/2018 | PLANNED | 1925 | 5 | 385 | 0.0023716 | 6.16e-06
| 2018/19 | 9/08/2018 | PLANNED | 722 | 20 | 36.1 | 0.0008895 | 2.464e-05
| 2018/19 | 9/08/2018 | PLANNED | 61 | 1 | 61 | 7.5151e-05 | 1.232e-06
| 2018/19 | 9/08/2018 | PLANNED | 1080 | 8 | 135 | 0.0013306 | 9.8559e-06
| 2018/19 | 9/08/2018 | PLANNED | 19 | 1 | 19 | 2.3408e-05 | 1.232e-06
| 2018/19 | 9/08/2018 | PLANNED | 5568 | 24 | 232 | 0.0068597 | 2.9568e-05
| 2018/19 | 9/08/2018 | PLANNED | 10545 | 37 | 285 | 0.012991 | 4.5584e-05
| 2018/19 | 9/08/2018 | PLANNED | 4044 | 12 | 337 | 0.0049822 | 1.4784e-05
| 2018/19 | 9/08/2018 | PLANNED | 8316 | 22 | 378 | 0.010245 | 2.7104e-05
| 2018/19 | 9/08/2018 | PLANNED | 8799 | 29 | 303.4138 | 0.01084 | 3.5728e-05
| 2018/19 | 9/08/2018 | PLANNED | 630 | 2 | 315 | 0.00077615 | 2.464e-06
| 2018/19 | 9/08/2018 | PLANNED | 66 | 3 | 22 | 8.1311e-05 | 3.696e-06
| 2018/19 | 9/08/2018 | PLANNED | 3178 | 2 | 1589 | 0.0039153 | 2.464e-06
| 2018/19 | 9/08/2018 | PLANNED | 1064 | 133 | 8 | 0.0013108 | 0.00016385
| 2018/19 | 9/08/2018 | PLANNED | 150 | 3 | 50 | 0.0001848 | 3.696e-06
| 2018/19 | 9/08/2018 | PLANNED | 1917 | 9 | 213 | 0.0023617 | 1.1088e-05
| 2018/19 | 9/08/2018 | PLANNED | 655 | 27 | 24.2593 | 0.00080695 | 3.3264e-05
| 2018/19 | 9/08/2018 | PLANNED | 588 | 7 | 84 | 0.00072441 | 8.6239e-06
| 2018/19 | 9/08/2018 | PLANNED | 150 | 2 | 75 | 0.0001848 | 2.464e-06
| 2018/19 | 9/08/2018 | PLANNED | 129 | 8 | 16.125 | 0.00015893 | 9.8559e-06
| 2018/19 | 9/08/2018 | PLANNED | 24 | 1 | 24 | 2.9568e-05 | 1.232e-06
| 2018/19 | 9/08/2018 | PLANNED | 100 | 1 | 100 | 0.0001232 | 1.232e-06
| 2018/19 | 9/08/2018 | PLANNED | 112 | 4 | 28 | 0.00013798 | 4.928e-06
| 2018/19 | 9/08/2018 | PLANNED | 90 | 2 | 45 | 0.00011088 | 2.464e-06
| 2018/19 | 10/08/2018 | PLANNED | 25 | 1 | 25 | 3.08e-05 | 1.232e-06
| 2018/19 | 10/08/2018 | PLANNED | 38640 | 138 | 280 | 0.047604 | 0.00017001
| 2018/19 | 10/08/2018 | PLANNED | 63609 | 444 | 143.2635 | 0.078366 | 0.000547
| 2018/19 | 10/08/2018 | PLANNED | 960 | 24 | 40 | 0.0011827 | 2.9568e-05
| 2018/19 | 10/08/2018 | PLANNED | 1188 | 11 | 108 | 0.0014636 | 1.3552e-05
| 2018/19 | 10/08/2018 | PLANNED | 8050 | 25 | 322 | 0.0099175 | 3.08e-05
| 2018/19 | 10/08/2018 | PLANNED | 31204 | 116 | 269 | 0.038443 | 0.00014291
| 2018/19 | 10/08/2018 | PLANNED | 54 | 1 | 54 | 6.6528e-05 | 1.232e-06
| 2018/19 | 10/08/2018 | PLANNED | 1760 | 16 | 110 | 0.0021683 | 1.9712e-05
| 2018/19 | 10/08/2018 | PLANNED | 50 | 10 | 5 | 6.16e-05 | 1.232e-05
| 2018/19 | 10/08/2018 | PLANNED | 65 | 1 | 65 | 8.0079e-05 | 1.232e-06
| 2018/19 | 10/08/2018 | PLANNED | 21057 | 73 | 288.4521 | 0.025942 | 8.9935e-05
| 2018/19 | 10/08/2018 | PLANNED | 30 | 1 | 30 | 3.696e-05 | 1.232e-06
| 2018/19 | 10/08/2018 | PLANNED | 770 | 22 | 35 | 0.00094863 | 2.7104e-05
| 2018/19 | 10/08/2018 | PLANNED | 64 | 2 | 32 | 7.8847e-05 | 2.464e-06
| 2018/19 | 10/08/2018 | PLANNED | 40 | 4 | 10 | 4.928e-05 | 4.928e-06
| 2018/19 | 10/08/2018 | PLANNED | 39 | 1 | 39 | 4.8048e-05 | 1.232e-06
| 2018/19 | 10/08/2018 | PLANNED | 26 | 2 | 13 | 3.2032e-05 | 2.464e-06
| 2018/19 | 10/08/2018 | PLANNED | 4 | 2 | 2 | 4.928e-06 | 2.464e-06
| 2018/19 | 10/08/2018 | PLANNED | 60 | 4 | 15 | 7.3919e-05 | 4.928e-06
| 2018/19 | 10/08/2018 | PLANNED | 10 | 2 | 5 | 1.232e-05 | 2.464e-06
| 2018/19 | 10/08/2018 | PLANNED | 35 | 1 | 35 | 4.312e-05 | 1.232e-06
| 2018/19 | 11/08/2018 | PLANNED | 43 | 1 | 43 | 5.2976e-05 | 1.232e-06
| 2018/19 | 11/08/2018 | PLANNED | 2970 | 66 | 45 | 0.003659 | 8.1311e-05
| 2018/19 | 11/08/2018 | PLANNED | 45 | 1 | 45 | 5.544e-05 | 1.232e-06
| 2018/19 | 11/08/2018 | PLANNED | 1365 | 39 | 35 | 0.0016817 | 4.8048e-05
| 2018/19 | 12/08/2018 | PLANNED | 30960 | 86 | 360 | 0.038142 | 0.00010595
| 2018/19 | 12/08/2018 | PLANNED | 965 | 3 | 321.6667 | 0.0011889 | 3.696e-06
| 2018/19 | 12/08/2018 | PLANNED | 852 | 2 | 426 | 0.0010497 | 2.464e-06
| 2018/19 | 12/08/2018 | PLANNED | 4381 | 13 | 337 | 0.0053974 | 1.6016e-05
| 2018/19 | 12/08/2018 | PLANNED | 24608 | 73 | 337.0959 | 0.030317 | 8.9935e-05
| 2018/19 | 12/08/2018 | PLANNED | 116144 | 495 | 234.6343 | 0.14309 | 0.00060984
| 2018/19 | 12/08/2018 | PLANNED | 78 | 6 | 13 | 9.6095e-05 | 7.3919e-06
| 2018/19 | 12/08/2018 | PLANNED | 54466 | 241 | 226 | 0.067102 | 0.00029691
| 2018/19 | 12/08/2018 | PLANNED | 112 | 2 | 56 | 0.00013798 | 2.464e-06
| 2018/19 | 13/08/2018 | PLANNED | 53 | 1 | 53 | 6.5296e-05 | 1.232e-06
| 2018/19 | 13/08/2018 | PLANNED | 86609 | 257 | 337 | 0.1067 | 0.00031662
| 2018/19 | 13/08/2018 | PLANNED | 80 | 1 | 80 | 9.8559e-05 | 1.232e-06
| 2018/19 | 13/08/2018 | PLANNED | 29 | 1 | 29 | 3.5728e-05 | 1.232e-06
| 2018/19 | 13/08/2018 | PLANNED | 1449 | 23 | 63 | 0.0017852 | 2.8336e-05
| 2018/19 | 13/08/2018 | PLANNED | 1710 | 16 | 106.875 | 0.0021067 | 1.9712e-05
| 2018/19 | 13/08/2018 | PLANNED | 6600 | 20 | 330 | 0.0081311 | 2.464e-05
| 2018/19 | 13/08/2018 | PLANNED | 5717 | 27 | 211.7407 | 0.0070433 | 3.3264e-05
| 2018/19 | 13/08/2018 | PLANNED | 420 | 3 | 140 | 0.00051744 | 3.696e-06
| 2018/19 | 13/08/2018 | PLANNED | 2744 | 28 | 98 | 0.0033806 | 3.4496e-05
| 2018/19 | 13/08/2018 | PLANNED | 845 | 3 | 281.6667 | 0.001041 | 3.696e-06
| 2018/19 | 13/08/2018 | PLANNED | 2100 | 15 | 140 | 0.0025872 | 1.848e-05
| 2018/19 | 13/08/2018 | PLANNED | 90 | 1 | 90 | 0.00011088 | 1.232e-06
| 2018/19 | 13/08/2018 | PLANNED | 945 | 21 | 45 | 0.0011642 | 2.5872e-05
| 2018/19 | 13/08/2018 | PLANNED | 648 | 27 | 24 | 0.00079833 | 3.3264e-05
| 2018/19 | 13/08/2018 | PLANNED | 1825 | 25 | 73 | 0.0022484 | 3.08e-05
| 2018/19 | 13/08/2018 | PLANNED | 40 | 2 | 20 | 4.928e-05 | 2.464e-06
| 2018/19 | 14/08/2018 | PLANNED | 17836 | 49 | 364 | 0.021974 | 6.0368e-05
| 2018/19 | 14/08/2018 | PLANNED | 2652 | 6 | 442 | 0.0032672 | 7.3919e-06
| 2018/19 | 14/08/2018 | PLANNED | 640 | 15 | 42.6667 | 0.00078847 | 1.848e-05
| 2018/19 | 14/08/2018 | PLANNED | 2160 | 9 | 240 | 0.0026611 | 1.1088e-05
| 2018/19 | 14/08/2018 | PLANNED | 2231 | 23 | 97 | 0.0027486 | 2.8336e-05
| 2018/19 | 14/08/2018 | PLANNED | 3120 | 10 | 312 | 0.0038438 | 1.232e-05
| 2018/19 | 14/08/2018 | PLANNED | 11723 | 27 | 434.1852 | 0.014443 | 3.3264e-05
| 2018/19 | 14/08/2018 | PLANNED | 3952 | 19 | 208 | 0.0048688 | 2.3408e-05
| 2018/19 | 14/08/2018 | PLANNED | 21 | 3 | 7 | 2.5872e-05 | 3.696e-06
| 2018/19 | 14/08/2018 | PLANNED | 6960 | 20 | 348 | 0.0085747 | 2.464e-05
| 2018/19 | 14/08/2018 | PLANNED | 2088 | 36 | 58 | 0.0025724 | 4.4352e-05
| 2018/19 | 14/08/2018 | PLANNED | 418 | 19 | 22 | 0.00051497 | 2.3408e-05
| 2018/19 | 14/08/2018 | PLANNED | 456 | 38 | 12 | 0.00056179 | 4.6816e-05
| 2018/19 | 14/08/2018 | PLANNED | 3045 | 11 | 276.8182 | 0.0037514 | 1.3552e-05
| 2018/19 | 14/08/2018 | PLANNED | 699136 | 2731 | 256 | 0.86133 | 0.0033646
| 2018/19 | 14/08/2018 | PLANNED | 795 | 3 | 265 | 0.00097943 | 3.696e-06
| 2018/19 | 14/08/2018 | PLANNED | 18 | 1 | 18 | 2.2176e-05 | 1.232e-06
| 2018/19 | 14/08/2018 | PLANNED | 90 | 3 | 30 | 0.00011088 | 3.696e-06
| 2018/19 | 14/08/2018 | PLANNED | 37 | 1 | 37 | 4.5584e-05 | 1.232e-06
| 2018/19 | 14/08/2018 | PLANNED | 17 | 1 | 17 | 2.0944e-05 | 1.232e-06
| 2018/19 | 14/08/2018 | PLANNED | 20 | 1 | 20 | 2.464e-05 | 1.232e-06
| 2018/19 | 14/08/2018 | PLANNED | 80 | 4 | 20 | 9.8559e-05 | 4.928e-06
| 2018/19 | 14/08/2018 | PLANNED | 25 | 1 | 25 | 3.08e-05 | 1.232e-06
| 2018/19 | 14/08/2018 | PLANNED | 108 | 6 | 18 | 0.00013306 | 7.3919e-06
| 2018/19 | 14/08/2018 | PLANNED | 80 | 4 | 20 | 9.8559e-05 | 4.928e-06
| 2018/19 | 14/08/2018 | PLANNED | 105 | 3 | 35 | 0.00012936 | 3.696e-06
| 2018/19 | 15/08/2018 | PLANNED | 73863 | 193 | 382.7098 | 0.090999 | 0.00023777
| 2018/19 | 15/08/2018 | PLANNED | 34 | 1 | 34 | 4.1888e-05 | 1.232e-06
| 2018/19 | 15/08/2018 | PLANNED | 124 | 6 | 20.6667 | 0.00015277 | 7.3919e-06
| 2018/19 | 15/08/2018 | PLANNED | 660 | 2 | 330 | 0.00081311 | 2.464e-06
| 2018/19 | 15/08/2018 | PLANNED | 40 | 1 | 40 | 4.928e-05 | 1.232e-06
| 2018/19 | 15/08/2018 | PLANNED | 57407 | 139 | 413 | 0.070725 | 0.00017125
| 2018/19 | 15/08/2018 | PLANNED | 31140 | 90 | 346 | 0.038364 | 0.00011088
| 2018/19 | 15/08/2018 | PLANNED | 38610 | 117 | 330 | 0.047567 | 0.00014414
| 2018/19 | 15/08/2018 | PLANNED | 2700 | 25 | 108 | 0.0033264 | 3.08e-05
| 2018/19 | 15/08/2018 | PLANNED | 10764 | 52 | 207 | 0.013261 | 6.4064e-05
| 2018/19 | 15/08/2018 | PLANNED | 180 | 15 | 12 | 0.00022176 | 1.848e-05
| 2018/19 | 15/08/2018 | PLANNED | 254 | 1 | 254 | 0.00031293 | 1.232e-06
| 2018/19 | 15/08/2018 | PLANNED | 20740 | 61 | 340 | 0.025552 | 7.5151e-05
| 2018/19 | 15/08/2018 | PLANNED | 330 | 2 | 165 | 0.00040656 | 2.464e-06
| 2018/19 | 15/08/2018 | PLANNED | 4450 | 25 | 178 | 0.0054824 | 3.08e-05
| 2018/19 | 15/08/2018 | PLANNED | 4661 | 79 | 59 | 0.0057423 | 9.7327e-05
| 2018/19 | 15/08/2018 | PLANNED | 33 | 1 | 33 | 4.0656e-05 | 1.232e-06
| 2018/19 | 15/08/2018 | PLANNED | 20 | 1 | 20 | 2.464e-05 | 1.232e-06
| 2018/19 | 15/08/2018 | PLANNED | 28 | 1 | 28 | 3.4496e-05 | 1.232e-06
| 2018/19 | 15/08/2018 | PLANNED | 26 | 1 | 26 | 3.2032e-05 | 1.232e-06
| 2018/19 | 15/08/2018 | PLANNED | 75 | 3 | 25 | 9.2399e-05 | 3.696e-06
| 2018/19 | 15/08/2018 | PLANNED | 26 | 1 | 26 | 3.2032e-05 | 1.232e-06
| 2018/19 | 15/08/2018 | PLANNED | 20 | 1 | 20 | 2.464e-05 | 1.232e-06
| 2018/19 | 15/08/2018 | PLANNED | 24 | 3 | 8 | 2.9568e-05 | 3.696e-06
| 2018/19 | 16/08/2018 | PLANNED | 25 | 1 | 25 | 3.08e-05 | 1.232e-06
| 2018/19 | 16/08/2018 | PLANNED | 275 | 11 | 25 | 0.0003388 | 1.3552e-05
| 2018/19 | 16/08/2018 | PLANNED | 155044 | 413 | 375.4092 | 0.19101 | 0.00050881
| 2018/19 | 16/08/2018 | PLANNED | 2364 | 6 | 394 | 0.0029124 | 7.3919e-06
| 2018/19 | 16/08/2018 | PLANNED | 888 | 6 | 148 | 0.001094 | 7.3919e-06
| 2018/19 | 16/08/2018 | PLANNED | 32 | 2 | 16 | 3.9424e-05 | 2.464e-06
| 2018/19 | 16/08/2018 | PLANNED | 353 | 1 | 353 | 0.00043489 | 1.232e-06
| 2018/19 | 16/08/2018 | PLANNED | 52934 | 133 | 398 | 0.065214 | 0.00016385
| 2018/19 | 16/08/2018 | PLANNED | 68208 | 196 | 348 | 0.084032 | 0.00024147
| 2018/19 | 16/08/2018 | PLANNED | 384 | 2 | 192 | 0.00047308 | 2.464e-06
| 2018/19 | 16/08/2018 | PLANNED | 1854 | 9 | 206 | 0.0022841 | 1.1088e-05
| 2018/19 | 16/08/2018 | PLANNED | 6876 | 18 | 382 | 0.0084712 | 2.2176e-05
| 2018/19 | 16/08/2018 | PLANNED | 648 | 6 | 108 | 0.00079833 | 7.3919e-06
| 2018/19 | 16/08/2018 | PLANNED | 6552 | 24 | 273 | 0.008072 | 2.9568e-05
| 2018/19 | 16/08/2018 | PLANNED | 30537 | 87 | 351 | 0.037621 | 0.00010718
| 2018/19 | 16/08/2018 | PLANNED | 545 | 2 | 272.5 | 0.00067144 | 2.464e-06
| 2018/19 | 16/08/2018 | PLANNED | 18290 | 62 | 295 | 0.022533 | 7.6383e-05
| 2018/19 | 16/08/2018 | PLANNED | 27 | 1 | 27 | 3.3264e-05 | 1.232e-06
| 2018/19 | 16/08/2018 | PLANNED | 41055 | 119 | 345 | 0.050579 | 0.00014661
| 2018/19 | 16/08/2018 | PLANNED | 567 | 27 | 21 | 0.00069854 | 3.3264e-05
| 2018/19 | 16/08/2018 | PLANNED | 13 | 1 | 13 | 1.6016e-05 | 1.232e-06
| 2018/19 | 16/08/2018 | PLANNED | 321 | 3 | 107 | 0.00039547 | 3.696e-06
| 2018/19 | 16/08/2018 | PLANNED | 13 | 1 | 13 | 1.6016e-05 | 1.232e-06
| 2018/19 | 16/08/2018 | PLANNED | 25 | 1 | 25 | 3.08e-05 | 1.232e-06
| 2018/19 | 16/08/2018 | PLANNED | 748 | 17 | 44 | 0.00092153 | 2.0944e-05
| 2018/19 | 16/08/2018 | PLANNED | 2355 | 157 | 15 | 0.0029013 | 0.00019342
| 2018/19 | 16/08/2018 | PLANNED | 25 | 1 | 25 | 3.08e-05 | 1.232e-06
| 2018/19 | 17/08/2018 | PLANNED | 21518 | 58 | 371 | 0.02651 | 7.1455e-05
| 2018/19 | 17/08/2018 | PLANNED | 43 | 1 | 43 | 5.2976e-05 | 1.232e-06
| 2018/19 | 17/08/2018 | PLANNED | 1355 | 37 | 36.6216 | 0.0016693 | 4.5584e-05
| 2018/19 | 17/08/2018 | PLANNED | 1008 | 24 | 42 | 0.0012418 | 2.9568e-05
| 2018/19 | 17/08/2018 | PLANNED | 72 | 1 | 72 | 8.8703e-05 | 1.232e-06
| 2018/19 | 17/08/2018 | PLANNED | 2200 | 8 | 275 | 0.0027104 | 9.8559e-06
| 2018/19 | 17/08/2018 | PLANNED | 40560 | 169 | 240 | 0.04997 | 0.00020821
| 2018/19 | 17/08/2018 | PLANNED | 26868 | 158 | 170.0506 | 0.033101 | 0.00019465
| 2018/19 | 17/08/2018 | PLANNED | 10455 | 41 | 255 | 0.01288 | 5.0512e-05
| 2018/19 | 17/08/2018 | PLANNED | 71 | 1 | 71 | 8.7471e-05 | 1.232e-06
| 2018/19 | 17/08/2018 | PLANNED | 12012 | 39 | 308 | 0.014799 | 4.8048e-05
| 2018/19 | 17/08/2018 | PLANNED | 3960 | 17 | 232.9412 | 0.0048787 | 2.0944e-05
| 2018/19 | 17/08/2018 | PLANNED | 4320 | 20 | 216 | 0.0053222 | 2.464e-05
| 2018/19 | 17/08/2018 | PLANNED | 7980 | 25 | 319.2 | 0.0098313 | 3.08e-05
| 2018/19 | 17/08/2018 | PLANNED | 70 | 2 | 35 | 8.6239e-05 | 2.464e-06
| 2018/19 | 17/08/2018 | PLANNED | 2160 | 48 | 45 | 0.0026611 | 5.9136e-05
| 2018/19 | 17/08/2018 | PLANNED | 11130 | 35 | 318 | 0.013712 | 4.312e-05
| 2018/19 | 17/08/2018 | PLANNED | 36 | 1 | 36 | 4.4352e-05 | 1.232e-06
| 2018/19 | 17/08/2018 | PLANNED | 78 | 1 | 78 | 9.6095e-05 | 1.232e-06
| 2018/19 | 17/08/2018 | PLANNED | 19 | 1 | 19 | 2.3408e-05 | 1.232e-06
| 2018/19 | 17/08/2018 | PLANNED | 1221 | 37 | 33 | 0.0015043 | 4.5584e-05
| 2018/19 | 17/08/2018 | PLANNED | 100 | 2 | 50 | 0.0001232 | 2.464e-06
| 2018/19 | 17/08/2018 | PLANNED | 3107 | 13 | 239 | 0.0038278 | 1.6016e-05
| 2018/19 | 17/08/2018 | PLANNED | 30 | 3 | 10 | 3.696e-05 | 3.696e-06
| 2018/19 | 17/08/2018 | PLANNED | 42 | 2 | 21 | 5.1744e-05 | 2.464e-06
| 2018/19 | 17/08/2018 | PLANNED | 39 | 1 | 39 | 4.8048e-05 | 1.232e-06
| 2018/19 | 17/08/2018 | PLANNED | 4368 | 14 | 312 | 0.0053813 | 1.7248e-05
| 2018/19 | 17/08/2018 | PLANNED | 14 | 1 | 14 | 1.7248e-05 | 1.232e-06
| 2018/19 | 17/08/2018 | PLANNED | 29 | 1 | 29 | 3.5728e-05 | 1.232e-06
| 2018/19 | 17/08/2018 | PLANNED | 50 | 2 | 25 | 6.16e-05 | 2.464e-06
| 2018/19 | 17/08/2018 | PLANNED | 75 | 1 | 75 | 9.2399e-05 | 1.232e-06
| 2018/19 | 17/08/2018 | PLANNED | 3248 | 29 | 112 | 0.0040015 | 3.5728e-05
| 2018/19 | 17/08/2018 | PLANNED | 495 | 11 | 45 | 0.00060984 | 1.3552e-05
| 2018/19 | 18/08/2018 | PLANNED | 4571 | 7 | 653 | 0.0056314 | 8.6239e-06
| 2018/19 | 19/08/2018 | PLANNED | 1872 | 156 | 12 | 0.0023063 | 0.00019219
| 2018/19 | 19/08/2018 | PLANNED | 21124 | 66 | 320.0606 | 0.026025 | 8.1311e-05
| 2018/19 | 19/08/2018 | PLANNED | 464 | 1 | 464 | 0.00057164 | 1.232e-06
| 2018/19 | 19/08/2018 | PLANNED | 130 | 1 | 130 | 0.00016016 | 1.232e-06
| 2018/19 | 19/08/2018 | PLANNED | 3233 | 61 | 53 | 0.003983 | 7.5151e-05
| 2018/19 | 19/08/2018 | PLANNED | 672 | 14 | 48 | 0.0008279 | 1.7248e-05
| 2018/19 | 19/08/2018 | PLANNED | 48 | 1 | 48 | 5.9136e-05 | 1.232e-06
| 2018/19 | 19/08/2018 | PLANNED | 45 | 1 | 45 | 5.544e-05 | 1.232e-06
| 2018/19 | 19/08/2018 | PLANNED | 123 | 3 | 41 | 0.00015153 | 3.696e-06
| 2018/19 | 20/08/2018 | PLANNED | 2682 | 6 | 447 | 0.0033042 | 7.3919e-06
| 2018/19 | 20/08/2018 | PLANNED | 6624 | 16 | 414 | 0.0081607 | 1.9712e-05
| 2018/19 | 20/08/2018 | PLANNED | 1860 | 20 | 93 | 0.0022915 | 2.464e-05
| 2018/19 | 20/08/2018 | PLANNED | 2380 | 34 | 70 | 0.0029321 | 4.1888e-05
| 2018/19 | 20/08/2018 | PLANNED | 3230 | 17 | 190 | 0.0039793 | 2.0944e-05
| 2018/19 | 20/08/2018 | PLANNED | 51490 | 271 | 190 | 0.063435 | 0.00033387
| 2018/19 | 20/08/2018 | PLANNED | 1265 | 11 | 115 | 0.0015585 | 1.3552e-05
| 2018/19 | 20/08/2018 | PLANNED | 13243 | 41 | 323 | 0.016315 | 5.0512e-05
| 2018/19 | 20/08/2018 | PLANNED | 64 | 4 | 16 | 7.8847e-05 | 4.928e-06
| 2018/19 | 20/08/2018 | PLANNED | 912 | 24 | 38 | 0.0011236 | 2.9568e-05
| 2018/19 | 20/08/2018 | PLANNED | 396 | 11 | 36 | 0.00048787 | 1.3552e-05
| 2018/19 | 20/08/2018 | PLANNED | 50 | 2 | 25 | 6.16e-05 | 2.464e-06
| 2018/19 | 20/08/2018 | PLANNED | 1776 | 24 | 74 | 0.002188 | 2.9568e-05
| 2018/19 | 20/08/2018 | PLANNED | 7 | 1 | 7 | 8.6239e-06 | 1.232e-06
| 2018/19 | 21/08/2018 | PLANNED | 1156 | 2 | 578 | 0.0014242 | 2.464e-06
| 2018/19 | 21/08/2018 | PLANNED | 3007 | 97 | 31 | 0.0037046 | 0.0001195
| 2018/19 | 21/08/2018 | PLANNED | 27405 | 63 | 435 | 0.033763 | 7.7615e-05
| 2018/19 | 21/08/2018 | PLANNED | 156 | 3 | 52 | 0.00019219 | 3.696e-06
| 2018/19 | 21/08/2018 | PLANNED | 139 | 1 | 139 | 0.00017125 | 1.232e-06
| 2018/19 | 21/08/2018 | PLANNED | 245 | 7 | 35 | 0.00030184 | 8.6239e-06
| 2018/19 | 21/08/2018 | PLANNED | 25560 | 71 | 360 | 0.03149 | 8.7471e-05
| 2018/19 | 21/08/2018 | PLANNED | 46715 | 116 | 402.7155 | 0.057552 | 0.00014291
| 2018/19 | 21/08/2018 | PLANNED | 2880 | 18 | 160 | 0.0035481 | 2.2176e-05
| 2018/19 | 21/08/2018 | PLANNED | 11368 | 29 | 392 | 0.014005 | 3.5728e-05
| 2018/19 | 21/08/2018 | PLANNED | 890 | 5 | 178 | 0.0010965 | 6.16e-06
| 2018/19 | 21/08/2018 | PLANNED | 20 | 1 | 20 | 2.464e-05 | 1.232e-06
| 2018/19 | 21/08/2018 | PLANNED | 22949 | 53 | 433 | 0.028273 | 6.5296e-05
| 2018/19 | 21/08/2018 | PLANNED | 80 | 2 | 40 | 9.8559e-05 | 2.464e-06
| 2018/19 | 21/08/2018 | PLANNED | 55669 | 179 | 311 | 0.068584 | 0.00022053
| 2018/19 | 21/08/2018 | PLANNED | 19 | 1 | 19 | 2.3408e-05 | 1.232e-06
| 2018/19 | 21/08/2018 | PLANNED | 162841 | 541 | 301 | 0.20062 | 0.00066651
| 2018/19 | 21/08/2018 | PLANNED | 12446 | 34 | 366.0588 | 0.015333 | 4.1888e-05
| 2018/19 | 21/08/2018 | PLANNED | 8895 | 24 | 370.625 | 0.010959 | 2.9568e-05
| 2018/19 | 21/08/2018 | PLANNED | 2119 | 27 | 78.4815 | 0.0026106 | 3.3264e-05
| 2018/19 | 21/08/2018 | PLANNED | 120 | 3 | 40 | 0.00014784 | 3.696e-06
| 2018/19 | 21/08/2018 | PLANNED | 5620 | 20 | 281 | 0.0069238 | 2.464e-05
| 2018/19 | 21/08/2018 | PLANNED | 10098 | 34 | 297 | 0.012441 | 4.1888e-05
| 2018/19 | 21/08/2018 | PLANNED | 20 | 1 | 20 | 2.464e-05 | 1.232e-06
| 2018/19 | 21/08/2018 | PLANNED | 173 | 5 | 34.6 | 0.00021313 | 6.16e-06
| 2018/19 | 21/08/2018 | PLANNED | 70 | 2 | 35 | 8.6239e-05 | 2.464e-06
| 2018/19 | 21/08/2018 | PLANNED | 24 | 1 | 24 | 2.9568e-05 | 1.232e-06
| 2018/19 | 21/08/2018 | PLANNED | 30 | 3 | 10 | 3.696e-05 | 3.696e-06
| 2018/19 | 21/08/2018 | PLANNED | 35 | 1 | 35 | 4.312e-05 | 1.232e-06
| 2018/19 | 21/08/2018 | PLANNED | 25 | 1 | 25 | 3.08e-05 | 1.232e-06
| 2018/19 | 21/08/2018 | PLANNED | 2 | 1 | 2 | 2.464e-06 | 1.232e-06
| 2018/19 | 21/08/2018 | PLANNED | 47 | 1 | 47 | 5.7904e-05 | 1.232e-06
| 2018/19 | 21/08/2018 | PLANNED | 160 | 5 | 32 | 0.00019712 | 6.16e-06
| 2018/19 | 21/08/2018 | PLANNED | 64 | 2 | 32 | 7.8847e-05 | 2.464e-06
| 2018/19 | 21/08/2018 | PLANNED | 33 | 1 | 33 | 4.0656e-05 | 1.232e-06
| 2018/19 | 21/08/2018 | PLANNED | 90 | 3 | 30 | 0.00011088 | 3.696e-06
| 2018/19 | 22/08/2018 | PLANNED | 37224 | 110 | 338.4 | 0.04586 | 0.00013552
| 2018/19 | 22/08/2018 | PLANNED | 6511 | 17 | 383 | 0.0080215 | 2.0944e-05
| 2018/19 | 22/08/2018 | PLANNED | 2730 | 6 | 455 | 0.0033633 | 7.3919e-06
| 2018/19 | 22/08/2018 | PLANNED | 23 | 1 | 23 | 2.8336e-05 | 1.232e-06
| 2018/19 | 22/08/2018 | PLANNED | 180 | 6 | 30 | 0.00022176 | 7.3919e-06
| 2018/19 | 22/08/2018 | PLANNED | 55 | 1 | 55 | 6.776e-05 | 1.232e-06
| 2018/19 | 22/08/2018 | PLANNED | 10150 | 29 | 350 | 0.012505 | 3.5728e-05
| 2018/19 | 22/08/2018 | PLANNED | 1815 | 11 | 165 | 0.0022361 | 1.3552e-05
| 2018/19 | 22/08/2018 | PLANNED | 52200 | 116 | 450 | 0.06431 | 0.00014291
| 2018/19 | 22/08/2018 | PLANNED | 20700 | 74 | 279.7297 | 0.025502 | 9.1167e-05
| 2018/19 | 22/08/2018 | PLANNED | 11438 | 43 | 266 | 0.014092 | 5.2976e-05
| 2018/19 | 22/08/2018 | PLANNED | 360 | 24 | 15 | 0.00044352 | 2.9568e-05
| 2018/19 | 22/08/2018 | PLANNED | 24 | 1 | 24 | 2.9568e-05 | 1.232e-06
| 2018/19 | 22/08/2018 | PLANNED | 4228 | 14 | 302 | 0.0052089 | 1.7248e-05
| 2018/19 | 22/08/2018 | PLANNED | 27 | 3 | 9 | 3.3264e-05 | 3.696e-06
| 2018/19 | 22/08/2018 | PLANNED | 74 | 2 | 37 | 9.1167e-05 | 2.464e-06
| 2018/19 | 22/08/2018 | PLANNED | 9360 | 36 | 260 | 0.011531 | 4.4352e-05
| 2018/19 | 22/08/2018 | PLANNED | 22 | 1 | 22 | 2.7104e-05 | 1.232e-06
| 2018/19 | 22/08/2018 | PLANNED | 330 | 11 | 30 | 0.00040656 | 1.3552e-05
| 2018/19 | 22/08/2018 | PLANNED | 27 | 1 | 27 | 3.3264e-05 | 1.232e-06
| 2018/19 | 22/08/2018 | PLANNED | 600 | 3 | 200 | 0.00073919 | 3.696e-06
| 2018/19 | 22/08/2018 | PLANNED | 1410 | 5 | 282 | 0.0017371 | 6.16e-06
| 2018/19 | 22/08/2018 | PLANNED | 21 | 1 | 21 | 2.5872e-05 | 1.232e-06
| 2018/19 | 22/08/2018 | PLANNED | 2768 | 44 | 62.9091 | 0.0034102 | 5.4208e-05
| 2018/19 | 22/08/2018 | PLANNED | 60 | 1 | 60 | 7.3919e-05 | 1.232e-06
| 2018/19 | 22/08/2018 | PLANNED | 20 | 1 | 20 | 2.464e-05 | 1.232e-06
| 2018/19 | 22/08/2018 | PLANNED | 160 | 8 | 20 | 0.00019712 | 9.8559e-06
| 2018/19 | 22/08/2018 | PLANNED | 350 | 5 | 70 | 0.0004312 | 6.16e-06
| 2018/19 | 22/08/2018 | PLANNED | 1375 | 55 | 25 | 0.001694 | 6.776e-05
| 2018/19 | 22/08/2018 | PLANNED | 150 | 6 | 25 | 0.0001848 | 7.3919e-06
| 2018/19 | 22/08/2018 | PLANNED | 144 | 3 | 48 | 0.00017741 | 3.696e-06
| 2018/19 | 22/08/2018 | PLANNED | 20 | 1 | 20 | 2.464e-05 | 1.232e-06
| 2018/19 | 23/08/2018 | PLANNED | 24948 | 63 | 396 | 0.030736 | 7.7615e-05
| 2018/19 | 23/08/2018 | PLANNED | 29 | 29 | 1 | 3.5728e-05 | 3.5728e-05
| 2018/19 | 23/08/2018 | PLANNED | 211 | 211 | 1 | 0.00025995 | 0.00025995
| 2018/19 | 23/08/2018 | PLANNED | 5 | 5 | 1 | 6.16e-06 | 6.16e-06
| 2018/19 | 23/08/2018 | PLANNED | 1888 | 4 | 472 | 0.002326 | 4.928e-06
| 2018/19 | 23/08/2018 | PLANNED | 128 | 9 | 14.2222 | 0.00015769 | 1.1088e-05
| 2018/19 | 23/08/2018 | PLANNED | 35 | 2 | 17.5 | 4.312e-05 | 2.464e-06
| 2018/19 | 23/08/2018 | PLANNED | 11520 | 32 | 360 | 0.014193 | 3.9424e-05
| 2018/19 | 23/08/2018 | PLANNED | 36340 | 92 | 395 | 0.044771 | 0.00011334
| 2018/19 | 23/08/2018 | PLANNED | 36084 | 97 | 372 | 0.044455 | 0.0001195
| 2018/19 | 23/08/2018 | PLANNED | 28182 | 122 | 231 | 0.03472 | 0.0001503
| 2018/19 | 23/08/2018 | PLANNED | 45732 | 210 | 217.7714 | 0.056341 | 0.00025872
| 2018/19 | 23/08/2018 | PLANNED | 4815 | 15 | 321 | 0.005932 | 1.848e-05
| 2018/19 | 23/08/2018 | PLANNED | 7770 | 21 | 370 | 0.0095726 | 2.5872e-05
| 2018/19 | 23/08/2018 | PLANNED | 160 | 4 | 40 | 0.00019712 | 4.928e-06
| 2018/19 | 23/08/2018 | PLANNED | 120 | 5 | 24 | 0.00014784 | 6.16e-06
| 2018/19 | 23/08/2018 | PLANNED | 4680 | 12 | 390 | 0.0057657 | 1.4784e-05
| 2018/19 | 23/08/2018 | PLANNED | 130 | 2 | 65 | 0.00016016 | 2.464e-06
| 2018/19 | 23/08/2018 | PLANNED | 1125 | 25 | 45 | 0.001386 | 3.08e-05
| 2018/19 | 23/08/2018 | PLANNED | 2416 | 16 | 151 | 0.0029765 | 1.9712e-05
| 2018/19 | 23/08/2018 | PLANNED | 78 | 3 | 26 | 9.6095e-05 | 3.696e-06
| 2018/19 | 23/08/2018 | PLANNED | 64 | 2 | 32 | 7.8847e-05 | 2.464e-06
| 2018/19 | 23/08/2018 | PLANNED | 280 | 5 | 56 | 0.00034496 | 6.16e-06
| 2018/19 | 23/08/2018 | PLANNED | 249 | 3 | 83 | 0.00030677 | 3.696e-06
| 2018/19 | 23/08/2018 | PLANNED | 1599 | 13 | 123 | 0.00197 | 1.6016e-05
| 2018/19 | 23/08/2018 | PLANNED | 999 | 27 | 37 | 0.0012308 | 3.3264e-05
| 2018/19 | 23/08/2018 | PLANNED | 75 | 3 | 25 | 9.2399e-05 | 3.696e-06
| 2018/19 | 23/08/2018 | PLANNED | 104 | 1 | 104 | 0.00012813 | 1.232e-06
| 2018/19 | 23/08/2018 | PLANNED | 30 | 1 | 30 | 3.696e-05 | 1.232e-06
| 2018/19 | 23/08/2018 | PLANNED | 1110 | 37 | 30 | 0.0013675 | 4.5584e-05
| 2018/19 | 23/08/2018 | PLANNED | 264 | 4 | 66 | 0.00032525 | 4.928e-06
| 2018/19 | 24/08/2018 | PLANNED | 31 | 1 | 31 | 3.8192e-05 | 1.232e-06
| 2018/19 | 24/08/2018 | PLANNED | 3463 | 10 | 346.3 | 0.0042664 | 1.232e-05
| 2018/19 | 24/08/2018 | PLANNED | 288 | 4 | 72 | 0.00035481 | 4.928e-06
| 2018/19 | 24/08/2018 | PLANNED | 1320 | 4 | 330 | 0.0016262 | 4.928e-06
| 2018/19 | 24/08/2018 | PLANNED | 16435 | 70 | 234.7857 | 0.020248 | 8.6239e-05
| 2018/19 | 24/08/2018 | PLANNED | 13805 | 35 | 394.4286 | 0.017008 | 4.312e-05
| 2018/19 | 24/08/2018 | PLANNED | 3132 | 22 | 142.3636 | 0.0038586 | 2.7104e-05
| 2018/19 | 24/08/2018 | PLANNED | 7630 | 35 | 218 | 0.0094001 | 4.312e-05
| 2018/19 | 24/08/2018 | PLANNED | 38 | 1 | 38 | 4.6816e-05 | 1.232e-06
| 2018/19 | 24/08/2018 | PLANNED | 18 | 2 | 9 | 2.2176e-05 | 2.464e-06
| 2018/19 | 24/08/2018 | PLANNED | 4904 | 18 | 272.4444 | 0.0060417 | 2.2176e-05
| 2018/19 | 24/08/2018 | PLANNED | 729 | 3 | 243 | 0.00089812 | 3.696e-06
| 2018/19 | 24/08/2018 | PLANNED | 14 | 2 | 7 | 1.7248e-05 | 2.464e-06
| 2018/19 | 24/08/2018 | PLANNED | 1953 | 9 | 217 | 0.0024061 | 1.1088e-05
| 2018/19 | 24/08/2018 | PLANNED | 100 | 4 | 25 | 0.0001232 | 4.928e-06
| 2018/19 | 24/08/2018 | PLANNED | 450 | 9 | 50 | 0.0005544 | 1.1088e-05
| 2018/19 | 24/08/2018 | PLANNED | 9684 | 36 | 269 | 0.011931 | 4.4352e-05
| 2018/19 | 24/08/2018 | PLANNED | 2636 | 19 | 138.7368 | 0.0032475 | 2.3408e-05
| 2018/19 | 24/08/2018 | PLANNED | 175 | 7 | 25 | 0.0002156 | 8.6239e-06
| 2018/19 | 24/08/2018 | PLANNED | 125 | 5 | 25 | 0.000154 | 6.16e-06
| 2018/19 | 24/08/2018 | PLANNED | 136 | 4 | 34 | 0.00016755 | 4.928e-06
| 2018/19 | 24/08/2018 | PLANNED | 41 | 1 | 41 | 5.0512e-05 | 1.232e-06
| 2018/19 | 24/08/2018 | PLANNED | 484 | 2 | 242 | 0.00059628 | 2.464e-06
| 2018/19 | 24/08/2018 | PLANNED | 124 | 2 | 62 | 0.00015277 | 2.464e-06
| 2018/19 | 24/08/2018 | PLANNED | 75 | 3 | 25 | 9.2399e-05 | 3.696e-06
| 2018/19 | 25/08/2018 | PLANNED | 350 | 2 | 175 | 0.0004312 | 2.464e-06
| 2018/19 | 26/08/2018 | PLANNED | 924 | 11 | 84 | 0.0011384 | 1.3552e-05
| 2018/19 | 26/08/2018 | PLANNED | 740 | 2 | 370 | 0.00091167 | 2.464e-06
| 2018/19 | 26/08/2018 | PLANNED | 2275 | 13 | 175 | 0.0028028 | 1.6016e-05
| 2018/19 | 26/08/2018 | PLANNED | 94 | 2 | 47 | 0.00011581 | 2.464e-06
| 2018/19 | 26/08/2018 | PLANNED | 108682 | 235 | 462.4766 | 0.1339 | 0.00028952
| 2018/19 | 26/08/2018 | PLANNED | 6327 | 37 | 171 | 0.0077948 | 4.5584e-05
| 2018/19 | 26/08/2018 | PLANNED | 346 | 2 | 173 | 0.00042627 | 2.464e-06
| 2018/19 | 26/08/2018 | PLANNED | 240 | 1 | 240 | 0.00029568 | 1.232e-06
| 2018/19 | 26/08/2018 | PLANNED | 144 | 1 | 144 | 0.00017741 | 1.232e-06
| 2018/19 | 26/08/2018 | PLANNED | 4836 | 13 | 372 | 0.0059579 | 1.6016e-05
| 2018/19 | 26/08/2018 | PLANNED | 243 | 1 | 243 | 0.00029937 | 1.232e-06
| 2018/19 | 26/08/2018 | PLANNED | 60 | 1 | 60 | 7.3919e-05 | 1.232e-06
| 2018/19 | 26/08/2018 | PLANNED | 25 | 1 | 25 | 3.08e-05 | 1.232e-06
| 2018/19 | 26/08/2018 | PLANNED | 54 | 2 | 27 | 6.6528e-05 | 2.464e-06
| 2018/19 | 26/08/2018 | PLANNED | 330 | 6 | 55 | 0.00040656 | 7.3919e-06
| 2018/19 | 26/08/2018 | PLANNED | 10707 | 64 | 167.2969 | 0.013191 | 7.8847e-05
| 2018/19 | 27/08/2018 | PLANNED | 1795 | 5 | 359 | 0.0022114 | 6.16e-06
| 2018/19 | 27/08/2018 | PLANNED | 37200 | 110 | 338.1818 | 0.04583 | 0.00013552
| 2018/19 | 27/08/2018 | PLANNED | 5325 | 15 | 355 | 0.0065604 | 1.848e-05
| 2018/19 | 27/08/2018 | PLANNED | 90 | 3 | 30 | 0.00011088 | 3.696e-06
| 2018/19 | 27/08/2018 | PLANNED | 16724 | 74 | 226 | 0.020604 | 9.1167e-05
| 2018/19 | 27/08/2018 | PLANNED | 562 | 2 | 281 | 0.00069238 | 2.464e-06
| 2018/19 | 27/08/2018 | PLANNED | 65 | 1 | 65 | 8.0079e-05 | 1.232e-06
| 2018/19 | 27/08/2018 | PLANNED | 47 | 1 | 47 | 5.7904e-05 | 1.232e-06
| 2018/19 | 27/08/2018 | PLANNED | 3531 | 11 | 321 | 0.0043502 | 1.3552e-05
| 2018/19 | 27/08/2018 | PLANNED | 1200 | 4 | 300 | 0.0014784 | 4.928e-06
| 2018/19 | 27/08/2018 | PLANNED | 53436 | 146 | 366 | 0.065833 | 0.00017987
| 2018/19 | 27/08/2018 | PLANNED | 10692 | 36 | 297 | 0.013172 | 4.4352e-05
| 2018/19 | 27/08/2018 | PLANNED | 588 | 21 | 28 | 0.00072441 | 2.5872e-05
| 2018/19 | 27/08/2018 | PLANNED | 224 | 1 | 224 | 0.00027597 | 1.232e-06
| 2018/19 | 27/08/2018 | PLANNED | 180 | 5 | 36 | 0.00022176 | 6.16e-06
| 2018/19 | 27/08/2018 | PLANNED | 60 | 4 | 15 | 7.3919e-05 | 4.928e-06
| 2018/19 | 27/08/2018 | PLANNED | 4881 | 45 | 108.4667 | 0.0060133 | 5.544e-05
| 2018/19 | 28/08/2018 | PLANNED | 392 | 8 | 49 | 0.00048294 | 9.8559e-06
| 2018/19 | 28/08/2018 | PLANNED | 2911 | 41 | 71 | 0.0035863 | 5.0512e-05
| 2018/19 | 28/08/2018 | PLANNED | 37 | 1 | 37 | 4.5584e-05 | 1.232e-06
| 2018/19 | 28/08/2018 | PLANNED | 14450 | 34 | 425 | 0.017802 | 4.1888e-05
| 2018/19 | 28/08/2018 | PLANNED | 110 | 2 | 55 | 0.00013552 | 2.464e-06
| 2018/19 | 28/08/2018 | PLANNED | 11325 | 25 | 453 | 0.013952 | 3.08e-05
| 2018/19 | 28/08/2018 | PLANNED | 376 | 2 | 188 | 0.00046323 | 2.464e-06
| 2018/19 | 28/08/2018 | PLANNED | 8232 | 21 | 392 | 0.010142 | 2.5872e-05
| 2018/19 | 28/08/2018 | PLANNED | 10419 | 25 | 416.76 | 0.012836 | 3.08e-05
| 2018/19 | 28/08/2018 | PLANNED | 9520 | 56 | 170 | 0.011729 | 6.8992e-05
| 2018/19 | 28/08/2018 | PLANNED | 9000 | 28 | 321.4286 | 0.011088 | 3.4496e-05
| 2018/19 | 28/08/2018 | PLANNED | 300 | 6 | 50 | 0.0003696 | 7.3919e-06
| 2018/19 | 28/08/2018 | PLANNED | 85 | 1 | 85 | 0.00010472 | 1.232e-06
| 2018/19 | 28/08/2018 | PLANNED | 36960 | 176 | 210 | 0.045534 | 0.00021683
| 2018/19 | 28/08/2018 | PLANNED | 140 | 14 | 10 | 0.00017248 | 1.7248e-05
| 2018/19 | 28/08/2018 | PLANNED | 242 | 1 | 242 | 0.00029814 | 1.232e-06
| 2018/19 | 28/08/2018 | PLANNED | 9880 | 52 | 190 | 0.012172 | 6.4064e-05
| 2018/19 | 28/08/2018 | PLANNED | 3017 | 14 | 215.5 | 0.0037169 | 1.7248e-05
| 2018/19 | 28/08/2018 | PLANNED | 58 | 2 | 29 | 7.1455e-05 | 2.464e-06
| 2018/19 | 28/08/2018 | PLANNED | 20 | 1 | 20 | 2.464e-05 | 1.232e-06
| 2018/19 | 28/08/2018 | PLANNED | 324 | 12 | 27 | 0.00039917 | 1.4784e-05
| 2018/19 | 28/08/2018 | PLANNED | 58 | 2 | 29 | 7.1455e-05 | 2.464e-06
| 2018/19 | 28/08/2018 | PLANNED | 5 | 1 | 5 | 6.16e-06 | 1.232e-06
| 2018/19 | 28/08/2018 | PLANNED | 20 | 4 | 5 | 2.464e-05 | 4.928e-06
| 2018/19 | 28/08/2018 | PLANNED | 23 | 1 | 23 | 2.8336e-05 | 1.232e-06
| 2018/19 | 28/08/2018 | PLANNED | 3 | 1 | 3 | 3.696e-06 | 1.232e-06
| 2018/19 | 28/08/2018 | PLANNED | 6 | 2 | 3 | 7.3919e-06 | 2.464e-06
| 2018/19 | 28/08/2018 | PLANNED | 32 | 1 | 32 | 3.9424e-05 | 1.232e-06
| 2018/19 | 28/08/2018 | PLANNED | 35 | 1 | 35 | 4.312e-05 | 1.232e-06
| 2018/19 | 28/08/2018 | PLANNED | 45 | 3 | 15 | 5.544e-05 | 3.696e-06
| 2018/19 | 28/08/2018 | PLANNED | 20 | 1 | 20 | 2.464e-05 | 1.232e-06
| 2018/19 | 28/08/2018 | PLANNED | 43 | 2 | 21.5 | 5.2976e-05 | 2.464e-06
| 2018/19 | 28/08/2018 | PLANNED | 252 | 6 | 42 | 0.00031046 | 7.3919e-06
| 2018/19 | 28/08/2018 | PLANNED | 66 | 2 | 33 | 8.1311e-05 | 2.464e-06
| 2018/19 | 28/08/2018 | PLANNED | 8 | 2 | 4 | 9.8559e-06 | 2.464e-06
| 2018/19 | 28/08/2018 | PLANNED | 36 | 1 | 36 | 4.4352e-05 | 1.232e-06
| 2018/19 | 29/08/2018 | PLANNED | 42 | 2 | 21 | 5.1744e-05 | 2.464e-06
| 2018/19 | 29/08/2018 | PLANNED | 13056 | 128 | 102 | 0.016085 | 0.00015769
| 2018/19 | 29/08/2018 | PLANNED | 170 | 5 | 34 | 0.00020944 | 6.16e-06
| 2018/19 | 29/08/2018 | PLANNED | 305 | 1 | 305 | 0.00037576 | 1.232e-06
| 2018/19 | 29/08/2018 | PLANNED | 4724 | 13 | 363.3846 | 0.0058199 | 1.6016e-05
| 2018/19 | 29/08/2018 | PLANNED | 38 | 1 | 38 | 4.6816e-05 | 1.232e-06
| 2018/19 | 29/08/2018 | PLANNED | 5902 | 28 | 210.7857 | 0.0072712 | 3.4496e-05
| 2018/19 | 29/08/2018 | PLANNED | 15867 | 49 | 323.8163 | 0.019548 | 6.0368e-05
| 2018/19 | 29/08/2018 | PLANNED | 670 | 2 | 335 | 0.00082543 | 2.464e-06
| 2018/19 | 29/08/2018 | PLANNED | 2788 | 41 | 68 | 0.0034348 | 5.0512e-05
| 2018/19 | 29/08/2018 | PLANNED | 7304 | 913 | 8 | 0.0089985 | 0.0011248
| 2018/19 | 29/08/2018 | PLANNED | 8192 | 104 | 78.7692 | 0.010092 | 0.00012813
| 2018/19 | 29/08/2018 | PLANNED | 12790 | 1279 | 10 | 0.015757 | 0.0015757
| 2018/19 | 29/08/2018 | PLANNED | 6450 | 645 | 10 | 0.0079463 | 0.00079463
| 2018/19 | 29/08/2018 | PLANNED | 120 | 6 | 20 | 0.00014784 | 7.3919e-06
| 2018/19 | 29/08/2018 | PLANNED | 25393 | 67 | 379 | 0.031284 | 8.2543e-05
| 2018/19 | 29/08/2018 | PLANNED | 9405 | 29 | 324.3103 | 0.011587 | 3.5728e-05
| 2018/19 | 29/08/2018 | PLANNED | 30 | 1 | 30 | 3.696e-05 | 1.232e-06
| 2018/19 | 29/08/2018 | PLANNED | 74 | 2 | 37 | 9.1167e-05 | 2.464e-06
| 2018/19 | 29/08/2018 | PLANNED | 18700 | 55 | 340 | 0.023038 | 6.776e-05
| 2018/19 | 29/08/2018 | PLANNED | 750 | 6 | 125 | 0.00092399 | 7.3919e-06
| 2018/19 | 29/08/2018 | PLANNED | 180 | 1 | 180 | 0.00022176 | 1.232e-06
| 2018/19 | 29/08/2018 | PLANNED | 98 | 14 | 7 | 0.00012074 | 1.7248e-05
| 2018/19 | 29/08/2018 | PLANNED | 42 | 1 | 42 | 5.1744e-05 | 1.232e-06
| 2018/19 | 29/08/2018 | PLANNED | 460 | 23 | 20 | 0.00056672 | 2.8336e-05
| 2018/19 | 29/08/2018 | PLANNED | 22 | 1 | 22 | 2.7104e-05 | 1.232e-06
| 2018/19 | 29/08/2018 | PLANNED | 1247 | 38 | 32.8158 | 0.0015363 | 4.6816e-05
| 2018/19 | 29/08/2018 | PLANNED | 60 | 3 | 20 | 7.3919e-05 | 3.696e-06
| 2018/19 | 29/08/2018 | PLANNED | 102 | 2 | 51 | 0.00012566 | 2.464e-06
| 2018/19 | 29/08/2018 | PLANNED | 110 | 5 | 22 | 0.00013552 | 6.16e-06
| 2018/19 | 29/08/2018 | PLANNED | 140 | 4 | 35 | 0.00017248 | 4.928e-06
| 2018/19 | 29/08/2018 | PLANNED | 99 | 3 | 33 | 0.00012197 | 3.696e-06
| 2018/19 | 29/08/2018 | PLANNED | 1134 | 18 | 63 | 0.0013971 | 2.2176e-05
| 2018/19 | 29/08/2018 | PLANNED | 21 | 1 | 21 | 2.5872e-05 | 1.232e-06
| 2018/19 | 29/08/2018 | PLANNED | 76 | 2 | 38 | 9.3631e-05 | 2.464e-06
| 2018/19 | 29/08/2018 | PLANNED | 26 | 2 | 13 | 3.2032e-05 | 2.464e-06
| 2018/19 | 29/08/2018 | PLANNED | 525 | 15 | 35 | 0.0006468 | 1.848e-05
| 2018/19 | 29/08/2018 | PLANNED | 36 | 2 | 18 | 4.4352e-05 | 2.464e-06
| 2018/19 | 29/08/2018 | PLANNED | 1002 | 29 | 34.5517 | 0.0012345 | 3.5728e-05
| 2018/19 | 30/08/2018 | PLANNED | 8 | 1 | 8 | 9.8559e-06 | 1.232e-06
| 2018/19 | 30/08/2018 | PLANNED | 2262 | 6 | 377 | 0.0027868 | 7.3919e-06
| 2018/19 | 30/08/2018 | PLANNED | 120 | 6 | 20 | 0.00014784 | 7.3919e-06
| 2018/19 | 30/08/2018 | PLANNED | 30 | 1 | 30 | 3.696e-05 | 1.232e-06
| 2018/19 | 30/08/2018 | PLANNED | 99 | 3 | 33 | 0.00012197 | 3.696e-06
| 2018/19 | 30/08/2018 | PLANNED | 1900 | 5 | 380 | 0.0023408 | 6.16e-06
| 2018/19 | 30/08/2018 | PLANNED | 1424 | 4 | 356 | 0.0017544 | 4.928e-06
| 2018/19 | 30/08/2018 | PLANNED | 1550 | 5 | 310 | 0.0019096 | 6.16e-06
| 2018/19 | 30/08/2018 | PLANNED | 12000 | 60 | 200 | 0.014784 | 7.3919e-05
| 2018/19 | 30/08/2018 | PLANNED | 48822 | 158 | 309 | 0.060148 | 0.00019465
| 2018/19 | 30/08/2018 | PLANNED | 29664 | 72 | 412 | 0.036546 | 8.8703e-05
| 2018/19 | 30/08/2018 | PLANNED | 5850 | 30 | 195 | 0.0072071 | 3.696e-05
| 2018/19 | 30/08/2018 | PLANNED | 42 | 6 | 7 | 5.1744e-05 | 7.3919e-06
| 2018/19 | 30/08/2018 | PLANNED | 52 | 1 | 52 | 6.4064e-05 | 1.232e-06
| 2018/19 | 30/08/2018 | PLANNED | 198 | 13 | 15.2308 | 0.00024393 | 1.6016e-05
| 2018/19 | 30/08/2018 | PLANNED | 137 | 1 | 137 | 0.00016878 | 1.232e-06
| 2018/19 | 30/08/2018 | PLANNED | 25 | 1 | 25 | 3.08e-05 | 1.232e-06
| 2018/19 | 30/08/2018 | PLANNED | 50 | 2 | 25 | 6.16e-05 | 2.464e-06
| 2018/19 | 30/08/2018 | PLANNED | 14 | 2 | 7 | 1.7248e-05 | 2.464e-06
| 2018/19 | 30/08/2018 | PLANNED | 25 | 1 | 25 | 3.08e-05 | 1.232e-06
| 2018/19 | 30/08/2018 | PLANNED | 83 | 1 | 83 | 0.00010226 | 1.232e-06
| 2018/19 | 30/08/2018 | PLANNED | 620 | 62 | 10 | 0.00076383 | 7.6383e-05
| 2018/19 | 30/08/2018 | PLANNED | 84 | 4 | 21 | 0.00010349 | 4.928e-06
| 2018/19 | 30/08/2018 | PLANNED | 78 | 3 | 26 | 9.6095e-05 | 3.696e-06
| 2018/19 | 30/08/2018 | PLANNED | 74 | 2 | 37 | 9.1167e-05 | 2.464e-06
| 2018/19 | 30/08/2018 | PLANNED | 22 | 1 | 22 | 2.7104e-05 | 1.232e-06
| 2018/19 | 30/08/2018 | PLANNED | 35 | 1 | 35 | 4.312e-05 | 1.232e-06
| 2018/19 | 30/08/2018 | PLANNED | 114 | 2 | 57 | 0.00014045 | 2.464e-06
| 2018/19 | 30/08/2018 | PLANNED | 102 | 6 | 17 | 0.00012566 | 7.3919e-06
| 2018/19 | 30/08/2018 | PLANNED | 14 | 2 | 7 | 1.7248e-05 | 2.464e-06
| 2018/19 | 30/08/2018 | PLANNED | 360 | 45 | 8 | 0.00044352 | 5.544e-05
| 2018/19 | 30/08/2018 | PLANNED | 133 | 7 | 19 | 0.00016385 | 8.6239e-06
| 2018/19 | 30/08/2018 | PLANNED | 23 | 1 | 23 | 2.8336e-05 | 1.232e-06
| 2018/19 | 30/08/2018 | PLANNED | 35 | 1 | 35 | 4.312e-05 | 1.232e-06
| 2018/19 | 31/08/2018 | PLANNED | 60 | 2 | 30 | 7.3919e-05 | 2.464e-06
| 2018/19 | 31/08/2018 | PLANNED | 32 | 1 | 32 | 3.9424e-05 | 1.232e-06
| 2018/19 | 31/08/2018 | PLANNED | 37 | 1 | 37 | 4.5584e-05 | 1.232e-06
| 2018/19 | 31/08/2018 | PLANNED | 1875 | 25 | 75 | 0.00231 | 3.08e-05
| 2018/19 | 31/08/2018 | PLANNED | 3180 | 12 | 265 | 0.0039177 | 1.4784e-05
| 2018/19 | 31/08/2018 | PLANNED | 1208 | 4 | 302 | 0.0014882 | 4.928e-06
| 2018/19 | 31/08/2018 | PLANNED | 15 | 1 | 15 | 1.848e-05 | 1.232e-06
| 2018/19 | 31/08/2018 | PLANNED | 45 | 1 | 45 | 5.544e-05 | 1.232e-06
| 2018/19 | 31/08/2018 | PLANNED | 14 | 2 | 7 | 1.7248e-05 | 2.464e-06
| 2018/19 | 31/08/2018 | PLANNED | 28 | 4 | 7 | 3.4496e-05 | 4.928e-06
| 2018/19 | 31/08/2018 | PLANNED | 21604 | 164 | 131.7317 | 0.026616 | 0.00020205
| 2018/19 | 31/08/2018 | PLANNED | 28782 | 234 | 123 | 0.035459 | 0.00028829
| 2018/19 | 31/08/2018 | PLANNED | 1190 | 17 | 70 | 0.0014661 | 2.0944e-05
| 2018/19 | 31/08/2018 | PLANNED | 8 | 1 | 8 | 9.8559e-06 | 1.232e-06
| 2018/19 | 31/08/2018 | PLANNED | 7 | 1 | 7 | 8.6239e-06 | 1.232e-06
| 2018/19 | 1/09/2018 | PLANNED | 1800 | 1 | 1800 | 0.0022176 | 1.232e-06
| 2018/19 | 1/09/2018 | PLANNED | 1520 | 6 | 253.3333 | 0.0018726 | 7.3919e-06
| 2018/19 | 2/09/2018 | PLANNED | 10960 | 137 | 80 | 0.013503 | 0.00016878
| 2018/19 | 2/09/2018 | PLANNED | 1240 | 10 | 124 | 0.0015277 | 1.232e-05
| 2018/19 | 3/09/2018 | PLANNED | 250 | 2 | 125 | 0.000308 | 2.464e-06
| 2018/19 | 3/09/2018 | PLANNED | 2688 | 6 | 448 | 0.0033116 | 7.3919e-06
| 2018/19 | 3/09/2018 | PLANNED | 504 | 28 | 18 | 0.00062092 | 3.4496e-05
| 2018/19 | 3/09/2018 | PLANNED | 360 | 1 | 360 | 0.00044352 | 1.232e-06
| 2018/19 | 3/09/2018 | PLANNED | 10757 | 31 | 347 | 0.013253 | 3.8192e-05
| 2018/19 | 3/09/2018 | PLANNED | 675 | 3 | 225 | 0.00083159 | 3.696e-06
| 2018/19 | 3/09/2018 | PLANNED | 188811 | 777 | 243 | 0.23261 | 0.00095726
| 2018/19 | 3/09/2018 | PLANNED | 11205 | 27 | 415 | 0.013804 | 3.3264e-05
| 2018/19 | 3/09/2018 | PLANNED | 610 | 50 | 12.2 | 0.00075151 | 6.16e-05
| 2018/19 | 3/09/2018 | PLANNED | 8320 | 26 | 320 | 0.01025 | 3.2032e-05
| 2018/19 | 3/09/2018 | PLANNED | 1575 | 5 | 315 | 0.0019404 | 6.16e-06
| 2018/19 | 3/09/2018 | PLANNED | 5832 | 18 | 324 | 0.007185 | 2.2176e-05
| 2018/19 | 3/09/2018 | PLANNED | 240 | 8 | 30 | 0.00029568 | 9.8559e-06
| 2018/19 | 3/09/2018 | PLANNED | 45 | 2 | 22.5 | 5.544e-05 | 2.464e-06
| 2018/19 | 3/09/2018 | PLANNED | 36 | 2 | 18 | 4.4352e-05 | 2.464e-06
| 2018/19 | 3/09/2018 | PLANNED | 200 | 2 | 100 | 0.0002464 | 2.464e-06
| 2018/19 | 3/09/2018 | PLANNED | 400 | 4 | 100 | 0.0004928 | 4.928e-06
| 2018/19 | 3/09/2018 | PLANNED | 175 | 7 | 25 | 0.0002156 | 8.6239e-06
| 2018/19 | 4/09/2018 | PLANNED | 2106 | 8 | 263.25 | 0.0025946 | 9.8559e-06
| 2018/19 | 4/09/2018 | PLANNED | 10334 | 48 | 215.2917 | 0.012731 | 5.9136e-05
| 2018/19 | 4/09/2018 | PLANNED | 25 | 1 | 25 | 3.08e-05 | 1.232e-06
| 2018/19 | 4/09/2018 | PLANNED | 9436 | 28 | 337 | 0.011625 | 3.4496e-05
| 2018/19 | 4/09/2018 | PLANNED | 720 | 2 | 360 | 0.00088703 | 2.464e-06
| 2018/19 | 4/09/2018 | PLANNED | 8265 | 29 | 285 | 0.010182 | 3.5728e-05
| 2018/19 | 4/09/2018 | PLANNED | 1088 | 32 | 34 | 0.0013404 | 3.9424e-05
| 2018/19 | 4/09/2018 | PLANNED | 21020 | 70 | 300.2857 | 0.025896 | 8.6239e-05
| 2018/19 | 4/09/2018 | PLANNED | 21 | 1 | 21 | 2.5872e-05 | 1.232e-06
| 2018/19 | 4/09/2018 | PLANNED | 1800 | 5 | 360 | 0.0022176 | 6.16e-06
| 2018/19 | 4/09/2018 | PLANNED | 4260 | 12 | 355 | 0.0052483 | 1.4784e-05
| 2018/19 | 4/09/2018 | PLANNED | 570 | 6 | 95 | 0.00070224 | 7.3919e-06
| 2018/19 | 4/09/2018 | PLANNED | 2814 | 21 | 134 | 0.0034668 | 2.5872e-05
| 2018/19 | 4/09/2018 | PLANNED | 1800 | 5 | 360 | 0.0022176 | 6.16e-06
| 2018/19 | 4/09/2018 | PLANNED | 12689 | 41 | 309.4878 | 0.015633 | 5.0512e-05
| 2018/19 | 4/09/2018 | PLANNED | 780 | 6 | 130 | 0.00096095 | 7.3919e-06
| 2018/19 | 4/09/2018 | PLANNED | 264 | 8 | 33 | 0.00032525 | 9.8559e-06
| 2018/19 | 4/09/2018 | PLANNED | 33600 | 112 | 300 | 0.041395 | 0.00013798
| 2018/19 | 4/09/2018 | PLANNED | 8658 | 30 | 288.6 | 0.010667 | 3.696e-05
| 2018/19 | 4/09/2018 | PLANNED | 20 | 1 | 20 | 2.464e-05 | 1.232e-06
| 2018/19 | 4/09/2018 | PLANNED | 216 | 6 | 36 | 0.00026611 | 7.3919e-06
| 2018/19 | 4/09/2018 | PLANNED | 5 | 1 | 5 | 6.16e-06 | 1.232e-06
| 2018/19 | 4/09/2018 | PLANNED | 49 | 2 | 24.5 | 6.0368e-05 | 2.464e-06
| 2018/19 | 4/09/2018 | PLANNED | 30 | 3 | 10 | 3.696e-05 | 3.696e-06
| 2018/19 | 4/09/2018 | PLANNED | 45 | 1 | 45 | 5.544e-05 | 1.232e-06
| 2018/19 | 5/09/2018 | PLANNED | 10080 | 21 | 480 | 0.012418 | 2.5872e-05
| 2018/19 | 5/09/2018 | PLANNED | 7514 | 23 | 326.6957 | 0.0092572 | 2.8336e-05
| 2018/19 | 5/09/2018 | PLANNED | 2526 | 6 | 421 | 0.003112 | 7.3919e-06
| 2018/19 | 5/09/2018 | PLANNED | 70284 | 200 | 351.42 | 0.086589 | 0.0002464
| 2018/19 | 5/09/2018 | PLANNED | 78880 | 232 | 340 | 0.097179 | 0.00028582
| 2018/19 | 5/09/2018 | PLANNED | 2326 | 6 | 387.6667 | 0.0028656 | 7.3919e-06
| 2018/19 | 5/09/2018 | PLANNED | 50922 | 123 | 414 | 0.062735 | 0.00015153
| 2018/19 | 5/09/2018 | PLANNED | 259 | 37 | 7 | 0.00031909 | 4.5584e-05
| 2018/19 | 5/09/2018 | PLANNED | 200 | 1 | 200 | 0.0002464 | 1.232e-06
| 2018/19 | 5/09/2018 | PLANNED | 36525 | 487 | 75 | 0.044998 | 0.00059998
| 2018/19 | 5/09/2018 | PLANNED | 4690 | 14 | 335 | 0.005778 | 1.7248e-05
| 2018/19 | 5/09/2018 | PLANNED | 102 | 3 | 34 | 0.00012566 | 3.696e-06
| 2018/19 | 5/09/2018 | PLANNED | 1155 | 35 | 33 | 0.001423 | 4.312e-05
| 2018/19 | 5/09/2018 | PLANNED | 2205 | 7 | 315 | 0.0027165 | 8.6239e-06
| 2018/19 | 5/09/2018 | PLANNED | 2190 | 15 | 146 | 0.0026981 | 1.848e-05
| 2018/19 | 5/09/2018 | PLANNED | 39501 | 99 | 399 | 0.048665 | 0.00012197
| 2018/19 | 5/09/2018 | PLANNED | 59881 | 233 | 257 | 0.073773 | 0.00028705
| 2018/19 | 5/09/2018 | PLANNED | 23320 | 106 | 220 | 0.02873 | 0.00013059
| 2018/19 | 5/09/2018 | PLANNED | 165 | 5 | 33 | 0.00020328 | 6.16e-06
| 2018/19 | 5/09/2018 | PLANNED | 250 | 1 | 250 | 0.000308 | 1.232e-06
| 2018/19 | 5/09/2018 | PLANNED | 7410 | 38 | 195 | 0.0091291 | 4.6816e-05
| 2018/19 | 5/09/2018 | PLANNED | 195 | 1 | 195 | 0.00024024 | 1.232e-06
| 2018/19 | 5/09/2018 | PLANNED | 223 | 1 | 223 | 0.00027473 | 1.232e-06
| 2018/19 | 5/09/2018 | PLANNED | 90 | 18 | 5 | 0.00011088 | 2.2176e-05
| 2018/19 | 5/09/2018 | PLANNED | 280 | 35 | 8 | 0.00034496 | 4.312e-05
| 2018/19 | 5/09/2018 | PLANNED | 10 | 1 | 10 | 1.232e-05 | 1.232e-06
| 2018/19 | 5/09/2018 | PLANNED | 150 | 6 | 25 | 0.0001848 | 7.3919e-06
| 2018/19 | 5/09/2018 | PLANNED | 5016 | 38 | 132 | 0.0061797 | 4.6816e-05
| 2018/19 | 5/09/2018 | PLANNED | 40 | 4 | 10 | 4.928e-05 | 4.928e-06
| 2018/19 | 5/09/2018 | PLANNED | 2992 | 22 | 136 | 0.0036861 | 2.7104e-05
| 2018/19 | 5/09/2018 | PLANNED | 1522 | 41 | 37.122 | 0.0018751 | 5.0512e-05
| 2018/19 | 5/09/2018 | PLANNED | 246 | 13 | 18.9231 | 0.00030307 | 1.6016e-05
| 2018/19 | 6/09/2018 | PLANNED | 168 | 4 | 42 | 0.00020697 | 4.928e-06
| 2018/19 | 6/09/2018 | PLANNED | 8878 | 23 | 386 | 0.010938 | 2.8336e-05
| 2018/19 | 6/09/2018 | PLANNED | 7458 | 22 | 339 | 0.0091882 | 2.7104e-05
| 2018/19 | 6/09/2018 | PLANNED | 111901 | 353 | 317 | 0.13786 | 0.00043489
| 2018/19 | 6/09/2018 | PLANNED | 6636 | 28 | 237 | 0.0081755 | 3.4496e-05
| 2018/19 | 6/09/2018 | PLANNED | 3625 | 145 | 25 | 0.004466 | 0.00017864
| 2018/19 | 6/09/2018 | PLANNED | 70 | 1 | 70 | 8.6239e-05 | 1.232e-06
| 2018/19 | 6/09/2018 | PLANNED | 644 | 28 | 23 | 0.0007934 | 3.4496e-05
| 2018/19 | 6/09/2018 | PLANNED | 240 | 3 | 80 | 0.00029568 | 3.696e-06
| 2018/19 | 6/09/2018 | PLANNED | 900 | 4 | 225 | 0.0011088 | 4.928e-06
| 2018/19 | 6/09/2018 | PLANNED | 45 | 3 | 15 | 5.544e-05 | 3.696e-06
| 2018/19 | 6/09/2018 | PLANNED | 26128 | 71 | 368 | 0.032189 | 8.7471e-05
| 2018/19 | 6/09/2018 | PLANNED | 670 | 2 | 335 | 0.00082543 | 2.464e-06
| 2018/19 | 6/09/2018 | PLANNED | 624 | 24 | 26 | 0.00076876 | 2.9568e-05
| 2018/19 | 6/09/2018 | PLANNED | 60 | 3 | 20 | 7.3919e-05 | 3.696e-06
| 2018/19 | 6/09/2018 | PLANNED | 132 | 2 | 66 | 0.00016262 | 2.464e-06
| 2018/19 | 6/09/2018 | PLANNED | 54 | 3 | 18 | 6.6528e-05 | 3.696e-06
| 2018/19 | 6/09/2018 | PLANNED | 75 | 5 | 15 | 9.2399e-05 | 6.16e-06
| 2018/19 | 6/09/2018 | PLANNED | 30 | 2 | 15 | 3.696e-05 | 2.464e-06
| 2018/19 | 6/09/2018 | PLANNED | 465 | 3 | 155 | 0.00057288 | 3.696e-06
| 2018/19 | 6/09/2018 | PLANNED | 204 | 2 | 102 | 0.00025133 | 2.464e-06
| 2018/19 | 6/09/2018 | PLANNED | 72 | 2 | 36 | 8.8703e-05 | 2.464e-06
| 2018/19 | 6/09/2018 | PLANNED | 525 | 5 | 105 | 0.0006468 | 6.16e-06
| 2018/19 | 6/09/2018 | PLANNED | 4 | 1 | 4 | 4.928e-06 | 1.232e-06
| 2018/19 | 6/09/2018 | PLANNED | 294 | 21 | 14 | 0.00036221 | 2.5872e-05
| 2018/19 | 6/09/2018 | PLANNED | 621 | 23 | 27 | 0.00076507 | 2.8336e-05
| 2018/19 | 6/09/2018 | PLANNED | 840 | 7 | 120 | 0.0010349 | 8.6239e-06
| 2018/19 | 6/09/2018 | PLANNED | 30 | 2 | 15 | 3.696e-05 | 2.464e-06
| 2018/19 | 7/09/2018 | PLANNED | 5720 | 26 | 220 | 0.007047 | 3.2032e-05
| 2018/19 | 7/09/2018 | PLANNED | 1968 | 6 | 328 | 0.0024246 | 7.3919e-06
| 2018/19 | 7/09/2018 | PLANNED | 943 | 10 | 94.3 | 0.0011618 | 1.232e-05
| 2018/19 | 7/09/2018 | PLANNED | 40 | 2 | 20 | 4.928e-05 | 2.464e-06
| 2018/19 | 7/09/2018 | PLANNED | 19584 | 64 | 306 | 0.024127 | 7.8847e-05
| 2018/19 | 7/09/2018 | PLANNED | 6808 | 46 | 148 | 0.0083874 | 5.6672e-05
| 2018/19 | 7/09/2018 | PLANNED | 3594 | 40 | 89.85 | 0.0044278 | 4.928e-05
| 2018/19 | 7/09/2018 | PLANNED | 33 | 1 | 33 | 4.0656e-05 | 1.232e-06
| 2018/19 | 7/09/2018 | PLANNED | 62 | 2 | 31 | 7.6383e-05 | 2.464e-06
| 2018/19 | 7/09/2018 | PLANNED | 8308 | 31 | 268 | 0.010235 | 3.8192e-05
| 2018/19 | 7/09/2018 | PLANNED | 552 | 2 | 276 | 0.00068006 | 2.464e-06
| 2018/19 | 7/09/2018 | PLANNED | 321 | 3 | 107 | 0.00039547 | 3.696e-06
| 2018/19 | 7/09/2018 | PLANNED | 4030 | 31 | 130 | 0.0049649 | 3.8192e-05
| 2018/19 | 7/09/2018 | PLANNED | 23 | 1 | 23 | 2.8336e-05 | 1.232e-06
| 2018/19 | 7/09/2018 | PLANNED | 60 | 2 | 30 | 7.3919e-05 | 2.464e-06
| 2018/19 | 7/09/2018 | PLANNED | 4 | 1 | 4 | 4.928e-06 | 1.232e-06
| 2018/19 | 7/09/2018 | PLANNED | 100 | 4 | 25 | 0.0001232 | 4.928e-06
| 2018/19 | 7/09/2018 | PLANNED | 62 | 1 | 62 | 7.6383e-05 | 1.232e-06
| 2018/19 | 7/09/2018 | PLANNED | 47 | 1 | 47 | 5.7904e-05 | 1.232e-06
| 2018/19 | 8/09/2018 | PLANNED | 8580 | 22 | 390 | 0.01057 | 2.7104e-05
| 2018/19 | 9/09/2018 | PLANNED | 29812 | 257 | 116 | 0.036728 | 0.00031662
| 2018/19 | 9/09/2018 | PLANNED | 4810 | 26 | 185 | 0.0059259 | 3.2032e-05
| 2018/19 | 9/09/2018 | PLANNED | 3015 | 9 | 335 | 0.0037145 | 1.1088e-05
| 2018/19 | 9/09/2018 | PLANNED | 25168 | 67 | 375.6418 | 0.031007 | 8.2543e-05
| 2018/19 | 9/09/2018 | PLANNED | 1120 | 32 | 35 | 0.0013798 | 3.9424e-05
| 2018/19 | 9/09/2018 | PLANNED | 2416 | 16 | 151 | 0.0029765 | 1.9712e-05
| 2018/19 | 9/09/2018 | PLANNED | 381 | 1 | 381 | 0.00046939 | 1.232e-06
| 2018/19 | 9/09/2018 | PLANNED | 25680 | 107 | 240 | 0.031638 | 0.00013182
| 2018/19 | 9/09/2018 | PLANNED | 21371 | 71 | 301 | 0.026329 | 8.7471e-05
| 2018/19 | 9/09/2018 | PLANNED | 135 | 9 | 15 | 0.00016632 | 1.1088e-05
| 2018/19 | 9/09/2018 | PLANNED | 480 | 16 | 30 | 0.00059136 | 1.9712e-05
| 2018/19 | 9/09/2018 | PLANNED | 270 | 18 | 15 | 0.00033264 | 2.2176e-05
| 2018/19 | 9/09/2018 | PLANNED | 783 | 9 | 87 | 0.00096465 | 1.1088e-05
| 2018/19 | 9/09/2018 | PLANNED | 60 | 3 | 20 | 7.3919e-05 | 3.696e-06
| 2018/19 | 9/09/2018 | PLANNED | 360 | 12 | 30 | 0.00044352 | 1.4784e-05
| 2018/19 | 9/09/2018 | PLANNED | 124 | 1 | 124 | 0.00015277 | 1.232e-06
| 2018/19 | 10/09/2018 | PLANNED | 780 | 6 | 130 | 0.00096095 | 7.3919e-06
| 2018/19 | 10/09/2018 | PLANNED | 420 | 1 | 420 | 0.00051744 | 1.232e-06
| 2018/19 | 10/09/2018 | PLANNED | 1950 | 6 | 325 | 0.0024024 | 7.3919e-06
| 2018/19 | 10/09/2018 | PLANNED | 135 | 2 | 67.5 | 0.00016632 | 2.464e-06
| 2018/19 | 10/09/2018 | PLANNED | 4176 | 24 | 174 | 0.0051448 | 2.9568e-05
| 2018/19 | 10/09/2018 | PLANNED | 330 | 6 | 55 | 0.00040656 | 7.3919e-06
| 2018/19 | 10/09/2018 | PLANNED | 10679 | 32 | 333.7188 | 0.013156 | 3.9424e-05
| 2018/19 | 10/09/2018 | PLANNED | 1586 | 48 | 33.0417 | 0.0019539 | 5.9136e-05
| 2018/19 | 10/09/2018 | PLANNED | 341 | 1 | 341 | 0.00042011 | 1.232e-06
| 2018/19 | 10/09/2018 | PLANNED | 2530 | 46 | 55 | 0.0031169 | 5.6672e-05
| 2018/19 | 10/09/2018 | PLANNED | 111 | 3 | 37 | 0.00013675 | 3.696e-06
| 2018/19 | 10/09/2018 | PLANNED | 8100 | 45 | 180 | 0.0099791 | 5.544e-05
| 2018/19 | 10/09/2018 | PLANNED | 6369 | 33 | 193 | 0.0078466 | 4.0656e-05
| 2018/19 | 10/09/2018 | PLANNED | 19 | 1 | 19 | 2.3408e-05 | 1.232e-06
| 2018/19 | 10/09/2018 | PLANNED | 224 | 8 | 28 | 0.00027597 | 9.8559e-06
| 2018/19 | 10/09/2018 | PLANNED | 5570 | 50 | 111.4 | 0.0068622 | 6.16e-05
| 2018/19 | 10/09/2018 | PLANNED | 28 | 1 | 28 | 3.4496e-05 | 1.232e-06
| 2018/19 | 10/09/2018 | PLANNED | 132 | 1 | 132 | 0.00016262 | 1.232e-06
| 2018/19 | 10/09/2018 | PLANNED | 72 | 3 | 24 | 8.8703e-05 | 3.696e-06
| 2018/19 | 10/09/2018 | PLANNED | 783 | 29 | 27 | 0.00096465 | 3.5728e-05
| 2018/19 | 10/09/2018 | PLANNED | 54 | 2 | 27 | 6.6528e-05 | 2.464e-06
| 2018/19 | 10/09/2018 | PLANNED | 1188 | 44 | 27 | 0.0014636 | 5.4208e-05
| 2018/19 | 10/09/2018 | PLANNED | 40 | 4 | 10 | 4.928e-05 | 4.928e-06
| 2018/19 | 10/09/2018 | PLANNED | 588 | 6 | 98 | 0.00072441 | 7.3919e-06
| 2018/19 | 10/09/2018 | PLANNED | 90 | 3 | 30 | 0.00011088 | 3.696e-06
| 2018/19 | 10/09/2018 | PLANNED | 3120 | 28 | 111.4286 | 0.0038438 | 3.4496e-05
| 2018/19 | 10/09/2018 | PLANNED | 165 | 11 | 15 | 0.00020328 | 1.3552e-05
| 2018/19 | 11/09/2018 | PLANNED | 1536 | 6 | 256 | 0.0018923 | 7.3919e-06
| 2018/19 | 11/09/2018 | PLANNED | 3352 | 23 | 145.7391 | 0.0041296 | 2.8336e-05
| 2018/19 | 11/09/2018 | PLANNED | 45087 | 133 | 339 | 0.055547 | 0.00016385
| 2018/19 | 11/09/2018 | PLANNED | 39 | 1 | 39 | 4.8048e-05 | 1.232e-06
| 2018/19 | 11/09/2018 | PLANNED | 14663 | 43 | 341 | 0.018065 | 5.2976e-05
| 2018/19 | 11/09/2018 | PLANNED | 28320 | 96 | 295 | 0.03489 | 0.00011827
| 2018/19 | 11/09/2018 | PLANNED | 7050 | 47 | 150 | 0.0086855 | 5.7904e-05
| 2018/19 | 11/09/2018 | PLANNED | 3696 | 11 | 336 | 0.0045534 | 1.3552e-05
| 2018/19 | 11/09/2018 | PLANNED | 987 | 3 | 329 | 0.001216 | 3.696e-06
| 2018/19 | 11/09/2018 | PLANNED | 99 | 3 | 33 | 0.00012197 | 3.696e-06
| 2018/19 | 11/09/2018 | PLANNED | 18144 | 48 | 378 | 0.022353 | 5.9136e-05
| 2018/19 | 11/09/2018 | PLANNED | 540 | 3 | 180 | 0.00066528 | 3.696e-06
| 2018/19 | 11/09/2018 | PLANNED | 3162 | 51 | 62 | 0.0038956 | 6.2832e-05
| 2018/19 | 11/09/2018 | PLANNED | 558 | 6 | 93 | 0.00068745 | 7.3919e-06
| 2018/19 | 11/09/2018 | PLANNED | 378 | 3 | 126 | 0.00046569 | 3.696e-06
| 2018/19 | 11/09/2018 | PLANNED | 4060 | 14 | 290 | 0.0050019 | 1.7248e-05
| 2018/19 | 11/09/2018 | PLANNED | 14 | 2 | 7 | 1.7248e-05 | 2.464e-06
| 2018/19 | 11/09/2018 | PLANNED | 918 | 9 | 102 | 0.001131 | 1.1088e-05
| 2018/19 | 11/09/2018 | PLANNED | 23 | 1 | 23 | 2.8336e-05 | 1.232e-06
| 2018/19 | 11/09/2018 | PLANNED | 2032 | 16 | 127 | 0.0025034 | 1.9712e-05
| 2018/19 | 11/09/2018 | PLANNED | 33 | 3 | 11 | 4.0656e-05 | 3.696e-06
| 2018/19 | 11/09/2018 | PLANNED | 1490 | 5 | 298 | 0.0018357 | 6.16e-06
| 2018/19 | 11/09/2018 | PLANNED | 40 | 2 | 20 | 4.928e-05 | 2.464e-06
| 2018/19 | 11/09/2018 | PLANNED | 120 | 4 | 30 | 0.00014784 | 4.928e-06
| 2018/19 | 11/09/2018 | PLANNED | 100 | 5 | 20 | 0.0001232 | 6.16e-06
| 2018/19 | 11/09/2018 | PLANNED | 25 | 1 | 25 | 3.08e-05 | 1.232e-06
| 2018/19 | 11/09/2018 | PLANNED | 20 | 2 | 10 | 2.464e-05 | 2.464e-06
| 2018/19 | 11/09/2018 | PLANNED | 12 | 3 | 4 | 1.4784e-05 | 3.696e-06
| 2018/19 | 11/09/2018 | PLANNED | 60 | 3 | 20 | 7.3919e-05 | 3.696e-06
| 2018/19 | 11/09/2018 | PLANNED | 49 | 1 | 49 | 6.0368e-05 | 1.232e-06
| 2018/19 | 11/09/2018 | PLANNED | 1511 | 12 | 125.9167 | 0.0018615 | 1.4784e-05
| 2018/19 | 11/09/2018 | PLANNED | 144 | 4 | 36 | 0.00017741 | 4.928e-06
| 2018/19 | 11/09/2018 | PLANNED | 78 | 2 | 39 | 9.6095e-05 | 2.464e-06
| 2018/19 | 11/09/2018 | PLANNED | 546 | 67 | 8.1493 | 0.00067267 | 8.2543e-05
| 2018/19 | 11/09/2018 | PLANNED | 18 | 2 | 9 | 2.2176e-05 | 2.464e-06
| 2018/19 | 11/09/2018 | PLANNED | 1560 | 39 | 40 | 0.0019219 | 4.8048e-05
| 2018/19 | 11/09/2018 | PLANNED | 22 | 2 | 11 | 2.7104e-05 | 2.464e-06
| 2018/19 | 11/09/2018 | PLANNED | 224 | 8 | 28 | 0.00027597 | 9.8559e-06
| 2018/19 | 11/09/2018 | PLANNED | 24 | 1 | 24 | 2.9568e-05 | 1.232e-06
| 2018/19 | 12/09/2018 | PLANNED | 23 | 1 | 23 | 2.8336e-05 | 1.232e-06
| 2018/19 | 12/09/2018 | PLANNED | 68 | 1 | 68 | 8.3775e-05 | 1.232e-06
| 2018/19 | 12/09/2018 | PLANNED | 9268 | 28 | 331 | 0.011418 | 3.4496e-05
| 2018/19 | 12/09/2018 | PLANNED | 2118 | 6 | 353 | 0.0026094 | 7.3919e-06
| 2018/19 | 12/09/2018 | PLANNED | 84 | 3 | 28 | 0.00010349 | 3.696e-06
| 2018/19 | 12/09/2018 | PLANNED | 7181 | 31 | 231.6452 | 0.0088469 | 3.8192e-05
| 2018/19 | 12/09/2018 | PLANNED | 1848 | 11 | 168 | 0.0022767 | 1.3552e-05
| 2018/19 | 12/09/2018 | PLANNED | 1484 | 4 | 371 | 0.0018283 | 4.928e-06
| 2018/19 | 12/09/2018 | PLANNED | 50 | 1 | 50 | 6.16e-05 | 1.232e-06
| 2018/19 | 12/09/2018 | PLANNED | 3685 | 67 | 55 | 0.0045399 | 8.2543e-05
| 2018/19 | 12/09/2018 | PLANNED | 56048 | 202 | 277.4653 | 0.069051 | 0.00024886
| 2018/19 | 12/09/2018 | PLANNED | 4104 | 19 | 216 | 0.0050561 | 2.3408e-05
| 2018/19 | 12/09/2018 | PLANNED | 4260 | 15 | 284 | 0.0052483 | 1.848e-05
| 2018/19 | 12/09/2018 | PLANNED | 11774 | 58 | 203 | 0.014505 | 7.1455e-05
| 2018/19 | 12/09/2018 | PLANNED | 8918 | 29 | 307.5172 | 0.010987 | 3.5728e-05
| 2018/19 | 12/09/2018 | PLANNED | 87975 | 255 | 345 | 0.10838 | 0.00031416
| 2018/19 | 12/09/2018 | PLANNED | 770 | 55 | 14 | 0.00094863 | 6.776e-05
| 2018/19 | 12/09/2018 | PLANNED | 4941 | 11 | 449.1818 | 0.0060873 | 1.3552e-05
| 2018/19 | 12/09/2018 | PLANNED | 540 | 2 | 270 | 0.00066528 | 2.464e-06
| 2018/19 | 12/09/2018 | PLANNED | 17490 | 110 | 159 | 0.021548 | 0.00013552
| 2018/19 | 12/09/2018 | PLANNED | 72 | 3 | 24 | 8.8703e-05 | 3.696e-06
| 2018/19 | 12/09/2018 | PLANNED | 5054 | 19 | 266 | 0.0062265 | 2.3408e-05
| 2018/19 | 12/09/2018 | PLANNED | 270 | 4 | 67.5 | 0.00033264 | 4.928e-06
| 2018/19 | 12/09/2018 | PLANNED | 35 | 1 | 35 | 4.312e-05 | 1.232e-06
| 2018/19 | 12/09/2018 | PLANNED | 29 | 1 | 29 | 3.5728e-05 | 1.232e-06
| 2018/19 | 12/09/2018 | PLANNED | 2296 | 56 | 41 | 0.0028287 | 6.8992e-05
| 2018/19 | 12/09/2018 | PLANNED | 50 | 2 | 25 | 6.16e-05 | 2.464e-06
| 2018/19 | 12/09/2018 | PLANNED | 259 | 1 | 259 | 0.00031909 | 1.232e-06
| 2018/19 | 12/09/2018 | PLANNED | 154 | 2 | 77 | 0.00018973 | 2.464e-06
| 2018/19 | 12/09/2018 | PLANNED | 2200 | 55 | 40 | 0.0027104 | 6.776e-05
| 2018/19 | 12/09/2018 | PLANNED | 68 | 2 | 34 | 8.3775e-05 | 2.464e-06
| 2018/19 | 12/09/2018 | PLANNED | 7740 | 86 | 90 | 0.0095356 | 0.00010595
| 2018/19 | 12/09/2018 | PLANNED | 16 | 1 | 16 | 1.9712e-05 | 1.232e-06
| 2018/19 | 12/09/2018 | PLANNED | 16 | 1 | 16 | 1.9712e-05 | 1.232e-06
| 2018/19 | 12/09/2018 | PLANNED | 207 | 3 | 69 | 0.00025502 | 3.696e-06
| 2018/19 | 12/09/2018 | PLANNED | 204 | 6 | 34 | 0.00025133 | 7.3919e-06
| 2018/19 | 12/09/2018 | PLANNED | 50 | 2 | 25 | 6.16e-05 | 2.464e-06
| 2018/19 | 12/09/2018 | PLANNED | 45 | 5 | 9 | 5.544e-05 | 6.16e-06
| 2018/19 | 12/09/2018 | PLANNED | 60 | 2 | 30 | 7.3919e-05 | 2.464e-06
| 2018/19 | 13/09/2018 | PLANNED | 4220 | 15 | 281.3333 | 0.005199 | 1.848e-05
| 2018/19 | 13/09/2018 | PLANNED | 61984 | 104 | 596 | 0.076364 | 0.00012813
| 2018/19 | 13/09/2018 | PLANNED | -4600 | 184 | -25 | -0.0056672 | 0.00022669
| 2018/19 | 13/09/2018 | PLANNED | 35182 | 72 | 488.6389 | 0.043344 | 8.8703e-05
| 2018/19 | 13/09/2018 | PLANNED | 50838 | 222 | 229 | 0.062632 | 0.0002735
| 2018/19 | 13/09/2018 | PLANNED | 8105 | 22 | 368.4091 | 0.0099853 | 2.7104e-05
| 2018/19 | 13/09/2018 | PLANNED | 136 | 1 | 136 | 0.00016755 | 1.232e-06
| 2018/19 | 13/09/2018 | PLANNED | 394695 | 1253 | 315 | 0.48626 | 0.0015437
| 2018/19 | 13/09/2018 | PLANNED | 1674 | 9 | 186 | 0.0020624 | 1.1088e-05
| 2018/19 | 13/09/2018 | PLANNED | 4018 | 41 | 98 | 0.0049501 | 5.0512e-05
| 2018/19 | 13/09/2018 | PLANNED | 35502 | 97 | 366 | 0.043738 | 0.0001195
| 2018/19 | 13/09/2018 | PLANNED | 66304 | 224 | 296 | 0.081686 | 0.00027597
| 2018/19 | 13/09/2018 | PLANNED | 588 | 3 | 196 | 0.00072441 | 3.696e-06
| 2018/19 | 13/09/2018 | PLANNED | 13000 | 40 | 325 | 0.016016 | 4.928e-05
| 2018/19 | 13/09/2018 | PLANNED | 31045 | 71 | 437.2535 | 0.038247 | 8.7471e-05
| 2018/19 | 13/09/2018 | PLANNED | 1150 | 25 | 46 | 0.0014168 | 3.08e-05
| 2018/19 | 13/09/2018 | PLANNED | 12932 | 53 | 244 | 0.015932 | 6.5296e-05
| 2018/19 | 13/09/2018 | PLANNED | 522 | 9 | 58 | 0.0006431 | 1.1088e-05
| 2018/19 | 13/09/2018 | PLANNED | 74504 | 1112 | 67 | 0.091788 | 0.00137
| 2018/19 | 13/09/2018 | PLANNED | 9010 | 34 | 265 | 0.0111 | 4.1888e-05
| 2018/19 | 13/09/2018 | PLANNED | 20 | 1 | 20 | 2.464e-05 | 1.232e-06
| 2018/19 | 13/09/2018 | PLANNED | 274 | 1 | 274 | 0.00033757 | 1.232e-06
| 2018/19 | 13/09/2018 | PLANNED | 60 | 3 | 20 | 7.3919e-05 | 3.696e-06
| 2018/19 | 13/09/2018 | PLANNED | 12690 | 141 | 90 | 0.015634 | 0.00017371
| 2018/19 | 13/09/2018 | PLANNED | 495 | 9 | 55 | 0.00060984 | 1.1088e-05
| 2018/19 | 13/09/2018 | PLANNED | 60 | 5 | 12 | 7.3919e-05 | 6.16e-06
| 2018/19 | 13/09/2018 | PLANNED | 160 | 8 | 20 | 0.00019712 | 9.8559e-06
| 2018/19 | 13/09/2018 | PLANNED | 8848 | 79 | 112 | 0.010901 | 9.7327e-05
| 2018/19 | 13/09/2018 | PLANNED | 45 | 9 | 5 | 5.544e-05 | 1.1088e-05
| 2018/19 | 13/09/2018 | PLANNED | 1323 | 9 | 147 | 0.0016299 | 1.1088e-05
| 2018/19 | 14/09/2018 | PLANNED | 79455 | 215 | 369.5581 | 0.097888 | 0.00026488
| 2018/19 | 14/09/2018 | PLANNED | 4930 | 17 | 290 | 0.0060737 | 2.0944e-05
| 2018/19 | 14/09/2018 | PLANNED | 662 | 2 | 331 | 0.00081558 | 2.464e-06
| 2018/19 | 14/09/2018 | PLANNED | 4080 | 68 | 60 | 0.0050265 | 8.3775e-05
| 2018/19 | 14/09/2018 | PLANNED | 260 | 5 | 52 | 0.00032032 | 6.16e-06
| 2018/19 | 14/09/2018 | PLANNED | 405 | 27 | 15 | 0.00049896 | 3.3264e-05
| 2018/19 | 14/09/2018 | PLANNED | 78 | 6 | 13 | 9.6095e-05 | 7.3919e-06
| 2018/19 | 14/09/2018 | PLANNED | 13608 | 108 | 126 | 0.016765 | 0.00013306
| 2018/19 | 14/09/2018 | PLANNED | 21070 | 70 | 301 | 0.025958 | 8.6239e-05
| 2018/19 | 14/09/2018 | PLANNED | 36 | 2 | 18 | 4.4352e-05 | 2.464e-06
| 2018/19 | 14/09/2018 | PLANNED | 65268 | 518 | 126 | 0.08041 | 0.00063817
| 2018/19 | 14/09/2018 | PLANNED | 81 | 3 | 27 | 9.9791e-05 | 3.696e-06
| 2018/19 | 14/09/2018 | PLANNED | 899 | 39 | 23.0513 | 0.0011076 | 4.8048e-05
| 2018/19 | 14/09/2018 | PLANNED | 4126 | 26 | 158.6923 | 0.0050832 | 3.2032e-05
| 2018/19 | 14/09/2018 | PLANNED | 468 | 3 | 156 | 0.00057657 | 3.696e-06
| 2018/19 | 14/09/2018 | PLANNED | 20 | 1 | 20 | 2.464e-05 | 1.232e-06
| 2018/19 | 14/09/2018 | PLANNED | 65 | 5 | 13 | 8.0079e-05 | 6.16e-06
| 2018/19 | 14/09/2018 | PLANNED | 120 | 8 | 15 | 0.00014784 | 9.8559e-06
| 2018/19 | 14/09/2018 | PLANNED | 78 | 3 | 26 | 9.6095e-05 | 3.696e-06
| 2018/19 | 14/09/2018 | PLANNED | 40 | 2 | 20 | 4.928e-05 | 2.464e-06
| 2018/19 | 14/09/2018 | PLANNED | 126 | 3 | 42 | 0.00015523 | 3.696e-06
| 2018/19 | 14/09/2018 | PLANNED | 150 | 5 | 30 | 0.0001848 | 6.16e-06
| 2018/19 | 14/09/2018 | PLANNED | 182 | 3 | 60.6667 | 0.00022422 | 3.696e-06
| 2018/19 | 15/09/2018 | PLANNED | 24862 | 62 | 401 | 0.03063 | 7.6383e-05
| 2018/19 | 15/09/2018 | PLANNED | 13440 | 32 | 420 | 0.016558 | 3.9424e-05
| 2018/19 | 16/09/2018 | PLANNED | 51 | 1 | 51 | 6.2832e-05 | 1.232e-06
| 2018/19 | 16/09/2018 | PLANNED | 248130 | 919 | 270 | 0.30569 | 0.0011322
| 2018/19 | 16/09/2018 | PLANNED | 475 | 5 | 95 | 0.0005852 | 6.16e-06
| 2018/19 | 16/09/2018 | PLANNED | 6048 | 14 | 432 | 0.0074511 | 1.7248e-05
| 2018/19 | 16/09/2018 | PLANNED | 1696 | 4 | 424 | 0.0020895 | 4.928e-06
| 2018/19 | 16/09/2018 | PLANNED | 1749 | 6 | 291.5 | 0.0021548 | 7.3919e-06
| 2018/19 | 16/09/2018 | PLANNED | 4095 | 117 | 35 | 0.005045 | 0.00014414
| 2018/19 | 16/09/2018 | PLANNED | 14022 | 38 | 369 | 0.017275 | 4.6816e-05
| 2018/19 | 16/09/2018 | PLANNED | 679 | 7 | 97 | 0.00083652 | 8.6239e-06
| 2018/19 | 16/09/2018 | PLANNED | 528 | 22 | 24 | 0.00065049 | 2.7104e-05
| 2018/19 | 16/09/2018 | PLANNED | 25 | 1 | 25 | 3.08e-05 | 1.232e-06
| 2018/19 | 16/09/2018 | PLANNED | 73 | 1 | 73 | 8.9935e-05 | 1.232e-06
| 2018/19 | 17/09/2018 | PLANNED | 15 | 1 | 15 | 1.848e-05 | 1.232e-06
| 2018/19 | 17/09/2018 | PLANNED | 1395 | 3 | 465 | 0.0017186 | 3.696e-06
| 2018/19 | 17/09/2018 | PLANNED | 915 | 3 | 305 | 0.0011273 | 3.696e-06
| 2018/19 | 17/09/2018 | PLANNED | 50 | 1 | 50 | 6.16e-05 | 1.232e-06
| 2018/19 | 17/09/2018 | PLANNED | 7266 | 21 | 346 | 0.0089516 | 2.5872e-05
| 2018/19 | 17/09/2018 | PLANNED | 55 | 1 | 55 | 6.776e-05 | 1.232e-06
| 2018/19 | 17/09/2018 | PLANNED | 300 | 2 | 150 | 0.0003696 | 2.464e-06
| 2018/19 | 17/09/2018 | PLANNED | 4200 | 14 | 300 | 0.0051744 | 1.7248e-05
| 2018/19 | 17/09/2018 | PLANNED | 4197 | 17 | 246.8824 | 0.0051707 | 2.0944e-05
| 2018/19 | 17/09/2018 | PLANNED | 3002 | 38 | 79 | 0.0036984 | 4.6816e-05
| 2018/19 | 17/09/2018 | PLANNED | 12070 | 54 | 223.5185 | 0.01487 | 6.6528e-05
| 2018/19 | 17/09/2018 | PLANNED | 620 | 2 | 310 | 0.00076383 | 2.464e-06
| 2018/19 | 17/09/2018 | PLANNED | 177 | 3 | 59 | 0.00021806 | 3.696e-06
| 2018/19 | 17/09/2018 | PLANNED | 1806 | 14 | 129 | 0.002225 | 1.7248e-05
| 2018/19 | 17/09/2018 | PLANNED | 70 | 2 | 35 | 8.6239e-05 | 2.464e-06
| 2018/19 | 17/09/2018 | PLANNED | 124 | 4 | 31 | 0.00015277 | 4.928e-06
| 2018/19 | 17/09/2018 | PLANNED | 14 | 1 | 14 | 1.7248e-05 | 1.232e-06
| 2018/19 | 18/09/2018 | PLANNED | 5363 | 92 | 58.2935 | 0.0066072 | 0.00011334
| 2018/19 | 18/09/2018 | PLANNED | 830 | 2 | 415 | 0.0010226 | 2.464e-06
| 2018/19 | 18/09/2018 | PLANNED | 700 | 28 | 25 | 0.00086239 | 3.4496e-05
| 2018/19 | 18/09/2018 | PLANNED | 67 | 4 | 16.75 | 8.2543e-05 | 4.928e-06
| 2018/19 | 18/09/2018 | PLANNED | 19125 | 85 | 225 | 0.023562 | 0.00010472
| 2018/19 | 18/09/2018 | PLANNED | 3510 | 18 | 195 | 0.0043243 | 2.2176e-05
| 2018/19 | 18/09/2018 | PLANNED | 1152 | 16 | 72 | 0.0014193 | 1.9712e-05
| 2018/19 | 18/09/2018 | PLANNED | 28896 | 112 | 258 | 0.0356 | 0.00013798
| 2018/19 | 18/09/2018 | PLANNED | 16530 | 87 | 190 | 0.020365 | 0.00010718
| 2018/19 | 18/09/2018 | PLANNED | 1880 | 10 | 188 | 0.0023161 | 1.232e-05
| 2018/19 | 18/09/2018 | PLANNED | 376 | 2 | 188 | 0.00046323 | 2.464e-06
| 2018/19 | 18/09/2018 | PLANNED | 149988 | 87 | 1724 | 0.18478 | 0.00010718
| 2018/19 | 18/09/2018 | PLANNED | 7684 | 34 | 226 | 0.0094666 | 4.1888e-05
| 2018/19 | 18/09/2018 | PLANNED | 7514 | 34 | 221 | 0.0092572 | 4.1888e-05
| 2018/19 | 18/09/2018 | PLANNED | 3710 | 7 | 530 | 0.0045707 | 8.6239e-06
| 2018/19 | 18/09/2018 | PLANNED | 1316 | 12 | 109.6667 | 0.0016213 | 1.4784e-05
| 2018/19 | 18/09/2018 | PLANNED | 211 | 7 | 30.1429 | 0.00025995 | 8.6239e-06
| 2018/19 | 18/09/2018 | PLANNED | 2726 | 94 | 29 | 0.0033584 | 0.00011581
| 2018/19 | 18/09/2018 | PLANNED | 20 | 1 | 20 | 2.464e-05 | 1.232e-06
| 2018/19 | 18/09/2018 | PLANNED | 4077 | 151 | 27 | 0.0050228 | 0.00018603
| 2018/19 | 18/09/2018 | PLANNED | 23 | 1 | 23 | 2.8336e-05 | 1.232e-06
| 2018/19 | 18/09/2018 | PLANNED | 42 | 2 | 21 | 5.1744e-05 | 2.464e-06
| 2018/19 | 18/09/2018 | PLANNED | 992 | 31 | 32 | 0.0012221 | 3.8192e-05
| 2018/19 | 19/09/2018 | PLANNED | 25 | 1 | 25 | 3.08e-05 | 1.232e-06
| 2018/19 | 19/09/2018 | PLANNED | 360 | 12 | 30 | 0.00044352 | 1.4784e-05
| 2018/19 | 19/09/2018 | PLANNED | 1305 | 3 | 435 | 0.0016077 | 3.696e-06
| 2018/19 | 19/09/2018 | PLANNED | 96 | 2 | 48 | 0.00011827 | 2.464e-06
| 2018/19 | 19/09/2018 | PLANNED | 26158 | 60 | 435.9667 | 0.032226 | 7.3919e-05
| 2018/19 | 19/09/2018 | PLANNED | 5254 | 19 | 276.5263 | 0.0064729 | 2.3408e-05
| 2018/19 | 19/09/2018 | PLANNED | 7770 | 74 | 105 | 0.0095726 | 9.1167e-05
| 2018/19 | 19/09/2018 | PLANNED | 240 | 1 | 240 | 0.00029568 | 1.232e-06
| 2018/19 | 19/09/2018 | PLANNED | 23664 | 116 | 204 | 0.029154 | 0.00014291
| 2018/19 | 19/09/2018 | PLANNED | 13816 | 44 | 314 | 0.017021 | 5.4208e-05
| 2018/19 | 19/09/2018 | PLANNED | 864 | 2 | 432 | 0.0010644 | 2.464e-06
| 2018/19 | 19/09/2018 | PLANNED | 32500 | 100 | 325 | 0.04004 | 0.0001232
| 2018/19 | 19/09/2018 | PLANNED | 1001 | 11 | 91 | 0.0012332 | 1.3552e-05
| 2018/19 | 19/09/2018 | PLANNED | 95428 | 284 | 336.0141 | 0.11757 | 0.00034989
| 2018/19 | 19/09/2018 | PLANNED | 7850 | 25 | 314 | 0.0096711 | 3.08e-05
| 2018/19 | 19/09/2018 | PLANNED | 923 | 231 | 3.9957 | 0.0011371 | 0.00028459
| 2018/19 | 19/09/2018 | PLANNED | 53 | 1 | 53 | 6.5296e-05 | 1.232e-06
| 2018/19 | 19/09/2018 | PLANNED | 1813 | 7 | 259 | 0.0022336 | 8.6239e-06
| 2018/19 | 19/09/2018 | PLANNED | 1015 | 35 | 29 | 0.0012505 | 4.312e-05
| 2018/19 | 19/09/2018 | PLANNED | 10 | 1 | 10 | 1.232e-05 | 1.232e-06
| 2018/19 | 19/09/2018 | PLANNED | 69 | 3 | 23 | 8.5007e-05 | 3.696e-06
| 2018/19 | 19/09/2018 | PLANNED | 60 | 1 | 60 | 7.3919e-05 | 1.232e-06
| 2018/19 | 19/09/2018 | PLANNED | 50 | 2 | 25 | 6.16e-05 | 2.464e-06
| 2018/19 | 19/09/2018 | PLANNED | 840 | 32 | 26.25 | 0.0010349 | 3.9424e-05
| 2018/19 | 19/09/2018 | PLANNED | 615 | 3 | 205 | 0.00075767 | 3.696e-06
| 2018/19 | 19/09/2018 | PLANNED | 976 | 8 | 122 | 0.0012024 | 9.8559e-06
| 2018/19 | 19/09/2018 | PLANNED | 33 | 1 | 33 | 4.0656e-05 | 1.232e-06
| 2018/19 | 19/09/2018 | PLANNED | 22 | 2 | 11 | 2.7104e-05 | 2.464e-06
| 2018/19 | 20/09/2018 | PLANNED | 170660 | 410 | 416.2439 | 0.21025 | 0.00050512
| 2018/19 | 20/09/2018 | PLANNED | 149272 | 376 | 397 | 0.1839 | 0.00046323
| 2018/19 | 20/09/2018 | PLANNED | 8152 | 20 | 407.6 | 0.010043 | 2.464e-05
| 2018/19 | 20/09/2018 | PLANNED | 1916 | 14 | 136.8571 | 0.0023605 | 1.7248e-05
| 2018/19 | 20/09/2018 | PLANNED | 115 | 5 | 23 | 0.00014168 | 6.16e-06
| 2018/19 | 20/09/2018 | PLANNED | 1700 | 10 | 170 | 0.0020944 | 1.232e-05
| 2018/19 | 20/09/2018 | PLANNED | 3348 | 12 | 279 | 0.0041247 | 1.4784e-05
| 2018/19 | 20/09/2018 | PLANNED | 14990 | 40 | 374.75 | 0.018468 | 4.928e-05
| 2018/19 | 20/09/2018 | PLANNED | 18432 | 53 | 347.7736 | 0.022708 | 6.5296e-05
| 2018/19 | 20/09/2018 | PLANNED | 35 | 5 | 7 | 4.312e-05 | 6.16e-06
| 2018/19 | 20/09/2018 | PLANNED | 33186 | 90 | 368.7333 | 0.040885 | 0.00011088
| 2018/19 | 20/09/2018 | PLANNED | 320 | 1 | 320 | 0.00039424 | 1.232e-06
| 2018/19 | 20/09/2018 | PLANNED | 17020 | 43 | 395.814 | 0.020968 | 5.2976e-05
| 2018/19 | 20/09/2018 | PLANNED | 7618 | 26 | 293 | 0.0093853 | 3.2032e-05
| 2018/19 | 20/09/2018 | PLANNED | 210 | 2 | 105 | 0.00025872 | 2.464e-06
| 2018/19 | 20/09/2018 | PLANNED | 2432 | 38 | 64 | 0.0029962 | 4.6816e-05
| 2018/19 | 20/09/2018 | PLANNED | 1830 | 15 | 122 | 0.0022545 | 1.848e-05
| 2018/19 | 20/09/2018 | PLANNED | 35 | 1 | 35 | 4.312e-05 | 1.232e-06
| 2018/19 | 20/09/2018 | PLANNED | 31647 | 231 | 137 | 0.038989 | 0.00028459
| 2018/19 | 20/09/2018 | PLANNED | 45 | 1 | 45 | 5.544e-05 | 1.232e-06
| 2018/19 | 20/09/2018 | PLANNED | 46 | 1 | 46 | 5.6672e-05 | 1.232e-06
| 2018/19 | 20/09/2018 | PLANNED | 5 | 1 | 5 | 6.16e-06 | 1.232e-06
| 2018/19 | 20/09/2018 | PLANNED | 29 | 1 | 29 | 3.5728e-05 | 1.232e-06
| 2018/19 | 20/09/2018 | PLANNED | 18 | 4 | 4.5 | 2.2176e-05 | 4.928e-06
| 2018/19 | 20/09/2018 | PLANNED | 40 | 1 | 40 | 4.928e-05 | 1.232e-06
| 2018/19 | 21/09/2018 | PLANNED | 735 | 3 | 245 | 0.00090551 | 3.696e-06
| 2018/19 | 21/09/2018 | PLANNED | 24255 | 81 | 299.4444 | 0.029882 | 9.9791e-05
| 2018/19 | 21/09/2018 | PLANNED | 171 | 6 | 28.5 | 0.00021067 | 7.3919e-06
| 2018/19 | 21/09/2018 | PLANNED | 2325 | 15 | 155 | 0.0028644 | 1.848e-05
| 2018/19 | 21/09/2018 | PLANNED | 58400 | 200 | 292 | 0.071948 | 0.0002464
| 2018/19 | 21/09/2018 | PLANNED | 16 | 2 | 8 | 1.9712e-05 | 2.464e-06
| 2018/19 | 21/09/2018 | PLANNED | 680 | 4 | 170 | 0.00083775 | 4.928e-06
| 2018/19 | 21/09/2018 | PLANNED | 3062 | 27 | 113.4074 | 0.0037724 | 3.3264e-05
| 2018/19 | 21/09/2018 | PLANNED | 4136 | 22 | 188 | 0.0050955 | 2.7104e-05
| 2018/19 | 21/09/2018 | PLANNED | 54668 | 173 | 316 | 0.067351 | 0.00021313
| 2018/19 | 21/09/2018 | PLANNED | 275 | 3 | 91.6667 | 0.0003388 | 3.696e-06
| 2018/19 | 21/09/2018 | PLANNED | 5160 | 30 | 172 | 0.0063571 | 3.696e-05
| 2018/19 | 21/09/2018 | PLANNED | 321 | 1 | 321 | 0.00039547 | 1.232e-06
| 2018/19 | 21/09/2018 | PLANNED | 850 | 10 | 85 | 0.0010472 | 1.232e-05
| 2018/19 | 21/09/2018 | PLANNED | 11453 | 29 | 394.931 | 0.01411 | 3.5728e-05
| 2018/19 | 21/09/2018 | PLANNED | 250 | 1 | 250 | 0.000308 | 1.232e-06
| 2018/19 | 21/09/2018 | PLANNED | 25 | 1 | 25 | 3.08e-05 | 1.232e-06
| 2018/19 | 21/09/2018 | PLANNED | 588 | 49 | 12 | 0.00072441 | 6.0368e-05
| 2018/19 | 21/09/2018 | PLANNED | 70 | 1 | 70 | 8.6239e-05 | 1.232e-06
| 2018/19 | 21/09/2018 | PLANNED | 3444 | 30 | 114.8 | 0.004243 | 3.696e-05
| 2018/19 | 22/09/2018 | PLANNED | 500 | 1 | 500 | 0.000616 | 1.232e-06
| 2018/19 | 22/09/2018 | PLANNED | 8567 | 17 | 503.9412 | 0.010554 | 2.0944e-05
| 2018/19 | 22/09/2018 | PLANNED | 81939 | 573 | 143 | 0.10095 | 0.00070593
| 2018/19 | 22/09/2018 | PLANNED | 128 | 2 | 64 | 0.00015769 | 2.464e-06
| 2018/19 | 22/09/2018 | PLANNED | 78 | 3 | 26 | 9.6095e-05 | 3.696e-06
| 2018/19 | 22/09/2018 | PLANNED | 1568 | 56 | 28 | 0.0019318 | 6.8992e-05
| 2018/19 | 22/09/2018 | PLANNED | 2800 | 28 | 100 | 0.0034496 | 3.4496e-05
| 2018/19 | 23/09/2018 | PLANNED | 49950 | 111 | 450 | 0.061538 | 0.00013675
| 2018/19 | 23/09/2018 | PLANNED | 40 | 2 | 20 | 4.928e-05 | 2.464e-06
| 2018/19 | 23/09/2018 | PLANNED | 250425 | 738 | 339.3293 | 0.30852 | 0.00090921
| 2018/19 | 23/09/2018 | PLANNED | 3276 | 9 | 364 | 0.004036 | 1.1088e-05
| 2018/19 | 23/09/2018 | PLANNED | 15345 | 33 | 465 | 0.018905 | 4.0656e-05
| 2018/19 | 23/09/2018 | PLANNED | 6660 | 18 | 370 | 0.0082051 | 2.2176e-05
| 2018/19 | 23/09/2018 | PLANNED | 64 | 4 | 16 | 7.8847e-05 | 4.928e-06
| 2018/19 | 24/09/2018 | PLANNED | 66 | 1 | 66 | 8.1311e-05 | 1.232e-06
| 2018/19 | 24/09/2018 | PLANNED | 12320 | 44 | 280 | 0.015178 | 5.4208e-05
| 2018/19 | 24/09/2018 | PLANNED | 5490 | 30 | 183 | 0.0067636 | 3.696e-05
| 2018/19 | 24/09/2018 | PLANNED | 165 | 1 | 165 | 0.00020328 | 1.232e-06
| 2018/19 | 24/09/2018 | PLANNED | 8836 | 94 | 94 | 0.010886 | 0.00011581
| 2018/19 | 24/09/2018 | PLANNED | 23 | 1 | 23 | 2.8336e-05 | 1.232e-06
| 2018/19 | 24/09/2018 | PLANNED | 1333 | 8 | 166.625 | 0.0016422 | 9.8559e-06
| 2018/19 | 24/09/2018 | PLANNED | 1197 | 19 | 63 | 0.0014747 | 2.3408e-05
| 2018/19 | 24/09/2018 | PLANNED | 10710 | 34 | 315 | 0.013195 | 4.1888e-05
| 2018/19 | 24/09/2018 | PLANNED | 17755 | 53 | 335 | 0.021874 | 6.5296e-05
| 2018/19 | 24/09/2018 | PLANNED | 12027 | 57 | 211 | 0.014817 | 7.0224e-05
| 2018/19 | 24/09/2018 | PLANNED | 6944 | 31 | 224 | 0.0085549 | 3.8192e-05
| 2018/19 | 24/09/2018 | PLANNED | 37 | 1 | 37 | 4.5584e-05 | 1.232e-06
| 2018/19 | 24/09/2018 | PLANNED | 376 | 4 | 94 | 0.00046323 | 4.928e-06
| 2018/19 | 24/09/2018 | PLANNED | 20 | 1 | 20 | 2.464e-05 | 1.232e-06
| 2018/19 | 24/09/2018 | PLANNED | 1848 | 11 | 168 | 0.0022767 | 1.3552e-05
| 2018/19 | 24/09/2018 | PLANNED | 130 | 2 | 65 | 0.00016016 | 2.464e-06
| 2018/19 | 25/09/2018 | PLANNED | 3690 | 9 | 410 | 0.004546 | 1.1088e-05
| 2018/19 | 25/09/2018 | PLANNED | 8108 | 82 | 98.878 | 0.009989 | 0.00010102
| 2018/19 | 25/09/2018 | PLANNED | 355 | 17 | 20.8824 | 0.00043736 | 2.0944e-05
| 2018/19 | 25/09/2018 | PLANNED | 3165 | 15 | 211 | 0.0038993 | 1.848e-05
| 2018/19 | 25/09/2018 | PLANNED | 360 | 8 | 45 | 0.00044352 | 9.8559e-06
| 2018/19 | 25/09/2018 | PLANNED | 40401 | 320 | 126.2531 | 0.049774 | 0.00039424
| 2018/19 | 25/09/2018 | PLANNED | 10688 | 64 | 167 | 0.013168 | 7.8847e-05
| 2018/19 | 25/09/2018 | PLANNED | 139769 | 487 | 287 | 0.17219 | 0.00059998
| 2018/19 | 25/09/2018 | PLANNED | 7930 | 61 | 130 | 0.0097697 | 7.5151e-05
| 2018/19 | 25/09/2018 | PLANNED | 42427 | 133 | 319 | 0.05227 | 0.00016385
| 2018/19 | 25/09/2018 | PLANNED | 417 | 3 | 139 | 0.00051374 | 3.696e-06
| 2018/19 | 25/09/2018 | PLANNED | 1758 | 6 | 293 | 0.0021658 | 7.3919e-06
| 2018/19 | 25/09/2018 | PLANNED | 246 | 41 | 6 | 0.00030307 | 5.0512e-05
| 2018/19 | 25/09/2018 | PLANNED | 10237 | 29 | 353 | 0.012612 | 3.5728e-05
| 2018/19 | 25/09/2018 | PLANNED | 13400 | 134 | 100 | 0.016509 | 0.00016509
| 2018/19 | 25/09/2018 | PLANNED | 25 | 1 | 25 | 3.08e-05 | 1.232e-06
| 2018/19 | 25/09/2018 | PLANNED | 370 | 2 | 185 | 0.00045584 | 2.464e-06
| 2018/19 | 25/09/2018 | PLANNED | 195 | 3 | 65 | 0.00024024 | 3.696e-06
| 2018/19 | 25/09/2018 | PLANNED | 240 | 1 | 240 | 0.00029568 | 1.232e-06
| 2018/19 | 25/09/2018 | PLANNED | 80 | 2 | 40 | 9.8559e-05 | 2.464e-06
| 2018/19 | 25/09/2018 | PLANNED | 134 | 2 | 67 | 0.00016509 | 2.464e-06
| 2018/19 | 25/09/2018 | PLANNED | 2520 | 72 | 35 | 0.0031046 | 8.8703e-05
| 2018/19 | 25/09/2018 | PLANNED | 54 | 1 | 54 | 6.6528e-05 | 1.232e-06
| 2018/19 | 25/09/2018 | PLANNED | 10 | 1 | 10 | 1.232e-05 | 1.232e-06
| 2018/19 | 25/09/2018 | PLANNED | 40 | 4 | 10 | 4.928e-05 | 4.928e-06
| 2018/19 | 25/09/2018 | PLANNED | 9020 | 164 | 55 | 0.011113 | 0.00020205
| 2018/19 | 25/09/2018 | PLANNED | 44 | 2 | 22 | 5.4208e-05 | 2.464e-06
| 2018/19 | 26/09/2018 | PLANNED | 8 | 1 | 8 | 9.8559e-06 | 1.232e-06
| 2018/19 | 26/09/2018 | PLANNED | 3346 | 14 | 239 | 0.0041222 | 1.7248e-05
| 2018/19 | 26/09/2018 | PLANNED | 710 | 2 | 355 | 0.00087471 | 2.464e-06
| 2018/19 | 26/09/2018 | PLANNED | 2253 | 7 | 321.8571 | 0.0027757 | 8.6239e-06
| 2018/19 | 26/09/2018 | PLANNED | 270810 | 590 | 459 | 0.33364 | 0.00072687
| 2018/19 | 26/09/2018 | PLANNED | 138446 | 406 | 341 | 0.17056 | 0.00050019
| 2018/19 | 26/09/2018 | PLANNED | 13904 | 79 | 176 | 0.01713 | 9.7327e-05
| 2018/19 | 26/09/2018 | PLANNED | 710 | 2 | 355 | 0.00087471 | 2.464e-06
| 2018/19 | 26/09/2018 | PLANNED | 54944 | 202 | 272 | 0.067691 | 0.00024886
| 2018/19 | 26/09/2018 | PLANNED | 51656 | 186 | 277.7204 | 0.06364 | 0.00022915
| 2018/19 | 26/09/2018 | PLANNED | 34 | 2 | 17 | 4.1888e-05 | 2.464e-06
| 2018/19 | 26/09/2018 | PLANNED | 20560 | 54 | 380.7407 | 0.02533 | 6.6528e-05
| 2018/19 | 26/09/2018 | PLANNED | 32357 | 71 | 455.7324 | 0.039864 | 8.7471e-05
| 2018/19 | 26/09/2018 | PLANNED | 3171 | 7 | 453 | 0.0039066 | 8.6239e-06
| 2018/19 | 26/09/2018 | PLANNED | 15914 | 109 | 146 | 0.019606 | 0.00013429
| 2018/19 | 26/09/2018 | PLANNED | 1464 | 8 | 183 | 0.0018036 | 9.8559e-06
| 2018/19 | 26/09/2018 | PLANNED | 19840 | 62 | 320 | 0.024443 | 7.6383e-05
| 2018/19 | 26/09/2018 | PLANNED | 172 | 4 | 43 | 0.0002119 | 4.928e-06
| 2018/19 | 26/09/2018 | PLANNED | 31 | 1 | 31 | 3.8192e-05 | 1.232e-06
| 2018/19 | 26/09/2018 | PLANNED | 114 | 3 | 38 | 0.00014045 | 3.696e-06
| 2018/19 | 26/09/2018 | PLANNED | 303 | 1 | 303 | 0.00037329 | 1.232e-06
| 2018/19 | 26/09/2018 | PLANNED | 10710 | 63 | 170 | 0.013195 | 7.7615e-05
| 2018/19 | 26/09/2018 | PLANNED | 21 | 1 | 21 | 2.5872e-05 | 1.232e-06
| 2018/19 | 26/09/2018 | PLANNED | 66 | 2 | 33 | 8.1311e-05 | 2.464e-06
| 2018/19 | 26/09/2018 | PLANNED | 6 | 1 | 6 | 7.3919e-06 | 1.232e-06
| 2018/19 | 26/09/2018 | PLANNED | 469 | 8 | 58.625 | 0.0005778 | 9.8559e-06
| 2018/19 | 26/09/2018 | PLANNED | 783 | 29 | 27 | 0.00096465 | 3.5728e-05
| 2018/19 | 26/09/2018 | PLANNED | 1334 | 29 | 46 | 0.0016435 | 3.5728e-05
| 2018/19 | 27/09/2018 | PLANNED | 1806 | 14 | 129 | 0.002225 | 1.7248e-05
| 2018/19 | 27/09/2018 | PLANNED | 6012 | 18 | 334 | 0.0074067 | 2.2176e-05
| 2018/19 | 27/09/2018 | PLANNED | 12699 | 51 | 249 | 0.015645 | 6.2832e-05
| 2018/19 | 27/09/2018 | PLANNED | 103200 | 344 | 300 | 0.12714 | 0.00042381
| 2018/19 | 27/09/2018 | PLANNED | 128 | 8 | 16 | 0.00015769 | 9.8559e-06
| 2018/19 | 27/09/2018 | PLANNED | 5588 | 44 | 127 | 0.0068844 | 5.4208e-05
| 2018/19 | 27/09/2018 | PLANNED | 21515 | 65 | 331 | 0.026506 | 8.0079e-05
| 2018/19 | 27/09/2018 | PLANNED | 1368 | 18 | 76 | 0.0016854 | 2.2176e-05
| 2018/19 | 27/09/2018 | PLANNED | 73709 | 197 | 374.1574 | 0.090809 | 0.0002427
| 2018/19 | 27/09/2018 | PLANNED | 19693 | 47 | 419 | 0.024262 | 5.7904e-05
| 2018/19 | 27/09/2018 | PLANNED | 335 | 1 | 335 | 0.00041272 | 1.232e-06
| 2018/19 | 27/09/2018 | PLANNED | 47400 | 474 | 100 | 0.058396 | 0.00058396
| 2018/19 | 27/09/2018 | PLANNED | 75 | 3 | 25 | 9.2399e-05 | 3.696e-06
| 2018/19 | 27/09/2018 | PLANNED | 17108 | 94 | 182 | 0.021077 | 0.00011581
| 2018/19 | 27/09/2018 | PLANNED | 312 | 1 | 312 | 0.00038438 | 1.232e-06
| 2018/19 | 27/09/2018 | PLANNED | 391 | 1 | 391 | 0.00048171 | 1.232e-06
| 2018/19 | 27/09/2018 | PLANNED | 228 | 12 | 19 | 0.00028089 | 1.4784e-05
| 2018/19 | 27/09/2018 | PLANNED | 135 | 27 | 5 | 0.00016632 | 3.3264e-05
| 2018/19 | 27/09/2018 | PLANNED | 140 | 3 | 46.6667 | 0.00017248 | 3.696e-06
| 2018/19 | 1/10/2018 | PLANNED | 986 | 2 | 493 | 0.0012147 | 2.464e-06
| 2018/19 | 1/10/2018 | PLANNED | 6042 | 53 | 114 | 0.0074437 | 6.5296e-05
| 2018/19 | 1/10/2018 | PLANNED | 975 | 39 | 25 | 0.0012012 | 4.8048e-05
| 2018/19 | 1/10/2018 | PLANNED | 16575 | 51 | 325 | 0.02042 | 6.2832e-05
| 2018/19 | 1/10/2018 | PLANNED | 860 | 86 | 10 | 0.0010595 | 0.00010595
| 2018/19 | 1/10/2018 | PLANNED | 4641 | 21 | 221 | 0.0057177 | 2.5872e-05
| 2018/19 | 1/10/2018 | PLANNED | 1352 | 8 | 169 | 0.0016657 | 9.8559e-06
| 2018/19 | 1/10/2018 | PLANNED | 50 | 2 | 25 | 6.16e-05 | 2.464e-06
| 2018/19 | 1/10/2018 | PLANNED | 44 | 2 | 22 | 5.4208e-05 | 2.464e-06
| 2018/19 | 1/10/2018 | PLANNED | 3825 | 15 | 255 | 0.0047124 | 1.848e-05
| 2018/19 | 1/10/2018 | PLANNED | 1920 | 8 | 240 | 0.0023654 | 9.8559e-06
| 2018/19 | 1/10/2018 | PLANNED | 306 | 6 | 51 | 0.00037699 | 7.3919e-06
| 2018/19 | 1/10/2018 | PLANNED | 66 | 2 | 33 | 8.1311e-05 | 2.464e-06
| 2018/19 | 1/10/2018 | PLANNED | 92 | 1 | 92 | 0.00011334 | 1.232e-06
| 2018/19 | 1/10/2018 | PLANNED | 50 | 2 | 25 | 6.16e-05 | 2.464e-06
| 2018/19 | 1/10/2018 | PLANNED | 1300 | 52 | 25 | 0.0016016 | 6.4064e-05
| 2018/19 | 1/10/2018 | PLANNED | 910 | 26 | 35 | 0.0011211 | 3.2032e-05
| 2018/19 | 1/10/2018 | PLANNED | 1140 | 19 | 60 | 0.0014045 | 2.3408e-05
| 2018/19 | 1/10/2018 | PLANNED | 420 | 14 | 30 | 0.00051744 | 1.7248e-05
| 2018/19 | 1/10/2018 | PLANNED | 210 | 7 | 30 | 0.00025872 | 8.6239e-06
| 2018/19 | 1/10/2018 | PLANNED | 140 | 4 | 35 | 0.00017248 | 4.928e-06
| 2018/19 | 1/10/2018 | PLANNED | 50 | 2 | 25 | 6.16e-05 | 2.464e-06
| 2018/19 | 1/10/2018 | PLANNED | 510 | 17 | 30 | 0.00062832 | 2.0944e-05
| 2018/19 | 2/10/2018 | PLANNED | 52052 | 154 | 338 | 0.064128 | 0.00018973
| 2018/19 | 2/10/2018 | PLANNED | 108360 | 258 | 420 | 0.1335 | 0.00031785
| 2018/19 | 2/10/2018 | PLANNED | 300 | 10 | 30 | 0.0003696 | 1.232e-05
| 2018/19 | 2/10/2018 | PLANNED | 410 | 1 | 410 | 0.00050512 | 1.232e-06
| 2018/19 | 2/10/2018 | PLANNED | 60 | 3 | 20 | 7.3919e-05 | 3.696e-06
| 2018/19 | 2/10/2018 | PLANNED | 43 | 1 | 43 | 5.2976e-05 | 1.232e-06
| 2018/19 | 2/10/2018 | PLANNED | 7920 | 36 | 220 | 0.0097574 | 4.4352e-05
| 2018/19 | 2/10/2018 | PLANNED | 2244 | 12 | 187 | 0.0027646 | 1.4784e-05
| 2018/19 | 2/10/2018 | PLANNED | 19247 | 49 | 392.7959 | 0.023712 | 6.0368e-05
| 2018/19 | 2/10/2018 | PLANNED | 126 | 9 | 14 | 0.00015523 | 1.1088e-05
| 2018/19 | 2/10/2018 | PLANNED | 156 | 4 | 39 | 0.00019219 | 4.928e-06
| 2018/19 | 2/10/2018 | PLANNED | 6009 | 18 | 333.8333 | 0.007403 | 2.2176e-05
| 2018/19 | 2/10/2018 | PLANNED | 462 | 6 | 77 | 0.00056918 | 7.3919e-06
| 2018/19 | 2/10/2018 | PLANNED | 279 | 3 | 93 | 0.00034373 | 3.696e-06
| 2018/19 | 2/10/2018 | PLANNED | 5 | 1 | 5 | 6.16e-06 | 1.232e-06
| 2018/19 | 2/10/2018 | PLANNED | 345 | 3 | 115 | 0.00042504 | 3.696e-06
| 2018/19 | 2/10/2018 | PLANNED | 8685 | 45 | 193 | 0.0107 | 5.544e-05
| 2018/19 | 2/10/2018 | PLANNED | 39040 | 128 | 305 | 0.048097 | 0.00015769
| 2018/19 | 2/10/2018 | PLANNED | 12833 | 41 | 313 | 0.01581 | 5.0512e-05
| 2018/19 | 2/10/2018 | PLANNED | 20 | 1 | 20 | 2.464e-05 | 1.232e-06
| 2018/19 | 2/10/2018 | PLANNED | 228 | 1 | 228 | 0.00028089 | 1.232e-06
| 2018/19 | 2/10/2018 | PLANNED | 153 | 1 | 153 | 0.00018849 | 1.232e-06
| 2018/19 | 2/10/2018 | PLANNED | 60 | 2 | 30 | 7.3919e-05 | 2.464e-06
| 2018/19 | 2/10/2018 | PLANNED | 100 | 10 | 10 | 0.0001232 | 1.232e-05
| 2018/19 | 2/10/2018 | PLANNED | 340 | 10 | 34 | 0.00041888 | 1.232e-05
| 2018/19 | 2/10/2018 | PLANNED | 1575 | 45 | 35 | 0.0019404 | 5.544e-05
| 2018/19 | 2/10/2018 | PLANNED | 25 | 1 | 25 | 3.08e-05 | 1.232e-06
| 2018/19 | 2/10/2018 | PLANNED | 108 | 4 | 27 | 0.00013306 | 4.928e-06
| 2018/19 | 2/10/2018 | PLANNED | 40 | 2 | 20 | 4.928e-05 | 2.464e-06
| 2018/19 | 2/10/2018 | PLANNED | 8 | 1 | 8 | 9.8559e-06 | 1.232e-06
| 2018/19 | 2/10/2018 | PLANNED | 350 | 10 | 35 | 0.0004312 | 1.232e-05
| 2018/19 | 2/10/2018 | PLANNED | 402 | 6 | 67 | 0.00049526 | 7.3919e-06
| 2018/19 | 3/10/2018 | PLANNED | 325 | 1 | 325 | 0.0004004 | 1.232e-06
| 2018/19 | 3/10/2018 | PLANNED | 20 | 2 | 10 | 2.464e-05 | 2.464e-06
| 2018/19 | 3/10/2018 | PLANNED | 660 | 2 | 330 | 0.00081311 | 2.464e-06
| 2018/19 | 3/10/2018 | PLANNED | 40 | 2 | 20 | 4.928e-05 | 2.464e-06
| 2018/19 | 3/10/2018 | PLANNED | 2840 | 20 | 142 | 0.0034989 | 2.464e-05
| 2018/19 | 3/10/2018 | PLANNED | 4432 | 31 | 142.9677 | 0.0054602 | 3.8192e-05
| 2018/19 | 3/10/2018 | PLANNED | 770 | 2 | 385 | 0.00094863 | 2.464e-06
| 2018/19 | 3/10/2018 | PLANNED | 8579 | 23 | 373 | 0.010569 | 2.8336e-05
| 2018/19 | 3/10/2018 | PLANNED | 10998 | 117 | 94 | 0.013549 | 0.00014414
| 2018/19 | 3/10/2018 | PLANNED | 21 | 3 | 7 | 2.5872e-05 | 3.696e-06
| 2018/19 | 3/10/2018 | PLANNED | 23400 | 60 | 390 | 0.028829 | 7.3919e-05
| 2018/19 | 3/10/2018 | PLANNED | 825 | 5 | 165 | 0.0010164 | 6.16e-06
| 2018/19 | 3/10/2018 | PLANNED | 164 | 2 | 82 | 0.00020205 | 2.464e-06
| 2018/19 | 3/10/2018 | PLANNED | 2400 | 25 | 96 | 0.0029568 | 3.08e-05
| 2018/19 | 3/10/2018 | PLANNED | 24468 | 130 | 188.2154 | 0.030144 | 0.00016016
| 2018/19 | 3/10/2018 | PLANNED | 36515 | 140 | 260.8214 | 0.044986 | 0.00017248
| 2018/19 | 3/10/2018 | PLANNED | 2070 | 9 | 230 | 0.0025502 | 1.1088e-05
| 2018/19 | 3/10/2018 | PLANNED | 15 | 1 | 15 | 1.848e-05 | 1.232e-06
| 2018/19 | 3/10/2018 | PLANNED | 64 | 1 | 64 | 7.8847e-05 | 1.232e-06
| 2018/19 | 3/10/2018 | PLANNED | 31584 | 96 | 329 | 0.038911 | 0.00011827
| 2018/19 | 3/10/2018 | PLANNED | 13240 | 40 | 331 | 0.016312 | 4.928e-05
| 2018/19 | 3/10/2018 | PLANNED | 1364 | 22 | 62 | 0.0016804 | 2.7104e-05
| 2018/19 | 3/10/2018 | PLANNED | 216 | 12 | 18 | 0.00026611 | 1.4784e-05
| 2018/19 | 3/10/2018 | PLANNED | 80 | 3 | 26.6667 | 9.8559e-05 | 3.696e-06
| 2018/19 | 3/10/2018 | PLANNED | 810 | 6 | 135 | 0.00099791 | 7.3919e-06
| 2018/19 | 3/10/2018 | PLANNED | 15 | 1 | 15 | 1.848e-05 | 1.232e-06
| 2018/19 | 3/10/2018 | PLANNED | 143250 | 573 | 250 | 0.17648 | 0.00070593
| 2018/19 | 3/10/2018 | PLANNED | 51 | 3 | 17 | 6.2832e-05 | 3.696e-06
| 2018/19 | 3/10/2018 | PLANNED | 16226 | 122 | 133 | 0.01999 | 0.0001503
| 2018/19 | 3/10/2018 | PLANNED | 36 | 2 | 18 | 4.4352e-05 | 2.464e-06
| 2018/19 | 3/10/2018 | PLANNED | 255 | 5 | 51 | 0.00031416 | 6.16e-06
| 2018/19 | 3/10/2018 | PLANNED | 10 | 1 | 10 | 1.232e-05 | 1.232e-06
| 2018/19 | 3/10/2018 | PLANNED | 150 | 5 | 30 | 0.0001848 | 6.16e-06
| 2018/19 | 3/10/2018 | PLANNED | 426 | 6 | 71 | 0.00052483 | 7.3919e-06
| 2018/19 | 3/10/2018 | PLANNED | 60 | 2 | 30 | 7.3919e-05 | 2.464e-06
| 2018/19 | 4/10/2018 | PLANNED | 27 | 1 | 27 | 3.3264e-05 | 1.232e-06
| 2018/19 | 4/10/2018 | PLANNED | 13333 | 32 | 416.6562 | 0.016426 | 3.9424e-05
| 2018/19 | 4/10/2018 | PLANNED | 200 | 8 | 25 | 0.0002464 | 9.8559e-06
| 2018/19 | 4/10/2018 | PLANNED | 40 | 1 | 40 | 4.928e-05 | 1.232e-06
| 2018/19 | 4/10/2018 | PLANNED | 53847 | 153 | 351.9412 | 0.066339 | 0.00018849
| 2018/19 | 4/10/2018 | PLANNED | 980 | 14 | 70 | 0.0012074 | 1.7248e-05
| 2018/19 | 4/10/2018 | PLANNED | 9140 | 30 | 304.6667 | 0.01126 | 3.696e-05
| 2018/19 | 4/10/2018 | PLANNED | 244 | 1 | 244 | 0.00030061 | 1.232e-06
| 2018/19 | 4/10/2018 | PLANNED | 5643 | 27 | 209 | 0.0069521 | 3.3264e-05
| 2018/19 | 4/10/2018 | PLANNED | 110633 | 317 | 349 | 0.1363 | 0.00039054
| 2018/19 | 4/10/2018 | PLANNED | 22000 | 100 | 220 | 0.027104 | 0.0001232
| 2018/19 | 4/10/2018 | PLANNED | 36100 | 190 | 190 | 0.044475 | 0.00023408
| 2018/19 | 4/10/2018 | PLANNED | 18009 | 69 | 261 | 0.022187 | 8.5007e-05
| 2018/19 | 4/10/2018 | PLANNED | 122 | 1 | 122 | 0.0001503 | 1.232e-06
| 2018/19 | 4/10/2018 | PLANNED | 10857 | 141 | 77 | 0.013376 | 0.00017371
| 2018/19 | 4/10/2018 | PLANNED | 6431 | 20 | 321.55 | 0.0079229 | 2.464e-05
| 2018/19 | 4/10/2018 | PLANNED | 366 | 3 | 122 | 0.00045091 | 3.696e-06
| 2018/19 | 4/10/2018 | PLANNED | 92 | 4 | 23 | 0.00011334 | 4.928e-06
| 2018/19 | 4/10/2018 | PLANNED | 90 | 5 | 18 | 0.00011088 | 6.16e-06
| 2018/19 | 4/10/2018 | PLANNED | 46 | 2 | 23 | 5.6672e-05 | 2.464e-06
| 2018/19 | 4/10/2018 | PLANNED | 90 | 6 | 15 | 0.00011088 | 7.3919e-06
| 2018/19 | 4/10/2018 | PLANNED | 161 | 7 | 23 | 0.00019835 | 8.6239e-06
| 2018/19 | 4/10/2018 | PLANNED | 1650 | 55 | 30 | 0.0020328 | 6.776e-05
| 2018/19 | 4/10/2018 | PLANNED | 60 | 2 | 30 | 7.3919e-05 | 2.464e-06
| 2018/19 | 4/10/2018 | PLANNED | 20 | 1 | 20 | 2.464e-05 | 1.232e-06
| 2018/19 | 4/10/2018 | PLANNED | 19 | 1 | 19 | 2.3408e-05 | 1.232e-06
| 2018/19 | 4/10/2018 | PLANNED | 1974 | 47 | 42 | 0.002432 | 5.7904e-05
| 2018/19 | 4/10/2018 | PLANNED | 17 | 1 | 17 | 2.0944e-05 | 1.232e-06
| 2018/19 | 4/10/2018 | PLANNED | 29 | 1 | 29 | 3.5728e-05 | 1.232e-06
| 2018/19 | 4/10/2018 | PLANNED | 285 | 3 | 95 | 0.00035112 | 3.696e-06
| 2018/19 | 4/10/2018 | PLANNED | 80 | 4 | 20 | 9.8559e-05 | 4.928e-06
| 2018/19 | 4/10/2018 | PLANNED | 46 | 2 | 23 | 5.6672e-05 | 2.464e-06
| 2018/19 | 5/10/2018 | PLANNED | 25 | 1 | 25 | 3.08e-05 | 1.232e-06
| 2018/19 | 5/10/2018 | PLANNED | 340 | 4 | 85 | 0.00041888 | 4.928e-06
| 2018/19 | 5/10/2018 | PLANNED | 25584 | 78 | 328 | 0.031519 | 9.6095e-05
| 2018/19 | 5/10/2018 | PLANNED | 71037 | 261 | 272.1724 | 0.087517 | 0.00032155
| 2018/19 | 5/10/2018 | PLANNED | 15 | 1 | 15 | 1.848e-05 | 1.232e-06
| 2018/19 | 5/10/2018 | PLANNED | 5056 | 28 | 180.5714 | 0.0062289 | 3.4496e-05
| 2018/19 | 5/10/2018 | PLANNED | 188 | 8 | 23.5 | 0.00023161 | 9.8559e-06
| 2018/19 | 5/10/2018 | PLANNED | 456 | 2 | 228 | 0.00056179 | 2.464e-06
| 2018/19 | 5/10/2018 | PLANNED | 356 | 4 | 89 | 0.00043859 | 4.928e-06
| 2018/19 | 5/10/2018 | PLANNED | 58 | 2 | 29 | 7.1455e-05 | 2.464e-06
| 2018/19 | 5/10/2018 | PLANNED | 35 | 1 | 35 | 4.312e-05 | 1.232e-06
| 2018/19 | 5/10/2018 | PLANNED | 45 | 3 | 15 | 5.544e-05 | 3.696e-06
| 2018/19 | 5/10/2018 | PLANNED | 130 | 2 | 65 | 0.00016016 | 2.464e-06
| 2018/19 | 5/10/2018 | PLANNED | 2550 | 10 | 255 | 0.0031416 | 1.232e-05
| 2018/19 | 5/10/2018 | PLANNED | 590 | 2 | 295 | 0.00072687 | 2.464e-06
| 2018/19 | 5/10/2018 | PLANNED | 34 | 2 | 17 | 4.1888e-05 | 2.464e-06
| 2018/19 | 5/10/2018 | PLANNED | 137 | 1 | 137 | 0.00016878 | 1.232e-06
| 2018/19 | 5/10/2018 | PLANNED | 195 | 5 | 39 | 0.00024024 | 6.16e-06
| 2018/19 | 5/10/2018 | PLANNED | 18 | 1 | 18 | 2.2176e-05 | 1.232e-06
| 2018/19 | 5/10/2018 | PLANNED | 100 | 10 | 10 | 0.0001232 | 1.232e-05
| 2018/19 | 5/10/2018 | PLANNED | 30 | 2 | 15 | 3.696e-05 | 2.464e-06
| 2018/19 | 5/10/2018 | PLANNED | 16 | 2 | 8 | 1.9712e-05 | 2.464e-06
| 2018/19 | 5/10/2018 | PLANNED | 58 | 1 | 58 | 7.1455e-05 | 1.232e-06
| 2018/19 | 5/10/2018 | PLANNED | 90 | 6 | 15 | 0.00011088 | 7.3919e-06
| 2018/19 | 5/10/2018 | PLANNED | 240 | 6 | 40 | 0.00029568 | 7.3919e-06
| 2018/19 | 5/10/2018 | PLANNED | 30 | 2 | 15 | 3.696e-05 | 2.464e-06
| 2018/19 | 5/10/2018 | PLANNED | 24 | 2 | 12 | 2.9568e-05 | 2.464e-06
| 2018/19 | 5/10/2018 | PLANNED | 140 | 4 | 35 | 0.00017248 | 4.928e-06
| 2018/19 | 5/10/2018 | PLANNED | 92 | 2 | 46 | 0.00011334 | 2.464e-06
| 2018/19 | 5/10/2018 | PLANNED | 12 | 1 | 12 | 1.4784e-05 | 1.232e-06
| 2018/19 | 5/10/2018 | PLANNED | 1354 | 42 | 32.2381 | 0.0016681 | 5.1744e-05
| 2018/19 | 6/10/2018 | PLANNED | 77 | 1 | 77 | 9.4863e-05 | 1.232e-06
| 2018/19 | 6/10/2018 | PLANNED | 26114 | 104 | 251.0962 | 0.032172 | 0.00012813
| 2018/19 | 6/10/2018 | PLANNED | 200 | 1 | 200 | 0.0002464 | 1.232e-06
| 2018/19 | 6/10/2018 | PLANNED | 108 | 2 | 54 | 0.00013306 | 2.464e-06
| 2018/19 | 7/10/2018 | PLANNED | 118215 | 625 | 189.144 | 0.14564 | 0.00076999
| 2018/19 | 7/10/2018 | PLANNED | 115 | 1 | 115 | 0.00014168 | 1.232e-06
| 2018/19 | 7/10/2018 | PLANNED | 18360 | 51 | 360 | 0.022619 | 6.2832e-05
| 2018/19 | 7/10/2018 | PLANNED | 7065 | 17 | 415.5882 | 0.008704 | 2.0944e-05
| 2018/19 | 7/10/2018 | PLANNED | 145 | 1 | 145 | 0.00017864 | 1.232e-06
| 2018/19 | 7/10/2018 | PLANNED | 30 | 2 | 15 | 3.696e-05 | 2.464e-06
| 2018/19 | 8/10/2018 | PLANNED | 529 | 1 | 529 | 0.00065172 | 1.232e-06
| 2018/19 | 8/10/2018 | PLANNED | 89 | 4 | 22.25 | 0.00010965 | 4.928e-06
| 2018/19 | 8/10/2018 | PLANNED | 39 | 1 | 39 | 4.8048e-05 | 1.232e-06
| 2018/19 | 8/10/2018 | PLANNED | 7554 | 24 | 314.75 | 0.0093065 | 2.9568e-05
| 2018/19 | 8/10/2018 | PLANNED | 6283 | 39 | 161.1026 | 0.0077406 | 4.8048e-05
| 2018/19 | 8/10/2018 | PLANNED | 1002 | 3 | 334 | 0.0012345 | 3.696e-06
| 2018/19 | 8/10/2018 | PLANNED | 135 | 1 | 135 | 0.00016632 | 1.232e-06
| 2018/19 | 8/10/2018 | PLANNED | 1200 | 24 | 50 | 0.0014784 | 2.9568e-05
| 2018/19 | 8/10/2018 | PLANNED | 90 | 1 | 90 | 0.00011088 | 1.232e-06
| 2018/19 | 8/10/2018 | PLANNED | 9 | 3 | 3 | 1.1088e-05 | 3.696e-06
| 2018/19 | 8/10/2018 | PLANNED | 480 | 3 | 160 | 0.00059136 | 3.696e-06
| 2018/19 | 8/10/2018 | PLANNED | 5985 | 21 | 285 | 0.0073735 | 2.5872e-05
| 2018/19 | 8/10/2018 | PLANNED | 4330 | 12 | 360.8333 | 0.0053345 | 1.4784e-05
| 2018/19 | 8/10/2018 | PLANNED | 8608 | 32 | 269 | 0.010605 | 3.9424e-05
| 2018/19 | 8/10/2018 | PLANNED | 12 | 3 | 4 | 1.4784e-05 | 3.696e-06
| 2018/19 | 8/10/2018 | PLANNED | 20 | 4 | 5 | 2.464e-05 | 4.928e-06
| 2018/19 | 8/10/2018 | PLANNED | 348 | 6 | 58 | 0.00042873 | 7.3919e-06
| 2018/19 | 8/10/2018 | PLANNED | 190 | 5 | 38 | 0.00023408 | 6.16e-06
| 2018/19 | 8/10/2018 | PLANNED | 420 | 3 | 140 | 0.00051744 | 3.696e-06
| 2018/19 | 8/10/2018 | PLANNED | 255 | 3 | 85 | 0.00031416 | 3.696e-06
| 2018/19 | 8/10/2018 | PLANNED | 210 | 3 | 70 | 0.00025872 | 3.696e-06
| 2018/19 | 9/10/2018 | PLANNED | 522 | 18 | 29 | 0.0006431 | 2.2176e-05
| 2018/19 | 9/10/2018 | PLANNED | 9400 | 47 | 200 | 0.011581 | 5.7904e-05
| 2018/19 | 9/10/2018 | PLANNED | 64781 | 217 | 298.53 | 0.07981 | 0.00026734
| 2018/19 | 9/10/2018 | PLANNED | 3072 | 96 | 32 | 0.0037847 | 0.00011827
| 2018/19 | 9/10/2018 | PLANNED | 2755 | 19 | 145 | 0.0033941 | 2.3408e-05
| 2018/19 | 9/10/2018 | PLANNED | 388 | 4 | 97 | 0.00047801 | 4.928e-06
| 2018/19 | 9/10/2018 | PLANNED | 4176 | 48 | 87 | 0.0051448 | 5.9136e-05
| 2018/19 | 9/10/2018 | PLANNED | 19 | 1 | 19 | 2.3408e-05 | 1.232e-06
| 2018/19 | 9/10/2018 | PLANNED | 470 | 2 | 235 | 0.00057904 | 2.464e-06
| 2018/19 | 9/10/2018 | PLANNED | 34 | 2 | 17 | 4.1888e-05 | 2.464e-06
| 2018/19 | 9/10/2018 | PLANNED | 384 | 4 | 96 | 0.00047308 | 4.928e-06
| 2018/19 | 9/10/2018 | PLANNED | 1200 | 40 | 30 | 0.0014784 | 4.928e-05
| 2018/19 | 9/10/2018 | PLANNED | 24 | 2 | 12 | 2.9568e-05 | 2.464e-06
| 2018/19 | 9/10/2018 | PLANNED | 190 | 5 | 38 | 0.00023408 | 6.16e-06
| 2018/19 | 9/10/2018 | PLANNED | 26 | 2 | 13 | 3.2032e-05 | 2.464e-06
| 2018/19 | 9/10/2018 | PLANNED | 576 | 24 | 24 | 0.00070963 | 2.9568e-05
| 2018/19 | 9/10/2018 | PLANNED | 198 | 2 | 99 | 0.00024393 | 2.464e-06
| 2018/19 | 9/10/2018 | PLANNED | 39 | 3 | 13 | 4.8048e-05 | 3.696e-06
| 2018/19 | 9/10/2018 | PLANNED | 1015 | 7 | 145 | 0.0012505 | 8.6239e-06
| 2018/19 | 9/10/2018 | PLANNED | 26 | 2 | 13 | 3.2032e-05 | 2.464e-06
| 2018/19 | 9/10/2018 | PLANNED | 252 | 12 | 21 | 0.00031046 | 1.4784e-05
| 2018/19 | 9/10/2018 | PLANNED | 3328 | 208 | 16 | 0.0041001 | 0.00025625
| 2018/19 | 9/10/2018 | PLANNED | 20 | 1 | 20 | 2.464e-05 | 1.232e-06
| 2018/19 | 9/10/2018 | PLANNED | 52 | 1 | 52 | 6.4064e-05 | 1.232e-06
| 2018/19 | 9/10/2018 | PLANNED | 17 | 1 | 17 | 2.0944e-05 | 1.232e-06
| 2018/19 | 9/10/2018 | PLANNED | 399 | 19 | 21 | 0.00049156 | 2.3408e-05
| 2018/19 | 9/10/2018 | PLANNED | 2130 | 142 | 15 | 0.0026241 | 0.00017494
| 2018/19 | 10/10/2018 | PLANNED | 18550 | 70 | 265 | 0.022853 | 8.6239e-05
| 2018/19 | 10/10/2018 | PLANNED | 5632 | 14 | 402.2857 | 0.0069386 | 1.7248e-05
| 2018/19 | 10/10/2018 | PLANNED | 7070 | 26 | 271.9231 | 0.0087102 | 3.2032e-05
| 2018/19 | 10/10/2018 | PLANNED | 6713 | 17 | 394.8824 | 0.0082704 | 2.0944e-05
| 2018/19 | 10/10/2018 | PLANNED | 164 | 1 | 164 | 0.00020205 | 1.232e-06
| 2018/19 | 10/10/2018 | PLANNED | 40 | 2 | 20 | 4.928e-05 | 2.464e-06
| 2018/19 | 10/10/2018 | PLANNED | 35300 | 84 | 420.2381 | 0.043489 | 0.00010349
| 2018/19 | 10/10/2018 | PLANNED | 9192 | 32 | 287.25 | 0.011324 | 3.9424e-05
| 2018/19 | 10/10/2018 | PLANNED | 10758 | 33 | 326 | 0.013254 | 4.0656e-05
| 2018/19 | 10/10/2018 | PLANNED | 14691 | 59 | 249 | 0.018099 | 7.2687e-05
| 2018/19 | 10/10/2018 | PLANNED | 14 | 2 | 7 | 1.7248e-05 | 2.464e-06
| 2018/19 | 10/10/2018 | PLANNED | 2345 | 8 | 293.125 | 0.002889 | 9.8559e-06
| 2018/19 | 10/10/2018 | PLANNED | 42 | 2 | 21 | 5.1744e-05 | 2.464e-06
| 2018/19 | 10/10/2018 | PLANNED | 1260 | 4 | 315 | 0.0015523 | 4.928e-06
| 2018/19 | 10/10/2018 | PLANNED | 320 | 2 | 160 | 0.00039424 | 2.464e-06
| 2018/19 | 10/10/2018 | PLANNED | 138 | 3 | 46 | 0.00017001 | 3.696e-06
| 2018/19 | 10/10/2018 | PLANNED | 40 | 1 | 40 | 4.928e-05 | 1.232e-06
| 2018/19 | 10/10/2018 | PLANNED | 108 | 6 | 18 | 0.00013306 | 7.3919e-06
| 2018/19 | 10/10/2018 | PLANNED | 29 | 1 | 29 | 3.5728e-05 | 1.232e-06
| 2018/19 | 10/10/2018 | PLANNED | 374 | 22 | 17 | 0.00046076 | 2.7104e-05
| 2018/19 | 10/10/2018 | PLANNED | 28 | 2 | 14 | 3.4496e-05 | 2.464e-06
| 2018/19 | 10/10/2018 | PLANNED | 1078 | 77 | 14 | 0.0013281 | 9.4863e-05
| 2018/19 | 10/10/2018 | PLANNED | 75 | 1 | 75 | 9.2399e-05 | 1.232e-06
| 2018/19 | 10/10/2018 | PLANNED | 110 | 2 | 55 | 0.00013552 | 2.464e-06
| 2018/19 | 11/10/2018 | PLANNED | 9039 | 23 | 393 | 0.011136 | 2.8336e-05
| 2018/19 | 11/10/2018 | PLANNED | 160 | 2 | 80 | 0.00019712 | 2.464e-06
| 2018/19 | 11/10/2018 | PLANNED | 12210 | 30 | 407 | 0.015043 | 3.696e-05
| 2018/19 | 11/10/2018 | PLANNED | 885 | 3 | 295 | 0.0010903 | 3.696e-06
| 2018/19 | 11/10/2018 | PLANNED | 666 | 6 | 111 | 0.00082051 | 7.3919e-06
| 2018/19 | 11/10/2018 | PLANNED | 1890 | 9 | 210 | 0.0023285 | 1.1088e-05
| 2018/19 | 11/10/2018 | PLANNED | 3931 | 13 | 302.3846 | 0.004843 | 1.6016e-05
| 2018/19 | 11/10/2018 | PLANNED | 993 | 3 | 331 | 0.0012234 | 3.696e-06
| 2018/19 | 11/10/2018 | PLANNED | 29832 | 88 | 339 | 0.036753 | 0.00010842
| 2018/19 | 11/10/2018 | PLANNED | 180 | 18 | 10 | 0.00022176 | 2.2176e-05
| 2018/19 | 11/10/2018 | PLANNED | 1725 | 6 | 287.5 | 0.0021252 | 7.3919e-06
| 2018/19 | 11/10/2018 | PLANNED | 48 | 3 | 16 | 5.9136e-05 | 3.696e-06
| 2018/19 | 11/10/2018 | PLANNED | 9300 | 60 | 155 | 0.011458 | 7.3919e-05
| 2018/19 | 11/10/2018 | PLANNED | 280 | 4 | 70 | 0.00034496 | 4.928e-06
| 2018/19 | 11/10/2018 | PLANNED | 6 | 3 | 2 | 7.3919e-06 | 3.696e-06
| 2018/19 | 11/10/2018 | PLANNED | 66 | 1 | 66 | 8.1311e-05 | 1.232e-06
| 2018/19 | 11/10/2018 | PLANNED | 61 | 1 | 61 | 7.5151e-05 | 1.232e-06
| 2018/19 | 11/10/2018 | PLANNED | 170 | 17 | 10 | 0.00020944 | 2.0944e-05
| 2018/19 | 11/10/2018 | PLANNED | 138 | 3 | 46 | 0.00017001 | 3.696e-06
| 2018/19 | 11/10/2018 | PLANNED | 37510 | 242 | 155 | 0.046212 | 0.00029814
| 2018/19 | 11/10/2018 | PLANNED | 100 | 4 | 25 | 0.0001232 | 4.928e-06
| 2018/19 | 11/10/2018 | PLANNED | 55 | 1 | 55 | 6.776e-05 | 1.232e-06
| 2018/19 | 11/10/2018 | PLANNED | 25 | 1 | 25 | 3.08e-05 | 1.232e-06
| 2018/19 | 11/10/2018 | PLANNED | 275 | 16 | 17.1875 | 0.0003388 | 1.9712e-05
| 2018/19 | 11/10/2018 | PLANNED | 24 | 3 | 8 | 2.9568e-05 | 3.696e-06
| 2018/19 | 12/10/2018 | PLANNED | 6930 | 21 | 330 | 0.0085377 | 2.5872e-05
| 2018/19 | 12/10/2018 | PLANNED | 20140 | 53 | 380 | 0.024812 | 6.5296e-05
| 2018/19 | 12/10/2018 | PLANNED | 16770 | 46 | 364.5652 | 0.02066 | 5.6672e-05
| 2018/19 | 12/10/2018 | PLANNED | 111 | 3 | 37 | 0.00013675 | 3.696e-06
| 2018/19 | 12/10/2018 | PLANNED | 122 | 7 | 17.4286 | 0.0001503 | 8.6239e-06
| 2018/19 | 12/10/2018 | PLANNED | 225 | 25 | 9 | 0.0002772 | 3.08e-05
| 2018/19 | 12/10/2018 | PLANNED | 4230 | 15 | 282 | 0.0052113 | 1.848e-05
| 2018/19 | 12/10/2018 | PLANNED | 150 | 1 | 150 | 0.0001848 | 1.232e-06
| 2018/19 | 12/10/2018 | PLANNED | 4795 | 35 | 137 | 0.0059074 | 4.312e-05
| 2018/19 | 12/10/2018 | PLANNED | 7216 | 22 | 328 | 0.00889 | 2.7104e-05
| 2018/19 | 12/10/2018 | PLANNED | 17 | 1 | 17 | 2.0944e-05 | 1.232e-06
| 2018/19 | 12/10/2018 | PLANNED | 3082 | 9 | 342.4444 | 0.003797 | 1.1088e-05
| 2018/19 | 12/10/2018 | PLANNED | 720 | 6 | 120 | 0.00088703 | 7.3919e-06
| 2018/19 | 12/10/2018 | PLANNED | 10782 | 32 | 336.9375 | 0.013283 | 3.9424e-05
| 2018/19 | 12/10/2018 | PLANNED | 2015 | 13 | 155 | 0.0024825 | 1.6016e-05
| 2018/19 | 12/10/2018 | PLANNED | 67032 | 252 | 266 | 0.082583 | 0.00031046
| 2018/19 | 12/10/2018 | PLANNED | 10 | 1 | 10 | 1.232e-05 | 1.232e-06
| 2018/19 | 12/10/2018 | PLANNED | 750 | 5 | 150 | 0.00092399 | 6.16e-06
| 2018/19 | 12/10/2018 | PLANNED | 1758 | 25 | 70.32 | 0.0021658 | 3.08e-05
| 2018/19 | 12/10/2018 | PLANNED | 6623 | 37 | 179 | 0.0081595 | 4.5584e-05
| 2018/19 | 12/10/2018 | PLANNED | 72 | 4 | 18 | 8.8703e-05 | 4.928e-06
| 2018/19 | 12/10/2018 | PLANNED | 35 | 1 | 35 | 4.312e-05 | 1.232e-06
| 2018/19 | 12/10/2018 | PLANNED | 18 | 3 | 6 | 2.2176e-05 | 3.696e-06
| 2018/19 | 12/10/2018 | PLANNED | 132 | 2 | 66 | 0.00016262 | 2.464e-06
| 2018/19 | 13/10/2018 | PLANNED | 430 | 1 | 430 | 0.00052976 | 1.232e-06
| 2018/19 | 13/10/2018 | PLANNED | 74 | 2 | 37 | 9.1167e-05 | 2.464e-06
| 2018/19 | 14/10/2018 | PLANNED | 1819 | 17 | 107 | 0.002241 | 2.0944e-05
| 2018/19 | 14/10/2018 | PLANNED | 1484 | 5 | 296.8 | 0.0018283 | 6.16e-06
| 2018/19 | 14/10/2018 | PLANNED | 120 | 1 | 120 | 0.00014784 | 1.232e-06
| 2018/19 | 14/10/2018 | PLANNED | 1120 | 4 | 280 | 0.0013798 | 4.928e-06
| 2018/19 | 14/10/2018 | PLANNED | 10845 | 30 | 361.5 | 0.013361 | 3.696e-05
| 2018/19 | 14/10/2018 | PLANNED | 35910 | 266 | 135 | 0.044241 | 0.00032771
| 2018/19 | 14/10/2018 | PLANNED | 75 | 3 | 25 | 9.2399e-05 | 3.696e-06
| 2018/19 | 15/10/2018 | PLANNED | 288 | 4 | 72 | 0.00035481 | 4.928e-06
| 2018/19 | 15/10/2018 | PLANNED | 14518 | 38 | 382.0526 | 0.017886 | 4.6816e-05
| 2018/19 | 15/10/2018 | PLANNED | 1080 | 24 | 45 | 0.0013306 | 2.9568e-05
| 2018/19 | 15/10/2018 | PLANNED | 4176 | 29 | 144 | 0.0051448 | 3.5728e-05
| 2018/19 | 15/10/2018 | PLANNED | 66 | 2 | 33 | 8.1311e-05 | 2.464e-06
| 2018/19 | 15/10/2018 | PLANNED | 7792 | 40 | 194.8 | 0.0095997 | 4.928e-05
| 2018/19 | 15/10/2018 | PLANNED | 33 | 3 | 11 | 4.0656e-05 | 3.696e-06
| 2018/19 | 15/10/2018 | PLANNED | 3610 | 19 | 190 | 0.0044475 | 2.3408e-05
| 2018/19 | 15/10/2018 | PLANNED | 35 | 1 | 35 | 4.312e-05 | 1.232e-06
| 2018/19 | 15/10/2018 | PLANNED | 1590 | 15 | 106 | 0.0019589 | 1.848e-05
| 2018/19 | 15/10/2018 | PLANNED | 18656 | 53 | 352 | 0.022984 | 6.5296e-05
| 2018/19 | 15/10/2018 | PLANNED | 73 | 1 | 73 | 8.9935e-05 | 1.232e-06
| 2018/19 | 15/10/2018 | PLANNED | 10 | 1 | 10 | 1.232e-05 | 1.232e-06
| 2018/19 | 15/10/2018 | PLANNED | 4725 | 15 | 315 | 0.0058212 | 1.848e-05
| 2018/19 | 15/10/2018 | PLANNED | 14060 | 95 | 148 | 0.017322 | 0.00011704
| 2018/19 | 15/10/2018 | PLANNED | 28 | 1 | 28 | 3.4496e-05 | 1.232e-06
| 2018/19 | 15/10/2018 | PLANNED | 18096 | 58 | 312 | 0.022294 | 7.1455e-05
| 2018/19 | 15/10/2018 | PLANNED | 43 | 1 | 43 | 5.2976e-05 | 1.232e-06
| 2018/19 | 15/10/2018 | PLANNED | 84 | 2 | 42 | 0.00010349 | 2.464e-06
| 2018/19 | 15/10/2018 | PLANNED | 8 | 2 | 4 | 9.8559e-06 | 2.464e-06
| 2018/19 | 15/10/2018 | PLANNED | 24215 | 145 | 167 | 0.029833 | 0.00017864
| 2018/19 | 15/10/2018 | PLANNED | 90 | 2 | 45 | 0.00011088 | 2.464e-06
| 2018/19 | 15/10/2018 | PLANNED | 312 | 8 | 39 | 0.00038438 | 9.8559e-06
| 2018/19 | 15/10/2018 | PLANNED | 2739 | 1 | 2739 | 0.0033744 | 1.232e-06
| 2018/19 | 15/10/2018 | PLANNED | 325 | 5 | 65 | 0.0004004 | 6.16e-06
| 2018/19 | 15/10/2018 | PLANNED | 212 | 4 | 53 | 0.00026118 | 4.928e-06
| 2018/19 | 16/10/2018 | PLANNED | 23595 | 143 | 165 | 0.029069 | 0.00017617
| 2018/19 | 16/10/2018 | PLANNED | 1068 | 3 | 356 | 0.0013158 | 3.696e-06
| 2018/19 | 16/10/2018 | PLANNED | 53928 | 168 | 321 | 0.066439 | 0.00020697
| 2018/19 | 16/10/2018 | PLANNED | 5040 | 18 | 280 | 0.0062092 | 2.2176e-05
| 2018/19 | 16/10/2018 | PLANNED | 75 | 3 | 25 | 9.2399e-05 | 3.696e-06
| 2018/19 | 16/10/2018 | PLANNED | 12312 | 76 | 162 | 0.015168 | 9.3631e-05
| 2018/19 | 16/10/2018 | PLANNED | 612 | 12 | 51 | 0.00075398 | 1.4784e-05
| 2018/19 | 16/10/2018 | PLANNED | 1400 | 10 | 140 | 0.0017248 | 1.232e-05
| 2018/19 | 16/10/2018 | PLANNED | 11814 | 33 | 358 | 0.014555 | 4.0656e-05
| 2018/19 | 16/10/2018 | PLANNED | 47100 | 157 | 300 | 0.058027 | 0.00019342
| 2018/19 | 16/10/2018 | PLANNED | 3222 | 18 | 179 | 0.0039695 | 2.2176e-05
| 2018/19 | 16/10/2018 | PLANNED | 1050 | 5 | 210 | 0.0012936 | 6.16e-06
| 2018/19 | 16/10/2018 | PLANNED | 1274 | 7 | 182 | 0.0015696 | 8.6239e-06
| 2018/19 | 16/10/2018 | PLANNED | 315 | 3 | 105 | 0.00038808 | 3.696e-06
| 2018/19 | 16/10/2018 | PLANNED | 496 | 2 | 248 | 0.00061107 | 2.464e-06
| 2018/19 | 16/10/2018 | PLANNED | 2160 | 5 | 432 | 0.0026611 | 6.16e-06
| 2018/19 | 16/10/2018 | PLANNED | 600 | 2 | 300 | 0.00073919 | 2.464e-06
| 2018/19 | 16/10/2018 | PLANNED | 30 | 3 | 10 | 3.696e-05 | 3.696e-06
| 2018/19 | 16/10/2018 | PLANNED | 144 | 2 | 72 | 0.00017741 | 2.464e-06
| 2018/19 | 16/10/2018 | PLANNED | 174 | 3 | 58 | 0.00021437 | 3.696e-06
| 2018/19 | 16/10/2018 | PLANNED | 68 | 2 | 34 | 8.3775e-05 | 2.464e-06
| 2018/19 | 16/10/2018 | PLANNED | 10 | 1 | 10 | 1.232e-05 | 1.232e-06
| 2018/19 | 16/10/2018 | PLANNED | 56 | 2 | 28 | 6.8992e-05 | 2.464e-06
| 2018/19 | 16/10/2018 | PLANNED | 50 | 1 | 50 | 6.16e-05 | 1.232e-06
| 2018/19 | 16/10/2018 | PLANNED | 110 | 2 | 55 | 0.00013552 | 2.464e-06
| 2018/19 | 16/10/2018 | PLANNED | 160 | 5 | 32 | 0.00019712 | 6.16e-06
| 2018/19 | 17/10/2018 | PLANNED | 76830 | 197 | 390 | 0.094654 | 0.0002427
| 2018/19 | 17/10/2018 | PLANNED | 11900 | 70 | 170 | 0.014661 | 8.6239e-05
| 2018/19 | 17/10/2018 | PLANNED | 31320 | 58 | 540 | 0.038586 | 7.1455e-05
| 2018/19 | 17/10/2018 | PLANNED | 1575 | 5 | 315 | 0.0019404 | 6.16e-06
| 2018/19 | 17/10/2018 | PLANNED | 4080 | 20 | 204 | 0.0050265 | 2.464e-05
| 2018/19 | 17/10/2018 | PLANNED | 310 | 2 | 155 | 0.00038192 | 2.464e-06
| 2018/19 | 17/10/2018 | PLANNED | 1095 | 3 | 365 | 0.001349 | 3.696e-06
| 2018/19 | 17/10/2018 | PLANNED | 26780 | 52 | 515 | 0.032993 | 6.4064e-05
| 2018/19 | 17/10/2018 | PLANNED | 10384 | 44 | 236 | 0.012793 | 5.4208e-05
| 2018/19 | 17/10/2018 | PLANNED | 120 | 1 | 120 | 0.00014784 | 1.232e-06
| 2018/19 | 17/10/2018 | PLANNED | 7904 | 38 | 208 | 0.0097377 | 4.6816e-05
| 2018/19 | 17/10/2018 | PLANNED | 354 | 2 | 177 | 0.00043612 | 2.464e-06
| 2018/19 | 17/10/2018 | PLANNED | 2023 | 17 | 119 | 0.0024923 | 2.0944e-05
| 2018/19 | 17/10/2018 | PLANNED | 2990 | 10 | 299 | 0.0036837 | 1.232e-05
| 2018/19 | 17/10/2018 | PLANNED | 3441 | 7 | 491.5714 | 0.0042393 | 8.6239e-06
| 2018/19 | 17/10/2018 | PLANNED | 15 | 5 | 3 | 1.848e-05 | 6.16e-06
| 2018/19 | 17/10/2018 | PLANNED | 800 | 4 | 200 | 0.00098559 | 4.928e-06
| 2018/19 | 17/10/2018 | PLANNED | 49 | 1 | 49 | 6.0368e-05 | 1.232e-06
| 2018/19 | 17/10/2018 | PLANNED | 19 | 1 | 19 | 2.3408e-05 | 1.232e-06
| 2018/19 | 17/10/2018 | PLANNED | 111 | 3 | 37 | 0.00013675 | 3.696e-06
| 2018/19 | 17/10/2018 | PLANNED | 10 | 1 | 10 | 1.232e-05 | 1.232e-06
| 2018/19 | 17/10/2018 | PLANNED | 32 | 4 | 8 | 3.9424e-05 | 4.928e-06
| 2018/19 | 18/10/2018 | PLANNED | 158312 | 391 | 404.89 | 0.19504 | 0.00048171
| 2018/19 | 18/10/2018 | PLANNED | 8786 | 23 | 382 | 0.010824 | 2.8336e-05
| 2018/19 | 18/10/2018 | PLANNED | 22242 | 48 | 463.375 | 0.027402 | 5.9136e-05
| 2018/19 | 18/10/2018 | PLANNED | 25730 | 155 | 166 | 0.031699 | 0.00019096
| 2018/19 | 18/10/2018 | PLANNED | 9700 | 31 | 312.9032 | 0.01195 | 3.8192e-05
| 2018/19 | 18/10/2018 | PLANNED | 41 | 1 | 41 | 5.0512e-05 | 1.232e-06
| 2018/19 | 18/10/2018 | PLANNED | 2256 | 8 | 282 | 0.0027794 | 9.8559e-06
| 2018/19 | 18/10/2018 | PLANNED | 7392 | 44 | 168 | 0.0091069 | 5.4208e-05
| 2018/19 | 18/10/2018 | PLANNED | 16011 | 49 | 326.7551 | 0.019725 | 6.0368e-05
| 2018/19 | 18/10/2018 | PLANNED | 1287 | 11 | 117 | 0.0015856 | 1.3552e-05
| 2018/19 | 18/10/2018 | PLANNED | 1575 | 7 | 225 | 0.0019404 | 8.6239e-06
| 2018/19 | 18/10/2018 | PLANNED | 5 | 1 | 5 | 6.16e-06 | 1.232e-06
| 2018/19 | 18/10/2018 | PLANNED | 19604 | 57 | 343.9298 | 0.024152 | 7.0224e-05
| 2018/19 | 18/10/2018 | PLANNED | 5114 | 14 | 365.2857 | 0.0063004 | 1.7248e-05
| 2018/19 | 18/10/2018 | PLANNED | 5766 | 62 | 93 | 0.0071037 | 7.6383e-05
| 2018/19 | 18/10/2018 | PLANNED | 180 | 2 | 90 | 0.00022176 | 2.464e-06
| 2018/19 | 18/10/2018 | PLANNED | 50 | 1 | 50 | 6.16e-05 | 1.232e-06
| 2018/19 | 18/10/2018 | PLANNED | 28200 | 150 | 188 | 0.034742 | 0.0001848
| 2018/19 | 18/10/2018 | PLANNED | 1530 | 34 | 45 | 0.0018849 | 4.1888e-05
| 2018/19 | 19/10/2018 | PLANNED | 2674 | 6 | 445.6667 | 0.0032943 | 7.3919e-06
| 2018/19 | 19/10/2018 | PLANNED | 1528 | 4 | 382 | 0.0018825 | 4.928e-06
| 2018/19 | 19/10/2018 | PLANNED | 130 | 5 | 26 | 0.00016016 | 6.16e-06
| 2018/19 | 19/10/2018 | PLANNED | 14272 | 64 | 223 | 0.017583 | 7.8847e-05
| 2018/19 | 19/10/2018 | PLANNED | 21830 | 74 | 295 | 0.026894 | 9.1167e-05
| 2018/19 | 19/10/2018 | PLANNED | 45 | 5 | 9 | 5.544e-05 | 6.16e-06
| 2018/19 | 19/10/2018 | PLANNED | 2892 | 12 | 241 | 0.0035629 | 1.4784e-05
| 2018/19 | 19/10/2018 | PLANNED | 1444 | 4 | 361 | 0.001779 | 4.928e-06
| 2018/19 | 19/10/2018 | PLANNED | 6256 | 17 | 368 | 0.0077073 | 2.0944e-05
| 2018/19 | 19/10/2018 | PLANNED | 3264 | 17 | 192 | 0.0040212 | 2.0944e-05
| 2018/19 | 19/10/2018 | PLANNED | 120 | 8 | 15 | 0.00014784 | 9.8559e-06
| 2018/19 | 19/10/2018 | PLANNED | 180 | 1 | 180 | 0.00022176 | 1.232e-06
| 2018/19 | 19/10/2018 | PLANNED | 16333 | 49 | 333.3265 | 0.020122 | 6.0368e-05
| 2018/19 | 19/10/2018 | PLANNED | 545 | 2 | 272.5 | 0.00067144 | 2.464e-06
| 2018/19 | 19/10/2018 | PLANNED | 8546 | 26 | 328.6923 | 0.010529 | 3.2032e-05
| 2018/19 | 19/10/2018 | PLANNED | 339 | 1 | 339 | 0.00041765 | 1.232e-06
| 2018/19 | 19/10/2018 | PLANNED | 1170 | 13 | 90 | 0.0014414 | 1.6016e-05
| 2018/19 | 19/10/2018 | PLANNED | 416 | 4 | 104 | 0.00051251 | 4.928e-06
| 2018/19 | 19/10/2018 | PLANNED | 30745 | 143 | 215 | 0.037878 | 0.00017617
| 2018/19 | 19/10/2018 | PLANNED | 555 | 15 | 37 | 0.00068376 | 1.848e-05
| 2018/19 | 19/10/2018 | PLANNED | 20868 | 222 | 94 | 0.025709 | 0.0002735
| 2018/19 | 19/10/2018 | PLANNED | 133 | 3 | 44.3333 | 0.00016385 | 3.696e-06
| 2018/19 | 19/10/2018 | PLANNED | 8 | 1 | 8 | 9.8559e-06 | 1.232e-06
| 2018/19 | 19/10/2018 | PLANNED | 1190 | 17 | 70 | 0.0014661 | 2.0944e-05
| 2018/19 | 20/10/2018 | PLANNED | 307 | 1 | 307 | 0.00037822 | 1.232e-06
| 2018/19 | 20/10/2018 | PLANNED | 34 | 1 | 34 | 4.1888e-05 | 1.232e-06
| 2018/19 | 20/10/2018 | PLANNED | 968 | 22 | 44 | 0.0011926 | 2.7104e-05
| 2018/19 | 20/10/2018 | PLANNED | 25298 | 226 | 111.9381 | 0.031167 | 0.00027843
| 2018/19 | 20/10/2018 | PLANNED | 5945 | 41 | 145 | 0.0073242 | 5.0512e-05
| 2018/19 | 20/10/2018 | PLANNED | 1386 | 14 | 99 | 0.0017075 | 1.7248e-05
| 2018/19 | 20/10/2018 | PLANNED | 31 | 1 | 31 | 3.8192e-05 | 1.232e-06
| 2018/19 | 20/10/2018 | PLANNED | 2750 | 22 | 125 | 0.003388 | 2.7104e-05
| 2018/19 | 20/10/2018 | PLANNED | 770 | 14 | 55 | 0.00094863 | 1.7248e-05
| 2018/19 | 20/10/2018 | PLANNED | 14 | 1 | 14 | 1.7248e-05 | 1.232e-06
| 2018/19 | 20/10/2018 | PLANNED | 20 | 1 | 20 | 2.464e-05 | 1.232e-06
| 2018/19 | 20/10/2018 | PLANNED | 40 | 2 | 20 | 4.928e-05 | 2.464e-06
| 2018/19 | 20/10/2018 | PLANNED | 162 | 3 | 54 | 0.00019958 | 3.696e-06
| 2018/19 | 21/10/2018 | PLANNED | 74858 | 243 | 308.0576 | 0.092224 | 0.00029937
| 2018/19 | 21/10/2018 | PLANNED | 75 | 3 | 25 | 9.2399e-05 | 3.696e-06
| 2018/19 | 21/10/2018 | PLANNED | 326 | 1 | 326 | 0.00040163 | 1.232e-06
| 2018/19 | 21/10/2018 | PLANNED | 10995 | 193 | 56.9689 | 0.013546 | 0.00023777
| 2018/19 | 21/10/2018 | PLANNED | 428 | 2 | 214 | 0.00052729 | 2.464e-06
| 2018/19 | 21/10/2018 | PLANNED | 227 | 2 | 113.5 | 0.00027966 | 2.464e-06
| 2018/19 | 21/10/2018 | PLANNED | 1509 | 4 | 377.25 | 0.0018591 | 4.928e-06
| 2018/19 | 21/10/2018 | PLANNED | 1440 | 20 | 72 | 0.0017741 | 2.464e-05
| 2018/19 | 21/10/2018 | PLANNED | 30 | 1 | 30 | 3.696e-05 | 1.232e-06
| 2018/19 | 21/10/2018 | PLANNED | 1140 | 12 | 95 | 0.0014045 | 1.4784e-05
| 2018/19 | 21/10/2018 | PLANNED | 260 | 13 | 20 | 0.00032032 | 1.6016e-05
| 2018/19 | 22/10/2018 | PLANNED | 10098 | 33 | 306 | 0.012441 | 4.0656e-05
| 2018/19 | 22/10/2018 | PLANNED | 21460 | 116 | 185 | 0.026439 | 0.00014291
| 2018/19 | 22/10/2018 | PLANNED | 5724 | 18 | 318 | 0.0070519 | 2.2176e-05
| 2018/19 | 22/10/2018 | PLANNED | 29704 | 94 | 316 | 0.036595 | 0.00011581
| 2018/19 | 22/10/2018 | PLANNED | 396 | 12 | 33 | 0.00048787 | 1.4784e-05
| 2018/19 | 22/10/2018 | PLANNED | 130 | 2 | 65 | 0.00016016 | 2.464e-06
| 2018/19 | 22/10/2018 | PLANNED | 2112 | 6 | 352 | 0.002602 | 7.3919e-06
| 2018/19 | 22/10/2018 | PLANNED | 225 | 1 | 225 | 0.0002772 | 1.232e-06
| 2018/19 | 22/10/2018 | PLANNED | 160 | 1 | 160 | 0.00019712 | 1.232e-06
| 2018/19 | 22/10/2018 | PLANNED | 15312 | 88 | 174 | 0.018864 | 0.00010842
| 2018/19 | 22/10/2018 | PLANNED | 468 | 4 | 117 | 0.00057657 | 4.928e-06
| 2018/19 | 22/10/2018 | PLANNED | 30 | 2 | 15 | 3.696e-05 | 2.464e-06
| 2018/19 | 22/10/2018 | PLANNED | 70 | 2 | 35 | 8.6239e-05 | 2.464e-06
| 2018/19 | 22/10/2018 | PLANNED | 50 | 2 | 25 | 6.16e-05 | 2.464e-06
| 2018/19 | 22/10/2018 | PLANNED | 14145 | 99 | 142.8788 | 0.017427 | 0.00012197
| 2018/19 | 23/10/2018 | PLANNED | 7769 | 17 | 457 | 0.0095713 | 2.0944e-05
| 2018/19 | 23/10/2018 | PLANNED | 46634 | 169 | 275.9408 | 0.057453 | 0.00020821
| 2018/19 | 23/10/2018 | PLANNED | 220 | 4 | 55 | 0.00027104 | 4.928e-06
| 2018/19 | 23/10/2018 | PLANNED | 298 | 1 | 298 | 0.00036713 | 1.232e-06
| 2018/19 | 23/10/2018 | PLANNED | 960 | 4 | 240 | 0.0011827 | 4.928e-06
| 2018/19 | 23/10/2018 | PLANNED | 1650 | 5 | 330 | 0.0020328 | 6.16e-06
| 2018/19 | 23/10/2018 | PLANNED | 154570 | 533 | 290 | 0.19043 | 0.00065665
| 2018/19 | 23/10/2018 | PLANNED | 140 | 4 | 35 | 0.00017248 | 4.928e-06
| 2018/19 | 23/10/2018 | PLANNED | 220 | 11 | 20 | 0.00027104 | 1.3552e-05
| 2018/19 | 23/10/2018 | PLANNED | 3348 | 27 | 124 | 0.0041247 | 3.3264e-05
| 2018/19 | 24/10/2018 | PLANNED | 41860 | 92 | 455 | 0.051571 | 0.00011334
| 2018/19 | 24/10/2018 | PLANNED | 1404 | 26 | 54 | 0.0017297 | 3.2032e-05
| 2018/19 | 24/10/2018 | PLANNED | 34230 | 70 | 489 | 0.042171 | 8.6239e-05
| 2018/19 | 24/10/2018 | PLANNED | 3792 | 43 | 88.186 | 0.0046717 | 5.2976e-05
| 2018/19 | 24/10/2018 | PLANNED | 27900 | 124 | 225 | 0.034373 | 0.00015277
| 2018/19 | 24/10/2018 | PLANNED | 10560 | 32 | 330 | 0.01301 | 3.9424e-05
| 2018/19 | 24/10/2018 | PLANNED | 20100 | 150 | 134 | 0.024763 | 0.0001848
| 2018/19 | 24/10/2018 | PLANNED | 68761 | 209 | 329 | 0.084713 | 0.00025749
| 2018/19 | 24/10/2018 | PLANNED | 3016 | 26 | 116 | 0.0037157 | 3.2032e-05
| 2018/19 | 24/10/2018 | PLANNED | 240 | 16 | 15 | 0.00029568 | 1.9712e-05
| 2018/19 | 24/10/2018 | PLANNED | 3420 | 19 | 180 | 0.0042134 | 2.3408e-05
| 2018/19 | 24/10/2018 | PLANNED | 255 | 1 | 255 | 0.00031416 | 1.232e-06
| 2018/19 | 24/10/2018 | PLANNED | 129 | 3 | 43 | 0.00015893 | 3.696e-06
| 2018/19 | 24/10/2018 | PLANNED | 738 | 3 | 246 | 0.00090921 | 3.696e-06
| 2018/19 | 24/10/2018 | PLANNED | 264 | 3 | 88 | 0.00032525 | 3.696e-06
| 2018/19 | 24/10/2018 | PLANNED | 4110 | 137 | 30 | 0.0050635 | 0.00016878
| 2018/19 | 24/10/2018 | PLANNED | 156 | 2 | 78 | 0.00019219 | 2.464e-06
| 2018/19 | 24/10/2018 | PLANNED | 110 | 1 | 110 | 0.00013552 | 1.232e-06
| 2018/19 | 24/10/2018 | PLANNED | 10 | 1 | 10 | 1.232e-05 | 1.232e-06
| 2018/19 | 24/10/2018 | PLANNED | 87 | 3 | 29 | 0.00010718 | 3.696e-06
| 2018/19 | 24/10/2018 | PLANNED | 4088 | 56 | 73 | 0.0050364 | 6.8992e-05
| 2018/19 | 24/10/2018 | PLANNED | 6 | 1 | 6 | 7.3919e-06 | 1.232e-06
| 2018/19 | 24/10/2018 | PLANNED | 16800 | 105 | 160 | 0.020697 | 0.00012936
| 2018/19 | 24/10/2018 | PLANNED | 70 | 2 | 35 | 8.6239e-05 | 2.464e-06
| 2018/19 | 24/10/2018 | PLANNED | 10 | 1 | 10 | 1.232e-05 | 1.232e-06
| 2018/19 | 25/10/2018 | PLANNED | 21724 | 70 | 310.3429 | 0.026764 | 8.6239e-05
| 2018/19 | 25/10/2018 | PLANNED | 1350 | 45 | 30 | 0.0016632 | 5.544e-05
| 2018/19 | 25/10/2018 | PLANNED | 2068 | 11 | 188 | 0.0025478 | 1.3552e-05
| 2018/19 | 25/10/2018 | PLANNED | 150 | 2 | 75 | 0.0001848 | 2.464e-06
| 2018/19 | 25/10/2018 | PLANNED | 1950 | 30 | 65 | 0.0024024 | 3.696e-05
| 2018/19 | 25/10/2018 | PLANNED | 10268 | 40 | 256.7 | 0.01265 | 4.928e-05
| 2018/19 | 25/10/2018 | PLANNED | 21 | 3 | 7 | 2.5872e-05 | 3.696e-06
| 2018/19 | 25/10/2018 | PLANNED | 26457 | 78 | 339.1923 | 0.032595 | 9.6095e-05
| 2018/19 | 25/10/2018 | PLANNED | 40875 | 109 | 375 | 0.050358 | 0.00013429
| 2018/19 | 25/10/2018 | PLANNED | 10752 | 56 | 192 | 0.013246 | 6.8992e-05
| 2018/19 | 25/10/2018 | PLANNED | 2624 | 16 | 164 | 0.0032327 | 1.9712e-05
| 2018/19 | 25/10/2018 | PLANNED | 61 | 1 | 61 | 7.5151e-05 | 1.232e-06
| 2018/19 | 25/10/2018 | PLANNED | 6995 | 25 | 279.8 | 0.0086178 | 3.08e-05
| 2018/19 | 25/10/2018 | PLANNED | 3123 | 9 | 347 | 0.0038475 | 1.1088e-05
| 2018/19 | 25/10/2018 | PLANNED | 94 | 2 | 47 | 0.00011581 | 2.464e-06
| 2018/19 | 25/10/2018 | PLANNED | 1792 | 16 | 112 | 0.0022077 | 1.9712e-05
| 2018/19 | 25/10/2018 | PLANNED | 570 | 2 | 285 | 0.00070224 | 2.464e-06
| 2018/19 | 25/10/2018 | PLANNED | 225 | 5 | 45 | 0.0002772 | 6.16e-06
| 2018/19 | 25/10/2018 | PLANNED | 530 | 5 | 106 | 0.00065296 | 6.16e-06
| 2018/19 | 25/10/2018 | PLANNED | 280 | 7 | 40 | 0.00034496 | 8.6239e-06
| 2018/19 | 25/10/2018 | PLANNED | 234 | 2 | 117 | 0.00028829 | 2.464e-06
| 2018/19 | 25/10/2018 | PLANNED | 40 | 1 | 40 | 4.928e-05 | 1.232e-06
| 2018/19 | 25/10/2018 | PLANNED | 64 | 1 | 64 | 7.8847e-05 | 1.232e-06
| 2018/19 | 25/10/2018 | PLANNED | 120 | 3 | 40 | 0.00014784 | 3.696e-06
| 2018/19 | 25/10/2018 | PLANNED | 57 | 1 | 57 | 7.0224e-05 | 1.232e-06
| 2018/19 | 25/10/2018 | PLANNED | 7 | 1 | 7 | 8.6239e-06 | 1.232e-06
| 2018/19 | 25/10/2018 | PLANNED | 600 | 6 | 100 | 0.00073919 | 7.3919e-06
| 2018/19 | 25/10/2018 | PLANNED | 30 | 1 | 30 | 3.696e-05 | 1.232e-06
| 2018/19 | 25/10/2018 | PLANNED | 75 | 3 | 25 | 9.2399e-05 | 3.696e-06
| 2018/19 | 25/10/2018 | PLANNED | 160 | 20 | 8 | 0.00019712 | 2.464e-05
| 2018/19 | 25/10/2018 | PLANNED | 11050 | 85 | 130 | 0.013614 | 0.00010472
| 2018/19 | 25/10/2018 | PLANNED | 320 | 2 | 160 | 0.00039424 | 2.464e-06
| 2018/19 | 26/10/2018 | PLANNED | 1228 | 4 | 307 | 0.0015129 | 4.928e-06
| 2018/19 | 26/10/2018 | PLANNED | 8640 | 24 | 360 | 0.010644 | 2.9568e-05
| 2018/19 | 26/10/2018 | PLANNED | 32232 | 68 | 474 | 0.03971 | 8.3775e-05
| 2018/19 | 26/10/2018 | PLANNED | 390 | 26 | 15 | 0.00048048 | 3.2032e-05
| 2018/19 | 26/10/2018 | PLANNED | 721 | 9 | 80.1111 | 0.00088827 | 1.1088e-05
| 2018/19 | 26/10/2018 | PLANNED | 21390 | 138 | 155 | 0.026352 | 0.00017001
| 2018/19 | 26/10/2018 | PLANNED | 18128 | 44 | 412 | 0.022334 | 5.4208e-05
| 2018/19 | 26/10/2018 | PLANNED | 2945 | 19 | 155 | 0.0036282 | 2.3408e-05
| 2018/19 | 26/10/2018 | PLANNED | 3294 | 18 | 183 | 0.0040582 | 2.2176e-05
| 2018/19 | 26/10/2018 | PLANNED | 8358 | 199 | 42 | 0.010297 | 0.00024517
| 2018/19 | 26/10/2018 | PLANNED | 28245 | 105 | 269 | 0.034798 | 0.00012936
| 2018/19 | 26/10/2018 | PLANNED | 330 | 3 | 110 | 0.00040656 | 3.696e-06
| 2018/19 | 26/10/2018 | PLANNED | 313 | 1 | 313 | 0.00038561 | 1.232e-06
| 2018/19 | 26/10/2018 | PLANNED | 28502 | 93 | 306.4731 | 0.035114 | 0.00011458
| 2018/19 | 26/10/2018 | PLANNED | 11328 | 64 | 177 | 0.013956 | 7.8847e-05
| 2018/19 | 26/10/2018 | PLANNED | 16 | 2 | 8 | 1.9712e-05 | 2.464e-06
| 2018/19 | 26/10/2018 | PLANNED | 936 | 104 | 9 | 0.0011531 | 0.00012813
| 2018/19 | 26/10/2018 | PLANNED | 200 | 1 | 200 | 0.0002464 | 1.232e-06
| 2018/19 | 26/10/2018 | PLANNED | 1456 | 104 | 14 | 0.0017938 | 0.00012813
| 2018/19 | 26/10/2018 | PLANNED | 6 | 1 | 6 | 7.3919e-06 | 1.232e-06
| 2018/19 | 26/10/2018 | PLANNED | 16530 | 114 | 145 | 0.020365 | 0.00014045
| 2018/19 | 26/10/2018 | PLANNED | 416 | 104 | 4 | 0.00051251 | 0.00012813
| 2018/19 | 26/10/2018 | PLANNED | 30 | 3 | 10 | 3.696e-05 | 3.696e-06
| 2018/19 | 26/10/2018 | PLANNED | 40 | 2 | 20 | 4.928e-05 | 2.464e-06
| 2018/19 | 26/10/2018 | PLANNED | 10 | 2 | 5 | 1.232e-05 | 2.464e-06
| 2018/19 | 27/10/2018 | PLANNED | 1000 | 8 | 125 | 0.001232 | 9.8559e-06
| 2018/19 | 27/10/2018 | PLANNED | 2730 | 13 | 210 | 0.0033633 | 1.6016e-05
| 2018/19 | 27/10/2018 | PLANNED | 49350 | 175 | 282 | 0.060799 | 0.0002156
| 2018/19 | 27/10/2018 | PLANNED | 11 | 1 | 11 | 1.3552e-05 | 1.232e-06
| 2018/19 | 27/10/2018 | PLANNED | 15476 | 53 | 292 | 0.019066 | 6.5296e-05
| 2018/19 | 27/10/2018 | PLANNED | 47804 | 148 | 323 | 0.058894 | 0.00018233
| 2018/19 | 27/10/2018 | PLANNED | 5123 | 27 | 189.7407 | 0.0063115 | 3.3264e-05
| 2018/19 | 27/10/2018 | PLANNED | 150 | 2 | 75 | 0.0001848 | 2.464e-06
| 2018/19 | 28/10/2018 | PLANNED | 141 | 3 | 47 | 0.00017371 | 3.696e-06
| 2018/19 | 28/10/2018 | PLANNED | 6 | 1 | 6 | 7.3919e-06 | 1.232e-06
| 2018/19 | 28/10/2018 | PLANNED | 10440 | 36 | 290 | 0.012862 | 4.4352e-05
| 2018/19 | 28/10/2018 | PLANNED | 17 | 1 | 17 | 2.0944e-05 | 1.232e-06
| 2018/19 | 28/10/2018 | PLANNED | 864 | 2 | 432 | 0.0010644 | 2.464e-06
| 2018/19 | 28/10/2018 | PLANNED | 12324 | 39 | 316 | 0.015183 | 4.8048e-05
| 2018/19 | 28/10/2018 | PLANNED | 4420 | 10 | 442 | 0.0054454 | 1.232e-05
| 2018/19 | 28/10/2018 | PLANNED | 1422 | 9 | 158 | 0.0017519 | 1.1088e-05
| 2018/19 | 28/10/2018 | PLANNED | 11544 | 78 | 148 | 0.014222 | 9.6095e-05
| 2018/19 | 28/10/2018 | PLANNED | 60 | 2 | 30 | 7.3919e-05 | 2.464e-06
| 2018/19 | 28/10/2018 | PLANNED | 1820 | 26 | 70 | 0.0022422 | 3.2032e-05
| 2018/19 | 29/10/2018 | PLANNED | 3084 | 12 | 257 | 0.0037995 | 1.4784e-05
| 2018/19 | 29/10/2018 | PLANNED | 63340 | 199 | 318.2915 | 0.078034 | 0.00024517
| 2018/19 | 29/10/2018 | PLANNED | 2040 | 12 | 170 | 0.0025133 | 1.4784e-05
| 2018/19 | 29/10/2018 | PLANNED | 44700 | 150 | 298 | 0.05507 | 0.0001848
| 2018/19 | 29/10/2018 | PLANNED | 22184 | 94 | 236 | 0.02733 | 0.00011581
| 2018/19 | 29/10/2018 | PLANNED | 1860 | 6 | 310 | 0.0022915 | 7.3919e-06
| 2018/19 | 29/10/2018 | PLANNED | 294 | 1 | 294 | 0.00036221 | 1.232e-06
| 2018/19 | 29/10/2018 | PLANNED | 15 | 1 | 15 | 1.848e-05 | 1.232e-06
| 2018/19 | 29/10/2018 | PLANNED | 60 | 4 | 15 | 7.3919e-05 | 4.928e-06
| 2018/19 | 29/10/2018 | PLANNED | 83 | 1 | 83 | 0.00010226 | 1.232e-06
| 2018/19 | 29/10/2018 | PLANNED | 150 | 6 | 25 | 0.0001848 | 7.3919e-06
| 2018/19 | 29/10/2018 | PLANNED | 45 | 1 | 45 | 5.544e-05 | 1.232e-06
| 2018/19 | 29/10/2018 | PLANNED | 217 | 2 | 108.5 | 0.00026734 | 2.464e-06
| 2018/19 | 30/10/2018 | PLANNED | 939 | 3 | 313 | 0.0011568 | 3.696e-06
| 2018/19 | 30/10/2018 | PLANNED | 51 | 3 | 17 | 6.2832e-05 | 3.696e-06
| 2018/19 | 30/10/2018 | PLANNED | 68 | 4 | 17 | 8.3775e-05 | 4.928e-06
| 2018/19 | 30/10/2018 | PLANNED | 8029 | 31 | 259 | 0.0098917 | 3.8192e-05
| 2018/19 | 30/10/2018 | PLANNED | 920 | 23 | 40 | 0.0011334 | 2.8336e-05
| 2018/19 | 30/10/2018 | PLANNED | 36615 | 128 | 286.0547 | 0.045109 | 0.00015769
| 2018/19 | 30/10/2018 | PLANNED | 11919 | 35 | 340.5429 | 0.014684 | 4.312e-05
| 2018/19 | 30/10/2018 | PLANNED | 28872 | 72 | 401 | 0.03557 | 8.8703e-05
| 2018/19 | 30/10/2018 | PLANNED | 855 | 19 | 45 | 0.0010534 | 2.3408e-05
| 2018/19 | 30/10/2018 | PLANNED | 94830 | 327 | 290 | 0.11683 | 0.00040286
| 2018/19 | 30/10/2018 | PLANNED | 25753 | 91 | 283 | 0.031727 | 0.00011211
| 2018/19 | 30/10/2018 | PLANNED | 4065 | 15 | 271 | 0.005008 | 1.848e-05
| 2018/19 | 30/10/2018 | PLANNED | 14700 | 60 | 245 | 0.01811 | 7.3919e-05
| 2018/19 | 30/10/2018 | PLANNED | 429 | 39 | 11 | 0.00052852 | 4.8048e-05
| 2018/19 | 30/10/2018 | PLANNED | 386 | 2 | 193 | 0.00047555 | 2.464e-06
| 2018/19 | 30/10/2018 | PLANNED | 28500 | 95 | 300 | 0.035112 | 0.00011704
| 2018/19 | 30/10/2018 | PLANNED | 585 | 15 | 39 | 0.00072071 | 1.848e-05
| 2018/19 | 30/10/2018 | PLANNED | 3392 | 23 | 147.4783 | 0.0041789 | 2.8336e-05
| 2018/19 | 30/10/2018 | PLANNED | 125 | 1 | 125 | 0.000154 | 1.232e-06
| 2018/19 | 30/10/2018 | PLANNED | 7476 | 27 | 276.8889 | 0.0092104 | 3.3264e-05
| 2018/19 | 30/10/2018 | PLANNED | 37522 | 146 | 257 | 0.046227 | 0.00017987
| 2018/19 | 30/10/2018 | PLANNED | 6864 | 26 | 264 | 0.0084564 | 3.2032e-05
| 2018/19 | 30/10/2018 | PLANNED | 86227 | 670 | 128.697 | 0.10623 | 0.00082543
| 2018/19 | 30/10/2018 | PLANNED | 11758 | 74 | 158.8919 | 0.014486 | 9.1167e-05
| 2018/19 | 30/10/2018 | PLANNED | 6825 | 35 | 195 | 0.0084083 | 4.312e-05
| 2018/19 | 30/10/2018 | PLANNED | 10 | 2 | 5 | 1.232e-05 | 2.464e-06
| 2018/19 | 30/10/2018 | PLANNED | 18200 | 70 | 260 | 0.022422 | 8.6239e-05
| 2018/19 | 30/10/2018 | PLANNED | 852 | 71 | 12 | 0.0010497 | 8.7471e-05
| 2018/19 | 30/10/2018 | PLANNED | 60 | 2 | 30 | 7.3919e-05 | 2.464e-06
| 2018/19 | 30/10/2018 | PLANNED | 3150 | 18 | 175 | 0.0038808 | 2.2176e-05
| 2018/19 | 30/10/2018 | PLANNED | 48 | 1 | 48 | 5.9136e-05 | 1.232e-06
| 2018/19 | 30/10/2018 | PLANNED | 1920 | 64 | 30 | 0.0023654 | 7.8847e-05
| 2018/19 | 30/10/2018 | PLANNED | 20 | 1 | 20 | 2.464e-05 | 1.232e-06
| 2018/19 | 30/10/2018 | PLANNED | 300 | 3 | 100 | 0.0003696 | 3.696e-06
| 2018/19 | 30/10/2018 | PLANNED | 146 | 2 | 73 | 0.00017987 | 2.464e-06
| 2018/19 | 30/10/2018 | PLANNED | 366 | 2 | 183 | 0.00045091 | 2.464e-06
| 2018/19 | 30/10/2018 | PLANNED | 852 | 6 | 142 | 0.0010497 | 7.3919e-06
| 2018/19 | 30/10/2018 | PLANNED | 32 | 1 | 32 | 3.9424e-05 | 1.232e-06
| 2018/19 | 30/10/2018 | PLANNED | 5 | 1 | 5 | 6.16e-06 | 1.232e-06
| 2018/19 | 31/10/2018 | PLANNED | 1602 | 3 | 534 | 0.0019737 | 3.696e-06
| 2018/19 | 31/10/2018 | PLANNED | 255292 | 1103 | 231.4524 | 0.31452 | 0.0013589
| 2018/19 | 31/10/2018 | PLANNED | 45682 | 143 | 319.4545 | 0.05628 | 0.00017617
| 2018/19 | 31/10/2018 | PLANNED | 13121 | 39 | 336.4359 | 0.016165 | 4.8048e-05
| 2018/19 | 31/10/2018 | PLANNED | 17730 | 90 | 197 | 0.021843 | 0.00011088
| 2018/19 | 31/10/2018 | PLANNED | 1378 | 26 | 53 | 0.0016977 | 3.2032e-05
| 2018/19 | 31/10/2018 | PLANNED | 26169 | 143 | 183 | 0.03224 | 0.00017617
| 2018/19 | 31/10/2018 | PLANNED | 23792 | 85 | 279.9059 | 0.029312 | 0.00010472
| 2018/19 | 31/10/2018 | PLANNED | 21280 | 56 | 380 | 0.026217 | 6.8992e-05
| 2018/19 | 31/10/2018 | PLANNED | 6321 | 81 | 78.037 | 0.0077874 | 9.9791e-05
| 2018/19 | 31/10/2018 | PLANNED | 40376 | 98 | 412 | 0.049743 | 0.00012074
| 2018/19 | 31/10/2018 | PLANNED | 19473 | 53 | 367.4151 | 0.023991 | 6.5296e-05
| 2018/19 | 31/10/2018 | PLANNED | 1168 | 4 | 292 | 0.001439 | 4.928e-06
| 2018/19 | 31/10/2018 | PLANNED | 2618 | 14 | 187 | 0.0032254 | 1.7248e-05
| 2018/19 | 31/10/2018 | PLANNED | 6560 | 40 | 164 | 0.0080819 | 4.928e-05
| 2018/19 | 31/10/2018 | PLANNED | 20280 | 78 | 260 | 0.024985 | 9.6095e-05
| 2018/19 | 31/10/2018 | PLANNED | 95 | 1 | 95 | 0.00011704 | 1.232e-06
| 2018/19 | 31/10/2018 | PLANNED | 60 | 1 | 60 | 7.3919e-05 | 1.232e-06
| 2018/19 | 31/10/2018 | PLANNED | 138532 | 587 | 236 | 0.17067 | 0.00072318
| 2018/19 | 31/10/2018 | PLANNED | 154 | 14 | 11 | 0.00018973 | 1.7248e-05
| 2018/19 | 31/10/2018 | PLANNED | 3375 | 27 | 125 | 0.004158 | 3.3264e-05
| 2018/19 | 31/10/2018 | PLANNED | 544 | 17 | 32 | 0.0006702 | 2.0944e-05
| 2018/19 | 31/10/2018 | PLANNED | 162 | 3 | 54 | 0.00019958 | 3.696e-06
| 2018/19 | 31/10/2018 | PLANNED | 35230 | 271 | 130 | 0.043403 | 0.00033387
| 2018/19 | 31/10/2018 | PLANNED | 10 | 2 | 5 | 1.232e-05 | 2.464e-06
| 2018/19 | 31/10/2018 | PLANNED | 18 | 3 | 6 | 2.2176e-05 | 3.696e-06
| 2018/19 | 1/11/2018 | PLANNED | 183 | 3 | 61 | 0.00022545 | 3.696e-06
| 2018/19 | 1/11/2018 | PLANNED | 5180 | 14 | 370 | 0.0063817 | 1.7248e-05
| 2018/19 | 1/11/2018 | PLANNED | 13736 | 34 | 404 | 0.016923 | 4.1888e-05
| 2018/19 | 1/11/2018 | PLANNED | 37252 | 139 | 268 | 0.045894 | 0.00017125
| 2018/19 | 1/11/2018 | PLANNED | 2100 | 6 | 350 | 0.0025872 | 7.3919e-06
| 2018/19 | 1/11/2018 | PLANNED | 4940 | 52 | 95 | 0.006086 | 6.4064e-05
| 2018/19 | 1/11/2018 | PLANNED | 6580 | 47 | 140 | 0.0081065 | 5.7904e-05
| 2018/19 | 1/11/2018 | PLANNED | 11193 | 41 | 273 | 0.01379 | 5.0512e-05
| 2018/19 | 1/11/2018 | PLANNED | 8910 | 54 | 165 | 0.010977 | 6.6528e-05
| 2018/19 | 1/11/2018 | PLANNED | 4284 | 12 | 357 | 0.0052779 | 1.4784e-05
| 2018/19 | 1/11/2018 | PLANNED | 5312 | 83 | 64 | 0.0065443 | 0.00010226
| 2018/19 | 1/11/2018 | PLANNED | 71698 | 210 | 341.419 | 0.088331 | 0.00025872
| 2018/19 | 1/11/2018 | PLANNED | 10584 | 27 | 392 | 0.013039 | 3.3264e-05
| 2018/19 | 1/11/2018 | PLANNED | 2395 | 140 | 17.1071 | 0.0029506 | 0.00017248
| 2018/19 | 1/11/2018 | PLANNED | 3393 | 87 | 39 | 0.0041801 | 0.00010718
| 2018/19 | 1/11/2018 | PLANNED | 315 | 1 | 315 | 0.00038808 | 1.232e-06
| 2018/19 | 1/11/2018 | PLANNED | 14 | 2 | 7 | 1.7248e-05 | 2.464e-06
| 2018/19 | 1/11/2018 | PLANNED | 648 | 162 | 4 | 0.00079833 | 0.00019958
| 2018/19 | 1/11/2018 | PLANNED | 69 | 3 | 23 | 8.5007e-05 | 3.696e-06
| 2018/19 | 1/11/2018 | PLANNED | 873 | 97 | 9 | 0.0010755 | 0.0001195
| 2018/19 | 1/11/2018 | PLANNED | 75 | 3 | 25 | 9.2399e-05 | 3.696e-06
| 2018/19 | 1/11/2018 | PLANNED | 17955 | 135 | 133 | 0.02212 | 0.00016632
| 2018/19 | 1/11/2018 | PLANNED | 110 | 11 | 10 | 0.00013552 | 1.3552e-05
| 2018/19 | 1/11/2018 | PLANNED | 124 | 4 | 31 | 0.00015277 | 4.928e-06
| 2018/19 | 1/11/2018 | PLANNED | 45 | 1 | 45 | 5.544e-05 | 1.232e-06
| 2018/19 | 2/11/2018 | PLANNED | 153 | 3 | 51 | 0.00018849 | 3.696e-06
| 2018/19 | 2/11/2018 | PLANNED | 1005 | 5 | 201 | 0.0012382 | 6.16e-06
| 2018/19 | 2/11/2018 | PLANNED | 708 | 59 | 12 | 0.00087225 | 7.2687e-05
| 2018/19 | 2/11/2018 | PLANNED | 286 | 13 | 22 | 0.00035235 | 1.6016e-05
| 2018/19 | 2/11/2018 | PLANNED | 1315 | 16 | 82.1875 | 0.0016201 | 1.9712e-05
| 2018/19 | 2/11/2018 | PLANNED | 190 | 2 | 95 | 0.00023408 | 2.464e-06
| 2018/19 | 2/11/2018 | PLANNED | 31152 | 176 | 177 | 0.038379 | 0.00021683
| 2018/19 | 2/11/2018 | PLANNED | 31705 | 83 | 381.988 | 0.03906 | 0.00010226
| 2018/19 | 2/11/2018 | PLANNED | 104 | 1 | 104 | 0.00012813 | 1.232e-06
| 2018/19 | 2/11/2018 | PLANNED | 7530 | 29 | 259.6552 | 0.0092769 | 3.5728e-05
| 2018/19 | 2/11/2018 | PLANNED | 6155 | 19 | 323.9474 | 0.0075829 | 2.3408e-05
| 2018/19 | 2/11/2018 | PLANNED | 30 | 3 | 10 | 3.696e-05 | 3.696e-06
| 2018/19 | 2/11/2018 | PLANNED | 34 | 1 | 34 | 4.1888e-05 | 1.232e-06
| 2018/19 | 2/11/2018 | PLANNED | 74 | 6 | 12.3333 | 9.1167e-05 | 7.3919e-06
| 2018/19 | 2/11/2018 | PLANNED | 34027 | 922 | 36.9056 | 0.041921 | 0.0011359
| 2018/19 | 2/11/2018 | PLANNED | 153 | 9 | 17 | 0.00018849 | 1.1088e-05
| 2018/19 | 2/11/2018 | PLANNED | 16 | 2 | 8 | 1.9712e-05 | 2.464e-06
| 2018/19 | 2/11/2018 | PLANNED | 6354 | 578 | 10.9931 | 0.0078281 | 0.00071209
| 2018/19 | 2/11/2018 | PLANNED | 402 | 6 | 67 | 0.00049526 | 7.3919e-06
| 2018/19 | 2/11/2018 | PLANNED | 24 | 3 | 8 | 2.9568e-05 | 3.696e-06
| 2018/19 | 2/11/2018 | PLANNED | 1071 | 21 | 51 | 0.0013195 | 2.5872e-05
| 2018/19 | 2/11/2018 | PLANNED | 17952 | 132 | 136 | 0.022117 | 0.00016262
| 2018/19 | 3/11/2018 | PLANNED | 310 | 1 | 310 | 0.00038192 | 1.232e-06
| 2018/19 | 3/11/2018 | PLANNED | 389 | 1 | 389 | 0.00047924 | 1.232e-06
| 2018/19 | 3/11/2018 | PLANNED | 26483 | 213 | 124.3333 | 0.032627 | 0.00026241
| 2018/19 | 3/11/2018 | PLANNED | 26226 | 141 | 186 | 0.03231 | 0.00017371
| 2018/19 | 3/11/2018 | PLANNED | 1257 | 3 | 419 | 0.0015486 | 3.696e-06
| 2018/19 | 3/11/2018 | PLANNED | 13511 | 59 | 229 | 0.016645 | 7.2687e-05
| 2018/19 | 3/11/2018 | PLANNED | 26130 | 195 | 134 | 0.032192 | 0.00024024
| 2018/19 | 4/11/2018 | PLANNED | 290 | 2 | 145 | 0.00035728 | 2.464e-06
| 2018/19 | 4/11/2018 | PLANNED | 1010 | 2 | 505 | 0.0012443 | 2.464e-06
| 2018/19 | 4/11/2018 | PLANNED | 15776 | 58 | 272 | 0.019436 | 7.1455e-05
| 2018/19 | 4/11/2018 | PLANNED | 800 | 8 | 100 | 0.00098559 | 9.8559e-06
| 2018/19 | 4/11/2018 | PLANNED | 440 | 1 | 440 | 0.00054208 | 1.232e-06
| 2018/19 | 4/11/2018 | PLANNED | 28371 | 147 | 193 | 0.034953 | 0.0001811
| 2018/19 | 4/11/2018 | PLANNED | 1700 | 10 | 170 | 0.0020944 | 1.232e-05
| 2018/19 | 4/11/2018 | PLANNED | 6370 | 26 | 245 | 0.0078478 | 3.2032e-05
| 2018/19 | 5/11/2018 | PLANNED | 3948 | 12 | 329 | 0.0048639 | 1.4784e-05
| 2018/19 | 5/11/2018 | PLANNED | 40698 | 114 | 357 | 0.05014 | 0.00014045
| 2018/19 | 5/11/2018 | PLANNED | 11659 | 44 | 264.9773 | 0.014364 | 5.4208e-05
| 2018/19 | 5/11/2018 | PLANNED | 5 | 1 | 5 | 6.16e-06 | 1.232e-06
| 2018/19 | 5/11/2018 | PLANNED | 32 | 4 | 8 | 3.9424e-05 | 4.928e-06
| 2018/19 | 5/11/2018 | PLANNED | 74 | 2 | 37 | 9.1167e-05 | 2.464e-06
| 2018/19 | 5/11/2018 | PLANNED | 38 | 1 | 38 | 4.6816e-05 | 1.232e-06
| 2018/19 | 6/11/2018 | PLANNED | 40950 | 126 | 325 | 0.05045 | 0.00015523
| 2018/19 | 6/11/2018 | PLANNED | 1645 | 4 | 411.25 | 0.0020266 | 4.928e-06
| 2018/19 | 6/11/2018 | PLANNED | 494 | 26 | 19 | 0.0006086 | 3.2032e-05
| 2018/19 | 7/11/2018 | PLANNED | 15 | 1 | 15 | 1.848e-05 | 1.232e-06
| 2018/19 | 7/11/2018 | PLANNED | 42 | 7 | 6 | 5.1744e-05 | 8.6239e-06
| 2018/19 | 7/11/2018 | PLANNED | 8338 | 22 | 379 | 0.010272 | 2.7104e-05
| 2018/19 | 7/11/2018 | PLANNED | 552 | 8 | 69 | 0.00068006 | 9.8559e-06
| 2018/19 | 7/11/2018 | PLANNED | 122 | 1 | 122 | 0.0001503 | 1.232e-06
| 2018/19 | 7/11/2018 | PLANNED | 8976 | 30 | 299.2 | 0.011058 | 3.696e-05
| 2018/19 | 7/11/2018 | PLANNED | 533 | 13 | 41 | 0.00065665 | 1.6016e-05
| 2018/19 | 7/11/2018 | PLANNED | 5644 | 166 | 34 | 0.0069534 | 0.00020451
| 2018/19 | 7/11/2018 | PLANNED | 21281 | 78 | 272.8333 | 0.026218 | 9.6095e-05
| 2018/19 | 7/11/2018 | PLANNED | 21 | 3 | 7 | 2.5872e-05 | 3.696e-06
| 2018/19 | 7/11/2018 | PLANNED | 30504 | 186 | 164 | 0.037581 | 0.00022915
| 2018/19 | 7/11/2018 | PLANNED | 7810 | 22 | 355 | 0.0096219 | 2.7104e-05
| 2018/19 | 7/11/2018 | PLANNED | 15798 | 41 | 385.3171 | 0.019463 | 5.0512e-05
| 2018/19 | 7/11/2018 | PLANNED | 27335 | 71 | 385 | 0.033676 | 8.7471e-05
| 2018/19 | 7/11/2018 | PLANNED | 85 | 1 | 85 | 0.00010472 | 1.232e-06
| 2018/19 | 7/11/2018 | PLANNED | 82 | 2 | 41 | 0.00010102 | 2.464e-06
| 2018/19 | 7/11/2018 | PLANNED | 644 | 2 | 322 | 0.0007934 | 2.464e-06
| 2018/19 | 7/11/2018 | PLANNED | 24864 | 112 | 222 | 0.030632 | 0.00013798
| 2018/19 | 7/11/2018 | PLANNED | 2600 | 517 | 5.029 | 0.0032032 | 0.00063694
| 2018/19 | 7/11/2018 | PLANNED | 140 | 2 | 70 | 0.00017248 | 2.464e-06
| 2018/19 | 7/11/2018 | PLANNED | 55 | 1 | 55 | 6.776e-05 | 1.232e-06
| 2018/19 | 7/11/2018 | PLANNED | 390 | 10 | 39 | 0.00048048 | 1.232e-05
| 2018/19 | 7/11/2018 | PLANNED | 448 | 4 | 112 | 0.00055193 | 4.928e-06
| 2018/19 | 7/11/2018 | PLANNED | 6504 | 54 | 120.4444 | 0.0080129 | 6.6528e-05
| 2018/19 | 7/11/2018 | PLANNED | 6256 | 184 | 34 | 0.0077073 | 0.00022669
| 2018/19 | 7/11/2018 | PLANNED | 231 | 3 | 77 | 0.00028459 | 3.696e-06
| 2018/19 | 7/11/2018 | PLANNED | 230 | 2 | 115 | 0.00028336 | 2.464e-06
| 2018/19 | 7/11/2018 | PLANNED | 29 | 1 | 29 | 3.5728e-05 | 1.232e-06
| 2018/19 | 7/11/2018 | PLANNED | 192 | 4 | 48 | 0.00023654 | 4.928e-06
| 2018/19 | 7/11/2018 | PLANNED | 25 | 1 | 25 | 3.08e-05 | 1.232e-06
| 2018/19 | 7/11/2018 | PLANNED | 2760 | 46 | 60 | 0.0034003 | 5.6672e-05
| 2018/19 | 7/11/2018 | PLANNED | 64 | 2 | 32 | 7.8847e-05 | 2.464e-06
| 2018/19 | 7/11/2018 | PLANNED | 91 | 1 | 91 | 0.00011211 | 1.232e-06
| 2018/19 | 7/11/2018 | PLANNED | 2842 | 29 | 98 | 0.0035013 | 3.5728e-05
| 2018/19 | 7/11/2018 | PLANNED | 44 | 4 | 11 | 5.4208e-05 | 4.928e-06
| 2018/19 | 7/11/2018 | PLANNED | 198 | 3 | 66 | 0.00024393 | 3.696e-06
| 2018/19 | 8/11/2018 | PLANNED | 234060 | 1245 | 188 | 0.28836 | 0.0015338
| 2018/19 | 8/11/2018 | PLANNED | 405 | 1 | 405 | 0.00049896 | 1.232e-06
| 2018/19 | 8/11/2018 | PLANNED | 52200 | 580 | 90 | 0.06431 | 0.00071455
| 2018/19 | 8/11/2018 | PLANNED | 1420 | 4 | 355 | 0.0017494 | 4.928e-06
| 2018/19 | 8/11/2018 | PLANNED | 38976 | 96 | 406 | 0.048018 | 0.00011827
| 2018/19 | 8/11/2018 | PLANNED | 13314 | 42 | 317 | 0.016403 | 5.1744e-05
| 2018/19 | 8/11/2018 | PLANNED | 42564 | 90 | 472.9333 | 0.052438 | 0.00011088
| 2018/19 | 8/11/2018 | PLANNED | 30 | 6 | 5 | 3.696e-05 | 7.3919e-06
| 2018/19 | 8/11/2018 | PLANNED | 14525 | 83 | 175 | 0.017895 | 0.00010226
| 2018/19 | 8/11/2018 | PLANNED | 7276 | 17 | 428 | 0.008964 | 2.0944e-05
| 2018/19 | 8/11/2018 | PLANNED | 920 | 4 | 230 | 0.0011334 | 4.928e-06
| 2018/19 | 8/11/2018 | PLANNED | 5767 | 21 | 274.619 | 0.0071049 | 2.5872e-05
| 2018/19 | 8/11/2018 | PLANNED | 46600 | 150 | 310.6667 | 0.057411 | 0.0001848
| 2018/19 | 8/11/2018 | PLANNED | 71830 | 362 | 198.4254 | 0.088494 | 0.00044598
| 2018/19 | 8/11/2018 | PLANNED | 1730 | 11 | 157.2727 | 0.0021313 | 1.3552e-05
| 2018/19 | 8/11/2018 | PLANNED | 5404 | 47 | 114.9787 | 0.0066577 | 5.7904e-05
| 2018/19 | 8/11/2018 | PLANNED | 775 | 4 | 193.75 | 0.00095479 | 4.928e-06
| 2018/19 | 8/11/2018 | PLANNED | 144 | 2 | 72 | 0.00017741 | 2.464e-06
| 2018/19 | 8/11/2018 | PLANNED | 12348 | 36 | 343 | 0.015213 | 4.4352e-05
| 2018/19 | 8/11/2018 | PLANNED | 34 | 2 | 17 | 4.1888e-05 | 2.464e-06
| 2018/19 | 8/11/2018 | PLANNED | 53 | 1 | 53 | 6.5296e-05 | 1.232e-06
| 2018/19 | 8/11/2018 | PLANNED | 975 | 5 | 195 | 0.0012012 | 6.16e-06
| 2018/19 | 8/11/2018 | PLANNED | 91525 | 523 | 175 | 0.11276 | 0.00064433
| 2018/19 | 8/11/2018 | PLANNED | 300 | 1 | 300 | 0.0003696 | 1.232e-06
| 2018/19 | 8/11/2018 | PLANNED | 13720 | 49 | 280 | 0.016903 | 6.0368e-05
| 2018/19 | 8/11/2018 | PLANNED | 24 | 1 | 24 | 2.9568e-05 | 1.232e-06
| 2018/19 | 8/11/2018 | PLANNED | 34 | 2 | 17 | 4.1888e-05 | 2.464e-06
| 2018/19 | 8/11/2018 | PLANNED | 135 | 3 | 45 | 0.00016632 | 3.696e-06
| 2018/19 | 8/11/2018 | PLANNED | 11718 | 63 | 186 | 0.014436 | 7.7615e-05
| 2018/19 | 8/11/2018 | PLANNED | 90 | 3 | 30 | 0.00011088 | 3.696e-06
| 2018/19 | 8/11/2018 | PLANNED | 1680 | 60 | 28 | 0.0020697 | 7.3919e-05
| 2018/19 | 8/11/2018 | PLANNED | 195 | 3 | 65 | 0.00024024 | 3.696e-06
| 2018/19 | 8/11/2018 | PLANNED | 110 | 2 | 55 | 0.00013552 | 2.464e-06
| 2018/19 | 8/11/2018 | PLANNED | 5 | 1 | 5 | 6.16e-06 | 1.232e-06
| 2018/19 | 9/11/2018 | PLANNED | 185 | 1 | 185 | 0.00022792 | 1.232e-06
| 2018/19 | 9/11/2018 | PLANNED | 19119 | 57 | 335.4211 | 0.023554 | 7.0224e-05
| 2018/19 | 9/11/2018 | PLANNED | 372 | 4 | 93 | 0.0004583 | 4.928e-06
| 2018/19 | 9/11/2018 | PLANNED | 2200 | 11 | 200 | 0.0027104 | 1.3552e-05
| 2018/19 | 9/11/2018 | PLANNED | 1919 | 9 | 213.2222 | 0.0023642 | 1.1088e-05
| 2018/19 | 9/11/2018 | PLANNED | 4110 | 30 | 137 | 0.0050635 | 3.696e-05
| 2018/19 | 9/11/2018 | PLANNED | 52507 | 137 | 383.2628 | 0.064688 | 0.00016878
| 2018/19 | 9/11/2018 | PLANNED | 23035 | 85 | 271 | 0.028379 | 0.00010472
| 2018/19 | 9/11/2018 | PLANNED | 86 | 2 | 43 | 0.00010595 | 2.464e-06
| 2018/19 | 9/11/2018 | PLANNED | 520 | 2 | 260 | 0.00064064 | 2.464e-06
| 2018/19 | 9/11/2018 | PLANNED | 27201 | 66 | 412.1364 | 0.033511 | 8.1311e-05
| 2018/19 | 9/11/2018 | PLANNED | 1062 | 9 | 118 | 0.0013084 | 1.1088e-05
| 2018/19 | 9/11/2018 | PLANNED | 462 | 2 | 231 | 0.00056918 | 2.464e-06
| 2018/19 | 9/11/2018 | PLANNED | 50 | 1 | 50 | 6.16e-05 | 1.232e-06
| 2018/19 | 9/11/2018 | PLANNED | 60 | 2 | 30 | 7.3919e-05 | 2.464e-06
| 2018/19 | 9/11/2018 | PLANNED | 265 | 2 | 132.5 | 0.00032648 | 2.464e-06
| 2018/19 | 9/11/2018 | PLANNED | 27 | 1 | 27 | 3.3264e-05 | 1.232e-06
| 2018/19 | 9/11/2018 | PLANNED | 84 | 2 | 42 | 0.00010349 | 2.464e-06
| 2018/19 | 9/11/2018 | PLANNED | 556 | 4 | 139 | 0.00068499 | 4.928e-06
| 2018/19 | 9/11/2018 | PLANNED | 54 | 1 | 54 | 6.6528e-05 | 1.232e-06
| 2018/19 | 9/11/2018 | PLANNED | 7 | 1 | 7 | 8.6239e-06 | 1.232e-06
| 2018/19 | 10/11/2018 | PLANNED | 620 | 4 | 155 | 0.00076383 | 4.928e-06
| 2018/19 | 10/11/2018 | PLANNED | 47520 | 132 | 360 | 0.058544 | 0.00016262
| 2018/19 | 10/11/2018 | PLANNED | 1544 | 17 | 90.8235 | 0.0019022 | 2.0944e-05
| 2018/19 | 10/11/2018 | PLANNED | 3949 | 11 | 359 | 0.0048651 | 1.3552e-05
| 2018/19 | 10/11/2018 | PLANNED | 16100 | 75 | 214.6667 | 0.019835 | 9.2399e-05
| 2018/19 | 10/11/2018 | PLANNED | 1688 | 8 | 211 | 0.0020796 | 9.8559e-06
| 2018/19 | 10/11/2018 | PLANNED | 3434 | 34 | 101 | 0.0042307 | 4.1888e-05
| 2018/19 | 10/11/2018 | PLANNED | 45 | 1 | 45 | 5.544e-05 | 1.232e-06
| 2018/19 | 11/11/2018 | PLANNED | 113 | 1 | 113 | 0.00013922 | 1.232e-06
| 2018/19 | 11/11/2018 | PLANNED | 1346 | 1346 | 1 | 0.0016583 | 0.0016583
| 2018/19 | 11/11/2018 | PLANNED | 392 | 1 | 392 | 0.00048294 | 1.232e-06
| 2018/19 | 11/11/2018 | PLANNED | 2820 | 12 | 235 | 0.0034742 | 1.4784e-05
| 2018/19 | 11/11/2018 | PLANNED | 25811 | 53 | 487 | 0.031799 | 6.5296e-05
| 2018/19 | 11/11/2018 | PLANNED | 10961 | 42 | 260.9762 | 0.013504 | 5.1744e-05
| 2018/19 | 11/11/2018 | PLANNED | 34 | 1 | 34 | 4.1888e-05 | 1.232e-06
| 2018/19 | 11/11/2018 | PLANNED | 61 | 1 | 61 | 7.5151e-05 | 1.232e-06
| 2018/19 | 11/11/2018 | PLANNED | 30 | 1 | 30 | 3.696e-05 | 1.232e-06
| 2018/19 | 12/11/2018 | PLANNED | 750 | 6 | 125 | 0.00092399 | 7.3919e-06
| 2018/19 | 12/11/2018 | PLANNED | 8156 | 26 | 313.6923 | 0.010048 | 3.2032e-05
| 2018/19 | 12/11/2018 | PLANNED | 10676 | 34 | 314 | 0.013153 | 4.1888e-05
| 2018/19 | 12/11/2018 | PLANNED | 3859 | 39 | 98.9487 | 0.0047543 | 4.8048e-05
| 2018/19 | 12/11/2018 | PLANNED | 7488 | 26 | 288 | 0.0092252 | 3.2032e-05
| 2018/19 | 12/11/2018 | PLANNED | 85536 | 432 | 198 | 0.10538 | 0.00053222
| 2018/19 | 12/11/2018 | PLANNED | 1008 | 7 | 144 | 0.0012418 | 8.6239e-06
| 2018/19 | 12/11/2018 | PLANNED | 8200 | 41 | 200 | 0.010102 | 5.0512e-05
| 2018/19 | 12/11/2018 | PLANNED | 3340 | 20 | 167 | 0.0041149 | 2.464e-05
| 2018/19 | 12/11/2018 | PLANNED | 8512 | 32 | 266 | 0.010487 | 3.9424e-05
| 2018/19 | 12/11/2018 | PLANNED | 1430 | 11 | 130 | 0.0017617 | 1.3552e-05
| 2018/19 | 12/11/2018 | PLANNED | 30 | 1 | 30 | 3.696e-05 | 1.232e-06
| 2018/19 | 12/11/2018 | PLANNED | 35 | 1 | 35 | 4.312e-05 | 1.232e-06
| 2018/19 | 12/11/2018 | PLANNED | 66 | 1 | 66 | 8.1311e-05 | 1.232e-06
| 2018/19 | 12/11/2018 | PLANNED | 600 | 5 | 120 | 0.00073919 | 6.16e-06
| 2018/19 | 12/11/2018 | PLANNED | 135 | 1 | 135 | 0.00016632 | 1.232e-06
| 2018/19 | 12/11/2018 | PLANNED | 164 | 4 | 41 | 0.00020205 | 4.928e-06
| 2018/19 | 12/11/2018 | PLANNED | 30 | 1 | 30 | 3.696e-05 | 1.232e-06
| 2018/19 | 13/11/2018 | PLANNED | 1764 | 10 | 176.4 | 0.0021732 | 1.232e-05
| 2018/19 | 13/11/2018 | PLANNED | 315 | 1 | 315 | 0.00038808 | 1.232e-06
| 2018/19 | 13/11/2018 | PLANNED | 80 | 1 | 80 | 9.8559e-05 | 1.232e-06
| 2018/19 | 13/11/2018 | PLANNED | 20 | 2 | 10 | 2.464e-05 | 2.464e-06
| 2018/19 | 13/11/2018 | PLANNED | 24890 | 131 | 190 | 0.030664 | 0.00016139
| 2018/19 | 13/11/2018 | PLANNED | 37800 | 180 | 210 | 0.046569 | 0.00022176
| 2018/19 | 13/11/2018 | PLANNED | 9992 | 37 | 270.0541 | 0.01231 | 4.5584e-05
| 2018/19 | 13/11/2018 | PLANNED | 258 | 3 | 86 | 0.00031785 | 3.696e-06
| 2018/19 | 13/11/2018 | PLANNED | 30 | 3 | 10 | 3.696e-05 | 3.696e-06
| 2018/19 | 13/11/2018 | PLANNED | 5083 | 23 | 221 | 0.0062622 | 2.8336e-05
| 2018/19 | 13/11/2018 | PLANNED | 13515 | 53 | 255 | 0.01665 | 6.5296e-05
| 2018/19 | 13/11/2018 | PLANNED | 5954 | 26 | 229 | 0.0073353 | 3.2032e-05
| 2018/19 | 13/11/2018 | PLANNED | 494 | 2 | 247 | 0.0006086 | 2.464e-06
| 2018/19 | 13/11/2018 | PLANNED | 5592 | 24 | 233 | 0.0068893 | 2.9568e-05
| 2018/19 | 13/11/2018 | PLANNED | 10955 | 35 | 313 | 0.013496 | 4.312e-05
| 2018/19 | 13/11/2018 | PLANNED | 11492 | 34 | 338 | 0.014158 | 4.1888e-05
| 2018/19 | 13/11/2018 | PLANNED | 80 | 2 | 40 | 9.8559e-05 | 2.464e-06
| 2018/19 | 13/11/2018 | PLANNED | 85 | 1 | 85 | 0.00010472 | 1.232e-06
| 2018/19 | 13/11/2018 | PLANNED | 84 | 1 | 84 | 0.00010349 | 1.232e-06
| 2018/19 | 13/11/2018 | PLANNED | 13604 | 76 | 179 | 0.01676 | 9.3631e-05
| 2018/19 | 13/11/2018 | PLANNED | 45 | 3 | 15 | 5.544e-05 | 3.696e-06
| 2018/19 | 13/11/2018 | PLANNED | 87 | 3 | 29 | 0.00010718 | 3.696e-06
| 2018/19 | 13/11/2018 | PLANNED | 200 | 4 | 50 | 0.0002464 | 4.928e-06
| 2018/19 | 13/11/2018 | PLANNED | 134 | 1 | 134 | 0.00016509 | 1.232e-06
| 2018/19 | 13/11/2018 | PLANNED | 15 | 3 | 5 | 1.848e-05 | 3.696e-06
| 2018/19 | 13/11/2018 | PLANNED | 9 | 1 | 9 | 1.1088e-05 | 1.232e-06
| 2018/19 | 13/11/2018 | PLANNED | 30 | 1 | 30 | 3.696e-05 | 1.232e-06
| 2018/19 | 13/11/2018 | PLANNED | 16 | 1 | 16 | 1.9712e-05 | 1.232e-06
| 2018/19 | 14/11/2018 | PLANNED | 1911 | 13 | 147 | 0.0023543 | 1.6016e-05
| 2018/19 | 14/11/2018 | PLANNED | 2248 | 8 | 281 | 0.0027695 | 9.8559e-06
| 2018/19 | 14/11/2018 | PLANNED | 204 | 12 | 17 | 0.00025133 | 1.4784e-05
| 2018/19 | 14/11/2018 | PLANNED | 64 | 1 | 64 | 7.8847e-05 | 1.232e-06
| 2018/19 | 14/11/2018 | PLANNED | 127 | 1 | 127 | 0.00015646 | 1.232e-06
| 2018/19 | 14/11/2018 | PLANNED | 24000 | 75 | 320 | 0.029568 | 9.2399e-05
| 2018/19 | 14/11/2018 | PLANNED | 41 | 1 | 41 | 5.0512e-05 | 1.232e-06
| 2018/19 | 14/11/2018 | PLANNED | 96091 | 307 | 313 | 0.11838 | 0.00037822
| 2018/19 | 14/11/2018 | PLANNED | 1528 | 4 | 382 | 0.0018825 | 4.928e-06
| 2018/19 | 14/11/2018 | PLANNED | 43361 | 131 | 331 | 0.05342 | 0.00016139
| 2018/19 | 14/11/2018 | PLANNED | 7125 | 25 | 285 | 0.0087779 | 3.08e-05
| 2018/19 | 14/11/2018 | PLANNED | 310 | 1 | 310 | 0.00038192 | 1.232e-06
| 2018/19 | 14/11/2018 | PLANNED | 1440 | 8 | 180 | 0.0017741 | 9.8559e-06
| 2018/19 | 14/11/2018 | PLANNED | 1385 | 5 | 277 | 0.0017063 | 6.16e-06
| 2018/19 | 14/11/2018 | PLANNED | 14364 | 57 | 252 | 0.017696 | 7.0224e-05
| 2018/19 | 14/11/2018 | PLANNED | 55 | 1 | 55 | 6.776e-05 | 1.232e-06
| 2018/19 | 14/11/2018 | PLANNED | 2950 | 10 | 295 | 0.0036344 | 1.232e-05
| 2018/19 | 14/11/2018 | PLANNED | 912 | 4 | 228 | 0.0011236 | 4.928e-06
| 2018/19 | 14/11/2018 | PLANNED | 270 | 1 | 270 | 0.00033264 | 1.232e-06
| 2018/19 | 14/11/2018 | PLANNED | 20 | 2 | 10 | 2.464e-05 | 2.464e-06
| 2018/19 | 14/11/2018 | PLANNED | 40 | 4 | 10 | 4.928e-05 | 4.928e-06
| 2018/19 | 14/11/2018 | PLANNED | 40 | 2 | 20 | 4.928e-05 | 2.464e-06
| 2018/19 | 15/11/2018 | PLANNED | 14960 | 44 | 340 | 0.018431 | 5.4208e-05
| 2018/19 | 15/11/2018 | PLANNED | 30810 | 78 | 395 | 0.037958 | 9.6095e-05
| 2018/19 | 15/11/2018 | PLANNED | 1777 | 5 | 355.4 | 0.0021892 | 6.16e-06
| 2018/19 | 15/11/2018 | PLANNED | 48725 | 137 | 355.6569 | 0.060029 | 0.00016878
| 2018/19 | 15/11/2018 | PLANNED | 4848 | 24 | 202 | 0.0059727 | 2.9568e-05
| 2018/19 | 15/11/2018 | PLANNED | 11977 | 25 | 479.08 | 0.014756 | 3.08e-05
| 2018/19 | 15/11/2018 | PLANNED | 2930 | 14 | 209.2857 | 0.0036097 | 1.7248e-05
| 2018/19 | 15/11/2018 | PLANNED | 40 | 1 | 40 | 4.928e-05 | 1.232e-06
| 2018/19 | 15/11/2018 | PLANNED | 47 | 1 | 47 | 5.7904e-05 | 1.232e-06
| 2018/19 | 15/11/2018 | PLANNED | 1807 | 13 | 139 | 0.0022262 | 1.6016e-05
| 2018/19 | 15/11/2018 | PLANNED | 10030 | 34 | 295 | 0.012357 | 4.1888e-05
| 2018/19 | 15/11/2018 | PLANNED | 219 | 1 | 219 | 0.00026981 | 1.232e-06
| 2018/19 | 15/11/2018 | PLANNED | 10 | 1 | 10 | 1.232e-05 | 1.232e-06
| 2018/19 | 15/11/2018 | PLANNED | 13632 | 48 | 284 | 0.016795 | 5.9136e-05
| 2018/19 | 15/11/2018 | PLANNED | 15 | 1 | 15 | 1.848e-05 | 1.232e-06
| 2018/19 | 15/11/2018 | PLANNED | 12 | 1 | 12 | 1.4784e-05 | 1.232e-06
| 2018/19 | 15/11/2018 | PLANNED | 6 | 1 | 6 | 7.3919e-06 | 1.232e-06
| 2018/19 | 15/11/2018 | PLANNED | 20 | 2 | 10 | 2.464e-05 | 2.464e-06
| 2018/19 | 15/11/2018 | PLANNED | 20 | 4 | 5 | 2.464e-05 | 4.928e-06
| 2018/19 | 15/11/2018 | PLANNED | 7 | 1 | 7 | 8.6239e-06 | 1.232e-06
| 2018/19 | 15/11/2018 | PLANNED | 30 | 1 | 30 | 3.696e-05 | 1.232e-06
| 2018/19 | 15/11/2018 | PLANNED | 480 | 3 | 160 | 0.00059136 | 3.696e-06
| 2018/19 | 15/11/2018 | PLANNED | 20 | 2 | 10 | 2.464e-05 | 2.464e-06
| 2018/19 | 15/11/2018 | PLANNED | 18 | 1 | 18 | 2.2176e-05 | 1.232e-06
| 2018/19 | 15/11/2018 | PLANNED | 55 | 1 | 55 | 6.776e-05 | 1.232e-06
| 2018/19 | 15/11/2018 | PLANNED | 14 | 2 | 7 | 1.7248e-05 | 2.464e-06
| 2018/19 | 15/11/2018 | PLANNED | 5 | 1 | 5 | 6.16e-06 | 1.232e-06
| 2018/19 | 16/11/2018 | PLANNED | 484 | 1 | 484 | 0.00059628 | 1.232e-06
| 2018/19 | 16/11/2018 | PLANNED | 15652 | 91 | 172 | 0.019283 | 0.00011211
| 2018/19 | 16/11/2018 | PLANNED | 1200 | 10 | 120 | 0.0014784 | 1.232e-05
| 2018/19 | 16/11/2018 | PLANNED | 72 | 1 | 72 | 8.8703e-05 | 1.232e-06
| 2018/19 | 16/11/2018 | PLANNED | 55 | 1 | 55 | 6.776e-05 | 1.232e-06
| 2018/19 | 16/11/2018 | PLANNED | 144 | 1 | 144 | 0.00017741 | 1.232e-06
| 2018/19 | 16/11/2018 | PLANNED | 1050 | 7 | 150 | 0.0012936 | 8.6239e-06
| 2018/19 | 16/11/2018 | PLANNED | 130 | 5 | 26 | 0.00016016 | 6.16e-06
| 2018/19 | 16/11/2018 | PLANNED | 60 | 1 | 60 | 7.3919e-05 | 1.232e-06
| 2018/19 | 16/11/2018 | PLANNED | 45 | 1 | 45 | 5.544e-05 | 1.232e-06
| 2018/19 | 16/11/2018 | PLANNED | 7092 | 36 | 197 | 0.0087373 | 4.4352e-05
| 2018/19 | 16/11/2018 | PLANNED | 21 | 2 | 10.5 | 2.5872e-05 | 2.464e-06
| 2018/19 | 16/11/2018 | PLANNED | 65 | 1 | 65 | 8.0079e-05 | 1.232e-06
| 2018/19 | 16/11/2018 | PLANNED | 16380 | 49 | 334.2857 | 0.02018 | 6.0368e-05
| 2018/19 | 16/11/2018 | PLANNED | 4690 | 14 | 335 | 0.005778 | 1.7248e-05
| 2018/19 | 16/11/2018 | PLANNED | 7 | 1 | 7 | 8.6239e-06 | 1.232e-06
| 2018/19 | 16/11/2018 | PLANNED | 400 | 4 | 100 | 0.0004928 | 4.928e-06
| 2018/19 | 16/11/2018 | PLANNED | 10 | 2 | 5 | 1.232e-05 | 2.464e-06
| 2018/19 | 16/11/2018 | PLANNED | 17290 | 95 | 182 | 0.021301 | 0.00011704
| 2018/19 | 16/11/2018 | PLANNED | 13 | 1 | 13 | 1.6016e-05 | 1.232e-06
| 2018/19 | 16/11/2018 | PLANNED | 660 | 12 | 55 | 0.00081311 | 1.4784e-05
| 2018/19 | 16/11/2018 | PLANNED | 4 | 1 | 4 | 4.928e-06 | 1.232e-06
| 2018/19 | 16/11/2018 | PLANNED | 86 | 2 | 43 | 0.00010595 | 2.464e-06
| 2018/19 | 16/11/2018 | PLANNED | 3040 | 38 | 80 | 0.0037453 | 4.6816e-05
| 2018/19 | 16/11/2018 | PLANNED | 195 | 3 | 65 | 0.00024024 | 3.696e-06
| 2018/19 | 16/11/2018 | PLANNED | 123 | 3 | 41 | 0.00015153 | 3.696e-06
| 2018/19 | 16/11/2018 | PLANNED | 25 | 1 | 25 | 3.08e-05 | 1.232e-06
| 2018/19 | 16/11/2018 | PLANNED | 42 | 6 | 7 | 5.1744e-05 | 7.3919e-06
| 2018/19 | 17/11/2018 | PLANNED | 19788 | 194 | 102 | 0.024379 | 0.00023901
| 2018/19 | 17/11/2018 | PLANNED | 1050 | 2 | 525 | 0.0012936 | 2.464e-06
| 2018/19 | 17/11/2018 | PLANNED | 6055 | 47 | 128.8298 | 0.0074597 | 5.7904e-05
| 2018/19 | 17/11/2018 | PLANNED | 400 | 5 | 80 | 0.0004928 | 6.16e-06
| 2018/19 | 17/11/2018 | PLANNED | 8064 | 37 | 217.9459 | 0.0099348 | 4.5584e-05
| 2018/19 | 17/11/2018 | PLANNED | 788 | 4 | 197 | 0.00097081 | 4.928e-06
| 2018/19 | 17/11/2018 | PLANNED | 2110 | 16 | 131.875 | 0.0025995 | 1.9712e-05
| 2018/19 | 17/11/2018 | PLANNED | 220 | 4 | 55 | 0.00027104 | 4.928e-06
| 2018/19 | 17/11/2018 | PLANNED | 1650 | 11 | 150 | 0.0020328 | 1.3552e-05
| 2018/19 | 18/11/2018 | PLANNED | 8247 | 23 | 358.5652 | 0.01016 | 2.8336e-05
| 2018/19 | 18/11/2018 | PLANNED | 774 | 3 | 258 | 0.00095356 | 3.696e-06
| 2018/19 | 18/11/2018 | PLANNED | 12528 | 58 | 216 | 0.015434 | 7.1455e-05
| 2018/19 | 18/11/2018 | PLANNED | 6767 | 18 | 375.9444 | 0.0083369 | 2.2176e-05
| 2018/19 | 18/11/2018 | PLANNED | 6120 | 18 | 340 | 0.0075398 | 2.2176e-05
| 2018/19 | 18/11/2018 | PLANNED | 693 | 9 | 77 | 0.00085377 | 1.1088e-05
| 2018/19 | 18/11/2018 | PLANNED | 415 | 1 | 415 | 0.00051128 | 1.232e-06
| 2018/19 | 18/11/2018 | PLANNED | 4660 | 233 | 20 | 0.0057411 | 0.00028705
| 2018/19 | 18/11/2018 | PLANNED | 7868 | 817 | 9.6304 | 0.0096933 | 0.0010065
| 2018/19 | 18/11/2018 | PLANNED | 432 | 54 | 8 | 0.00053222 | 6.6528e-05
| 2018/19 | 19/11/2018 | PLANNED | 330 | 66 | 5 | 0.00040656 | 8.1311e-05
| 2018/19 | 19/11/2018 | PLANNED | 886 | 2 | 443 | 0.0010915 | 2.464e-06
| 2018/19 | 19/11/2018 | PLANNED | 2610 | 18 | 145 | 0.0032155 | 2.2176e-05
| 2018/19 | 19/11/2018 | PLANNED | 14208 | 64 | 222 | 0.017504 | 7.8847e-05
| 2018/19 | 19/11/2018 | PLANNED | 2161 | 7 | 308.7143 | 0.0026623 | 8.6239e-06
| 2018/19 | 19/11/2018 | PLANNED | 4686 | 17 | 275.6471 | 0.0057731 | 2.0944e-05
| 2018/19 | 19/11/2018 | PLANNED | 170 | 17 | 10 | 0.00020944 | 2.0944e-05
| 2018/19 | 19/11/2018 | PLANNED | 2118 | 6 | 353 | 0.0026094 | 7.3919e-06
| 2018/19 | 19/11/2018 | PLANNED | 1764 | 49 | 36 | 0.0021732 | 6.0368e-05
| 2018/19 | 19/11/2018 | PLANNED | 588 | 3 | 196 | 0.00072441 | 3.696e-06
| 2018/19 | 19/11/2018 | PLANNED | 735 | 7 | 105 | 0.00090551 | 8.6239e-06
| 2018/19 | 19/11/2018 | PLANNED | 1030 | 3 | 343.3333 | 0.001269 | 3.696e-06
| 2018/19 | 19/11/2018 | PLANNED | 48709 | 625 | 77.9344 | 0.060009 | 0.00076999
| 2018/19 | 19/11/2018 | PLANNED | 180 | 2 | 90 | 0.00022176 | 2.464e-06
| 2018/19 | 19/11/2018 | PLANNED | 1150 | 9 | 127.7778 | 0.0014168 | 1.1088e-05
| 2018/19 | 19/11/2018 | PLANNED | 5 | 1 | 5 | 6.16e-06 | 1.232e-06
| 2018/19 | 19/11/2018 | PLANNED | 370 | 37 | 10 | 0.00045584 | 4.5584e-05
| 2018/19 | 19/11/2018 | PLANNED | 18290 | 118 | 155 | 0.022533 | 0.00014537
| 2018/19 | 19/11/2018 | PLANNED | 4704 | 22 | 213.8182 | 0.0057953 | 2.7104e-05
| 2018/19 | 19/11/2018 | PLANNED | 3965 | 61 | 65 | 0.0048848 | 7.5151e-05
| 2018/19 | 19/11/2018 | PLANNED | 116 | 3 | 38.6667 | 0.00014291 | 3.696e-06
| 2018/19 | 19/11/2018 | PLANNED | 1628 | 22 | 74 | 0.0020057 | 2.7104e-05
| 2018/19 | 19/11/2018 | PLANNED | 58 | 2 | 29 | 7.1455e-05 | 2.464e-06
| 2018/19 | 20/11/2018 | PLANNED | 2948 | 11 | 268 | 0.0036319 | 1.3552e-05
| 2018/19 | 20/11/2018 | PLANNED | 5471 | 19 | 287.9474 | 0.0067402 | 2.3408e-05
| 2018/19 | 20/11/2018 | PLANNED | 1128 | 6 | 188 | 0.0013897 | 7.3919e-06
| 2018/19 | 20/11/2018 | PLANNED | 280 | 28 | 10 | 0.00034496 | 3.4496e-05
| 2018/19 | 20/11/2018 | PLANNED | 45276 | 154 | 294 | 0.05578 | 0.00018973
| 2018/19 | 20/11/2018 | PLANNED | 16530 | 114 | 145 | 0.020365 | 0.00014045
| 2018/19 | 20/11/2018 | PLANNED | 480 | 6 | 80 | 0.00059136 | 7.3919e-06
| 2018/19 | 20/11/2018 | PLANNED | 4880 | 20 | 244 | 0.0060121 | 2.464e-05
| 2018/19 | 20/11/2018 | PLANNED | 3876 | 29 | 133.6552 | 0.0047752 | 3.5728e-05
| 2018/19 | 20/11/2018 | PLANNED | 560 | 70 | 8 | 0.00068992 | 8.6239e-05
| 2018/19 | 20/11/2018 | PLANNED | 459 | 27 | 17 | 0.00056548 | 3.3264e-05
| 2018/19 | 20/11/2018 | PLANNED | 8928 | 186 | 48 | 0.010999 | 0.00022915
| 2018/19 | 20/11/2018 | PLANNED | 8353 | 25 | 334.12 | 0.010291 | 3.08e-05
| 2018/19 | 20/11/2018 | PLANNED | 295 | 1 | 295 | 0.00036344 | 1.232e-06
| 2018/19 | 20/11/2018 | PLANNED | 4125 | 11 | 375 | 0.005082 | 1.3552e-05
| 2018/19 | 20/11/2018 | PLANNED | 1254 | 81 | 15.4815 | 0.0015449 | 9.9791e-05
| 2018/19 | 20/11/2018 | PLANNED | 1615 | 5 | 323 | 0.0019897 | 6.16e-06
| 2018/19 | 20/11/2018 | PLANNED | 72556 | 210 | 345.5048 | 0.089388 | 0.00025872
| 2018/19 | 20/11/2018 | PLANNED | 197 | 4 | 49.25 | 0.0002427 | 4.928e-06
| 2018/19 | 20/11/2018 | PLANNED | 440 | 4 | 110 | 0.00054208 | 4.928e-06
| 2018/19 | 20/11/2018 | PLANNED | 10 | 1 | 10 | 1.232e-05 | 1.232e-06
| 2018/19 | 20/11/2018 | PLANNED | 6888 | 28 | 246 | 0.008486 | 3.4496e-05
| 2018/19 | 20/11/2018 | PLANNED | 115 | 5 | 23 | 0.00014168 | 6.16e-06
| 2018/19 | 20/11/2018 | PLANNED | 320 | 40 | 8 | 0.00039424 | 4.928e-05
| 2018/19 | 20/11/2018 | PLANNED | 26611 | 74 | 359.6081 | 0.032785 | 9.1167e-05
| 2018/19 | 20/11/2018 | PLANNED | 33 | 1 | 33 | 4.0656e-05 | 1.232e-06
| 2018/19 | 20/11/2018 | PLANNED | 21945 | 77 | 285 | 0.027036 | 9.4863e-05
| 2018/19 | 20/11/2018 | PLANNED | 84 | 2 | 42 | 0.00010349 | 2.464e-06
| 2018/19 | 20/11/2018 | PLANNED | 30 | 3 | 10 | 3.696e-05 | 3.696e-06
| 2018/19 | 20/11/2018 | PLANNED | 74 | 2 | 37 | 9.1167e-05 | 2.464e-06
| 2018/19 | 20/11/2018 | PLANNED | 27 | 3 | 9 | 3.3264e-05 | 3.696e-06
| 2018/19 | 20/11/2018 | PLANNED | 30 | 3 | 10 | 3.696e-05 | 3.696e-06
| 2018/19 | 20/11/2018 | PLANNED | 20 | 2 | 10 | 2.464e-05 | 2.464e-06
| 2018/19 | 20/11/2018 | PLANNED | 700 | 175 | 4 | 0.00086239 | 0.0002156
| 2018/19 | 20/11/2018 | PLANNED | 207 | 3 | 69 | 0.00025502 | 3.696e-06
| 2018/19 | 20/11/2018 | PLANNED | 2530 | 10 | 253 | 0.0031169 | 1.232e-05
| 2018/19 | 20/11/2018 | PLANNED | 2473 | 13 | 190.2308 | 0.0030467 | 1.6016e-05
| 2018/19 | 20/11/2018 | PLANNED | 16 | 2 | 8 | 1.9712e-05 | 2.464e-06
| 2018/19 | 20/11/2018 | PLANNED | 290 | 2 | 145 | 0.00035728 | 2.464e-06
| 2018/19 | 20/11/2018 | PLANNED | 153 | 3 | 51 | 0.00018849 | 3.696e-06
| 2018/19 | 21/11/2018 | PLANNED | 1310 | 5 | 262 | 0.0016139 | 6.16e-06
| 2018/19 | 21/11/2018 | PLANNED | 4080 | 16 | 255 | 0.0050265 | 1.9712e-05
| 2018/19 | 21/11/2018 | PLANNED | 8769 | 37 | 237 | 0.010803 | 4.5584e-05
| 2018/19 | 21/11/2018 | PLANNED | 144627 | 291 | 497 | 0.17818 | 0.00035851
| 2018/19 | 21/11/2018 | PLANNED | 1584 | 88 | 18 | 0.0019515 | 0.00010842
| 2018/19 | 21/11/2018 | PLANNED | 2800 | 14 | 200 | 0.0034496 | 1.7248e-05
| 2018/19 | 21/11/2018 | PLANNED | 14212 | 34 | 418 | 0.017509 | 4.1888e-05
| 2018/19 | 21/11/2018 | PLANNED | 15590 | 56 | 278.3929 | 0.019207 | 6.8992e-05
| 2018/19 | 21/11/2018 | PLANNED | 9425 | 27 | 349.0741 | 0.011612 | 3.3264e-05
| 2018/19 | 21/11/2018 | PLANNED | 2520 | 90 | 28 | 0.0031046 | 0.00011088
| 2018/19 | 21/11/2018 | PLANNED | 22176 | 88 | 252 | 0.027321 | 0.00010842
| 2018/19 | 21/11/2018 | PLANNED | 30 | 5 | 6 | 3.696e-05 | 6.16e-06
| 2018/19 | 21/11/2018 | PLANNED | 80 | 8 | 10 | 9.8559e-05 | 9.8559e-06
| 2018/19 | 21/11/2018 | PLANNED | 1350 | 4 | 337.5 | 0.0016632 | 4.928e-06
| 2018/19 | 21/11/2018 | PLANNED | 40 | 5 | 8 | 4.928e-05 | 6.16e-06
| 2018/19 | 21/11/2018 | PLANNED | 73 | 1 | 73 | 8.9935e-05 | 1.232e-06
| 2018/19 | 21/11/2018 | PLANNED | 50 | 1 | 50 | 6.16e-05 | 1.232e-06
| 2018/19 | 21/11/2018 | PLANNED | 5088 | 16 | 318 | 0.0062684 | 1.9712e-05
| 2018/19 | 21/11/2018 | PLANNED | 19350 | 155 | 124.8387 | 0.023839 | 0.00019096
| 2018/19 | 21/11/2018 | PLANNED | 423 | 3 | 141 | 0.00052113 | 3.696e-06
| 2018/19 | 21/11/2018 | PLANNED | 4513 | 15 | 300.8667 | 0.00556 | 1.848e-05
| 2018/19 | 21/11/2018 | PLANNED | 45902 | 215 | 213.4977 | 0.056551 | 0.00026488
| 2018/19 | 21/11/2018 | PLANNED | 81 | 9 | 9 | 9.9791e-05 | 1.1088e-05
| 2018/19 | 21/11/2018 | PLANNED | 164 | 4 | 41 | 0.00020205 | 4.928e-06
| 2018/19 | 21/11/2018 | PLANNED | 5817 | 15 | 387.8 | 0.0071665 | 1.848e-05
| 2018/19 | 21/11/2018 | PLANNED | 1372 | 49 | 28 | 0.0016903 | 6.0368e-05
| 2018/19 | 21/11/2018 | PLANNED | 2692 | 11 | 244.7273 | 0.0033165 | 1.3552e-05
| 2018/19 | 21/11/2018 | PLANNED | 84 | 2 | 42 | 0.00010349 | 2.464e-06
| 2018/19 | 21/11/2018 | PLANNED | 598 | 46 | 13 | 0.00073673 | 5.6672e-05
| 2018/19 | 21/11/2018 | PLANNED | 585 | 45 | 13 | 0.00072071 | 5.544e-05
| 2018/19 | 21/11/2018 | PLANNED | 24 | 4 | 6 | 2.9568e-05 | 4.928e-06
| 2018/19 | 22/11/2018 | PLANNED | 3432 | 17 | 201.8824 | 0.0042282 | 2.0944e-05
| 2018/19 | 22/11/2018 | PLANNED | 1936 | 8 | 242 | 0.0023851 | 9.8559e-06
| 2018/19 | 22/11/2018 | PLANNED | 240 | 1 | 240 | 0.00029568 | 1.232e-06
| 2018/19 | 22/11/2018 | PLANNED | 160 | 2 | 80 | 0.00019712 | 2.464e-06
| 2018/19 | 22/11/2018 | PLANNED | 61 | 1 | 61 | 7.5151e-05 | 1.232e-06
| 2018/19 | 22/11/2018 | PLANNED | 290 | 1 | 290 | 0.00035728 | 1.232e-06
| 2018/19 | 22/11/2018 | PLANNED | 15640 | 46 | 340 | 0.019268 | 5.6672e-05
| 2018/19 | 22/11/2018 | PLANNED | 23382 | 71 | 329.3239 | 0.028806 | 8.7471e-05
| 2018/19 | 22/11/2018 | PLANNED | 125 | 1 | 125 | 0.000154 | 1.232e-06
| 2018/19 | 22/11/2018 | PLANNED | 2475 | 55 | 45 | 0.0030492 | 6.776e-05
| 2018/19 | 22/11/2018 | PLANNED | 10560 | 24 | 440 | 0.01301 | 2.9568e-05
| 2018/19 | 22/11/2018 | PLANNED | 7161 | 21 | 341 | 0.0088223 | 2.5872e-05
| 2018/19 | 22/11/2018 | PLANNED | 35 | 1 | 35 | 4.312e-05 | 1.232e-06
| 2018/19 | 22/11/2018 | PLANNED | 2651 | 11 | 241 | 0.003266 | 1.3552e-05
| 2018/19 | 22/11/2018 | PLANNED | 98 | 2 | 49 | 0.00012074 | 2.464e-06
| 2018/19 | 22/11/2018 | PLANNED | 77 | 11 | 7 | 9.4863e-05 | 1.3552e-05
| 2018/19 | 22/11/2018 | PLANNED | 70 | 2 | 35 | 8.6239e-05 | 2.464e-06
| 2018/19 | 22/11/2018 | PLANNED | 45 | 1 | 45 | 5.544e-05 | 1.232e-06
| 2018/19 | 22/11/2018 | PLANNED | 160 | 2 | 80 | 0.00019712 | 2.464e-06
| 2018/19 | 22/11/2018 | PLANNED | 60 | 2 | 30 | 7.3919e-05 | 2.464e-06
| 2018/19 | 22/11/2018 | PLANNED | 18 | 3 | 6 | 2.2176e-05 | 3.696e-06
| 2018/19 | 22/11/2018 | PLANNED | 112 | 4 | 28 | 0.00013798 | 4.928e-06
| 2018/19 | 22/11/2018 | PLANNED | 2240 | 8 | 280 | 0.0027597 | 9.8559e-06
| 2018/19 | 22/11/2018 | PLANNED | 30 | 3 | 10 | 3.696e-05 | 3.696e-06
| 2018/19 | 22/11/2018 | PLANNED | 4372 | 24 | 182.1667 | 0.0053863 | 2.9568e-05
| 2018/19 | 22/11/2018 | PLANNED | 20 | 1 | 20 | 2.464e-05 | 1.232e-06
| 2018/19 | 22/11/2018 | PLANNED | 712 | 8 | 89 | 0.00087718 | 9.8559e-06
| 2018/19 | 22/11/2018 | PLANNED | 67 | 1 | 67 | 8.2543e-05 | 1.232e-06
| 2018/19 | 22/11/2018 | PLANNED | 60 | 2 | 30 | 7.3919e-05 | 2.464e-06
| 2018/19 | 22/11/2018 | PLANNED | 84 | 3 | 28 | 0.00010349 | 3.696e-06
| 2018/19 | 23/11/2018 | PLANNED | 3694 | 13 | 284.1538 | 0.004551 | 1.6016e-05
| 2018/19 | 23/11/2018 | PLANNED | 31752 | 84 | 378 | 0.039118 | 0.00010349
| 2018/19 | 23/11/2018 | PLANNED | 8385 | 39 | 215 | 0.01033 | 4.8048e-05
| 2018/19 | 23/11/2018 | PLANNED | 5880 | 24 | 245 | 0.0072441 | 2.9568e-05
| 2018/19 | 23/11/2018 | PLANNED | 285 | 1 | 285 | 0.00035112 | 1.232e-06
| 2018/19 | 23/11/2018 | PLANNED | 200 | 4 | 50 | 0.0002464 | 4.928e-06
| 2018/19 | 23/11/2018 | PLANNED | 4200 | 20 | 210 | 0.0051744 | 2.464e-05
| 2018/19 | 23/11/2018 | PLANNED | 618 | 6 | 103 | 0.00076137 | 7.3919e-06
| 2018/19 | 23/11/2018 | PLANNED | 19588 | 59 | 332 | 0.024132 | 7.2687e-05
| 2018/19 | 23/11/2018 | PLANNED | 19897 | 57 | 349.0702 | 0.024513 | 7.0224e-05
| 2018/19 | 23/11/2018 | PLANNED | 12110 | 70 | 173 | 0.014919 | 8.6239e-05
| 2018/19 | 23/11/2018 | PLANNED | 5300 | 20 | 265 | 0.0065296 | 2.464e-05
| 2018/19 | 23/11/2018 | PLANNED | 232 | 1 | 232 | 0.00028582 | 1.232e-06
| 2018/19 | 23/11/2018 | PLANNED | 74 | 2 | 37 | 9.1167e-05 | 2.464e-06
| 2018/19 | 23/11/2018 | PLANNED | 9600 | 32 | 300 | 0.011827 | 3.9424e-05
| 2018/19 | 23/11/2018 | PLANNED | 124 | 1 | 124 | 0.00015277 | 1.232e-06
| 2018/19 | 23/11/2018 | PLANNED | 4624 | 34 | 136 | 0.0056967 | 4.1888e-05
| 2018/19 | 23/11/2018 | PLANNED | 513 | 3 | 171 | 0.00063201 | 3.696e-06
| 2018/19 | 23/11/2018 | PLANNED | 105 | 3 | 35 | 0.00012936 | 3.696e-06
| 2018/19 | 23/11/2018 | PLANNED | 354 | 2 | 177 | 0.00043612 | 2.464e-06
| 2018/19 | 23/11/2018 | PLANNED | 2550 | 10 | 255 | 0.0031416 | 1.232e-05
| 2018/19 | 23/11/2018 | PLANNED | 170 | 2 | 85 | 0.00020944 | 2.464e-06
| 2018/19 | 23/11/2018 | PLANNED | 2865 | 15 | 191 | 0.0035297 | 1.848e-05
| 2018/19 | 23/11/2018 | PLANNED | 673 | 8 | 84.125 | 0.00082913 | 9.8559e-06
| 2018/19 | 23/11/2018 | PLANNED | 40 | 1 | 40 | 4.928e-05 | 1.232e-06
| 2018/19 | 23/11/2018 | PLANNED | 140 | 2 | 70 | 0.00017248 | 2.464e-06
| 2018/19 | 24/11/2018 | PLANNED | 526 | 1 | 526 | 0.00064803 | 1.232e-06
| 2018/19 | 24/11/2018 | PLANNED | 7139 | 34 | 209.9706 | 0.0087952 | 4.1888e-05
| 2018/19 | 24/11/2018 | PLANNED | 8825 | 37 | 238.5135 | 0.010872 | 4.5584e-05
| 2018/19 | 24/11/2018 | PLANNED | 2436 | 12 | 203 | 0.0030011 | 1.4784e-05
| 2018/19 | 24/11/2018 | PLANNED | 2235 | 15 | 149 | 0.0027535 | 1.848e-05
| 2018/19 | 24/11/2018 | PLANNED | 12324 | 26 | 474 | 0.015183 | 3.2032e-05
| 2018/19 | 24/11/2018 | PLANNED | 6300 | 30 | 210 | 0.0077615 | 3.696e-05
| 2018/19 | 24/11/2018 | PLANNED | 111 | 1 | 111 | 0.00013675 | 1.232e-06
| 2018/19 | 25/11/2018 | PLANNED | 2029 | 230 | 8.8217 | 0.0024997 | 0.00028336
| 2018/19 | 25/11/2018 | PLANNED | 435 | 1 | 435 | 0.00053592 | 1.232e-06
| 2018/19 | 25/11/2018 | PLANNED | 636 | 53 | 12 | 0.00078355 | 6.5296e-05
| 2018/19 | 25/11/2018 | PLANNED | 10245 | 26 | 394.0385 | 0.012622 | 3.2032e-05
| 2018/19 | 25/11/2018 | PLANNED | 5688 | 26 | 218.7692 | 0.0070076 | 3.2032e-05
| 2018/19 | 25/11/2018 | PLANNED | 59003 | 148 | 398.6689 | 0.072691 | 0.00018233
| 2018/19 | 25/11/2018 | PLANNED | 4410 | 14 | 315 | 0.0054331 | 1.7248e-05
| 2018/19 | 25/11/2018 | PLANNED | 1476 | 9 | 164 | 0.0018184 | 1.1088e-05
| 2018/19 | 25/11/2018 | PLANNED | 3606 | 14 | 257.5714 | 0.0044426 | 1.7248e-05
| 2018/19 | 25/11/2018 | PLANNED | 29716 | 76 | 391 | 0.03661 | 9.3631e-05
| 2018/19 | 26/11/2018 | PLANNED | 5180 | 35 | 148 | 0.0063817 | 4.312e-05
| 2018/19 | 26/11/2018 | PLANNED | 4209 | 23 | 183 | 0.0051855 | 2.8336e-05
| 2018/19 | 26/11/2018 | PLANNED | 16485 | 105 | 157 | 0.020309 | 0.00012936
| 2018/19 | 26/11/2018 | PLANNED | 599 | 1 | 599 | 0.00073796 | 1.232e-06
| 2018/19 | 26/11/2018 | PLANNED | 99 | 3 | 33 | 0.00012197 | 3.696e-06
| 2018/19 | 26/11/2018 | PLANNED | 5016 | 22 | 228 | 0.0061797 | 2.7104e-05
| 2018/19 | 26/11/2018 | PLANNED | 11408 | 62 | 184 | 0.014055 | 7.6383e-05
| 2018/19 | 26/11/2018 | PLANNED | 264 | 3 | 88 | 0.00032525 | 3.696e-06
| 2018/19 | 26/11/2018 | PLANNED | 3120 | 13 | 240 | 0.0038438 | 1.6016e-05
| 2018/19 | 26/11/2018 | PLANNED | 7540 | 29 | 260 | 0.0092892 | 3.5728e-05
| 2018/19 | 26/11/2018 | PLANNED | 4174 | 16 | 260.875 | 0.0051423 | 1.9712e-05
| 2018/19 | 26/11/2018 | PLANNED | 96 | 2 | 48 | 0.00011827 | 2.464e-06
| 2018/19 | 26/11/2018 | PLANNED | 3920 | 80 | 49 | 0.0048294 | 9.8559e-05
| 2018/19 | 26/11/2018 | PLANNED | 1 | 1 | 1 | 1.232e-06 | 1.232e-06
| 2018/19 | 26/11/2018 | PLANNED | 3162 | 17 | 186 | 0.0038956 | 2.0944e-05
| 2018/19 | 26/11/2018 | PLANNED | 50 | 2 | 25 | 6.16e-05 | 2.464e-06
| 2018/19 | 26/11/2018 | PLANNED | 4200 | 25 | 168 | 0.0051744 | 3.08e-05
| 2018/19 | 26/11/2018 | PLANNED | 342 | 6 | 57 | 0.00042134 | 7.3919e-06
| 2018/19 | 26/11/2018 | PLANNED | 18816 | 147 | 128 | 0.023181 | 0.0001811
| 2018/19 | 26/11/2018 | PLANNED | 100 | 2 | 50 | 0.0001232 | 2.464e-06
| 2018/19 | 26/11/2018 | PLANNED | 22 | 1 | 22 | 2.7104e-05 | 1.232e-06
| 2018/19 | 27/11/2018 | PLANNED | 5474 | 23 | 238 | 0.0067439 | 2.8336e-05
| 2018/19 | 27/11/2018 | PLANNED | 2530 | 11 | 230 | 0.0031169 | 1.3552e-05
| 2018/19 | 27/11/2018 | PLANNED | 44 | 1 | 44 | 5.4208e-05 | 1.232e-06
| 2018/19 | 27/11/2018 | PLANNED | 4126 | 24 | 171.9167 | 0.0050832 | 2.9568e-05
| 2018/19 | 27/11/2018 | PLANNED | 7112 | 28 | 254 | 0.0087619 | 3.4496e-05
| 2018/19 | 27/11/2018 | PLANNED | 4598 | 26 | 176.8462 | 0.0056647 | 3.2032e-05
| 2018/19 | 27/11/2018 | PLANNED | 3994 | 16 | 249.625 | 0.0049206 | 1.9712e-05
| 2018/19 | 27/11/2018 | PLANNED | 19375 | 155 | 125 | 0.02387 | 0.00019096
| 2018/19 | 27/11/2018 | PLANNED | 35 | 5 | 7 | 4.312e-05 | 6.16e-06
| 2018/19 | 27/11/2018 | PLANNED | 1300 | 4 | 325 | 0.0016016 | 4.928e-06
| 2018/19 | 27/11/2018 | PLANNED | 1809 | 9 | 201 | 0.0022287 | 1.1088e-05
| 2018/19 | 27/11/2018 | PLANNED | 2831 | 16 | 176.9375 | 0.0034878 | 1.9712e-05
| 2018/19 | 27/11/2018 | PLANNED | 18277 | 49 | 373 | 0.022517 | 6.0368e-05
| 2018/19 | 27/11/2018 | PLANNED | 1140 | 6 | 190 | 0.0014045 | 7.3919e-06
| 2018/19 | 27/11/2018 | PLANNED | 13426 | 98 | 137 | 0.016541 | 0.00012074
| 2018/19 | 27/11/2018 | PLANNED | 24288 | 96 | 253 | 0.029923 | 0.00011827
| 2018/19 | 27/11/2018 | PLANNED | 16 | 2 | 8 | 1.9712e-05 | 2.464e-06
| 2018/19 | 27/11/2018 | PLANNED | 120 | 15 | 8 | 0.00014784 | 1.848e-05
| 2018/19 | 27/11/2018 | PLANNED | 9060 | 31 | 292.2581 | 0.011162 | 3.8192e-05
| 2018/19 | 27/11/2018 | PLANNED | 57 | 1 | 57 | 7.0224e-05 | 1.232e-06
| 2018/19 | 27/11/2018 | PLANNED | 960 | 6 | 160 | 0.0011827 | 7.3919e-06
| 2018/19 | 27/11/2018 | PLANNED | 3234 | 22 | 147 | 0.0039843 | 2.7104e-05
| 2018/19 | 27/11/2018 | PLANNED | 7140 | 34 | 210 | 0.0087964 | 4.1888e-05
| 2018/19 | 27/11/2018 | PLANNED | 1113 | 7 | 159 | 0.0013712 | 8.6239e-06
| 2018/19 | 27/11/2018 | PLANNED | 10 | 1 | 10 | 1.232e-05 | 1.232e-06
| 2018/19 | 27/11/2018 | PLANNED | 2622 | 46 | 57 | 0.0032303 | 5.6672e-05
| 2018/19 | 27/11/2018 | PLANNED | 7425 | 374 | 19.8529 | 0.0091475 | 0.00046076
| 2018/19 | 27/11/2018 | PLANNED | 40 | 5 | 8 | 4.928e-05 | 6.16e-06
| 2018/19 | 27/11/2018 | PLANNED | 966 | 21 | 46 | 0.0011901 | 2.5872e-05
| 2018/19 | 28/11/2018 | PLANNED | 499 | 1 | 499 | 0.00061476 | 1.232e-06
| 2018/19 | 28/11/2018 | PLANNED | 4320 | 27 | 160 | 0.0053222 | 3.3264e-05
| 2018/19 | 28/11/2018 | PLANNED | 1858 | 6 | 309.6667 | 0.002289 | 7.3919e-06
| 2018/19 | 28/11/2018 | PLANNED | 48360 | 155 | 312 | 0.059579 | 0.00019096
| 2018/19 | 28/11/2018 | PLANNED | 125 | 1 | 125 | 0.000154 | 1.232e-06
| 2018/19 | 28/11/2018 | PLANNED | 26848 | 76 | 353.2632 | 0.033077 | 9.3631e-05
| 2018/19 | 28/11/2018 | PLANNED | 1128 | 3 | 376 | 0.0013897 | 3.696e-06
| 2018/19 | 28/11/2018 | PLANNED | 720 | 48 | 15 | 0.00088703 | 5.9136e-05
| 2018/19 | 28/11/2018 | PLANNED | 260 | 1 | 260 | 0.00032032 | 1.232e-06
| 2018/19 | 28/11/2018 | PLANNED | 10974 | 59 | 186 | 0.01352 | 7.2687e-05
| 2018/19 | 28/11/2018 | PLANNED | 6540 | 28 | 233.5714 | 0.0080572 | 3.4496e-05
| 2018/19 | 28/11/2018 | PLANNED | 4830 | 23 | 210 | 0.0059505 | 2.8336e-05
| 2018/19 | 28/11/2018 | PLANNED | 146 | 2 | 73 | 0.00017987 | 2.464e-06
| 2018/19 | 28/11/2018 | PLANNED | 292 | 1 | 292 | 0.00035974 | 1.232e-06
| 2018/19 | 28/11/2018 | PLANNED | 8468 | 29 | 292 | 0.010433 | 3.5728e-05
| 2018/19 | 28/11/2018 | PLANNED | 158 | 1 | 158 | 0.00019465 | 1.232e-06
| 2018/19 | 28/11/2018 | PLANNED | 5035 | 19 | 265 | 0.0062031 | 2.3408e-05
| 2018/19 | 28/11/2018 | PLANNED | 345 | 3 | 115 | 0.00042504 | 3.696e-06
| 2018/19 | 28/11/2018 | PLANNED | 110 | 1 | 110 | 0.00013552 | 1.232e-06
| 2018/19 | 28/11/2018 | PLANNED | 146 | 1 | 146 | 0.00017987 | 1.232e-06
| 2018/19 | 28/11/2018 | PLANNED | 6355 | 31 | 205 | 0.0078293 | 3.8192e-05
| 2018/19 | 28/11/2018 | PLANNED | 4235 | 35 | 121 | 0.0052175 | 4.312e-05
| 2018/19 | 28/11/2018 | PLANNED | 7 | 1 | 7 | 8.6239e-06 | 1.232e-06
| 2018/19 | 28/11/2018 | PLANNED | 35 | 1 | 35 | 4.312e-05 | 1.232e-06
| 2018/19 | 28/11/2018 | PLANNED | 10425 | 81 | 128.7037 | 0.012844 | 9.9791e-05
| 2018/19 | 28/11/2018 | PLANNED | 1040 | 10 | 104 | 0.0012813 | 1.232e-05
| 2018/19 | 28/11/2018 | PLANNED | 33 | 1 | 33 | 4.0656e-05 | 1.232e-06
| 2018/19 | 28/11/2018 | PLANNED | 38 | 2 | 19 | 4.6816e-05 | 2.464e-06
| 2018/19 | 28/11/2018 | PLANNED | 528 | 6 | 88 | 0.00065049 | 7.3919e-06
| 2018/19 | 29/11/2018 | PLANNED | 2440 | 20 | 122 | 0.0030061 | 2.464e-05
| 2018/19 | 29/11/2018 | PLANNED | 5156 | 38 | 135.6842 | 0.0063521 | 4.6816e-05
| 2018/19 | 29/11/2018 | PLANNED | 12096 | 48 | 252 | 0.014902 | 5.9136e-05
| 2018/19 | 29/11/2018 | PLANNED | 1680 | 7 | 240 | 0.0020697 | 8.6239e-06
| 2018/19 | 29/11/2018 | PLANNED | 300 | 5 | 60 | 0.0003696 | 6.16e-06
| 2018/19 | 29/11/2018 | PLANNED | 280 | 4 | 70 | 0.00034496 | 4.928e-06
| 2018/19 | 29/11/2018 | PLANNED | 3724 | 13 | 286.4615 | 0.0045879 | 1.6016e-05
| 2018/19 | 29/11/2018 | PLANNED | 5002 | 18 | 277.8889 | 0.0061624 | 2.2176e-05
| 2018/19 | 29/11/2018 | PLANNED | 49 | 7 | 7 | 6.0368e-05 | 8.6239e-06
| 2018/19 | 29/11/2018 | PLANNED | 2513 | 7 | 359 | 0.003096 | 8.6239e-06
| 2018/19 | 29/11/2018 | PLANNED | 13662 | 69 | 198 | 0.016831 | 8.5007e-05
| 2018/19 | 29/11/2018 | PLANNED | 81592 | 658 | 124 | 0.10052 | 0.00081065
| 2018/19 | 29/11/2018 | PLANNED | 664 | 2 | 332 | 0.00081804 | 2.464e-06
| 2018/19 | 29/11/2018 | PLANNED | 150 | 25 | 6 | 0.0001848 | 3.08e-05
| 2018/19 | 29/11/2018 | PLANNED | 76824 | 198 | 388 | 0.094647 | 0.00024393
| 2018/19 | 29/11/2018 | PLANNED | 32 | 2 | 16 | 3.9424e-05 | 2.464e-06
| 2018/19 | 29/11/2018 | PLANNED | 3372 | 11 | 306.5455 | 0.0041543 | 1.3552e-05
| 2018/19 | 29/11/2018 | PLANNED | 440 | 4 | 110 | 0.00054208 | 4.928e-06
| 2018/19 | 29/11/2018 | PLANNED | 1928 | 11 | 175.2727 | 0.0023753 | 1.3552e-05
| 2018/19 | 29/11/2018 | PLANNED | 73 | 1 | 73 | 8.9935e-05 | 1.232e-06
| 2018/19 | 29/11/2018 | PLANNED | 439 | 2 | 219.5 | 0.00054084 | 2.464e-06
| 2018/19 | 29/11/2018 | PLANNED | 7490 | 35 | 214 | 0.0092276 | 4.312e-05
| 2018/19 | 29/11/2018 | PLANNED | 58455 | 135 | 433 | 0.072016 | 0.00016632
| 2018/19 | 29/11/2018 | PLANNED | 262 | 1 | 262 | 0.00032278 | 1.232e-06
| 2018/19 | 29/11/2018 | PLANNED | 33080 | 106 | 312.0755 | 0.040754 | 0.00013059
| 2018/19 | 29/11/2018 | PLANNED | 30750 | 123 | 250 | 0.037884 | 0.00015153
| 2018/19 | 29/11/2018 | PLANNED | 7225 | 17 | 425 | 0.0089011 | 2.0944e-05
| 2018/19 | 29/11/2018 | PLANNED | 3437 | 20 | 171.85 | 0.0042344 | 2.464e-05
| 2018/19 | 29/11/2018 | PLANNED | 17408 | 64 | 272 | 0.021447 | 7.8847e-05
| 2018/19 | 29/11/2018 | PLANNED | 171 | 1 | 171 | 0.00021067 | 1.232e-06
| 2018/19 | 29/11/2018 | PLANNED | 17063 | 151 | 113 | 0.021021 | 0.00018603
| 2018/19 | 29/11/2018 | PLANNED | 3888 | 90 | 43.2 | 0.00479 | 0.00011088
| 2018/19 | 29/11/2018 | PLANNED | 69 | 3 | 23 | 8.5007e-05 | 3.696e-06
| 2018/19 | 29/11/2018 | PLANNED | 1820 | 70 | 26 | 0.0022422 | 8.6239e-05
| 2018/19 | 29/11/2018 | PLANNED | 6232 | 38 | 164 | 0.0076778 | 4.6816e-05
| 2018/19 | 29/11/2018 | PLANNED | 831 | 3 | 277 | 0.0010238 | 3.696e-06
| 2018/19 | 29/11/2018 | PLANNED | 28 | 1 | 28 | 3.4496e-05 | 1.232e-06
| 2018/19 | 29/11/2018 | PLANNED | 3654 | 28 | 130.5 | 0.0045017 | 3.4496e-05
| 2018/19 | 29/11/2018 | PLANNED | 78 | 3 | 26 | 9.6095e-05 | 3.696e-06
| 2018/19 | 29/11/2018 | PLANNED | 152 | 4 | 38 | 0.00018726 | 4.928e-06
| 2018/19 | 29/11/2018 | PLANNED | 525 | 7 | 75 | 0.0006468 | 8.6239e-06
| 2018/19 | 29/11/2018 | PLANNED | 30 | 5 | 6 | 3.696e-05 | 6.16e-06
| 2018/19 | 29/11/2018 | PLANNED | 4742 | 29 | 163.5172 | 0.0058421 | 3.5728e-05
| 2018/19 | 29/11/2018 | PLANNED | 4461 | 27 | 165.2222 | 0.0054959 | 3.3264e-05
| 2018/19 | 29/11/2018 | PLANNED | 14 | 2 | 7 | 1.7248e-05 | 2.464e-06
| 2018/19 | 29/11/2018 | PLANNED | 36 | 4 | 9 | 4.4352e-05 | 4.928e-06
| 2018/19 | 29/11/2018 | PLANNED | 23668 | 244 | 97 | 0.029159 | 0.00030061
| 2018/19 | 29/11/2018 | PLANNED | 9 | 1 | 9 | 1.1088e-05 | 1.232e-06
| 2018/19 | 29/11/2018 | PLANNED | 34 | 2 | 17 | 4.1888e-05 | 2.464e-06
| 2018/19 | 29/11/2018 | PLANNED | 11400 | 150 | 76 | 0.014045 | 0.0001848
| 2018/19 | 29/11/2018 | PLANNED | 54 | 2 | 27 | 6.6528e-05 | 2.464e-06
| 2018/19 | 29/11/2018 | PLANNED | 133 | 1 | 133 | 0.00016385 | 1.232e-06
| 2018/19 | 30/11/2018 | PLANNED | 3859 | 25 | 154.36 | 0.0047543 | 3.08e-05
| 2018/19 | 30/11/2018 | PLANNED | 4214 | 29 | 145.3103 | 0.0051916 | 3.5728e-05
| 2018/19 | 30/11/2018 | PLANNED | 66564 | 172 | 387 | 0.082006 | 0.0002119
| 2018/19 | 30/11/2018 | PLANNED | 882 | 2 | 441 | 0.0010866 | 2.464e-06
| 2018/19 | 30/11/2018 | PLANNED | 9510 | 30 | 317 | 0.011716 | 3.696e-05
| 2018/19 | 30/11/2018 | PLANNED | 3591 | 19 | 189 | 0.0044241 | 2.3408e-05
| 2018/19 | 30/11/2018 | PLANNED | 1568 | 14 | 112 | 0.0019318 | 1.7248e-05
| 2018/19 | 30/11/2018 | PLANNED | 8323 | 41 | 203 | 0.010254 | 5.0512e-05
| 2018/19 | 30/11/2018 | PLANNED | 5525 | 23 | 240.2174 | 0.0068068 | 2.8336e-05
| 2018/19 | 30/11/2018 | PLANNED | 634 | 2 | 317 | 0.00078108 | 2.464e-06
| 2018/19 | 30/11/2018 | PLANNED | 26769 | 90 | 297.4333 | 0.032979 | 0.00011088
| 2018/19 | 30/11/2018 | PLANNED | 400 | 2 | 200 | 0.0004928 | 2.464e-06
| 2018/19 | 30/11/2018 | PLANNED | 25830 | 123 | 210 | 0.031822 | 0.00015153
| 2018/19 | 30/11/2018 | PLANNED | 3553 | 11 | 323 | 0.0043773 | 1.3552e-05
| 2018/19 | 30/11/2018 | PLANNED | 663 | 3 | 221 | 0.00081681 | 3.696e-06
| 2018/19 | 30/11/2018 | PLANNED | 9 | 1 | 9 | 1.1088e-05 | 1.232e-06
| 2018/19 | 30/11/2018 | PLANNED | 16936 | 146 | 116 | 0.020865 | 0.00017987
| 2018/19 | 30/11/2018 | PLANNED | 8165 | 36 | 226.8056 | 0.010059 | 4.4352e-05
| 2018/19 | 30/11/2018 | PLANNED | 135 | 1 | 135 | 0.00016632 | 1.232e-06
| 2018/19 | 30/11/2018 | PLANNED | 5486 | 35 | 156.7429 | 0.0067587 | 4.312e-05
| 2018/19 | 30/11/2018 | PLANNED | 2385 | 15 | 159 | 0.0029383 | 1.848e-05
| 2018/19 | 30/11/2018 | PLANNED | 1320 | 12 | 110 | 0.0016262 | 1.4784e-05
| 2018/19 | 30/11/2018 | PLANNED | 1280 | 8 | 160 | 0.0015769 | 9.8559e-06
| 2018/19 | 30/11/2018 | PLANNED | 6 | 1 | 6 | 7.3919e-06 | 1.232e-06
| 2018/19 | 30/11/2018 | PLANNED | 32 | 1 | 32 | 3.9424e-05 | 1.232e-06
| 2018/19 | 30/11/2018 | PLANNED | 19929 | 273 | 73 | 0.024552 | 0.00033633
| 2018/19 | 30/11/2018 | PLANNED | 2535 | 5 | 507 | 0.0031231 | 6.16e-06
| 2018/19 | 1/12/2018 | PLANNED | 4290 | 78 | 55 | 0.0052852 | 9.6095e-05
| 2018/19 | 1/12/2018 | PLANNED | 203 | 1 | 203 | 0.00025009 | 1.232e-06
| 2018/19 | 1/12/2018 | PLANNED | 820 | 2 | 410 | 0.0010102 | 2.464e-06
| 2018/19 | 1/12/2018 | PLANNED | 224 | 1 | 224 | 0.00027597 | 1.232e-06
| 2018/19 | 2/12/2018 | PLANNED | 9855 | 219 | 45 | 0.012141 | 0.00026981
| 2018/19 | 2/12/2018 | PLANNED | 784 | 2 | 392 | 0.00096588 | 2.464e-06
| 2018/19 | 2/12/2018 | PLANNED | 729 | 1 | 729 | 0.00089812 | 1.232e-06
| 2018/19 | 2/12/2018 | PLANNED | 1876 | 11 | 170.5455 | 0.0023112 | 1.3552e-05
| 2018/19 | 2/12/2018 | PLANNED | 6528 | 24 | 272 | 0.0080424 | 2.9568e-05
| 2018/19 | 2/12/2018 | PLANNED | 113 | 1 | 113 | 0.00013922 | 1.232e-06
| 2018/19 | 3/12/2018 | PLANNED | 503 | 1 | 503 | 0.00061969 | 1.232e-06
| 2018/19 | 3/12/2018 | PLANNED | 9338 | 46 | 203 | 0.011504 | 5.6672e-05
| 2018/19 | 3/12/2018 | PLANNED | 130 | 1 | 130 | 0.00016016 | 1.232e-06
| 2018/19 | 3/12/2018 | PLANNED | 17745 | 61 | 290.9016 | 0.021862 | 7.5151e-05
| 2018/19 | 3/12/2018 | PLANNED | 8638 | 40 | 215.95 | 0.010642 | 4.928e-05
| 2018/19 | 3/12/2018 | PLANNED | 9516 | 35 | 271.8857 | 0.011724 | 4.312e-05
| 2018/19 | 3/12/2018 | PLANNED | 21 | 3 | 7 | 2.5872e-05 | 3.696e-06
| 2018/19 | 3/12/2018 | PLANNED | 5390 | 14 | 385 | 0.0066404 | 1.7248e-05
| 2018/19 | 3/12/2018 | PLANNED | 3458 | 13 | 266 | 0.0042602 | 1.6016e-05
| 2018/19 | 3/12/2018 | PLANNED | 10574 | 34 | 311 | 0.013027 | 4.1888e-05
| 2018/19 | 3/12/2018 | PLANNED | 8 | 2 | 4 | 9.8559e-06 | 2.464e-06
| 2018/19 | 3/12/2018 | PLANNED | 4403 | 21 | 209.6667 | 0.0054245 | 2.5872e-05
| 2018/19 | 3/12/2018 | PLANNED | 7506 | 27 | 278 | 0.0092473 | 3.3264e-05
| 2018/19 | 3/12/2018 | PLANNED | 57 | 1 | 57 | 7.0224e-05 | 1.232e-06
| 2018/19 | 3/12/2018 | PLANNED | 80 | 1 | 80 | 9.8559e-05 | 1.232e-06
| 2018/19 | 3/12/2018 | PLANNED | 36 | 4 | 9 | 4.4352e-05 | 4.928e-06
| 2018/19 | 3/12/2018 | PLANNED | 170 | 2 | 85 | 0.00020944 | 2.464e-06
| 2018/19 | 3/12/2018 | PLANNED | 140 | 4 | 35 | 0.00017248 | 4.928e-06
| 2018/19 | 3/12/2018 | PLANNED | 13312 | 64 | 208 | 0.0164 | 7.8847e-05
| 2018/19 | 4/12/2018 | PLANNED | 40832 | 128 | 319 | 0.050305 | 0.00015769
| 2018/19 | 4/12/2018 | PLANNED | 1550 | 62 | 25 | 0.0019096 | 7.6383e-05
| 2018/19 | 4/12/2018 | PLANNED | 22900 | 50 | 458 | 0.028213 | 6.16e-05
| 2018/19 | 4/12/2018 | PLANNED | 3130 | 10 | 313 | 0.0038561 | 1.232e-05
| 2018/19 | 4/12/2018 | PLANNED | 11340 | 63 | 180 | 0.013971 | 7.7615e-05
| 2018/19 | 4/12/2018 | PLANNED | 16735 | 56 | 298.8393 | 0.020617 | 6.8992e-05
| 2018/19 | 4/12/2018 | PLANNED | 3705 | 19 | 195 | 0.0045645 | 2.3408e-05
| 2018/19 | 4/12/2018 | PLANNED | 15162 | 54 | 280.7778 | 0.018679 | 6.6528e-05
| 2018/19 | 4/12/2018 | PLANNED | 13607 | 49 | 277.6939 | 0.016764 | 6.0368e-05
| 2018/19 | 4/12/2018 | PLANNED | 57316 | 178 | 322 | 0.070613 | 0.00021929
| 2018/19 | 4/12/2018 | PLANNED | 1485 | 9 | 165 | 0.0018295 | 1.1088e-05
| 2018/19 | 4/12/2018 | PLANNED | 1194 | 6 | 199 | 0.001471 | 7.3919e-06
| 2018/19 | 4/12/2018 | PLANNED | 27 | 1 | 27 | 3.3264e-05 | 1.232e-06
| 2018/19 | 4/12/2018 | PLANNED | 1305 | 81 | 16.1111 | 0.0016077 | 9.9791e-05
| 2018/19 | 4/12/2018 | PLANNED | 10494 | 53 | 198 | 0.012929 | 6.5296e-05
| 2018/19 | 4/12/2018 | PLANNED | 143 | 1 | 143 | 0.00017617 | 1.232e-06
| 2018/19 | 4/12/2018 | PLANNED | 388 | 2 | 194 | 0.00047801 | 2.464e-06
| 2018/19 | 4/12/2018 | PLANNED | 156 | 1 | 156 | 0.00019219 | 1.232e-06
| 2018/19 | 4/12/2018 | PLANNED | 136 | 4 | 34 | 0.00016755 | 4.928e-06
| 2018/19 | 4/12/2018 | PLANNED | 261 | 3 | 87 | 0.00032155 | 3.696e-06
| 2018/19 | 4/12/2018 | PLANNED | 47230 | 257 | 183.7743 | 0.058187 | 0.00031662
| 2018/19 | 4/12/2018 | PLANNED | 3842 | 34 | 113 | 0.0047333 | 4.1888e-05
| 2018/19 | 4/12/2018 | PLANNED | 105 | 3 | 35 | 0.00012936 | 3.696e-06
| 2018/19 | 4/12/2018 | PLANNED | 9 | 1 | 9 | 1.1088e-05 | 1.232e-06
| 2018/19 | 4/12/2018 | PLANNED | 138 | 2 | 69 | 0.00017001 | 2.464e-06
| 2018/19 | 4/12/2018 | PLANNED | 20 | 1 | 20 | 2.464e-05 | 1.232e-06
| 2018/19 | 4/12/2018 | PLANNED | 67 | 1 | 67 | 8.2543e-05 | 1.232e-06
| 2018/19 | 4/12/2018 | PLANNED | 7 | 1 | 7 | 8.6239e-06 | 1.232e-06
| 2018/19 | 4/12/2018 | PLANNED | 10 | 1 | 10 | 1.232e-05 | 1.232e-06
| 2018/19 | 4/12/2018 | PLANNED | 4200 | 56 | 75 | 0.0051744 | 6.8992e-05
| 2018/19 | 5/12/2018 | PLANNED | 230 | 23 | 10 | 0.00028336 | 2.8336e-05
| 2018/19 | 5/12/2018 | PLANNED | 10788 | 62 | 174 | 0.013291 | 7.6383e-05
| 2018/19 | 5/12/2018 | PLANNED | 1560 | 12 | 130 | 0.0019219 | 1.4784e-05
| 2018/19 | 5/12/2018 | PLANNED | 4541 | 19 | 239 | 0.0055945 | 2.3408e-05
| 2018/19 | 5/12/2018 | PLANNED | 23970 | 141 | 170 | 0.029531 | 0.00017371
| 2018/19 | 5/12/2018 | PLANNED | 74 | 1 | 74 | 9.1167e-05 | 1.232e-06
| 2018/19 | 5/12/2018 | PLANNED | 1232 | 11 | 112 | 0.0015178 | 1.3552e-05
| 2018/19 | 5/12/2018 | PLANNED | 7254 | 31 | 234 | 0.0089369 | 3.8192e-05
| 2018/19 | 5/12/2018 | PLANNED | 280 | 4 | 70 | 0.00034496 | 4.928e-06
| 2018/19 | 5/12/2018 | PLANNED | 74214 | 279 | 266 | 0.091431 | 0.00034373
| 2018/19 | 5/12/2018 | PLANNED | 960 | 8 | 120 | 0.0011827 | 9.8559e-06
| 2018/19 | 5/12/2018 | PLANNED | 1315 | 7 | 187.8571 | 0.0016201 | 8.6239e-06
| 2018/19 | 5/12/2018 | PLANNED | 7728 | 23 | 336 | 0.0095208 | 2.8336e-05
| 2018/19 | 5/12/2018 | PLANNED | 2464 | 16 | 154 | 0.0030356 | 1.9712e-05
| 2018/19 | 5/12/2018 | PLANNED | 147 | 3 | 49 | 0.0001811 | 3.696e-06
| 2018/19 | 5/12/2018 | PLANNED | 4025 | 23 | 175 | 0.0049588 | 2.8336e-05
| 2018/19 | 5/12/2018 | PLANNED | 6688 | 44 | 152 | 0.0082396 | 5.4208e-05
| 2018/19 | 5/12/2018 | PLANNED | 103255 | 193 | 535 | 0.12721 | 0.00023777
| 2018/19 | 5/12/2018 | PLANNED | 14514 | 59 | 246 | 0.017881 | 7.2687e-05
| 2018/19 | 5/12/2018 | PLANNED | 13414 | 38 | 353 | 0.016526 | 4.6816e-05
| 2018/19 | 5/12/2018 | PLANNED | 5915 | 19 | 311.3158 | 0.0072872 | 2.3408e-05
| 2018/19 | 5/12/2018 | PLANNED | 19 | 1 | 19 | 2.3408e-05 | 1.232e-06
| 2018/19 | 5/12/2018 | PLANNED | 46 | 1 | 46 | 5.6672e-05 | 1.232e-06
| 2018/19 | 5/12/2018 | PLANNED | 6 | 1 | 6 | 7.3919e-06 | 1.232e-06
| 2018/19 | 5/12/2018 | PLANNED | 3 | 1 | 3 | 3.696e-06 | 1.232e-06
| 2018/19 | 5/12/2018 | PLANNED | 3522 | 36 | 97.8333 | 0.0043391 | 4.4352e-05
| 2018/19 | 5/12/2018 | PLANNED | 2 | 2 | 1 | 2.464e-06 | 2.464e-06
| 2018/19 | 5/12/2018 | PLANNED | 504 | 18 | 28 | 0.00062092 | 2.2176e-05
| 2018/19 | 5/12/2018 | PLANNED | 16 | 1 | 16 | 1.9712e-05 | 1.232e-06
| 2018/19 | 5/12/2018 | PLANNED | 15070 | 137 | 110 | 0.018566 | 0.00016878
| 2018/19 | 5/12/2018 | PLANNED | 16 | 2 | 8 | 1.9712e-05 | 2.464e-06
| 2018/19 | 6/12/2018 | PLANNED | 5 | 1 | 5 | 6.16e-06 | 1.232e-06
| 2018/19 | 6/12/2018 | PLANNED | 8468 | 29 | 292 | 0.010433 | 3.5728e-05
| 2018/19 | 6/12/2018 | PLANNED | 192 | 1 | 192 | 0.00023654 | 1.232e-06
| 2018/19 | 6/12/2018 | PLANNED | 85 | 1 | 85 | 0.00010472 | 1.232e-06
| 2018/19 | 6/12/2018 | PLANNED | 558 | 1 | 558 | 0.00068745 | 1.232e-06
| 2018/19 | 6/12/2018 | PLANNED | 24395 | 119 | 205 | 0.030054 | 0.00014661
| 2018/19 | 6/12/2018 | PLANNED | 3128 | 22 | 142.1818 | 0.0038537 | 2.7104e-05
| 2018/19 | 6/12/2018 | PLANNED | 17 | 1 | 17 | 2.0944e-05 | 1.232e-06
| 2018/19 | 6/12/2018 | PLANNED | 15050 | 86 | 175 | 0.018541 | 0.00010595
| 2018/19 | 6/12/2018 | PLANNED | 51296 | 224 | 229 | 0.063196 | 0.00027597
| 2018/19 | 6/12/2018 | PLANNED | 24486 | 109 | 224.6422 | 0.030167 | 0.00013429
| 2018/19 | 6/12/2018 | PLANNED | 2356 | 19 | 124 | 0.0029026 | 2.3408e-05
| 2018/19 | 6/12/2018 | PLANNED | 8320 | 40 | 208 | 0.01025 | 4.928e-05
| 2018/19 | 6/12/2018 | PLANNED | 1649 | 17 | 97 | 0.0020316 | 2.0944e-05
| 2018/19 | 6/12/2018 | PLANNED | 175 | 1 | 175 | 0.0002156 | 1.232e-06
| 2018/19 | 6/12/2018 | PLANNED | 34782 | 93 | 374 | 0.042851 | 0.00011458
| 2018/19 | 6/12/2018 | PLANNED | 69 | 1 | 69 | 8.5007e-05 | 1.232e-06
| 2018/19 | 6/12/2018 | PLANNED | 18987 | 63 | 301.381 | 0.023392 | 7.7615e-05
| 2018/19 | 6/12/2018 | PLANNED | 6270 | 34 | 184.4118 | 0.0077246 | 4.1888e-05
| 2018/19 | 6/12/2018 | PLANNED | 1501 | 19 | 79 | 0.0018492 | 2.3408e-05
| 2018/19 | 6/12/2018 | PLANNED | 3626 | 22 | 164.8182 | 0.0044672 | 2.7104e-05
| 2018/19 | 6/12/2018 | PLANNED | 338 | 1 | 338 | 0.00041641 | 1.232e-06
| 2018/19 | 6/12/2018 | PLANNED | 60 | 6 | 10 | 7.3919e-05 | 7.3919e-06
| 2018/19 | 6/12/2018 | PLANNED | 260 | 1 | 260 | 0.00032032 | 1.232e-06
| 2018/19 | 6/12/2018 | PLANNED | 41 | 1 | 41 | 5.0512e-05 | 1.232e-06
| 2018/19 | 6/12/2018 | PLANNED | 933 | 3 | 311 | 0.0011494 | 3.696e-06
| 2018/19 | 6/12/2018 | PLANNED | 12 | 4 | 3 | 1.4784e-05 | 4.928e-06
| 2018/19 | 6/12/2018 | PLANNED | 567 | 1 | 567 | 0.00069854 | 1.232e-06
| 2018/19 | 6/12/2018 | PLANNED | 12 | 1 | 12 | 1.4784e-05 | 1.232e-06
| 2018/19 | 6/12/2018 | PLANNED | 124 | 62 | 2 | 0.00015277 | 7.6383e-05
| 2018/19 | 7/12/2018 | PLANNED | 1460 | 5 | 292 | 0.0017987 | 6.16e-06
| 2018/19 | 7/12/2018 | PLANNED | 5472 | 48 | 114 | 0.0067415 | 5.9136e-05
| 2018/19 | 7/12/2018 | PLANNED | 7571 | 209 | 36.2249 | 0.0093274 | 0.00025749
| 2018/19 | 7/12/2018 | PLANNED | 75 | 1 | 75 | 9.2399e-05 | 1.232e-06
| 2018/19 | 7/12/2018 | PLANNED | 240 | 3 | 80 | 0.00029568 | 3.696e-06
| 2018/19 | 7/12/2018 | PLANNED | 4614 | 22 | 209.7273 | 0.0056844 | 2.7104e-05
| 2018/19 | 7/12/2018 | PLANNED | 25370 | 118 | 215 | 0.031256 | 0.00014537
| 2018/19 | 7/12/2018 | PLANNED | 44473 | 311 | 143 | 0.05479 | 0.00038315
| 2018/19 | 7/12/2018 | PLANNED | 1442 | 103 | 14 | 0.0017765 | 0.0001269
| 2018/19 | 7/12/2018 | PLANNED | 132 | 3 | 44 | 0.00016262 | 3.696e-06
| 2018/19 | 8/12/2018 | PLANNED | 17952 | 136 | 132 | 0.022117 | 0.00016755
| 2018/19 | 8/12/2018 | PLANNED | 610 | 2 | 305 | 0.00075151 | 2.464e-06
| 2018/19 | 8/12/2018 | PLANNED | 360 | 3 | 120 | 0.00044352 | 3.696e-06
| 2018/19 | 8/12/2018 | PLANNED | 9316 | 28 | 332.7143 | 0.011477 | 3.4496e-05
| 2018/19 | 8/12/2018 | PLANNED | 2850 | 25 | 114 | 0.0035112 | 3.08e-05
| 2018/19 | 9/12/2018 | PLANNED | 279 | 1 | 279 | 0.00034373 | 1.232e-06
| 2018/19 | 9/12/2018 | PLANNED | 828 | 2 | 414 | 0.0010201 | 2.464e-06
| 2018/19 | 9/12/2018 | PLANNED | 54189 | 223 | 243 | 0.06676 | 0.00027473
| 2018/19 | 9/12/2018 | PLANNED | 3195 | 9 | 355 | 0.0039362 | 1.1088e-05
| 2018/19 | 9/12/2018 | PLANNED | 35910 | 90 | 399 | 0.044241 | 0.00011088
| 2018/19 | 9/12/2018 | PLANNED | 622 | 2 | 311 | 0.0007663 | 2.464e-06
| 2018/19 | 9/12/2018 | PLANNED | 69420 | 178 | 390 | 0.085525 | 0.00021929
| 2018/19 | 9/12/2018 | PLANNED | 7790 | 19 | 410 | 0.0095972 | 2.3408e-05
| 2018/19 | 9/12/2018 | PLANNED | 2250 | 15 | 150 | 0.002772 | 1.848e-05
| 2018/19 | 10/12/2018 | PLANNED | 6072 | 30 | 202.4 | 0.0074807 | 3.696e-05
| 2018/19 | 10/12/2018 | PLANNED | 8399 | 37 | 227 | 0.010347 | 4.5584e-05
| 2018/19 | 10/12/2018 | PLANNED | 15420 | 60 | 257 | 0.018997 | 7.3919e-05
| 2018/19 | 10/12/2018 | PLANNED | 6528 | 96 | 68 | 0.0080424 | 0.00011827
| 2018/19 | 10/12/2018 | PLANNED | 2295 | 15 | 153 | 0.0028274 | 1.848e-05
| 2018/19 | 10/12/2018 | PLANNED | 3740 | 22 | 170 | 0.0046076 | 2.7104e-05
| 2018/19 | 10/12/2018 | PLANNED | 3363 | 19 | 177 | 0.0041432 | 2.3408e-05
| 2018/19 | 10/12/2018 | PLANNED | 538 | 2 | 269 | 0.00066281 | 2.464e-06
| 2018/19 | 10/12/2018 | PLANNED | 24920 | 140 | 178 | 0.030701 | 0.00017248
| 2018/19 | 10/12/2018 | PLANNED | 5 | 1 | 5 | 6.16e-06 | 1.232e-06
| 2018/19 | 10/12/2018 | PLANNED | 8 | 2 | 4 | 9.8559e-06 | 2.464e-06
| 2018/19 | 11/12/2018 | PLANNED | 868 | 14 | 62 | 0.0010694 | 1.7248e-05
| 2018/19 | 11/12/2018 | PLANNED | 27612 | 59 | 468 | 0.034018 | 7.2687e-05
| 2018/19 | 11/12/2018 | PLANNED | 110 | 10 | 11 | 0.00013552 | 1.232e-05
| 2018/19 | 11/12/2018 | PLANNED | 26025 | 57 | 456.5789 | 0.032063 | 7.0224e-05
| 2018/19 | 11/12/2018 | PLANNED | 3281 | 17 | 193 | 0.0040422 | 2.0944e-05
| 2018/19 | 11/12/2018 | PLANNED | 28230 | 78 | 361.9231 | 0.034779 | 9.6095e-05
| 2018/19 | 11/12/2018 | PLANNED | 23 | 1 | 23 | 2.8336e-05 | 1.232e-06
| 2018/19 | 11/12/2018 | PLANNED | 354762 | 1324 | 267.9471 | 0.43706 | 0.0016312
| 2018/19 | 11/12/2018 | PLANNED | 4295 | 22 | 195.2273 | 0.0052914 | 2.7104e-05
| 2018/19 | 11/12/2018 | PLANNED | 7140 | 28 | 255 | 0.0087964 | 3.4496e-05
| 2018/19 | 11/12/2018 | PLANNED | 98 | 2 | 49 | 0.00012074 | 2.464e-06
| 2018/19 | 11/12/2018 | PLANNED | 544 | 68 | 8 | 0.0006702 | 8.3775e-05
| 2018/19 | 11/12/2018 | PLANNED | 40404 | 84 | 481 | 0.049777 | 0.00010349
| 2018/19 | 11/12/2018 | PLANNED | 1120 | 4 | 280 | 0.0013798 | 4.928e-06
| 2018/19 | 11/12/2018 | PLANNED | 7168 | 32 | 224 | 0.0088309 | 3.9424e-05
| 2018/19 | 11/12/2018 | PLANNED | 6060 | 35 | 173.1429 | 0.0074659 | 4.312e-05
| 2018/19 | 11/12/2018 | PLANNED | 255 | 51 | 5 | 0.00031416 | 6.2832e-05
| 2018/19 | 11/12/2018 | PLANNED | 127 | 4 | 31.75 | 0.00015646 | 4.928e-06
| 2018/19 | 11/12/2018 | PLANNED | 8716 | 32 | 272.375 | 0.010738 | 3.9424e-05
| 2018/19 | 11/12/2018 | PLANNED | 32526 | 139 | 234 | 0.040072 | 0.00017125
| 2018/19 | 11/12/2018 | PLANNED | 200 | 20 | 10 | 0.0002464 | 2.464e-05
| 2018/19 | 11/12/2018 | PLANNED | 140 | 4 | 35 | 0.00017248 | 4.928e-06
| 2018/19 | 11/12/2018 | PLANNED | 55 | 1 | 55 | 6.776e-05 | 1.232e-06
| 2018/19 | 11/12/2018 | PLANNED | 702 | 117 | 6 | 0.00086486 | 0.00014414
| 2018/19 | 11/12/2018 | PLANNED | 44 | 1 | 44 | 5.4208e-05 | 1.232e-06
| 2018/19 | 11/12/2018 | PLANNED | 696 | 58 | 12 | 0.00085747 | 7.1455e-05
| 2018/19 | 11/12/2018 | PLANNED | 8 | 4 | 2 | 9.8559e-06 | 4.928e-06
| 2018/19 | 11/12/2018 | PLANNED | 26 | 2 | 13 | 3.2032e-05 | 2.464e-06
| 2018/19 | 11/12/2018 | PLANNED | 30 | 3 | 10 | 3.696e-05 | 3.696e-06
| 2018/19 | 12/12/2018 | PLANNED | 279 | 1 | 279 | 0.00034373 | 1.232e-06
| 2018/19 | 12/12/2018 | PLANNED | 522 | 2 | 261 | 0.0006431 | 2.464e-06
| 2018/19 | 12/12/2018 | PLANNED | 1012 | 3 | 337.3333 | 0.0012468 | 3.696e-06
| 2018/19 | 12/12/2018 | PLANNED | 5809 | 17 | 341.7059 | 0.0071566 | 2.0944e-05
| 2018/19 | 12/12/2018 | PLANNED | 50 | 1 | 50 | 6.16e-05 | 1.232e-06
| 2018/19 | 12/12/2018 | PLANNED | 78 | 3 | 26 | 9.6095e-05 | 3.696e-06
| 2018/19 | 12/12/2018 | PLANNED | 3713 | 19 | 195.4211 | 0.0045744 | 2.3408e-05
| 2018/19 | 12/12/2018 | PLANNED | 3675 | 25 | 147 | 0.0045276 | 3.08e-05
| 2018/19 | 12/12/2018 | PLANNED | 1917 | 211 | 9.0853 | 0.0023617 | 0.00025995
| 2018/19 | 12/12/2018 | PLANNED | 1032 | 3 | 344 | 0.0012714 | 3.696e-06
| 2018/19 | 12/12/2018 | PLANNED | 1926 | 8 | 240.75 | 0.0023728 | 9.8559e-06
| 2018/19 | 12/12/2018 | PLANNED | 2522 | 26 | 97 | 0.0031071 | 3.2032e-05
| 2018/19 | 12/12/2018 | PLANNED | 88 | 1 | 88 | 0.00010842 | 1.232e-06
| 2018/19 | 12/12/2018 | PLANNED | 564 | 47 | 12 | 0.00069484 | 5.7904e-05
| 2018/19 | 12/12/2018 | PLANNED | 70 | 2 | 35 | 8.6239e-05 | 2.464e-06
| 2018/19 | 12/12/2018 | PLANNED | 10850 | 35 | 310 | 0.013367 | 4.312e-05
| 2018/19 | 12/12/2018 | PLANNED | 15210 | 78 | 195 | 0.018739 | 9.6095e-05
| 2018/19 | 12/12/2018 | PLANNED | 1297 | 7 | 185.2857 | 0.0015979 | 8.6239e-06
| 2018/19 | 12/12/2018 | PLANNED | 28 | 4 | 7 | 3.4496e-05 | 4.928e-06
| 2018/19 | 12/12/2018 | PLANNED | 1174 | 6 | 195.6667 | 0.0014464 | 7.3919e-06
| 2018/19 | 12/12/2018 | PLANNED | 6728 | 29 | 232 | 0.0082888 | 3.5728e-05
| 2018/19 | 12/12/2018 | PLANNED | 858 | 6 | 143 | 0.001057 | 7.3919e-06
| 2018/19 | 12/12/2018 | PLANNED | 215 | 1 | 215 | 0.00026488 | 1.232e-06
| 2018/19 | 12/12/2018 | PLANNED | 116 | 2 | 58 | 0.00014291 | 2.464e-06
| 2018/19 | 12/12/2018 | PLANNED | 4746 | 24 | 197.75 | 0.005847 | 2.9568e-05
| 2018/19 | 12/12/2018 | PLANNED | 50 | 1 | 50 | 6.16e-05 | 1.232e-06
| 2018/19 | 12/12/2018 | PLANNED | 24080 | 80 | 301 | 0.029666 | 9.8559e-05
| 2018/19 | 12/12/2018 | PLANNED | 252130 | 768 | 328.2943 | 0.31062 | 0.00094617
| 2018/19 | 12/12/2018 | PLANNED | 62 | 2 | 31 | 7.6383e-05 | 2.464e-06
| 2018/19 | 12/12/2018 | PLANNED | 512 | 21 | 24.381 | 0.00063078 | 2.5872e-05
| 2018/19 | 12/12/2018 | PLANNED | 28 | 1 | 28 | 3.4496e-05 | 1.232e-06
| 2018/19 | 12/12/2018 | PLANNED | 31 | 3 | 10.3333 | 3.8192e-05 | 3.696e-06
| 2018/19 | 12/12/2018 | PLANNED | 1539 | 57 | 27 | 0.001896 | 7.0224e-05
| 2018/19 | 12/12/2018 | PLANNED | 32 | 1 | 32 | 3.9424e-05 | 1.232e-06
| 2018/19 | 12/12/2018 | PLANNED | 30 | 1 | 30 | 3.696e-05 | 1.232e-06
| 2018/19 | 12/12/2018 | PLANNED | 600 | 10 | 60 | 0.00073919 | 1.232e-05
| 2018/19 | 12/12/2018 | PLANNED | 6 | 1 | 6 | 7.3919e-06 | 1.232e-06
| 2018/19 | 12/12/2018 | PLANNED | 170 | 2 | 85 | 0.00020944 | 2.464e-06
| 2018/19 | 12/12/2018 | PLANNED | 165 | 3 | 55 | 0.00020328 | 3.696e-06
| 2018/19 | 12/12/2018 | PLANNED | 24 | 1 | 24 | 2.9568e-05 | 1.232e-06
| 2018/19 | 12/12/2018 | PLANNED | 12 | 1 | 12 | 1.4784e-05 | 1.232e-06
| 2018/19 | 13/12/2018 | PLANNED | 659693 | 1940 | 340.0479 | 0.81274 | 0.0023901
| 2018/19 | 13/12/2018 | PLANNED | 10 | 1 | 10 | 1.232e-05 | 1.232e-06
| 2018/19 | 13/12/2018 | PLANNED | 150 | 1 | 150 | 0.0001848 | 1.232e-06
| 2018/19 | 13/12/2018 | PLANNED | 75 | 1 | 75 | 9.2399e-05 | 1.232e-06
| 2018/19 | 13/12/2018 | PLANNED | 28 | 1 | 28 | 3.4496e-05 | 1.232e-06
| 2018/19 | 13/12/2018 | PLANNED | 276 | 2 | 138 | 0.00034003 | 2.464e-06
| 2018/19 | 13/12/2018 | PLANNED | 6952 | 22 | 316 | 0.0085648 | 2.7104e-05
| 2018/19 | 13/12/2018 | PLANNED | 11564 | 118 | 98 | 0.014247 | 0.00014537
| 2018/19 | 13/12/2018 | PLANNED | 7770 | 35 | 222 | 0.0095726 | 4.312e-05
| 2018/19 | 13/12/2018 | PLANNED | 4896 | 40 | 122.4 | 0.0060318 | 4.928e-05
| 2018/19 | 13/12/2018 | PLANNED | 55 | 1 | 55 | 6.776e-05 | 1.232e-06
| 2018/19 | 13/12/2018 | PLANNED | 724 | 4 | 181 | 0.00089196 | 4.928e-06
| 2018/19 | 13/12/2018 | PLANNED | 8 | 1 | 8 | 9.8559e-06 | 1.232e-06
| 2018/19 | 13/12/2018 | PLANNED | 38850 | 367 | 105.8583 | 0.047863 | 0.00045214
| 2018/19 | 13/12/2018 | PLANNED | 1760 | 88 | 20 | 0.0021683 | 0.00010842
| 2018/19 | 13/12/2018 | PLANNED | 345 | 3 | 115 | 0.00042504 | 3.696e-06
| 2018/19 | 13/12/2018 | PLANNED | 66 | 2 | 33 | 8.1311e-05 | 2.464e-06
| 2018/19 | 13/12/2018 | PLANNED | 2148 | 6 | 358 | 0.0026463 | 7.3919e-06
| 2018/19 | 14/12/2018 | PLANNED | 2611 | 7 | 373 | 0.0032167 | 8.6239e-06
| 2018/19 | 14/12/2018 | PLANNED | 6000 | 30 | 200 | 0.0073919 | 3.696e-05
| 2018/19 | 14/12/2018 | PLANNED | 934 | 5 | 186.8 | 0.0011507 | 6.16e-06
| 2018/19 | 14/12/2018 | PLANNED | 15 | 1 | 15 | 1.848e-05 | 1.232e-06
| 2018/19 | 14/12/2018 | PLANNED | 40 | 1 | 40 | 4.928e-05 | 1.232e-06
| 2018/19 | 14/12/2018 | PLANNED | 29325 | 255 | 115 | 0.036128 | 0.00031416
| 2018/19 | 14/12/2018 | PLANNED | 1655 | 7 | 236.4286 | 0.0020389 | 8.6239e-06
| 2018/19 | 14/12/2018 | PLANNED | 73968 | 201 | 368 | 0.091128 | 0.00024763
| 2018/19 | 14/12/2018 | PLANNED | 18367 | 114 | 161.114 | 0.022628 | 0.00014045
| 2018/19 | 14/12/2018 | PLANNED | 1612 | 13 | 124 | 0.001986 | 1.6016e-05
| 2018/19 | 14/12/2018 | PLANNED | 3325 | 19 | 175 | 0.0040964 | 2.3408e-05
| 2018/19 | 14/12/2018 | PLANNED | 174 | 1 | 174 | 0.00021437 | 1.232e-06
| 2018/19 | 14/12/2018 | PLANNED | 490 | 2 | 245 | 0.00060368 | 2.464e-06
| 2018/19 | 14/12/2018 | PLANNED | 1655 | 331 | 5 | 0.0020389 | 0.00040779
| 2018/19 | 14/12/2018 | PLANNED | 875 | 10 | 87.5 | 0.001078 | 1.232e-05
| 2018/19 | 14/12/2018 | PLANNED | 1024 | 16 | 64 | 0.0012616 | 1.9712e-05
| 2018/19 | 14/12/2018 | PLANNED | 320 | 4 | 80 | 0.00039424 | 4.928e-06
| 2018/19 | 14/12/2018 | PLANNED | 35 | 5 | 7 | 4.312e-05 | 6.16e-06
| 2018/19 | 14/12/2018 | PLANNED | 140 | 4 | 35 | 0.00017248 | 4.928e-06
| 2018/19 | 15/12/2018 | PLANNED | 5970 | 34 | 175.5882 | 0.007355 | 4.1888e-05
| 2018/19 | 15/12/2018 | PLANNED | 460 | 1 | 460 | 0.00056672 | 1.232e-06
| 2018/19 | 15/12/2018 | PLANNED | 39957 | 127 | 314.622 | 0.049227 | 0.00015646
| 2018/19 | 15/12/2018 | PLANNED | 9765 | 31 | 315 | 0.01203 | 3.8192e-05
| 2018/19 | 15/12/2018 | PLANNED | 3625 | 2 | 1812.5 | 0.004466 | 2.464e-06
| 2018/19 | 16/12/2018 | PLANNED | 1190 | 7 | 170 | 0.0014661 | 8.6239e-06
| 2018/19 | 16/12/2018 | PLANNED | 6615 | 27 | 245 | 0.0081496 | 3.3264e-05
| 2018/19 | 16/12/2018 | PLANNED | 2800 | 7 | 400 | 0.0034496 | 8.6239e-06
| 2018/19 | 16/12/2018 | PLANNED | 3523 | 15 | 234.8667 | 0.0043403 | 1.848e-05
| 2018/19 | 16/12/2018 | PLANNED | 150 | 5 | 30 | 0.0001848 | 6.16e-06
| 2018/19 | 17/12/2018 | PLANNED | 175 | 7 | 25 | 0.0002156 | 8.6239e-06
| 2018/19 | 17/12/2018 | PLANNED | 4809 | 1 | 4809 | 0.0059246 | 1.232e-06
| 2018/19 | 17/12/2018 | PLANNED | 417 | 3 | 139 | 0.00051374 | 3.696e-06
| 2018/19 | 17/12/2018 | PLANNED | 2945 | 19 | 155 | 0.0036282 | 2.3408e-05
| 2018/19 | 17/12/2018 | PLANNED | 25 | 1 | 25 | 3.08e-05 | 1.232e-06
| 2018/19 | 17/12/2018 | PLANNED | 588 | 7 | 84 | 0.00072441 | 8.6239e-06
| 2018/19 | 17/12/2018 | PLANNED | 12827 | 127 | 101 | 0.015803 | 0.00015646
| 2018/19 | 17/12/2018 | PLANNED | 12674 | 42 | 301.7619 | 0.015614 | 5.1744e-05
| 2018/19 | 17/12/2018 | PLANNED | 15136 | 44 | 344 | 0.018647 | 5.4208e-05
| 2018/19 | 17/12/2018 | PLANNED | 70 | 2 | 35 | 8.6239e-05 | 2.464e-06
| 2018/19 | 17/12/2018 | PLANNED | 1989 | 9 | 221 | 0.0024504 | 1.1088e-05
| 2018/19 | 17/12/2018 | PLANNED | 5180 | 35 | 148 | 0.0063817 | 4.312e-05
| 2018/19 | 17/12/2018 | PLANNED | 2126 | 15 | 141.7333 | 0.0026192 | 1.848e-05
| 2018/19 | 17/12/2018 | PLANNED | 70 | 2 | 35 | 8.6239e-05 | 2.464e-06
| 2018/19 | 17/12/2018 | PLANNED | 420 | 3 | 140 | 0.00051744 | 3.696e-06
| 2018/19 | 17/12/2018 | PLANNED | 5491 | 19 | 289 | 0.0067649 | 2.3408e-05
| 2018/19 | 17/12/2018 | PLANNED | 828 | 6 | 138 | 0.0010201 | 7.3919e-06
| 2018/19 | 17/12/2018 | PLANNED | 25 | 1 | 25 | 3.08e-05 | 1.232e-06
| 2018/19 | 17/12/2018 | PLANNED | 360 | 8 | 45 | 0.00044352 | 9.8559e-06
| 2018/19 | 17/12/2018 | PLANNED | 2700 | 10 | 270 | 0.0033264 | 1.232e-05
| 2018/19 | 17/12/2018 | PLANNED | 3290 | 14 | 235 | 0.0040533 | 1.7248e-05
| 2018/19 | 17/12/2018 | PLANNED | 150 | 2 | 75 | 0.0001848 | 2.464e-06
| 2018/19 | 17/12/2018 | PLANNED | 57 | 3 | 19 | 7.0224e-05 | 3.696e-06
| 2018/19 | 17/12/2018 | PLANNED | 2816 | 22 | 128 | 0.0034693 | 2.7104e-05
| 2018/19 | 17/12/2018 | PLANNED | 27 | 1 | 27 | 3.3264e-05 | 1.232e-06
| 2018/19 | 17/12/2018 | PLANNED | 5412 | 44 | 123 | 0.0066675 | 5.4208e-05
| 2018/19 | 17/12/2018 | PLANNED | 180 | 4 | 45 | 0.00022176 | 4.928e-06
| 2018/19 | 17/12/2018 | PLANNED | 300 | 15 | 20 | 0.0003696 | 1.848e-05
| 2018/19 | 17/12/2018 | PLANNED | 45 | 1 | 45 | 5.544e-05 | 1.232e-06
| 2018/19 | 17/12/2018 | PLANNED | 399 | 3 | 133 | 0.00049156 | 3.696e-06
| 2018/19 | 18/12/2018 | PLANNED | 350 | 35 | 10 | 0.0004312 | 4.312e-05
| 2018/19 | 18/12/2018 | PLANNED | 1925 | 215 | 8.9535 | 0.0023716 | 0.00026488
| 2018/19 | 18/12/2018 | PLANNED | 3300 | 12 | 275 | 0.0040656 | 1.4784e-05
| 2018/19 | 18/12/2018 | PLANNED | 120 | 2 | 60 | 0.00014784 | 2.464e-06
| 2018/19 | 18/12/2018 | PLANNED | 3350 | 10 | 335 | 0.0041272 | 1.232e-05
| 2018/19 | 18/12/2018 | PLANNED | 78 | 2 | 39 | 9.6095e-05 | 2.464e-06
| 2018/19 | 18/12/2018 | PLANNED | 280 | 7 | 40 | 0.00034496 | 8.6239e-06
| 2018/19 | 18/12/2018 | PLANNED | 308 | 2 | 154 | 0.00037945 | 2.464e-06
| 2018/19 | 18/12/2018 | PLANNED | 34560 | 120 | 288 | 0.042578 | 0.00014784
| 2018/19 | 18/12/2018 | PLANNED | 3480 | 20 | 174 | 0.0042873 | 2.464e-05
| 2018/19 | 18/12/2018 | PLANNED | 7908 | 28 | 282.4286 | 0.0097426 | 3.4496e-05
| 2018/19 | 18/12/2018 | PLANNED | 19481 | 77 | 253 | 0.024 | 9.4863e-05
| 2018/19 | 18/12/2018 | PLANNED | 37230 | 102 | 365 | 0.045867 | 0.00012566
| 2018/19 | 18/12/2018 | PLANNED | 768 | 2 | 384 | 0.00094617 | 2.464e-06
| 2018/19 | 18/12/2018 | PLANNED | 16480 | 103 | 160 | 0.020303 | 0.0001269
| 2018/19 | 18/12/2018 | PLANNED | 908 | 40 | 22.7 | 0.0011186 | 4.928e-05
| 2018/19 | 18/12/2018 | PLANNED | 4356 | 33 | 132 | 0.0053666 | 4.0656e-05
| 2018/19 | 18/12/2018 | PLANNED | 6619 | 20 | 330.95 | 0.0081546 | 2.464e-05
| 2018/19 | 18/12/2018 | PLANNED | 43980 | 224 | 196.3393 | 0.054183 | 0.00027597
| 2018/19 | 18/12/2018 | PLANNED | 8050 | 50 | 161 | 0.0099175 | 6.16e-05
| 2018/19 | 18/12/2018 | PLANNED | 624 | 12 | 52 | 0.00076876 | 1.4784e-05
| 2018/19 | 18/12/2018 | PLANNED | 3365 | 12 | 280.4167 | 0.0041457 | 1.4784e-05
| 2018/19 | 18/12/2018 | PLANNED | 1974 | 13 | 151.8462 | 0.002432 | 1.6016e-05
| 2018/19 | 18/12/2018 | PLANNED | 1612 | 26 | 62 | 0.001986 | 3.2032e-05
| 2018/19 | 18/12/2018 | PLANNED | 1859 | 13 | 143 | 0.0022903 | 1.6016e-05
| 2018/19 | 18/12/2018 | PLANNED | 720 | 16 | 45 | 0.00088703 | 1.9712e-05
| 2018/19 | 18/12/2018 | PLANNED | 23435 | 109 | 215 | 0.028872 | 0.00013429
| 2018/19 | 18/12/2018 | PLANNED | 18 | 2 | 9 | 2.2176e-05 | 2.464e-06
| 2018/19 | 18/12/2018 | PLANNED | 6 | 1 | 6 | 7.3919e-06 | 1.232e-06
| 2018/19 | 18/12/2018 | PLANNED | 60 | 2 | 30 | 7.3919e-05 | 2.464e-06
| 2018/19 | 18/12/2018 | PLANNED | 230 | 2 | 115 | 0.00028336 | 2.464e-06
| 2018/19 | 18/12/2018 | PLANNED | 40 | 1 | 40 | 4.928e-05 | 1.232e-06
| 2018/19 | 18/12/2018 | PLANNED | 42 | 2 | 21 | 5.1744e-05 | 2.464e-06
| 2018/19 | 18/12/2018 | PLANNED | 80 | 4 | 20 | 9.8559e-05 | 4.928e-06
| 2018/19 | 18/12/2018 | PLANNED | 16714 | 122 | 137 | 0.020592 | 0.0001503
| 2018/19 | 18/12/2018 | PLANNED | 390 | 39 | 10 | 0.00048048 | 4.8048e-05
| 2018/19 | 18/12/2018 | PLANNED | 93 | 31 | 3 | 0.00011458 | 3.8192e-05
| 2018/19 | 19/12/2018 | PLANNED | 2819 | 215 | 13.1116 | 0.003473 | 0.00026488
| 2018/19 | 19/12/2018 | PLANNED | 50 | 5 | 10 | 6.16e-05 | 6.16e-06
| 2018/19 | 19/12/2018 | PLANNED | 6600 | 22 | 300 | 0.0081311 | 2.7104e-05
| 2018/19 | 19/12/2018 | PLANNED | 6324 | 18 | 351.3333 | 0.0077911 | 2.2176e-05
| 2018/19 | 19/12/2018 | PLANNED | 400 | 16 | 25 | 0.0004928 | 1.9712e-05
| 2018/19 | 19/12/2018 | PLANNED | 2976 | 32 | 93 | 0.0036664 | 3.9424e-05
| 2018/19 | 19/12/2018 | PLANNED | 6402 | 30 | 213.4 | 0.0078872 | 3.696e-05
| 2018/19 | 19/12/2018 | PLANNED | 1434 | 8 | 179.25 | 0.0017667 | 9.8559e-06
| 2018/19 | 19/12/2018 | PLANNED | 732 | 2 | 366 | 0.00090182 | 2.464e-06
| 2018/19 | 19/12/2018 | PLANNED | 10560 | 24 | 440 | 0.01301 | 2.9568e-05
| 2018/19 | 19/12/2018 | PLANNED | 1347 | 4 | 336.75 | 0.0016595 | 4.928e-06
| 2018/19 | 19/12/2018 | PLANNED | 5356 | 17 | 315.0588 | 0.0065985 | 2.0944e-05
| 2018/19 | 19/12/2018 | PLANNED | 760 | 4 | 190 | 0.00093631 | 4.928e-06
| 2018/19 | 19/12/2018 | PLANNED | 28 | 4 | 7 | 3.4496e-05 | 4.928e-06
| 2018/19 | 19/12/2018 | PLANNED | 208 | 1 | 208 | 0.00025625 | 1.232e-06
| 2018/19 | 19/12/2018 | PLANNED | 402 | 1 | 402 | 0.00049526 | 1.232e-06
| 2018/19 | 19/12/2018 | PLANNED | 910 | 5 | 182 | 0.0011211 | 6.16e-06
| 2018/19 | 19/12/2018 | PLANNED | 1504 | 8 | 188 | 0.0018529 | 9.8559e-06
| 2018/19 | 19/12/2018 | PLANNED | 384 | 2 | 192 | 0.00047308 | 2.464e-06
| 2018/19 | 19/12/2018 | PLANNED | 2436 | 7 | 348 | 0.0030011 | 8.6239e-06
| 2018/19 | 19/12/2018 | PLANNED | 100 | 2 | 50 | 0.0001232 | 2.464e-06
| 2018/19 | 19/12/2018 | PLANNED | 29480 | 134 | 220 | 0.036319 | 0.00016509
| 2018/19 | 19/12/2018 | PLANNED | 4340 | 14 | 310 | 0.0053468 | 1.7248e-05
| 2018/19 | 19/12/2018 | PLANNED | 772 | 4 | 193 | 0.0009511 | 4.928e-06
| 2018/19 | 19/12/2018 | PLANNED | 650 | 2 | 325 | 0.00080079 | 2.464e-06
| 2018/19 | 19/12/2018 | PLANNED | 3762 | 33 | 114 | 0.0046348 | 4.0656e-05
| 2018/19 | 19/12/2018 | PLANNED | 64890 | 315 | 206 | 0.079944 | 0.00038808
| 2018/19 | 19/12/2018 | PLANNED | 204 | 3 | 68 | 0.00025133 | 3.696e-06
| 2018/19 | 19/12/2018 | PLANNED | 191 | 1 | 191 | 0.00023531 | 1.232e-06
| 2018/19 | 19/12/2018 | PLANNED | 90 | 10 | 9 | 0.00011088 | 1.232e-05
| 2018/19 | 19/12/2018 | PLANNED | 6117 | 42 | 145.6429 | 0.0075361 | 5.1744e-05
| 2018/19 | 19/12/2018 | PLANNED | 35 | 5 | 7 | 4.312e-05 | 6.16e-06
| 2018/19 | 19/12/2018 | PLANNED | 4 | 1 | 4 | 4.928e-06 | 1.232e-06
| 2018/19 | 19/12/2018 | PLANNED | 13208 | 127 | 104 | 0.016272 | 0.00015646
| 2018/19 | 19/12/2018 | PLANNED | 6 | 1 | 6 | 7.3919e-06 | 1.232e-06
| 2018/19 | 19/12/2018 | PLANNED | 138 | 23 | 6 | 0.00017001 | 2.8336e-05
| 2018/19 | 20/12/2018 | PLANNED | 2424 | 6 | 404 | 0.0029863 | 7.3919e-06
| 2018/19 | 20/12/2018 | PLANNED | 36352 | 128 | 284 | 0.044785 | 0.00015769
| 2018/19 | 20/12/2018 | PLANNED | 12180 | 28 | 435 | 0.015006 | 3.4496e-05
| 2018/19 | 20/12/2018 | PLANNED | 4140 | 18 | 230 | 0.0051004 | 2.2176e-05
| 2018/19 | 20/12/2018 | PLANNED | 1640 | 8 | 205 | 0.0020205 | 9.8559e-06
| 2018/19 | 20/12/2018 | PLANNED | 13148 | 76 | 173 | 0.016198 | 9.3631e-05
| 2018/19 | 20/12/2018 | PLANNED | 729 | 81 | 9 | 0.00089812 | 9.9791e-05
| 2018/19 | 20/12/2018 | PLANNED | 20507 | 58 | 353.569 | 0.025264 | 7.1455e-05
| 2018/19 | 20/12/2018 | PLANNED | 30 | 5 | 6 | 3.696e-05 | 6.16e-06
| 2018/19 | 20/12/2018 | PLANNED | 60479 | 314 | 192.6083 | 0.07451 | 0.00038685
| 2018/19 | 20/12/2018 | PLANNED | 1230 | 6 | 205 | 0.0015153 | 7.3919e-06
| 2018/19 | 20/12/2018 | PLANNED | 3705 | 19 | 195 | 0.0045645 | 2.3408e-05
| 2018/19 | 20/12/2018 | PLANNED | 2682 | 18 | 149 | 0.0033042 | 2.2176e-05
| 2018/19 | 20/12/2018 | PLANNED | 1928 | 7 | 275.4286 | 0.0023753 | 8.6239e-06
| 2018/19 | 20/12/2018 | PLANNED | 1190 | 17 | 70 | 0.0014661 | 2.0944e-05
| 2018/19 | 20/12/2018 | PLANNED | 10712 | 52 | 206 | 0.013197 | 6.4064e-05
| 2018/19 | 20/12/2018 | PLANNED | 5040 | 36 | 140 | 0.0062092 | 4.4352e-05
| 2018/19 | 20/12/2018 | PLANNED | 1550 | 31 | 50 | 0.0019096 | 3.8192e-05
| 2018/19 | 20/12/2018 | PLANNED | 450 | 6 | 75 | 0.0005544 | 7.3919e-06
| 2018/19 | 20/12/2018 | PLANNED | 3315 | 17 | 195 | 0.0040841 | 2.0944e-05
| 2018/19 | 20/12/2018 | PLANNED | 4480 | 14 | 320 | 0.0055193 | 1.7248e-05
| 2018/19 | 20/12/2018 | PLANNED | 434 | 62 | 7 | 0.00053468 | 7.6383e-05
| 2018/19 | 20/12/2018 | PLANNED | 27825 | 105 | 265 | 0.03428 | 0.00012936
| 2018/19 | 20/12/2018 | PLANNED | 702 | 117 | 6 | 0.00086486 | 0.00014414
| 2018/19 | 20/12/2018 | PLANNED | 120 | 2 | 60 | 0.00014784 | 2.464e-06
| 2018/19 | 20/12/2018 | PLANNED | 20 | 2 | 10 | 2.464e-05 | 2.464e-06
| 2018/19 | 20/12/2018 | PLANNED | 1395 | 155 | 9 | 0.0017186 | 0.00019096
| 2018/19 | 20/12/2018 | PLANNED | 290 | 2 | 145 | 0.00035728 | 2.464e-06
| 2018/19 | 20/12/2018 | PLANNED | 11 | 1 | 11 | 1.3552e-05 | 1.232e-06
| 2018/19 | 20/12/2018 | PLANNED | 52 | 2 | 26 | 6.4064e-05 | 2.464e-06
| 2018/19 | 20/12/2018 | PLANNED | 10 | 1 | 10 | 1.232e-05 | 1.232e-06
| 2018/19 | 20/12/2018 | PLANNED | 30 | 2 | 15 | 3.696e-05 | 2.464e-06
| 2018/19 | 20/12/2018 | PLANNED | 10 | 1 | 10 | 1.232e-05 | 1.232e-06
| 2018/19 | 21/12/2018 | PLANNED | 350 | 2 | 175 | 0.0004312 | 2.464e-06
| 2018/19 | 21/12/2018 | PLANNED | 5036 | 43 | 117.1163 | 0.0062043 | 5.2976e-05
| 2018/19 | 21/12/2018 | PLANNED | 249 | 1 | 249 | 0.00030677 | 1.232e-06
| 2018/19 | 21/12/2018 | PLANNED | 20 | 2 | 10 | 2.464e-05 | 2.464e-06
| 2018/19 | 23/12/2018 | PLANNED | 20520 | 60 | 342 | 0.02528 | 7.3919e-05
| 2018/19 | 24/12/2018 | PLANNED | 10 | 1 | 10 | 1.232e-05 | 1.232e-06
| 2018/19 | 24/12/2018 | PLANNED | 30 | 2 | 15 | 3.696e-05 | 2.464e-06
| 2018/19 | 24/12/2018 | PLANNED | 39 | 3 | 13 | 4.8048e-05 | 3.696e-06
| 2018/19 | 24/12/2018 | PLANNED | 30 | 2 | 15 | 3.696e-05 | 2.464e-06
| 2018/19 | 27/12/2018 | PLANNED | 116 | 5 | 23.2 | 0.00014291 | 6.16e-06
| 2018/19 | 28/12/2018 | PLANNED | 10 | 1 | 10 | 1.232e-05 | 1.232e-06
| 2018/19 | 28/12/2018 | PLANNED | 405 | 3 | 135 | 0.00049896 | 3.696e-06
| 2018/19 | 2/01/2019 | PLANNED | 16074 | 171 | 94 | 0.019382 | 0.00020619
| 2018/19 | 2/01/2019 | PLANNED | 70 | 2 | 35 | 8.4406e-05 | 2.4116e-06
| 2018/19 | 2/01/2019 | PLANNED | 47 | 47 | 1 | 5.6673e-05 | 5.6673e-05
| 2018/19 | 2/01/2019 | PLANNED | 174 | 1 | 174 | 0.00020981 | 1.2058e-06
| 2018/19 | 2/01/2019 | PLANNED | 54 | 3 | 18 | 6.5113e-05 | 3.6174e-06
| 2018/19 | 2/01/2019 | PLANNED | 30 | 1 | 30 | 3.6174e-05 | 1.2058e-06
| 2018/19 | 2/01/2019 | PLANNED | 150 | 3 | 50 | 0.00018087 | 3.6174e-06
| 2018/19 | 2/01/2019 | PLANNED | 160 | 4 | 40 | 0.00019293 | 4.8232e-06
| 2018/19 | 2/01/2019 | PLANNED | 34 | 1 | 34 | 4.0997e-05 | 1.2058e-06
| 2018/19 | 2/01/2019 | PLANNED | 45 | 1 | 45 | 5.4261e-05 | 1.2058e-06
| 2018/19 | 2/01/2019 | PLANNED | 36 | 2 | 18 | 4.3409e-05 | 2.4116e-06
| 2018/19 | 2/01/2019 | PLANNED | 42 | 2 | 21 | 5.0644e-05 | 2.4116e-06
| 2018/19 | 3/01/2019 | PLANNED | 294 | 2 | 147 | 0.00035451 | 2.4116e-06
| 2018/19 | 3/01/2019 | PLANNED | 625 | 5 | 125 | 0.00075362 | 6.029e-06
| 2018/19 | 3/01/2019 | PLANNED | 620 | 2 | 310 | 0.0007476 | 2.4116e-06
| 2018/19 | 3/01/2019 | PLANNED | 2230 | 12 | 185.8333 | 0.0026889 | 1.447e-05
| 2018/19 | 3/01/2019 | PLANNED | 180 | 1 | 180 | 0.00021704 | 1.2058e-06
| 2018/19 | 3/01/2019 | PLANNED | 200 | 2 | 100 | 0.00024116 | 2.4116e-06
| 2018/19 | 3/01/2019 | PLANNED | 10608 | 78 | 136 | 0.012791 | 9.4052e-05
| 2018/19 | 3/01/2019 | PLANNED | 5 | 1 | 5 | 6.029e-06 | 1.2058e-06
| 2018/19 | 3/01/2019 | PLANNED | 20 | 2 | 10 | 2.4116e-05 | 2.4116e-06
| 2018/19 | 3/01/2019 | PLANNED | 130 | 2 | 65 | 0.00015675 | 2.4116e-06
| 2018/19 | 3/01/2019 | PLANNED | 380 | 20 | 19 | 0.0004582 | 2.4116e-05
| 2018/19 | 4/01/2019 | PLANNED | 10 | 1 | 10 | 1.2058e-05 | 1.2058e-06
| 2018/19 | 4/01/2019 | PLANNED | 740 | 74 | 10 | 0.00089229 | 8.9229e-05
| 2018/19 | 4/01/2019 | PLANNED | 456 | 3 | 152 | 0.00054984 | 3.6174e-06
| 2018/19 | 4/01/2019 | PLANNED | 20 | 1 | 20 | 2.4116e-05 | 1.2058e-06
| 2018/19 | 4/01/2019 | PLANNED | 400 | 8 | 50 | 0.00048232 | 9.6464e-06
| 2018/19 | 4/01/2019 | PLANNED | 30 | 2 | 15 | 3.6174e-05 | 2.4116e-06
| 2018/19 | 4/01/2019 | PLANNED | 20 | 1 | 20 | 2.4116e-05 | 1.2058e-06
| 2018/19 | 5/01/2019 | PLANNED | 3403 | 226 | 15.0575 | 0.0041033 | 0.00027251
| 2018/19 | 6/01/2019 | PLANNED | 2731 | 226 | 12.0841 | 0.003293 | 0.00027251
| 2018/19 | 7/01/2019 | PLANNED | 56 | 8 | 7 | 6.7525e-05 | 9.6464e-06
| 2018/19 | 7/01/2019 | PLANNED | 3096 | 18 | 172 | 0.0037332 | 2.1704e-05
| 2018/19 | 7/01/2019 | PLANNED | 17250 | 75 | 230 | 0.0208 | 9.0435e-05
| 2018/19 | 7/01/2019 | PLANNED | 2805 | 17 | 165 | 0.0033823 | 2.0499e-05
| 2018/19 | 7/01/2019 | PLANNED | 50 | 2 | 25 | 6.029e-05 | 2.4116e-06
| 2018/19 | 8/01/2019 | PLANNED | 5616 | 13 | 432 | 0.0067718 | 1.5675e-05
| 2018/19 | 8/01/2019 | PLANNED | 75 | 5 | 15 | 9.0435e-05 | 6.029e-06
| 2018/19 | 8/01/2019 | PLANNED | 981 | 109 | 9 | 0.0011829 | 0.00013143
| 2018/19 | 8/01/2019 | PLANNED | 222 | 1 | 222 | 0.00026769 | 1.2058e-06
| 2018/19 | 8/01/2019 | PLANNED | 15120 | 108 | 140 | 0.018232 | 0.00013023
| 2018/19 | 8/01/2019 | PLANNED | 510 | 3 | 170 | 0.00061496 | 3.6174e-06
| 2018/19 | 8/01/2019 | PLANNED | 1760 | 176 | 10 | 0.0021222 | 0.00021222
| 2018/19 | 8/01/2019 | PLANNED | 527 | 5 | 105.4 | 0.00063546 | 6.029e-06
| 2018/19 | 8/01/2019 | PLANNED | 2460 | 12 | 205 | 0.0029663 | 1.447e-05
| 2018/19 | 8/01/2019 | PLANNED | 2052 | 8 | 256.5 | 0.0024743 | 9.6464e-06
| 2018/19 | 8/01/2019 | PLANNED | 7203 | 21 | 343 | 0.0086854 | 2.5322e-05
| 2018/19 | 8/01/2019 | PLANNED | 16093 | 77 | 209 | 0.019405 | 9.2847e-05
| 2018/19 | 8/01/2019 | PLANNED | 68 | 1 | 68 | 8.1994e-05 | 1.2058e-06
| 2018/19 | 8/01/2019 | PLANNED | 204 | 2 | 102 | 0.00024598 | 2.4116e-06
| 2018/19 | 8/01/2019 | PLANNED | 168 | 2 | 84 | 0.00020257 | 2.4116e-06
| 2018/19 | 8/01/2019 | PLANNED | 224 | 2 | 112 | 0.0002701 | 2.4116e-06
| 2018/19 | 8/01/2019 | PLANNED | 21000 | 84 | 250 | 0.025322 | 0.00010129
| 2018/19 | 8/01/2019 | PLANNED | 432 | 108 | 4 | 0.00052091 | 0.00013023
| 2018/19 | 8/01/2019 | PLANNED | 216 | 36 | 6 | 0.00026045 | 4.3409e-05
| 2018/19 | 8/01/2019 | PLANNED | 895 | 179 | 5 | 0.0010792 | 0.00021584
| 2018/19 | 8/01/2019 | PLANNED | 35 | 1 | 35 | 4.2203e-05 | 1.2058e-06
| 2018/19 | 8/01/2019 | PLANNED | 10 | 5 | 2 | 1.2058e-05 | 6.029e-06
| 2018/19 | 8/01/2019 | PLANNED | 138 | 6 | 23 | 0.0001664 | 7.2348e-06
| 2018/19 | 8/01/2019 | PLANNED | 870 | 174 | 5 | 0.001049 | 0.00020981
| 2018/19 | 8/01/2019 | PLANNED | 55 | 1 | 55 | 6.6319e-05 | 1.2058e-06
| 2018/19 | 8/01/2019 | PLANNED | 470 | 47 | 10 | 0.00056673 | 5.6673e-05
| 2018/19 | 8/01/2019 | PLANNED | 10119 | 66 | 153.3182 | 0.012201 | 7.9583e-05
| 2018/19 | 8/01/2019 | PLANNED | 18 | 3 | 6 | 2.1704e-05 | 3.6174e-06
| 2018/19 | 9/01/2019 | PLANNED | 7 | 1 | 7 | 8.4406e-06 | 1.2058e-06
| 2018/19 | 9/01/2019 | PLANNED | 9425 | 34 | 277.2059 | 0.011365 | 4.0997e-05
| 2018/19 | 9/01/2019 | PLANNED | 152 | 2 | 76 | 0.00018328 | 2.4116e-06
| 2018/19 | 9/01/2019 | PLANNED | 1908 | 6 | 318 | 0.0023007 | 7.2348e-06
| 2018/19 | 9/01/2019 | PLANNED | 13640 | 155 | 88 | 0.016447 | 0.0001869
| 2018/19 | 9/01/2019 | PLANNED | 2920 | 8 | 365 | 0.0035209 | 9.6464e-06
| 2018/19 | 9/01/2019 | PLANNED | 13776 | 48 | 287 | 0.016611 | 5.7878e-05
| 2018/19 | 9/01/2019 | PLANNED | 330 | 1 | 330 | 0.00039791 | 1.2058e-06
| 2018/19 | 9/01/2019 | PLANNED | 5005 | 27 | 185.3704 | 0.006035 | 3.2557e-05
| 2018/19 | 9/01/2019 | PLANNED | 6000 | 20 | 300 | 0.0072348 | 2.4116e-05
| 2018/19 | 9/01/2019 | PLANNED | 216 | 18 | 12 | 0.00026045 | 2.1704e-05
| 2018/19 | 9/01/2019 | PLANNED | 10954 | 54 | 202.8519 | 0.013208 | 6.5113e-05
| 2018/19 | 9/01/2019 | PLANNED | 54 | 1 | 54 | 6.5113e-05 | 1.2058e-06
| 2018/19 | 9/01/2019 | PLANNED | 2150 | 24 | 89.5833 | 0.0025925 | 2.8939e-05
| 2018/19 | 9/01/2019 | PLANNED | 4 | 1 | 4 | 4.8232e-06 | 1.2058e-06
| 2018/19 | 9/01/2019 | PLANNED | 104 | 1 | 104 | 0.0001254 | 1.2058e-06
| 2018/19 | 9/01/2019 | PLANNED | 125 | 1 | 125 | 0.00015072 | 1.2058e-06
| 2018/19 | 9/01/2019 | PLANNED | 1840 | 92 | 20 | 0.0022187 | 0.00011093
| 2018/19 | 9/01/2019 | PLANNED | 100 | 2 | 50 | 0.00012058 | 2.4116e-06
| 2018/19 | 9/01/2019 | PLANNED | 8 | 1 | 8 | 9.6464e-06 | 1.2058e-06
| 2018/19 | 9/01/2019 | PLANNED | 196 | 7 | 28 | 0.00023634 | 8.4406e-06
| 2018/19 | 9/01/2019 | PLANNED | 99 | 3 | 33 | 0.00011937 | 3.6174e-06
| 2018/19 | 9/01/2019 | PLANNED | 700 | 14 | 50 | 0.00084406 | 1.6881e-05
| 2018/19 | 10/01/2019 | PLANNED | 35 | 1 | 35 | 4.2203e-05 | 1.2058e-06
| 2018/19 | 10/01/2019 | PLANNED | 6292 | 13 | 484 | 0.0075869 | 1.5675e-05
| 2018/19 | 10/01/2019 | PLANNED | 690 | 2 | 345 | 0.000832 | 2.4116e-06
| 2018/19 | 10/01/2019 | PLANNED | 6006 | 39 | 154 | 0.007242 | 4.7026e-05
| 2018/19 | 10/01/2019 | PLANNED | 6570 | 18 | 365 | 0.0079221 | 2.1704e-05
| 2018/19 | 10/01/2019 | PLANNED | 8740 | 23 | 380 | 0.010539 | 2.7733e-05
| 2018/19 | 10/01/2019 | PLANNED | 1160 | 8 | 145 | 0.0013987 | 9.6464e-06
| 2018/19 | 10/01/2019 | PLANNED | 658 | 47 | 14 | 0.00079342 | 5.6673e-05
| 2018/19 | 10/01/2019 | PLANNED | 6785 | 23 | 295 | 0.0081814 | 2.7733e-05
| 2018/19 | 10/01/2019 | PLANNED | 7452 | 36 | 207 | 0.0089856 | 4.3409e-05
| 2018/19 | 10/01/2019 | PLANNED | 62 | 2 | 31 | 7.476e-05 | 2.4116e-06
| 2018/19 | 10/01/2019 | PLANNED | 22438 | 92 | 243.8913 | 0.027056 | 0.00011093
| 2018/19 | 10/01/2019 | PLANNED | 16400 | 50 | 328 | 0.019775 | 6.029e-05
| 2018/19 | 10/01/2019 | PLANNED | 42536 | 145 | 293.3517 | 0.05129 | 0.00017484
| 2018/19 | 10/01/2019 | PLANNED | 14850 | 54 | 275 | 0.017906 | 6.5113e-05
| 2018/19 | 10/01/2019 | PLANNED | 2160 | 27 | 80 | 0.0026045 | 3.2557e-05
| 2018/19 | 10/01/2019 | PLANNED | 696 | 45 | 15.4667 | 0.00083924 | 5.4261e-05
| 2018/19 | 10/01/2019 | PLANNED | 26 | 1 | 26 | 3.1351e-05 | 1.2058e-06
| 2018/19 | 10/01/2019 | PLANNED | 1110 | 37 | 30 | 0.0013384 | 4.4615e-05
| 2018/19 | 10/01/2019 | PLANNED | 640 | 10 | 64 | 0.00077171 | 1.2058e-05
| 2018/19 | 11/01/2019 | PLANNED | 5902 | 13 | 454 | 0.0071166 | 1.5675e-05
| 2018/19 | 11/01/2019 | PLANNED | 15904 | 224 | 71 | 0.019177 | 0.0002701
| 2018/19 | 11/01/2019 | PLANNED | 140 | 2 | 70 | 0.00016881 | 2.4116e-06
| 2018/19 | 11/01/2019 | PLANNED | 518 | 37 | 14 | 0.0006246 | 4.4615e-05
| 2018/19 | 11/01/2019 | PLANNED | 24450 | 150 | 163 | 0.029482 | 0.00018087
| 2018/19 | 11/01/2019 | PLANNED | 1836 | 9 | 204 | 0.0022138 | 1.0852e-05
| 2018/19 | 11/01/2019 | PLANNED | 895 | 5 | 179 | 0.0010792 | 6.029e-06
| 2018/19 | 11/01/2019 | PLANNED | 2076 | 12 | 173 | 0.0025032 | 1.447e-05
| 2018/19 | 11/01/2019 | PLANNED | 573 | 2 | 286.5 | 0.00069092 | 2.4116e-06
| 2018/19 | 11/01/2019 | PLANNED | 1120 | 7 | 160 | 0.0013505 | 8.4406e-06
| 2018/19 | 11/01/2019 | PLANNED | 3416 | 14 | 244 | 0.004119 | 1.6881e-05
| 2018/19 | 11/01/2019 | PLANNED | 7425 | 27 | 275 | 0.0089531 | 3.2557e-05
| 2018/19 | 11/01/2019 | PLANNED | 85176 | 234 | 364 | 0.10271 | 0.00028216
| 2018/19 | 11/01/2019 | PLANNED | 125 | 5 | 25 | 0.00015072 | 6.029e-06
| 2018/19 | 11/01/2019 | PLANNED | 5546 | 47 | 118 | 0.0066874 | 5.6673e-05
| 2018/19 | 11/01/2019 | PLANNED | 43 | 1 | 43 | 5.1849e-05 | 1.2058e-06
| 2018/19 | 11/01/2019 | PLANNED | 14 | 1 | 14 | 1.6881e-05 | 1.2058e-06
| 2018/19 | 11/01/2019 | PLANNED | 540 | 12 | 45 | 0.00065113 | 1.447e-05
| 2018/19 | 11/01/2019 | PLANNED | 517 | 11 | 47 | 0.0006234 | 1.3264e-05
| 2018/19 | 12/01/2019 | PLANNED | 406 | 1 | 406 | 0.00048955 | 1.2058e-06
| 2018/19 | 12/01/2019 | PLANNED | 920 | 8 | 115 | 0.0011093 | 9.6464e-06
| 2018/19 | 13/01/2019 | PLANNED | 32767 | 151 | 217 | 0.03951 | 0.00018208
| 2018/19 | 14/01/2019 | PLANNED | 172 | 2 | 86 | 0.0002074 | 2.4116e-06
| 2018/19 | 14/01/2019 | PLANNED | 3730 | 22 | 169.5455 | 0.0044976 | 2.6528e-05
| 2018/19 | 14/01/2019 | PLANNED | 24 | 1 | 24 | 2.8939e-05 | 1.2058e-06
| 2018/19 | 14/01/2019 | PLANNED | 3906 | 31 | 126 | 0.0047099 | 3.738e-05
| 2018/19 | 14/01/2019 | PLANNED | 136 | 2 | 68 | 0.00016399 | 2.4116e-06
| 2018/19 | 14/01/2019 | PLANNED | 105 | 1 | 105 | 0.00012661 | 1.2058e-06
| 2018/19 | 14/01/2019 | PLANNED | 2970 | 32 | 92.8125 | 0.0035812 | 3.8586e-05
| 2018/19 | 14/01/2019 | PLANNED | 10028 | 52 | 192.8462 | 0.012092 | 6.2702e-05
| 2018/19 | 14/01/2019 | PLANNED | 3475 | 139 | 25 | 0.0041902 | 0.00016761
| 2018/19 | 14/01/2019 | PLANNED | 220 | 2 | 110 | 0.00026528 | 2.4116e-06
| 2018/19 | 14/01/2019 | PLANNED | 30 | 1 | 30 | 3.6174e-05 | 1.2058e-06
| 2018/19 | 14/01/2019 | PLANNED | 2840 | 20 | 142 | 0.0034245 | 2.4116e-05
| 2018/19 | 14/01/2019 | PLANNED | 31 | 1 | 31 | 3.738e-05 | 1.2058e-06
| 2018/19 | 14/01/2019 | PLANNED | 474 | 3 | 158 | 0.00057155 | 3.6174e-06
| 2018/19 | 14/01/2019 | PLANNED | 82 | 2 | 41 | 9.8876e-05 | 2.4116e-06
| 2018/19 | 14/01/2019 | PLANNED | 12 | 3 | 4 | 1.447e-05 | 3.6174e-06
| 2018/19 | 14/01/2019 | PLANNED | 40 | 1 | 40 | 4.8232e-05 | 1.2058e-06
| 2018/19 | 15/01/2019 | PLANNED | 119 | 1 | 119 | 0.00014349 | 1.2058e-06
| 2018/19 | 15/01/2019 | PLANNED | 340 | 4 | 85 | 0.00040997 | 4.8232e-06
| 2018/19 | 15/01/2019 | PLANNED | 174 | 3 | 58 | 0.00020981 | 3.6174e-06
| 2018/19 | 15/01/2019 | PLANNED | 1098 | 18 | 61 | 0.001324 | 2.1704e-05
| 2018/19 | 15/01/2019 | PLANNED | 400 | 8 | 50 | 0.00048232 | 9.6464e-06
| 2018/19 | 15/01/2019 | PLANNED | 27 | 1 | 27 | 3.2557e-05 | 1.2058e-06
| 2018/19 | 15/01/2019 | PLANNED | 80 | 16 | 5 | 9.6464e-05 | 1.9293e-05
| 2018/19 | 15/01/2019 | PLANNED | 420 | 4 | 105 | 0.00050644 | 4.8232e-06
| 2018/19 | 15/01/2019 | PLANNED | 19800 | 90 | 220 | 0.023875 | 0.00010852
| 2018/19 | 15/01/2019 | PLANNED | 6 | 1 | 6 | 7.2348e-06 | 1.2058e-06
| 2018/19 | 15/01/2019 | PLANNED | 198 | 9 | 22 | 0.00023875 | 1.0852e-05
| 2018/19 | 15/01/2019 | PLANNED | 3672 | 72 | 51 | 0.0044277 | 8.6818e-05
| 2018/19 | 15/01/2019 | PLANNED | 72 | 3 | 24 | 8.6818e-05 | 3.6174e-06
| 2018/19 | 16/01/2019 | PLANNED | 20 | 2 | 10 | 2.4116e-05 | 2.4116e-06
| 2018/19 | 16/01/2019 | PLANNED | 13315 | 35 | 380.4286 | 0.016055 | 4.2203e-05
| 2018/19 | 16/01/2019 | PLANNED | 5742 | 18 | 319 | 0.0069237 | 2.1704e-05
| 2018/19 | 16/01/2019 | PLANNED | 300 | 30 | 10 | 0.00036174 | 3.6174e-05
| 2018/19 | 16/01/2019 | PLANNED | 274 | 2 | 137 | 0.00033039 | 2.4116e-06
| 2018/19 | 16/01/2019 | PLANNED | 44 | 2 | 22 | 5.3055e-05 | 2.4116e-06
| 2018/19 | 16/01/2019 | PLANNED | 220 | 5 | 44 | 0.00026528 | 6.029e-06
| 2018/19 | 16/01/2019 | PLANNED | 400 | 4 | 100 | 0.00048232 | 4.8232e-06
| 2018/19 | 16/01/2019 | PLANNED | 204 | 4 | 51 | 0.00024598 | 4.8232e-06
| 2018/19 | 16/01/2019 | PLANNED | 42408 | 152 | 279 | 0.051136 | 0.00018328
| 2018/19 | 16/01/2019 | PLANNED | 15120 | 168 | 90 | 0.018232 | 0.00020257
| 2018/19 | 16/01/2019 | PLANNED | 1736 | 31 | 56 | 0.0020933 | 3.738e-05
| 2018/19 | 17/01/2019 | PLANNED | 130 | 2 | 65 | 0.00015675 | 2.4116e-06
| 2018/19 | 17/01/2019 | PLANNED | 145 | 1 | 145 | 0.00017484 | 1.2058e-06
| 2018/19 | 17/01/2019 | PLANNED | 1023 | 3 | 341 | 0.0012335 | 3.6174e-06
| 2018/19 | 17/01/2019 | PLANNED | 10 | 1 | 10 | 1.2058e-05 | 1.2058e-06
| 2018/19 | 17/01/2019 | PLANNED | 12810 | 61 | 210 | 0.015446 | 7.3554e-05
| 2018/19 | 17/01/2019 | PLANNED | 5975 | 25 | 239 | 0.0072047 | 3.0145e-05
| 2018/19 | 17/01/2019 | PLANNED | 850 | 5 | 170 | 0.0010249 | 6.029e-06
| 2018/19 | 17/01/2019 | PLANNED | 71 | 1 | 71 | 8.5612e-05 | 1.2058e-06
| 2018/19 | 17/01/2019 | PLANNED | 68 | 4 | 17 | 8.1994e-05 | 4.8232e-06
| 2018/19 | 17/01/2019 | PLANNED | 24 | 2 | 12 | 2.8939e-05 | 2.4116e-06
| 2018/19 | 17/01/2019 | PLANNED | 5180 | 37 | 140 | 0.006246 | 4.4615e-05
| 2018/19 | 17/01/2019 | PLANNED | 75 | 1 | 75 | 9.0435e-05 | 1.2058e-06
| 2018/19 | 17/01/2019 | PLANNED | 54 | 3 | 18 | 6.5113e-05 | 3.6174e-06
| 2018/19 | 18/01/2019 | PLANNED | 486 | 2 | 243 | 0.00058602 | 2.4116e-06
| 2018/19 | 18/01/2019 | PLANNED | 486 | 2 | 243 | 0.00058602 | 2.4116e-06
| 2018/19 | 18/01/2019 | PLANNED | 4365 | 15 | 291 | 0.0052633 | 1.8087e-05
| 2018/19 | 18/01/2019 | PLANNED | 368 | 2 | 184 | 0.00044373 | 2.4116e-06
| 2018/19 | 18/01/2019 | PLANNED | 7 | 1 | 7 | 8.4406e-06 | 1.2058e-06
| 2018/19 | 18/01/2019 | PLANNED | 1015 | 3 | 338.3333 | 0.0012239 | 3.6174e-06
| 2018/19 | 18/01/2019 | PLANNED | 106260 | 276 | 385 | 0.12813 | 0.0003328
| 2018/19 | 18/01/2019 | PLANNED | 48495 | 183 | 265 | 0.058475 | 0.00022066
| 2018/19 | 18/01/2019 | PLANNED | 3425 | 25 | 137 | 0.0041299 | 3.0145e-05
| 2018/19 | 18/01/2019 | PLANNED | 2786 | 14 | 199 | 0.0033594 | 1.6881e-05
| 2018/19 | 18/01/2019 | PLANNED | 14596 | 49 | 297.8776 | 0.0176 | 5.9084e-05
| 2018/19 | 18/01/2019 | PLANNED | 968 | 3 | 322.6667 | 0.0011672 | 3.6174e-06
| 2018/19 | 18/01/2019 | PLANNED | 6325 | 18 | 351.3889 | 0.0076267 | 2.1704e-05
| 2018/19 | 18/01/2019 | PLANNED | 9287 | 37 | 251 | 0.011198 | 4.4615e-05
| 2018/19 | 18/01/2019 | PLANNED | 69750 | 465 | 150 | 0.084105 | 0.0005607
| 2018/19 | 18/01/2019 | PLANNED | 58 | 2 | 29 | 6.9936e-05 | 2.4116e-06
| 2018/19 | 18/01/2019 | PLANNED | 50 | 1 | 50 | 6.029e-05 | 1.2058e-06
| 2018/19 | 19/01/2019 | PLANNED | 3304 | 7 | 472 | 0.003984 | 8.4406e-06
| 2018/19 | 19/01/2019 | PLANNED | 3707 | 11 | 337 | 0.0044699 | 1.3264e-05
| 2018/19 | 19/01/2019 | PLANNED | 13875 | 37 | 375 | 0.01673 | 4.4615e-05
| 2018/19 | 19/01/2019 | PLANNED | 7218 | 18 | 401 | 0.0087035 | 2.1704e-05
| 2018/19 | 19/01/2019 | PLANNED | 8075 | 17 | 475 | 0.0097368 | 2.0499e-05
| 2018/19 | 19/01/2019 | PLANNED | 1400 | 6 | 233.3333 | 0.0016881 | 7.2348e-06
| 2018/19 | 19/01/2019 | PLANNED | 5400 | 72 | 75 | 0.0065113 | 8.6818e-05
| 2018/19 | 20/01/2019 | PLANNED | 901 | 17 | 53 | 0.0010864 | 2.0499e-05
| 2018/19 | 20/01/2019 | PLANNED | 24716 | 62 | 398.6452 | 0.029803 | 7.476e-05
| 2018/19 | 20/01/2019 | PLANNED | 776 | 8 | 97 | 0.0009357 | 9.6464e-06
| 2018/19 | 20/01/2019 | PLANNED | 884 | 2 | 442 | 0.0010659 | 2.4116e-06
| 2018/19 | 20/01/2019 | PLANNED | 4275 | 19 | 225 | 0.0051548 | 2.291e-05
| 2018/19 | 20/01/2019 | PLANNED | 2509 | 13 | 193 | 0.0030254 | 1.5675e-05
| 2018/19 | 20/01/2019 | PLANNED | 180 | 2 | 90 | 0.00021704 | 2.4116e-06
| 2018/19 | 20/01/2019 | PLANNED | 51183 | 141 | 363 | 0.061716 | 0.00017002
| 2018/19 | 20/01/2019 | PLANNED | 8748 | 54 | 162 | 0.010548 | 6.5113e-05
| 2018/19 | 20/01/2019 | PLANNED | 326 | 1 | 326 | 0.00039309 | 1.2058e-06
| 2018/19 | 20/01/2019 | PLANNED | 110 | 1 | 110 | 0.00013264 | 1.2058e-06
| 2018/19 | 20/01/2019 | PLANNED | 800 | 5 | 160 | 0.00096464 | 6.029e-06
| 2018/19 | 20/01/2019 | PLANNED | 130 | 2 | 65 | 0.00015675 | 2.4116e-06
| 2018/19 | 20/01/2019 | PLANNED | 90 | 3 | 30 | 0.00010852 | 3.6174e-06
| 2018/19 | 21/01/2019 | PLANNED | 24516 | 62 | 395.4194 | 0.029561 | 7.476e-05
| 2018/19 | 21/01/2019 | PLANNED | 250 | 2 | 125 | 0.00030145 | 2.4116e-06
| 2018/19 | 21/01/2019 | PLANNED | 4148 | 34 | 122 | 0.0050017 | 4.0997e-05
| 2018/19 | 21/01/2019 | PLANNED | 61455 | 255 | 241 | 0.074102 | 0.00030748
| 2018/19 | 21/01/2019 | PLANNED | 7627 | 29 | 263 | 0.0091966 | 3.4968e-05
| 2018/19 | 21/01/2019 | PLANNED | 3278 | 22 | 149 | 0.0039526 | 2.6528e-05
| 2018/19 | 21/01/2019 | PLANNED | 23 | 1 | 23 | 2.7733e-05 | 1.2058e-06
| 2018/19 | 21/01/2019 | PLANNED | 1201 | 7 | 171.5714 | 0.0014482 | 8.4406e-06
| 2018/19 | 21/01/2019 | PLANNED | 990 | 3 | 330 | 0.0011937 | 3.6174e-06
| 2018/19 | 21/01/2019 | PLANNED | 108 | 1 | 108 | 0.00013023 | 1.2058e-06
| 2018/19 | 21/01/2019 | PLANNED | 29 | 1 | 29 | 3.4968e-05 | 1.2058e-06
| 2018/19 | 21/01/2019 | PLANNED | 406 | 2 | 203 | 0.00048955 | 2.4116e-06
| 2018/19 | 21/01/2019 | PLANNED | 15 | 1 | 15 | 1.8087e-05 | 1.2058e-06
| 2018/19 | 21/01/2019 | PLANNED | 30 | 1 | 30 | 3.6174e-05 | 1.2058e-06
| 2018/19 | 21/01/2019 | PLANNED | 12 | 1 | 12 | 1.447e-05 | 1.2058e-06
| 2018/19 | 21/01/2019 | PLANNED | 320 | 4 | 80 | 0.00038586 | 4.8232e-06
| 2018/19 | 21/01/2019 | PLANNED | 3 | 1 | 3 | 3.6174e-06 | 1.2058e-06
| 2018/19 | 21/01/2019 | PLANNED | 322 | 23 | 14 | 0.00038827 | 2.7733e-05
| 2018/19 | 21/01/2019 | PLANNED | 12 | 1 | 12 | 1.447e-05 | 1.2058e-06
| 2018/19 | 22/01/2019 | PLANNED | 116 | 1 | 116 | 0.00013987 | 1.2058e-06
| 2018/19 | 22/01/2019 | PLANNED | 20648 | 58 | 356 | 0.024897 | 6.9936e-05
| 2018/19 | 22/01/2019 | PLANNED | 11025 | 63 | 175 | 0.013294 | 7.5965e-05
| 2018/19 | 22/01/2019 | PLANNED | 210 | 2 | 105 | 0.00025322 | 2.4116e-06
| 2018/19 | 22/01/2019 | PLANNED | 4620 | 35 | 132 | 0.0055708 | 4.2203e-05
| 2018/19 | 22/01/2019 | PLANNED | 6594 | 42 | 157 | 0.007951 | 5.0644e-05
| 2018/19 | 22/01/2019 | PLANNED | 13303 | 53 | 251 | 0.016041 | 6.3907e-05
| 2018/19 | 22/01/2019 | PLANNED | 70 | 2 | 35 | 8.4406e-05 | 2.4116e-06
| 2018/19 | 22/01/2019 | PLANNED | 302 | 2 | 151 | 0.00036415 | 2.4116e-06
| 2018/19 | 22/01/2019 | PLANNED | 2472 | 6 | 412 | 0.0029807 | 7.2348e-06
| 2018/19 | 22/01/2019 | PLANNED | 5 | 1 | 5 | 6.029e-06 | 1.2058e-06
| 2018/19 | 22/01/2019 | PLANNED | 1624 | 14 | 116 | 0.0019582 | 1.6881e-05
| 2018/19 | 22/01/2019 | PLANNED | 233 | 1 | 233 | 0.00028095 | 1.2058e-06
| 2018/19 | 22/01/2019 | PLANNED | 1283 | 12 | 106.9167 | 0.001547 | 1.447e-05
| 2018/19 | 22/01/2019 | PLANNED | 45 | 1 | 45 | 5.4261e-05 | 1.2058e-06
| 2018/19 | 22/01/2019 | PLANNED | 24 | 2 | 12 | 2.8939e-05 | 2.4116e-06
| 2018/19 | 22/01/2019 | PLANNED | 10 | 1 | 10 | 1.2058e-05 | 1.2058e-06
| 2018/19 | 22/01/2019 | PLANNED | 5 | 1 | 5 | 6.029e-06 | 1.2058e-06
| 2018/19 | 22/01/2019 | PLANNED | 3335 | 23 | 145 | 0.0040213 | 2.7733e-05
| 2018/19 | 22/01/2019 | PLANNED | 100 | 5 | 20 | 0.00012058 | 6.029e-06
| 2018/19 | 22/01/2019 | PLANNED | 9 | 1 | 9 | 1.0852e-05 | 1.2058e-06
| 2018/19 | 23/01/2019 | PLANNED | 52191 | 97 | 538.0515 | 0.062932 | 0.00011696
| 2018/19 | 23/01/2019 | PLANNED | 1572 | 3 | 524 | 0.0018955 | 3.6174e-06
| 2018/19 | 23/01/2019 | PLANNED | 10965 | 30 | 365.5 | 0.013222 | 3.6174e-05
| 2018/19 | 23/01/2019 | PLANNED | 127 | 1 | 127 | 0.00015314 | 1.2058e-06
| 2018/19 | 23/01/2019 | PLANNED | 564 | 3 | 188 | 0.00068007 | 3.6174e-06
| 2018/19 | 23/01/2019 | PLANNED | 4628 | 26 | 178 | 0.0055804 | 3.1351e-05
| 2018/19 | 23/01/2019 | PLANNED | 30129 | 83 | 363 | 0.03633 | 0.00010008
| 2018/19 | 23/01/2019 | PLANNED | 148 | 1 | 148 | 0.00017846 | 1.2058e-06
| 2018/19 | 23/01/2019 | PLANNED | 143 | 1 | 143 | 0.00017243 | 1.2058e-06
| 2018/19 | 23/01/2019 | PLANNED | 2209 | 47 | 47 | 0.0026636 | 5.6673e-05
| 2018/19 | 23/01/2019 | PLANNED | 1240 | 3 | 413.3333 | 0.0014952 | 3.6174e-06
| 2018/19 | 23/01/2019 | PLANNED | 3275 | 8 | 409.375 | 0.003949 | 9.6464e-06
| 2018/19 | 23/01/2019 | PLANNED | 35 | 1 | 35 | 4.2203e-05 | 1.2058e-06
| 2018/19 | 23/01/2019 | PLANNED | 60 | 2 | 30 | 7.2348e-05 | 2.4116e-06
| 2018/19 | 23/01/2019 | PLANNED | 26592 | 80 | 332.4 | 0.032065 | 9.6464e-05
| 2018/19 | 23/01/2019 | PLANNED | 54 | 6 | 9 | 6.5113e-05 | 7.2348e-06
| 2018/19 | 23/01/2019 | PLANNED | 23392 | 115 | 203.4087 | 0.028206 | 0.00013867
| 2018/19 | 23/01/2019 | PLANNED | 2 | 1 | 2 | 2.4116e-06 | 1.2058e-06
| 2018/19 | 23/01/2019 | PLANNED | 60 | 3 | 20 | 7.2348e-05 | 3.6174e-06
| 2018/19 | 23/01/2019 | PLANNED | 20820 | 188 | 110.7447 | 0.025105 | 0.00022669
| 2018/19 | 23/01/2019 | PLANNED | 84 | 2 | 42 | 0.00010129 | 2.4116e-06
| 2018/19 | 23/01/2019 | PLANNED | 902 | 22 | 41 | 0.0010876 | 2.6528e-05
| 2018/19 | 23/01/2019 | PLANNED | 16 | 2 | 8 | 1.9293e-05 | 2.4116e-06
| 2018/19 | 23/01/2019 | PLANNED | 5 | 1 | 5 | 6.029e-06 | 1.2058e-06
| 2018/19 | 23/01/2019 | PLANNED | 48 | 2 | 24 | 5.7878e-05 | 2.4116e-06
| 2018/19 | 23/01/2019 | PLANNED | 7 | 1 | 7 | 8.4406e-06 | 1.2058e-06
| 2018/19 | 23/01/2019 | PLANNED | 26 | 2 | 13 | 3.1351e-05 | 2.4116e-06
| 2018/19 | 23/01/2019 | PLANNED | 135 | 1 | 135 | 0.00016278 | 1.2058e-06
| 2018/19 | 23/01/2019 | PLANNED | 210 | 6 | 35 | 0.00025322 | 7.2348e-06
| 2018/19 | 23/01/2019 | PLANNED | 1357 | 23 | 59 | 0.0016363 | 2.7733e-05
| 2018/19 | 24/01/2019 | PLANNED | 16 | 4 | 4 | 1.9293e-05 | 4.8232e-06
| 2018/19 | 24/01/2019 | PLANNED | 32 | 4 | 8 | 3.8586e-05 | 4.8232e-06
| 2018/19 | 24/01/2019 | PLANNED | 2015 | 13 | 155 | 0.0024297 | 1.5675e-05
| 2018/19 | 24/01/2019 | PLANNED | 840 | 3 | 280 | 0.0010129 | 3.6174e-06
| 2018/19 | 24/01/2019 | PLANNED | 126 | 3 | 42 | 0.00015193 | 3.6174e-06
| 2018/19 | 24/01/2019 | PLANNED | 8250 | 75 | 110 | 0.0099478 | 9.0435e-05
| 2018/19 | 25/01/2019 | PLANNED | 72 | 1 | 72 | 8.6818e-05 | 1.2058e-06
| 2018/19 | 25/01/2019 | PLANNED | 36 | 4 | 9 | 4.3409e-05 | 4.8232e-06
| 2018/19 | 25/01/2019 | PLANNED | 183 | 3 | 61 | 0.00022066 | 3.6174e-06
| 2018/19 | 29/01/2019 | PLANNED | 1407 | 3 | 469 | 0.0016966 | 3.6174e-06
| 2018/19 | 29/01/2019 | PLANNED | 22923 | 81 | 283 | 0.027641 | 9.767e-05
| 2018/19 | 29/01/2019 | PLANNED | 53040 | 255 | 208 | 0.063956 | 0.00030748
| 2018/19 | 29/01/2019 | PLANNED | 17103 | 56 | 305.4107 | 0.020623 | 6.7525e-05
| 2018/19 | 29/01/2019 | PLANNED | 1518 | 6 | 253 | 0.0018304 | 7.2348e-06
| 2018/19 | 29/01/2019 | PLANNED | 1779 | 10 | 177.9 | 0.0021451 | 1.2058e-05
| 2018/19 | 29/01/2019 | PLANNED | 13440 | 56 | 240 | 0.016206 | 6.7525e-05
| 2018/19 | 29/01/2019 | PLANNED | 65 | 1 | 65 | 7.8377e-05 | 1.2058e-06
| 2018/19 | 29/01/2019 | PLANNED | 22860 | 90 | 254 | 0.027565 | 0.00010852
| 2018/19 | 29/01/2019 | PLANNED | 325 | 1 | 325 | 0.00039188 | 1.2058e-06
| 2018/19 | 29/01/2019 | PLANNED | 1890 | 6 | 315 | 0.002279 | 7.2348e-06
| 2018/19 | 29/01/2019 | PLANNED | 198 | 2 | 99 | 0.00023875 | 2.4116e-06
| 2018/19 | 29/01/2019 | PLANNED | 10 | 1 | 10 | 1.2058e-05 | 1.2058e-06
| 2018/19 | 29/01/2019 | PLANNED | 12 | 4 | 3 | 1.447e-05 | 4.8232e-06
| 2018/19 | 29/01/2019 | PLANNED | 2457 | 39 | 63 | 0.0029627 | 4.7026e-05
| 2018/19 | 30/01/2019 | PLANNED | 132 | 11 | 12 | 0.00015917 | 1.3264e-05
| 2018/19 | 30/01/2019 | PLANNED | 7206 | 25 | 288.24 | 0.008689 | 3.0145e-05
| 2018/19 | 30/01/2019 | PLANNED | 4 | 1 | 4 | 4.8232e-06 | 1.2058e-06
| 2018/19 | 30/01/2019 | PLANNED | 14560 | 65 | 224 | 0.017556 | 7.8377e-05
| 2018/19 | 30/01/2019 | PLANNED | 14070 | 67 | 210 | 0.016966 | 8.0789e-05
| 2018/19 | 30/01/2019 | PLANNED | 210 | 15 | 14 | 0.00025322 | 1.8087e-05
| 2018/19 | 30/01/2019 | PLANNED | 15500 | 50 | 310 | 0.01869 | 6.029e-05
| 2018/19 | 30/01/2019 | PLANNED | 460 | 2 | 230 | 0.00055467 | 2.4116e-06
| 2018/19 | 30/01/2019 | PLANNED | 41 | 1 | 41 | 4.9438e-05 | 1.2058e-06
| 2018/19 | 30/01/2019 | PLANNED | 52 | 1 | 52 | 6.2702e-05 | 1.2058e-06
| 2018/19 | 30/01/2019 | PLANNED | 152 | 5 | 30.4 | 0.00018328 | 6.029e-06
| 2018/19 | 30/01/2019 | PLANNED | 3621 | 17 | 213 | 0.0043662 | 2.0499e-05
| 2018/19 | 30/01/2019 | PLANNED | 40 | 4 | 10 | 4.8232e-05 | 4.8232e-06
| 2018/19 | 30/01/2019 | PLANNED | 8814 | 39 | 226 | 0.010628 | 4.7026e-05
| 2018/19 | 30/01/2019 | PLANNED | 184 | 1 | 184 | 0.00022187 | 1.2058e-06
| 2018/19 | 30/01/2019 | PLANNED | 15 | 3 | 5 | 1.8087e-05 | 3.6174e-06
| 2018/19 | 30/01/2019 | PLANNED | 190 | 2 | 95 | 0.0002291 | 2.4116e-06
| 2018/19 | 30/01/2019 | PLANNED | 8 | 1 | 8 | 9.6464e-06 | 1.2058e-06
| 2018/19 | 30/01/2019 | PLANNED | 35 | 1 | 35 | 4.2203e-05 | 1.2058e-06
| 2018/19 | 31/01/2019 | PLANNED | 6 | 2 | 3 | 7.2348e-06 | 2.4116e-06
| 2018/19 | 31/01/2019 | PLANNED | 1656 | 4 | 414 | 0.0019968 | 4.8232e-06
| 2018/19 | 31/01/2019 | PLANNED | 4302 | 21 | 204.8571 | 0.0051874 | 2.5322e-05
| 2018/19 | 31/01/2019 | PLANNED | 1297 | 21 | 61.7619 | 0.0015639 | 2.5322e-05
| 2018/19 | 31/01/2019 | PLANNED | 17048 | 40 | 426.2 | 0.020556 | 4.8232e-05
| 2018/19 | 31/01/2019 | PLANNED | 47 | 1 | 47 | 5.6673e-05 | 1.2058e-06
| 2018/19 | 31/01/2019 | PLANNED | 73188 | 214 | 342 | 0.08825 | 0.00025804
| 2018/19 | 31/01/2019 | PLANNED | 3500 | 9 | 388.8889 | 0.0042203 | 1.0852e-05
| 2018/19 | 31/01/2019 | PLANNED | 23698 | 71 | 333.7746 | 0.028575 | 8.5612e-05
| 2018/19 | 31/01/2019 | PLANNED | 4573 | 423 | 10.8109 | 0.0055141 | 0.00051005
| 2018/19 | 31/01/2019 | PLANNED | 2835 | 9 | 315 | 0.0034184 | 1.0852e-05
| 2018/19 | 31/01/2019 | PLANNED | 1008 | 9 | 112 | 0.0012154 | 1.0852e-05
| 2018/19 | 31/01/2019 | PLANNED | 32 | 1 | 32 | 3.8586e-05 | 1.2058e-06
| 2018/19 | 31/01/2019 | PLANNED | 12285 | 65 | 189 | 0.014813 | 7.8377e-05
| 2018/19 | 31/01/2019 | PLANNED | 2726 | 15 | 181.7333 | 0.003287 | 1.8087e-05
| 2018/19 | 31/01/2019 | PLANNED | 961 | 21 | 45.7619 | 0.0011588 | 2.5322e-05
| 2018/19 | 31/01/2019 | PLANNED | 282 | 43 | 6.5581 | 0.00034004 | 5.1849e-05
| 2018/19 | 31/01/2019 | PLANNED | 7656 | 88 | 87 | 0.0092316 | 0.00010611
| 2018/19 | 31/01/2019 | PLANNED | 250 | 2 | 125 | 0.00030145 | 2.4116e-06
| 2018/19 | 31/01/2019 | PLANNED | 3140 | 20 | 157 | 0.0037862 | 2.4116e-05
| 2018/19 | 1/02/2019 | PLANNED | 2220 | 74 | 30 | 0.0026769 | 8.9229e-05
| 2018/19 | 1/02/2019 | PLANNED | 520 | 2 | 260 | 0.00062702 | 2.4116e-06
| 2018/19 | 1/02/2019 | PLANNED | 5800 | 29 | 200 | 0.0069936 | 3.4968e-05
| 2018/19 | 1/02/2019 | PLANNED | 6283 | 103 | 61 | 0.007576 | 0.0001242
| 2018/19 | 1/02/2019 | PLANNED | 16427 | 121 | 135.7603 | 0.019808 | 0.0001459
| 2018/19 | 1/02/2019 | PLANNED | 296 | 2 | 148 | 0.00035692 | 2.4116e-06
| 2018/19 | 1/02/2019 | PLANNED | 7381 | 19 | 388.4737 | 0.0089 | 2.291e-05
| 2018/19 | 1/02/2019 | PLANNED | 11290 | 41 | 275.3659 | 0.013613 | 4.9438e-05
| 2018/19 | 1/02/2019 | PLANNED | 2508 | 22 | 114 | 0.0030241 | 2.6528e-05
| 2018/19 | 1/02/2019 | PLANNED | 3415 | 14 | 243.9286 | 0.0041178 | 1.6881e-05
| 2018/19 | 1/02/2019 | PLANNED | 77 | 1 | 77 | 9.2847e-05 | 1.2058e-06
| 2018/19 | 1/02/2019 | PLANNED | 9164 | 29 | 316 | 0.01105 | 3.4968e-05
| 2018/19 | 1/02/2019 | PLANNED | 375 | 5 | 75 | 0.00045217 | 6.029e-06
| 2018/19 | 1/02/2019 | PLANNED | 45 | 4 | 11.25 | 5.4261e-05 | 4.8232e-06
| 2018/19 | 1/02/2019 | PLANNED | 216 | 2 | 108 | 0.00026045 | 2.4116e-06
| 2018/19 | 1/02/2019 | PLANNED | 921 | 36 | 25.5833 | 0.0011105 | 4.3409e-05
| 2018/19 | 1/02/2019 | PLANNED | 5406 | 159 | 34 | 0.0065186 | 0.00019172
| 2018/19 | 1/02/2019 | PLANNED | 50 | 2 | 25 | 6.029e-05 | 2.4116e-06
| 2018/19 | 1/02/2019 | PLANNED | 20 | 2 | 10 | 2.4116e-05 | 2.4116e-06
| 2018/19 | 1/02/2019 | PLANNED | 92 | 4 | 23 | 0.00011093 | 4.8232e-06
| 2018/19 | 1/02/2019 | PLANNED | 16 | 2 | 8 | 1.9293e-05 | 2.4116e-06
| 2018/19 | 1/02/2019 | PLANNED | 48 | 1 | 48 | 5.7878e-05 | 1.2058e-06
| 2018/19 | 2/02/2019 | PLANNED | 3261 | 8 | 407.625 | 0.0039321 | 9.6464e-06
| 2018/19 | 2/02/2019 | PLANNED | 456 | 12 | 38 | 0.00054984 | 1.447e-05
| 2018/19 | 3/02/2019 | PLANNED | 3755 | 5 | 751 | 0.0045278 | 6.029e-06
| 2018/19 | 3/02/2019 | PLANNED | 1000 | 4 | 250 | 0.0012058 | 4.8232e-06
| 2018/19 | 3/02/2019 | PLANNED | 6790 | 35 | 194 | 0.0081874 | 4.2203e-05
| 2018/19 | 3/02/2019 | PLANNED | 6412 | 28 | 229 | 0.0077316 | 3.3762e-05
| 2018/19 | 3/02/2019 | PLANNED | 34 | 1 | 34 | 4.0997e-05 | 1.2058e-06
| 2018/19 | 3/02/2019 | PLANNED | 153 | 9 | 17 | 0.00018449 | 1.0852e-05
| 2018/19 | 4/02/2019 | PLANNED | 7800 | 24 | 325 | 0.0094052 | 2.8939e-05
| 2018/19 | 4/02/2019 | PLANNED | 246 | 2 | 123 | 0.00029663 | 2.4116e-06
| 2018/19 | 4/02/2019 | PLANNED | 166 | 2 | 83 | 0.00020016 | 2.4116e-06
| 2018/19 | 4/02/2019 | PLANNED | 180 | 1 | 180 | 0.00021704 | 1.2058e-06
| 2018/19 | 4/02/2019 | PLANNED | 144 | 3 | 48 | 0.00017364 | 3.6174e-06
| 2018/19 | 4/02/2019 | PLANNED | 936 | 3 | 312 | 0.0011286 | 3.6174e-06
| 2018/19 | 4/02/2019 | PLANNED | 250 | 5 | 50 | 0.00030145 | 6.029e-06
| 2018/19 | 4/02/2019 | PLANNED | 175 | 1 | 175 | 0.00021101 | 1.2058e-06
| 2018/19 | 4/02/2019 | PLANNED | 3419 | 13 | 263 | 0.0041226 | 1.5675e-05
| 2018/19 | 4/02/2019 | PLANNED | 11696 | 34 | 344 | 0.014103 | 4.0997e-05
| 2018/19 | 4/02/2019 | PLANNED | 7424 | 32 | 232 | 0.0089519 | 3.8586e-05
| 2018/19 | 4/02/2019 | PLANNED | 120 | 3 | 40 | 0.0001447 | 3.6174e-06
| 2018/19 | 4/02/2019 | PLANNED | 333 | 3 | 111 | 0.00040153 | 3.6174e-06
| 2018/19 | 4/02/2019 | PLANNED | 45 | 5 | 9 | 5.4261e-05 | 6.029e-06
| 2018/19 | 4/02/2019 | PLANNED | 1860 | 22 | 84.5455 | 0.0022428 | 2.6528e-05
| 2018/19 | 4/02/2019 | PLANNED | 120 | 6 | 20 | 0.0001447 | 7.2348e-06
| 2018/19 | 4/02/2019 | PLANNED | 107 | 1 | 107 | 0.00012902 | 1.2058e-06
| 2018/19 | 4/02/2019 | PLANNED | 120 | 2 | 60 | 0.0001447 | 2.4116e-06
| 2018/19 | 4/02/2019 | PLANNED | 33 | 1 | 33 | 3.9791e-05 | 1.2058e-06
| 2018/19 | 5/02/2019 | PLANNED | 8523 | 20 | 426.15 | 0.010277 | 2.4116e-05
| 2018/19 | 5/02/2019 | PLANNED | 9575 | 25 | 383 | 0.011546 | 3.0145e-05
| 2018/19 | 5/02/2019 | PLANNED | 20214 | 2 | 10107 | 0.024374 | 2.4116e-06
| 2018/19 | 5/02/2019 | PLANNED | 740 | 5 | 148 | 0.00089229 | 6.029e-06
| 2018/19 | 5/02/2019 | PLANNED | 58615 | 135 | 434.1852 | 0.070678 | 0.00016278
| 2018/19 | 5/02/2019 | PLANNED | 6498 | 30 | 216.6 | 0.0078353 | 3.6174e-05
| 2018/19 | 5/02/2019 | PLANNED | 11560 | 40 | 289 | 0.013939 | 4.8232e-05
| 2018/19 | 5/02/2019 | PLANNED | 34256 | 138 | 248.2319 | 0.041306 | 0.0001664
| 2018/19 | 5/02/2019 | PLANNED | 4608 | 18 | 256 | 0.0055563 | 2.1704e-05
| 2018/19 | 5/02/2019 | PLANNED | 6060 | 30 | 202 | 0.0073071 | 3.6174e-05
| 2018/19 | 5/02/2019 | PLANNED | 13900 | 139 | 100 | 0.016761 | 0.00016761
| 2018/19 | 5/02/2019 | PLANNED | 6708 | 39 | 172 | 0.0080885 | 4.7026e-05
| 2018/19 | 5/02/2019 | PLANNED | 270 | 1 | 270 | 0.00032557 | 1.2058e-06
| 2018/19 | 5/02/2019 | PLANNED | 1225 | 5 | 245 | 0.0014771 | 6.029e-06
| 2018/19 | 5/02/2019 | PLANNED | 2758 | 7 | 394 | 0.0033256 | 8.4406e-06
| 2018/19 | 5/02/2019 | PLANNED | 6758 | 58 | 116.5172 | 0.0081488 | 6.9936e-05
| 2018/19 | 5/02/2019 | PLANNED | 710 | 10 | 71 | 0.00085612 | 1.2058e-05
| 2018/19 | 5/02/2019 | PLANNED | 32 | 1 | 32 | 3.8586e-05 | 1.2058e-06
| 2018/19 | 5/02/2019 | PLANNED | 3680 | 46 | 80 | 0.0044373 | 5.5467e-05
| 2018/19 | 6/02/2019 | PLANNED | 3880 | 10 | 388 | 0.0046785 | 1.2058e-05
| 2018/19 | 6/02/2019 | PLANNED | 8613 | 27 | 319 | 0.010386 | 3.2557e-05
| 2018/19 | 6/02/2019 | PLANNED | 11687 | 31 | 377 | 0.014092 | 3.738e-05
| 2018/19 | 6/02/2019 | PLANNED | 546 | 2 | 273 | 0.00065837 | 2.4116e-06
| 2018/19 | 6/02/2019 | PLANNED | 38385 | 142 | 270.3169 | 0.046285 | 0.00017122
| 2018/19 | 6/02/2019 | PLANNED | 1120 | 4 | 280 | 0.0013505 | 4.8232e-06
| 2018/19 | 6/02/2019 | PLANNED | 984 | 12 | 82 | 0.0011865 | 1.447e-05
| 2018/19 | 6/02/2019 | PLANNED | 2120 | 8 | 265 | 0.0025563 | 9.6464e-06
| 2018/19 | 6/02/2019 | PLANNED | 880 | 3 | 293.3333 | 0.0010611 | 3.6174e-06
| 2018/19 | 6/02/2019 | PLANNED | 125 | 1 | 125 | 0.00015072 | 1.2058e-06
| 2018/19 | 6/02/2019 | PLANNED | 32 | 1 | 32 | 3.8586e-05 | 1.2058e-06
| 2018/19 | 6/02/2019 | PLANNED | 26 | 1 | 26 | 3.1351e-05 | 1.2058e-06
| 2018/19 | 6/02/2019 | PLANNED | 7912 | 37 | 213.8378 | 0.0095403 | 4.4615e-05
| 2018/19 | 6/02/2019 | PLANNED | 25 | 1 | 25 | 3.0145e-05 | 1.2058e-06
| 2018/19 | 6/02/2019 | PLANNED | 180 | 2 | 90 | 0.00021704 | 2.4116e-06
| 2018/19 | 6/02/2019 | PLANNED | 544 | 2 | 272 | 0.00065596 | 2.4116e-06
| 2018/19 | 6/02/2019 | PLANNED | 90 | 1 | 90 | 0.00010852 | 1.2058e-06
| 2018/19 | 6/02/2019 | PLANNED | 33 | 1 | 33 | 3.9791e-05 | 1.2058e-06
| 2018/19 | 6/02/2019 | PLANNED | 10 | 2 | 5 | 1.2058e-05 | 2.4116e-06
| 2018/19 | 6/02/2019 | PLANNED | 25 | 1 | 25 | 3.0145e-05 | 1.2058e-06
| 2018/19 | 7/02/2019 | PLANNED | 7500 | 20 | 375 | 0.0090435 | 2.4116e-05
| 2018/19 | 7/02/2019 | PLANNED | 417 | 1 | 417 | 0.00050282 | 1.2058e-06
| 2018/19 | 7/02/2019 | PLANNED | 4120 | 10 | 412 | 0.0049679 | 1.2058e-05
| 2018/19 | 7/02/2019 | PLANNED | 362 | 1 | 362 | 0.0004365 | 1.2058e-06
| 2018/19 | 7/02/2019 | PLANNED | 24 | 3 | 8 | 2.8939e-05 | 3.6174e-06
| 2018/19 | 7/02/2019 | PLANNED | 75438 | 198 | 381 | 0.090963 | 0.00023875
| 2018/19 | 7/02/2019 | PLANNED | 5624 | 37 | 152 | 0.0067814 | 4.4615e-05
| 2018/19 | 7/02/2019 | PLANNED | 21 | 21 | 1 | 2.5322e-05 | 2.5322e-05
| 2018/19 | 7/02/2019 | PLANNED | 110 | 2 | 55 | 0.00013264 | 2.4116e-06
| 2018/19 | 7/02/2019 | PLANNED | 17 | 1 | 17 | 2.0499e-05 | 1.2058e-06
| 2018/19 | 7/02/2019 | PLANNED | 1199 | 11 | 109 | 0.0014458 | 1.3264e-05
| 2018/19 | 7/02/2019 | PLANNED | 213 | 1 | 213 | 0.00025684 | 1.2058e-06
| 2018/19 | 7/02/2019 | PLANNED | 2056 | 8 | 257 | 0.0024791 | 9.6464e-06
| 2018/19 | 7/02/2019 | PLANNED | 2167 | 11 | 197 | 0.002613 | 1.3264e-05
| 2018/19 | 7/02/2019 | PLANNED | 9864 | 54 | 182.6667 | 0.011894 | 6.5113e-05
| 2018/19 | 7/02/2019 | PLANNED | 31 | 1 | 31 | 3.738e-05 | 1.2058e-06
| 2018/19 | 8/02/2019 | PLANNED | 4350 | 10 | 435 | 0.0052452 | 1.2058e-05
| 2018/19 | 8/02/2019 | PLANNED | 1170 | 3 | 390 | 0.0014108 | 3.6174e-06
| 2018/19 | 8/02/2019 | PLANNED | 328 | 4 | 82 | 0.0003955 | 4.8232e-06
| 2018/19 | 8/02/2019 | PLANNED | 13860 | 42 | 330 | 0.016712 | 5.0644e-05
| 2018/19 | 8/02/2019 | PLANNED | 5454 | 27 | 202 | 0.0065764 | 3.2557e-05
| 2018/19 | 8/02/2019 | PLANNED | 390 | 3 | 130 | 0.00047026 | 3.6174e-06
| 2018/19 | 8/02/2019 | PLANNED | 168 | 4 | 42 | 0.00020257 | 4.8232e-06
| 2018/19 | 8/02/2019 | PLANNED | 34589 | 117 | 295.6325 | 0.041707 | 0.00014108
| 2018/19 | 8/02/2019 | PLANNED | 748 | 4 | 187 | 0.00090194 | 4.8232e-06
| 2018/19 | 8/02/2019 | PLANNED | 110 | 2 | 55 | 0.00013264 | 2.4116e-06
| 2018/19 | 8/02/2019 | PLANNED | 170 | 2 | 85 | 0.00020499 | 2.4116e-06
| 2018/19 | 8/02/2019 | PLANNED | 8960 | 26 | 344.6154 | 0.010804 | 3.1351e-05
| 2018/19 | 8/02/2019 | PLANNED | 770 | 7 | 110 | 0.00092847 | 8.4406e-06
| 2018/19 | 8/02/2019 | PLANNED | 10 | 1 | 10 | 1.2058e-05 | 1.2058e-06
| 2018/19 | 8/02/2019 | PLANNED | 336 | 4 | 84 | 0.00040515 | 4.8232e-06
| 2018/19 | 8/02/2019 | PLANNED | 177 | 3 | 59 | 0.00021343 | 3.6174e-06
| 2018/19 | 8/02/2019 | PLANNED | 144 | 12 | 12 | 0.00017364 | 1.447e-05
| 2018/19 | 8/02/2019 | PLANNED | 900 | 10 | 90 | 0.0010852 | 1.2058e-05
| 2018/19 | 9/02/2019 | PLANNED | 9100 | 70 | 130 | 0.010973 | 8.4406e-05
| 2018/19 | 9/02/2019 | PLANNED | 50005 | 137 | 365 | 0.060296 | 0.00016519
| 2018/19 | 9/02/2019 | PLANNED | 1650 | 6 | 275 | 0.0019896 | 7.2348e-06
| 2018/19 | 9/02/2019 | PLANNED | 660 | 2 | 330 | 0.00079583 | 2.4116e-06
| 2018/19 | 9/02/2019 | PLANNED | 246 | 1 | 246 | 0.00029663 | 1.2058e-06
| 2018/19 | 10/02/2019 | PLANNED | 1632 | 6 | 272 | 0.0019679 | 7.2348e-06
| 2018/19 | 10/02/2019 | PLANNED | 8400 | 105 | 80 | 0.010129 | 0.00012661
| 2018/19 | 10/02/2019 | PLANNED | 90720 | 288 | 315 | 0.10939 | 0.00034727
| 2018/19 | 10/02/2019 | PLANNED | 318 | 2 | 159 | 0.00038344 | 2.4116e-06
| 2018/19 | 10/02/2019 | PLANNED | 74736 | 152 | 491.6842 | 0.090117 | 0.00018328
| 2018/19 | 10/02/2019 | PLANNED | 320 | 4 | 80 | 0.00038586 | 4.8232e-06
| 2018/19 | 10/02/2019 | PLANNED | 7875 | 105 | 75 | 0.0094957 | 0.00012661
| 2018/19 | 10/02/2019 | PLANNED | 6370 | 70 | 91 | 0.0076809 | 8.4406e-05
| 2018/19 | 11/02/2019 | PLANNED | 565 | 1 | 565 | 0.00068128 | 1.2058e-06
| 2018/19 | 11/02/2019 | PLANNED | 21 | 3 | 7 | 2.5322e-05 | 3.6174e-06
| 2018/19 | 11/02/2019 | PLANNED | 332 | 2 | 166 | 0.00040033 | 2.4116e-06
| 2018/19 | 11/02/2019 | PLANNED | 45 | 1 | 45 | 5.4261e-05 | 1.2058e-06
| 2018/19 | 11/02/2019 | PLANNED | 1824 | 6 | 304 | 0.0021994 | 7.2348e-06
| 2018/19 | 11/02/2019 | PLANNED | 28 | 4 | 7 | 3.3762e-05 | 4.8232e-06
| 2018/19 | 11/02/2019 | PLANNED | 136 | 2 | 68 | 0.00016399 | 2.4116e-06
| 2018/19 | 11/02/2019 | PLANNED | 250 | 2 | 125 | 0.00030145 | 2.4116e-06
| 2018/19 | 11/02/2019 | PLANNED | 9000 | 30 | 300 | 0.010852 | 3.6174e-05
| 2018/19 | 11/02/2019 | PLANNED | 9504 | 27 | 352 | 0.01146 | 3.2557e-05
| 2018/19 | 11/02/2019 | PLANNED | 150 | 2 | 75 | 0.00018087 | 2.4116e-06
| 2018/19 | 11/02/2019 | PLANNED | 312 | 3 | 104 | 0.00037621 | 3.6174e-06
| 2018/19 | 11/02/2019 | PLANNED | 580 | 3 | 193.3333 | 0.00069936 | 3.6174e-06
| 2018/19 | 11/02/2019 | PLANNED | 408 | 4 | 102 | 0.00049197 | 4.8232e-06
| 2018/19 | 11/02/2019 | PLANNED | 84 | 2 | 42 | 0.00010129 | 2.4116e-06
| 2018/19 | 11/02/2019 | PLANNED | 4 | 2 | 2 | 4.8232e-06 | 2.4116e-06
| 2018/19 | 11/02/2019 | PLANNED | 25 | 1 | 25 | 3.0145e-05 | 1.2058e-06
| 2018/19 | 11/02/2019 | PLANNED | 60 | 1 | 60 | 7.2348e-05 | 1.2058e-06
| 2018/19 | 11/02/2019 | PLANNED | 24 | 2 | 12 | 2.8939e-05 | 2.4116e-06
| 2018/19 | 12/02/2019 | PLANNED | 1180 | 2 | 590 | 0.0014228 | 2.4116e-06
| 2018/19 | 12/02/2019 | PLANNED | 768 | 2 | 384 | 0.00092605 | 2.4116e-06
| 2018/19 | 12/02/2019 | PLANNED | 7480 | 22 | 340 | 0.0090194 | 2.6528e-05
| 2018/19 | 12/02/2019 | PLANNED | 162000 | 375 | 432 | 0.19534 | 0.00045217
| 2018/19 | 12/02/2019 | PLANNED | 70 | 7 | 10 | 8.4406e-05 | 8.4406e-06
| 2018/19 | 12/02/2019 | PLANNED | 45 | 15 | 3 | 5.4261e-05 | 1.8087e-05
| 2018/19 | 12/02/2019 | PLANNED | 9296 | 28 | 332 | 0.011209 | 3.3762e-05
| 2018/19 | 12/02/2019 | PLANNED | 276 | 1 | 276 | 0.0003328 | 1.2058e-06
| 2018/19 | 12/02/2019 | PLANNED | 7540 | 29 | 260 | 0.0090917 | 3.4968e-05
| 2018/19 | 12/02/2019 | PLANNED | 322 | 2 | 161 | 0.00038827 | 2.4116e-06
| 2018/19 | 12/02/2019 | PLANNED | 14905 | 55 | 271 | 0.017972 | 6.6319e-05
| 2018/19 | 12/02/2019 | PLANNED | 500 | 5 | 100 | 0.0006029 | 6.029e-06
| 2018/19 | 12/02/2019 | PLANNED | 17733 | 75 | 236.44 | 0.021382 | 9.0435e-05
| 2018/19 | 12/02/2019 | PLANNED | 8892 | 38 | 234 | 0.010722 | 4.582e-05
| 2018/19 | 12/02/2019 | PLANNED | 40 | 1 | 40 | 4.8232e-05 | 1.2058e-06
| 2018/19 | 12/02/2019 | PLANNED | 200 | 25 | 8 | 0.00024116 | 3.0145e-05
| 2018/19 | 12/02/2019 | PLANNED | 6 | 2 | 3 | 7.2348e-06 | 2.4116e-06
| 2018/19 | 12/02/2019 | PLANNED | 4440 | 8 | 555 | 0.0053538 | 9.6464e-06
| 2018/19 | 13/02/2019 | PLANNED | 620 | 1 | 620 | 0.0007476 | 1.2058e-06
| 2018/19 | 13/02/2019 | PLANNED | 4502 | 23 | 195.7391 | 0.0054285 | 2.7733e-05
| 2018/19 | 13/02/2019 | PLANNED | 36160 | 99 | 365.2525 | 0.043602 | 0.00011937
| 2018/19 | 13/02/2019 | PLANNED | 5705 | 35 | 163 | 0.0068791 | 4.2203e-05
| 2018/19 | 13/02/2019 | PLANNED | 9020 | 110 | 82 | 0.010876 | 0.00013264
| 2018/19 | 13/02/2019 | PLANNED | 6248 | 22 | 284 | 0.0075338 | 2.6528e-05
| 2018/19 | 13/02/2019 | PLANNED | 5972 | 22 | 271.4545 | 0.007201 | 2.6528e-05
| 2018/19 | 13/02/2019 | PLANNED | 1536 | 8 | 192 | 0.0018521 | 9.6464e-06
| 2018/19 | 13/02/2019 | PLANNED | 1926 | 9 | 214 | 0.0023224 | 1.0852e-05
| 2018/19 | 13/02/2019 | PLANNED | 316 | 2 | 158 | 0.00038103 | 2.4116e-06
| 2018/19 | 13/02/2019 | PLANNED | 1625 | 5 | 325 | 0.0019594 | 6.029e-06
| 2018/19 | 13/02/2019 | PLANNED | 80 | 8 | 10 | 9.6464e-05 | 9.6464e-06
| 2018/19 | 13/02/2019 | PLANNED | 2860 | 11 | 260 | 0.0034486 | 1.3264e-05
| 2018/19 | 13/02/2019 | PLANNED | 69596 | 254 | 274 | 0.083919 | 0.00030627
| 2018/19 | 13/02/2019 | PLANNED | 113 | 1 | 113 | 0.00013626 | 1.2058e-06
| 2018/19 | 13/02/2019 | PLANNED | 1728 | 36 | 48 | 0.0020836 | 4.3409e-05
| 2018/19 | 13/02/2019 | PLANNED | 40 | 4 | 10 | 4.8232e-05 | 4.8232e-06
| 2018/19 | 13/02/2019 | PLANNED | 2912 | 56 | 52 | 0.0035113 | 6.7525e-05
| 2018/19 | 13/02/2019 | PLANNED | 40 | 1 | 40 | 4.8232e-05 | 1.2058e-06
| 2018/19 | 13/02/2019 | PLANNED | 8 | 2 | 4 | 9.6464e-06 | 2.4116e-06
| 2018/19 | 13/02/2019 | PLANNED | 46 | 13 | 3.5385 | 5.5467e-05 | 1.5675e-05
| 2018/19 | 13/02/2019 | PLANNED | 6545 | 17 | 385 | 0.007892 | 2.0499e-05
| 2018/19 | 14/02/2019 | PLANNED | 9858 | 53 | 186 | 0.011887 | 6.3907e-05
| 2018/19 | 14/02/2019 | PLANNED | 5377 | 19 | 283 | 0.0064836 | 2.291e-05
| 2018/19 | 14/02/2019 | PLANNED | 74 | 1 | 74 | 8.9229e-05 | 1.2058e-06
| 2018/19 | 14/02/2019 | PLANNED | 60 | 4 | 15 | 7.2348e-05 | 4.8232e-06
| 2018/19 | 14/02/2019 | PLANNED | 864 | 36 | 24 | 0.0010418 | 4.3409e-05
| 2018/19 | 14/02/2019 | PLANNED | 1074 | 4 | 268.5 | 0.001295 | 4.8232e-06
| 2018/19 | 14/02/2019 | PLANNED | 35323 | 111 | 318.2252 | 0.042592 | 0.00013384
| 2018/19 | 14/02/2019 | PLANNED | 78473 | 223 | 351.8969 | 0.094623 | 0.00026889
| 2018/19 | 14/02/2019 | PLANNED | 2680 | 12 | 223.3333 | 0.0032315 | 1.447e-05
| 2018/19 | 14/02/2019 | PLANNED | 166 | 1 | 166 | 0.00020016 | 1.2058e-06
| 2018/19 | 14/02/2019 | PLANNED | 183 | 3 | 61 | 0.00022066 | 3.6174e-06
| 2018/19 | 14/02/2019 | PLANNED | 64 | 8 | 8 | 7.7171e-05 | 9.6464e-06
| 2018/19 | 14/02/2019 | PLANNED | 4504 | 31 | 145.2903 | 0.0054309 | 3.738e-05
| 2018/19 | 14/02/2019 | PLANNED | 24799 | 98 | 253.051 | 0.029903 | 0.00011817
| 2018/19 | 14/02/2019 | PLANNED | 50 | 5 | 10 | 6.029e-05 | 6.029e-06
| 2018/19 | 14/02/2019 | PLANNED | 22 | 2 | 11 | 2.6528e-05 | 2.4116e-06
| 2018/19 | 14/02/2019 | PLANNED | 81 | 3 | 27 | 9.767e-05 | 3.6174e-06
| 2018/19 | 14/02/2019 | PLANNED | 18 | 1 | 18 | 2.1704e-05 | 1.2058e-06
| 2018/19 | 15/02/2019 | PLANNED | 4323 | 11 | 393 | 0.0052127 | 1.3264e-05
| 2018/19 | 15/02/2019 | PLANNED | 825 | 3 | 275 | 0.00099478 | 3.6174e-06
| 2018/19 | 15/02/2019 | PLANNED | 560 | 2 | 280 | 0.00067525 | 2.4116e-06
| 2018/19 | 15/02/2019 | PLANNED | 19694 | 54 | 364.7037 | 0.023747 | 6.5113e-05
| 2018/19 | 15/02/2019 | PLANNED | 20 | 2 | 10 | 2.4116e-05 | 2.4116e-06
| 2018/19 | 15/02/2019 | PLANNED | 600 | 2 | 300 | 0.00072348 | 2.4116e-06
| 2018/19 | 15/02/2019 | PLANNED | 3638 | 17 | 214 | 0.0043867 | 2.0499e-05
| 2018/19 | 15/02/2019 | PLANNED | 75 | 3 | 25 | 9.0435e-05 | 3.6174e-06
| 2018/19 | 15/02/2019 | PLANNED | 4758 | 36 | 132.1667 | 0.0057372 | 4.3409e-05
| 2018/19 | 15/02/2019 | PLANNED | 30 | 1 | 30 | 3.6174e-05 | 1.2058e-06
| 2018/19 | 15/02/2019 | PLANNED | 564 | 2 | 282 | 0.00068007 | 2.4116e-06
| 2018/19 | 15/02/2019 | PLANNED | 577 | 2 | 288.5 | 0.00069575 | 2.4116e-06
| 2018/19 | 15/02/2019 | PLANNED | 420 | 28 | 15 | 0.00050644 | 3.3762e-05
| 2018/19 | 15/02/2019 | PLANNED | 330 | 3 | 110 | 0.00039791 | 3.6174e-06
| 2018/19 | 15/02/2019 | PLANNED | 46 | 1 | 46 | 5.5467e-05 | 1.2058e-06
| 2018/19 | 15/02/2019 | PLANNED | 25 | 1 | 25 | 3.0145e-05 | 1.2058e-06
| 2018/19 | 16/02/2019 | PLANNED | 2235 | 8 | 279.375 | 0.002695 | 9.6464e-06
| 2018/19 | 17/02/2019 | PLANNED | 90 | 10 | 9 | 0.00010852 | 1.2058e-05
| 2018/19 | 17/02/2019 | PLANNED | 2310 | 8 | 288.75 | 0.0027854 | 9.6464e-06
| 2018/19 | 17/02/2019 | PLANNED | 2430 | 81 | 30 | 0.0029301 | 9.767e-05
| 2018/19 | 17/02/2019 | PLANNED | 987 | 3 | 329 | 0.0011901 | 3.6174e-06
| 2018/19 | 17/02/2019 | PLANNED | 6050 | 10 | 605 | 0.0072951 | 1.2058e-05
| 2018/19 | 17/02/2019 | PLANNED | 18958 | 72 | 263.3056 | 0.02286 | 8.6818e-05
| 2018/19 | 17/02/2019 | PLANNED | 2561 | 8 | 320.125 | 0.0030881 | 9.6464e-06
| 2018/19 | 17/02/2019 | PLANNED | 1755 | 39 | 45 | 0.0021162 | 4.7026e-05
| 2018/19 | 18/02/2019 | PLANNED | 28470 | 73 | 390 | 0.034329 | 8.8023e-05
| 2018/19 | 18/02/2019 | PLANNED | 4565 | 11 | 415 | 0.0055045 | 1.3264e-05
| 2018/19 | 18/02/2019 | PLANNED | 4400 | 22 | 200 | 0.0053055 | 2.6528e-05
| 2018/19 | 18/02/2019 | PLANNED | 7035 | 67 | 105 | 0.0084828 | 8.0789e-05
| 2018/19 | 18/02/2019 | PLANNED | 4020 | 13 | 309.2308 | 0.0048473 | 1.5675e-05
| 2018/19 | 18/02/2019 | PLANNED | 3740 | 12 | 311.6667 | 0.0045097 | 1.447e-05
| 2018/19 | 18/02/2019 | PLANNED | 282 | 2 | 141 | 0.00034004 | 2.4116e-06
| 2018/19 | 18/02/2019 | PLANNED | 11480 | 41 | 280 | 0.013843 | 4.9438e-05
| 2018/19 | 18/02/2019 | PLANNED | 3780 | 18 | 210 | 0.0045579 | 2.1704e-05
| 2018/19 | 18/02/2019 | PLANNED | 40 | 4 | 10 | 4.8232e-05 | 4.8232e-06
| 2018/19 | 18/02/2019 | PLANNED | 380 | 2 | 190 | 0.0004582 | 2.4116e-06
| 2018/19 | 18/02/2019 | PLANNED | 272 | 16 | 17 | 0.00032798 | 1.9293e-05
| 2018/19 | 18/02/2019 | PLANNED | 100 | 1 | 100 | 0.00012058 | 1.2058e-06
| 2018/19 | 18/02/2019 | PLANNED | 30789 | 99 | 311 | 0.037125 | 0.00011937
| 2018/19 | 18/02/2019 | PLANNED | 980 | 4 | 245 | 0.0011817 | 4.8232e-06
| 2018/19 | 18/02/2019 | PLANNED | 1560 | 24 | 65 | 0.001881 | 2.8939e-05
| 2018/19 | 18/02/2019 | PLANNED | 8908 | 34 | 262 | 0.010741 | 4.0997e-05
| 2018/19 | 18/02/2019 | PLANNED | 150 | 2 | 75 | 0.00018087 | 2.4116e-06
| 2018/19 | 18/02/2019 | PLANNED | 40784 | 621 | 65.6747 | 0.049177 | 0.0007488
| 2018/19 | 18/02/2019 | PLANNED | 16 | 2 | 8 | 1.9293e-05 | 2.4116e-06
| 2018/19 | 18/02/2019 | PLANNED | 62 | 1 | 62 | 7.476e-05 | 1.2058e-06
| 2018/19 | 18/02/2019 | PLANNED | 770 | 11 | 70 | 0.00092847 | 1.3264e-05
| 2018/19 | 18/02/2019 | PLANNED | 58 | 2 | 29 | 6.9936e-05 | 2.4116e-06
| 2018/19 | 18/02/2019 | PLANNED | 10 | 1 | 10 | 1.2058e-05 | 1.2058e-06
| 2018/19 | 19/02/2019 | PLANNED | 675 | 5 | 135 | 0.00081391 | 6.029e-06
| 2018/19 | 19/02/2019 | PLANNED | 8015 | 35 | 229 | 0.0096645 | 4.2203e-05
| 2018/19 | 19/02/2019 | PLANNED | 981 | 3 | 327 | 0.0011829 | 3.6174e-06
| 2018/19 | 19/02/2019 | PLANNED | 9917 | 47 | 211 | 0.011958 | 5.6673e-05
| 2018/19 | 19/02/2019 | PLANNED | 247 | 7 | 35.2857 | 0.00029783 | 8.4406e-06
| 2018/19 | 19/02/2019 | PLANNED | 1201 | 7 | 171.5714 | 0.0014482 | 8.4406e-06
| 2018/19 | 19/02/2019 | PLANNED | 34204 | 68 | 503 | 0.041243 | 8.1994e-05
| 2018/19 | 19/02/2019 | PLANNED | 280 | 1 | 280 | 0.00033762 | 1.2058e-06
| 2018/19 | 19/02/2019 | PLANNED | 5 | 1 | 5 | 6.029e-06 | 1.2058e-06
| 2018/19 | 19/02/2019 | PLANNED | 684 | 4 | 171 | 0.00082477 | 4.8232e-06
| 2018/19 | 19/02/2019 | PLANNED | 540 | 2 | 270 | 0.00065113 | 2.4116e-06
| 2018/19 | 19/02/2019 | PLANNED | 16 | 3 | 5.3333 | 1.9293e-05 | 3.6174e-06
| 2018/19 | 19/02/2019 | PLANNED | 1746 | 6 | 291 | 0.0021053 | 7.2348e-06
| 2018/19 | 19/02/2019 | PLANNED | 21716 | 61 | 356 | 0.026185 | 7.3554e-05
| 2018/19 | 19/02/2019 | PLANNED | 676 | 13 | 52 | 0.00081512 | 1.5675e-05
| 2018/19 | 19/02/2019 | PLANNED | 131 | 1 | 131 | 0.00015796 | 1.2058e-06
| 2018/19 | 19/02/2019 | PLANNED | 20 | 2 | 10 | 2.4116e-05 | 2.4116e-06
| 2018/19 | 19/02/2019 | PLANNED | 600 | 3 | 200 | 0.00072348 | 3.6174e-06
| 2018/19 | 19/02/2019 | PLANNED | 5405 | 47 | 115 | 0.0065173 | 5.6673e-05
| 2018/19 | 19/02/2019 | PLANNED | 597 | 2 | 298.5 | 0.00071986 | 2.4116e-06
| 2018/19 | 19/02/2019 | PLANNED | 500 | 2 | 250 | 0.0006029 | 2.4116e-06
| 2018/19 | 19/02/2019 | PLANNED | 277 | 1 | 277 | 0.00033401 | 1.2058e-06
| 2018/19 | 19/02/2019 | PLANNED | 396 | 66 | 6 | 0.0004775 | 7.9583e-05
| 2018/19 | 19/02/2019 | PLANNED | 3 | 1 | 3 | 3.6174e-06 | 1.2058e-06
| 2018/19 | 19/02/2019 | PLANNED | 1800 | 8 | 225 | 0.0021704 | 9.6464e-06
| 2018/19 | 19/02/2019 | PLANNED | 12000 | 50 | 240 | 0.01447 | 6.029e-05
| 2018/19 | 19/02/2019 | PLANNED | 6138 | 33 | 186 | 0.0074012 | 3.9791e-05
| 2018/19 | 19/02/2019 | PLANNED | 345 | 5 | 69 | 0.000416 | 6.029e-06
| 2018/19 | 19/02/2019 | PLANNED | 18 | 1 | 18 | 2.1704e-05 | 1.2058e-06
| 2018/19 | 19/02/2019 | PLANNED | 930 | 10 | 93 | 0.0011214 | 1.2058e-05
| 2018/19 | 19/02/2019 | PLANNED | 80 | 10 | 8 | 9.6464e-05 | 1.2058e-05
| 2018/19 | 19/02/2019 | PLANNED | 8 | 2 | 4 | 9.6464e-06 | 2.4116e-06
| 2018/19 | 19/02/2019 | PLANNED | 56 | 1 | 56 | 6.7525e-05 | 1.2058e-06
| 2018/19 | 19/02/2019 | PLANNED | 11 | 1 | 11 | 1.3264e-05 | 1.2058e-06
| 2018/19 | 20/02/2019 | PLANNED | 222 | 37 | 6 | 0.00026769 | 4.4615e-05
| 2018/19 | 20/02/2019 | PLANNED | 13300 | 35 | 380 | 0.016037 | 4.2203e-05
| 2018/19 | 20/02/2019 | PLANNED | 4137 | 21 | 197 | 0.0049884 | 2.5322e-05
| 2018/19 | 20/02/2019 | PLANNED | 1088 | 2 | 544 | 0.0013119 | 2.4116e-06
| 2018/19 | 20/02/2019 | PLANNED | 36550 | 85 | 430 | 0.044072 | 0.00010249
| 2018/19 | 20/02/2019 | PLANNED | 746 | 2 | 373 | 0.00089953 | 2.4116e-06
| 2018/19 | 20/02/2019 | PLANNED | 988 | 76 | 13 | 0.0011913 | 9.1641e-05
| 2018/19 | 20/02/2019 | PLANNED | 158 | 6 | 26.3333 | 0.00019052 | 7.2348e-06
| 2018/19 | 20/02/2019 | PLANNED | 313 | 1 | 313 | 0.00037742 | 1.2058e-06
| 2018/19 | 20/02/2019 | PLANNED | 111 | 1 | 111 | 0.00013384 | 1.2058e-06
| 2018/19 | 20/02/2019 | PLANNED | 14640 | 57 | 256.8421 | 0.017653 | 6.8731e-05
| 2018/19 | 20/02/2019 | PLANNED | 5460 | 78 | 70 | 0.0065837 | 9.4052e-05
| 2018/19 | 20/02/2019 | PLANNED | 999 | 3 | 333 | 0.0012046 | 3.6174e-06
| 2018/19 | 20/02/2019 | PLANNED | 10289 | 41 | 250.9512 | 0.012406 | 4.9438e-05
| 2018/19 | 20/02/2019 | PLANNED | 144 | 12 | 12 | 0.00017364 | 1.447e-05
| 2018/19 | 20/02/2019 | PLANNED | 30738 | 94 | 327 | 0.037064 | 0.00011335
| 2018/19 | 20/02/2019 | PLANNED | 4340 | 217 | 20 | 0.0052332 | 0.00026166
| 2018/19 | 20/02/2019 | PLANNED | 195 | 1 | 195 | 0.00023513 | 1.2058e-06
| 2018/19 | 20/02/2019 | PLANNED | 3200 | 10 | 320 | 0.0038586 | 1.2058e-05
| 2018/19 | 20/02/2019 | PLANNED | 315 | 2 | 157.5 | 0.00037983 | 2.4116e-06
| 2018/19 | 20/02/2019 | PLANNED | 4914 | 18 | 273 | 0.0059253 | 2.1704e-05
| 2018/19 | 20/02/2019 | PLANNED | 1314 | 146 | 9 | 0.0015844 | 0.00017605
| 2018/19 | 20/02/2019 | PLANNED | 171 | 35 | 4.8857 | 0.00020619 | 4.2203e-05
| 2018/19 | 20/02/2019 | PLANNED | 60 | 2 | 30 | 7.2348e-05 | 2.4116e-06
| 2018/19 | 20/02/2019 | PLANNED | 2810 | 14 | 200.7143 | 0.0033883 | 1.6881e-05
| 2018/19 | 20/02/2019 | PLANNED | 1806 | 129 | 14 | 0.0021777 | 0.00015555
| 2018/19 | 20/02/2019 | PLANNED | 4590 | 9 | 510 | 0.0055346 | 1.0852e-05
| 2018/19 | 20/02/2019 | PLANNED | 2080 | 4 | 520 | 0.0025081 | 4.8232e-06
| 2018/19 | 21/02/2019 | PLANNED | 3196 | 19 | 168.2105 | 0.0038537 | 2.291e-05
| 2018/19 | 21/02/2019 | PLANNED | 140 | 20 | 7 | 0.00016881 | 2.4116e-05
| 2018/19 | 21/02/2019 | PLANNED | 15510 | 36 | 430.8333 | 0.018702 | 4.3409e-05
| 2018/19 | 21/02/2019 | PLANNED | 900 | 12 | 75 | 0.0010852 | 1.447e-05
| 2018/19 | 21/02/2019 | PLANNED | 9840 | 41 | 240 | 0.011865 | 4.9438e-05
| 2018/19 | 21/02/2019 | PLANNED | 1220 | 4 | 305 | 0.0014711 | 4.8232e-06
| 2018/19 | 21/02/2019 | PLANNED | 11774 | 77 | 152.9091 | 0.014197 | 9.2847e-05
| 2018/19 | 21/02/2019 | PLANNED | 53290 | 135 | 394.7407 | 0.064257 | 0.00016278
| 2018/19 | 21/02/2019 | PLANNED | 2236 | 13 | 172 | 0.0026962 | 1.5675e-05
| 2018/19 | 21/02/2019 | PLANNED | 9009 | 39 | 231 | 0.010863 | 4.7026e-05
| 2018/19 | 21/02/2019 | PLANNED | 5780 | 17 | 340 | 0.0069695 | 2.0499e-05
| 2018/19 | 21/02/2019 | PLANNED | 630 | 3 | 210 | 0.00075965 | 3.6174e-06
| 2018/19 | 21/02/2019 | PLANNED | 12360 | 40 | 309 | 0.014904 | 4.8232e-05
| 2018/19 | 21/02/2019 | PLANNED | 3204 | 18 | 178 | 0.0038634 | 2.1704e-05
| 2018/19 | 21/02/2019 | PLANNED | 17464 | 62 | 281.6774 | 0.021058 | 7.476e-05
| 2018/19 | 21/02/2019 | PLANNED | 89 | 1 | 89 | 0.00010732 | 1.2058e-06
| 2018/19 | 21/02/2019 | PLANNED | 20864 | 64 | 326 | 0.025158 | 7.7171e-05
| 2018/19 | 21/02/2019 | PLANNED | 160 | 8 | 20 | 0.00019293 | 9.6464e-06
| 2018/19 | 21/02/2019 | PLANNED | 46 | 1 | 46 | 5.5467e-05 | 1.2058e-06
| 2018/19 | 21/02/2019 | PLANNED | 7213 | 29 | 248.7241 | 0.0086974 | 3.4968e-05
| 2018/19 | 21/02/2019 | PLANNED | 119 | 1 | 119 | 0.00014349 | 1.2058e-06
| 2018/19 | 21/02/2019 | PLANNED | 21700 | 70 | 310 | 0.026166 | 8.4406e-05
| 2018/19 | 21/02/2019 | PLANNED | 60 | 4 | 15 | 7.2348e-05 | 4.8232e-06
| 2018/19 | 21/02/2019 | PLANNED | 107 | 1 | 107 | 0.00012902 | 1.2058e-06
| 2018/19 | 21/02/2019 | PLANNED | 1320 | 22 | 60 | 0.0015917 | 2.6528e-05
| 2018/19 | 21/02/2019 | PLANNED | 2438 | 23 | 106 | 0.0029397 | 2.7733e-05
| 2018/19 | 21/02/2019 | PLANNED | 740 | 86 | 8.6047 | 0.00089229 | 0.0001037
| 2018/19 | 21/02/2019 | PLANNED | 630 | 7 | 90 | 0.00075965 | 8.4406e-06
| 2018/19 | 21/02/2019 | PLANNED | 2205 | 49 | 45 | 0.0026588 | 5.9084e-05
| 2018/19 | 21/02/2019 | PLANNED | 2016 | 48 | 42 | 0.0024309 | 5.7878e-05
| 2018/19 | 21/02/2019 | PLANNED | 26 | 1 | 26 | 3.1351e-05 | 1.2058e-06
| 2018/19 | 21/02/2019 | PLANNED | 10542 | 42 | 251 | 0.012712 | 5.0644e-05
| 2018/19 | 22/02/2019 | PLANNED | 1729 | 7 | 247 | 0.0020848 | 8.4406e-06
| 2018/19 | 22/02/2019 | PLANNED | 5520 | 24 | 230 | 0.006656 | 2.8939e-05
| 2018/19 | 22/02/2019 | PLANNED | 3650 | 25 | 146 | 0.0044012 | 3.0145e-05
| 2018/19 | 22/02/2019 | PLANNED | 3585 | 22 | 162.9545 | 0.0043228 | 2.6528e-05
| 2018/19 | 22/02/2019 | PLANNED | 21204 | 114 | 186 | 0.025568 | 0.00013746
| 2018/19 | 22/02/2019 | PLANNED | 84 | 6 | 14 | 0.00010129 | 7.2348e-06
| 2018/19 | 22/02/2019 | PLANNED | 172 | 4 | 43 | 0.0002074 | 4.8232e-06
| 2018/19 | 22/02/2019 | PLANNED | 732 | 4 | 183 | 0.00088265 | 4.8232e-06
| 2018/19 | 22/02/2019 | PLANNED | 200 | 1 | 200 | 0.00024116 | 1.2058e-06
| 2018/19 | 22/02/2019 | PLANNED | 1870 | 11 | 170 | 0.0022548 | 1.3264e-05
| 2018/19 | 22/02/2019 | PLANNED | 560 | 4 | 140 | 0.00067525 | 4.8232e-06
| 2018/19 | 22/02/2019 | PLANNED | 3920 | 14 | 280 | 0.0047267 | 1.6881e-05
| 2018/19 | 22/02/2019 | PLANNED | 3059 | 23 | 133 | 0.0036885 | 2.7733e-05
| 2018/19 | 22/02/2019 | PLANNED | 11938 | 47 | 254 | 0.014395 | 5.6673e-05
| 2018/19 | 22/02/2019 | PLANNED | 78 | 2 | 39 | 9.4052e-05 | 2.4116e-06
| 2018/19 | 22/02/2019 | PLANNED | 324 | 12 | 27 | 0.00039068 | 1.447e-05
| 2018/19 | 22/02/2019 | PLANNED | 82 | 2 | 41 | 9.8876e-05 | 2.4116e-06
| 2018/19 | 22/02/2019 | PLANNED | 7290 | 28 | 260.3571 | 0.0087903 | 3.3762e-05
| 2018/19 | 22/02/2019 | PLANNED | 3458 | 38 | 91 | 0.0041697 | 4.582e-05
| 2018/19 | 22/02/2019 | PLANNED | 105 | 15 | 7 | 0.00012661 | 1.8087e-05
| 2018/19 | 22/02/2019 | PLANNED | 48 | 2 | 24 | 5.7878e-05 | 2.4116e-06
| 2018/19 | 22/02/2019 | PLANNED | 21 | 3 | 7 | 2.5322e-05 | 3.6174e-06
| 2018/19 | 22/02/2019 | PLANNED | 7 | 1 | 7 | 8.4406e-06 | 1.2058e-06
| 2018/19 | 23/02/2019 | PLANNED | 9720 | 27 | 360 | 0.01172 | 3.2557e-05
| 2018/19 | 23/02/2019 | PLANNED | 5031 | 43 | 117 | 0.0060664 | 5.1849e-05
| 2018/19 | 24/02/2019 | PLANNED | 28 | 4 | 7 | 3.3762e-05 | 4.8232e-06
| 2018/19 | 24/02/2019 | PLANNED | 3105 | 9 | 345 | 0.003744 | 1.0852e-05
| 2018/19 | 24/02/2019 | PLANNED | 1650 | 6 | 275 | 0.0019896 | 7.2348e-06
| 2018/19 | 24/02/2019 | PLANNED | 15660 | 54 | 290 | 0.018883 | 6.5113e-05
| 2018/19 | 24/02/2019 | PLANNED | 13592 | 63 | 215.746 | 0.016389 | 7.5965e-05
| 2018/19 | 24/02/2019 | PLANNED | 380 | 1 | 380 | 0.0004582 | 1.2058e-06
| 2018/19 | 24/02/2019 | PLANNED | 1470 | 3 | 490 | 0.0017725 | 3.6174e-06
| 2018/19 | 24/02/2019 | PLANNED | 760 | 2 | 380 | 0.00091641 | 2.4116e-06
| 2018/19 | 24/02/2019 | PLANNED | 1908 | 4 | 477 | 0.0023007 | 4.8232e-06
| 2018/19 | 25/02/2019 | PLANNED | 3879 | 29 | 133.7586 | 0.0046773 | 3.4968e-05
| 2018/19 | 25/02/2019 | PLANNED | 540 | 90 | 6 | 0.00065113 | 0.00010852
| 2018/19 | 25/02/2019 | PLANNED | 35 | 1 | 35 | 4.2203e-05 | 1.2058e-06
| 2018/19 | 25/02/2019 | PLANNED | 18730 | 56 | 334.4643 | 0.022585 | 6.7525e-05
| 2018/19 | 25/02/2019 | PLANNED | 28884 | 83 | 348 | 0.034828 | 0.00010008
| 2018/19 | 25/02/2019 | PLANNED | 536 | 2 | 268 | 0.00064631 | 2.4116e-06
| 2018/19 | 25/02/2019 | PLANNED | 5075 | 25 | 203 | 0.0061194 | 3.0145e-05
| 2018/19 | 25/02/2019 | PLANNED | 250 | 5 | 50 | 0.00030145 | 6.029e-06
| 2018/19 | 25/02/2019 | PLANNED | 400 | 2 | 200 | 0.00048232 | 2.4116e-06
| 2018/19 | 25/02/2019 | PLANNED | 10530 | 53 | 198.6792 | 0.012697 | 6.3907e-05
| 2018/19 | 25/02/2019 | PLANNED | 214 | 2 | 107 | 0.00025804 | 2.4116e-06
| 2018/19 | 25/02/2019 | PLANNED | 2855 | 21 | 135.9524 | 0.0034426 | 2.5322e-05
| 2018/19 | 25/02/2019 | PLANNED | 545 | 109 | 5 | 0.00065716 | 0.00013143
| 2018/19 | 25/02/2019 | PLANNED | 60 | 1 | 60 | 7.2348e-05 | 1.2058e-06
| 2018/19 | 25/02/2019 | PLANNED | 90 | 2 | 45 | 0.00010852 | 2.4116e-06
| 2018/19 | 25/02/2019 | PLANNED | 1545 | 13 | 118.8462 | 0.001863 | 1.5675e-05
| 2018/19 | 25/02/2019 | PLANNED | 60 | 2 | 30 | 7.2348e-05 | 2.4116e-06
| 2018/19 | 25/02/2019 | PLANNED | 1860 | 4 | 465 | 0.0022428 | 4.8232e-06
| 2018/19 | 25/02/2019 | PLANNED | 845 | 5 | 169 | 0.0010189 | 6.029e-06
| 2018/19 | 26/02/2019 | PLANNED | 520 | 2 | 260 | 0.00062702 | 2.4116e-06
| 2018/19 | 26/02/2019 | PLANNED | 59731 | 161 | 371 | 0.072024 | 0.00019413
| 2018/19 | 26/02/2019 | PLANNED | 15043 | 49 | 307 | 0.018139 | 5.9084e-05
| 2018/19 | 26/02/2019 | PLANNED | 8238 | 28 | 294.2143 | 0.0099334 | 3.3762e-05
| 2018/19 | 26/02/2019 | PLANNED | 2030 | 5 | 406 | 0.0024478 | 6.029e-06
| 2018/19 | 26/02/2019 | PLANNED | 2890 | 17 | 170 | 0.0034848 | 2.0499e-05
| 2018/19 | 26/02/2019 | PLANNED | 3770 | 10 | 377 | 0.0045459 | 1.2058e-05
| 2018/19 | 26/02/2019 | PLANNED | 234 | 1 | 234 | 0.00028216 | 1.2058e-06
| 2018/19 | 26/02/2019 | PLANNED | 24680 | 71 | 347.6056 | 0.029759 | 8.5612e-05
| 2018/19 | 26/02/2019 | PLANNED | 215 | 1 | 215 | 0.00025925 | 1.2058e-06
| 2018/19 | 26/02/2019 | PLANNED | 57 | 1 | 57 | 6.8731e-05 | 1.2058e-06
| 2018/19 | 26/02/2019 | PLANNED | 4218 | 37 | 114 | 0.0050861 | 4.4615e-05
| 2018/19 | 26/02/2019 | PLANNED | 188 | 3 | 62.6667 | 0.00022669 | 3.6174e-06
| 2018/19 | 26/02/2019 | PLANNED | 84 | 6 | 14 | 0.00010129 | 7.2348e-06
| 2018/19 | 26/02/2019 | PLANNED | 71 | 1 | 71 | 8.5612e-05 | 1.2058e-06
| 2018/19 | 26/02/2019 | PLANNED | 29 | 1 | 29 | 3.4968e-05 | 1.2058e-06
| 2018/19 | 26/02/2019 | PLANNED | 72 | 6 | 12 | 8.6818e-05 | 7.2348e-06
| 2018/19 | 26/02/2019 | PLANNED | 128 | 2 | 64 | 0.00015434 | 2.4116e-06
| 2018/19 | 26/02/2019 | PLANNED | 2646 | 21 | 126 | 0.0031905 | 2.5322e-05
| 2018/19 | 26/02/2019 | PLANNED | 3825 | 25 | 153 | 0.0046122 | 3.0145e-05
| 2018/19 | 26/02/2019 | PLANNED | 1365 | 13 | 105 | 0.0016459 | 1.5675e-05
| 2018/19 | 26/02/2019 | PLANNED | 126 | 3 | 42 | 0.00015193 | 3.6174e-06
| 2018/19 | 26/02/2019 | PLANNED | 102 | 1 | 102 | 0.00012299 | 1.2058e-06
| 2018/19 | 26/02/2019 | PLANNED | 135 | 5 | 27 | 0.00016278 | 6.029e-06
| 2018/19 | 26/02/2019 | PLANNED | 825 | 11 | 75 | 0.00099478 | 1.3264e-05
| 2018/19 | 26/02/2019 | PLANNED | 1884 | 4 | 471 | 0.0022717 | 4.8232e-06
| 2018/19 | 27/02/2019 | PLANNED | 8 | 2 | 4 | 9.6464e-06 | 2.4116e-06
| 2018/19 | 27/02/2019 | PLANNED | 645 | 1 | 645 | 0.00077774 | 1.2058e-06
| 2018/19 | 27/02/2019 | PLANNED | 1910 | 5 | 382 | 0.0023031 | 6.029e-06
| 2018/19 | 27/02/2019 | PLANNED | 14525 | 35 | 415 | 0.017514 | 4.2203e-05
| 2018/19 | 27/02/2019 | PLANNED | 51620 | 116 | 445 | 0.062243 | 0.00013987
| 2018/19 | 27/02/2019 | PLANNED | 17250 | 50 | 345 | 0.0208 | 6.029e-05
| 2018/19 | 27/02/2019 | PLANNED | 270 | 30 | 9 | 0.00032557 | 3.6174e-05
| 2018/19 | 27/02/2019 | PLANNED | 7760 | 40 | 194 | 0.009357 | 4.8232e-05
| 2018/19 | 27/02/2019 | PLANNED | 16052 | 43 | 373.3023 | 0.019355 | 5.1849e-05
| 2018/19 | 27/02/2019 | PLANNED | 17633 | 77 | 229 | 0.021262 | 9.2847e-05
| 2018/19 | 27/02/2019 | PLANNED | 44526 | 181 | 246 | 0.053689 | 0.00021825
| 2018/19 | 27/02/2019 | PLANNED | 6776 | 22 | 308 | 0.0081705 | 2.6528e-05
| 2018/19 | 27/02/2019 | PLANNED | 15150 | 75 | 202 | 0.018268 | 9.0435e-05
| 2018/19 | 27/02/2019 | PLANNED | 11880 | 33 | 360 | 0.014325 | 3.9791e-05
| 2018/19 | 27/02/2019 | PLANNED | 4200 | 21 | 200 | 0.0050644 | 2.5322e-05
| 2018/19 | 27/02/2019 | PLANNED | 456 | 4 | 114 | 0.00054984 | 4.8232e-06
| 2018/19 | 27/02/2019 | PLANNED | 696 | 6 | 116 | 0.00083924 | 7.2348e-06
| 2018/19 | 27/02/2019 | PLANNED | 130 | 10 | 13 | 0.00015675 | 1.2058e-05
| 2018/19 | 27/02/2019 | PLANNED | 200 | 40 | 5 | 0.00024116 | 4.8232e-05
| 2018/19 | 27/02/2019 | PLANNED | 546 | 39 | 14 | 0.00065837 | 4.7026e-05
| 2018/19 | 27/02/2019 | PLANNED | 14 | 2 | 7 | 1.6881e-05 | 2.4116e-06
| 2018/19 | 27/02/2019 | PLANNED | 21 | 3 | 7 | 2.5322e-05 | 3.6174e-06
| 2018/19 | 28/02/2019 | PLANNED | 90 | 1 | 90 | 0.00010852 | 1.2058e-06
| 2018/19 | 28/02/2019 | PLANNED | 1248 | 156 | 8 | 0.0015048 | 0.0001881
| 2018/19 | 28/02/2019 | PLANNED | 5910 | 22 | 268.6364 | 0.0071263 | 2.6528e-05
| 2018/19 | 28/02/2019 | PLANNED | 9030 | 43 | 210 | 0.010888 | 5.1849e-05
| 2018/19 | 28/02/2019 | PLANNED | 10192 | 30 | 339.7333 | 0.01229 | 3.6174e-05
| 2018/19 | 28/02/2019 | PLANNED | 64 | 2 | 32 | 7.7171e-05 | 2.4116e-06
| 2018/19 | 28/02/2019 | PLANNED | 10032 | 38 | 264 | 0.012097 | 4.582e-05
| 2018/19 | 28/02/2019 | PLANNED | 24 | 2 | 12 | 2.8939e-05 | 2.4116e-06
| 2018/19 | 28/02/2019 | PLANNED | 23964 | 1085 | 22.0866 | 0.028896 | 0.0013083
| 2018/19 | 28/02/2019 | PLANNED | 4556 | 17 | 268 | 0.0054936 | 2.0499e-05
| 2018/19 | 28/02/2019 | PLANNED | 360 | 4 | 90 | 0.00043409 | 4.8232e-06
| 2018/19 | 28/02/2019 | PLANNED | 34 | 1 | 34 | 4.0997e-05 | 1.2058e-06
| 2018/19 | 28/02/2019 | PLANNED | 30 | 1 | 30 | 3.6174e-05 | 1.2058e-06
| 2018/19 | 28/02/2019 | PLANNED | 21 | 3 | 7 | 2.5322e-05 | 3.6174e-06
| 2018/19 | 28/02/2019 | PLANNED | 12 | 2 | 6 | 1.447e-05 | 2.4116e-06
| 2018/19 | 28/02/2019 | PLANNED | 10024 | 245 | 40.9143 | 0.012087 | 0.00029542
| 2018/19 | 28/02/2019 | PLANNED | 48 | 8 | 6 | 5.7878e-05 | 9.6464e-06
| 2018/19 | 28/02/2019 | PLANNED | 18 | 2 | 9 | 2.1704e-05 | 2.4116e-06
| 2018/19 | 28/02/2019 | PLANNED | 450 | 45 | 10 | 0.00054261 | 5.4261e-05
| 2018/19 | 28/02/2019 | PLANNED | 21 | 1 | 21 | 2.5322e-05 | 1.2058e-06
| 2018/19 | 28/02/2019 | PLANNED | 30 | 3 | 10 | 3.6174e-05 | 3.6174e-06
| 2018/19 | 28/02/2019 | PLANNED | 6 | 2 | 3 | 7.2348e-06 | 2.4116e-06
| 2018/19 | 28/02/2019 | PLANNED | 20 | 2 | 10 | 2.4116e-05 | 2.4116e-06
| 2018/19 | 28/02/2019 | PLANNED | 17 | 1 | 17 | 2.0499e-05 | 1.2058e-06
| 2018/19 | 1/03/2019 | PLANNED | 5670 | 27 | 210 | 0.0068369 | 3.2557e-05
| 2018/19 | 1/03/2019 | PLANNED | 2760 | 20 | 138 | 0.003328 | 2.4116e-05
| 2018/19 | 1/03/2019 | PLANNED | 1045 | 11 | 95 | 0.0012601 | 1.3264e-05
| 2018/19 | 1/03/2019 | PLANNED | 56 | 2 | 28 | 6.7525e-05 | 2.4116e-06
| 2018/19 | 1/03/2019 | PLANNED | 652 | 2 | 326 | 0.00078618 | 2.4116e-06
| 2018/19 | 1/03/2019 | PLANNED | 2650 | 10 | 265 | 0.0031954 | 1.2058e-05
| 2018/19 | 1/03/2019 | PLANNED | 2379 | 13 | 183 | 0.0028686 | 1.5675e-05
| 2018/19 | 1/03/2019 | PLANNED | 3001 | 16 | 187.5625 | 0.0036186 | 1.9293e-05
| 2018/19 | 1/03/2019 | PLANNED | 45 | 1 | 45 | 5.4261e-05 | 1.2058e-06
| 2018/19 | 1/03/2019 | PLANNED | 1302 | 14 | 93 | 0.00157 | 1.6881e-05
| 2018/19 | 1/03/2019 | PLANNED | 1342 | 11 | 122 | 0.0016182 | 1.3264e-05
| 2018/19 | 1/03/2019 | PLANNED | 180 | 2 | 90 | 0.00021704 | 2.4116e-06
| 2018/19 | 1/03/2019 | PLANNED | 30 | 3 | 10 | 3.6174e-05 | 3.6174e-06
| 2018/19 | 1/03/2019 | PLANNED | 102 | 2 | 51 | 0.00012299 | 2.4116e-06
| 2018/19 | 1/03/2019 | PLANNED | 35 | 1 | 35 | 4.2203e-05 | 1.2058e-06
| 2018/19 | 1/03/2019 | PLANNED | 40 | 2 | 20 | 4.8232e-05 | 2.4116e-06
| 2018/19 | 1/03/2019 | PLANNED | 120 | 3 | 40 | 0.0001447 | 3.6174e-06
| 2018/19 | 1/03/2019 | PLANNED | 1 | 1 | 1 | 1.2058e-06 | 1.2058e-06
| 2018/19 | 2/03/2019 | PLANNED | 39884 | 767 | 52 | 0.048092 | 0.00092485
| 2018/19 | 2/03/2019 | PLANNED | 1956 | 8 | 244.5 | 0.0023585 | 9.6464e-06
| 2018/19 | 2/03/2019 | PLANNED | 190 | 2 | 95 | 0.0002291 | 2.4116e-06
| 2018/19 | 3/03/2019 | PLANNED | 309 | 1 | 309 | 0.00037259 | 1.2058e-06
| 2018/19 | 3/03/2019 | PLANNED | 4295 | 8 | 536.875 | 0.0051789 | 9.6464e-06
| 2018/19 | 3/03/2019 | PLANNED | 131100 | 345 | 380 | 0.15808 | 0.000416
| 2018/19 | 3/03/2019 | PLANNED | 61 | 1 | 61 | 7.3554e-05 | 1.2058e-06
| 2018/19 | 4/03/2019 | PLANNED | 1400 | 5 | 280 | 0.0016881 | 6.029e-06
| 2018/19 | 4/03/2019 | PLANNED | 235 | 5 | 47 | 0.00028336 | 6.029e-06
| 2018/19 | 4/03/2019 | PLANNED | 3094 | 34 | 91 | 0.0037307 | 4.0997e-05
| 2018/19 | 4/03/2019 | PLANNED | 8052 | 33 | 244 | 0.0097091 | 3.9791e-05
| 2018/19 | 4/03/2019 | PLANNED | 5313 | 69 | 77 | 0.0064064 | 8.32e-05
| 2018/19 | 4/03/2019 | PLANNED | 78 | 1 | 78 | 9.4052e-05 | 1.2058e-06
| 2018/19 | 4/03/2019 | PLANNED | 1575 | 75 | 21 | 0.0018991 | 9.0435e-05
| 2018/19 | 4/03/2019 | PLANNED | 65 | 1 | 65 | 7.8377e-05 | 1.2058e-06
| 2018/19 | 4/03/2019 | PLANNED | 530 | 2 | 265 | 0.00063907 | 2.4116e-06
| 2018/19 | 4/03/2019 | PLANNED | 532 | 4 | 133 | 0.00064149 | 4.8232e-06
| 2018/19 | 4/03/2019 | PLANNED | 980 | 4 | 245 | 0.0011817 | 4.8232e-06
| 2018/19 | 4/03/2019 | PLANNED | 26 | 1 | 26 | 3.1351e-05 | 1.2058e-06
| 2018/19 | 4/03/2019 | PLANNED | 14650 | 111 | 131.982 | 0.017665 | 0.00013384
| 2018/19 | 4/03/2019 | PLANNED | 200 | 2 | 100 | 0.00024116 | 2.4116e-06
| 2018/19 | 4/03/2019 | PLANNED | 1459 | 35 | 41.6857 | 0.0017593 | 4.2203e-05
| 2018/19 | 4/03/2019 | PLANNED | 0 | 50 | 0 | 0 | 6.029e-05
| 2018/19 | 5/03/2019 | PLANNED | 40 | 1 | 40 | 4.8232e-05 | 1.2058e-06
| 2018/19 | 5/03/2019 | PLANNED | 10 | 2 | 5 | 1.2058e-05 | 2.4116e-06
| 2018/19 | 5/03/2019 | PLANNED | 22770 | 66 | 345 | 0.027456 | 7.9583e-05
| 2018/19 | 5/03/2019 | PLANNED | 2904 | 22 | 132 | 0.0035016 | 2.6528e-05
| 2018/19 | 5/03/2019 | PLANNED | 1199 | 11 | 109 | 0.0014458 | 1.3264e-05
| 2018/19 | 5/03/2019 | PLANNED | 64 | 2 | 32 | 7.7171e-05 | 2.4116e-06
| 2018/19 | 5/03/2019 | PLANNED | 146 | 2 | 73 | 0.00017605 | 2.4116e-06
| 2018/19 | 5/03/2019 | PLANNED | 65 | 1 | 65 | 7.8377e-05 | 1.2058e-06
| 2018/19 | 5/03/2019 | PLANNED | 5616 | 27 | 208 | 0.0067718 | 3.2557e-05
| 2018/19 | 5/03/2019 | PLANNED | 4615 | 17 | 271.4706 | 0.0055648 | 2.0499e-05
| 2018/19 | 5/03/2019 | PLANNED | 3 | 1 | 3 | 3.6174e-06 | 1.2058e-06
| 2018/19 | 5/03/2019 | PLANNED | 1480 | 4 | 370 | 0.0017846 | 4.8232e-06
| 2018/19 | 5/03/2019 | PLANNED | 21 | 3 | 7 | 2.5322e-05 | 3.6174e-06
| 2018/19 | 5/03/2019 | PLANNED | 114 | 2 | 57 | 0.00013746 | 2.4116e-06
| 2018/19 | 5/03/2019 | PLANNED | 24 | 1 | 24 | 2.8939e-05 | 1.2058e-06
| 2018/19 | 5/03/2019 | PLANNED | 15 | 1 | 15 | 1.8087e-05 | 1.2058e-06
| 2018/19 | 5/03/2019 | PLANNED | 978 | 6 | 163 | 0.0011793 | 7.2348e-06
| 2018/19 | 5/03/2019 | PLANNED | 42 | 1 | 42 | 5.0644e-05 | 1.2058e-06
| 2018/19 | 5/03/2019 | PLANNED | 186 | 3 | 62 | 0.00022428 | 3.6174e-06
| 2018/19 | 5/03/2019 | PLANNED | 24 | 6 | 4 | 2.8939e-05 | 7.2348e-06
| 2018/19 | 5/03/2019 | PLANNED | 13 | 1 | 13 | 1.5675e-05 | 1.2058e-06
| 2018/19 | 5/03/2019 | PLANNED | 54 | 2 | 27 | 6.5113e-05 | 2.4116e-06
| 2018/19 | 5/03/2019 | PLANNED | 3 | 1 | 3 | 3.6174e-06 | 1.2058e-06
| 2018/19 | 5/03/2019 | PLANNED | 1190 | 7 | 170 | 0.0014349 | 8.4406e-06
| 2018/19 | 6/03/2019 | PLANNED | 393 | 1 | 393 | 0.00047388 | 1.2058e-06
| 2018/19 | 6/03/2019 | PLANNED | 12516 | 28 | 447 | 0.015092 | 3.3762e-05
| 2018/19 | 6/03/2019 | PLANNED | 63996 | 173 | 369.9191 | 0.077166 | 0.0002086
| 2018/19 | 6/03/2019 | PLANNED | 19361 | 47 | 411.9362 | 0.023345 | 5.6673e-05
| 2018/19 | 6/03/2019 | PLANNED | 736 | 92 | 8 | 0.00088747 | 0.00011093
| 2018/19 | 6/03/2019 | PLANNED | 71484 | 276 | 259 | 0.086195 | 0.0003328
| 2018/19 | 6/03/2019 | PLANNED | 2551 | 7 | 364.4286 | 0.003076 | 8.4406e-06
| 2018/19 | 6/03/2019 | PLANNED | 26196 | 74 | 354 | 0.031587 | 8.9229e-05
| 2018/19 | 6/03/2019 | PLANNED | 32368 | 136 | 238 | 0.039029 | 0.00016399
| 2018/19 | 6/03/2019 | PLANNED | 5706 | 18 | 317 | 0.0068803 | 2.1704e-05
| 2018/19 | 6/03/2019 | PLANNED | 7672 | 28 | 274 | 0.0092509 | 3.3762e-05
| 2018/19 | 6/03/2019 | PLANNED | 1521 | 9 | 169 | 0.001834 | 1.0852e-05
| 2018/19 | 6/03/2019 | PLANNED | 7104 | 24 | 296 | 0.008566 | 2.8939e-05
| 2018/19 | 6/03/2019 | PLANNED | 490 | 7 | 70 | 0.00059084 | 8.4406e-06
| 2018/19 | 6/03/2019 | PLANNED | 93 | 3 | 31 | 0.00011214 | 3.6174e-06
| 2018/19 | 7/03/2019 | PLANNED | 64 | 2 | 32 | 7.7171e-05 | 2.4116e-06
| 2018/19 | 7/03/2019 | PLANNED | 17940 | 46 | 390 | 0.021632 | 5.5467e-05
| 2018/19 | 7/03/2019 | PLANNED | 51660 | 205 | 252 | 0.062292 | 0.00024719
| 2018/19 | 7/03/2019 | PLANNED | 363 | 1 | 363 | 0.00043771 | 1.2058e-06
| 2018/19 | 7/03/2019 | PLANNED | 45436 | 148 | 307 | 0.054787 | 0.00017846
| 2018/19 | 7/03/2019 | PLANNED | 163 | 1 | 163 | 0.00019655 | 1.2058e-06
| 2018/19 | 7/03/2019 | PLANNED | 70 | 7 | 10 | 8.4406e-05 | 8.4406e-06
| 2018/19 | 7/03/2019 | PLANNED | 295 | 5 | 59 | 0.00035571 | 6.029e-06
| 2018/19 | 7/03/2019 | PLANNED | 12354 | 58 | 213 | 0.014896 | 6.9936e-05
| 2018/19 | 7/03/2019 | PLANNED | 5040 | 35 | 144 | 0.0060772 | 4.2203e-05
| 2018/19 | 7/03/2019 | PLANNED | 12880 | 46 | 280 | 0.015531 | 5.5467e-05
| 2018/19 | 7/03/2019 | PLANNED | 28598 | 79 | 362 | 0.034483 | 9.5258e-05
| 2018/19 | 7/03/2019 | PLANNED | 10880 | 40 | 272 | 0.013119 | 4.8232e-05
| 2018/19 | 7/03/2019 | PLANNED | 92 | 1 | 92 | 0.00011093 | 1.2058e-06
| 2018/19 | 7/03/2019 | PLANNED | 6204 | 22 | 282 | 0.0074808 | 2.6528e-05
| 2018/19 | 7/03/2019 | PLANNED | 2475 | 75 | 33 | 0.0029844 | 9.0435e-05
| 2018/19 | 7/03/2019 | PLANNED | 36 | 1 | 36 | 4.3409e-05 | 1.2058e-06
| 2018/19 | 7/03/2019 | PLANNED | 13264 | 62 | 213.9355 | 0.015994 | 7.476e-05
| 2018/19 | 7/03/2019 | PLANNED | 75 | 5 | 15 | 9.0435e-05 | 6.029e-06
| 2018/19 | 7/03/2019 | PLANNED | 70 | 1 | 70 | 8.4406e-05 | 1.2058e-06
| 2018/19 | 7/03/2019 | PLANNED | 122 | 3 | 40.6667 | 0.00014711 | 3.6174e-06
| 2018/19 | 7/03/2019 | PLANNED | 15 | 1 | 15 | 1.8087e-05 | 1.2058e-06
| 2018/19 | 7/03/2019 | PLANNED | 2340 | 12 | 195 | 0.0028216 | 1.447e-05
| 2018/19 | 7/03/2019 | PLANNED | 36 | 2 | 18 | 4.3409e-05 | 2.4116e-06
| 2018/19 | 7/03/2019 | PLANNED | 168 | 3 | 56 | 0.00020257 | 3.6174e-06
| 2018/19 | 7/03/2019 | PLANNED | 60 | 2 | 30 | 7.2348e-05 | 2.4116e-06
| 2018/19 | 7/03/2019 | PLANNED | 1702 | 74 | 23 | 0.0020523 | 8.9229e-05
| 2018/19 | 7/03/2019 | PLANNED | 33 | 3 | 11 | 3.9791e-05 | 3.6174e-06
| 2018/19 | 7/03/2019 | PLANNED | 18 | 3 | 6 | 2.1704e-05 | 3.6174e-06
| 2018/19 | 8/03/2019 | PLANNED | 4100 | 82 | 50 | 0.0049438 | 9.8876e-05
| 2018/19 | 8/03/2019 | PLANNED | 315 | 1 | 315 | 0.00037983 | 1.2058e-06
| 2018/19 | 8/03/2019 | PLANNED | 175140 | 556 | 315 | 0.21118 | 0.00067042
| 2018/19 | 8/03/2019 | PLANNED | 239 | 1 | 239 | 0.00028819 | 1.2058e-06
| 2018/19 | 8/03/2019 | PLANNED | 2380 | 70 | 34 | 0.0028698 | 8.4406e-05
| 2018/19 | 8/03/2019 | PLANNED | 360 | 20 | 18 | 0.00043409 | 2.4116e-05
| 2018/19 | 8/03/2019 | PLANNED | 2277 | 9 | 253 | 0.0027456 | 1.0852e-05
| 2018/19 | 8/03/2019 | PLANNED | 1650 | 25 | 66 | 0.0019896 | 3.0145e-05
| 2018/19 | 8/03/2019 | PLANNED | 520 | 4 | 130 | 0.00062702 | 4.8232e-06
| 2018/19 | 8/03/2019 | PLANNED | 712 | 2 | 356 | 0.00085853 | 2.4116e-06
| 2018/19 | 8/03/2019 | PLANNED | 90 | 5 | 18 | 0.00010852 | 6.029e-06
| 2018/19 | 8/03/2019 | PLANNED | 617 | 6 | 102.8333 | 0.00074398 | 7.2348e-06
| 2018/19 | 8/03/2019 | PLANNED | 6206 | 29 | 214 | 0.0074832 | 3.4968e-05
| 2018/19 | 8/03/2019 | PLANNED | 828 | 2 | 414 | 0.0009984 | 2.4116e-06
| 2018/19 | 8/03/2019 | PLANNED | 41 | 1 | 41 | 4.9438e-05 | 1.2058e-06
| 2018/19 | 8/03/2019 | PLANNED | 74 | 2 | 37 | 8.9229e-05 | 2.4116e-06
| 2018/19 | 8/03/2019 | PLANNED | 30 | 3 | 10 | 3.6174e-05 | 3.6174e-06
| 2018/19 | 10/03/2019 | PLANNED | 50 | 1 | 50 | 6.029e-05 | 1.2058e-06
| 2018/19 | 10/03/2019 | PLANNED | 1015 | 3 | 338.3333 | 0.0012239 | 3.6174e-06
| 2018/19 | 12/03/2019 | PLANNED | 13509 | 47 | 287.4255 | 0.016289 | 5.6673e-05
| 2018/19 | 12/03/2019 | PLANNED | 7950 | 53 | 150 | 0.0095861 | 6.3907e-05
| 2018/19 | 12/03/2019 | PLANNED | 350 | 1 | 350 | 0.00042203 | 1.2058e-06
| 2018/19 | 12/03/2019 | PLANNED | 55 | 2 | 27.5 | 6.6319e-05 | 2.4116e-06
| 2018/19 | 12/03/2019 | PLANNED | 2915 | 11 | 265 | 0.0035149 | 1.3264e-05
| 2018/19 | 12/03/2019 | PLANNED | 513 | 3 | 171 | 0.00061858 | 3.6174e-06
| 2018/19 | 12/03/2019 | PLANNED | 230 | 1 | 230 | 0.00027733 | 1.2058e-06
| 2018/19 | 12/03/2019 | PLANNED | 100 | 2 | 50 | 0.00012058 | 2.4116e-06
| 2018/19 | 12/03/2019 | PLANNED | 23906 | 87 | 274.7816 | 0.028826 | 0.0001049
| 2018/19 | 12/03/2019 | PLANNED | 60 | 2 | 30 | 7.2348e-05 | 2.4116e-06
| 2018/19 | 12/03/2019 | PLANNED | 22 | 2 | 11 | 2.6528e-05 | 2.4116e-06
| 2018/19 | 12/03/2019 | PLANNED | 40 | 2 | 20 | 4.8232e-05 | 2.4116e-06
| 2018/19 | 12/03/2019 | PLANNED | 49 | 1 | 49 | 5.9084e-05 | 1.2058e-06
| 2018/19 | 12/03/2019 | PLANNED | 44 | 1 | 44 | 5.3055e-05 | 1.2058e-06
| 2018/19 | 12/03/2019 | PLANNED | 130 | 2 | 65 | 0.00015675 | 2.4116e-06
| 2018/19 | 12/03/2019 | PLANNED | 100 | 2 | 50 | 0.00012058 | 2.4116e-06
| 2018/19 | 13/03/2019 | PLANNED | 48752 | 176 | 277 | 0.058785 | 0.00021222
| 2018/19 | 13/03/2019 | PLANNED | 18460 | 52 | 355 | 0.022259 | 6.2702e-05
| 2018/19 | 13/03/2019 | PLANNED | 4252 | 16 | 265.75 | 0.0051271 | 1.9293e-05
| 2018/19 | 13/03/2019 | PLANNED | 13608 | 56 | 243 | 0.016409 | 6.7525e-05
| 2018/19 | 13/03/2019 | PLANNED | 366 | 10 | 36.6 | 0.00044132 | 1.2058e-05
| 2018/19 | 13/03/2019 | PLANNED | 13500 | 50 | 270 | 0.016278 | 6.029e-05
| 2018/19 | 13/03/2019 | PLANNED | 23430 | 71 | 330 | 0.028252 | 8.5612e-05
| 2018/19 | 13/03/2019 | PLANNED | 1620 | 108 | 15 | 0.0019534 | 0.00013023
| 2018/19 | 13/03/2019 | PLANNED | 78 | 1 | 78 | 9.4052e-05 | 1.2058e-06
| 2018/19 | 13/03/2019 | PLANNED | 299 | 1 | 299 | 0.00036053 | 1.2058e-06
| 2018/19 | 13/03/2019 | PLANNED | 83426 | 202 | 413 | 0.1006 | 0.00024357
| 2018/19 | 13/03/2019 | PLANNED | 420 | 3 | 140 | 0.00050644 | 3.6174e-06
| 2018/19 | 13/03/2019 | PLANNED | 99 | 9 | 11 | 0.00011937 | 1.0852e-05
| 2018/19 | 13/03/2019 | PLANNED | 9100 | 24 | 379.1667 | 0.010973 | 2.8939e-05
| 2018/19 | 13/03/2019 | PLANNED | 50 | 2 | 25 | 6.029e-05 | 2.4116e-06
| 2018/19 | 13/03/2019 | PLANNED | 40448 | 79 | 512 | 0.048772 | 9.5258e-05
| 2018/19 | 13/03/2019 | PLANNED | 5289 | 23 | 229.9565 | 0.0063775 | 2.7733e-05
| 2018/19 | 13/03/2019 | PLANNED | 175 | 7 | 25 | 0.00021101 | 8.4406e-06
| 2018/19 | 13/03/2019 | PLANNED | 520 | 2 | 260 | 0.00062702 | 2.4116e-06
| 2018/19 | 13/03/2019 | PLANNED | 868 | 62 | 14 | 0.0010466 | 7.476e-05
| 2018/19 | 13/03/2019 | PLANNED | 11 | 1 | 11 | 1.3264e-05 | 1.2058e-06
| 2018/19 | 13/03/2019 | PLANNED | 18000 | 60 | 300 | 0.021704 | 7.2348e-05
| 2018/19 | 13/03/2019 | PLANNED | 266 | 7 | 38 | 0.00032074 | 8.4406e-06
| 2018/19 | 13/03/2019 | PLANNED | 20 | 1 | 20 | 2.4116e-05 | 1.2058e-06
| 2018/19 | 13/03/2019 | PLANNED | 220 | 2 | 110 | 0.00026528 | 2.4116e-06
| 2018/19 | 13/03/2019 | PLANNED | 30 | 2 | 15 | 3.6174e-05 | 2.4116e-06
| 2018/19 | 13/03/2019 | PLANNED | 1290 | 3 | 430 | 0.0015555 | 3.6174e-06
| 2018/19 | 13/03/2019 | PLANNED | 10 | 1 | 10 | 1.2058e-05 | 1.2058e-06
| 2018/19 | 13/03/2019 | PLANNED | 186 | 2 | 93 | 0.00022428 | 2.4116e-06
| 2018/19 | 13/03/2019 | PLANNED | 193 | 1 | 193 | 0.00023272 | 1.2058e-06
| 2018/19 | 13/03/2019 | PLANNED | 82 | 2 | 41 | 9.8876e-05 | 2.4116e-06
| 2018/19 | 13/03/2019 | PLANNED | 18808 | 131 | 143.5725 | 0.022679 | 0.00015796
| 2018/19 | 13/03/2019 | PLANNED | 11340 | 105 | 108 | 0.013674 | 0.00012661
| 2018/19 | 13/03/2019 | PLANNED | 90 | 3 | 30 | 0.00010852 | 3.6174e-06
| 2018/19 | 13/03/2019 | PLANNED | 10 | 1 | 10 | 1.2058e-05 | 1.2058e-06
| 2018/19 | 13/03/2019 | PLANNED | 34 | 1 | 34 | 4.0997e-05 | 1.2058e-06
| 2018/19 | 13/03/2019 | PLANNED | 6490 | 10 | 649 | 0.0078256 | 1.2058e-05
| 2018/19 | 13/03/2019 | PLANNED | 18426 | 37 | 498 | 0.022218 | 4.4615e-05
| 2018/19 | 14/03/2019 | PLANNED | 15593 | 41 | 380.3171 | 0.018802 | 4.9438e-05
| 2018/19 | 14/03/2019 | PLANNED | 35 | 1 | 35 | 4.2203e-05 | 1.2058e-06
| 2018/19 | 14/03/2019 | PLANNED | 23440 | 80 | 293 | 0.028264 | 9.6464e-05
| 2018/19 | 14/03/2019 | PLANNED | 414 | 3 | 138 | 0.0004992 | 3.6174e-06
| 2018/19 | 14/03/2019 | PLANNED | 4656 | 24 | 194 | 0.0056142 | 2.8939e-05
| 2018/19 | 14/03/2019 | PLANNED | 312 | 6 | 52 | 0.00037621 | 7.2348e-06
| 2018/19 | 14/03/2019 | PLANNED | 388 | 2 | 194 | 0.00046785 | 2.4116e-06
| 2018/19 | 14/03/2019 | PLANNED | 44720 | 103 | 434.1748 | 0.053923 | 0.0001242
| 2018/19 | 14/03/2019 | PLANNED | 660 | 2 | 330 | 0.00079583 | 2.4116e-06
| 2018/19 | 14/03/2019 | PLANNED | 23459 | 71 | 330.4085 | 0.028287 | 8.5612e-05
| 2018/19 | 14/03/2019 | PLANNED | 255724 | 775 | 329.9665 | 0.30835 | 0.00093449
| 2018/19 | 14/03/2019 | PLANNED | 1115 | 19 | 58.6842 | 0.0013445 | 2.291e-05
| 2018/19 | 14/03/2019 | PLANNED | 9690 | 38 | 255 | 0.011684 | 4.582e-05
| 2018/19 | 14/03/2019 | PLANNED | 6530 | 30 | 217.6667 | 0.0078739 | 3.6174e-05
| 2018/19 | 14/03/2019 | PLANNED | 508 | 2 | 254 | 0.00061255 | 2.4116e-06
| 2018/19 | 14/03/2019 | PLANNED | 3220 | 28 | 115 | 0.0038827 | 3.3762e-05
| 2018/19 | 14/03/2019 | PLANNED | 382 | 2 | 191 | 0.00046062 | 2.4116e-06
| 2018/19 | 14/03/2019 | PLANNED | 21024 | 48 | 438 | 0.025351 | 5.7878e-05
| 2018/19 | 14/03/2019 | PLANNED | 114 | 2 | 57 | 0.00013746 | 2.4116e-06
| 2018/19 | 14/03/2019 | PLANNED | 132 | 11 | 12 | 0.00015917 | 1.3264e-05
| 2018/19 | 14/03/2019 | PLANNED | 154 | 2 | 77 | 0.00018569 | 2.4116e-06
| 2018/19 | 14/03/2019 | PLANNED | 3 | 3 | 1 | 3.6174e-06 | 3.6174e-06
| 2018/19 | 14/03/2019 | PLANNED | 52 | 2 | 26 | 6.2702e-05 | 2.4116e-06
| 2018/19 | 14/03/2019 | PLANNED | 25 | 1 | 25 | 3.0145e-05 | 1.2058e-06
| 2018/19 | 14/03/2019 | PLANNED | 3060 | 34 | 90 | 0.0036897 | 4.0997e-05
| 2018/19 | 14/03/2019 | PLANNED | 320 | 32 | 10 | 0.00038586 | 3.8586e-05
| 2018/19 | 14/03/2019 | PLANNED | 56 | 2 | 28 | 6.7525e-05 | 2.4116e-06
| 2018/19 | 14/03/2019 | PLANNED | 315 | 21 | 15 | 0.00037983 | 2.5322e-05
| 2018/19 | 14/03/2019 | PLANNED | 470 | 47 | 10 | 0.00056673 | 5.6673e-05
| 2018/19 | 14/03/2019 | PLANNED | 1276 | 2 | 638 | 0.0015386 | 2.4116e-06
| 2018/19 | 15/03/2019 | PLANNED | 1625 | 5 | 325 | 0.0019594 | 6.029e-06
| 2018/19 | 15/03/2019 | PLANNED | 334 | 1 | 334 | 0.00040274 | 1.2058e-06
| 2018/19 | 15/03/2019 | PLANNED | 12144 | 48 | 253 | 0.014643 | 5.7878e-05
| 2018/19 | 15/03/2019 | PLANNED | 5691 | 21 | 271 | 0.0068622 | 2.5322e-05
| 2018/19 | 15/03/2019 | PLANNED | 237 | 3 | 79 | 0.00028577 | 3.6174e-06
| 2018/19 | 15/03/2019 | PLANNED | 288 | 9 | 32 | 0.00034727 | 1.0852e-05
| 2018/19 | 15/03/2019 | PLANNED | 8533 | 25 | 341.32 | 0.010289 | 3.0145e-05
| 2018/19 | 15/03/2019 | PLANNED | 3062 | 16 | 191.375 | 0.0036922 | 1.9293e-05
| 2018/19 | 15/03/2019 | PLANNED | 546 | 2 | 273 | 0.00065837 | 2.4116e-06
| 2018/19 | 15/03/2019 | PLANNED | 2915 | 53 | 55 | 0.0035149 | 6.3907e-05
| 2018/19 | 15/03/2019 | PLANNED | 810 | 9 | 90 | 0.0009767 | 1.0852e-05
| 2018/19 | 15/03/2019 | PLANNED | 12492 | 36 | 347 | 0.015063 | 4.3409e-05
| 2018/19 | 15/03/2019 | PLANNED | 6237 | 21 | 297 | 0.0075206 | 2.5322e-05
| 2018/19 | 15/03/2019 | PLANNED | 45 | 5 | 9 | 5.4261e-05 | 6.029e-06
| 2018/19 | 15/03/2019 | PLANNED | 4680 | 26 | 180 | 0.0056431 | 3.1351e-05
| 2018/19 | 15/03/2019 | PLANNED | 2037 | 21 | 97 | 0.0024562 | 2.5322e-05
| 2018/19 | 15/03/2019 | PLANNED | 740 | 5 | 148 | 0.00089229 | 6.029e-06
| 2018/19 | 15/03/2019 | PLANNED | 239 | 4 | 59.75 | 0.00028819 | 4.8232e-06
| 2018/19 | 15/03/2019 | PLANNED | 768 | 6 | 128 | 0.00092605 | 7.2348e-06
| 2018/19 | 15/03/2019 | PLANNED | 340 | 5 | 68 | 0.00040997 | 6.029e-06
| 2018/19 | 15/03/2019 | PLANNED | 798 | 24 | 33.25 | 0.00096223 | 2.8939e-05
| 2018/19 | 15/03/2019 | PLANNED | 16 | 1 | 16 | 1.9293e-05 | 1.2058e-06
| 2018/19 | 15/03/2019 | PLANNED | 20 | 1 | 20 | 2.4116e-05 | 1.2058e-06
| 2018/19 | 15/03/2019 | PLANNED | 37 | 1 | 37 | 4.4615e-05 | 1.2058e-06
| 2018/19 | 15/03/2019 | PLANNED | 21409 | 490 | 43.6918 | 0.025815 | 0.00059084
| 2018/19 | 16/03/2019 | PLANNED | 5055 | 15 | 337 | 0.0060953 | 1.8087e-05
| 2018/19 | 16/03/2019 | PLANNED | 948 | 4 | 237 | 0.0011431 | 4.8232e-06
| 2018/19 | 16/03/2019 | PLANNED | 667112 | 1461 | 456.6133 | 0.8044 | 0.0017617
| 2018/19 | 16/03/2019 | PLANNED | 1132 | 4 | 283 | 0.001365 | 4.8232e-06
| 2018/19 | 17/03/2019 | PLANNED | 36025 | 131 | 275 | 0.043439 | 0.00015796
| 2018/19 | 17/03/2019 | PLANNED | 240 | 2 | 120 | 0.00028939 | 2.4116e-06
| 2018/19 | 17/03/2019 | PLANNED | 18870 | 37 | 510 | 0.022753 | 4.4615e-05
| 2018/19 | 17/03/2019 | PLANNED | 104 | 1 | 104 | 0.0001254 | 1.2058e-06
| 2018/19 | 17/03/2019 | PLANNED | 3280 | 9 | 364.4444 | 0.003955 | 1.0852e-05
| 2018/19 | 17/03/2019 | PLANNED | 1020 | 2 | 510 | 0.0012299 | 2.4116e-06
| 2018/19 | 17/03/2019 | PLANNED | 912 | 2 | 456 | 0.0010997 | 2.4116e-06
| 2018/19 | 17/03/2019 | PLANNED | 14950 | 50 | 299 | 0.018027 | 6.029e-05
| 2018/19 | 17/03/2019 | PLANNED | 379 | 1 | 379 | 0.000457 | 1.2058e-06
| 2018/19 | 17/03/2019 | PLANNED | 86 | 2 | 43 | 0.0001037 | 2.4116e-06
| 2018/19 | 17/03/2019 | PLANNED | 17370 | 90 | 193 | 0.020945 | 0.00010852
| 2018/19 | 17/03/2019 | PLANNED | 87 | 3 | 29 | 0.0001049 | 3.6174e-06
| 2018/19 | 17/03/2019 | PLANNED | 143 | 1 | 143 | 0.00017243 | 1.2058e-06
| 2018/19 | 17/03/2019 | PLANNED | 175 | 7 | 25 | 0.00021101 | 8.4406e-06
| 2018/19 | 18/03/2019 | PLANNED | 35 | 1 | 35 | 4.2203e-05 | 1.2058e-06
| 2018/19 | 18/03/2019 | PLANNED | 14790 | 87 | 170 | 0.017834 | 0.0001049
| 2018/19 | 18/03/2019 | PLANNED | 120 | 2 | 60 | 0.0001447 | 2.4116e-06
| 2018/19 | 18/03/2019 | PLANNED | 3614 | 38 | 95.1053 | 0.0043578 | 4.582e-05
| 2018/19 | 18/03/2019 | PLANNED | 50 | 2 | 25 | 6.029e-05 | 2.4116e-06
| 2018/19 | 18/03/2019 | PLANNED | 26208 | 84 | 312 | 0.031602 | 0.00010129
| 2018/19 | 18/03/2019 | PLANNED | 660 | 6 | 110 | 0.00079583 | 7.2348e-06
| 2018/19 | 18/03/2019 | PLANNED | 1400 | 5 | 280 | 0.0016881 | 6.029e-06
| 2018/19 | 18/03/2019 | PLANNED | 4320 | 32 | 135 | 0.0052091 | 3.8586e-05
| 2018/19 | 18/03/2019 | PLANNED | 252 | 4 | 63 | 0.00030386 | 4.8232e-06
| 2018/19 | 18/03/2019 | PLANNED | 1615 | 5 | 323 | 0.0019474 | 6.029e-06
| 2018/19 | 18/03/2019 | PLANNED | 410 | 2 | 205 | 0.00049438 | 2.4116e-06
| 2018/19 | 18/03/2019 | PLANNED | 264 | 2 | 132 | 0.00031833 | 2.4116e-06
| 2018/19 | 18/03/2019 | PLANNED | 9522 | 46 | 207 | 0.011482 | 5.5467e-05
| 2018/19 | 18/03/2019 | PLANNED | 1956 | 43 | 45.4884 | 0.0023585 | 5.1849e-05
| 2018/19 | 18/03/2019 | PLANNED | 94 | 2 | 47 | 0.00011335 | 2.4116e-06
| 2018/19 | 18/03/2019 | PLANNED | 22196 | 179 | 124 | 0.026764 | 0.00021584
| 2018/19 | 19/03/2019 | PLANNED | 2430 | 10 | 243 | 0.0029301 | 1.2058e-05
| 2018/19 | 19/03/2019 | PLANNED | 4620 | 11 | 420 | 0.0055708 | 1.3264e-05
| 2018/19 | 19/03/2019 | PLANNED | 20460 | 68 | 300.8824 | 0.024671 | 8.1994e-05
| 2018/19 | 19/03/2019 | PLANNED | 16740 | 54 | 310 | 0.020185 | 6.5113e-05
| 2018/19 | 19/03/2019 | PLANNED | 15312 | 132 | 116 | 0.018463 | 0.00015917
| 2018/19 | 19/03/2019 | PLANNED | 19760 | 26 | 760 | 0.023827 | 3.1351e-05
| 2018/19 | 19/03/2019 | PLANNED | 50490 | 153 | 330 | 0.060881 | 0.00018449
| 2018/19 | 19/03/2019 | PLANNED | 9512 | 41 | 232 | 0.01147 | 4.9438e-05
| 2018/19 | 19/03/2019 | PLANNED | 1124 | 4 | 281 | 0.0013553 | 4.8232e-06
| 2018/19 | 19/03/2019 | PLANNED | 53222 | 178 | 299 | 0.064175 | 0.00021463
| 2018/19 | 19/03/2019 | PLANNED | 16758 | 133 | 126 | 0.020207 | 0.00016037
| 2018/19 | 19/03/2019 | PLANNED | 606 | 3 | 202 | 0.00073071 | 3.6174e-06
| 2018/19 | 19/03/2019 | PLANNED | 6777 | 27 | 251 | 0.0081717 | 3.2557e-05
| 2018/19 | 19/03/2019 | PLANNED | 7150 | 55 | 130 | 0.0086215 | 6.6319e-05
| 2018/19 | 19/03/2019 | PLANNED | 4984 | 14 | 356 | 0.0060097 | 1.6881e-05
| 2018/19 | 19/03/2019 | PLANNED | 113 | 1 | 113 | 0.00013626 | 1.2058e-06
| 2018/19 | 19/03/2019 | PLANNED | 1092 | 3 | 364 | 0.0013167 | 3.6174e-06
| 2018/19 | 19/03/2019 | PLANNED | 1729 | 3 | 576.3333 | 0.0020848 | 3.6174e-06
| 2018/19 | 19/03/2019 | PLANNED | 10604 | 44 | 241 | 0.012786 | 5.3055e-05
| 2018/19 | 19/03/2019 | PLANNED | 60560 | 202 | 299.802 | 0.073023 | 0.00024357
| 2018/19 | 19/03/2019 | PLANNED | 10 | 2 | 5 | 1.2058e-05 | 2.4116e-06
| 2018/19 | 19/03/2019 | PLANNED | 72 | 2 | 36 | 8.6818e-05 | 2.4116e-06
| 2018/19 | 19/03/2019 | PLANNED | 810 | 18 | 45 | 0.0009767 | 2.1704e-05
| 2018/19 | 19/03/2019 | PLANNED | 55 | 1 | 55 | 6.6319e-05 | 1.2058e-06
| 2018/19 | 19/03/2019 | PLANNED | 28 | 2 | 14 | 3.3762e-05 | 2.4116e-06
| 2018/19 | 19/03/2019 | PLANNED | 7 | 1 | 7 | 8.4406e-06 | 1.2058e-06
| 2018/19 | 20/03/2019 | PLANNED | 30873 | 123 | 251 | 0.037227 | 0.00014831
| 2018/19 | 20/03/2019 | PLANNED | 40 | 1 | 40 | 4.8232e-05 | 1.2058e-06
| 2018/19 | 20/03/2019 | PLANNED | 335 | 1 | 335 | 0.00040394 | 1.2058e-06
| 2018/19 | 20/03/2019 | PLANNED | 26 | 1 | 26 | 3.1351e-05 | 1.2058e-06
| 2018/19 | 20/03/2019 | PLANNED | 4672 | 16 | 292 | 0.0056335 | 1.9293e-05
| 2018/19 | 20/03/2019 | PLANNED | 49800 | 166 | 300 | 0.060049 | 0.00020016
| 2018/19 | 20/03/2019 | PLANNED | 90 | 2 | 45 | 0.00010852 | 2.4116e-06
| 2018/19 | 20/03/2019 | PLANNED | 525 | 1 | 525 | 0.00063304 | 1.2058e-06
| 2018/19 | 20/03/2019 | PLANNED | 273286 | 1114 | 245.3196 | 0.32953 | 0.0013433
| 2018/19 | 20/03/2019 | PLANNED | 964 | 4 | 241 | 0.0011624 | 4.8232e-06
| 2018/19 | 20/03/2019 | PLANNED | 760 | 2 | 380 | 0.00091641 | 2.4116e-06
| 2018/19 | 20/03/2019 | PLANNED | 20457 | 87 | 235.1379 | 0.024667 | 0.0001049
| 2018/19 | 20/03/2019 | PLANNED | 552 | 2 | 276 | 0.0006656 | 2.4116e-06
| 2018/19 | 20/03/2019 | PLANNED | 14032 | 44 | 318.9091 | 0.01692 | 5.3055e-05
| 2018/19 | 20/03/2019 | PLANNED | 5208 | 56 | 93 | 0.0062798 | 6.7525e-05
| 2018/19 | 20/03/2019 | PLANNED | 57539 | 163 | 353 | 0.069381 | 0.00019655
| 2018/19 | 20/03/2019 | PLANNED | 5610 | 22 | 255 | 0.0067645 | 2.6528e-05
| 2018/19 | 20/03/2019 | PLANNED | 10360 | 74 | 140 | 0.012492 | 8.9229e-05
| 2018/19 | 20/03/2019 | PLANNED | 37884 | 154 | 246 | 0.045681 | 0.00018569
| 2018/19 | 20/03/2019 | PLANNED | 1585 | 5 | 317 | 0.0019112 | 6.029e-06
| 2018/19 | 20/03/2019 | PLANNED | 60 | 2 | 30 | 7.2348e-05 | 2.4116e-06
| 2018/19 | 20/03/2019 | PLANNED | 3425 | 256 | 13.3789 | 0.0041299 | 0.00030868
| 2018/19 | 20/03/2019 | PLANNED | 770 | 25 | 30.8 | 0.00092847 | 3.0145e-05
| 2018/19 | 20/03/2019 | PLANNED | 20 | 2 | 10 | 2.4116e-05 | 2.4116e-06
| 2018/19 | 20/03/2019 | PLANNED | 496 | 8 | 62 | 0.00059808 | 9.6464e-06
| 2018/19 | 20/03/2019 | PLANNED | 2585 | 33 | 78.3333 | 0.003117 | 3.9791e-05
| 2018/19 | 20/03/2019 | PLANNED | 180 | 3 | 60 | 0.00021704 | 3.6174e-06
| 2018/19 | 20/03/2019 | PLANNED | 20 | 1 | 20 | 2.4116e-05 | 1.2058e-06
| 2018/19 | 20/03/2019 | PLANNED | 8 | 1 | 8 | 9.6464e-06 | 1.2058e-06
| 2018/19 | 20/03/2019 | PLANNED | 100 | 5 | 20 | 0.00012058 | 6.029e-06
| 2018/19 | 20/03/2019 | PLANNED | 7 | 1 | 7 | 8.4406e-06 | 1.2058e-06
| 2018/19 | 20/03/2019 | PLANNED | 538 | 17 | 31.6471 | 0.00064872 | 2.0499e-05
| 2018/19 | 20/03/2019 | PLANNED | 27 | 3 | 9 | 3.2557e-05 | 3.6174e-06
| 2018/19 | 20/03/2019 | PLANNED | 10000 | 20 | 500 | 0.012058 | 2.4116e-05
| 2018/19 | 21/03/2019 | PLANNED | 9250 | 25 | 370 | 0.011154 | 3.0145e-05
| 2018/19 | 21/03/2019 | PLANNED | 60102 | 162 | 371 | 0.072471 | 0.00019534
| 2018/19 | 21/03/2019 | PLANNED | 26458 | 102 | 259.3922 | 0.031903 | 0.00012299
| 2018/19 | 21/03/2019 | PLANNED | 3550 | 50 | 71 | 0.0042806 | 6.029e-05
| 2018/19 | 21/03/2019 | PLANNED | 17308 | 41 | 422.1463 | 0.02087 | 4.9438e-05
| 2018/19 | 21/03/2019 | PLANNED | 120 | 6 | 20 | 0.0001447 | 7.2348e-06
| 2018/19 | 21/03/2019 | PLANNED | 4416 | 16 | 276 | 0.0053248 | 1.9293e-05
| 2018/19 | 21/03/2019 | PLANNED | 34645 | 156 | 222.0833 | 0.041775 | 0.0001881
| 2018/19 | 21/03/2019 | PLANNED | 16450 | 58 | 283.6207 | 0.019835 | 6.9936e-05
| 2018/19 | 21/03/2019 | PLANNED | 192 | 4 | 48 | 0.00023151 | 4.8232e-06
| 2018/19 | 21/03/2019 | PLANNED | 38 | 1 | 38 | 4.582e-05 | 1.2058e-06
| 2018/19 | 21/03/2019 | PLANNED | 11739 | 43 | 273 | 0.014155 | 5.1849e-05
| 2018/19 | 21/03/2019 | PLANNED | 10546 | 33 | 319.5758 | 0.012716 | 3.9791e-05
| 2018/19 | 21/03/2019 | PLANNED | 642 | 3 | 214 | 0.00077412 | 3.6174e-06
| 2018/19 | 21/03/2019 | PLANNED | 12 | 2 | 6 | 1.447e-05 | 2.4116e-06
| 2018/19 | 21/03/2019 | PLANNED | 4437 | 29 | 153 | 0.0053501 | 3.4968e-05
| 2018/19 | 21/03/2019 | PLANNED | 15810 | 51 | 310 | 0.019064 | 6.1496e-05
| 2018/19 | 21/03/2019 | PLANNED | 5264 | 47 | 112 | 0.0063473 | 5.6673e-05
| 2018/19 | 21/03/2019 | PLANNED | 8 | 2 | 4 | 9.6464e-06 | 2.4116e-06
| 2018/19 | 22/03/2019 | PLANNED | 76 | 2 | 38 | 9.1641e-05 | 2.4116e-06
| 2018/19 | 22/03/2019 | PLANNED | 3630 | 11 | 330 | 0.0043771 | 1.3264e-05
| 2018/19 | 22/03/2019 | PLANNED | 13195 | 65 | 203 | 0.015911 | 7.8377e-05
| 2018/19 | 22/03/2019 | PLANNED | 408 | 2 | 204 | 0.00049197 | 2.4116e-06
| 2018/19 | 22/03/2019 | PLANNED | 14016 | 64 | 219 | 0.0169 | 7.7171e-05
| 2018/19 | 22/03/2019 | PLANNED | 12 | 1 | 12 | 1.447e-05 | 1.2058e-06
| 2018/19 | 22/03/2019 | PLANNED | 13600 | 66 | 206.0606 | 0.016399 | 7.9583e-05
| 2018/19 | 22/03/2019 | PLANNED | 5928 | 24 | 247 | 0.007148 | 2.8939e-05
| 2018/19 | 22/03/2019 | PLANNED | 72 | 3 | 24 | 8.6818e-05 | 3.6174e-06
| 2018/19 | 22/03/2019 | PLANNED | 15600 | 40 | 390 | 0.01881 | 4.8232e-05
| 2018/19 | 22/03/2019 | PLANNED | 210 | 2 | 105 | 0.00025322 | 2.4116e-06
| 2018/19 | 22/03/2019 | PLANNED | 108 | 4 | 27 | 0.00013023 | 4.8232e-06
| 2018/19 | 22/03/2019 | PLANNED | 840 | 4 | 210 | 0.0010129 | 4.8232e-06
| 2018/19 | 22/03/2019 | PLANNED | 836 | 209 | 4 | 0.001008 | 0.00025201
| 2018/19 | 22/03/2019 | PLANNED | 784 | 7 | 112 | 0.00094535 | 8.4406e-06
| 2018/19 | 22/03/2019 | PLANNED | 400 | 2 | 200 | 0.00048232 | 2.4116e-06
| 2018/19 | 22/03/2019 | PLANNED | 38 | 1 | 38 | 4.582e-05 | 1.2058e-06
| 2018/19 | 22/03/2019 | PLANNED | 758 | 28 | 27.0714 | 0.000914 | 3.3762e-05
| 2018/19 | 22/03/2019 | PLANNED | 444 | 2 | 222 | 0.00053538 | 2.4116e-06
| 2018/19 | 22/03/2019 | PLANNED | 19 | 1 | 19 | 2.291e-05 | 1.2058e-06
| 2018/19 | 22/03/2019 | PLANNED | 40 | 2 | 20 | 4.8232e-05 | 2.4116e-06
| 2018/19 | 22/03/2019 | PLANNED | 106 | 2 | 53 | 0.00012781 | 2.4116e-06
| 2018/19 | 22/03/2019 | PLANNED | 39828 | 406 | 98.0985 | 0.048025 | 0.00048955
| 2018/19 | 23/03/2019 | PLANNED | 75980 | 504 | 150.754 | 0.091617 | 0.00060772
| 2018/19 | 23/03/2019 | PLANNED | 50725 | 271 | 187.1771 | 0.061164 | 0.00032677
| 2018/19 | 23/03/2019 | PLANNED | 190 | 1 | 190 | 0.0002291 | 1.2058e-06
| 2018/19 | 23/03/2019 | PLANNED | 240 | 4 | 60 | 0.00028939 | 4.8232e-06
| 2018/19 | 23/03/2019 | PLANNED | 12610 | 60 | 210.1667 | 0.015205 | 7.2348e-05
| 2018/19 | 24/03/2019 | PLANNED | 2475 | 15 | 165 | 0.0029844 | 1.8087e-05
| 2018/19 | 24/03/2019 | PLANNED | 3520 | 22 | 160 | 0.0042444 | 2.6528e-05
| 2018/19 | 24/03/2019 | PLANNED | 12870 | 26 | 495 | 0.015519 | 3.1351e-05
| 2018/19 | 24/03/2019 | PLANNED | 1240 | 8 | 155 | 0.0014952 | 9.6464e-06
| 2018/19 | 24/03/2019 | PLANNED | 10850 | 31 | 350 | 0.013083 | 3.738e-05
| 2018/19 | 24/03/2019 | PLANNED | 11368 | 49 | 232 | 0.013708 | 5.9084e-05
| 2018/19 | 24/03/2019 | PLANNED | 14520 | 44 | 330 | 0.017508 | 5.3055e-05
| 2018/19 | 24/03/2019 | PLANNED | 53081 | 178 | 298.2079 | 0.064005 | 0.00021463
| 2018/19 | 24/03/2019 | PLANNED | 39 | 1 | 39 | 4.7026e-05 | 1.2058e-06
| 2018/19 | 25/03/2019 | PLANNED | 18850 | 58 | 325 | 0.022729 | 6.9936e-05
| 2018/19 | 25/03/2019 | PLANNED | 18240 | 48 | 380 | 0.021994 | 5.7878e-05
| 2018/19 | 25/03/2019 | PLANNED | 13068 | 41 | 318.7317 | 0.015757 | 4.9438e-05
| 2018/19 | 25/03/2019 | PLANNED | 100 | 2 | 50 | 0.00012058 | 2.4116e-06
| 2018/19 | 25/03/2019 | PLANNED | 90 | 6 | 15 | 0.00010852 | 7.2348e-06
| 2018/19 | 25/03/2019 | PLANNED | 636 | 6 | 106 | 0.00076689 | 7.2348e-06
| 2018/19 | 25/03/2019 | PLANNED | 204 | 4 | 51 | 0.00024598 | 4.8232e-06
| 2018/19 | 25/03/2019 | PLANNED | 235 | 47 | 5 | 0.00028336 | 5.6673e-05
| 2018/19 | 25/03/2019 | PLANNED | 132 | 1 | 132 | 0.00015917 | 1.2058e-06
| 2018/19 | 25/03/2019 | PLANNED | 50 | 2 | 25 | 6.029e-05 | 2.4116e-06
| 2018/19 | 25/03/2019 | PLANNED | 45 | 3 | 15 | 5.4261e-05 | 3.6174e-06
| 2018/19 | 25/03/2019 | PLANNED | 69 | 1 | 69 | 8.32e-05 | 1.2058e-06
| 2018/19 | 25/03/2019 | PLANNED | 156 | 2 | 78 | 0.0001881 | 2.4116e-06
| 2018/19 | 25/03/2019 | PLANNED | 35 | 1 | 35 | 4.2203e-05 | 1.2058e-06
| 2018/19 | 25/03/2019 | PLANNED | 82 | 1 | 82 | 9.8876e-05 | 1.2058e-06
| 2018/19 | 25/03/2019 | PLANNED | 456 | 19 | 24 | 0.00054984 | 2.291e-05
| 2018/19 | 26/03/2019 | PLANNED | 6624 | 23 | 288 | 0.0079872 | 2.7733e-05
| 2018/19 | 26/03/2019 | PLANNED | 3648 | 12 | 304 | 0.0043988 | 1.447e-05
| 2018/19 | 26/03/2019 | PLANNED | 6840 | 24 | 285 | 0.0082477 | 2.8939e-05
| 2018/19 | 26/03/2019 | PLANNED | 146 | 2 | 73 | 0.00017605 | 2.4116e-06
| 2018/19 | 26/03/2019 | PLANNED | 1800 | 5 | 360 | 0.0021704 | 6.029e-06
| 2018/19 | 26/03/2019 | PLANNED | 18942 | 66 | 287 | 0.02284 | 7.9583e-05
| 2018/19 | 26/03/2019 | PLANNED | 6200 | 20 | 310 | 0.007476 | 2.4116e-05
| 2018/19 | 26/03/2019 | PLANNED | 14732 | 44 | 334.8182 | 0.017764 | 5.3055e-05
| 2018/19 | 26/03/2019 | PLANNED | 32242 | 80 | 403.025 | 0.038877 | 9.6464e-05
| 2018/19 | 26/03/2019 | PLANNED | 20 | 2 | 10 | 2.4116e-05 | 2.4116e-06
| 2018/19 | 26/03/2019 | PLANNED | 16638 | 47 | 354 | 0.020062 | 5.6673e-05
| 2018/19 | 26/03/2019 | PLANNED | 542 | 2 | 271 | 0.00065354 | 2.4116e-06
| 2018/19 | 26/03/2019 | PLANNED | 180144 | 278 | 648 | 0.21722 | 0.00033521
| 2018/19 | 26/03/2019 | PLANNED | 584 | 4 | 146 | 0.00070419 | 4.8232e-06
| 2018/19 | 26/03/2019 | PLANNED | 650 | 5 | 130 | 0.00078377 | 6.029e-06
| 2018/19 | 26/03/2019 | PLANNED | 17150 | 70 | 245 | 0.020679 | 8.4406e-05
| 2018/19 | 26/03/2019 | PLANNED | 40920 | 110 | 372 | 0.049341 | 0.00013264
| 2018/19 | 26/03/2019 | PLANNED | 12880 | 92 | 140 | 0.015531 | 0.00011093
| 2018/19 | 26/03/2019 | PLANNED | 26250 | 150 | 175 | 0.031652 | 0.00018087
| 2018/19 | 26/03/2019 | PLANNED | 1680 | 16 | 105 | 0.0020257 | 1.9293e-05
| 2018/19 | 26/03/2019 | PLANNED | 54 | 3 | 18 | 6.5113e-05 | 3.6174e-06
| 2018/19 | 26/03/2019 | PLANNED | 10 | 1 | 10 | 1.2058e-05 | 1.2058e-06
| 2018/19 | 26/03/2019 | PLANNED | 990 | 9 | 110 | 0.0011937 | 1.0852e-05
| 2018/19 | 26/03/2019 | PLANNED | 12 | 3 | 4 | 1.447e-05 | 3.6174e-06
| 2018/19 | 26/03/2019 | PLANNED | 3426 | 571 | 6 | 0.0041311 | 0.00068851
| 2018/19 | 26/03/2019 | PLANNED | 1481 | 259 | 5.7181 | 0.0017858 | 0.0003123
| 2018/19 | 26/03/2019 | PLANNED | 45 | 3 | 15 | 5.4261e-05 | 3.6174e-06
| 2018/19 | 26/03/2019 | PLANNED | 2745 | 61 | 45 | 0.0033099 | 7.3554e-05
| 2018/19 | 27/03/2019 | PLANNED | 114 | 1 | 114 | 0.00013746 | 1.2058e-06
| 2018/19 | 27/03/2019 | PLANNED | 2720 | 10 | 272 | 0.0032798 | 1.2058e-05
| 2018/19 | 27/03/2019 | PLANNED | 140 | 1 | 140 | 0.00016881 | 1.2058e-06
| 2018/19 | 27/03/2019 | PLANNED | 160 | 4 | 40 | 0.00019293 | 4.8232e-06
| 2018/19 | 27/03/2019 | PLANNED | 680 | 4 | 170 | 0.00081994 | 4.8232e-06
| 2018/19 | 27/03/2019 | PLANNED | 43754 | 131 | 334 | 0.052759 | 0.00015796
| 2018/19 | 27/03/2019 | PLANNED | 49138 | 158 | 311 | 0.059251 | 0.00019052
| 2018/19 | 27/03/2019 | PLANNED | 2844 | 16 | 177.75 | 0.0034293 | 1.9293e-05
| 2018/19 | 27/03/2019 | PLANNED | 470 | 2 | 235 | 0.00056673 | 2.4116e-06
| 2018/19 | 27/03/2019 | PLANNED | 2100 | 7 | 300 | 0.0025322 | 8.4406e-06
| 2018/19 | 27/03/2019 | PLANNED | 23555 | 87 | 270.7471 | 0.028403 | 0.0001049
| 2018/19 | 27/03/2019 | PLANNED | 10138 | 37 | 274 | 0.012224 | 4.4615e-05
| 2018/19 | 27/03/2019 | PLANNED | 56672 | 161 | 352 | 0.068335 | 0.00019413
| 2018/19 | 27/03/2019 | PLANNED | 406 | 2 | 203 | 0.00048955 | 2.4116e-06
| 2018/19 | 27/03/2019 | PLANNED | 14476 | 47 | 308 | 0.017455 | 5.6673e-05
| 2018/19 | 27/03/2019 | PLANNED | 934 | 123 | 7.5935 | 0.0011262 | 0.00014831
| 2018/19 | 27/03/2019 | PLANNED | 80 | 2 | 40 | 9.6464e-05 | 2.4116e-06
| 2018/19 | 27/03/2019 | PLANNED | 86 | 2 | 43 | 0.0001037 | 2.4116e-06
| 2018/19 | 27/03/2019 | PLANNED | 456 | 3 | 152 | 0.00054984 | 3.6174e-06
| 2018/19 | 27/03/2019 | PLANNED | 52 | 1 | 52 | 6.2702e-05 | 1.2058e-06
| 2018/19 | 27/03/2019 | PLANNED | 39 | 1 | 39 | 4.7026e-05 | 1.2058e-06
| 2018/19 | 27/03/2019 | PLANNED | 35 | 1 | 35 | 4.2203e-05 | 1.2058e-06
| 2018/19 | 27/03/2019 | PLANNED | 30 | 3 | 10 | 3.6174e-05 | 3.6174e-06
| 2018/19 | 27/03/2019 | PLANNED | 134 | 2 | 67 | 0.00016158 | 2.4116e-06
| 2018/19 | 27/03/2019 | PLANNED | 20 | 1 | 20 | 2.4116e-05 | 1.2058e-06
| 2018/19 | 27/03/2019 | PLANNED | 16 | 1 | 16 | 1.9293e-05 | 1.2058e-06
| 2018/19 | 27/03/2019 | PLANNED | 148 | 2 | 74 | 0.00017846 | 2.4116e-06
| 2018/19 | 27/03/2019 | PLANNED | 39597 | 67 | 591 | 0.047746 | 8.0789e-05
| 2018/19 | 28/03/2019 | PLANNED | 104490 | 243 | 430 | 0.12599 | 0.00029301
| 2018/19 | 28/03/2019 | PLANNED | 64525 | 200 | 322.625 | 0.077804 | 0.00024116
| 2018/19 | 28/03/2019 | PLANNED | 5397 | 21 | 257 | 0.0065077 | 2.5322e-05
| 2018/19 | 28/03/2019 | PLANNED | 252 | 7 | 36 | 0.00030386 | 8.4406e-06
| 2018/19 | 28/03/2019 | PLANNED | 265 | 1 | 265 | 0.00031954 | 1.2058e-06
| 2018/19 | 28/03/2019 | PLANNED | 17270 | 55 | 314 | 0.020824 | 6.6319e-05
| 2018/19 | 28/03/2019 | PLANNED | 17264 | 77 | 224.2078 | 0.020817 | 9.2847e-05
| 2018/19 | 28/03/2019 | PLANNED | 17710 | 77 | 230 | 0.021355 | 9.2847e-05
| 2018/19 | 28/03/2019 | PLANNED | 9500 | 50 | 190 | 0.011455 | 6.029e-05
| 2018/19 | 28/03/2019 | PLANNED | 9425 | 25 | 377 | 0.011365 | 3.0145e-05
| 2018/19 | 28/03/2019 | PLANNED | 4669 | 23 | 203 | 0.0056299 | 2.7733e-05
| 2018/19 | 28/03/2019 | PLANNED | 338 | 26 | 13 | 0.00040756 | 3.1351e-05
| 2018/19 | 28/03/2019 | PLANNED | 7735 | 17 | 455 | 0.0093269 | 2.0499e-05
| 2018/19 | 28/03/2019 | PLANNED | 8951 | 25 | 358.04 | 0.010793 | 3.0145e-05
| 2018/19 | 28/03/2019 | PLANNED | 400 | 5 | 80 | 0.00048232 | 6.029e-06
| 2018/19 | 28/03/2019 | PLANNED | 301 | 1 | 301 | 0.00036295 | 1.2058e-06
| 2018/19 | 28/03/2019 | PLANNED | 7250 | 29 | 250 | 0.008742 | 3.4968e-05
| 2018/19 | 28/03/2019 | PLANNED | 2160 | 16 | 135 | 0.0026045 | 1.9293e-05
| 2018/19 | 28/03/2019 | PLANNED | 10 | 1 | 10 | 1.2058e-05 | 1.2058e-06
| 2018/19 | 28/03/2019 | PLANNED | 4344 | 40 | 108.6 | 0.005238 | 4.8232e-05
| 2018/19 | 28/03/2019 | PLANNED | 76320 | 160 | 477 | 0.092027 | 0.00019293
| 2018/19 | 28/03/2019 | PLANNED | 4212 | 36 | 117 | 0.0050788 | 4.3409e-05
| 2018/19 | 28/03/2019 | PLANNED | 8235 | 61 | 135 | 0.0099298 | 7.3554e-05
| 2018/19 | 28/03/2019 | PLANNED | 1331 | 13 | 102.3846 | 0.0016049 | 1.5675e-05
| 2018/19 | 28/03/2019 | PLANNED | 20 | 2 | 10 | 2.4116e-05 | 2.4116e-06
| 2018/19 | 28/03/2019 | PLANNED | 7410 | 57 | 130 | 0.008935 | 6.8731e-05
| 2018/19 | 28/03/2019 | PLANNED | 5 | 1 | 5 | 6.029e-06 | 1.2058e-06
| 2018/19 | 28/03/2019 | PLANNED | 1075 | 43 | 25 | 0.0012962 | 5.1849e-05
| 2018/19 | 28/03/2019 | PLANNED | 60 | 6 | 10 | 7.2348e-05 | 7.2348e-06
| 2018/19 | 28/03/2019 | PLANNED | 40 | 2 | 20 | 4.8232e-05 | 2.4116e-06
| 2018/19 | 28/03/2019 | PLANNED | 400 | 10 | 40 | 0.00048232 | 1.2058e-05
| 2018/19 | 29/03/2019 | PLANNED | 1120 | 22 | 50.9091 | 0.0013505 | 2.6528e-05
| 2018/19 | 29/03/2019 | PLANNED | 44919 | 117 | 383.9231 | 0.054163 | 0.00014108
| 2018/19 | 29/03/2019 | PLANNED | 348 | 4 | 87 | 0.00041962 | 4.8232e-06
| 2018/19 | 29/03/2019 | PLANNED | 380 | 1 | 380 | 0.0004582 | 1.2058e-06
| 2018/19 | 29/03/2019 | PLANNED | 21148 | 68 | 311 | 0.0255 | 8.1994e-05
| 2018/19 | 29/03/2019 | PLANNED | 4090 | 33 | 123.9394 | 0.0049317 | 3.9791e-05
| 2018/19 | 29/03/2019 | PLANNED | 98 | 14 | 7 | 0.00011817 | 1.6881e-05
| 2018/19 | 29/03/2019 | PLANNED | 15340 | 59 | 260 | 0.018497 | 7.1142e-05
| 2018/19 | 29/03/2019 | PLANNED | 37768 | 104 | 363.1538 | 0.045541 | 0.0001254
| 2018/19 | 29/03/2019 | PLANNED | 1080 | 24 | 45 | 0.0013023 | 2.8939e-05
| 2018/19 | 29/03/2019 | PLANNED | 18564 | 52 | 357 | 0.022384 | 6.2702e-05
| 2018/19 | 29/03/2019 | PLANNED | 3744 | 24 | 156 | 0.0045145 | 2.8939e-05
| 2018/19 | 29/03/2019 | PLANNED | 18360 | 72 | 255 | 0.022138 | 8.6818e-05
| 2018/19 | 29/03/2019 | PLANNED | 6824 | 32 | 213.25 | 0.0082284 | 3.8586e-05
| 2018/19 | 29/03/2019 | PLANNED | 12699 | 51 | 249 | 0.015312 | 6.1496e-05
| 2018/19 | 29/03/2019 | PLANNED | 98 | 1 | 98 | 0.00011817 | 1.2058e-06
| 2018/19 | 29/03/2019 | PLANNED | 24140 | 68 | 355 | 0.029108 | 8.1994e-05
| 2018/19 | 29/03/2019 | PLANNED | 8 | 2 | 4 | 9.6464e-06 | 2.4116e-06
| 2018/19 | 29/03/2019 | PLANNED | 610 | 2 | 305 | 0.00073554 | 2.4116e-06
| 2018/19 | 29/03/2019 | PLANNED | 13258 | 56 | 236.75 | 0.015986 | 6.7525e-05
| 2018/19 | 29/03/2019 | PLANNED | 1472 | 32 | 46 | 0.0017749 | 3.8586e-05
| 2018/19 | 29/03/2019 | PLANNED | 10 | 1 | 10 | 1.2058e-05 | 1.2058e-06
| 2018/19 | 29/03/2019 | PLANNED | 100 | 2 | 50 | 0.00012058 | 2.4116e-06
| 2018/19 | 29/03/2019 | PLANNED | 165 | 3 | 55 | 0.00019896 | 3.6174e-06
| 2018/19 | 29/03/2019 | PLANNED | 192 | 4 | 48 | 0.00023151 | 4.8232e-06
| 2018/19 | 29/03/2019 | PLANNED | 10 | 1 | 10 | 1.2058e-05 | 1.2058e-06
| 2018/19 | 29/03/2019 | PLANNED | 273 | 3 | 91 | 0.00032918 | 3.6174e-06
| 2018/19 | 29/03/2019 | PLANNED | 63 | 1 | 63 | 7.5965e-05 | 1.2058e-06
| 2018/19 | 29/03/2019 | PLANNED | 280 | 9 | 31.1111 | 0.00033762 | 1.0852e-05
| 2018/19 | 29/03/2019 | PLANNED | 2496 | 48 | 52 | 0.0030097 | 5.7878e-05
| 2018/19 | 30/03/2019 | PLANNED | 6445 | 42 | 153.4524 | 0.0077714 | 5.0644e-05
| 2018/19 | 31/03/2019 | PLANNED | 2470 | 26 | 95 | 0.0029783 | 3.1351e-05
| 2018/19 | 31/03/2019 | PLANNED | 915 | 2 | 457.5 | 0.0011033 | 2.4116e-06
| 2018/19 | 31/03/2019 | PLANNED | 1407 | 7 | 201 | 0.0016966 | 8.4406e-06
| 2018/19 | 31/03/2019 | PLANNED | 39929 | 70 | 570.4143 | 0.048146 | 8.4406e-05
| 2018/19 | 31/03/2019 | PLANNED | 2040 | 8 | 255 | 0.0024598 | 9.6464e-06
| 2018/19 | 31/03/2019 | PLANNED | 80 | 1 | 80 | 9.6464e-05 | 1.2058e-06
| 2018/19 | 31/03/2019 | PLANNED | 49 | 7 | 7 | 5.9084e-05 | 8.4406e-06
| 2018/19 | 1/04/2019 | PLANNED | 202 | 1 | 202 | 0.00024357 | 1.2058e-06
| 2018/19 | 1/04/2019 | PLANNED | 2600 | 20 | 130 | 0.0031351 | 2.4116e-05
| 2018/19 | 1/04/2019 | PLANNED | 1873 | 15 | 124.8667 | 0.0022585 | 1.8087e-05
| 2018/19 | 1/04/2019 | PLANNED | 1477 | 7 | 211 | 0.001781 | 8.4406e-06
| 2018/19 | 1/04/2019 | PLANNED | 360 | 1 | 360 | 0.00043409 | 1.2058e-06
| 2018/19 | 1/04/2019 | PLANNED | 75 | 1 | 75 | 9.0435e-05 | 1.2058e-06
| 2018/19 | 1/04/2019 | PLANNED | 340 | 1 | 340 | 0.00040997 | 1.2058e-06
| 2018/19 | 1/04/2019 | PLANNED | 1012 | 4 | 253 | 0.0012203 | 4.8232e-06
| 2018/19 | 1/04/2019 | PLANNED | 192 | 3 | 64 | 0.00023151 | 3.6174e-06
| 2018/19 | 1/04/2019 | PLANNED | 2610 | 29 | 90 | 0.0031471 | 3.4968e-05
| 2018/19 | 1/04/2019 | PLANNED | 33 | 3 | 11 | 3.9791e-05 | 3.6174e-06
| 2018/19 | 1/04/2019 | PLANNED | 26296 | 173 | 152 | 0.031708 | 0.0002086
| 2018/19 | 2/04/2019 | PLANNED | 176 | 2 | 88 | 0.00021222 | 2.4116e-06
| 2018/19 | 2/04/2019 | PLANNED | 69320 | 300 | 231.0667 | 0.083586 | 0.00036174
| 2018/19 | 2/04/2019 | PLANNED | 25885 | 69 | 375.1449 | 0.031212 | 8.32e-05
| 2018/19 | 2/04/2019 | PLANNED | 1675 | 5 | 335 | 0.0020197 | 6.029e-06
| 2018/19 | 2/04/2019 | PLANNED | 30480 | 80 | 381 | 0.036753 | 9.6464e-05
| 2018/19 | 2/04/2019 | PLANNED | 16057 | 76 | 211.2763 | 0.019362 | 9.1641e-05
| 2018/19 | 2/04/2019 | PLANNED | 4200 | 15 | 280 | 0.0050644 | 1.8087e-05
| 2018/19 | 2/04/2019 | PLANNED | 4875 | 13 | 375 | 0.0058783 | 1.5675e-05
| 2018/19 | 2/04/2019 | PLANNED | 330 | 2 | 165 | 0.00039791 | 2.4116e-06
| 2018/19 | 2/04/2019 | PLANNED | 54216 | 135 | 401.6 | 0.065374 | 0.00016278
| 2018/19 | 2/04/2019 | PLANNED | 720 | 3 | 240 | 0.00086818 | 3.6174e-06
| 2018/19 | 2/04/2019 | PLANNED | 360 | 40 | 9 | 0.00043409 | 4.8232e-05
| 2018/19 | 2/04/2019 | PLANNED | 1550 | 10 | 155 | 0.001869 | 1.2058e-05
| 2018/19 | 2/04/2019 | PLANNED | 510 | 34 | 15 | 0.00061496 | 4.0997e-05
| 2018/19 | 2/04/2019 | PLANNED | 48230 | 174 | 277.1839 | 0.058156 | 0.00020981
| 2018/19 | 2/04/2019 | PLANNED | 660 | 33 | 20 | 0.00079583 | 3.9791e-05
| 2018/19 | 2/04/2019 | PLANNED | 15 | 1 | 15 | 1.8087e-05 | 1.2058e-06
| 2018/19 | 2/04/2019 | PLANNED | 630 | 7 | 90 | 0.00075965 | 8.4406e-06
| 2018/19 | 2/04/2019 | PLANNED | 35 | 5 | 7 | 4.2203e-05 | 6.029e-06
| 2018/19 | 2/04/2019 | PLANNED | 54 | 7 | 7.7143 | 6.5113e-05 | 8.4406e-06
| 2018/19 | 2/04/2019 | PLANNED | 150 | 2 | 75 | 0.00018087 | 2.4116e-06
| 2018/19 | 2/04/2019 | PLANNED | 14 | 2 | 7 | 1.6881e-05 | 2.4116e-06
| 2018/19 | 2/04/2019 | PLANNED | 18 | 3 | 6 | 2.1704e-05 | 3.6174e-06
| 2018/19 | 2/04/2019 | PLANNED | 15 | 1 | 15 | 1.8087e-05 | 1.2058e-06
| 2018/19 | 2/04/2019 | PLANNED | 35875 | 287 | 125 | 0.043258 | 0.00034606
| 2018/19 | 3/04/2019 | PLANNED | 38982 | 438 | 89 | 0.047004 | 0.00052814
| 2018/19 | 3/04/2019 | PLANNED | 87780 | 308 | 285 | 0.10585 | 0.00037139
| 2018/19 | 3/04/2019 | PLANNED | 50 | 5 | 10 | 6.029e-05 | 6.029e-06
| 2018/19 | 3/04/2019 | PLANNED | 5808 | 24 | 242 | 0.0070033 | 2.8939e-05
| 2018/19 | 3/04/2019 | PLANNED | 60 | 1 | 60 | 7.2348e-05 | 1.2058e-06
| 2018/19 | 3/04/2019 | PLANNED | 432 | 4 | 108 | 0.00052091 | 4.8232e-06
| 2018/19 | 3/04/2019 | PLANNED | 3400 | 10 | 340 | 0.0040997 | 1.2058e-05
| 2018/19 | 3/04/2019 | PLANNED | 4112 | 16 | 257 | 0.0049582 | 1.9293e-05
| 2018/19 | 3/04/2019 | PLANNED | 8932 | 44 | 203 | 0.01077 | 5.3055e-05
| 2018/19 | 3/04/2019 | PLANNED | 7413 | 21 | 353 | 0.0089386 | 2.5322e-05
| 2018/19 | 3/04/2019 | PLANNED | 5250 | 15 | 350 | 0.0063304 | 1.8087e-05
| 2018/19 | 3/04/2019 | PLANNED | 290 | 2 | 145 | 0.00034968 | 2.4116e-06
| 2018/19 | 3/04/2019 | PLANNED | 390 | 3 | 130 | 0.00047026 | 3.6174e-06
| 2018/19 | 3/04/2019 | PLANNED | 1050 | 5 | 210 | 0.0012661 | 6.029e-06
| 2018/19 | 3/04/2019 | PLANNED | 17 | 1 | 17 | 2.0499e-05 | 1.2058e-06
| 2018/19 | 3/04/2019 | PLANNED | 4225 | 65 | 65 | 0.0050945 | 7.8377e-05
| 2018/19 | 3/04/2019 | PLANNED | 24 | 3 | 8 | 2.8939e-05 | 3.6174e-06
| 2018/19 | 3/04/2019 | PLANNED | 33 | 1 | 33 | 3.9791e-05 | 1.2058e-06
| 2018/19 | 3/04/2019 | PLANNED | 762 | 6 | 127 | 0.00091882 | 7.2348e-06
| 2018/19 | 3/04/2019 | PLANNED | 60 | 3 | 20 | 7.2348e-05 | 3.6174e-06
| 2018/19 | 3/04/2019 | PLANNED | 3 | 1 | 3 | 3.6174e-06 | 1.2058e-06
| 2018/19 | 3/04/2019 | PLANNED | 4 | 1 | 4 | 4.8232e-06 | 1.2058e-06
| 2018/19 | 3/04/2019 | PLANNED | 16 | 4 | 4 | 1.9293e-05 | 4.8232e-06
| 2018/19 | 3/04/2019 | PLANNED | 70 | 7 | 10 | 8.4406e-05 | 8.4406e-06
| 2018/19 | 3/04/2019 | PLANNED | 60 | 1 | 60 | 7.2348e-05 | 1.2058e-06
| 2018/19 | 3/04/2019 | PLANNED | 64 | 2 | 32 | 7.7171e-05 | 2.4116e-06
| 2018/19 | 3/04/2019 | PLANNED | 4000 | 40 | 100 | 0.0048232 | 4.8232e-05
| 2018/19 | 3/04/2019 | PLANNED | 80 | 1 | 80 | 9.6464e-05 | 1.2058e-06
| 2018/19 | 3/04/2019 | PLANNED | 50 | 2 | 25 | 6.029e-05 | 2.4116e-06
| 2018/19 | 3/04/2019 | PLANNED | 10 | 1 | 10 | 1.2058e-05 | 1.2058e-06
| 2018/19 | 3/04/2019 | PLANNED | 3944 | 58 | 68 | 0.0047557 | 6.9936e-05
| 2018/19 | 3/04/2019 | PLANNED | 70 | 1 | 70 | 8.4406e-05 | 1.2058e-06
| 2018/19 | 4/04/2019 | PLANNED | 117810 | 495 | 238 | 0.14206 | 0.00059687
| 2018/19 | 4/04/2019 | PLANNED | 5565 | 105 | 53 | 0.0067103 | 0.00012661
| 2018/19 | 4/04/2019 | PLANNED | 9774 | 181 | 54 | 0.011785 | 0.00021825
| 2018/19 | 4/04/2019 | PLANNED | 4187 | 79 | 53 | 0.0050487 | 9.5258e-05
| 2018/19 | 4/04/2019 | PLANNED | 12 | 1 | 12 | 1.447e-05 | 1.2058e-06
| 2018/19 | 4/04/2019 | PLANNED | 1620 | 6 | 270 | 0.0019534 | 7.2348e-06
| 2018/19 | 4/04/2019 | PLANNED | 1848 | 8 | 231 | 0.0022283 | 9.6464e-06
| 2018/19 | 4/04/2019 | PLANNED | 10710 | 30 | 357 | 0.012914 | 3.6174e-05
| 2018/19 | 4/04/2019 | PLANNED | 7964 | 22 | 362 | 0.009603 | 2.6528e-05
| 2018/19 | 4/04/2019 | PLANNED | 1776 | 8 | 222 | 0.0021415 | 9.6464e-06
| 2018/19 | 4/04/2019 | PLANNED | 16430 | 53 | 310 | 0.019811 | 6.3907e-05
| 2018/19 | 4/04/2019 | PLANNED | 10825 | 42 | 257.7381 | 0.013053 | 5.0644e-05
| 2018/19 | 4/04/2019 | PLANNED | 80 | 1 | 80 | 9.6464e-05 | 1.2058e-06
| 2018/19 | 4/04/2019 | PLANNED | 16948 | 76 | 223 | 0.020436 | 9.1641e-05
| 2018/19 | 4/04/2019 | PLANNED | 4110 | 15 | 274 | 0.0049558 | 1.8087e-05
| 2018/19 | 4/04/2019 | PLANNED | 164 | 4 | 41 | 0.00019775 | 4.8232e-06
| 2018/19 | 4/04/2019 | PLANNED | 31980 | 130 | 246 | 0.038561 | 0.00015675
| 2018/19 | 4/04/2019 | PLANNED | 94 | 2 | 47 | 0.00011335 | 2.4116e-06
| 2018/19 | 4/04/2019 | PLANNED | 10542 | 42 | 251 | 0.012712 | 5.0644e-05
| 2018/19 | 4/04/2019 | PLANNED | 6300 | 18 | 350 | 0.0075965 | 2.1704e-05
| 2018/19 | 4/04/2019 | PLANNED | 5775 | 55 | 105 | 0.0069635 | 6.6319e-05
| 2018/19 | 4/04/2019 | PLANNED | 480 | 4 | 120 | 0.00057878 | 4.8232e-06
| 2018/19 | 4/04/2019 | PLANNED | 20 | 1 | 20 | 2.4116e-05 | 1.2058e-06
| 2018/19 | 4/04/2019 | PLANNED | 16820 | 116 | 145 | 0.020282 | 0.00013987
| 2018/19 | 4/04/2019 | PLANNED | 28 | 4 | 7 | 3.3762e-05 | 4.8232e-06
| 2018/19 | 4/04/2019 | PLANNED | 5 | 1 | 5 | 6.029e-06 | 1.2058e-06
| 2018/19 | 4/04/2019 | PLANNED | 90 | 2 | 45 | 0.00010852 | 2.4116e-06
| 2018/19 | 4/04/2019 | PLANNED | 20 | 1 | 20 | 2.4116e-05 | 1.2058e-06
| 2018/19 | 4/04/2019 | PLANNED | 38 | 2 | 19 | 4.582e-05 | 2.4116e-06
| 2018/19 | 4/04/2019 | PLANNED | 68 | 2 | 34 | 8.1994e-05 | 2.4116e-06
| 2018/19 | 4/04/2019 | PLANNED | 27 | 6 | 4.5 | 3.2557e-05 | 7.2348e-06
| 2018/19 | 4/04/2019 | PLANNED | 400 | 5 | 80 | 0.00048232 | 6.029e-06
| 2018/19 | 4/04/2019 | PLANNED | 68 | 1 | 68 | 8.1994e-05 | 1.2058e-06
| 2018/19 | 4/04/2019 | PLANNED | 544 | 16 | 34 | 0.00065596 | 1.9293e-05
| 2018/19 | 4/04/2019 | PLANNED | 52 | 1 | 52 | 6.2702e-05 | 1.2058e-06
| 2018/19 | 4/04/2019 | PLANNED | 6 | 2 | 3 | 7.2348e-06 | 2.4116e-06
| 2018/19 | 5/04/2019 | PLANNED | 255 | 1 | 255 | 0.00030748 | 1.2058e-06
| 2018/19 | 5/04/2019 | PLANNED | 385 | 77 | 5 | 0.00046423 | 9.2847e-05
| 2018/19 | 5/04/2019 | PLANNED | 1235 | 13 | 95 | 0.0014892 | 1.5675e-05
| 2018/19 | 5/04/2019 | PLANNED | 7300 | 25 | 292 | 0.0088023 | 3.0145e-05
| 2018/19 | 5/04/2019 | PLANNED | 10588 | 51 | 207.6078 | 0.012767 | 6.1496e-05
| 2018/19 | 5/04/2019 | PLANNED | 479 | 5 | 95.8 | 0.00057758 | 6.029e-06
| 2018/19 | 5/04/2019 | PLANNED | 552 | 8 | 69 | 0.0006656 | 9.6464e-06
| 2018/19 | 5/04/2019 | PLANNED | 25908 | 68 | 381 | 0.03124 | 8.1994e-05
| 2018/19 | 5/04/2019 | PLANNED | 142270 | 410 | 347 | 0.17155 | 0.00049438
| 2018/19 | 5/04/2019 | PLANNED | 72 | 2 | 36 | 8.6818e-05 | 2.4116e-06
| 2018/19 | 5/04/2019 | PLANNED | 4574 | 19 | 240.7368 | 0.0055153 | 2.291e-05
| 2018/19 | 5/04/2019 | PLANNED | 4692 | 51 | 92 | 0.0056576 | 6.1496e-05
| 2018/19 | 5/04/2019 | PLANNED | 168 | 3 | 56 | 0.00020257 | 3.6174e-06
| 2018/19 | 5/04/2019 | PLANNED | 363 | 3 | 121 | 0.00043771 | 3.6174e-06
| 2018/19 | 5/04/2019 | PLANNED | 334 | 2 | 167 | 0.00040274 | 2.4116e-06
| 2018/19 | 5/04/2019 | PLANNED | 1403 | 7 | 200.4286 | 0.0016917 | 8.4406e-06
| 2018/19 | 5/04/2019 | PLANNED | 45 | 1 | 45 | 5.4261e-05 | 1.2058e-06
| 2018/19 | 5/04/2019 | PLANNED | 46 | 2 | 23 | 5.5467e-05 | 2.4116e-06
| 2018/19 | 5/04/2019 | PLANNED | 35 | 1 | 35 | 4.2203e-05 | 1.2058e-06
| 2018/19 | 5/04/2019 | PLANNED | 36 | 3 | 12 | 4.3409e-05 | 3.6174e-06
| 2018/19 | 5/04/2019 | PLANNED | 150 | 2 | 75 | 0.00018087 | 2.4116e-06
| 2018/19 | 6/04/2019 | PLANNED | 560 | 4 | 140 | 0.00067525 | 4.8232e-06
| 2018/19 | 6/04/2019 | PLANNED | 3160 | 8 | 395 | 0.0038103 | 9.6464e-06
| 2018/19 | 7/04/2019 | PLANNED | 100 | 1 | 100 | 0.00012058 | 1.2058e-06
| 2018/19 | 7/04/2019 | PLANNED | 82120 | 204 | 402.549 | 0.09902 | 0.00024598
| 2018/19 | 7/04/2019 | PLANNED | 6976 | 32 | 218 | 0.0084117 | 3.8586e-05
| 2018/19 | 7/04/2019 | PLANNED | 194820 | 1020 | 191 | 0.23491 | 0.0012299
| 2018/19 | 7/04/2019 | PLANNED | 2506 | 14 | 179 | 0.0030217 | 1.6881e-05
| 2018/19 | 7/04/2019 | PLANNED | 445 | 1 | 445 | 0.00053658 | 1.2058e-06
| 2018/19 | 7/04/2019 | PLANNED | 240 | 4 | 60 | 0.00028939 | 4.8232e-06
| 2018/19 | 8/04/2019 | PLANNED | 240 | 24 | 10 | 0.00028939 | 2.8939e-05
| 2018/19 | 8/04/2019 | PLANNED | 27 | 1 | 27 | 3.2557e-05 | 1.2058e-06
| 2018/19 | 8/04/2019 | PLANNED | 404 | 2 | 202 | 0.00048714 | 2.4116e-06
| 2018/19 | 8/04/2019 | PLANNED | 14455 | 49 | 295 | 0.01743 | 5.9084e-05
| 2018/19 | 8/04/2019 | PLANNED | 6012 | 24 | 250.5 | 0.0072493 | 2.8939e-05
| 2018/19 | 8/04/2019 | PLANNED | 9735 | 33 | 295 | 0.011738 | 3.9791e-05
| 2018/19 | 8/04/2019 | PLANNED | 980 | 4 | 245 | 0.0011817 | 4.8232e-06
| 2018/19 | 8/04/2019 | PLANNED | 30848 | 128 | 241 | 0.037197 | 0.00015434
| 2018/19 | 8/04/2019 | PLANNED | 320 | 16 | 20 | 0.00038586 | 1.9293e-05
| 2018/19 | 8/04/2019 | PLANNED | 230 | 2 | 115 | 0.00027733 | 2.4116e-06
| 2018/19 | 8/04/2019 | PLANNED | 14 | 1 | 14 | 1.6881e-05 | 1.2058e-06
| 2018/19 | 8/04/2019 | PLANNED | 20 | 4 | 5 | 2.4116e-05 | 4.8232e-06
| 2018/19 | 8/04/2019 | PLANNED | 810 | 81 | 10 | 0.0009767 | 9.767e-05
| 2018/19 | 8/04/2019 | PLANNED | 36 | 1 | 36 | 4.3409e-05 | 1.2058e-06
| 2018/19 | 8/04/2019 | PLANNED | 360 | 36 | 10 | 0.00043409 | 4.3409e-05
| 2018/19 | 9/04/2019 | PLANNED | 64425 | 173 | 372.3988 | 0.077684 | 0.0002086
| 2018/19 | 9/04/2019 | PLANNED | 2505 | 15 | 167 | 0.0030205 | 1.8087e-05
| 2018/19 | 9/04/2019 | PLANNED | 15561 | 63 | 247 | 0.018763 | 7.5965e-05
| 2018/19 | 9/04/2019 | PLANNED | 123794 | 322 | 384.4534 | 0.14927 | 0.00038827
| 2018/19 | 9/04/2019 | PLANNED | 25 | 1 | 25 | 3.0145e-05 | 1.2058e-06
| 2018/19 | 9/04/2019 | PLANNED | 299 | 3 | 99.6667 | 0.00036053 | 3.6174e-06
| 2018/19 | 9/04/2019 | PLANNED | 9480 | 25 | 379.2 | 0.011431 | 3.0145e-05
| 2018/19 | 9/04/2019 | PLANNED | 210 | 21 | 10 | 0.00025322 | 2.5322e-05
| 2018/19 | 9/04/2019 | PLANNED | 18257 | 57 | 320.2982 | 0.022014 | 6.8731e-05
| 2018/19 | 9/04/2019 | PLANNED | 10780 | 140 | 77 | 0.012999 | 0.00016881
| 2018/19 | 9/04/2019 | PLANNED | 2156 | 11 | 196 | 0.0025997 | 1.3264e-05
| 2018/19 | 9/04/2019 | PLANNED | 399 | 21 | 19 | 0.00048111 | 2.5322e-05
| 2018/19 | 9/04/2019 | PLANNED | 220 | 2 | 110 | 0.00026528 | 2.4116e-06
| 2018/19 | 9/04/2019 | PLANNED | 280 | 14 | 20 | 0.00033762 | 1.6881e-05
| 2018/19 | 9/04/2019 | PLANNED | 3034 | 37 | 82 | 0.0036584 | 4.4615e-05
| 2018/19 | 9/04/2019 | PLANNED | 13770 | 51 | 270 | 0.016604 | 6.1496e-05
| 2018/19 | 9/04/2019 | PLANNED | 280 | 2 | 140 | 0.00033762 | 2.4116e-06
| 2018/19 | 9/04/2019 | PLANNED | 75 | 5 | 15 | 9.0435e-05 | 6.029e-06
| 2018/19 | 9/04/2019 | PLANNED | 870 | 6 | 145 | 0.001049 | 7.2348e-06
| 2018/19 | 9/04/2019 | PLANNED | 155 | 5 | 31 | 0.0001869 | 6.029e-06
| 2018/19 | 9/04/2019 | PLANNED | 8 | 1 | 8 | 9.6464e-06 | 1.2058e-06
| 2018/19 | 9/04/2019 | PLANNED | 966 | 21 | 46 | 0.0011648 | 2.5322e-05
| 2018/19 | 9/04/2019 | PLANNED | 225 | 5 | 45 | 0.0002713 | 6.029e-06
| 2018/19 | 9/04/2019 | PLANNED | 390 | 3 | 130 | 0.00047026 | 3.6174e-06
| 2018/19 | 10/04/2019 | PLANNED | 24012 | 87 | 276 | 0.028954 | 0.0001049
| 2018/19 | 10/04/2019 | PLANNED | 49068 | 174 | 282 | 0.059166 | 0.00020981
| 2018/19 | 10/04/2019 | PLANNED | 4950 | 18 | 275 | 0.0059687 | 2.1704e-05
| 2018/19 | 10/04/2019 | PLANNED | 90 | 15 | 6 | 0.00010852 | 1.8087e-05
| 2018/19 | 10/04/2019 | PLANNED | 51521 | 134 | 384.4851 | 0.062124 | 0.00016158
| 2018/19 | 10/04/2019 | PLANNED | 3060 | 10 | 306 | 0.0036897 | 1.2058e-05
| 2018/19 | 10/04/2019 | PLANNED | 1708 | 4 | 427 | 0.0020595 | 4.8232e-06
| 2018/19 | 10/04/2019 | PLANNED | 160 | 2 | 80 | 0.00019293 | 2.4116e-06
| 2018/19 | 10/04/2019 | PLANNED | 75 | 5 | 15 | 9.0435e-05 | 6.029e-06
| 2018/19 | 10/04/2019 | PLANNED | 90 | 3 | 30 | 0.00010852 | 3.6174e-06
| 2018/19 | 10/04/2019 | PLANNED | 288 | 24 | 12 | 0.00034727 | 2.8939e-05
| 2018/19 | 10/04/2019 | PLANNED | 80 | 2 | 40 | 9.6464e-05 | 2.4116e-06
| 2018/19 | 11/04/2019 | PLANNED | 23034 | 66 | 349 | 0.027774 | 7.9583e-05
| 2018/19 | 11/04/2019 | PLANNED | 80 | 4 | 20 | 9.6464e-05 | 4.8232e-06
| 2018/19 | 11/04/2019 | PLANNED | 14850 | 90 | 165 | 0.017906 | 0.00010852
| 2018/19 | 11/04/2019 | PLANNED | 990 | 15 | 66 | 0.0011937 | 1.8087e-05
| 2018/19 | 11/04/2019 | PLANNED | 190 | 2 | 95 | 0.0002291 | 2.4116e-06
| 2018/19 | 11/04/2019 | PLANNED | 5258 | 22 | 239 | 0.0063401 | 2.6528e-05
| 2018/19 | 11/04/2019 | PLANNED | 17136 | 51 | 336 | 0.020663 | 6.1496e-05
| 2018/19 | 11/04/2019 | PLANNED | 8904 | 28 | 318 | 0.010736 | 3.3762e-05
| 2018/19 | 11/04/2019 | PLANNED | 50 | 5 | 10 | 6.029e-05 | 6.029e-06
| 2018/19 | 11/04/2019 | PLANNED | 12172 | 34 | 358 | 0.014677 | 4.0997e-05
| 2018/19 | 11/04/2019 | PLANNED | 193989 | 669 | 289.9686 | 0.23391 | 0.00080668
| 2018/19 | 11/04/2019 | PLANNED | 74061 | 211 | 351 | 0.089303 | 0.00025442
| 2018/19 | 11/04/2019 | PLANNED | 6360 | 24 | 265 | 0.0076689 | 2.8939e-05
| 2018/19 | 11/04/2019 | PLANNED | 25090 | 193 | 130 | 0.030254 | 0.00023272
| 2018/19 | 11/04/2019 | PLANNED | 66 | 1 | 66 | 7.9583e-05 | 1.2058e-06
| 2018/19 | 11/04/2019 | PLANNED | 10285 | 32 | 321.4062 | 0.012402 | 3.8586e-05
| 2018/19 | 11/04/2019 | PLANNED | 105 | 1 | 105 | 0.00012661 | 1.2058e-06
| 2018/19 | 11/04/2019 | PLANNED | 1150 | 5 | 230 | 0.0013867 | 6.029e-06
| 2018/19 | 11/04/2019 | PLANNED | 620 | 15 | 41.3333 | 0.0007476 | 1.8087e-05
| 2018/19 | 11/04/2019 | PLANNED | 305 | 1 | 305 | 0.00036777 | 1.2058e-06
| 2018/19 | 11/04/2019 | PLANNED | 155 | 1 | 155 | 0.0001869 | 1.2058e-06
| 2018/19 | 11/04/2019 | PLANNED | 12870 | 66 | 195 | 0.015519 | 7.9583e-05
| 2018/19 | 11/04/2019 | PLANNED | 1890 | 135 | 14 | 0.002279 | 0.00016278
| 2018/19 | 11/04/2019 | PLANNED | 218 | 1 | 218 | 0.00026286 | 1.2058e-06
| 2018/19 | 11/04/2019 | PLANNED | 45 | 3 | 15 | 5.4261e-05 | 3.6174e-06
| 2018/19 | 11/04/2019 | PLANNED | 90 | 9 | 10 | 0.00010852 | 1.0852e-05
| 2018/19 | 11/04/2019 | PLANNED | 164 | 2 | 82 | 0.00019775 | 2.4116e-06
| 2018/19 | 11/04/2019 | PLANNED | 200 | 10 | 20 | 0.00024116 | 1.2058e-05
| 2018/19 | 11/04/2019 | PLANNED | 6566 | 134 | 49 | 0.0079173 | 0.00016158
| 2018/19 | 11/04/2019 | PLANNED | 135 | 1 | 135 | 0.00016278 | 1.2058e-06
| 2018/19 | 11/04/2019 | PLANNED | 60 | 6 | 10 | 7.2348e-05 | 7.2348e-06
| 2018/19 | 11/04/2019 | PLANNED | 12 | 2 | 6 | 1.447e-05 | 2.4116e-06
| 2018/19 | 12/04/2019 | PLANNED | 120 | 20 | 6 | 0.0001447 | 2.4116e-05
| 2018/19 | 12/04/2019 | PLANNED | 555 | 3 | 185 | 0.00066922 | 3.6174e-06
| 2018/19 | 12/04/2019 | PLANNED | 10080 | 48 | 210 | 0.012154 | 5.7878e-05
| 2018/19 | 12/04/2019 | PLANNED | 3402 | 9 | 378 | 0.0041021 | 1.0852e-05
| 2018/19 | 12/04/2019 | PLANNED | 9075 | 29 | 312.931 | 0.010943 | 3.4968e-05
| 2018/19 | 12/04/2019 | PLANNED | 75735 | 187 | 405 | 0.091321 | 0.00022548
| 2018/19 | 12/04/2019 | PLANNED | 17820 | 60 | 297 | 0.021487 | 7.2348e-05
| 2018/19 | 12/04/2019 | PLANNED | 1330 | 14 | 95 | 0.0016037 | 1.6881e-05
| 2018/19 | 12/04/2019 | PLANNED | 225 | 1 | 225 | 0.0002713 | 1.2058e-06
| 2018/19 | 12/04/2019 | PLANNED | 11245 | 36 | 312.3611 | 0.013559 | 4.3409e-05
| 2018/19 | 12/04/2019 | PLANNED | 1820 | 13 | 140 | 0.0021946 | 1.5675e-05
| 2018/19 | 12/04/2019 | PLANNED | 32 | 4 | 8 | 3.8586e-05 | 4.8232e-06
| 2018/19 | 12/04/2019 | PLANNED | 7965 | 38 | 209.6053 | 0.0096042 | 4.582e-05
| 2018/19 | 12/04/2019 | PLANNED | 200 | 2 | 100 | 0.00024116 | 2.4116e-06
| 2018/19 | 12/04/2019 | PLANNED | 120 | 6 | 20 | 0.0001447 | 7.2348e-06
| 2018/19 | 12/04/2019 | PLANNED | 99258 | 426 | 233 | 0.11969 | 0.00051367
| 2018/19 | 12/04/2019 | PLANNED | 12 | 4 | 3 | 1.447e-05 | 4.8232e-06
| 2018/19 | 12/04/2019 | PLANNED | 198 | 1 | 198 | 0.00023875 | 1.2058e-06
| 2018/19 | 12/04/2019 | PLANNED | 610 | 61 | 10 | 0.00073554 | 7.3554e-05
| 2018/19 | 12/04/2019 | PLANNED | 35 | 5 | 7 | 4.2203e-05 | 6.029e-06
| 2018/19 | 12/04/2019 | PLANNED | 60 | 2 | 30 | 7.2348e-05 | 2.4116e-06
| 2018/19 | 12/04/2019 | PLANNED | 143 | 1 | 143 | 0.00017243 | 1.2058e-06
| 2018/19 | 12/04/2019 | PLANNED | 100 | 2 | 50 | 0.00012058 | 2.4116e-06
| 2018/19 | 12/04/2019 | PLANNED | 8152 | 59 | 138.1695 | 0.0098297 | 7.1142e-05
| 2018/19 | 13/04/2019 | PLANNED | 9945 | 39 | 255 | 0.011992 | 4.7026e-05
| 2018/19 | 13/04/2019 | PLANNED | 33236 | 96 | 346.2083 | 0.040076 | 0.00011576
| 2018/19 | 13/04/2019 | PLANNED | 194 | 2 | 97 | 0.00023393 | 2.4116e-06
| 2018/19 | 13/04/2019 | PLANNED | 1980 | 22 | 90 | 0.0023875 | 2.6528e-05
| 2018/19 | 14/04/2019 | PLANNED | 340 | 1 | 340 | 0.00040997 | 1.2058e-06
| 2018/19 | 14/04/2019 | PLANNED | 1020 | 5 | 204 | 0.0012299 | 6.029e-06
| 2018/19 | 14/04/2019 | PLANNED | 4380 | 15 | 292 | 0.0052814 | 1.8087e-05
| 2018/19 | 14/04/2019 | PLANNED | 56700 | 453 | 125.1656 | 0.068369 | 0.00054623
| 2018/19 | 14/04/2019 | PLANNED | 536 | 2 | 268 | 0.00064631 | 2.4116e-06
| 2018/19 | 14/04/2019 | PLANNED | 23 | 1 | 23 | 2.7733e-05 | 1.2058e-06
| 2018/19 | 15/04/2019 | PLANNED | 612 | 1 | 612 | 0.00073795 | 1.2058e-06
| 2018/19 | 15/04/2019 | PLANNED | 3185 | 13 | 245 | 0.0038405 | 1.5675e-05
| 2018/19 | 15/04/2019 | PLANNED | 600 | 50 | 12 | 0.00072348 | 6.029e-05
| 2018/19 | 15/04/2019 | PLANNED | 125 | 1 | 125 | 0.00015072 | 1.2058e-06
| 2018/19 | 15/04/2019 | PLANNED | 776 | 97 | 8 | 0.0009357 | 0.00011696
| 2018/19 | 15/04/2019 | PLANNED | 76 | 2 | 38 | 9.1641e-05 | 2.4116e-06
| 2018/19 | 15/04/2019 | PLANNED | 43 | 1 | 43 | 5.1849e-05 | 1.2058e-06
| 2018/19 | 15/04/2019 | PLANNED | 936 | 3 | 312 | 0.0011286 | 3.6174e-06
| 2018/19 | 15/04/2019 | PLANNED | 29 | 1 | 29 | 3.4968e-05 | 1.2058e-06
| 2018/19 | 15/04/2019 | PLANNED | 33232 | 124 | 268 | 0.040071 | 0.00014952
| 2018/19 | 15/04/2019 | PLANNED | 390 | 2 | 195 | 0.00047026 | 2.4116e-06
| 2018/19 | 15/04/2019 | PLANNED | 18 | 1 | 18 | 2.1704e-05 | 1.2058e-06
| 2018/19 | 15/04/2019 | PLANNED | 82 | 2 | 41 | 9.8876e-05 | 2.4116e-06
| 2018/19 | 15/04/2019 | PLANNED | 22 | 1 | 22 | 2.6528e-05 | 1.2058e-06
| 2018/19 | 15/04/2019 | PLANNED | 29 | 1 | 29 | 3.4968e-05 | 1.2058e-06
| 2018/19 | 15/04/2019 | PLANNED | 300 | 4 | 75 | 0.00036174 | 4.8232e-06
| 2018/19 | 15/04/2019 | PLANNED | 46 | 1 | 46 | 5.5467e-05 | 1.2058e-06
| 2018/19 | 15/04/2019 | PLANNED | 726 | 22 | 33 | 0.00087541 | 2.6528e-05
| 2018/19 | 15/04/2019 | PLANNED | 12 | 2 | 6 | 1.447e-05 | 2.4116e-06
| 2018/19 | 16/04/2019 | PLANNED | 339 | 1 | 339 | 0.00040877 | 1.2058e-06
| 2018/19 | 16/04/2019 | PLANNED | 571 | 1 | 571 | 0.00068851 | 1.2058e-06
| 2018/19 | 16/04/2019 | PLANNED | 339 | 1 | 339 | 0.00040877 | 1.2058e-06
| 2018/19 | 16/04/2019 | PLANNED | 64356 | 173 | 372 | 0.0776 | 0.0002086
| 2018/19 | 16/04/2019 | PLANNED | 58944 | 160 | 368.4 | 0.071075 | 0.00019293
| 2018/19 | 16/04/2019 | PLANNED | 1848 | 12 | 154 | 0.0022283 | 1.447e-05
| 2018/19 | 16/04/2019 | PLANNED | 5280 | 22 | 240 | 0.0063666 | 2.6528e-05
| 2018/19 | 16/04/2019 | PLANNED | 15876 | 84 | 189 | 0.019143 | 0.00010129
| 2018/19 | 16/04/2019 | PLANNED | 6644 | 22 | 302 | 0.0080113 | 2.6528e-05
| 2018/19 | 16/04/2019 | PLANNED | 73818 | 190 | 388.5158 | 0.08901 | 0.0002291
| 2018/19 | 16/04/2019 | PLANNED | 24684 | 102 | 242 | 0.029764 | 0.00012299
| 2018/19 | 16/04/2019 | PLANNED | 1196 | 41 | 29.1707 | 0.0014421 | 4.9438e-05
| 2018/19 | 16/04/2019 | PLANNED | 2007 | 9 | 223 | 0.00242 | 1.0852e-05
| 2018/19 | 16/04/2019 | PLANNED | 15480 | 43 | 360 | 0.018666 | 5.1849e-05
| 2018/19 | 16/04/2019 | PLANNED | 200 | 10 | 20 | 0.00024116 | 1.2058e-05
| 2018/19 | 16/04/2019 | PLANNED | 276 | 3 | 92 | 0.0003328 | 3.6174e-06
| 2018/19 | 16/04/2019 | PLANNED | 194 | 2 | 97 | 0.00023393 | 2.4116e-06
| 2018/19 | 16/04/2019 | PLANNED | 4140 | 60 | 69 | 0.004992 | 7.2348e-05
| 2018/19 | 16/04/2019 | PLANNED | 10767 | 37 | 291 | 0.012983 | 4.4615e-05
| 2018/19 | 16/04/2019 | PLANNED | 8140 | 37 | 220 | 0.0098152 | 4.4615e-05
| 2018/19 | 16/04/2019 | PLANNED | 5 | 1 | 5 | 6.029e-06 | 1.2058e-06
| 2018/19 | 16/04/2019 | PLANNED | 80 | 1 | 80 | 9.6464e-05 | 1.2058e-06
| 2018/19 | 16/04/2019 | PLANNED | 162 | 2 | 81 | 0.00019534 | 2.4116e-06
| 2018/19 | 16/04/2019 | PLANNED | 194 | 97 | 2 | 0.00023393 | 0.00011696
| 2018/19 | 16/04/2019 | PLANNED | 12 | 2 | 6 | 1.447e-05 | 2.4116e-06
| 2018/19 | 16/04/2019 | PLANNED | 31 | 1 | 31 | 3.738e-05 | 1.2058e-06
| 2018/19 | 16/04/2019 | PLANNED | 4160 | 52 | 80 | 0.0050161 | 6.2702e-05
| 2018/19 | 16/04/2019 | PLANNED | 88 | 2 | 44 | 0.00010611 | 2.4116e-06
| 2018/19 | 16/04/2019 | PLANNED | 8 | 1 | 8 | 9.6464e-06 | 1.2058e-06
| 2018/19 | 16/04/2019 | PLANNED | 14 | 2 | 7 | 1.6881e-05 | 2.4116e-06
| 2018/19 | 16/04/2019 | PLANNED | 106 | 2 | 53 | 0.00012781 | 2.4116e-06
| 2018/19 | 16/04/2019 | PLANNED | 152 | 152 | 1 | 0.00018328 | 0.00018328
| 2018/19 | 16/04/2019 | PLANNED | 52 | 52 | 1 | 6.2702e-05 | 6.2702e-05
| 2018/19 | 17/04/2019 | PLANNED | 25594 | 67 | 382 | 0.030861 | 8.0789e-05
| 2018/19 | 17/04/2019 | PLANNED | 124785 | 367 | 340.0136 | 0.15047 | 0.00044253
| 2018/19 | 17/04/2019 | PLANNED | 486 | 9 | 54 | 0.00058602 | 1.0852e-05
| 2018/19 | 17/04/2019 | PLANNED | 116750 | 342 | 341.3743 | 0.14078 | 0.00041238
| 2018/19 | 17/04/2019 | PLANNED | 2030 | 6 | 338.3333 | 0.0024478 | 7.2348e-06
| 2018/19 | 17/04/2019 | PLANNED | 9016 | 49 | 184 | 0.010871 | 5.9084e-05
| 2018/19 | 17/04/2019 | PLANNED | 1200 | 4 | 300 | 0.001447 | 4.8232e-06
| 2018/19 | 17/04/2019 | PLANNED | 5362 | 15 | 357.4667 | 0.0064655 | 1.8087e-05
| 2018/19 | 17/04/2019 | PLANNED | 24840 | 92 | 270 | 0.029952 | 0.00011093
| 2018/19 | 17/04/2019 | PLANNED | 2805 | 17 | 165 | 0.0033823 | 2.0499e-05
| 2018/19 | 17/04/2019 | PLANNED | 24912 | 74 | 336.6486 | 0.030039 | 8.9229e-05
| 2018/19 | 17/04/2019 | PLANNED | 26 | 2 | 13 | 3.1351e-05 | 2.4116e-06
| 2018/19 | 17/04/2019 | PLANNED | 4966 | 26 | 191 | 0.005988 | 3.1351e-05
| 2018/19 | 17/04/2019 | PLANNED | 1220 | 4 | 305 | 0.0014711 | 4.8232e-06
| 2018/19 | 17/04/2019 | PLANNED | 42735 | 555 | 77 | 0.05153 | 0.00066922
| 2018/19 | 17/04/2019 | PLANNED | 70 | 2 | 35 | 8.4406e-05 | 2.4116e-06
| 2018/19 | 17/04/2019 | PLANNED | 258 | 2 | 129 | 0.0003111 | 2.4116e-06
| 2018/19 | 17/04/2019 | PLANNED | 70 | 2 | 35 | 8.4406e-05 | 2.4116e-06
| 2018/19 | 17/04/2019 | PLANNED | 80 | 2 | 40 | 9.6464e-05 | 2.4116e-06
| 2018/19 | 17/04/2019 | PLANNED | 165 | 3 | 55 | 0.00019896 | 3.6174e-06
| 2018/19 | 18/04/2019 | PLANNED | 11484 | 36 | 319 | 0.013847 | 4.3409e-05
| 2018/19 | 18/04/2019 | PLANNED | 4860 | 12 | 405 | 0.0058602 | 1.447e-05
| 2018/19 | 18/04/2019 | PLANNED | 16779 | 47 | 357 | 0.020232 | 5.6673e-05
| 2018/19 | 18/04/2019 | PLANNED | 100 | 10 | 10 | 0.00012058 | 1.2058e-05
| 2018/19 | 18/04/2019 | PLANNED | 721 | 7 | 103 | 0.00086938 | 8.4406e-06
| 2018/19 | 18/04/2019 | PLANNED | 33356 | 124 | 269 | 0.040221 | 0.00014952
| 2018/19 | 18/04/2019 | PLANNED | 2970 | 11 | 270 | 0.0035812 | 1.3264e-05
| 2018/19 | 18/04/2019 | PLANNED | 47085 | 219 | 215 | 0.056775 | 0.00026407
| 2018/19 | 18/04/2019 | PLANNED | 24332 | 79 | 308 | 0.02934 | 9.5258e-05
| 2018/19 | 18/04/2019 | PLANNED | 187 | 1 | 187 | 0.00022548 | 1.2058e-06
| 2018/19 | 18/04/2019 | PLANNED | 860 | 4 | 215 | 0.001037 | 4.8232e-06
| 2018/19 | 18/04/2019 | PLANNED | 872 | 4 | 218 | 0.0010515 | 4.8232e-06
| 2018/19 | 18/04/2019 | PLANNED | 270 | 2 | 135 | 0.00032557 | 2.4116e-06
| 2018/19 | 18/04/2019 | PLANNED | 36 | 2 | 18 | 4.3409e-05 | 2.4116e-06
| 2018/19 | 18/04/2019 | PLANNED | 10 | 1 | 10 | 1.2058e-05 | 1.2058e-06
| 2018/19 | 18/04/2019 | PLANNED | 106 | 2 | 53 | 0.00012781 | 2.4116e-06
| 2018/19 | 18/04/2019 | PLANNED | 360 | 24 | 15 | 0.00043409 | 2.8939e-05
| 2018/19 | 18/04/2019 | PLANNED | 105 | 3 | 35 | 0.00012661 | 3.6174e-06
| 2018/19 | 18/04/2019 | PLANNED | 210 | 6 | 35 | 0.00025322 | 7.2348e-06
| 2018/19 | 18/04/2019 | PLANNED | 332 | 4 | 83 | 0.00040033 | 4.8232e-06
| 2018/19 | 18/04/2019 | PLANNED | 1952 | 31 | 62.9677 | 0.0023537 | 3.738e-05
| 2018/19 | 18/04/2019 | PLANNED | 32 | 1 | 32 | 3.8586e-05 | 1.2058e-06
| 2018/19 | 18/04/2019 | PLANNED | 70 | 2 | 35 | 8.4406e-05 | 2.4116e-06
| 2018/19 | 19/04/2019 | PLANNED | 14908 | 11 | 1355.2727 | 0.017976 | 1.3264e-05
| 2018/19 | 23/04/2019 | PLANNED | 90 | 9 | 10 | 0.00010852 | 1.0852e-05
| 2018/19 | 23/04/2019 | PLANNED | 7 | 1 | 7 | 8.4406e-06 | 1.2058e-06
| 2018/19 | 23/04/2019 | PLANNED | 190 | 1 | 190 | 0.0002291 | 1.2058e-06
| 2018/19 | 23/04/2019 | PLANNED | 5 | 1 | 5 | 6.029e-06 | 1.2058e-06
| 2018/19 | 23/04/2019 | PLANNED | 326 | 1 | 326 | 0.00039309 | 1.2058e-06
| 2018/19 | 23/04/2019 | PLANNED | 4 | 1 | 4 | 4.8232e-06 | 1.2058e-06
| 2018/19 | 23/04/2019 | PLANNED | 5 | 1 | 5 | 6.029e-06 | 1.2058e-06
| 2018/19 | 23/04/2019 | PLANNED | 40 | 1 | 40 | 4.8232e-05 | 1.2058e-06
| 2018/19 | 23/04/2019 | PLANNED | 195 | 1 | 195 | 0.00023513 | 1.2058e-06
| 2018/19 | 23/04/2019 | PLANNED | 10 | 2 | 5 | 1.2058e-05 | 2.4116e-06
| 2018/19 | 23/04/2019 | PLANNED | 5 | 1 | 5 | 6.029e-06 | 1.2058e-06
| 2018/19 | 23/04/2019 | PLANNED | 184 | 46 | 4 | 0.00022187 | 5.5467e-05
| 2018/19 | 23/04/2019 | PLANNED | 50 | 1 | 50 | 6.029e-05 | 1.2058e-06
| 2018/19 | 24/04/2019 | PLANNED | 234 | 2 | 117 | 0.00028216 | 2.4116e-06
| 2018/19 | 24/04/2019 | PLANNED | 2632 | 14 | 188 | 0.0031737 | 1.6881e-05
| 2018/19 | 24/04/2019 | PLANNED | 104 | 2 | 52 | 0.0001254 | 2.4116e-06
| 2018/19 | 24/04/2019 | PLANNED | 1200 | 4 | 300 | 0.001447 | 4.8232e-06
| 2018/19 | 24/04/2019 | PLANNED | 1837 | 11 | 167 | 0.0022151 | 1.3264e-05
| 2018/19 | 24/04/2019 | PLANNED | 10 | 1 | 10 | 1.2058e-05 | 1.2058e-06
| 2018/19 | 24/04/2019 | PLANNED | 4050 | 15 | 270 | 0.0048835 | 1.8087e-05
| 2018/19 | 24/04/2019 | PLANNED | 570 | 57 | 10 | 0.00068731 | 6.8731e-05
| 2018/19 | 24/04/2019 | PLANNED | 4860 | 18 | 270 | 0.0058602 | 2.1704e-05
| 2018/19 | 24/04/2019 | PLANNED | 30 | 2 | 15 | 3.6174e-05 | 2.4116e-06
| 2018/19 | 24/04/2019 | PLANNED | 10512 | 48 | 219 | 0.012675 | 5.7878e-05
| 2018/19 | 24/04/2019 | PLANNED | 1216 | 4 | 304 | 0.0014663 | 4.8232e-06
| 2018/19 | 24/04/2019 | PLANNED | 100 | 2 | 50 | 0.00012058 | 2.4116e-06
| 2018/19 | 24/04/2019 | PLANNED | 8496 | 36 | 236 | 0.010244 | 4.3409e-05
| 2018/19 | 24/04/2019 | PLANNED | 15 | 1 | 15 | 1.8087e-05 | 1.2058e-06
| 2018/19 | 24/04/2019 | PLANNED | 13 | 1 | 13 | 1.5675e-05 | 1.2058e-06
| 2018/19 | 24/04/2019 | PLANNED | 15 | 1 | 15 | 1.8087e-05 | 1.2058e-06
| 2018/19 | 24/04/2019 | PLANNED | 44 | 4 | 11 | 5.3055e-05 | 4.8232e-06
| 2018/19 | 24/04/2019 | PLANNED | 150 | 1 | 150 | 0.00018087 | 1.2058e-06
| 2018/19 | 24/04/2019 | PLANNED | 2015 | 31 | 65 | 0.0024297 | 3.738e-05
| 2018/19 | 24/04/2019 | PLANNED | 45 | 1 | 45 | 5.4261e-05 | 1.2058e-06
| 2018/19 | 26/04/2019 | PLANNED | 330 | 1 | 330 | 0.00039791 | 1.2058e-06
| 2018/19 | 26/04/2019 | PLANNED | 4811 | 17 | 283 | 0.0058011 | 2.0499e-05
| 2018/19 | 26/04/2019 | PLANNED | 120 | 6 | 20 | 0.0001447 | 7.2348e-06
| 2018/19 | 26/04/2019 | PLANNED | 508 | 2 | 254 | 0.00061255 | 2.4116e-06
| 2018/19 | 26/04/2019 | PLANNED | 550 | 11 | 50 | 0.00066319 | 1.3264e-05
| 2018/19 | 26/04/2019 | PLANNED | 1950 | 26 | 75 | 0.0023513 | 3.1351e-05
| 2018/19 | 26/04/2019 | PLANNED | 24 | 4 | 6 | 2.8939e-05 | 4.8232e-06
| 2018/19 | 28/04/2019 | PLANNED | 35668 | 74 | 482 | 0.043008 | 8.9229e-05
| 2018/19 | 28/04/2019 | PLANNED | 768 | 2 | 384 | 0.00092605 | 2.4116e-06
| 2018/19 | 28/04/2019 | PLANNED | 16257 | 36 | 451.5833 | 0.019603 | 4.3409e-05
| 2018/19 | 28/04/2019 | PLANNED | 180 | 2 | 90 | 0.00021704 | 2.4116e-06
| 2018/19 | 28/04/2019 | PLANNED | 208 | 4 | 52 | 0.00025081 | 4.8232e-06
| 2018/19 | 29/04/2019 | PLANNED | 105 | 1 | 105 | 0.00012661 | 1.2058e-06
| 2018/19 | 29/04/2019 | PLANNED | 130 | 5 | 26 | 0.00015675 | 6.029e-06
| 2018/19 | 29/04/2019 | PLANNED | 2382 | 6 | 397 | 0.0028722 | 7.2348e-06
| 2018/19 | 29/04/2019 | PLANNED | 3900 | 12 | 325 | 0.0047026 | 1.447e-05
| 2018/19 | 29/04/2019 | PLANNED | 4264 | 13 | 328 | 0.0051415 | 1.5675e-05
| 2018/19 | 29/04/2019 | PLANNED | 678 | 3 | 226 | 0.00081753 | 3.6174e-06
| 2018/19 | 29/04/2019 | PLANNED | 6142 | 21 | 292.4762 | 0.007406 | 2.5322e-05
| 2018/19 | 29/04/2019 | PLANNED | 13735 | 41 | 335 | 0.016562 | 4.9438e-05
| 2018/19 | 29/04/2019 | PLANNED | 3402 | 18 | 189 | 0.0041021 | 2.1704e-05
| 2018/19 | 29/04/2019 | PLANNED | 1000 | 4 | 250 | 0.0012058 | 4.8232e-06
| 2018/19 | 29/04/2019 | PLANNED | 4368 | 21 | 208 | 0.0052669 | 2.5322e-05
| 2018/19 | 29/04/2019 | PLANNED | 216 | 18 | 12 | 0.00026045 | 2.1704e-05
| 2018/19 | 29/04/2019 | PLANNED | 199 | 3 | 66.3333 | 0.00023995 | 3.6174e-06
| 2018/19 | 29/04/2019 | PLANNED | 840 | 7 | 120 | 0.0010129 | 8.4406e-06
| 2018/19 | 29/04/2019 | PLANNED | 13 | 1 | 13 | 1.5675e-05 | 1.2058e-06
| 2018/19 | 29/04/2019 | PLANNED | 43 | 1 | 43 | 5.1849e-05 | 1.2058e-06
| 2018/19 | 29/04/2019 | PLANNED | 11 | 1 | 11 | 1.3264e-05 | 1.2058e-06
| 2018/19 | 29/04/2019 | PLANNED | 3520 | 32 | 110 | 0.0042444 | 3.8586e-05
| 2018/19 | 29/04/2019 | PLANNED | 288 | 24 | 12 | 0.00034727 | 2.8939e-05
| 2018/19 | 29/04/2019 | PLANNED | 42 | 3 | 14 | 5.0644e-05 | 3.6174e-06
| 2018/19 | 30/04/2019 | PLANNED | 0 | 169 | 0 | 0 | 0.00020378
| 2018/19 | 30/04/2019 | PLANNED | 25350 | 78 | 325 | 0.030567 | 9.4052e-05
| 2018/19 | 30/04/2019 | PLANNED | 18483 | 58 | 318.6724 | 0.022287 | 6.9936e-05
| 2018/19 | 30/04/2019 | PLANNED | 42841 | 141 | 303.8369 | 0.051658 | 0.00017002
| 2018/19 | 30/04/2019 | PLANNED | 1785 | 7 | 255 | 0.0021524 | 8.4406e-06
| 2018/19 | 30/04/2019 | PLANNED | 8250 | 33 | 250 | 0.0099478 | 3.9791e-05
| 2018/19 | 30/04/2019 | PLANNED | 250 | 1 | 250 | 0.00030145 | 1.2058e-06
| 2018/19 | 30/04/2019 | PLANNED | 308 | 1 | 308 | 0.00037139 | 1.2058e-06
| 2018/19 | 30/04/2019 | PLANNED | 180 | 3 | 60 | 0.00021704 | 3.6174e-06
| 2018/19 | 30/04/2019 | PLANNED | 12 | 2 | 6 | 1.447e-05 | 2.4116e-06
| 2018/19 | 30/04/2019 | PLANNED | 9842 | 50 | 196.84 | 0.011867 | 6.029e-05
| 2018/19 | 30/04/2019 | PLANNED | 1849 | 31 | 59.6452 | 0.0022295 | 3.738e-05
| 2018/19 | 30/04/2019 | PLANNED | 343 | 1 | 343 | 0.00041359 | 1.2058e-06
| 2018/19 | 30/04/2019 | PLANNED | 2366 | 7 | 338 | 0.0028529 | 8.4406e-06
| 2018/19 | 30/04/2019 | PLANNED | 10 | 2 | 5 | 1.2058e-05 | 2.4116e-06
| 2018/19 | 30/04/2019 | PLANNED | 44 | 2 | 22 | 5.3055e-05 | 2.4116e-06
| 2018/19 | 30/04/2019 | PLANNED | 20 | 2 | 10 | 2.4116e-05 | 2.4116e-06
| 2018/19 | 30/04/2019 | PLANNED | 299 | 4 | 74.75 | 0.00036053 | 4.8232e-06
| 2018/19 | 30/04/2019 | PLANNED | 2628 | 36 | 73 | 0.0031688 | 4.3409e-05
| 2018/19 | 30/04/2019 | PLANNED | 110 | 2 | 55 | 0.00013264 | 2.4116e-06
| 2018/19 | 30/04/2019 | PLANNED | 48 | 1 | 48 | 5.7878e-05 | 1.2058e-06
| 2018/19 | 1/05/2019 | PLANNED | 56056 | 154 | 364 | 0.067592 | 0.00018569
| 2018/19 | 1/05/2019 | PLANNED | 3154 | 19 | 166 | 0.0038031 | 2.291e-05
| 2018/19 | 1/05/2019 | PLANNED | 145 | 7 | 20.7143 | 0.00017484 | 8.4406e-06
| 2018/19 | 1/05/2019 | PLANNED | 57 | 1 | 57 | 6.8731e-05 | 1.2058e-06
| 2018/19 | 1/05/2019 | PLANNED | 28835 | 73 | 395 | 0.034769 | 8.8023e-05
| 2018/19 | 1/05/2019 | PLANNED | 17873 | 61 | 293 | 0.021551 | 7.3554e-05
| 2018/19 | 1/05/2019 | PLANNED | 9487 | 53 | 179 | 0.011439 | 6.3907e-05
| 2018/19 | 1/05/2019 | PLANNED | 327 | 1 | 327 | 0.0003943 | 1.2058e-06
| 2018/19 | 1/05/2019 | PLANNED | 14742 | 126 | 117 | 0.017776 | 0.00015193
| 2018/19 | 1/05/2019 | PLANNED | 6147 | 23 | 267.2609 | 0.0074121 | 2.7733e-05
| 2018/19 | 1/05/2019 | PLANNED | 22125 | 75 | 295 | 0.026678 | 9.0435e-05
| 2018/19 | 1/05/2019 | PLANNED | 815 | 5 | 163 | 0.00098273 | 6.029e-06
| 2018/19 | 1/05/2019 | PLANNED | 354 | 6 | 59 | 0.00042685 | 7.2348e-06
| 2018/19 | 1/05/2019 | PLANNED | 16408 | 56 | 293 | 0.019785 | 6.7525e-05
| 2018/19 | 1/05/2019 | PLANNED | 120 | 8 | 15 | 0.0001447 | 9.6464e-06
| 2018/19 | 1/05/2019 | PLANNED | 180 | 1 | 180 | 0.00021704 | 1.2058e-06
| 2018/19 | 1/05/2019 | PLANNED | 106 | 2 | 53 | 0.00012781 | 2.4116e-06
| 2018/19 | 1/05/2019 | PLANNED | 8073 | 27 | 299 | 0.0097344 | 3.2557e-05
| 2018/19 | 1/05/2019 | PLANNED | 440 | 2 | 220 | 0.00053055 | 2.4116e-06
| 2018/19 | 1/05/2019 | PLANNED | 442 | 26 | 17 | 0.00053296 | 3.1351e-05
| 2018/19 | 1/05/2019 | PLANNED | 110 | 1 | 110 | 0.00013264 | 1.2058e-06
| 2018/19 | 1/05/2019 | PLANNED | 60 | 2 | 30 | 7.2348e-05 | 2.4116e-06
| 2018/19 | 2/05/2019 | PLANNED | 6842 | 22 | 311 | 0.0082501 | 2.6528e-05
| 2018/19 | 2/05/2019 | PLANNED | 30 | 3 | 10 | 3.6174e-05 | 3.6174e-06
| 2018/19 | 2/05/2019 | PLANNED | 11362 | 46 | 247 | 0.0137 | 5.5467e-05
| 2018/19 | 2/05/2019 | PLANNED | 50160 | 264 | 190 | 0.060483 | 0.00031833
| 2018/19 | 2/05/2019 | PLANNED | 42336 | 112 | 378 | 0.051049 | 0.00013505
| 2018/19 | 2/05/2019 | PLANNED | 255 | 1 | 255 | 0.00030748 | 1.2058e-06
| 2018/19 | 2/05/2019 | PLANNED | 22232 | 86 | 258.5116 | 0.026807 | 0.0001037
| 2018/19 | 2/05/2019 | PLANNED | 3400 | 34 | 100 | 0.0040997 | 4.0997e-05
| 2018/19 | 2/05/2019 | PLANNED | 105 | 1 | 105 | 0.00012661 | 1.2058e-06
| 2018/19 | 2/05/2019 | PLANNED | 105 | 3 | 35 | 0.00012661 | 3.6174e-06
| 2018/19 | 2/05/2019 | PLANNED | 2297 | 13 | 176.6923 | 0.0027697 | 1.5675e-05
| 2018/19 | 2/05/2019 | PLANNED | 50 | 2 | 25 | 6.029e-05 | 2.4116e-06
| 2018/19 | 2/05/2019 | PLANNED | 10 | 1 | 10 | 1.2058e-05 | 1.2058e-06
| 2018/19 | 2/05/2019 | PLANNED | 180 | 3 | 60 | 0.00021704 | 3.6174e-06
| 2018/19 | 2/05/2019 | PLANNED | 20340 | 113 | 180 | 0.024526 | 0.00013626
| 2018/19 | 3/05/2019 | PLANNED | 121 | 11 | 11 | 0.0001459 | 1.3264e-05
| 2018/19 | 3/05/2019 | PLANNED | 328 | 2 | 164 | 0.0003955 | 2.4116e-06
| 2018/19 | 3/05/2019 | PLANNED | 420 | 21 | 20 | 0.00050644 | 2.5322e-05
| 2018/19 | 3/05/2019 | PLANNED | 1540 | 14 | 110 | 0.0018569 | 1.6881e-05
| 2018/19 | 3/05/2019 | PLANNED | 7590 | 23 | 330 | 0.009152 | 2.7733e-05
| 2018/19 | 3/05/2019 | PLANNED | 2010 | 10 | 201 | 0.0024237 | 1.2058e-05
| 2018/19 | 3/05/2019 | PLANNED | 3396 | 12 | 283 | 0.0040949 | 1.447e-05
| 2018/19 | 3/05/2019 | PLANNED | 15488 | 50 | 309.76 | 0.018675 | 6.029e-05
| 2018/19 | 3/05/2019 | PLANNED | 5215 | 35 | 149 | 0.0062882 | 4.2203e-05
| 2018/19 | 3/05/2019 | PLANNED | 1480 | 8 | 185 | 0.0017846 | 9.6464e-06
| 2018/19 | 3/05/2019 | PLANNED | 54370 | 186 | 292.3118 | 0.065559 | 0.00022428
| 2018/19 | 3/05/2019 | PLANNED | 7415 | 40 | 185.375 | 0.008941 | 4.8232e-05
| 2018/19 | 3/05/2019 | PLANNED | 1140 | 4 | 285 | 0.0013746 | 4.8232e-06
| 2018/19 | 3/05/2019 | PLANNED | 8424 | 52 | 162 | 0.010158 | 6.2702e-05
| 2018/19 | 3/05/2019 | PLANNED | 5 | 1 | 5 | 6.029e-06 | 1.2058e-06
| 2018/19 | 3/05/2019 | PLANNED | 325 | 5 | 65 | 0.00039188 | 6.029e-06
| 2018/19 | 3/05/2019 | PLANNED | 84 | 2 | 42 | 0.00010129 | 2.4116e-06
| 2018/19 | 3/05/2019 | PLANNED | 12120 | 404 | 30 | 0.014614 | 0.00048714
| 2018/19 | 3/05/2019 | PLANNED | 75 | 1 | 75 | 9.0435e-05 | 1.2058e-06
| 2018/19 | 3/05/2019 | PLANNED | 1464 | 1 | 1464 | 0.0017653 | 1.2058e-06
| 2018/19 | 3/05/2019 | PLANNED | 162 | 2 | 81 | 0.00019534 | 2.4116e-06
| 2018/19 | 3/05/2019 | PLANNED | 98 | 2 | 49 | 0.00011817 | 2.4116e-06
| 2018/19 | 3/05/2019 | PLANNED | 20 | 2 | 10 | 2.4116e-05 | 2.4116e-06
| 2018/19 | 4/05/2019 | PLANNED | 600 | 2 | 300 | 0.00072348 | 2.4116e-06
| 2018/19 | 4/05/2019 | PLANNED | 103 | 1 | 103 | 0.0001242 | 1.2058e-06
| 2018/19 | 5/05/2019 | PLANNED | 445942 | 3542 | 125.9012 | 0.53772 | 0.0042709
| 2018/19 | 5/05/2019 | PLANNED | 150446 | 1178 | 127.7131 | 0.18141 | 0.0014204
| 2018/19 | 5/05/2019 | PLANNED | 841864 | 2239 | 376 | 1.0151 | 0.0026998
| 2018/19 | 5/05/2019 | PLANNED | 3590 | 1795 | 2 | 0.0043288 | 0.0021644
| 2018/19 | 5/05/2019 | PLANNED | 5433 | 667 | 8.1454 | 0.0065511 | 0.00080427
| 2018/19 | 5/05/2019 | PLANNED | 357390 | 1083 | 330 | 0.43094 | 0.0013059
| 2018/19 | 5/05/2019 | PLANNED | 62320 | 190 | 328 | 0.075145 | 0.0002291
| 2018/19 | 5/05/2019 | PLANNED | 208626 | 638 | 327 | 0.25156 | 0.0007693
| 2018/19 | 5/05/2019 | PLANNED | 912 | 4 | 228 | 0.0010997 | 4.8232e-06
| 2018/19 | 5/05/2019 | PLANNED | 686 | 98 | 7 | 0.00082718 | 0.00011817
| 2018/19 | 5/05/2019 | PLANNED | 6205 | 17 | 365 | 0.007482 | 2.0499e-05
| 2018/19 | 5/05/2019 | PLANNED | 186 | 3 | 62 | 0.00022428 | 3.6174e-06
| 2018/19 | 5/05/2019 | PLANNED | 115 | 1 | 115 | 0.00013867 | 1.2058e-06
| 2018/19 | 6/05/2019 | PLANNED | 42301 | 105 | 402.8667 | 0.051007 | 0.00012661
| 2018/19 | 6/05/2019 | PLANNED | 71810 | 167 | 430 | 0.086588 | 0.00020137
| 2018/19 | 6/05/2019 | PLANNED | 56 | 4 | 14 | 6.7525e-05 | 4.8232e-06
| 2018/19 | 6/05/2019 | PLANNED | 24453 | 143 | 171 | 0.029485 | 0.00017243
| 2018/19 | 6/05/2019 | PLANNED | 40 | 2 | 20 | 4.8232e-05 | 2.4116e-06
| 2018/19 | 6/05/2019 | PLANNED | 1800 | 12 | 150 | 0.0021704 | 1.447e-05
| 2018/19 | 6/05/2019 | PLANNED | 270 | 1 | 270 | 0.00032557 | 1.2058e-06
| 2018/19 | 6/05/2019 | PLANNED | 132 | 2 | 66 | 0.00015917 | 2.4116e-06
| 2018/19 | 6/05/2019 | PLANNED | 100 | 2 | 50 | 0.00012058 | 2.4116e-06
| 2018/19 | 6/05/2019 | PLANNED | 30 | 2 | 15 | 3.6174e-05 | 2.4116e-06
| 2018/19 | 6/05/2019 | PLANNED | 45 | 1 | 45 | 5.4261e-05 | 1.2058e-06
| 2018/19 | 6/05/2019 | PLANNED | 37 | 1 | 37 | 4.4615e-05 | 1.2058e-06
| 2018/19 | 6/05/2019 | PLANNED | 455 | 7 | 65 | 0.00054864 | 8.4406e-06
| 2018/19 | 6/05/2019 | PLANNED | 90 | 2 | 45 | 0.00010852 | 2.4116e-06
| 2018/19 | 6/05/2019 | PLANNED | 62 | 1 | 62 | 7.476e-05 | 1.2058e-06
| 2018/19 | 7/05/2019 | PLANNED | 3640 | 8 | 455 | 0.0043891 | 9.6464e-06
| 2018/19 | 7/05/2019 | PLANNED | 90 | 9 | 10 | 0.00010852 | 1.0852e-05
| 2018/19 | 7/05/2019 | PLANNED | 25 | 1 | 25 | 3.0145e-05 | 1.2058e-06
| 2018/19 | 7/05/2019 | PLANNED | 113832 | 573 | 198.6597 | 0.13726 | 0.00069092
| 2018/19 | 7/05/2019 | PLANNED | 6322 | 22 | 287.3636 | 0.0076231 | 2.6528e-05
| 2018/19 | 7/05/2019 | PLANNED | 7264 | 32 | 227 | 0.0087589 | 3.8586e-05
| 2018/19 | 7/05/2019 | PLANNED | 5730 | 24 | 238.75 | 0.0069092 | 2.8939e-05
| 2018/19 | 7/05/2019 | PLANNED | 177568 | 496 | 358 | 0.21411 | 0.00059808
| 2018/19 | 7/05/2019 | PLANNED | 9295 | 25 | 371.8 | 0.011208 | 3.0145e-05
| 2018/19 | 7/05/2019 | PLANNED | 5040 | 18 | 280 | 0.0060772 | 2.1704e-05
| 2018/19 | 7/05/2019 | PLANNED | 5796 | 18 | 322 | 0.0069888 | 2.1704e-05
| 2018/19 | 7/05/2019 | PLANNED | 1310 | 7 | 187.1429 | 0.0015796 | 8.4406e-06
| 2018/19 | 7/05/2019 | PLANNED | 29625 | 75 | 395 | 0.035722 | 9.0435e-05
| 2018/19 | 7/05/2019 | PLANNED | 67 | 1 | 67 | 8.0789e-05 | 1.2058e-06
| 2018/19 | 7/05/2019 | PLANNED | 5865 | 17 | 345 | 0.007072 | 2.0499e-05
| 2018/19 | 7/05/2019 | PLANNED | 2200 | 11 | 200 | 0.0026528 | 1.3264e-05
| 2018/19 | 7/05/2019 | PLANNED | 1191 | 4 | 297.75 | 0.0014361 | 4.8232e-06
| 2018/19 | 7/05/2019 | PLANNED | 284 | 3 | 94.6667 | 0.00034245 | 3.6174e-06
| 2018/19 | 7/05/2019 | PLANNED | 720 | 6 | 120 | 0.00086818 | 7.2348e-06
| 2018/19 | 7/05/2019 | PLANNED | 495 | 3 | 165 | 0.00059687 | 3.6174e-06
| 2018/19 | 7/05/2019 | PLANNED | 8928 | 32 | 279 | 0.010765 | 3.8586e-05
| 2018/19 | 7/05/2019 | PLANNED | 18 | 3 | 6 | 2.1704e-05 | 3.6174e-06
| 2018/19 | 7/05/2019 | PLANNED | 35 | 5 | 7 | 4.2203e-05 | 6.029e-06
| 2018/19 | 7/05/2019 | PLANNED | 4 | 1 | 4 | 4.8232e-06 | 1.2058e-06
| 2018/19 | 7/05/2019 | PLANNED | 33 | 3 | 11 | 3.9791e-05 | 3.6174e-06
| 2018/19 | 8/05/2019 | PLANNED | 542 | 1 | 542 | 0.00065354 | 1.2058e-06
| 2018/19 | 8/05/2019 | PLANNED | 425 | 1 | 425 | 0.00051246 | 1.2058e-06
| 2018/19 | 8/05/2019 | PLANNED | 12614 | 119 | 106 | 0.01521 | 0.00014349
| 2018/19 | 8/05/2019 | PLANNED | 8998 | 22 | 409 | 0.01085 | 2.6528e-05
| 2018/19 | 8/05/2019 | PLANNED | 31584 | 94 | 336 | 0.038084 | 0.00011335
| 2018/19 | 8/05/2019 | PLANNED | 58283 | 167 | 349 | 0.070278 | 0.00020137
| 2018/19 | 8/05/2019 | PLANNED | 960 | 2 | 480 | 0.0011576 | 2.4116e-06
| 2018/19 | 8/05/2019 | PLANNED | 770 | 2 | 385 | 0.00092847 | 2.4116e-06
| 2018/19 | 8/05/2019 | PLANNED | 30051 | 63 | 477 | 0.036235 | 7.5965e-05
| 2018/19 | 8/05/2019 | PLANNED | 42340 | 116 | 365 | 0.051054 | 0.00013987
| 2018/19 | 8/05/2019 | PLANNED | 91902 | 242 | 379.7603 | 0.11082 | 0.0002918
| 2018/19 | 8/05/2019 | PLANNED | 50491 | 123 | 410.4959 | 0.060882 | 0.00014831
| 2018/19 | 8/05/2019 | PLANNED | 46 | 1 | 46 | 5.5467e-05 | 1.2058e-06
| 2018/19 | 8/05/2019 | PLANNED | 104 | 1 | 104 | 0.0001254 | 1.2058e-06
| 2018/19 | 8/05/2019 | PLANNED | 17358 | 57 | 304.5263 | 0.02093 | 6.8731e-05
| 2018/19 | 8/05/2019 | PLANNED | 12120 | 60 | 202 | 0.014614 | 7.2348e-05
| 2018/19 | 8/05/2019 | PLANNED | 7950 | 30 | 265 | 0.0095861 | 3.6174e-05
| 2018/19 | 8/05/2019 | PLANNED | 2405 | 37 | 65 | 0.0028999 | 4.4615e-05
| 2018/19 | 8/05/2019 | PLANNED | 320 | 1 | 320 | 0.00038586 | 1.2058e-06
| 2018/19 | 8/05/2019 | PLANNED | 228 | 4 | 57 | 0.00027492 | 4.8232e-06
| 2018/19 | 8/05/2019 | PLANNED | 13965 | 49 | 285 | 0.016839 | 5.9084e-05
| 2018/19 | 8/05/2019 | PLANNED | 56 | 1 | 56 | 6.7525e-05 | 1.2058e-06
| 2018/19 | 8/05/2019 | PLANNED | 53 | 1 | 53 | 6.3907e-05 | 1.2058e-06
| 2018/19 | 8/05/2019 | PLANNED | 25 | 1 | 25 | 3.0145e-05 | 1.2058e-06
| 2018/19 | 8/05/2019 | PLANNED | 72 | 2 | 36 | 8.6818e-05 | 2.4116e-06
| 2018/19 | 8/05/2019 | PLANNED | 2442 | 22 | 111 | 0.0029446 | 2.6528e-05
| 2018/19 | 8/05/2019 | PLANNED | 23970 | 141 | 170 | 0.028903 | 0.00017002
| 2018/19 | 8/05/2019 | PLANNED | 168 | 4 | 42 | 0.00020257 | 4.8232e-06
| 2018/19 | 8/05/2019 | PLANNED | 32 | 2 | 16 | 3.8586e-05 | 2.4116e-06
| 2018/19 | 8/05/2019 | PLANNED | 27 | 1 | 27 | 3.2557e-05 | 1.2058e-06
| 2018/19 | 8/05/2019 | PLANNED | 1 | 1 | 1 | 1.2058e-06 | 1.2058e-06
| 2018/19 | 8/05/2019 | PLANNED | 38 | 1 | 38 | 4.582e-05 | 1.2058e-06
| 2018/19 | 8/05/2019 | PLANNED | 65 | 2 | 32.5 | 7.8377e-05 | 2.4116e-06
| 2018/19 | 8/05/2019 | PLANNED | 8 | 2 | 4 | 9.6464e-06 | 2.4116e-06
| 2018/19 | 8/05/2019 | PLANNED | 351 | 9 | 39 | 0.00042324 | 1.0852e-05
| 2018/19 | 9/05/2019 | PLANNED | 24 | 3 | 8 | 2.8939e-05 | 3.6174e-06
| 2018/19 | 9/05/2019 | PLANNED | 22165 | 65 | 341 | 0.026727 | 7.8377e-05
| 2018/19 | 9/05/2019 | PLANNED | 590 | 5 | 118 | 0.00071142 | 6.029e-06
| 2018/19 | 9/05/2019 | PLANNED | 3570 | 14 | 255 | 0.0043047 | 1.6881e-05
| 2018/19 | 9/05/2019 | PLANNED | 1350 | 9 | 150 | 0.0016278 | 1.0852e-05
| 2018/19 | 9/05/2019 | PLANNED | 4095 | 13 | 315 | 0.0049378 | 1.5675e-05
| 2018/19 | 9/05/2019 | PLANNED | 90 | 1 | 90 | 0.00010852 | 1.2058e-06
| 2018/19 | 9/05/2019 | PLANNED | 1040 | 6 | 173.3333 | 0.001254 | 7.2348e-06
| 2018/19 | 9/05/2019 | PLANNED | 912 | 3 | 304 | 0.0010997 | 3.6174e-06
| 2018/19 | 9/05/2019 | PLANNED | 114 | 3 | 38 | 0.00013746 | 3.6174e-06
| 2018/19 | 9/05/2019 | PLANNED | 7098 | 21 | 338 | 0.0085588 | 2.5322e-05
| 2018/19 | 9/05/2019 | PLANNED | 8773 | 31 | 283 | 0.010578 | 3.738e-05
| 2018/19 | 9/05/2019 | PLANNED | 4746 | 21 | 226 | 0.0057227 | 2.5322e-05
| 2018/19 | 9/05/2019 | PLANNED | 16165 | 61 | 265 | 0.019492 | 7.3554e-05
| 2018/19 | 9/05/2019 | PLANNED | 1568 | 8 | 196 | 0.0018907 | 9.6464e-06
| 2018/19 | 9/05/2019 | PLANNED | 1188 | 11 | 108 | 0.0014325 | 1.3264e-05
| 2018/19 | 9/05/2019 | PLANNED | 291 | 1 | 291 | 0.00035089 | 1.2058e-06
| 2018/19 | 9/05/2019 | PLANNED | 47385 | 243 | 195 | 0.057137 | 0.00029301
| 2018/19 | 9/05/2019 | PLANNED | 15486 | 58 | 267 | 0.018673 | 6.9936e-05
| 2018/19 | 9/05/2019 | PLANNED | 224 | 28 | 8 | 0.0002701 | 3.3762e-05
| 2018/19 | 9/05/2019 | PLANNED | 20 | 2 | 10 | 2.4116e-05 | 2.4116e-06
| 2018/19 | 9/05/2019 | PLANNED | 204 | 4 | 51 | 0.00024598 | 4.8232e-06
| 2018/19 | 9/05/2019 | PLANNED | 465 | 3 | 155 | 0.0005607 | 3.6174e-06
| 2018/19 | 9/05/2019 | PLANNED | 18 | 3 | 6 | 2.1704e-05 | 3.6174e-06
| 2018/19 | 9/05/2019 | PLANNED | 6 | 2 | 3 | 7.2348e-06 | 2.4116e-06
| 2018/19 | 9/05/2019 | PLANNED | 2001 | 29 | 69 | 0.0024128 | 3.4968e-05
| 2018/19 | 9/05/2019 | PLANNED | 96 | 2 | 48 | 0.00011576 | 2.4116e-06
| 2018/19 | 9/05/2019 | PLANNED | 644 | 14 | 46 | 0.00077654 | 1.6881e-05
| 2018/19 | 9/05/2019 | PLANNED | 30 | 1 | 30 | 3.6174e-05 | 1.2058e-06
| 2018/19 | 9/05/2019 | PLANNED | 20 | 5 | 4 | 2.4116e-05 | 6.029e-06
| 2018/19 | 9/05/2019 | PLANNED | 15 | 1 | 15 | 1.8087e-05 | 1.2058e-06
| 2018/19 | 9/05/2019 | PLANNED | 127 | 1 | 127 | 0.00015314 | 1.2058e-06
| 2018/19 | 9/05/2019 | PLANNED | 90 | 2 | 45 | 0.00010852 | 2.4116e-06
| 2018/19 | 9/05/2019 | PLANNED | 4 | 1 | 4 | 4.8232e-06 | 1.2058e-06
| 2018/19 | 9/05/2019 | PLANNED | 92 | 1 | 92 | 0.00011093 | 1.2058e-06
| 2018/19 | 9/05/2019 | PLANNED | 35 | 1 | 35 | 4.2203e-05 | 1.2058e-06
| 2018/19 | 10/05/2019 | PLANNED | 4485 | 13 | 345 | 0.005408 | 1.5675e-05
| 2018/19 | 10/05/2019 | PLANNED | 315 | 1 | 315 | 0.00037983 | 1.2058e-06
| 2018/19 | 10/05/2019 | PLANNED | 3807 | 81 | 47 | 0.0045905 | 9.767e-05
| 2018/19 | 10/05/2019 | PLANNED | 2870 | 41 | 70 | 0.0034606 | 4.9438e-05
| 2018/19 | 10/05/2019 | PLANNED | 9 | 1 | 9 | 1.0852e-05 | 1.2058e-06
| 2018/19 | 10/05/2019 | PLANNED | 5595 | 22 | 254.3182 | 0.0067465 | 2.6528e-05
| 2018/19 | 10/05/2019 | PLANNED | 1120 | 7 | 160 | 0.0013505 | 8.4406e-06
| 2018/19 | 10/05/2019 | PLANNED | 42 | 1 | 42 | 5.0644e-05 | 1.2058e-06
| 2018/19 | 10/05/2019 | PLANNED | 155 | 1 | 155 | 0.0001869 | 1.2058e-06
| 2018/19 | 10/05/2019 | PLANNED | 5882 | 34 | 173 | 0.0070925 | 4.0997e-05
| 2018/19 | 10/05/2019 | PLANNED | 210 | 3 | 70 | 0.00025322 | 3.6174e-06
| 2018/19 | 10/05/2019 | PLANNED | 897 | 19 | 47.2105 | 0.0010816 | 2.291e-05
| 2018/19 | 10/05/2019 | PLANNED | 10 | 2 | 5 | 1.2058e-05 | 2.4116e-06
| 2018/19 | 10/05/2019 | PLANNED | 130 | 2 | 65 | 0.00015675 | 2.4116e-06
| 2018/19 | 11/05/2019 | PLANNED | 1960 | 1 | 1960 | 0.0023634 | 1.2058e-06
| 2018/19 | 11/05/2019 | PLANNED | 846 | 2 | 423 | 0.0010201 | 2.4116e-06
| 2018/19 | 11/05/2019 | PLANNED | 76695 | 182 | 421.4011 | 0.092479 | 0.00021946
| 2018/19 | 11/05/2019 | PLANNED | 3978 | 13 | 306 | 0.0047967 | 1.5675e-05
| 2018/19 | 11/05/2019 | PLANNED | 3536 | 16 | 221 | 0.0042637 | 1.9293e-05
| 2018/19 | 12/05/2019 | PLANNED | 38995 | 148 | 263.4797 | 0.04702 | 0.00017846
| 2018/19 | 12/05/2019 | PLANNED | 1580 | 4 | 395 | 0.0019052 | 4.8232e-06
| 2018/19 | 12/05/2019 | PLANNED | 74824 | 456 | 164.0877 | 0.090223 | 0.00054984
| 2018/19 | 12/05/2019 | PLANNED | 2375 | 19 | 125 | 0.0028638 | 2.291e-05
| 2018/19 | 12/05/2019 | PLANNED | 130 | 1 | 130 | 0.00015675 | 1.2058e-06
| 2018/19 | 12/05/2019 | PLANNED | 33 | 1 | 33 | 3.9791e-05 | 1.2058e-06
| 2018/19 | 12/05/2019 | PLANNED | 110 | 2 | 55 | 0.00013264 | 2.4116e-06
| 2018/19 | 13/05/2019 | PLANNED | 100 | 2 | 50 | 0.00012058 | 2.4116e-06
| 2018/19 | 13/05/2019 | PLANNED | 95 | 1 | 95 | 0.00011455 | 1.2058e-06
| 2018/19 | 13/05/2019 | PLANNED | 72384 | 174 | 416 | 0.087281 | 0.00020981
| 2018/19 | 13/05/2019 | PLANNED | 50 | 5 | 10 | 6.029e-05 | 6.029e-06
| 2018/19 | 13/05/2019 | PLANNED | 44840 | 190 | 236 | 0.054068 | 0.0002291
| 2018/19 | 13/05/2019 | PLANNED | 5670 | 30 | 189 | 0.0068369 | 3.6174e-05
| 2018/19 | 13/05/2019 | PLANNED | 5015 | 17 | 295 | 0.0060471 | 2.0499e-05
| 2018/19 | 13/05/2019 | PLANNED | 3166 | 13 | 243.5385 | 0.0038176 | 1.5675e-05
| 2018/19 | 13/05/2019 | PLANNED | 3840 | 15 | 256 | 0.0046303 | 1.8087e-05
| 2018/19 | 13/05/2019 | PLANNED | 270 | 3 | 90 | 0.00032557 | 3.6174e-06
| 2018/19 | 13/05/2019 | PLANNED | 1760 | 8 | 220 | 0.0021222 | 9.6464e-06
| 2018/19 | 13/05/2019 | PLANNED | 100 | 2 | 50 | 0.00012058 | 2.4116e-06
| 2018/19 | 13/05/2019 | PLANNED | 159 | 3 | 53 | 0.00019172 | 3.6174e-06
| 2018/19 | 13/05/2019 | PLANNED | 24 | 1 | 24 | 2.8939e-05 | 1.2058e-06
| 2018/19 | 13/05/2019 | PLANNED | 30 | 1 | 30 | 3.6174e-05 | 1.2058e-06
| 2018/19 | 13/05/2019 | PLANNED | 7560 | 24 | 315 | 0.0091158 | 2.8939e-05
| 2018/19 | 14/05/2019 | PLANNED | 8472 | 24 | 353 | 0.010216 | 2.8939e-05
| 2018/19 | 14/05/2019 | PLANNED | 52820 | 146 | 361.7808 | 0.06369 | 0.00017605
| 2018/19 | 14/05/2019 | PLANNED | 55224 | 156 | 354 | 0.066589 | 0.0001881
| 2018/19 | 14/05/2019 | PLANNED | 54026 | 118 | 457.8475 | 0.065145 | 0.00014228
| 2018/19 | 14/05/2019 | PLANNED | 314 | 2 | 157 | 0.00037862 | 2.4116e-06
| 2018/19 | 14/05/2019 | PLANNED | 600 | 3 | 200 | 0.00072348 | 3.6174e-06
| 2018/19 | 14/05/2019 | PLANNED | 2900 | 13 | 223.0769 | 0.0034968 | 1.5675e-05
| 2018/19 | 14/05/2019 | PLANNED | 7650 | 30 | 255 | 0.0092244 | 3.6174e-05
| 2018/19 | 14/05/2019 | PLANNED | 675 | 5 | 135 | 0.00081391 | 6.029e-06
| 2018/19 | 14/05/2019 | PLANNED | 45 | 5 | 9 | 5.4261e-05 | 6.029e-06
| 2018/19 | 14/05/2019 | PLANNED | 10432 | 32 | 326 | 0.012579 | 3.8586e-05
| 2018/19 | 14/05/2019 | PLANNED | 7622 | 29 | 262.8276 | 0.0091906 | 3.4968e-05
| 2018/19 | 14/05/2019 | PLANNED | 2188 | 41 | 53.3659 | 0.0026383 | 4.9438e-05
| 2018/19 | 14/05/2019 | PLANNED | 19872 | 48 | 414 | 0.023962 | 5.7878e-05
| 2018/19 | 14/05/2019 | PLANNED | 3266 | 46 | 71 | 0.0039381 | 5.5467e-05
| 2018/19 | 14/05/2019 | PLANNED | 4066 | 19 | 214 | 0.0049028 | 2.291e-05
| 2018/19 | 14/05/2019 | PLANNED | 372 | 3 | 124 | 0.00044856 | 3.6174e-06
| 2018/19 | 14/05/2019 | PLANNED | 1512 | 14 | 108 | 0.0018232 | 1.6881e-05
| 2018/19 | 14/05/2019 | PLANNED | 60 | 2 | 30 | 7.2348e-05 | 2.4116e-06
| 2018/19 | 14/05/2019 | PLANNED | 44 | 2 | 22 | 5.3055e-05 | 2.4116e-06
| 2018/19 | 14/05/2019 | PLANNED | 32 | 1 | 32 | 3.8586e-05 | 1.2058e-06
| 2018/19 | 14/05/2019 | PLANNED | 194 | 2 | 97 | 0.00023393 | 2.4116e-06
| 2018/19 | 14/05/2019 | PLANNED | 85 | 1 | 85 | 0.00010249 | 1.2058e-06
| 2018/19 | 14/05/2019 | PLANNED | 23676 | 47 | 503.7447 | 0.028549 | 5.6673e-05
| 2018/19 | 15/05/2019 | PLANNED | 252 | 1 | 252 | 0.00030386 | 1.2058e-06
| 2018/19 | 15/05/2019 | PLANNED | 22236 | 68 | 327 | 0.026812 | 8.1994e-05
| 2018/19 | 15/05/2019 | PLANNED | 7360 | 18 | 408.8889 | 0.0088747 | 2.1704e-05
| 2018/19 | 15/05/2019 | PLANNED | 70620 | 132 | 535 | 0.085154 | 0.00015917
| 2018/19 | 15/05/2019 | PLANNED | 126147 | 410 | 307.6756 | 0.15211 | 0.00049438
| 2018/19 | 15/05/2019 | PLANNED | 3775 | 20 | 188.75 | 0.0045519 | 2.4116e-05
| 2018/19 | 15/05/2019 | PLANNED | 6238 | 24 | 259.9167 | 0.0075218 | 2.8939e-05
| 2018/19 | 15/05/2019 | PLANNED | 29760 | 124 | 240 | 0.035885 | 0.00014952
| 2018/19 | 15/05/2019 | PLANNED | 720 | 2 | 360 | 0.00086818 | 2.4116e-06
| 2018/19 | 15/05/2019 | PLANNED | 9622 | 27 | 356.3704 | 0.011602 | 3.2557e-05
| 2018/19 | 15/05/2019 | PLANNED | 440 | 4 | 110 | 0.00053055 | 4.8232e-06
| 2018/19 | 15/05/2019 | PLANNED | 15456 | 48 | 322 | 0.018637 | 5.7878e-05
| 2018/19 | 15/05/2019 | PLANNED | 2 | 1 | 2 | 2.4116e-06 | 1.2058e-06
| 2018/19 | 15/05/2019 | PLANNED | 192 | 7 | 27.4286 | 0.00023151 | 8.4406e-06
| 2018/19 | 15/05/2019 | PLANNED | 902 | 2 | 451 | 0.0010876 | 2.4116e-06
| 2018/19 | 15/05/2019 | PLANNED | 104 | 2 | 52 | 0.0001254 | 2.4116e-06
| 2018/19 | 15/05/2019 | PLANNED | 1062 | 6 | 177 | 0.0012806 | 7.2348e-06
| 2018/19 | 15/05/2019 | PLANNED | 1890 | 6 | 315 | 0.002279 | 7.2348e-06
| 2018/19 | 15/05/2019 | PLANNED | 6020 | 28 | 215 | 0.0072589 | 3.3762e-05
| 2018/19 | 15/05/2019 | PLANNED | 8 | 1 | 8 | 9.6464e-06 | 1.2058e-06
| 2018/19 | 15/05/2019 | PLANNED | 296 | 16 | 18.5 | 0.00035692 | 1.9293e-05
| 2018/19 | 15/05/2019 | PLANNED | 4 | 1 | 4 | 4.8232e-06 | 1.2058e-06
| 2018/19 | 15/05/2019 | PLANNED | 1032 | 24 | 43 | 0.0012444 | 2.8939e-05
| 2018/19 | 15/05/2019 | PLANNED | 110 | 5 | 22 | 0.00013264 | 6.029e-06
| 2018/19 | 15/05/2019 | PLANNED | 28 | 2 | 14 | 3.3762e-05 | 2.4116e-06
| 2018/19 | 15/05/2019 | PLANNED | 17 | 1 | 17 | 2.0499e-05 | 1.2058e-06
| 2018/19 | 15/05/2019 | PLANNED | 1026 | 54 | 19 | 0.0012372 | 6.5113e-05
| 2018/19 | 16/05/2019 | PLANNED | 32412 | 74 | 438 | 0.039082 | 8.9229e-05
| 2018/19 | 16/05/2019 | PLANNED | 6096 | 16 | 381 | 0.0073506 | 1.9293e-05
| 2018/19 | 16/05/2019 | PLANNED | 7975 | 23 | 346.7391 | 0.0096163 | 2.7733e-05
| 2018/19 | 16/05/2019 | PLANNED | 4704 | 28 | 168 | 0.0056721 | 3.3762e-05
| 2018/19 | 16/05/2019 | PLANNED | 4 | 2 | 2 | 4.8232e-06 | 2.4116e-06
| 2018/19 | 16/05/2019 | PLANNED | 136 | 4 | 34 | 0.00016399 | 4.8232e-06
| 2018/19 | 16/05/2019 | PLANNED | 1216 | 19 | 64 | 0.0014663 | 2.291e-05
| 2018/19 | 16/05/2019 | PLANNED | 56480 | 160 | 353 | 0.068104 | 0.00019293
| 2018/19 | 16/05/2019 | PLANNED | 120 | 6 | 20 | 0.0001447 | 7.2348e-06
| 2018/19 | 16/05/2019 | PLANNED | 85 | 1 | 85 | 0.00010249 | 1.2058e-06
| 2018/19 | 16/05/2019 | PLANNED | 1469 | 13 | 113 | 0.0017713 | 1.5675e-05
| 2018/19 | 16/05/2019 | PLANNED | 108 | 3 | 36 | 0.00013023 | 3.6174e-06
| 2018/19 | 16/05/2019 | PLANNED | 2891 | 7 | 413 | 0.003486 | 8.4406e-06
| 2018/19 | 16/05/2019 | PLANNED | 49 | 1 | 49 | 5.9084e-05 | 1.2058e-06
| 2018/19 | 16/05/2019 | PLANNED | 3048 | 12 | 254 | 0.0036753 | 1.447e-05
| 2018/19 | 16/05/2019 | PLANNED | 22680 | 63 | 360 | 0.027348 | 7.5965e-05
| 2018/19 | 16/05/2019 | PLANNED | 1005 | 3 | 335 | 0.0012118 | 3.6174e-06
| 2018/19 | 16/05/2019 | PLANNED | 19 | 1 | 19 | 2.291e-05 | 1.2058e-06
| 2018/19 | 16/05/2019 | PLANNED | 114 | 2 | 57 | 0.00013746 | 2.4116e-06
| 2018/19 | 16/05/2019 | PLANNED | 60 | 3 | 20 | 7.2348e-05 | 3.6174e-06
| 2018/19 | 16/05/2019 | PLANNED | 51 | 1 | 51 | 6.1496e-05 | 1.2058e-06
| 2018/19 | 16/05/2019 | PLANNED | 63 | 3 | 21 | 7.5965e-05 | 3.6174e-06
| 2018/19 | 16/05/2019 | PLANNED | 18 | 1 | 18 | 2.1704e-05 | 1.2058e-06
| 2018/19 | 16/05/2019 | PLANNED | 140 | 2 | 70 | 0.00016881 | 2.4116e-06
| 2018/19 | 16/05/2019 | PLANNED | 780 | 39 | 20 | 0.00094052 | 4.7026e-05
| 2018/19 | 16/05/2019 | PLANNED | 20 | 2 | 10 | 2.4116e-05 | 2.4116e-06
| 2018/19 | 16/05/2019 | PLANNED | 49 | 1 | 49 | 5.9084e-05 | 1.2058e-06
| 2018/19 | 16/05/2019 | PLANNED | 15 | 1 | 15 | 1.8087e-05 | 1.2058e-06
| 2018/19 | 16/05/2019 | PLANNED | 12 | 1 | 12 | 1.447e-05 | 1.2058e-06
| 2018/19 | 17/05/2019 | PLANNED | 30822 | 98 | 314.5102 | 0.037165 | 0.00011817
| 2018/19 | 17/05/2019 | PLANNED | 11036 | 31 | 356 | 0.013307 | 3.738e-05
| 2018/19 | 17/05/2019 | PLANNED | 3770 | 13 | 290 | 0.0045459 | 1.5675e-05
| 2018/19 | 17/05/2019 | PLANNED | 21592 | 68 | 317.5294 | 0.026036 | 8.1994e-05
| 2018/19 | 17/05/2019 | PLANNED | 3300 | 12 | 275 | 0.0039791 | 1.447e-05
| 2018/19 | 17/05/2019 | PLANNED | 4887 | 27 | 181 | 0.0058927 | 3.2557e-05
| 2018/19 | 17/05/2019 | PLANNED | 7920 | 33 | 240 | 0.0095499 | 3.9791e-05
| 2018/19 | 17/05/2019 | PLANNED | 1555 | 11 | 141.3636 | 0.001875 | 1.3264e-05
| 2018/19 | 17/05/2019 | PLANNED | 2424 | 12 | 202 | 0.0029229 | 1.447e-05
| 2018/19 | 17/05/2019 | PLANNED | 1896 | 6 | 316 | 0.0022862 | 7.2348e-06
| 2018/19 | 17/05/2019 | PLANNED | 10000 | 50 | 200 | 0.012058 | 6.029e-05
| 2018/19 | 17/05/2019 | PLANNED | 9942 | 46 | 216.1304 | 0.011988 | 5.5467e-05
| 2018/19 | 17/05/2019 | PLANNED | 5175 | 15 | 345 | 0.00624 | 1.8087e-05
| 2018/19 | 17/05/2019 | PLANNED | 855 | 3 | 285 | 0.001031 | 3.6174e-06
| 2018/19 | 17/05/2019 | PLANNED | 10716 | 47 | 228 | 0.012921 | 5.6673e-05
| 2018/19 | 17/05/2019 | PLANNED | 11925 | 53 | 225 | 0.014379 | 6.3907e-05
| 2018/19 | 17/05/2019 | PLANNED | 134 | 1 | 134 | 0.00016158 | 1.2058e-06
| 2018/19 | 17/05/2019 | PLANNED | 185 | 1 | 185 | 0.00022307 | 1.2058e-06
| 2018/19 | 18/05/2019 | PLANNED | 240 | 4 | 60 | 0.00028939 | 4.8232e-06
| 2018/19 | 18/05/2019 | PLANNED | 100 | 10 | 10 | 0.00012058 | 1.2058e-05
| 2018/19 | 18/05/2019 | PLANNED | 6665 | 31 | 215 | 0.0080367 | 3.738e-05
| 2018/19 | 19/05/2019 | PLANNED | 13144 | 62 | 212 | 0.015849 | 7.476e-05
| 2018/19 | 19/05/2019 | PLANNED | 230 | 1 | 230 | 0.00027733 | 1.2058e-06
| 2018/19 | 19/05/2019 | PLANNED | 3759 | 9 | 417.6667 | 0.0045326 | 1.0852e-05
| 2018/19 | 19/05/2019 | PLANNED | 4875 | 15 | 325 | 0.0058783 | 1.8087e-05
| 2018/19 | 19/05/2019 | PLANNED | 229 | 1 | 229 | 0.00027613 | 1.2058e-06
| 2018/19 | 19/05/2019 | PLANNED | 7623 | 22 | 346.5 | 0.0091918 | 2.6528e-05
| 2018/19 | 19/05/2019 | PLANNED | 11960 | 26 | 460 | 0.014421 | 3.1351e-05
| 2018/19 | 19/05/2019 | PLANNED | 6188 | 14 | 442 | 0.0074615 | 1.6881e-05
| 2018/19 | 19/05/2019 | PLANNED | 24700 | 76 | 325 | 0.029783 | 9.1641e-05
| 2018/19 | 19/05/2019 | PLANNED | 154 | 1 | 154 | 0.00018569 | 1.2058e-06
| 2018/19 | 20/05/2019 | PLANNED | 1450 | 5 | 290 | 0.0017484 | 6.029e-06
| 2018/19 | 20/05/2019 | PLANNED | 96 | 3 | 32 | 0.00011576 | 3.6174e-06
| 2018/19 | 20/05/2019 | PLANNED | 13860 | 44 | 315 | 0.016712 | 5.3055e-05
| 2018/19 | 20/05/2019 | PLANNED | 70889 | 247 | 287 | 0.085478 | 0.00029783
| 2018/19 | 20/05/2019 | PLANNED | 800 | 2 | 400 | 0.00096464 | 2.4116e-06
| 2018/19 | 20/05/2019 | PLANNED | 165 | 1 | 165 | 0.00019896 | 1.2058e-06
| 2018/19 | 20/05/2019 | PLANNED | 686 | 2 | 343 | 0.00082718 | 2.4116e-06
| 2018/19 | 20/05/2019 | PLANNED | 2700 | 18 | 150 | 0.0032557 | 2.1704e-05
| 2018/19 | 20/05/2019 | PLANNED | 15 | 1 | 15 | 1.8087e-05 | 1.2058e-06
| 2018/19 | 20/05/2019 | PLANNED | 315 | 5 | 63 | 0.00037983 | 6.029e-06
| 2018/19 | 20/05/2019 | PLANNED | 114 | 3 | 38 | 0.00013746 | 3.6174e-06
| 2018/19 | 20/05/2019 | PLANNED | 504 | 6 | 84 | 0.00060772 | 7.2348e-06
| 2018/19 | 21/05/2019 | PLANNED | 5652 | 12 | 471 | 0.0068152 | 1.447e-05
| 2018/19 | 21/05/2019 | PLANNED | 3504 | 16 | 219 | 0.0042251 | 1.9293e-05
| 2018/19 | 21/05/2019 | PLANNED | 7536 | 18 | 418.6667 | 0.0090869 | 2.1704e-05
| 2018/19 | 21/05/2019 | PLANNED | 8928 | 24 | 372 | 0.010765 | 2.8939e-05
| 2018/19 | 21/05/2019 | PLANNED | 465 | 31 | 15 | 0.0005607 | 3.738e-05
| 2018/19 | 21/05/2019 | PLANNED | 936 | 8 | 117 | 0.0011286 | 9.6464e-06
| 2018/19 | 21/05/2019 | PLANNED | 260934 | 831 | 314 | 0.31463 | 0.001002
| 2018/19 | 21/05/2019 | PLANNED | 174 | 2 | 87 | 0.00020981 | 2.4116e-06
| 2018/19 | 21/05/2019 | PLANNED | 140 | 2 | 70 | 0.00016881 | 2.4116e-06
| 2018/19 | 21/05/2019 | PLANNED | 6600 | 20 | 330 | 0.0079583 | 2.4116e-05
| 2018/19 | 21/05/2019 | PLANNED | 1185 | 3 | 395 | 0.0014289 | 3.6174e-06
| 2018/19 | 21/05/2019 | PLANNED | 1794 | 13 | 138 | 0.0021632 | 1.5675e-05
| 2018/19 | 21/05/2019 | PLANNED | 630 | 2 | 315 | 0.00075965 | 2.4116e-06
| 2018/19 | 21/05/2019 | PLANNED | 7875 | 63 | 125 | 0.0094957 | 7.5965e-05
| 2018/19 | 21/05/2019 | PLANNED | 182 | 2 | 91 | 0.00021946 | 2.4116e-06
| 2018/19 | 21/05/2019 | PLANNED | 1200 | 4 | 300 | 0.001447 | 4.8232e-06
| 2018/19 | 21/05/2019 | PLANNED | 480 | 2 | 240 | 0.00057878 | 2.4116e-06
| 2018/19 | 21/05/2019 | PLANNED | 45 | 1 | 45 | 5.4261e-05 | 1.2058e-06
| 2018/19 | 21/05/2019 | PLANNED | 10 | 1 | 10 | 1.2058e-05 | 1.2058e-06
| 2018/19 | 21/05/2019 | PLANNED | 6 | 1 | 6 | 7.2348e-06 | 1.2058e-06
| 2018/19 | 21/05/2019 | PLANNED | 14 | 1 | 14 | 1.6881e-05 | 1.2058e-06
| 2018/19 | 21/05/2019 | PLANNED | 17 | 1 | 17 | 2.0499e-05 | 1.2058e-06
| 2018/19 | 21/05/2019 | PLANNED | 4332 | 38 | 114 | 0.0052235 | 4.582e-05
| 2018/19 | 21/05/2019 | PLANNED | 5 | 1 | 5 | 6.029e-06 | 1.2058e-06
| 2018/19 | 21/05/2019 | PLANNED | 36 | 1 | 36 | 4.3409e-05 | 1.2058e-06
| 2018/19 | 21/05/2019 | PLANNED | 5 | 1 | 5 | 6.029e-06 | 1.2058e-06
| 2018/19 | 22/05/2019 | PLANNED | 58 | 2 | 29 | 6.9936e-05 | 2.4116e-06
| 2018/19 | 22/05/2019 | PLANNED | 4020 | 12 | 335 | 0.0048473 | 1.447e-05
| 2018/19 | 22/05/2019 | PLANNED | 47875 | 125 | 383 | 0.057728 | 0.00015072
| 2018/19 | 22/05/2019 | PLANNED | 2280 | 7 | 325.7143 | 0.0027492 | 8.4406e-06
| 2018/19 | 22/05/2019 | PLANNED | 105 | 3 | 35 | 0.00012661 | 3.6174e-06
| 2018/19 | 22/05/2019 | PLANNED | 10777 | 154 | 69.9805 | 0.012995 | 0.00018569
| 2018/19 | 22/05/2019 | PLANNED | 37515 | 123 | 305 | 0.045236 | 0.00014831
| 2018/19 | 22/05/2019 | PLANNED | 376 | 2 | 188 | 0.00045338 | 2.4116e-06
| 2018/19 | 22/05/2019 | PLANNED | 2840 | 15 | 189.3333 | 0.0034245 | 1.8087e-05
| 2018/19 | 22/05/2019 | PLANNED | 1792 | 2 | 896 | 0.0021608 | 2.4116e-06
| 2018/19 | 22/05/2019 | PLANNED | 16365 | 83 | 197.1687 | 0.019733 | 0.00010008
| 2018/19 | 22/05/2019 | PLANNED | 32515 | 97 | 335.2062 | 0.039207 | 0.00011696
| 2018/19 | 22/05/2019 | PLANNED | 4830 | 42 | 115 | 0.005824 | 5.0644e-05
| 2018/19 | 22/05/2019 | PLANNED | 6974 | 22 | 317 | 0.0084092 | 2.6528e-05
| 2018/19 | 22/05/2019 | PLANNED | 180790 | 505 | 358 | 0.218 | 0.00060893
| 2018/19 | 22/05/2019 | PLANNED | 1647 | 9 | 183 | 0.001986 | 1.0852e-05
| 2018/19 | 22/05/2019 | PLANNED | 1392 | 6 | 232 | 0.0016785 | 7.2348e-06
| 2018/19 | 22/05/2019 | PLANNED | 2400 | 80 | 30 | 0.0028939 | 9.6464e-05
| 2018/19 | 22/05/2019 | PLANNED | 279 | 1 | 279 | 0.00033642 | 1.2058e-06
| 2018/19 | 22/05/2019 | PLANNED | 1692 | 18 | 94 | 0.0020402 | 2.1704e-05
| 2018/19 | 22/05/2019 | PLANNED | 88 | 1 | 88 | 0.00010611 | 1.2058e-06
| 2018/19 | 22/05/2019 | PLANNED | 2156 | 77 | 28 | 0.0025997 | 9.2847e-05
| 2018/19 | 22/05/2019 | PLANNED | 9030 | 42 | 215 | 0.010888 | 5.0644e-05
| 2018/19 | 22/05/2019 | PLANNED | 43 | 1 | 43 | 5.1849e-05 | 1.2058e-06
| 2018/19 | 22/05/2019 | PLANNED | 4 | 1 | 4 | 4.8232e-06 | 1.2058e-06
| 2018/19 | 22/05/2019 | PLANNED | 2390 | 239 | 10 | 0.0028819 | 0.00028819
| 2018/19 | 22/05/2019 | PLANNED | 2438 | 106 | 23 | 0.0029397 | 0.00012781
| 2018/19 | 22/05/2019 | PLANNED | 80 | 2 | 40 | 9.6464e-05 | 2.4116e-06
| 2018/19 | 22/05/2019 | PLANNED | 20 | 2 | 10 | 2.4116e-05 | 2.4116e-06
| 2018/19 | 22/05/2019 | PLANNED | 15 | 3 | 5 | 1.8087e-05 | 3.6174e-06
| 2018/19 | 22/05/2019 | PLANNED | 576 | 4 | 144 | 0.00069454 | 4.8232e-06
| 2018/19 | 23/05/2019 | PLANNED | 461 | 1 | 461 | 0.00055587 | 1.2058e-06
| 2018/19 | 23/05/2019 | PLANNED | 2640 | 8 | 330 | 0.0031833 | 9.6464e-06
| 2018/19 | 23/05/2019 | PLANNED | 16800 | 40 | 420 | 0.020257 | 4.8232e-05
| 2018/19 | 23/05/2019 | PLANNED | 28725 | 67 | 428.7313 | 0.034637 | 8.0789e-05
| 2018/19 | 23/05/2019 | PLANNED | 154514 | 331 | 466.8097 | 0.18631 | 0.00039912
| 2018/19 | 23/05/2019 | PLANNED | 38885 | 101 | 385 | 0.046888 | 0.00012179
| 2018/19 | 23/05/2019 | PLANNED | 370 | 5 | 74 | 0.00044615 | 6.029e-06
| 2018/19 | 23/05/2019 | PLANNED | 18 | 2 | 9 | 2.1704e-05 | 2.4116e-06
| 2018/19 | 23/05/2019 | PLANNED | 10880 | 32 | 340 | 0.013119 | 3.8586e-05
| 2018/19 | 23/05/2019 | PLANNED | 17629 | 61 | 289 | 0.021257 | 7.3554e-05
| 2018/19 | 23/05/2019 | PLANNED | 668 | 2 | 334 | 0.00080547 | 2.4116e-06
| 2018/19 | 23/05/2019 | PLANNED | 15557 | 47 | 331 | 0.018759 | 5.6673e-05
| 2018/19 | 23/05/2019 | PLANNED | 8184 | 33 | 248 | 0.0098683 | 3.9791e-05
| 2018/19 | 23/05/2019 | PLANNED | 355 | 1 | 355 | 0.00042806 | 1.2058e-06
| 2018/19 | 23/05/2019 | PLANNED | 3630 | 22 | 165 | 0.0043771 | 2.6528e-05
| 2018/19 | 23/05/2019 | PLANNED | 6 | 3 | 2 | 7.2348e-06 | 3.6174e-06
| 2018/19 | 23/05/2019 | PLANNED | 675 | 3 | 225 | 0.00081391 | 3.6174e-06
| 2018/19 | 23/05/2019 | PLANNED | 30 | 2 | 15 | 3.6174e-05 | 2.4116e-06
| 2018/19 | 23/05/2019 | PLANNED | 18 | 2 | 9 | 2.1704e-05 | 2.4116e-06
| 2018/19 | 23/05/2019 | PLANNED | 40 | 1 | 40 | 4.8232e-05 | 1.2058e-06
| 2018/19 | 23/05/2019 | PLANNED | 86 | 1 | 86 | 0.0001037 | 1.2058e-06
| 2018/19 | 23/05/2019 | PLANNED | 244 | 4 | 61 | 0.00029422 | 4.8232e-06
| 2018/19 | 24/05/2019 | PLANNED | 180 | 2 | 90 | 0.00021704 | 2.4116e-06
| 2018/19 | 24/05/2019 | PLANNED | 50 | 1 | 50 | 6.029e-05 | 1.2058e-06
| 2018/19 | 24/05/2019 | PLANNED | 27896 | 88 | 317 | 0.033637 | 0.00010611
| 2018/19 | 24/05/2019 | PLANNED | 576 | 6 | 96 | 0.00069454 | 7.2348e-06
| 2018/19 | 24/05/2019 | PLANNED | 5134 | 34 | 151 | 0.0061906 | 4.0997e-05
| 2018/19 | 24/05/2019 | PLANNED | 55 | 1 | 55 | 6.6319e-05 | 1.2058e-06
| 2018/19 | 24/05/2019 | PLANNED | 88 | 2 | 44 | 0.00010611 | 2.4116e-06
| 2018/19 | 24/05/2019 | PLANNED | 132 | 22 | 6 | 0.00015917 | 2.6528e-05
| 2018/19 | 24/05/2019 | PLANNED | 30 | 2 | 15 | 3.6174e-05 | 2.4116e-06
| 2018/19 | 24/05/2019 | PLANNED | 32501 | 129 | 251.9457 | 0.03919 | 0.00015555
| 2018/19 | 24/05/2019 | PLANNED | 264 | 18 | 14.6667 | 0.00031833 | 2.1704e-05
| 2018/19 | 24/05/2019 | PLANNED | 87971 | 275 | 319.8945 | 0.10608 | 0.00033159
| 2018/19 | 24/05/2019 | PLANNED | 335 | 1 | 335 | 0.00040394 | 1.2058e-06
| 2018/19 | 24/05/2019 | PLANNED | 205 | 5 | 41 | 0.00024719 | 6.029e-06
| 2018/19 | 24/05/2019 | PLANNED | 5 | 1 | 5 | 6.029e-06 | 1.2058e-06
| 2018/19 | 24/05/2019 | PLANNED | 450 | 3 | 150 | 0.00054261 | 3.6174e-06
| 2018/19 | 24/05/2019 | PLANNED | 411 | 3 | 137 | 0.00049558 | 3.6174e-06
| 2018/19 | 24/05/2019 | PLANNED | 6840 | 36 | 190 | 0.0082477 | 4.3409e-05
| 2018/19 | 24/05/2019 | PLANNED | 774 | 43 | 18 | 0.00093329 | 5.1849e-05
| 2018/19 | 24/05/2019 | PLANNED | 105 | 3 | 35 | 0.00012661 | 3.6174e-06
| 2018/19 | 24/05/2019 | PLANNED | 8 | 1 | 8 | 9.6464e-06 | 1.2058e-06
| 2018/19 | 24/05/2019 | PLANNED | 3 | 1 | 3 | 3.6174e-06 | 1.2058e-06
| 2018/19 | 24/05/2019 | PLANNED | 9 | 1 | 9 | 1.0852e-05 | 1.2058e-06
| 2018/19 | 24/05/2019 | PLANNED | 64 | 2 | 32 | 7.7171e-05 | 2.4116e-06
| 2018/19 | 24/05/2019 | PLANNED | 84 | 2 | 42 | 0.00010129 | 2.4116e-06
| 2018/19 | 24/05/2019 | PLANNED | 212 | 2 | 106 | 0.00025563 | 2.4116e-06
| 2018/19 | 24/05/2019 | PLANNED | 4 | 2 | 2 | 4.8232e-06 | 2.4116e-06
| 2018/19 | 24/05/2019 | PLANNED | 16 | 2 | 8 | 1.9293e-05 | 2.4116e-06
| 2018/19 | 24/05/2019 | PLANNED | 4 | 2 | 2 | 4.8232e-06 | 2.4116e-06
| 2018/19 | 24/05/2019 | PLANNED | 1568 | 16 | 98 | 0.0018907 | 1.9293e-05
| 2018/19 | 24/05/2019 | PLANNED | 48 | 1 | 48 | 5.7878e-05 | 1.2058e-06
| 2018/19 | 24/05/2019 | PLANNED | 6 | 2 | 3 | 7.2348e-06 | 2.4116e-06
| 2018/19 | 24/05/2019 | PLANNED | 300 | 5 | 60 | 0.00036174 | 6.029e-06
| 2018/19 | 24/05/2019 | PLANNED | 40 | 2 | 20 | 4.8232e-05 | 2.4116e-06
| 2018/19 | 24/05/2019 | PLANNED | 9 | 1 | 9 | 1.0852e-05 | 1.2058e-06
| 2018/19 | 24/05/2019 | PLANNED | 752 | 124 | 6.0645 | 0.00090676 | 0.00014952
| 2018/19 | 24/05/2019 | PLANNED | 15 | 1 | 15 | 1.8087e-05 | 1.2058e-06
| 2018/19 | 24/05/2019 | PLANNED | 12 | 2 | 6 | 1.447e-05 | 2.4116e-06
| 2018/19 | 24/05/2019 | PLANNED | 40 | 2 | 20 | 4.8232e-05 | 2.4116e-06
| 2018/19 | 24/05/2019 | PLANNED | 2925 | 75 | 39 | 0.003527 | 9.0435e-05
| 2018/19 | 24/05/2019 | PLANNED | 28 | 7 | 4 | 3.3762e-05 | 8.4406e-06
| 2018/19 | 25/05/2019 | PLANNED | 440 | 2 | 220 | 0.00053055 | 2.4116e-06
| 2018/19 | 25/05/2019 | PLANNED | 10836 | 63 | 172 | 0.013066 | 7.5965e-05
| 2018/19 | 25/05/2019 | PLANNED | 1107 | 3 | 369 | 0.0013348 | 3.6174e-06
| 2018/19 | 26/05/2019 | PLANNED | 2905 | 5 | 581 | 0.0035028 | 6.029e-06
| 2018/19 | 26/05/2019 | PLANNED | 15370 | 58 | 265 | 0.018533 | 6.9936e-05
| 2018/19 | 26/05/2019 | PLANNED | 355 | 1 | 355 | 0.00042806 | 1.2058e-06
| 2018/19 | 26/05/2019 | PLANNED | 6162 | 79 | 78 | 0.0074301 | 9.5258e-05
| 2018/19 | 26/05/2019 | PLANNED | 2846 | 8 | 355.75 | 0.0034317 | 9.6464e-06
| 2018/19 | 26/05/2019 | PLANNED | 1758 | 5 | 351.6 | 0.0021198 | 6.029e-06
| 2018/19 | 26/05/2019 | PLANNED | 6570 | 18 | 365 | 0.0079221 | 2.1704e-05
| 2018/19 | 26/05/2019 | PLANNED | 2800 | 7 | 400 | 0.0033762 | 8.4406e-06
| 2018/19 | 26/05/2019 | PLANNED | 6715 | 17 | 395 | 0.0080969 | 2.0499e-05
| 2018/19 | 26/05/2019 | PLANNED | 330 | 4 | 82.5 | 0.00039791 | 4.8232e-06
| 2018/19 | 27/05/2019 | PLANNED | 890 | 5 | 178 | 0.0010732 | 6.029e-06
| 2018/19 | 27/05/2019 | PLANNED | 172 | 4 | 43 | 0.0002074 | 4.8232e-06
| 2018/19 | 27/05/2019 | PLANNED | 5750 | 25 | 230 | 0.0069333 | 3.0145e-05
| 2018/19 | 27/05/2019 | PLANNED | 420 | 4 | 105 | 0.00050644 | 4.8232e-06
| 2018/19 | 27/05/2019 | PLANNED | 1645 | 7 | 235 | 0.0019835 | 8.4406e-06
| 2018/19 | 27/05/2019 | PLANNED | 4160 | 16 | 260 | 0.0050161 | 1.9293e-05
| 2018/19 | 27/05/2019 | PLANNED | 516 | 4 | 129 | 0.00062219 | 4.8232e-06
| 2018/19 | 27/05/2019 | PLANNED | 1148 | 7 | 164 | 0.0013843 | 8.4406e-06
| 2018/19 | 27/05/2019 | PLANNED | 66 | 2 | 33 | 7.9583e-05 | 2.4116e-06
| 2018/19 | 27/05/2019 | PLANNED | 24840 | 138 | 180 | 0.029952 | 0.0001664
| 2018/19 | 27/05/2019 | PLANNED | 690 | 3 | 230 | 0.000832 | 3.6174e-06
| 2018/19 | 27/05/2019 | PLANNED | 7439 | 43 | 173 | 0.0089699 | 5.1849e-05
| 2018/19 | 27/05/2019 | PLANNED | 4812 | 18 | 267.3333 | 0.0058023 | 2.1704e-05
| 2018/19 | 27/05/2019 | PLANNED | 3674 | 11 | 334 | 0.0044301 | 1.3264e-05
| 2018/19 | 27/05/2019 | PLANNED | 180 | 2 | 90 | 0.00021704 | 2.4116e-06
| 2018/19 | 27/05/2019 | PLANNED | 178 | 2 | 89 | 0.00021463 | 2.4116e-06
| 2018/19 | 27/05/2019 | PLANNED | 180 | 3 | 60 | 0.00021704 | 3.6174e-06
| 2018/19 | 27/05/2019 | PLANNED | 432 | 4 | 108 | 0.00052091 | 4.8232e-06
| 2018/19 | 28/05/2019 | PLANNED | 36309 | 91 | 399 | 0.043781 | 0.00010973
| 2018/19 | 28/05/2019 | PLANNED | 0 | 378 | 0 | 0 | 0.00045579
| 2018/19 | 28/05/2019 | PLANNED | 40 | 1 | 40 | 4.8232e-05 | 1.2058e-06
| 2018/19 | 28/05/2019 | PLANNED | 124248 | 372 | 334 | 0.14982 | 0.00044856
| 2018/19 | 28/05/2019 | PLANNED | 120 | 30 | 4 | 0.0001447 | 3.6174e-05
| 2018/19 | 28/05/2019 | PLANNED | 10025 | 32 | 313.2812 | 0.012088 | 3.8586e-05
| 2018/19 | 28/05/2019 | PLANNED | 6800 | 40 | 170 | 0.0081994 | 4.8232e-05
| 2018/19 | 28/05/2019 | PLANNED | 15552 | 48 | 324 | 0.018753 | 5.7878e-05
| 2018/19 | 28/05/2019 | PLANNED | 32 | 1 | 32 | 3.8586e-05 | 1.2058e-06
| 2018/19 | 28/05/2019 | PLANNED | 97200 | 54 | 1800 | 0.1172 | 6.5113e-05
| 2018/19 | 28/05/2019 | PLANNED | 270 | 1 | 270 | 0.00032557 | 1.2058e-06
| 2018/19 | 28/05/2019 | PLANNED | 2530 | 253 | 10 | 0.0030507 | 0.00030507
| 2018/19 | 28/05/2019 | PLANNED | 224 | 2 | 112 | 0.0002701 | 2.4116e-06
| 2018/19 | 28/05/2019 | PLANNED | 235 | 1 | 235 | 0.00028336 | 1.2058e-06
| 2018/19 | 28/05/2019 | PLANNED | 190 | 2 | 95 | 0.0002291 | 2.4116e-06
| 2018/19 | 28/05/2019 | PLANNED | 492 | 2 | 246 | 0.00059325 | 2.4116e-06
| 2018/19 | 28/05/2019 | PLANNED | 3244 | 29 | 111.8621 | 0.0039116 | 3.4968e-05
| 2018/19 | 28/05/2019 | PLANNED | 340 | 68 | 5 | 0.00040997 | 8.1994e-05
| 2018/19 | 28/05/2019 | PLANNED | 148 | 1 | 148 | 0.00017846 | 1.2058e-06
| 2018/19 | 28/05/2019 | PLANNED | 954 | 6 | 159 | 0.0011503 | 7.2348e-06
| 2018/19 | 28/05/2019 | PLANNED | 80 | 1 | 80 | 9.6464e-05 | 1.2058e-06
| 2018/19 | 28/05/2019 | PLANNED | 100 | 2 | 50 | 0.00012058 | 2.4116e-06
| 2018/19 | 28/05/2019 | PLANNED | 30 | 1 | 30 | 3.6174e-05 | 1.2058e-06
| 2018/19 | 28/05/2019 | PLANNED | 3 | 1 | 3 | 3.6174e-06 | 1.2058e-06
| 2018/19 | 28/05/2019 | PLANNED | 16 | 2 | 8 | 1.9293e-05 | 2.4116e-06
| 2018/19 | 28/05/2019 | PLANNED | 94 | 2 | 47 | 0.00011335 | 2.4116e-06
| 2018/19 | 28/05/2019 | PLANNED | 26 | 2 | 13 | 3.1351e-05 | 2.4116e-06
| 2018/19 | 29/05/2019 | PLANNED | 180 | 6 | 30 | 0.00021704 | 7.2348e-06
| 2018/19 | 29/05/2019 | PLANNED | 1155 | 3 | 385 | 0.0013927 | 3.6174e-06
| 2018/19 | 29/05/2019 | PLANNED | 11915 | 53 | 224.8113 | 0.014367 | 6.3907e-05
| 2018/19 | 29/05/2019 | PLANNED | 18850 | 58 | 325 | 0.022729 | 6.9936e-05
| 2018/19 | 29/05/2019 | PLANNED | 256 | 1 | 256 | 0.00030868 | 1.2058e-06
| 2018/19 | 29/05/2019 | PLANNED | 5576 | 17 | 328 | 0.0067235 | 2.0499e-05
| 2018/19 | 29/05/2019 | PLANNED | 802 | 2 | 401 | 0.00096705 | 2.4116e-06
| 2018/19 | 29/05/2019 | PLANNED | 15400 | 44 | 350 | 0.018569 | 5.3055e-05
| 2018/19 | 29/05/2019 | PLANNED | 900 | 75 | 12 | 0.0010852 | 9.0435e-05
| 2018/19 | 29/05/2019 | PLANNED | 638 | 11 | 58 | 0.0007693 | 1.3264e-05
| 2018/19 | 29/05/2019 | PLANNED | 13512 | 37 | 365.1892 | 0.016293 | 4.4615e-05
| 2018/19 | 29/05/2019 | PLANNED | 22496 | 76 | 296 | 0.027126 | 9.1641e-05
| 2018/19 | 29/05/2019 | PLANNED | 25 | 1 | 25 | 3.0145e-05 | 1.2058e-06
| 2018/19 | 29/05/2019 | PLANNED | 1140 | 3 | 380 | 0.0013746 | 3.6174e-06
| 2018/19 | 29/05/2019 | PLANNED | 496 | 16 | 31 | 0.00059808 | 1.9293e-05
| 2018/19 | 29/05/2019 | PLANNED | 46 | 2 | 23 | 5.5467e-05 | 2.4116e-06
| 2018/19 | 29/05/2019 | PLANNED | 247 | 19 | 13 | 0.00029783 | 2.291e-05
| 2018/19 | 29/05/2019 | PLANNED | 141 | 3 | 47 | 0.00017002 | 3.6174e-06
| 2018/19 | 30/05/2019 | PLANNED | 24992 | 71 | 352 | 0.030135 | 8.5612e-05
| 2018/19 | 30/05/2019 | PLANNED | 14516 | 38 | 382 | 0.017503 | 4.582e-05
| 2018/19 | 30/05/2019 | PLANNED | 30150 | 67 | 450 | 0.036355 | 8.0789e-05
| 2018/19 | 30/05/2019 | PLANNED | 20069 | 61 | 329 | 0.024199 | 7.3554e-05
| 2018/19 | 30/05/2019 | PLANNED | 585 | 3 | 195 | 0.00070539 | 3.6174e-06
| 2018/19 | 30/05/2019 | PLANNED | 25256 | 77 | 328 | 0.030454 | 9.2847e-05
| 2018/19 | 30/05/2019 | PLANNED | 2803 | 22 | 127.4091 | 0.0033799 | 2.6528e-05
| 2018/19 | 30/05/2019 | PLANNED | 4886 | 14 | 349 | 0.0058915 | 1.6881e-05
| 2018/19 | 30/05/2019 | PLANNED | 75 | 1 | 75 | 9.0435e-05 | 1.2058e-06
| 2018/19 | 30/05/2019 | PLANNED | 143905 | 412 | 349.284 | 0.17352 | 0.00049679
| 2018/19 | 30/05/2019 | PLANNED | 540 | 9 | 60 | 0.00065113 | 1.0852e-05
| 2018/19 | 30/05/2019 | PLANNED | 473 | 1 | 473 | 0.00057034 | 1.2058e-06
| 2018/19 | 30/05/2019 | PLANNED | 434 | 62 | 7 | 0.00052332 | 7.476e-05
| 2018/19 | 30/05/2019 | PLANNED | 1968 | 24 | 82 | 0.002373 | 2.8939e-05
| 2018/19 | 30/05/2019 | PLANNED | 7 | 1 | 7 | 8.4406e-06 | 1.2058e-06
| 2018/19 | 30/05/2019 | PLANNED | 52 | 4 | 13 | 6.2702e-05 | 4.8232e-06
| 2018/19 | 30/05/2019 | PLANNED | 70 | 2 | 35 | 8.4406e-05 | 2.4116e-06
| 2018/19 | 30/05/2019 | PLANNED | 9768 | 37 | 264 | 0.011778 | 4.4615e-05
| 2018/19 | 30/05/2019 | PLANNED | 55 | 1 | 55 | 6.6319e-05 | 1.2058e-06
| 2018/19 | 30/05/2019 | PLANNED | 7 | 1 | 7 | 8.4406e-06 | 1.2058e-06
| 2018/19 | 30/05/2019 | PLANNED | 234 | 3 | 78 | 0.00028216 | 3.6174e-06
| 2018/19 | 30/05/2019 | PLANNED | 6 | 1 | 6 | 7.2348e-06 | 1.2058e-06
| 2018/19 | 30/05/2019 | PLANNED | 41 | 5 | 8.2 | 4.9438e-05 | 6.029e-06
| 2018/19 | 30/05/2019 | PLANNED | 38 | 2 | 19 | 4.582e-05 | 2.4116e-06
| 2018/19 | 30/05/2019 | PLANNED | 75 | 3 | 25 | 9.0435e-05 | 3.6174e-06
| 2018/19 | 30/05/2019 | PLANNED | 110 | 2 | 55 | 0.00013264 | 2.4116e-06
| 2018/19 | 30/05/2019 | PLANNED | 90 | 5 | 18 | 0.00010852 | 6.029e-06
| 2018/19 | 31/05/2019 | PLANNED | 240 | 1 | 240 | 0.00028939 | 1.2058e-06
| 2018/19 | 31/05/2019 | PLANNED | 1422 | 12 | 118.5 | 0.0017146 | 1.447e-05
| 2018/19 | 31/05/2019 | PLANNED | 49 | 1 | 49 | 5.9084e-05 | 1.2058e-06
| 2018/19 | 31/05/2019 | PLANNED | 3585 | 15 | 239 | 0.0043228 | 1.8087e-05
| 2018/19 | 31/05/2019 | PLANNED | 2000 | 17 | 117.6471 | 0.0024116 | 2.0499e-05
| 2018/19 | 31/05/2019 | PLANNED | 16450 | 50 | 329 | 0.019835 | 6.029e-05
| 2018/19 | 31/05/2019 | PLANNED | 7360 | 23 | 320 | 0.0088747 | 2.7733e-05
| 2018/19 | 31/05/2019 | PLANNED | 4560 | 114 | 40 | 0.0054984 | 0.00013746
| 2018/19 | 31/05/2019 | PLANNED | 2590 | 14 | 185 | 0.003123 | 1.6881e-05
| 2018/19 | 31/05/2019 | PLANNED | 225 | 5 | 45 | 0.0002713 | 6.029e-06
| 2018/19 | 31/05/2019 | PLANNED | 2348 | 223 | 10.5291 | 0.0028312 | 0.00026889
| 2018/19 | 31/05/2019 | PLANNED | 726 | 3 | 242 | 0.00087541 | 3.6174e-06
| 2018/19 | 31/05/2019 | PLANNED | 113100 | 650 | 174 | 0.13638 | 0.00078377
| 2018/19 | 31/05/2019 | PLANNED | 30 | 1 | 30 | 3.6174e-05 | 1.2058e-06
| 2018/19 | 31/05/2019 | PLANNED | 750 | 6 | 125 | 0.00090435 | 7.2348e-06
| 2018/19 | 31/05/2019 | PLANNED | 15640 | 92 | 170 | 0.018859 | 0.00011093
| 2018/19 | 31/05/2019 | PLANNED | 21 | 3 | 7 | 2.5322e-05 | 3.6174e-06
| 2018/19 | 31/05/2019 | PLANNED | 152 | 4 | 38 | 0.00018328 | 4.8232e-06
| 2018/19 | 31/05/2019 | PLANNED | 23 | 1 | 23 | 2.7733e-05 | 1.2058e-06
| 2018/19 | 31/05/2019 | PLANNED | 300 | 3 | 100 | 0.00036174 | 3.6174e-06
| 2018/19 | 31/05/2019 | PLANNED | 60492 | 426 | 142 | 0.072941 | 0.00051367
| 2018/19 | 31/05/2019 | PLANNED | 100 | 2 | 50 | 0.00012058 | 2.4116e-06
| 2018/19 | 31/05/2019 | PLANNED | 5 | 1 | 5 | 6.029e-06 | 1.2058e-06
| 2018/19 | 31/05/2019 | PLANNED | 525 | 75 | 7 | 0.00063304 | 9.0435e-05
| 2018/19 | 1/06/2019 | PLANNED | 31545 | 158 | 199.6519 | 0.038037 | 0.00019052
| 2018/19 | 1/06/2019 | PLANNED | 1455 | 3 | 485 | 0.0017544 | 3.6174e-06
| 2018/19 | 1/06/2019 | PLANNED | 148697 | 403 | 368.9752 | 0.1793 | 0.00048594
| 2018/19 | 2/06/2019 | PLANNED | 1102 | 19 | 58 | 0.0013288 | 2.291e-05
| 2018/19 | 2/06/2019 | PLANNED | 550 | 1 | 550 | 0.00066319 | 1.2058e-06
| 2018/19 | 2/06/2019 | PLANNED | 4408 | 24 | 183.6667 | 0.0053152 | 2.8939e-05
| 2018/19 | 2/06/2019 | PLANNED | 1902 | 8 | 237.75 | 0.0022934 | 9.6464e-06
| 2018/19 | 2/06/2019 | PLANNED | 14134 | 37 | 382 | 0.017043 | 4.4615e-05
| 2018/19 | 2/06/2019 | PLANNED | 3993 | 28 | 142.6071 | 0.0048148 | 3.3762e-05
| 2018/19 | 2/06/2019 | PLANNED | 367 | 1 | 367 | 0.00044253 | 1.2058e-06
| 2018/19 | 2/06/2019 | PLANNED | 29016 | 93 | 312 | 0.034987 | 0.00011214
| 2018/19 | 2/06/2019 | PLANNED | 51 | 1 | 51 | 6.1496e-05 | 1.2058e-06
| 2018/19 | 2/06/2019 | PLANNED | 2420 | 22 | 110 | 0.002918 | 2.6528e-05
| 2018/19 | 2/06/2019 | PLANNED | 80 | 2 | 40 | 9.6464e-05 | 2.4116e-06
| 2018/19 | 3/06/2019 | PLANNED | 1056 | 26 | 40.6154 | 0.0012733 | 3.1351e-05
| 2018/19 | 3/06/2019 | PLANNED | 300 | 5 | 60 | 0.00036174 | 6.029e-06
| 2018/19 | 3/06/2019 | PLANNED | 932 | 29 | 32.1379 | 0.0011238 | 3.4968e-05
| 2018/19 | 3/06/2019 | PLANNED | 4608 | 18 | 256 | 0.0055563 | 2.1704e-05
| 2018/19 | 3/06/2019 | PLANNED | 310 | 5 | 62 | 0.0003738 | 6.029e-06
| 2018/19 | 3/06/2019 | PLANNED | 212 | 13 | 16.3077 | 0.00025563 | 1.5675e-05
| 2018/19 | 3/06/2019 | PLANNED | 5760 | 20 | 288 | 0.0069454 | 2.4116e-05
| 2018/19 | 3/06/2019 | PLANNED | 398 | 1 | 398 | 0.00047991 | 1.2058e-06
| 2018/19 | 3/06/2019 | PLANNED | 261 | 3 | 87 | 0.00031471 | 3.6174e-06
| 2018/19 | 3/06/2019 | PLANNED | 464 | 2 | 232 | 0.00055949 | 2.4116e-06
| 2018/19 | 3/06/2019 | PLANNED | 1050 | 7 | 150 | 0.0012661 | 8.4406e-06
| 2018/19 | 3/06/2019 | PLANNED | 1336 | 4 | 334 | 0.0016109 | 4.8232e-06
| 2018/19 | 3/06/2019 | PLANNED | 500 | 2 | 250 | 0.0006029 | 2.4116e-06
| 2018/19 | 3/06/2019 | PLANNED | 90 | 9 | 10 | 0.00010852 | 1.0852e-05
| 2018/19 | 3/06/2019 | PLANNED | 6561 | 27 | 243 | 0.0079113 | 3.2557e-05
| 2018/19 | 3/06/2019 | PLANNED | 52900 | 200 | 264.5 | 0.063787 | 0.00024116
| 2018/19 | 3/06/2019 | PLANNED | 441 | 3 | 147 | 0.00053176 | 3.6174e-06
| 2018/19 | 3/06/2019 | PLANNED | 102 | 6 | 17 | 0.00012299 | 7.2348e-06
| 2018/19 | 3/06/2019 | PLANNED | 210 | 21 | 10 | 0.00025322 | 2.5322e-05
| 2018/19 | 3/06/2019 | PLANNED | 3 | 1 | 3 | 3.6174e-06 | 1.2058e-06
| 2018/19 | 3/06/2019 | PLANNED | 620 | 4 | 155 | 0.0007476 | 4.8232e-06
| 2018/19 | 3/06/2019 | PLANNED | 136 | 23 | 5.913 | 0.00016399 | 2.7733e-05
| 2018/19 | 3/06/2019 | PLANNED | 1208 | 8 | 151 | 0.0014566 | 9.6464e-06
| 2018/19 | 3/06/2019 | PLANNED | 3 | 1 | 3 | 3.6174e-06 | 1.2058e-06
| 2018/19 | 3/06/2019 | PLANNED | 10 | 1 | 10 | 1.2058e-05 | 1.2058e-06
| 2018/19 | 3/06/2019 | PLANNED | 37 | 1 | 37 | 4.4615e-05 | 1.2058e-06
| 2018/19 | 3/06/2019 | PLANNED | 25 | 2 | 12.5 | 3.0145e-05 | 2.4116e-06
| 2018/19 | 3/06/2019 | PLANNED | 10 | 1 | 10 | 1.2058e-05 | 1.2058e-06
| 2018/19 | 3/06/2019 | PLANNED | 4876 | 46 | 106 | 0.0058795 | 5.5467e-05
| 2018/19 | 3/06/2019 | PLANNED | 80 | 2 | 40 | 9.6464e-05 | 2.4116e-06
| 2018/19 | 3/06/2019 | PLANNED | 18 | 1 | 18 | 2.1704e-05 | 1.2058e-06
| 2018/19 | 3/06/2019 | PLANNED | 40 | 2 | 20 | 4.8232e-05 | 2.4116e-06
| 2018/19 | 3/06/2019 | PLANNED | 58 | 2 | 29 | 6.9936e-05 | 2.4116e-06
| 2018/19 | 3/06/2019 | PLANNED | 10 | 1 | 10 | 1.2058e-05 | 1.2058e-06
| 2018/19 | 3/06/2019 | PLANNED | 8320 | 104 | 80 | 0.010032 | 0.0001254
| 2018/19 | 4/06/2019 | PLANNED | 5723 | 59 | 97 | 0.0069008 | 7.1142e-05
| 2018/19 | 4/06/2019 | PLANNED | 7412 | 24 | 308.8333 | 0.0089374 | 2.8939e-05
| 2018/19 | 4/06/2019 | PLANNED | 5654 | 14 | 403.8571 | 0.0068176 | 1.6881e-05
| 2018/19 | 4/06/2019 | PLANNED | 3312 | 23 | 144 | 0.0039936 | 2.7733e-05
| 2018/19 | 4/06/2019 | PLANNED | 9653 | 74 | 130.4459 | 0.01164 | 8.9229e-05
| 2018/19 | 4/06/2019 | PLANNED | 27470 | 82 | 335 | 0.033123 | 9.8876e-05
| 2018/19 | 4/06/2019 | PLANNED | 84 | 4 | 21 | 0.00010129 | 4.8232e-06
| 2018/19 | 4/06/2019 | PLANNED | 3260 | 32 | 101.875 | 0.0039309 | 3.8586e-05
| 2018/19 | 4/06/2019 | PLANNED | 60 | 2 | 30 | 7.2348e-05 | 2.4116e-06
| 2018/19 | 4/06/2019 | PLANNED | 57 | 3 | 19 | 6.8731e-05 | 3.6174e-06
| 2018/19 | 4/06/2019 | PLANNED | 320 | 2 | 160 | 0.00038586 | 2.4116e-06
| 2018/19 | 4/06/2019 | PLANNED | 1400 | 56 | 25 | 0.0016881 | 6.7525e-05
| 2018/19 | 4/06/2019 | PLANNED | 8553 | 37 | 231.1622 | 0.010313 | 4.4615e-05
| 2018/19 | 4/06/2019 | PLANNED | 24838 | 82 | 302.9024 | 0.02995 | 9.8876e-05
| 2018/19 | 4/06/2019 | PLANNED | 156 | 3 | 52 | 0.0001881 | 3.6174e-06
| 2018/19 | 4/06/2019 | PLANNED | 150396 | 453 | 332 | 0.18135 | 0.00054623
| 2018/19 | 4/06/2019 | PLANNED | 646 | 2 | 323 | 0.00077895 | 2.4116e-06
| 2018/19 | 4/06/2019 | PLANNED | 215 | 1 | 215 | 0.00025925 | 1.2058e-06
| 2018/19 | 4/06/2019 | PLANNED | 293 | 11 | 26.6364 | 0.0003533 | 1.3264e-05
| 2018/19 | 4/06/2019 | PLANNED | 78 | 3 | 26 | 9.4052e-05 | 3.6174e-06
| 2018/19 | 4/06/2019 | PLANNED | 42 | 1 | 42 | 5.0644e-05 | 1.2058e-06
| 2018/19 | 4/06/2019 | PLANNED | 861 | 41 | 21 | 0.0010382 | 4.9438e-05
| 2018/19 | 4/06/2019 | PLANNED | 70 | 2 | 35 | 8.4406e-05 | 2.4116e-06
| 2018/19 | 4/06/2019 | PLANNED | 286 | 13 | 22 | 0.00034486 | 1.5675e-05
| 2018/19 | 4/06/2019 | PLANNED | 190 | 5 | 38 | 0.0002291 | 6.029e-06
| 2018/19 | 5/06/2019 | PLANNED | 41830 | 110 | 380.2727 | 0.050439 | 0.00013264
| 2018/19 | 5/06/2019 | PLANNED | 9045 | 27 | 335 | 0.010906 | 3.2557e-05
| 2018/19 | 5/06/2019 | PLANNED | 57400 | 164 | 350 | 0.069213 | 0.00019775
| 2018/19 | 5/06/2019 | PLANNED | 24480 | 68 | 360 | 0.029518 | 8.1994e-05
| 2018/19 | 5/06/2019 | PLANNED | 2408 | 28 | 86 | 0.0029036 | 3.3762e-05
| 2018/19 | 5/06/2019 | PLANNED | 7250 | 25 | 290 | 0.008742 | 3.0145e-05
| 2018/19 | 5/06/2019 | PLANNED | 59117 | 141 | 419.2695 | 0.071283 | 0.00017002
| 2018/19 | 5/06/2019 | PLANNED | 10304 | 28 | 368 | 0.012425 | 3.3762e-05
| 2018/19 | 5/06/2019 | PLANNED | 388 | 4 | 97 | 0.00046785 | 4.8232e-06
| 2018/19 | 5/06/2019 | PLANNED | 28505 | 75 | 380.0667 | 0.034371 | 9.0435e-05
| 2018/19 | 5/06/2019 | PLANNED | 7920 | 22 | 360 | 0.0095499 | 2.6528e-05
| 2018/19 | 5/06/2019 | PLANNED | 38232 | 108 | 354 | 0.0461 | 0.00013023
| 2018/19 | 5/06/2019 | PLANNED | 116140 | 540 | 215.0741 | 0.14004 | 0.00065113
| 2018/19 | 5/06/2019 | PLANNED | 3876 | 19 | 204 | 0.0046737 | 2.291e-05
| 2018/19 | 5/06/2019 | PLANNED | 4788 | 18 | 266 | 0.0057734 | 2.1704e-05
| 2018/19 | 5/06/2019 | PLANNED | 2520 | 24 | 105 | 0.0030386 | 2.8939e-05
| 2018/19 | 5/06/2019 | PLANNED | 416 | 8 | 52 | 0.00050161 | 9.6464e-06
| 2018/19 | 6/06/2019 | PLANNED | 97504 | 1193 | 81.7301 | 0.11757 | 0.0014385
| 2018/19 | 6/06/2019 | PLANNED | 4620 | 21 | 220 | 0.0055708 | 2.5322e-05
| 2018/19 | 6/06/2019 | PLANNED | 27 | 1 | 27 | 3.2557e-05 | 1.2058e-06
| 2018/19 | 6/06/2019 | PLANNED | 115246 | 298 | 386.7315 | 0.13896 | 0.00035933
| 2018/19 | 6/06/2019 | PLANNED | 26814 | 82 | 327 | 0.032332 | 9.8876e-05
| 2018/19 | 6/06/2019 | PLANNED | 3760 | 16 | 235 | 0.0045338 | 1.9293e-05
| 2018/19 | 6/06/2019 | PLANNED | 7625 | 25 | 305 | 0.0091942 | 3.0145e-05
| 2018/19 | 6/06/2019 | PLANNED | 104 | 2 | 52 | 0.0001254 | 2.4116e-06
| 2018/19 | 6/06/2019 | PLANNED | 5280 | 22 | 240 | 0.0063666 | 2.6528e-05
| 2018/19 | 6/06/2019 | PLANNED | 38530 | 305 | 126.3279 | 0.046459 | 0.00036777
| 2018/19 | 6/06/2019 | PLANNED | 270 | 1 | 270 | 0.00032557 | 1.2058e-06
| 2018/19 | 6/06/2019 | PLANNED | 72 | 4 | 18 | 8.6818e-05 | 4.8232e-06
| 2018/19 | 6/06/2019 | PLANNED | 4650 | 25 | 186 | 0.005607 | 3.0145e-05
| 2018/19 | 6/06/2019 | PLANNED | 43 | 1 | 43 | 5.1849e-05 | 1.2058e-06
| 2018/19 | 6/06/2019 | PLANNED | 6579 | 17 | 387 | 0.007933 | 2.0499e-05
| 2018/19 | 6/06/2019 | PLANNED | 58310 | 173 | 337.052 | 0.07031 | 0.0002086
| 2018/19 | 6/06/2019 | PLANNED | 290 | 1 | 290 | 0.00034968 | 1.2058e-06
| 2018/19 | 6/06/2019 | PLANNED | 9800 | 49 | 200 | 0.011817 | 5.9084e-05
| 2018/19 | 6/06/2019 | PLANNED | 115 | 23 | 5 | 0.00013867 | 2.7733e-05
| 2018/19 | 6/06/2019 | PLANNED | 900 | 5 | 180 | 0.0010852 | 6.029e-06
| 2018/19 | 6/06/2019 | PLANNED | 180 | 3 | 60 | 0.00021704 | 3.6174e-06
| 2018/19 | 6/06/2019 | PLANNED | 76 | 2 | 38 | 9.1641e-05 | 2.4116e-06
| 2018/19 | 6/06/2019 | PLANNED | 75 | 3 | 25 | 9.0435e-05 | 3.6174e-06
| 2018/19 | 6/06/2019 | PLANNED | 1516 | 11 | 137.8182 | 0.001828 | 1.3264e-05
| 2018/19 | 6/06/2019 | PLANNED | 70 | 2 | 35 | 8.4406e-05 | 2.4116e-06
| 2018/19 | 6/06/2019 | PLANNED | 170 | 17 | 10 | 0.00020499 | 2.0499e-05
| 2018/19 | 6/06/2019 | PLANNED | 20 | 2 | 10 | 2.4116e-05 | 2.4116e-06
| 2018/19 | 6/06/2019 | PLANNED | 44 | 2 | 22 | 5.3055e-05 | 2.4116e-06
| 2018/19 | 6/06/2019 | PLANNED | 60 | 2 | 30 | 7.2348e-05 | 2.4116e-06
| 2018/19 | 6/06/2019 | PLANNED | 110 | 2 | 55 | 0.00013264 | 2.4116e-06
| 2018/19 | 6/06/2019 | PLANNED | 135 | 1 | 135 | 0.00016278 | 1.2058e-06
| 2018/19 | 6/06/2019 | PLANNED | 36 | 2 | 18 | 4.3409e-05 | 2.4116e-06
| 2018/19 | 6/06/2019 | PLANNED | 99 | 3 | 33 | 0.00011937 | 3.6174e-06
| 2018/19 | 6/06/2019 | PLANNED | 62 | 1 | 62 | 7.476e-05 | 1.2058e-06
| 2018/19 | 6/06/2019 | PLANNED | 30 | 1 | 30 | 3.6174e-05 | 1.2058e-06
| 2018/19 | 6/06/2019 | PLANNED | 5 | 1 | 5 | 6.029e-06 | 1.2058e-06
| 2018/19 | 6/06/2019 | PLANNED | 14 | 2 | 7 | 1.6881e-05 | 2.4116e-06
| 2018/19 | 7/06/2019 | PLANNED | 1016 | 8 | 127 | 0.0012251 | 9.6464e-06
| 2018/19 | 7/06/2019 | PLANNED | 112 | 4 | 28 | 0.00013505 | 4.8232e-06
| 2018/19 | 7/06/2019 | PLANNED | 25415 | 65 | 391 | 0.030645 | 7.8377e-05
| 2018/19 | 7/06/2019 | PLANNED | 7296 | 21 | 347.4286 | 0.0087975 | 2.5322e-05
| 2018/19 | 7/06/2019 | PLANNED | 1170 | 13 | 90 | 0.0014108 | 1.5675e-05
| 2018/19 | 7/06/2019 | PLANNED | 2172 | 8 | 271.5 | 0.002619 | 9.6464e-06
| 2018/19 | 7/06/2019 | PLANNED | 8750 | 25 | 350 | 0.010551 | 3.0145e-05
| 2018/19 | 7/06/2019 | PLANNED | 90 | 1 | 90 | 0.00010852 | 1.2058e-06
| 2018/19 | 7/06/2019 | PLANNED | 4240 | 20 | 212 | 0.0051126 | 2.4116e-05
| 2018/19 | 7/06/2019 | PLANNED | 454 | 2 | 227 | 0.00054743 | 2.4116e-06
| 2018/19 | 7/06/2019 | PLANNED | 15334 | 82 | 187 | 0.01849 | 9.8876e-05
| 2018/19 | 7/06/2019 | PLANNED | 209 | 11 | 19 | 0.00025201 | 1.3264e-05
| 2018/19 | 7/06/2019 | PLANNED | 16591 | 47 | 353 | 0.020005 | 5.6673e-05
| 2018/19 | 7/06/2019 | PLANNED | 1 | 1 | 1 | 1.2058e-06 | 1.2058e-06
| 2018/19 | 7/06/2019 | PLANNED | 15275 | 47 | 325 | 0.018419 | 5.6673e-05
| 2018/19 | 7/06/2019 | PLANNED | 18920 | 172 | 110 | 0.022814 | 0.0002074
| 2018/19 | 7/06/2019 | PLANNED | 13 | 1 | 13 | 1.5675e-05 | 1.2058e-06
| 2018/19 | 7/06/2019 | PLANNED | 10857 | 47 | 231 | 0.013091 | 5.6673e-05
| 2018/19 | 7/06/2019 | PLANNED | 10168 | 31 | 328 | 0.012261 | 3.738e-05
| 2018/19 | 7/06/2019 | PLANNED | 19 | 1 | 19 | 2.291e-05 | 1.2058e-06
| 2018/19 | 7/06/2019 | PLANNED | 162 | 2 | 81 | 0.00019534 | 2.4116e-06
| 2018/19 | 7/06/2019 | PLANNED | 50 | 2 | 25 | 6.029e-05 | 2.4116e-06
| 2018/19 | 7/06/2019 | PLANNED | 1932 | 69 | 28 | 0.0023296 | 8.32e-05
| 2018/19 | 7/06/2019 | PLANNED | 60 | 2 | 30 | 7.2348e-05 | 2.4116e-06
| 2018/19 | 7/06/2019 | PLANNED | 152 | 2 | 76 | 0.00018328 | 2.4116e-06
| 2018/19 | 7/06/2019 | PLANNED | 36 | 2 | 18 | 4.3409e-05 | 2.4116e-06
| 2018/19 | 7/06/2019 | PLANNED | 72 | 3 | 24 | 8.6818e-05 | 3.6174e-06
| 2018/19 | 7/06/2019 | PLANNED | 96 | 6 | 16 | 0.00011576 | 7.2348e-06
| 2018/19 | 7/06/2019 | PLANNED | 8 | 1 | 8 | 9.6464e-06 | 1.2058e-06
| 2018/19 | 9/06/2019 | PLANNED | 2295 | 51 | 45 | 0.0027673 | 6.1496e-05
| 2018/19 | 9/06/2019 | PLANNED | 624 | 8 | 78 | 0.00075242 | 9.6464e-06
| 2018/19 | 11/06/2019 | PLANNED | 3320 | 10 | 332 | 0.0040033 | 1.2058e-05
| 2018/19 | 11/06/2019 | PLANNED | 12222 | 43 | 284.2326 | 0.014737 | 5.1849e-05
| 2018/19 | 11/06/2019 | PLANNED | 19140 | 55 | 348 | 0.023079 | 6.6319e-05
| 2018/19 | 11/06/2019 | PLANNED | 325 | 5 | 65 | 0.00039188 | 6.029e-06
| 2018/19 | 11/06/2019 | PLANNED | 24 | 3 | 8 | 2.8939e-05 | 3.6174e-06
| 2018/19 | 11/06/2019 | PLANNED | 2304 | 18 | 128 | 0.0027782 | 2.1704e-05
| 2018/19 | 11/06/2019 | PLANNED | 90 | 2 | 45 | 0.00010852 | 2.4116e-06
| 2018/19 | 11/06/2019 | PLANNED | 1722 | 1 | 1722 | 0.0020764 | 1.2058e-06
| 2018/19 | 11/06/2019 | PLANNED | 35 | 1 | 35 | 4.2203e-05 | 1.2058e-06
| 2018/19 | 11/06/2019 | PLANNED | 23 | 1 | 23 | 2.7733e-05 | 1.2058e-06
| 2018/19 | 11/06/2019 | PLANNED | 2998 | 23 | 130.3478 | 0.003615 | 2.7733e-05
| 2018/19 | 11/06/2019 | PLANNED | 10 | 2 | 5 | 1.2058e-05 | 2.4116e-06
| 2018/19 | 12/06/2019 | PLANNED | 30685 | 361 | 85 | 0.037 | 0.00043529
| 2018/19 | 12/06/2019 | PLANNED | 360 | 4 | 90 | 0.00043409 | 4.8232e-06
| 2018/19 | 12/06/2019 | PLANNED | 48 | 8 | 6 | 5.7878e-05 | 9.6464e-06
| 2018/19 | 12/06/2019 | PLANNED | 15035 | 97 | 155 | 0.018129 | 0.00011696
| 2018/19 | 12/06/2019 | PLANNED | 720 | 9 | 80 | 0.00086818 | 1.0852e-05
| 2018/19 | 12/06/2019 | PLANNED | 1960 | 49 | 40 | 0.0023634 | 5.9084e-05
| 2018/19 | 12/06/2019 | PLANNED | 888 | 24 | 37 | 0.0010708 | 2.8939e-05
| 2018/19 | 12/06/2019 | PLANNED | 36 | 6 | 6 | 4.3409e-05 | 7.2348e-06
| 2018/19 | 12/06/2019 | PLANNED | 280 | 8 | 35 | 0.00033762 | 9.6464e-06
| 2018/19 | 12/06/2019 | PLANNED | 15 | 3 | 5 | 1.8087e-05 | 3.6174e-06
| 2018/19 | 13/06/2019 | PLANNED | 84871 | 1193 | 71.1408 | 0.10234 | 0.0014385
| 2018/19 | 13/06/2019 | PLANNED | 301 | 1 | 301 | 0.00036295 | 1.2058e-06
| 2018/19 | 13/06/2019 | PLANNED | 354 | 3 | 118 | 0.00042685 | 3.6174e-06
| 2018/19 | 13/06/2019 | PLANNED | 17280 | 48 | 360 | 0.020836 | 5.7878e-05
| 2018/19 | 13/06/2019 | PLANNED | 1640 | 8 | 205 | 0.0019775 | 9.6464e-06
| 2018/19 | 13/06/2019 | PLANNED | 6498 | 37 | 175.6216 | 0.0078353 | 4.4615e-05
| 2018/19 | 13/06/2019 | PLANNED | 99 | 9 | 11 | 0.00011937 | 1.0852e-05
| 2018/19 | 13/06/2019 | PLANNED | 240 | 6 | 40 | 0.00028939 | 7.2348e-06
| 2018/19 | 13/06/2019 | PLANNED | 4015 | 12 | 334.5833 | 0.0048413 | 1.447e-05
| 2018/19 | 13/06/2019 | PLANNED | 312 | 2 | 156 | 0.00037621 | 2.4116e-06
| 2018/19 | 13/06/2019 | PLANNED | 12464 | 38 | 328 | 0.015029 | 4.582e-05
| 2018/19 | 13/06/2019 | PLANNED | 1110 | 74 | 15 | 0.0013384 | 8.9229e-05
| 2018/19 | 13/06/2019 | PLANNED | 20 | 4 | 5 | 2.4116e-05 | 4.8232e-06
| 2018/19 | 13/06/2019 | PLANNED | 7140 | 21 | 340 | 0.0086094 | 2.5322e-05
| 2018/19 | 13/06/2019 | PLANNED | 4185 | 15 | 279 | 0.0050463 | 1.8087e-05
| 2018/19 | 13/06/2019 | PLANNED | 100 | 2 | 50 | 0.00012058 | 2.4116e-06
| 2018/19 | 13/06/2019 | PLANNED | 110 | 2 | 55 | 0.00013264 | 2.4116e-06
| 2018/19 | 13/06/2019 | PLANNED | 194 | 2 | 97 | 0.00023393 | 2.4116e-06
| 2018/19 | 13/06/2019 | PLANNED | 112 | 14 | 8 | 0.00013505 | 1.6881e-05
| 2018/19 | 13/06/2019 | PLANNED | 120 | 2 | 60 | 0.0001447 | 2.4116e-06
| 2018/19 | 14/06/2019 | PLANNED | 286 | 26 | 11 | 0.00034486 | 3.1351e-05
| 2018/19 | 14/06/2019 | PLANNED | 20740 | 68 | 305 | 0.025008 | 8.1994e-05
| 2018/19 | 14/06/2019 | PLANNED | 164 | 1 | 164 | 0.00019775 | 1.2058e-06
| 2018/19 | 14/06/2019 | PLANNED | 440 | 55 | 8 | 0.00053055 | 6.6319e-05
| 2018/19 | 14/06/2019 | PLANNED | 72 | 8 | 9 | 8.6818e-05 | 9.6464e-06
| 2018/19 | 14/06/2019 | PLANNED | 910 | 7 | 130 | 0.0010973 | 8.4406e-06
| 2018/19 | 14/06/2019 | PLANNED | 1407 | 201 | 7 | 0.0016966 | 0.00024237
| 2018/19 | 14/06/2019 | PLANNED | 4454 | 34 | 131 | 0.0053706 | 4.0997e-05
| 2018/19 | 14/06/2019 | PLANNED | 10 | 2 | 5 | 1.2058e-05 | 2.4116e-06
| 2018/19 | 14/06/2019 | PLANNED | 423 | 3 | 141 | 0.00051005 | 3.6174e-06
| 2018/19 | 14/06/2019 | PLANNED | 3348 | 27 | 124 | 0.004037 | 3.2557e-05
| 2018/19 | 14/06/2019 | PLANNED | 1625 | 13 | 125 | 0.0019594 | 1.5675e-05
| 2018/19 | 14/06/2019 | PLANNED | 9310 | 35 | 266 | 0.011226 | 4.2203e-05
| 2018/19 | 14/06/2019 | PLANNED | 11340 | 81 | 140 | 0.013674 | 9.767e-05
| 2018/19 | 14/06/2019 | PLANNED | 420 | 35 | 12 | 0.00050644 | 4.2203e-05
| 2018/19 | 14/06/2019 | PLANNED | 24 | 3 | 8 | 2.8939e-05 | 3.6174e-06
| 2018/19 | 14/06/2019 | PLANNED | 2075 | 46 | 45.1087 | 0.002502 | 5.5467e-05
| 2018/19 | 14/06/2019 | PLANNED | 40 | 2 | 20 | 4.8232e-05 | 2.4116e-06
| 2018/19 | 14/06/2019 | PLANNED | 102 | 2 | 51 | 0.00012299 | 2.4116e-06
| 2018/19 | 14/06/2019 | PLANNED | 140 | 14 | 10 | 0.00016881 | 1.6881e-05
| 2018/19 | 14/06/2019 | PLANNED | 45 | 1 | 45 | 5.4261e-05 | 1.2058e-06
| 2018/19 | 15/06/2019 | PLANNED | 72 | 9 | 8 | 8.6818e-05 | 1.0852e-05
| 2018/19 | 15/06/2019 | PLANNED | 312 | 1 | 312 | 0.00037621 | 1.2058e-06
| 2018/19 | 15/06/2019 | PLANNED | 1161 | 9 | 129 | 0.0013999 | 1.0852e-05
| 2018/19 | 15/06/2019 | PLANNED | 24 | 1 | 24 | 2.8939e-05 | 1.2058e-06
| 2018/19 | 16/06/2019 | PLANNED | 575 | 5 | 115 | 0.00069333 | 6.029e-06
| 2018/19 | 16/06/2019 | PLANNED | 16956 | 36 | 471 | 0.020446 | 4.3409e-05
| 2018/19 | 16/06/2019 | PLANNED | 9988 | 22 | 454 | 0.012044 | 2.6528e-05
| 2018/19 | 16/06/2019 | PLANNED | 1035 | 3 | 345 | 0.001248 | 3.6174e-06
| 2018/19 | 16/06/2019 | PLANNED | 216200 | 575 | 376 | 0.26069 | 0.00069333
| 2018/19 | 16/06/2019 | PLANNED | 7000 | 20 | 350 | 0.0084406 | 2.4116e-05
| 2018/19 | 16/06/2019 | PLANNED | 16889 | 55 | 307.0727 | 0.020365 | 6.6319e-05
| 2018/19 | 16/06/2019 | PLANNED | 165 | 3 | 55 | 0.00019896 | 3.6174e-06
| 2018/19 | 16/06/2019 | PLANNED | 73836 | 273 | 270.4615 | 0.089031 | 0.00032918
| 2018/19 | 16/06/2019 | PLANNED | 7068 | 38 | 186 | 0.0085226 | 4.582e-05
| 2018/19 | 16/06/2019 | PLANNED | 6464 | 16 | 404 | 0.0077943 | 1.9293e-05
| 2018/19 | 16/06/2019 | PLANNED | 5 | 1 | 5 | 6.029e-06 | 1.2058e-06
| 2018/19 | 16/06/2019 | PLANNED | 5 | 1 | 5 | 6.029e-06 | 1.2058e-06
| 2018/19 | 16/06/2019 | PLANNED | 9000 | 72 | 125 | 0.010852 | 8.6818e-05
| 2018/19 | 17/06/2019 | PLANNED | 3936 | 11 | 357.8182 | 0.004746 | 1.3264e-05
| 2018/19 | 17/06/2019 | PLANNED | 1254 | 2 | 627 | 0.0015121 | 2.4116e-06
| 2018/19 | 17/06/2019 | PLANNED | 19209 | 57 | 337 | 0.023162 | 6.8731e-05
| 2018/19 | 17/06/2019 | PLANNED | 371149 | 1884 | 197.0005 | 0.44753 | 0.0022717
| 2018/19 | 17/06/2019 | PLANNED | 5720 | 20 | 286 | 0.0068972 | 2.4116e-05
| 2018/19 | 17/06/2019 | PLANNED | 288 | 3 | 96 | 0.00034727 | 3.6174e-06
| 2018/19 | 17/06/2019 | PLANNED | 2465 | 17 | 145 | 0.0029723 | 2.0499e-05
| 2018/19 | 17/06/2019 | PLANNED | 78 | 13 | 6 | 9.4052e-05 | 1.5675e-05
| 2018/19 | 17/06/2019 | PLANNED | 1932 | 12 | 161 | 0.0023296 | 1.447e-05
| 2018/19 | 17/06/2019 | PLANNED | 13980 | 60 | 233 | 0.016857 | 7.2348e-05
| 2018/19 | 17/06/2019 | PLANNED | 38 | 2 | 19 | 4.582e-05 | 2.4116e-06
| 2018/19 | 17/06/2019 | PLANNED | 45 | 3 | 15 | 5.4261e-05 | 3.6174e-06
| 2018/19 | 17/06/2019 | PLANNED | 9 | 1 | 9 | 1.0852e-05 | 1.2058e-06
| 2018/19 | 17/06/2019 | PLANNED | 7544 | 46 | 164 | 0.0090966 | 5.5467e-05
| 2018/19 | 18/06/2019 | PLANNED | 102 | 17 | 6 | 0.00012299 | 2.0499e-05
| 2018/19 | 18/06/2019 | PLANNED | 50 | 1 | 50 | 6.029e-05 | 1.2058e-06
| 2018/19 | 18/06/2019 | PLANNED | 4274 | 16 | 267.125 | 0.0051536 | 1.9293e-05
| 2018/19 | 18/06/2019 | PLANNED | 1995 | 7 | 285 | 0.0024056 | 8.4406e-06
| 2018/19 | 18/06/2019 | PLANNED | 24016 | 79 | 304 | 0.028958 | 9.5258e-05
| 2018/19 | 18/06/2019 | PLANNED | 10614 | 174 | 61 | 0.012798 | 0.00020981
| 2018/19 | 18/06/2019 | PLANNED | 24 | 6 | 4 | 2.8939e-05 | 7.2348e-06
| 2018/19 | 18/06/2019 | PLANNED | 5200 | 20 | 260 | 0.0062702 | 2.4116e-05
| 2018/19 | 18/06/2019 | PLANNED | 69 | 3 | 23 | 8.32e-05 | 3.6174e-06
| 2018/19 | 18/06/2019 | PLANNED | 371 | 2 | 185.5 | 0.00044735 | 2.4116e-06
| 2018/19 | 18/06/2019 | PLANNED | 66051 | 179 | 369 | 0.079644 | 0.00021584
| 2018/19 | 18/06/2019 | PLANNED | 9936 | 27 | 368 | 0.011981 | 3.2557e-05
| 2018/19 | 18/06/2019 | PLANNED | 5434 | 22 | 247 | 0.0065523 | 2.6528e-05
| 2018/19 | 18/06/2019 | PLANNED | 7055 | 17 | 415 | 0.0085069 | 2.0499e-05
| 2018/19 | 18/06/2019 | PLANNED | 2 | 1 | 2 | 2.4116e-06 | 1.2058e-06
| 2018/19 | 18/06/2019 | PLANNED | 12767 | 69 | 185.029 | 0.015394 | 8.32e-05
| 2018/19 | 18/06/2019 | PLANNED | 17168 | 58 | 296 | 0.020701 | 6.9936e-05
| 2018/19 | 18/06/2019 | PLANNED | 846 | 3 | 282 | 0.0010201 | 3.6174e-06
| 2018/19 | 18/06/2019 | PLANNED | 1668 | 6 | 278 | 0.0020113 | 7.2348e-06
| 2018/19 | 18/06/2019 | PLANNED | 10 | 1 | 10 | 1.2058e-05 | 1.2058e-06
| 2018/19 | 18/06/2019 | PLANNED | 250 | 5 | 50 | 0.00030145 | 6.029e-06
| 2018/19 | 18/06/2019 | PLANNED | 16365 | 46 | 355.7609 | 0.019733 | 5.5467e-05
| 2018/19 | 18/06/2019 | PLANNED | 7 | 1 | 7 | 8.4406e-06 | 1.2058e-06
| 2018/19 | 18/06/2019 | PLANNED | 15 | 1 | 15 | 1.8087e-05 | 1.2058e-06
| 2018/19 | 18/06/2019 | PLANNED | 6 | 2 | 3 | 7.2348e-06 | 2.4116e-06
| 2018/19 | 18/06/2019 | PLANNED | 42 | 1 | 42 | 5.0644e-05 | 1.2058e-06
| 2018/19 | 18/06/2019 | PLANNED | 29 | 1 | 29 | 3.4968e-05 | 1.2058e-06
| 2018/19 | 18/06/2019 | PLANNED | 2189 | 11 | 199 | 0.0026395 | 1.3264e-05
| 2018/19 | 18/06/2019 | PLANNED | 7 | 1 | 7 | 8.4406e-06 | 1.2058e-06
| 2018/19 | 18/06/2019 | PLANNED | 7 | 1 | 7 | 8.4406e-06 | 1.2058e-06
| 2018/19 | 18/06/2019 | PLANNED | 52 | 2 | 26 | 6.2702e-05 | 2.4116e-06
| 2018/19 | 18/06/2019 | PLANNED | 72 | 2 | 36 | 8.6818e-05 | 2.4116e-06
| 2018/19 | 18/06/2019 | PLANNED | 11 | 1 | 11 | 1.3264e-05 | 1.2058e-06
| 2018/19 | 19/06/2019 | PLANNED | 1335 | 3 | 445 | 0.0016097 | 3.6174e-06
| 2018/19 | 19/06/2019 | PLANNED | 28160 | 72 | 391.1111 | 0.033955 | 8.6818e-05
| 2018/19 | 19/06/2019 | PLANNED | 14256 | 33 | 432 | 0.01719 | 3.9791e-05
| 2018/19 | 19/06/2019 | PLANNED | 3216 | 24 | 134 | 0.0038779 | 2.8939e-05
| 2018/19 | 19/06/2019 | PLANNED | 6468 | 33 | 196 | 0.0077991 | 3.9791e-05
| 2018/19 | 19/06/2019 | PLANNED | 3980 | 10 | 398 | 0.0047991 | 1.2058e-05
| 2018/19 | 19/06/2019 | PLANNED | 1638 | 42 | 39 | 0.0019751 | 5.0644e-05
| 2018/19 | 19/06/2019 | PLANNED | 470 | 2 | 235 | 0.00056673 | 2.4116e-06
| 2018/19 | 19/06/2019 | PLANNED | 780 | 5 | 156 | 0.00094052 | 6.029e-06
| 2018/19 | 19/06/2019 | PLANNED | 16 | 2 | 8 | 1.9293e-05 | 2.4116e-06
| 2018/19 | 19/06/2019 | PLANNED | 346 | 2 | 173 | 0.00041721 | 2.4116e-06
| 2018/19 | 19/06/2019 | PLANNED | 1330 | 35 | 38 | 0.0016037 | 4.2203e-05
| 2018/19 | 19/06/2019 | PLANNED | 7101 | 27 | 263 | 0.0085624 | 3.2557e-05
| 2018/19 | 19/06/2019 | PLANNED | 315 | 3 | 105 | 0.00037983 | 3.6174e-06
| 2018/19 | 19/06/2019 | PLANNED | 74 | 1 | 74 | 8.9229e-05 | 1.2058e-06
| 2018/19 | 19/06/2019 | PLANNED | 13 | 1 | 13 | 1.5675e-05 | 1.2058e-06
| 2018/19 | 19/06/2019 | PLANNED | 2514 | 67 | 37.5224 | 0.0030314 | 8.0789e-05
| 2018/19 | 19/06/2019 | PLANNED | 130 | 1 | 130 | 0.00015675 | 1.2058e-06
| 2018/19 | 19/06/2019 | PLANNED | 31 | 1 | 31 | 3.738e-05 | 1.2058e-06
| 2018/19 | 19/06/2019 | PLANNED | 2725 | 13 | 209.6154 | 0.0032858 | 1.5675e-05
| 2018/19 | 19/06/2019 | PLANNED | 15 | 5 | 3 | 1.8087e-05 | 6.029e-06
| 2018/19 | 19/06/2019 | PLANNED | 5 | 1 | 5 | 6.029e-06 | 1.2058e-06
| 2018/19 | 19/06/2019 | PLANNED | 43066 | 1953 | 22.0512 | 0.051929 | 0.0023549
| 2018/19 | 19/06/2019 | PLANNED | 20 | 1 | 20 | 2.4116e-05 | 1.2058e-06
| 2018/19 | 19/06/2019 | PLANNED | 60 | 4 | 15 | 7.2348e-05 | 4.8232e-06
| 2018/19 | 20/06/2019 | PLANNED | 37070 | 110 | 337 | 0.044699 | 0.00013264
| 2018/19 | 20/06/2019 | PLANNED | 3456 | 8 | 432 | 0.0041672 | 9.6464e-06
| 2018/19 | 20/06/2019 | PLANNED | 54 | 6 | 9 | 6.5113e-05 | 7.2348e-06
| 2018/19 | 20/06/2019 | PLANNED | 14934 | 38 | 393 | 0.018007 | 4.582e-05
| 2018/19 | 20/06/2019 | PLANNED | 19656 | 84 | 234 | 0.023701 | 0.00010129
| 2018/19 | 20/06/2019 | PLANNED | 11662 | 34 | 343 | 0.014062 | 4.0997e-05
| 2018/19 | 20/06/2019 | PLANNED | 2135 | 19 | 112.3684 | 0.0025744 | 2.291e-05
| 2018/19 | 20/06/2019 | PLANNED | 2422 | 14 | 173 | 0.0029204 | 1.6881e-05
| 2018/19 | 20/06/2019 | PLANNED | 6516 | 18 | 362 | 0.007857 | 2.1704e-05
| 2018/19 | 20/06/2019 | PLANNED | 627 | 19 | 33 | 0.00075604 | 2.291e-05
| 2018/19 | 20/06/2019 | PLANNED | 33 | 1 | 33 | 3.9791e-05 | 1.2058e-06
| 2018/19 | 20/06/2019 | PLANNED | 5984 | 34 | 176 | 0.0072155 | 4.0997e-05
| 2018/19 | 20/06/2019 | PLANNED | 5847 | 41 | 142.6098 | 0.0070503 | 4.9438e-05
| 2018/19 | 20/06/2019 | PLANNED | 328 | 4 | 82 | 0.0003955 | 4.8232e-06
| 2018/19 | 20/06/2019 | PLANNED | 580 | 4 | 145 | 0.00069936 | 4.8232e-06
| 2018/19 | 20/06/2019 | PLANNED | 430 | 2 | 215 | 0.00051849 | 2.4116e-06
| 2018/19 | 20/06/2019 | PLANNED | 114975 | 511 | 225 | 0.13864 | 0.00061616
| 2018/19 | 20/06/2019 | PLANNED | 22 | 1 | 22 | 2.6528e-05 | 1.2058e-06
| 2018/19 | 20/06/2019 | PLANNED | 160 | 16 | 10 | 0.00019293 | 1.9293e-05
| 2018/19 | 20/06/2019 | PLANNED | 855 | 33 | 25.9091 | 0.001031 | 3.9791e-05
| 2018/19 | 20/06/2019 | PLANNED | 290 | 3 | 96.6667 | 0.00034968 | 3.6174e-06
| 2018/19 | 20/06/2019 | PLANNED | 80 | 4 | 20 | 9.6464e-05 | 4.8232e-06
| 2018/19 | 20/06/2019 | PLANNED | 12987 | 111 | 117 | 0.01566 | 0.00013384
| 2018/19 | 20/06/2019 | PLANNED | 1049 | 29 | 36.1724 | 0.0012649 | 3.4968e-05
| 2018/19 | 20/06/2019 | PLANNED | 632 | 79 | 8 | 0.00076207 | 9.5258e-05
| 2018/19 | 20/06/2019 | PLANNED | 5394 | 93 | 58 | 0.0065041 | 0.00011214
| 2018/19 | 20/06/2019 | PLANNED | 305 | 61 | 5 | 0.00036777 | 7.3554e-05
| 2018/19 | 20/06/2019 | PLANNED | 333 | 3 | 111 | 0.00040153 | 3.6174e-06
| 2018/19 | 20/06/2019 | PLANNED | 5 | 1 | 5 | 6.029e-06 | 1.2058e-06
| 2018/19 | 20/06/2019 | PLANNED | 40 | 1 | 40 | 4.8232e-05 | 1.2058e-06
| 2018/19 | 21/06/2019 | PLANNED | 900 | 3 | 300 | 0.0010852 | 3.6174e-06
| 2018/19 | 21/06/2019 | PLANNED | 8326 | 23 | 362 | 0.010039 | 2.7733e-05
| 2018/19 | 21/06/2019 | PLANNED | 4080 | 12 | 340 | 0.0049197 | 1.447e-05
| 2018/19 | 21/06/2019 | PLANNED | 7500 | 60 | 125 | 0.0090435 | 7.2348e-05
| 2018/19 | 21/06/2019 | PLANNED | 222 | 11 | 20.1818 | 0.00026769 | 1.3264e-05
| 2018/19 | 21/06/2019 | PLANNED | 15498 | 41 | 378 | 0.018687 | 4.9438e-05
| 2018/19 | 21/06/2019 | PLANNED | 2740 | 20 | 137 | 0.0033039 | 2.4116e-05
| 2018/19 | 21/06/2019 | PLANNED | 2519 | 11 | 229 | 0.0030374 | 1.3264e-05
| 2018/19 | 21/06/2019 | PLANNED | 150 | 2 | 75 | 0.00018087 | 2.4116e-06
| 2018/19 | 21/06/2019 | PLANNED | 844 | 18 | 46.8889 | 0.0010177 | 2.1704e-05
| 2018/19 | 21/06/2019 | PLANNED | 204 | 1 | 204 | 0.00024598 | 1.2058e-06
| 2018/19 | 21/06/2019 | PLANNED | 124 | 7 | 17.7143 | 0.00014952 | 8.4406e-06
| 2018/19 | 21/06/2019 | PLANNED | 35750 | 143 | 250 | 0.043107 | 0.00017243
| 2018/19 | 21/06/2019 | PLANNED | 8 | 1 | 8 | 9.6464e-06 | 1.2058e-06
| 2018/19 | 21/06/2019 | PLANNED | 2808 | 8 | 351 | 0.0033859 | 9.6464e-06
| 2018/19 | 21/06/2019 | PLANNED | 75 | 1 | 75 | 9.0435e-05 | 1.2058e-06
| 2018/19 | 21/06/2019 | PLANNED | 79 | 1 | 79 | 9.5258e-05 | 1.2058e-06
| 2018/19 | 21/06/2019 | PLANNED | 18240 | 57 | 320 | 0.021994 | 6.8731e-05
| 2018/19 | 21/06/2019 | PLANNED | 1194 | 72 | 16.5833 | 0.0014397 | 8.6818e-05
| 2018/19 | 21/06/2019 | PLANNED | 8 | 1 | 8 | 9.6464e-06 | 1.2058e-06
| 2018/19 | 21/06/2019 | PLANNED | 1817 | 23 | 79 | 0.0021909 | 2.7733e-05
| 2018/19 | 21/06/2019 | PLANNED | 24 | 2 | 12 | 2.8939e-05 | 2.4116e-06
| 2018/19 | 21/06/2019 | PLANNED | 662 | 34 | 19.4706 | 0.00079824 | 4.0997e-05
| 2018/19 | 21/06/2019 | PLANNED | 1634 | 43 | 38 | 0.0019703 | 5.1849e-05
| 2018/19 | 21/06/2019 | PLANNED | 6 | 1 | 6 | 7.2348e-06 | 1.2058e-06
| 2018/19 | 21/06/2019 | PLANNED | 244 | 2 | 122 | 0.00029422 | 2.4116e-06
| 2018/19 | 21/06/2019 | PLANNED | 136 | 4 | 34 | 0.00016399 | 4.8232e-06
| 2018/19 | 21/06/2019 | PLANNED | 120 | 15 | 8 | 0.0001447 | 1.8087e-05
| 2018/19 | 21/06/2019 | PLANNED | 792 | 22 | 36 | 0.00095499 | 2.6528e-05
| 2018/19 | 21/06/2019 | PLANNED | 2 | 1 | 2 | 2.4116e-06 | 1.2058e-06
| 2018/19 | 21/06/2019 | PLANNED | 1775 | 25 | 71 | 0.0021403 | 3.0145e-05
| 2018/19 | 21/06/2019 | PLANNED | 12 | 1 | 12 | 1.447e-05 | 1.2058e-06
| 2018/19 | 22/06/2019 | PLANNED | 119 | 1 | 119 | 0.00014349 | 1.2058e-06
| 2018/19 | 22/06/2019 | PLANNED | 11220 | 33 | 340 | 0.013529 | 3.9791e-05
| 2018/19 | 22/06/2019 | PLANNED | 5668 | 13 | 436 | 0.0068345 | 1.5675e-05
| 2018/19 | 22/06/2019 | PLANNED | 468 | 1 | 468 | 0.00056431 | 1.2058e-06
| 2018/19 | 23/06/2019 | PLANNED | 1840 | 46 | 40 | 0.0022187 | 5.5467e-05
| 2018/19 | 23/06/2019 | PLANNED | 445 | 1 | 445 | 0.00053658 | 1.2058e-06
| 2018/19 | 23/06/2019 | PLANNED | 9519 | 19 | 501 | 0.011478 | 2.291e-05
| 2018/19 | 23/06/2019 | PLANNED | 480 | 3 | 160 | 0.00057878 | 3.6174e-06
| 2018/19 | 23/06/2019 | PLANNED | 367 | 1 | 367 | 0.00044253 | 1.2058e-06
| 2018/19 | 23/06/2019 | PLANNED | 1470 | 3 | 490 | 0.0017725 | 3.6174e-06
| 2018/19 | 23/06/2019 | PLANNED | 992 | 2 | 496 | 0.0011962 | 2.4116e-06
| 2018/19 | 23/06/2019 | PLANNED | 900 | 2 | 450 | 0.0010852 | 2.4116e-06
| 2018/19 | 23/06/2019 | PLANNED | 105740 | 340 | 311 | 0.1275 | 0.00040997
| 2018/19 | 23/06/2019 | PLANNED | 1500 | 6 | 250 | 0.0018087 | 7.2348e-06
| 2018/19 | 23/06/2019 | PLANNED | 6699 | 11 | 609 | 0.0080777 | 1.3264e-05
| 2018/19 | 24/06/2019 | PLANNED | 2241 | 9 | 249 | 0.0027022 | 1.0852e-05
| 2018/19 | 24/06/2019 | PLANNED | 3480 | 12 | 290 | 0.0041962 | 1.447e-05
| 2018/19 | 24/06/2019 | PLANNED | 11900 | 96 | 123.9583 | 0.014349 | 0.00011576
| 2018/19 | 24/06/2019 | PLANNED | 5440 | 17 | 320 | 0.0065596 | 2.0499e-05
| 2018/19 | 24/06/2019 | PLANNED | 7030 | 37 | 190 | 0.0084768 | 4.4615e-05
| 2018/19 | 24/06/2019 | PLANNED | 38514 | 98 | 393 | 0.04644 | 0.00011817
| 2018/19 | 24/06/2019 | PLANNED | 5256 | 18 | 292 | 0.0063377 | 2.1704e-05
| 2018/19 | 24/06/2019 | PLANNED | 43750 | 125 | 350 | 0.052754 | 0.00015072
| 2018/19 | 24/06/2019 | PLANNED | 288 | 2 | 144 | 0.00034727 | 2.4116e-06
| 2018/19 | 24/06/2019 | PLANNED | 136 | 2 | 68 | 0.00016399 | 2.4116e-06
| 2018/19 | 24/06/2019 | PLANNED | 550 | 5 | 110 | 0.00066319 | 6.029e-06
| 2018/19 | 24/06/2019 | PLANNED | 30 | 3 | 10 | 3.6174e-05 | 3.6174e-06
| 2018/19 | 24/06/2019 | PLANNED | 32412 | 219 | 148 | 0.039082 | 0.00026407
| 2018/19 | 24/06/2019 | PLANNED | 364 | 7 | 52 | 0.00043891 | 8.4406e-06
| 2018/19 | 25/06/2019 | PLANNED | 39990 | 86 | 465 | 0.04822 | 0.0001037
| 2018/19 | 25/06/2019 | PLANNED | 12726 | 42 | 303 | 0.015345 | 5.0644e-05
| 2018/19 | 25/06/2019 | PLANNED | 9576 | 24 | 399 | 0.011547 | 2.8939e-05
| 2018/19 | 25/06/2019 | PLANNED | 182 | 1 | 182 | 0.00021946 | 1.2058e-06
| 2018/19 | 25/06/2019 | PLANNED | 24 | 4 | 6 | 2.8939e-05 | 4.8232e-06
| 2018/19 | 25/06/2019 | PLANNED | 8304 | 48 | 173 | 0.010013 | 5.7878e-05
| 2018/19 | 25/06/2019 | PLANNED | 103108 | 290 | 355.5448 | 0.12433 | 0.00034968
| 2018/19 | 25/06/2019 | PLANNED | 13892 | 37 | 375.4595 | 0.016751 | 4.4615e-05
| 2018/19 | 25/06/2019 | PLANNED | 80 | 1 | 80 | 9.6464e-05 | 1.2058e-06
| 2018/19 | 25/06/2019 | PLANNED | 22 | 2 | 11 | 2.6528e-05 | 2.4116e-06
| 2018/19 | 25/06/2019 | PLANNED | 3840 | 10 | 384 | 0.0046303 | 1.2058e-05
| 2018/19 | 25/06/2019 | PLANNED | 11352 | 44 | 258 | 0.013688 | 5.3055e-05
| 2018/19 | 25/06/2019 | PLANNED | 292 | 1 | 292 | 0.00035209 | 1.2058e-06
| 2018/19 | 25/06/2019 | PLANNED | 2320 | 16 | 145 | 0.0027975 | 1.9293e-05
| 2018/19 | 25/06/2019 | PLANNED | 1605 | 15 | 107 | 0.0019353 | 1.8087e-05
| 2018/19 | 25/06/2019 | PLANNED | 1260 | 4 | 315 | 0.0015193 | 4.8232e-06
| 2018/19 | 25/06/2019 | PLANNED | 1200 | 2 | 600 | 0.001447 | 2.4116e-06
| 2018/19 | 25/06/2019 | PLANNED | 27730 | 94 | 295 | 0.033437 | 0.00011335
| 2018/19 | 25/06/2019 | PLANNED | 249 | 1 | 249 | 0.00030024 | 1.2058e-06
| 2018/19 | 25/06/2019 | PLANNED | 1813 | 7 | 259 | 0.0021861 | 8.4406e-06
| 2018/19 | 25/06/2019 | PLANNED | 38360 | 137 | 280 | 0.046254 | 0.00016519
| 2018/19 | 25/06/2019 | PLANNED | 78 | 1 | 78 | 9.4052e-05 | 1.2058e-06
| 2018/19 | 25/06/2019 | PLANNED | 700 | 14 | 50 | 0.00084406 | 1.6881e-05
| 2018/19 | 25/06/2019 | PLANNED | 135 | 9 | 15 | 0.00016278 | 1.0852e-05
| 2018/19 | 25/06/2019 | PLANNED | 1710 | 18 | 95 | 0.0020619 | 2.1704e-05
| 2018/19 | 25/06/2019 | PLANNED | 14 | 1 | 14 | 1.6881e-05 | 1.2058e-06
| 2018/19 | 25/06/2019 | PLANNED | 44 | 2 | 22 | 5.3055e-05 | 2.4116e-06
| 2018/19 | 26/06/2019 | PLANNED | 33024 | 128 | 258 | 0.03982 | 0.00015434
| 2018/19 | 26/06/2019 | PLANNED | 48182 | 166 | 290.253 | 0.058098 | 0.00020016
| 2018/19 | 26/06/2019 | PLANNED | 138 | 2 | 69 | 0.0001664 | 2.4116e-06
| 2018/19 | 26/06/2019 | PLANNED | 45794 | 105 | 436.1333 | 0.055218 | 0.00012661
| 2018/19 | 26/06/2019 | PLANNED | 33022 | 79 | 418 | 0.039818 | 9.5258e-05
| 2018/19 | 26/06/2019 | PLANNED | 8896 | 32 | 278 | 0.010727 | 3.8586e-05
| 2018/19 | 26/06/2019 | PLANNED | 310872 | 750 | 414.496 | 0.37485 | 0.00090435
| 2018/19 | 26/06/2019 | PLANNED | 65 | 1 | 65 | 7.8377e-05 | 1.2058e-06
| 2018/19 | 26/06/2019 | PLANNED | 5355 | 15 | 357 | 0.0064571 | 1.8087e-05
| 2018/19 | 26/06/2019 | PLANNED | 28 | 2 | 14 | 3.3762e-05 | 2.4116e-06
| 2018/19 | 26/06/2019 | PLANNED | 450 | 6 | 75 | 0.00054261 | 7.2348e-06
| 2018/19 | 26/06/2019 | PLANNED | 11988 | 37 | 324 | 0.014455 | 4.4615e-05
| 2018/19 | 26/06/2019 | PLANNED | 84 | 6 | 14 | 0.00010129 | 7.2348e-06
| 2018/19 | 26/06/2019 | PLANNED | 1071 | 3 | 357 | 0.0012914 | 3.6174e-06
| 2018/19 | 26/06/2019 | PLANNED | 570 | 3 | 190 | 0.00068731 | 3.6174e-06
| 2018/19 | 26/06/2019 | PLANNED | 2582 | 22 | 117.3636 | 0.0031134 | 2.6528e-05
| 2018/19 | 26/06/2019 | PLANNED | 21 | 3 | 7 | 2.5322e-05 | 3.6174e-06
| 2018/19 | 26/06/2019 | PLANNED | 10 | 2 | 5 | 1.2058e-05 | 2.4116e-06
| 2018/19 | 26/06/2019 | PLANNED | 248 | 31 | 8 | 0.00029904 | 3.738e-05
| 2018/19 | 26/06/2019 | PLANNED | 2592 | 6 | 432 | 0.0031254 | 7.2348e-06
| 2018/19 | 26/06/2019 | PLANNED | 2160 | 36 | 60 | 0.0026045 | 4.3409e-05
| 2018/19 | 26/06/2019 | PLANNED | 12 | 1 | 12 | 1.447e-05 | 1.2058e-06
| 2018/19 | 26/06/2019 | PLANNED | 22 | 1 | 22 | 2.6528e-05 | 1.2058e-06
| 2018/19 | 26/06/2019 | PLANNED | 958 | 21 | 45.619 | 0.0011552 | 2.5322e-05
| 2018/19 | 26/06/2019 | PLANNED | 56 | 2 | 28 | 6.7525e-05 | 2.4116e-06
| 2018/19 | 26/06/2019 | PLANNED | 7 | 1 | 7 | 8.4406e-06 | 1.2058e-06
| 2018/19 | 26/06/2019 | PLANNED | 1 | 1 | 1 | 1.2058e-06 | 1.2058e-06
| 2018/19 | 27/06/2019 | PLANNED | 72 | 6 | 12 | 8.6818e-05 | 7.2348e-06
| 2018/19 | 27/06/2019 | PLANNED | 3801 | 11 | 345.5455 | 0.0045832 | 1.3264e-05
| 2018/19 | 27/06/2019 | PLANNED | 1160 | 3 | 386.6667 | 0.0013987 | 3.6174e-06
| 2018/19 | 27/06/2019 | PLANNED | 1336 | 4 | 334 | 0.0016109 | 4.8232e-06
| 2018/19 | 27/06/2019 | PLANNED | 2100 | 21 | 100 | 0.0025322 | 2.5322e-05
| 2018/19 | 27/06/2019 | PLANNED | 49116 | 171 | 287.2281 | 0.059224 | 0.00020619
| 2018/19 | 27/06/2019 | PLANNED | 13048 | 56 | 233 | 0.015733 | 6.7525e-05
| 2018/19 | 27/06/2019 | PLANNED | 4455 | 15 | 297 | 0.0053718 | 1.8087e-05
| 2018/19 | 27/06/2019 | PLANNED | 31977 | 187 | 171 | 0.038558 | 0.00022548
| 2018/19 | 27/06/2019 | PLANNED | 10678 | 38 | 281 | 0.012876 | 4.582e-05
| 2018/19 | 27/06/2019 | PLANNED | 25 | 3 | 8.3333 | 3.0145e-05 | 3.6174e-06
| 2018/19 | 27/06/2019 | PLANNED | 228 | 2 | 114 | 0.00027492 | 2.4116e-06
| 2018/19 | 27/06/2019 | PLANNED | 40221 | 109 | 369 | 0.048498 | 0.00013143
| 2018/19 | 27/06/2019 | PLANNED | 210 | 2 | 105 | 0.00025322 | 2.4116e-06
| 2018/19 | 27/06/2019 | PLANNED | 63 | 1 | 63 | 7.5965e-05 | 1.2058e-06
| 2018/19 | 27/06/2019 | PLANNED | 600 | 2 | 300 | 0.00072348 | 2.4116e-06
| 2018/19 | 27/06/2019 | PLANNED | 20 | 2 | 10 | 2.4116e-05 | 2.4116e-06
| 2018/19 | 27/06/2019 | PLANNED | 174 | 2 | 87 | 0.00020981 | 2.4116e-06
| 2018/19 | 27/06/2019 | PLANNED | 15750 | 126 | 125 | 0.018991 | 0.00015193
| 2018/19 | 27/06/2019 | PLANNED | 70 | 1 | 70 | 8.4406e-05 | 1.2058e-06
| 2018/19 | 27/06/2019 | PLANNED | 22 | 1 | 22 | 2.6528e-05 | 1.2058e-06
| 2018/19 | 27/06/2019 | PLANNED | 48 | 2 | 24 | 5.7878e-05 | 2.4116e-06
| 2018/19 | 27/06/2019 | PLANNED | 164 | 1 | 164 | 0.00019775 | 1.2058e-06
| 2018/19 | 27/06/2019 | PLANNED | 28362 | 174 | 163 | 0.034199 | 0.00020981
| 2018/19 | 27/06/2019 | PLANNED | 50 | 2 | 25 | 6.029e-05 | 2.4116e-06
| 2018/19 | 27/06/2019 | PLANNED | 220 | 2 | 110 | 0.00026528 | 2.4116e-06
| 2018/19 | 27/06/2019 | PLANNED | 10230 | 66 | 155 | 0.012335 | 7.9583e-05
| 2018/19 | 27/06/2019 | PLANNED | 400 | 4 | 100 | 0.00048232 | 4.8232e-06
| 2018/19 | 27/06/2019 | PLANNED | 1484 | 212 | 7 | 0.0017894 | 0.00025563
| 2018/19 | 28/06/2019 | PLANNED | 600 | 6 | 100 | 0.00072348 | 7.2348e-06
| 2018/19 | 28/06/2019 | PLANNED | 10800 | 36 | 300 | 0.013023 | 4.3409e-05
| 2018/19 | 28/06/2019 | PLANNED | 272 | 1 | 272 | 0.00032798 | 1.2058e-06
| 2018/19 | 28/06/2019 | PLANNED | 300 | 1 | 300 | 0.00036174 | 1.2058e-06
| 2018/19 | 28/06/2019 | PLANNED | 6160 | 28 | 220 | 0.0074277 | 3.3762e-05
| 2018/19 | 28/06/2019 | PLANNED | 1280 | 4 | 320 | 0.0015434 | 4.8232e-06
| 2018/19 | 28/06/2019 | PLANNED | 31238 | 111 | 281.4234 | 0.037667 | 0.00013384
| 2018/19 | 28/06/2019 | PLANNED | 17787 | 49 | 363 | 0.021448 | 5.9084e-05
| 2018/19 | 28/06/2019 | PLANNED | 7332 | 26 | 282 | 0.0088409 | 3.1351e-05
| 2018/19 | 28/06/2019 | PLANNED | 9542 | 26 | 367 | 0.011506 | 3.1351e-05
| 2018/19 | 28/06/2019 | PLANNED | 10 | 1 | 10 | 1.2058e-05 | 1.2058e-06
| 2018/19 | 28/06/2019 | PLANNED | 13 | 1 | 13 | 1.5675e-05 | 1.2058e-06
| 2018/19 | 28/06/2019 | PLANNED | 144 | 2 | 72 | 0.00017364 | 2.4116e-06
| 2018/19 | 28/06/2019 | PLANNED | 1491 | 7 | 213 | 0.0017978 | 8.4406e-06
| 2018/19 | 28/06/2019 | PLANNED | 30 | 1 | 30 | 3.6174e-05 | 1.2058e-06
| 2018/19 | 28/06/2019 | PLANNED | 198 | 2 | 99 | 0.00023875 | 2.4116e-06
| 2018/19 | 28/06/2019 | PLANNED | 406 | 2 | 203 | 0.00048955 | 2.4116e-06
| 2018/19 | 28/06/2019 | PLANNED | 30 | 1 | 30 | 3.6174e-05 | 1.2058e-06
| 2018/19 | 28/06/2019 | PLANNED | 39 | 3 | 13 | 4.7026e-05 | 3.6174e-06
| 2018/19 | 28/06/2019 | PLANNED | 114624 | 874 | 131.1487 | 0.13821 | 0.0010539
| 2018/19 | 28/06/2019 | PLANNED | 3 | 1 | 3 | 3.6174e-06 | 1.2058e-06
| 2018/19 | 28/06/2019 | PLANNED | 160 | 2 | 80 | 0.00019293 | 2.4116e-06
| 2018/19 | 28/06/2019 | PLANNED | 72 | 2 | 36 | 8.6818e-05 | 2.4116e-06
| 2018/19 | 28/06/2019 | PLANNED | 30 | 1 | 30 | 3.6174e-05 | 1.2058e-06
| 2018/19 | 28/06/2019 | PLANNED | 254 | 2 | 127 | 0.00030627 | 2.4116e-06
| 2018/19 | 28/06/2019 | PLANNED | 1881 | 57 | 33 | 0.0022681 | 6.8731e-05
| 2018/19 | 28/06/2019 | PLANNED | 781 | 71 | 11 | 0.00094173 | 8.5612e-05
| 2018/19 | 28/06/2019 | PLANNED | 20 | 2 | 10 | 2.4116e-05 | 2.4116e-06
| 2018/19 | 29/06/2019 | PLANNED | 828 | 4 | 207 | 0.0009984 | 4.8232e-06
| 2018/19 | 29/06/2019 | PLANNED | 175 | 5 | 35 | 0.00021101 | 6.029e-06
| 2018/19 | 30/06/2019 | PLANNED | 8222 | 23 | 357.4783 | 0.0099141 | 2.7733e-05
| 2018/19 | 30/06/2019 | PLANNED | 720 | 2 | 360 | 0.00086818 | 2.4116e-06
| 2018/19 | 30/06/2019 | PLANNED | 3660 | 30 | 122 | 0.0044132 | 3.6174e-05
| 2018/19 | 30/06/2019 | PLANNED | 2508 | 12 | 209 | 0.0030241 | 1.447e-05
| 2019/20 | 1/07/2019 | PLANNED | 65 | 1 | 65 | 7.8377e-05 | 1.2058e-06
| 2019/20 | 1/07/2019 | PLANNED | 605 | 5 | 121 | 0.00072951 | 6.029e-06
| 2019/20 | 1/07/2019 | PLANNED | 2010 | 6 | 335 | 0.0024237 | 7.2348e-06
| 2019/20 | 1/07/2019 | PLANNED | 31875 | 85 | 375 | 0.038435 | 0.00010249
| 2019/20 | 1/07/2019 | PLANNED | 21120 | 132 | 160 | 0.025466 | 0.00015917
| 2019/20 | 1/07/2019 | PLANNED | 42799 | 127 | 337 | 0.051607 | 0.00015314
| 2019/20 | 1/07/2019 | PLANNED | 11700 | 52 | 225 | 0.014108 | 6.2702e-05
| 2019/20 | 1/07/2019 | PLANNED | 103158 | 1553 | 66.425 | 0.12439 | 0.0018726
| 2019/20 | 1/07/2019 | PLANNED | 202937 | 547 | 371 | 0.2447 | 0.00065957
| 2019/20 | 1/07/2019 | PLANNED | 253 | 1 | 253 | 0.00030507 | 1.2058e-06
| 2019/20 | 1/07/2019 | PLANNED | 404 | 2 | 202 | 0.00048714 | 2.4116e-06
| 2019/20 | 1/07/2019 | PLANNED | 1200 | 5 | 240 | 0.001447 | 6.029e-06
| 2019/20 | 1/07/2019 | PLANNED | 165 | 3 | 55 | 0.00019896 | 3.6174e-06
| 2019/20 | 1/07/2019 | PLANNED | 1000 | 4 | 250 | 0.0012058 | 4.8232e-06
| 2019/20 | 1/07/2019 | PLANNED | 25456 | 148 | 172 | 0.030695 | 0.00017846
| 2019/20 | 2/07/2019 | PLANNED | 474 | 79 | 6 | 0.00057155 | 9.5258e-05
| 2019/20 | 2/07/2019 | PLANNED | 2337 | 57 | 41 | 0.002818 | 6.8731e-05
| 2019/20 | 2/07/2019 | PLANNED | 9625 | 35 | 275 | 0.011606 | 4.2203e-05
| 2019/20 | 2/07/2019 | PLANNED | 35 | 5 | 7 | 4.2203e-05 | 6.029e-06
| 2019/20 | 2/07/2019 | PLANNED | 17187 | 51 | 337 | 0.020724 | 6.1496e-05
| 2019/20 | 2/07/2019 | PLANNED | 2754 | 6 | 459 | 0.0033208 | 7.2348e-06
| 2019/20 | 2/07/2019 | PLANNED | 25 | 1 | 25 | 3.0145e-05 | 1.2058e-06
| 2019/20 | 2/07/2019 | PLANNED | 57665 | 137 | 420.9124 | 0.069532 | 0.00016519
| 2019/20 | 2/07/2019 | PLANNED | 344 | 4 | 86 | 0.0004148 | 4.8232e-06
| 2019/20 | 2/07/2019 | PLANNED | 4976 | 16 | 311 | 0.0060001 | 1.9293e-05
| 2019/20 | 2/07/2019 | PLANNED | 102 | 2 | 51 | 0.00012299 | 2.4116e-06
| 2019/20 | 2/07/2019 | PLANNED | 238 | 34 | 7 | 0.00028698 | 4.0997e-05
| 2019/20 | 2/07/2019 | PLANNED | 32760 | 91 | 360 | 0.039502 | 0.00010973
| 2019/20 | 2/07/2019 | PLANNED | 480 | 5 | 96 | 0.00057878 | 6.029e-06
| 2019/20 | 2/07/2019 | PLANNED | 286 | 26 | 11 | 0.00034486 | 3.1351e-05
| 2019/20 | 2/07/2019 | PLANNED | 100 | 2 | 50 | 0.00012058 | 2.4116e-06
| 2019/20 | 2/07/2019 | PLANNED | 13038 | 41 | 318 | 0.015721 | 4.9438e-05
| 2019/20 | 2/07/2019 | PLANNED | 40 | 4 | 10 | 4.8232e-05 | 4.8232e-06
| 2019/20 | 2/07/2019 | PLANNED | 66 | 1 | 66 | 7.9583e-05 | 1.2058e-06
| 2019/20 | 2/07/2019 | PLANNED | 99 | 3 | 33 | 0.00011937 | 3.6174e-06
| 2019/20 | 2/07/2019 | PLANNED | 87 | 1 | 87 | 0.0001049 | 1.2058e-06
| 2019/20 | 2/07/2019 | PLANNED | 85 | 1 | 85 | 0.00010249 | 1.2058e-06
| 2019/20 | 2/07/2019 | PLANNED | 47 | 1 | 47 | 5.6673e-05 | 1.2058e-06
| 2019/20 | 2/07/2019 | PLANNED | 368 | 8 | 46 | 0.00044373 | 9.6464e-06
| 2019/20 | 2/07/2019 | PLANNED | 850 | 10 | 85 | 0.0010249 | 1.2058e-05
| 2019/20 | 2/07/2019 | PLANNED | 144 | 9 | 16 | 0.00017364 | 1.0852e-05
| 2019/20 | 2/07/2019 | PLANNED | 27 | 1 | 27 | 3.2557e-05 | 1.2058e-06
| 2019/20 | 2/07/2019 | PLANNED | 90 | 2 | 45 | 0.00010852 | 2.4116e-06
| 2019/20 | 2/07/2019 | PLANNED | 34 | 2 | 17 | 4.0997e-05 | 2.4116e-06
| 2019/20 | 2/07/2019 | PLANNED | 30 | 2 | 15 | 3.6174e-05 | 2.4116e-06
| 2019/20 | 2/07/2019 | PLANNED | 27 | 1 | 27 | 3.2557e-05 | 1.2058e-06
| 2019/20 | 2/07/2019 | PLANNED | 165 | 3 | 55 | 0.00019896 | 3.6174e-06
| 2019/20 | 2/07/2019 | PLANNED | 86 | 2 | 43 | 0.0001037 | 2.4116e-06
| 2019/20 | 2/07/2019 | PLANNED | 50 | 2 | 25 | 6.029e-05 | 2.4116e-06
| 2019/20 | 2/07/2019 | PLANNED | 2665 | 41 | 65 | 0.0032135 | 4.9438e-05
| 2019/20 | 2/07/2019 | PLANNED | 58 | 2 | 29 | 6.9936e-05 | 2.4116e-06
| 2019/20 | 2/07/2019 | PLANNED | 5 | 1 | 5 | 6.029e-06 | 1.2058e-06
| 2019/20 | 2/07/2019 | PLANNED | 44 | 2 | 22 | 5.3055e-05 | 2.4116e-06
| 2019/20 | 2/07/2019 | PLANNED | 45 | 5 | 9 | 5.4261e-05 | 6.029e-06
| 2019/20 | 3/07/2019 | PLANNED | 155652 | 436 | 357 | 0.18769 | 0.00052573
| 2019/20 | 3/07/2019 | PLANNED | 31613 | 82 | 385.5244 | 0.038119 | 9.8876e-05
| 2019/20 | 3/07/2019 | PLANNED | 76000 | 190 | 400 | 0.091641 | 0.0002291
| 2019/20 | 3/07/2019 | PLANNED | 7592 | 29 | 261.7931 | 0.0091544 | 3.4968e-05
| 2019/20 | 3/07/2019 | PLANNED | 10512 | 36 | 292 | 0.012675 | 4.3409e-05
| 2019/20 | 3/07/2019 | PLANNED | 2728 | 11 | 248 | 0.0032894 | 1.3264e-05
| 2019/20 | 3/07/2019 | PLANNED | 63915 | 166 | 385.0301 | 0.077069 | 0.00020016
| 2019/20 | 3/07/2019 | PLANNED | 22120 | 79 | 280 | 0.026672 | 9.5258e-05
| 2019/20 | 3/07/2019 | PLANNED | 301 | 1 | 301 | 0.00036295 | 1.2058e-06
| 2019/20 | 3/07/2019 | PLANNED | 3630 | 33 | 110 | 0.0043771 | 3.9791e-05
| 2019/20 | 3/07/2019 | PLANNED | 3443 | 11 | 313 | 0.0041516 | 1.3264e-05
| 2019/20 | 3/07/2019 | PLANNED | 212158 | 536 | 395.8172 | 0.25582 | 0.00064631
| 2019/20 | 3/07/2019 | PLANNED | 9464 | 52 | 182 | 0.011412 | 6.2702e-05
| 2019/20 | 3/07/2019 | PLANNED | 4 | 1 | 4 | 4.8232e-06 | 1.2058e-06
| 2019/20 | 3/07/2019 | PLANNED | 66 | 3 | 22 | 7.9583e-05 | 3.6174e-06
| 2019/20 | 3/07/2019 | PLANNED | 218 | 9 | 24.2222 | 0.00026286 | 1.0852e-05
| 2019/20 | 3/07/2019 | PLANNED | 50 | 2 | 25 | 6.029e-05 | 2.4116e-06
| 2019/20 | 3/07/2019 | PLANNED | 788 | 22 | 35.8182 | 0.00095017 | 2.6528e-05
| 2019/20 | 3/07/2019 | PLANNED | 2 | 2 | 1 | 2.4116e-06 | 2.4116e-06
| 2019/20 | 4/07/2019 | PLANNED | 506 | 46 | 11 | 0.00061013 | 5.5467e-05
| 2019/20 | 4/07/2019 | PLANNED | 13113 | 31 | 423 | 0.015812 | 3.738e-05
| 2019/20 | 4/07/2019 | PLANNED | 85750 | 200 | 428.75 | 0.1034 | 0.00024116
| 2019/20 | 4/07/2019 | PLANNED | 550 | 2 | 275 | 0.00066319 | 2.4116e-06
| 2019/20 | 4/07/2019 | PLANNED | 780 | 2 | 390 | 0.00094052 | 2.4116e-06
| 2019/20 | 4/07/2019 | PLANNED | 312 | 2 | 156 | 0.00037621 | 2.4116e-06
| 2019/20 | 4/07/2019 | PLANNED | 1584 | 12 | 132 | 0.00191 | 1.447e-05
| 2019/20 | 4/07/2019 | PLANNED | 25650 | 114 | 225 | 0.030929 | 0.00013746
| 2019/20 | 4/07/2019 | PLANNED | 13556 | 54 | 251.037 | 0.016346 | 6.5113e-05
| 2019/20 | 4/07/2019 | PLANNED | 11175 | 25 | 447 | 0.013475 | 3.0145e-05
| 2019/20 | 4/07/2019 | PLANNED | 1380 | 15 | 92 | 0.001664 | 1.8087e-05
| 2019/20 | 4/07/2019 | PLANNED | 220 | 2 | 110 | 0.00026528 | 2.4116e-06
| 2019/20 | 4/07/2019 | PLANNED | 5950 | 17 | 350 | 0.0071745 | 2.0499e-05
| 2019/20 | 4/07/2019 | PLANNED | 152 | 1 | 152 | 0.00018328 | 1.2058e-06
| 2019/20 | 4/07/2019 | PLANNED | 15785 | 55 | 287 | 0.019034 | 6.6319e-05
| 2019/20 | 4/07/2019 | PLANNED | 1396 | 4 | 349 | 0.0016833 | 4.8232e-06
| 2019/20 | 4/07/2019 | PLANNED | 1568 | 32 | 49 | 0.0018907 | 3.8586e-05
| 2019/20 | 4/07/2019 | PLANNED | 245 | 1 | 245 | 0.00029542 | 1.2058e-06
| 2019/20 | 4/07/2019 | PLANNED | 177 | 1 | 177 | 0.00021343 | 1.2058e-06
| 2019/20 | 4/07/2019 | PLANNED | 137 | 5 | 27.4 | 0.00016519 | 6.029e-06
| 2019/20 | 4/07/2019 | PLANNED | 2700 | 18 | 150 | 0.0032557 | 2.1704e-05
| 2019/20 | 4/07/2019 | PLANNED | 42875 | 125 | 343 | 0.051699 | 0.00015072
| 2019/20 | 4/07/2019 | PLANNED | 10 | 2 | 5 | 1.2058e-05 | 2.4116e-06
| 2019/20 | 4/07/2019 | PLANNED | 8997 | 30 | 299.9 | 0.010849 | 3.6174e-05
| 2019/20 | 4/07/2019 | PLANNED | 1983 | 81 | 24.4815 | 0.0023911 | 9.767e-05
| 2019/20 | 4/07/2019 | PLANNED | 165 | 7 | 23.5714 | 0.00019896 | 8.4406e-06
| 2019/20 | 4/07/2019 | PLANNED | 87 | 3 | 29 | 0.0001049 | 3.6174e-06
| 2019/20 | 4/07/2019 | PLANNED | 26 | 1 | 26 | 3.1351e-05 | 1.2058e-06
| 2019/20 | 4/07/2019 | PLANNED | 249 | 3 | 83 | 0.00030024 | 3.6174e-06
| 2019/20 | 4/07/2019 | PLANNED | 35 | 1 | 35 | 4.2203e-05 | 1.2058e-06
| 2019/20 | 4/07/2019 | PLANNED | 5 | 1 | 5 | 6.029e-06 | 1.2058e-06
| 2019/20 | 5/07/2019 | PLANNED | 380 | 2 | 190 | 0.0004582 | 2.4116e-06
| 2019/20 | 5/07/2019 | PLANNED | 2940 | 21 | 140 | 0.0035451 | 2.5322e-05
| 2019/20 | 5/07/2019 | PLANNED | 4740 | 21 | 225.7143 | 0.0057155 | 2.5322e-05
| 2019/20 | 5/07/2019 | PLANNED | 103788 | 279 | 372 | 0.12515 | 0.00033642
| 2019/20 | 5/07/2019 | PLANNED | 172 | 2 | 86 | 0.0002074 | 2.4116e-06
| 2019/20 | 5/07/2019 | PLANNED | 10080 | 40 | 252 | 0.012154 | 4.8232e-05
| 2019/20 | 5/07/2019 | PLANNED | 4380 | 15 | 292 | 0.0052814 | 1.8087e-05
| 2019/20 | 5/07/2019 | PLANNED | 1344 | 3 | 448 | 0.0016206 | 3.6174e-06
| 2019/20 | 5/07/2019 | PLANNED | 23555 | 71 | 331.7606 | 0.028403 | 8.5612e-05
| 2019/20 | 5/07/2019 | PLANNED | 86 | 2 | 43 | 0.0001037 | 2.4116e-06
| 2019/20 | 5/07/2019 | PLANNED | 3285 | 15 | 219 | 0.0039611 | 1.8087e-05
| 2019/20 | 5/07/2019 | PLANNED | 1592 | 98 | 16.2449 | 0.0019196 | 0.00011817
| 2019/20 | 5/07/2019 | PLANNED | 19040 | 70 | 272 | 0.022958 | 8.4406e-05
| 2019/20 | 5/07/2019 | PLANNED | 20 | 5 | 4 | 2.4116e-05 | 6.029e-06
| 2019/20 | 5/07/2019 | PLANNED | 56 | 1 | 56 | 6.7525e-05 | 1.2058e-06
| 2019/20 | 5/07/2019 | PLANNED | 38345 | 316 | 121.3449 | 0.046236 | 0.00038103
| 2019/20 | 5/07/2019 | PLANNED | 100 | 1 | 100 | 0.00012058 | 1.2058e-06
| 2019/20 | 5/07/2019 | PLANNED | 916 | 4 | 229 | 0.0011045 | 4.8232e-06
| 2019/20 | 5/07/2019 | PLANNED | 70 | 1 | 70 | 8.4406e-05 | 1.2058e-06
| 2019/20 | 5/07/2019 | PLANNED | 4960 | 62 | 80 | 0.0059808 | 7.476e-05
| 2019/20 | 5/07/2019 | PLANNED | 96 | 3 | 32 | 0.00011576 | 3.6174e-06
| 2019/20 | 5/07/2019 | PLANNED | 210 | 2 | 105 | 0.00025322 | 2.4116e-06
| 2019/20 | 5/07/2019 | PLANNED | 39 | 1 | 39 | 4.7026e-05 | 1.2058e-06
| 2019/20 | 6/07/2019 | PLANNED | 1980 | 1 | 1980 | 0.0023875 | 1.2058e-06
| 2019/20 | 7/07/2019 | PLANNED | 340 | 4 | 85 | 0.00040997 | 4.8232e-06
| 2019/20 | 7/07/2019 | PLANNED | 100 | 20 | 5 | 0.00012058 | 2.4116e-05
| 2019/20 | 7/07/2019 | PLANNED | 480 | 1 | 480 | 0.00057878 | 1.2058e-06
| 2019/20 | 7/07/2019 | PLANNED | 2955 | 9 | 328.3333 | 0.0035631 | 1.0852e-05
| 2019/20 | 7/07/2019 | PLANNED | 3710 | 14 | 265 | 0.0044735 | 1.6881e-05
| 2019/20 | 8/07/2019 | PLANNED | 7260 | 62 | 117.0968 | 0.0087541 | 7.476e-05
| 2019/20 | 8/07/2019 | PLANNED | 4020 | 12 | 335 | 0.0048473 | 1.447e-05
| 2019/20 | 8/07/2019 | PLANNED | 28303 | 83 | 341 | 0.034128 | 0.00010008
| 2019/20 | 8/07/2019 | PLANNED | 9440 | 19 | 496.8421 | 0.011383 | 2.291e-05
| 2019/20 | 8/07/2019 | PLANNED | 60 | 2 | 30 | 7.2348e-05 | 2.4116e-06
| 2019/20 | 8/07/2019 | PLANNED | 1000 | 12 | 83.3333 | 0.0012058 | 1.447e-05
| 2019/20 | 8/07/2019 | PLANNED | 117524 | 350 | 335.7829 | 0.14171 | 0.00042203
| 2019/20 | 8/07/2019 | PLANNED | 5449 | 20 | 272.45 | 0.0065704 | 2.4116e-05
| 2019/20 | 8/07/2019 | PLANNED | 45911 | 229 | 200.4847 | 0.055359 | 0.00027613
| 2019/20 | 8/07/2019 | PLANNED | 42656 | 172 | 248 | 0.051435 | 0.0002074
| 2019/20 | 8/07/2019 | PLANNED | 2960 | 16 | 185 | 0.0035692 | 1.9293e-05
| 2019/20 | 8/07/2019 | PLANNED | 2600 | 52 | 50 | 0.0031351 | 6.2702e-05
| 2019/20 | 8/07/2019 | PLANNED | 58 | 2 | 29 | 6.9936e-05 | 2.4116e-06
| 2019/20 | 8/07/2019 | PLANNED | 707 | 101 | 7 | 0.0008525 | 0.00012179
| 2019/20 | 8/07/2019 | PLANNED | 2 | 2 | 1 | 2.4116e-06 | 2.4116e-06
| 2019/20 | 8/07/2019 | PLANNED | 49 | 1 | 49 | 5.9084e-05 | 1.2058e-06
| 2019/20 | 9/07/2019 | PLANNED | 35254 | 100 | 352.54 | 0.042509 | 0.00012058
| 2019/20 | 9/07/2019 | PLANNED | 38280 | 87 | 440 | 0.046158 | 0.0001049
| 2019/20 | 9/07/2019 | PLANNED | 45617 | 125 | 364.936 | 0.055005 | 0.00015072
| 2019/20 | 9/07/2019 | PLANNED | 1225 | 5 | 245 | 0.0014771 | 6.029e-06
| 2019/20 | 9/07/2019 | PLANNED | 50 | 1 | 50 | 6.029e-05 | 1.2058e-06
| 2019/20 | 9/07/2019 | PLANNED | 350 | 2 | 175 | 0.00042203 | 2.4116e-06
| 2019/20 | 9/07/2019 | PLANNED | 41628 | 116 | 358.8621 | 0.050195 | 0.00013987
| 2019/20 | 9/07/2019 | PLANNED | 9900 | 50 | 198 | 0.011937 | 6.029e-05
| 2019/20 | 9/07/2019 | PLANNED | 555 | 5 | 111 | 0.00066922 | 6.029e-06
| 2019/20 | 9/07/2019 | PLANNED | 5270 | 17 | 310 | 0.0063546 | 2.0499e-05
| 2019/20 | 9/07/2019 | PLANNED | 20 | 1 | 20 | 2.4116e-05 | 1.2058e-06
| 2019/20 | 9/07/2019 | PLANNED | 1114 | 66 | 16.8788 | 0.0013433 | 7.9583e-05
| 2019/20 | 9/07/2019 | PLANNED | 2052 | 6 | 342 | 0.0024743 | 7.2348e-06
| 2019/20 | 9/07/2019 | PLANNED | 260 | 2 | 130 | 0.00031351 | 2.4116e-06
| 2019/20 | 9/07/2019 | PLANNED | 1200 | 15 | 80 | 0.001447 | 1.8087e-05
| 2019/20 | 9/07/2019 | PLANNED | 190 | 2 | 95 | 0.0002291 | 2.4116e-06
| 2019/20 | 9/07/2019 | PLANNED | 53 | 1 | 53 | 6.3907e-05 | 1.2058e-06
| 2019/20 | 9/07/2019 | PLANNED | 4709 | 34 | 138.5 | 0.0056781 | 4.0997e-05
| 2019/20 | 9/07/2019 | PLANNED | 336 | 3 | 112 | 0.00040515 | 3.6174e-06
| 2019/20 | 9/07/2019 | PLANNED | 25 | 1 | 25 | 3.0145e-05 | 1.2058e-06
| 2019/20 | 9/07/2019 | PLANNED | 1894 | 21 | 90.1905 | 0.0022838 | 2.5322e-05
| 2019/20 | 9/07/2019 | PLANNED | 40 | 1 | 40 | 4.8232e-05 | 1.2058e-06
| 2019/20 | 10/07/2019 | PLANNED | 460 | 2 | 230 | 0.00055467 | 2.4116e-06
| 2019/20 | 10/07/2019 | PLANNED | 875 | 5 | 175 | 0.0010551 | 6.029e-06
| 2019/20 | 10/07/2019 | PLANNED | 89428 | 283 | 316 | 0.10783 | 0.00034124
| 2019/20 | 10/07/2019 | PLANNED | 236352 | 572 | 413.2028 | 0.28499 | 0.00068972
| 2019/20 | 10/07/2019 | PLANNED | 58608 | 176 | 333 | 0.07067 | 0.00021222
| 2019/20 | 10/07/2019 | PLANNED | 5835 | 22 | 265.2273 | 0.0070358 | 2.6528e-05
| 2019/20 | 10/07/2019 | PLANNED | 5376 | 28 | 192 | 0.0064824 | 3.3762e-05
| 2019/20 | 10/07/2019 | PLANNED | 12000 | 51 | 235.2941 | 0.01447 | 6.1496e-05
| 2019/20 | 10/07/2019 | PLANNED | 8448 | 24 | 352 | 0.010187 | 2.8939e-05
| 2019/20 | 10/07/2019 | PLANNED | 42 | 2 | 21 | 5.0644e-05 | 2.4116e-06
| 2019/20 | 10/07/2019 | PLANNED | 1729 | 13 | 133 | 0.0020848 | 1.5675e-05
| 2019/20 | 10/07/2019 | PLANNED | 3894 | 33 | 118 | 0.0046954 | 3.9791e-05
| 2019/20 | 10/07/2019 | PLANNED | 4275 | 15 | 285 | 0.0051548 | 1.8087e-05
| 2019/20 | 10/07/2019 | PLANNED | 14994 | 49 | 306 | 0.01808 | 5.9084e-05
| 2019/20 | 10/07/2019 | PLANNED | 240 | 4 | 60 | 0.00028939 | 4.8232e-06
| 2019/20 | 10/07/2019 | PLANNED | 50 | 1 | 50 | 6.029e-05 | 1.2058e-06
| 2019/20 | 10/07/2019 | PLANNED | 5348 | 287 | 18.6341 | 0.0064486 | 0.00034606
| 2019/20 | 10/07/2019 | PLANNED | 492 | 4 | 123 | 0.00059325 | 4.8232e-06
| 2019/20 | 10/07/2019 | PLANNED | 224 | 2 | 112 | 0.0002701 | 2.4116e-06
| 2019/20 | 10/07/2019 | PLANNED | 90 | 2 | 45 | 0.00010852 | 2.4116e-06
| 2019/20 | 10/07/2019 | PLANNED | 37191 | 147 | 253 | 0.044845 | 0.00017725
| 2019/20 | 10/07/2019 | PLANNED | 10 | 1 | 10 | 1.2058e-05 | 1.2058e-06
| 2019/20 | 10/07/2019 | PLANNED | 3744 | 39 | 96 | 0.0045145 | 4.7026e-05
| 2019/20 | 10/07/2019 | PLANNED | 693 | 99 | 7 | 0.00083562 | 0.00011937
| 2019/20 | 10/07/2019 | PLANNED | 60 | 4 | 15 | 7.2348e-05 | 4.8232e-06
| 2019/20 | 10/07/2019 | PLANNED | 60 | 2 | 30 | 7.2348e-05 | 2.4116e-06
| 2019/20 | 10/07/2019 | PLANNED | 12 | 4 | 3 | 1.447e-05 | 4.8232e-06
| 2019/20 | 11/07/2019 | PLANNED | 9504 | 88 | 108 | 0.01146 | 0.00010611
| 2019/20 | 11/07/2019 | PLANNED | 14896 | 38 | 392 | 0.017962 | 4.582e-05
| 2019/20 | 11/07/2019 | PLANNED | 60 | 10 | 6 | 7.2348e-05 | 1.2058e-05
| 2019/20 | 11/07/2019 | PLANNED | 30793 | 83 | 371 | 0.03713 | 0.00010008
| 2019/20 | 11/07/2019 | PLANNED | 5060 | 23 | 220 | 0.0061013 | 2.7733e-05
| 2019/20 | 11/07/2019 | PLANNED | 18914 | 49 | 386 | 0.022806 | 5.9084e-05
| 2019/20 | 11/07/2019 | PLANNED | 1400 | 4 | 350 | 0.0016881 | 4.8232e-06
| 2019/20 | 11/07/2019 | PLANNED | 13357 | 37 | 361 | 0.016106 | 4.4615e-05
| 2019/20 | 11/07/2019 | PLANNED | 25 | 5 | 5 | 3.0145e-05 | 6.029e-06
| 2019/20 | 11/07/2019 | PLANNED | 90 | 1 | 90 | 0.00010852 | 1.2058e-06
| 2019/20 | 11/07/2019 | PLANNED | 200 | 5 | 40 | 0.00024116 | 6.029e-06
| 2019/20 | 11/07/2019 | PLANNED | 75 | 3 | 25 | 9.0435e-05 | 3.6174e-06
| 2019/20 | 12/07/2019 | PLANNED | 645 | 3 | 215 | 0.00077774 | 3.6174e-06
| 2019/20 | 12/07/2019 | PLANNED | 9856 | 44 | 224 | 0.011884 | 5.3055e-05
| 2019/20 | 12/07/2019 | PLANNED | 2136 | 89 | 24 | 0.0025756 | 0.00010732
| 2019/20 | 12/07/2019 | PLANNED | 75 | 1 | 75 | 9.0435e-05 | 1.2058e-06
| 2019/20 | 12/07/2019 | PLANNED | 370 | 37 | 10 | 0.00044615 | 4.4615e-05
| 2019/20 | 12/07/2019 | PLANNED | 3852 | 18 | 214 | 0.0046447 | 2.1704e-05
| 2019/20 | 12/07/2019 | PLANNED | 30 | 2 | 15 | 3.6174e-05 | 2.4116e-06
| 2019/20 | 12/07/2019 | PLANNED | 1575 | 35 | 45 | 0.0018991 | 4.2203e-05
| 2019/20 | 12/07/2019 | PLANNED | 1806 | 7 | 258 | 0.0021777 | 8.4406e-06
| 2019/20 | 12/07/2019 | PLANNED | 2290 | 86 | 26.6279 | 0.0027613 | 0.0001037
| 2019/20 | 12/07/2019 | PLANNED | 31581 | 87 | 363 | 0.03808 | 0.0001049
| 2019/20 | 12/07/2019 | PLANNED | 2115 | 9 | 235 | 0.0025503 | 1.0852e-05
| 2019/20 | 12/07/2019 | PLANNED | 2000 | 50 | 40 | 0.0024116 | 6.029e-05
| 2019/20 | 12/07/2019 | PLANNED | 905 | 13 | 69.6154 | 0.0010912 | 1.5675e-05
| 2019/20 | 12/07/2019 | PLANNED | 1480 | 17 | 87.0588 | 0.0017846 | 2.0499e-05
| 2019/20 | 12/07/2019 | PLANNED | 70 | 2 | 35 | 8.4406e-05 | 2.4116e-06
| 2019/20 | 13/07/2019 | PLANNED | 11394 | 27 | 422 | 0.013739 | 3.2557e-05
| 2019/20 | 13/07/2019 | PLANNED | 12474 | 81 | 154 | 0.015041 | 9.767e-05
| 2019/20 | 13/07/2019 | PLANNED | 45 | 1 | 45 | 5.4261e-05 | 1.2058e-06
| 2019/20 | 13/07/2019 | PLANNED | 26 | 1 | 26 | 3.1351e-05 | 1.2058e-06
| 2019/20 | 14/07/2019 | PLANNED | 3850 | 22 | 175 | 0.0046423 | 2.6528e-05
| 2019/20 | 14/07/2019 | PLANNED | 673 | 2 | 336.5 | 0.0008115 | 2.4116e-06
| 2019/20 | 14/07/2019 | PLANNED | 28956 | 76 | 381 | 0.034915 | 9.1641e-05
| 2019/20 | 14/07/2019 | PLANNED | 94680 | 410 | 230.9268 | 0.11417 | 0.00049438
| 2019/20 | 14/07/2019 | PLANNED | 8245 | 25 | 329.8 | 0.0099418 | 3.0145e-05
| 2019/20 | 14/07/2019 | PLANNED | 6600 | 20 | 330 | 0.0079583 | 2.4116e-05
| 2019/20 | 14/07/2019 | PLANNED | 2650 | 25 | 106 | 0.0031954 | 3.0145e-05
| 2019/20 | 14/07/2019 | PLANNED | 5470 | 23 | 237.8261 | 0.0065957 | 2.7733e-05
| 2019/20 | 15/07/2019 | PLANNED | 1743 | 21 | 83 | 0.0021017 | 2.5322e-05
| 2019/20 | 15/07/2019 | PLANNED | 318 | 2 | 159 | 0.00038344 | 2.4116e-06
| 2019/20 | 15/07/2019 | PLANNED | 5120 | 32 | 160 | 0.0061737 | 3.8586e-05
| 2019/20 | 15/07/2019 | PLANNED | 115 | 1 | 115 | 0.00013867 | 1.2058e-06
| 2019/20 | 15/07/2019 | PLANNED | 820 | 2 | 410 | 0.00098876 | 2.4116e-06
| 2019/20 | 15/07/2019 | PLANNED | 23562 | 63 | 374 | 0.028411 | 7.5965e-05
| 2019/20 | 15/07/2019 | PLANNED | 1400 | 40 | 35 | 0.0016881 | 4.8232e-05
| 2019/20 | 15/07/2019 | PLANNED | 1600 | 8 | 200 | 0.0019293 | 9.6464e-06
| 2019/20 | 15/07/2019 | PLANNED | 55 | 1 | 55 | 6.6319e-05 | 1.2058e-06
| 2019/20 | 15/07/2019 | PLANNED | 5460 | 28 | 195 | 0.0065837 | 3.3762e-05
| 2019/20 | 15/07/2019 | PLANNED | 174 | 8 | 21.75 | 0.00020981 | 9.6464e-06
| 2019/20 | 15/07/2019 | PLANNED | 198 | 3 | 66 | 0.00023875 | 3.6174e-06
| 2019/20 | 15/07/2019 | PLANNED | 33703 | 109 | 309.2018 | 0.040639 | 0.00013143
| 2019/20 | 15/07/2019 | PLANNED | 168 | 6 | 28 | 0.00020257 | 7.2348e-06
| 2019/20 | 15/07/2019 | PLANNED | 5457 | 55 | 99.2182 | 0.0065801 | 6.6319e-05
| 2019/20 | 15/07/2019 | PLANNED | 35997 | 213 | 169 | 0.043405 | 0.00025684
| 2019/20 | 15/07/2019 | PLANNED | 90 | 3 | 30 | 0.00010852 | 3.6174e-06
| 2019/20 | 15/07/2019 | PLANNED | 6 | 1 | 6 | 7.2348e-06 | 1.2058e-06
| 2019/20 | 16/07/2019 | PLANNED | 6020 | 14 | 430 | 0.0072589 | 1.6881e-05
| 2019/20 | 16/07/2019 | PLANNED | 55104 | 164 | 336 | 0.066444 | 0.00019775
| 2019/20 | 16/07/2019 | PLANNED | 345 | 1 | 345 | 0.000416 | 1.2058e-06
| 2019/20 | 16/07/2019 | PLANNED | 62125 | 175 | 355 | 0.07491 | 0.00021101
| 2019/20 | 16/07/2019 | PLANNED | 1875 | 29 | 64.6552 | 0.0022609 | 3.4968e-05
| 2019/20 | 16/07/2019 | PLANNED | 45 | 3 | 15 | 5.4261e-05 | 3.6174e-06
| 2019/20 | 16/07/2019 | PLANNED | 8344 | 23 | 362.7826 | 0.010061 | 2.7733e-05
| 2019/20 | 16/07/2019 | PLANNED | 11025 | 35 | 315 | 0.013294 | 4.2203e-05
| 2019/20 | 16/07/2019 | PLANNED | 3078 | 9 | 342 | 0.0037115 | 1.0852e-05
| 2019/20 | 16/07/2019 | PLANNED | 5445 | 55 | 99 | 0.0065656 | 6.6319e-05
| 2019/20 | 16/07/2019 | PLANNED | 70 | 1 | 70 | 8.4406e-05 | 1.2058e-06
| 2019/20 | 16/07/2019 | PLANNED | 38584 | 104 | 371 | 0.046525 | 0.0001254
| 2019/20 | 16/07/2019 | PLANNED | 64 | 2 | 32 | 7.7171e-05 | 2.4116e-06
| 2019/20 | 16/07/2019 | PLANNED | 2828 | 14 | 202 | 0.00341 | 1.6881e-05
| 2019/20 | 16/07/2019 | PLANNED | 19386 | 51 | 380.1176 | 0.023376 | 6.1496e-05
| 2019/20 | 16/07/2019 | PLANNED | 300 | 1 | 300 | 0.00036174 | 1.2058e-06
| 2019/20 | 16/07/2019 | PLANNED | 11020 | 76 | 145 | 0.013288 | 9.1641e-05
| 2019/20 | 16/07/2019 | PLANNED | 1230 | 10 | 123 | 0.0014831 | 1.2058e-05
| 2019/20 | 16/07/2019 | PLANNED | 24 | 3 | 8 | 2.8939e-05 | 3.6174e-06
| 2019/20 | 16/07/2019 | PLANNED | 95 | 1 | 95 | 0.00011455 | 1.2058e-06
| 2019/20 | 16/07/2019 | PLANNED | 20 | 1 | 20 | 2.4116e-05 | 1.2058e-06
| 2019/20 | 16/07/2019 | PLANNED | 105 | 1 | 105 | 0.00012661 | 1.2058e-06
| 2019/20 | 16/07/2019 | PLANNED | 67 | 1 | 67 | 8.0789e-05 | 1.2058e-06
| 2019/20 | 17/07/2019 | PLANNED | 39165 | 105 | 373 | 0.047225 | 0.00012661
| 2019/20 | 17/07/2019 | PLANNED | 29388 | 79 | 372 | 0.035436 | 9.5258e-05
| 2019/20 | 17/07/2019 | PLANNED | 87 | 3 | 29 | 0.0001049 | 3.6174e-06
| 2019/20 | 17/07/2019 | PLANNED | 6225 | 33 | 188.6364 | 0.0075061 | 3.9791e-05
| 2019/20 | 17/07/2019 | PLANNED | 989 | 23 | 43 | 0.0011925 | 2.7733e-05
| 2019/20 | 17/07/2019 | PLANNED | 10633 | 69 | 154.1014 | 0.012821 | 8.32e-05
| 2019/20 | 17/07/2019 | PLANNED | 1260 | 6 | 210 | 0.0015193 | 7.2348e-06
| 2019/20 | 17/07/2019 | PLANNED | 12 | 4 | 3 | 1.447e-05 | 4.8232e-06
| 2019/20 | 17/07/2019 | PLANNED | 4644 | 26 | 178.6154 | 0.0055997 | 3.1351e-05
| 2019/20 | 17/07/2019 | PLANNED | 11040 | 32 | 345 | 0.013312 | 3.8586e-05
| 2019/20 | 17/07/2019 | PLANNED | 4095 | 117 | 35 | 0.0049378 | 0.00014108
| 2019/20 | 17/07/2019 | PLANNED | 550 | 2 | 275 | 0.00066319 | 2.4116e-06
| 2019/20 | 17/07/2019 | PLANNED | 1776 | 12 | 148 | 0.0021415 | 1.447e-05
| 2019/20 | 17/07/2019 | PLANNED | 4635 | 22 | 210.6818 | 0.0055889 | 2.6528e-05
| 2019/20 | 17/07/2019 | PLANNED | 46 | 2 | 23 | 5.5467e-05 | 2.4116e-06
| 2019/20 | 17/07/2019 | PLANNED | 5904 | 36 | 164 | 0.007119 | 4.3409e-05
| 2019/20 | 17/07/2019 | PLANNED | 9338 | 23 | 406 | 0.01126 | 2.7733e-05
| 2019/20 | 17/07/2019 | PLANNED | 7260 | 22 | 330 | 0.0087541 | 2.6528e-05
| 2019/20 | 17/07/2019 | PLANNED | 624 | 16 | 39 | 0.00075242 | 1.9293e-05
| 2019/20 | 17/07/2019 | PLANNED | 608 | 4 | 152 | 0.00073313 | 4.8232e-06
| 2019/20 | 17/07/2019 | PLANNED | 64662 | 270 | 239.4889 | 0.077969 | 0.00032557
| 2019/20 | 17/07/2019 | PLANNED | 3726 | 18 | 207 | 0.0044928 | 2.1704e-05
| 2019/20 | 17/07/2019 | PLANNED | 5612 | 18 | 311.7778 | 0.0067669 | 2.1704e-05
| 2019/20 | 17/07/2019 | PLANNED | 23 | 1 | 23 | 2.7733e-05 | 1.2058e-06
| 2019/20 | 17/07/2019 | PLANNED | 350 | 10 | 35 | 0.00042203 | 1.2058e-05
| 2019/20 | 17/07/2019 | PLANNED | 90 | 2 | 45 | 0.00010852 | 2.4116e-06
| 2019/20 | 17/07/2019 | PLANNED | 3675 | 105 | 35 | 0.0044313 | 0.00012661
| 2019/20 | 17/07/2019 | PLANNED | 14 | 2 | 7 | 1.6881e-05 | 2.4116e-06
| 2019/20 | 17/07/2019 | PLANNED | 41 | 1 | 41 | 4.9438e-05 | 1.2058e-06
| 2019/20 | 17/07/2019 | PLANNED | 19 | 1 | 19 | 2.291e-05 | 1.2058e-06
| 2019/20 | 17/07/2019 | PLANNED | 7 | 1 | 7 | 8.4406e-06 | 1.2058e-06
| 2019/20 | 18/07/2019 | PLANNED | 5642 | 14 | 403 | 0.0068031 | 1.6881e-05
| 2019/20 | 18/07/2019 | PLANNED | 14155 | 83 | 170.5422 | 0.017068 | 0.00010008
| 2019/20 | 18/07/2019 | PLANNED | 28208 | 86 | 328 | 0.034013 | 0.0001037
| 2019/20 | 18/07/2019 | PLANNED | 18 | 2 | 9 | 2.1704e-05 | 2.4116e-06
| 2019/20 | 18/07/2019 | PLANNED | 374 | 8 | 46.75 | 0.00045097 | 9.6464e-06
| 2019/20 | 18/07/2019 | PLANNED | 3570 | 10 | 357 | 0.0043047 | 1.2058e-05
| 2019/20 | 18/07/2019 | PLANNED | 1296 | 18 | 72 | 0.0015627 | 2.1704e-05
| 2019/20 | 18/07/2019 | PLANNED | 5313 | 23 | 231 | 0.0064064 | 2.7733e-05
| 2019/20 | 18/07/2019 | PLANNED | 2121 | 11 | 192.8182 | 0.0025575 | 1.3264e-05
| 2019/20 | 18/07/2019 | PLANNED | 472 | 2 | 236 | 0.00056914 | 2.4116e-06
| 2019/20 | 18/07/2019 | PLANNED | 68 | 2 | 34 | 8.1994e-05 | 2.4116e-06
| 2019/20 | 18/07/2019 | PLANNED | 3618 | 13 | 278.3077 | 0.0043626 | 1.5675e-05
| 2019/20 | 18/07/2019 | PLANNED | 39580 | 138 | 286.8116 | 0.047726 | 0.0001664
| 2019/20 | 18/07/2019 | PLANNED | 20 | 1 | 20 | 2.4116e-05 | 1.2058e-06
| 2019/20 | 18/07/2019 | PLANNED | 54 | 1 | 54 | 6.5113e-05 | 1.2058e-06
| 2019/20 | 18/07/2019 | PLANNED | 100 | 4 | 25 | 0.00012058 | 4.8232e-06
| 2019/20 | 18/07/2019 | PLANNED | 5 | 1 | 5 | 6.029e-06 | 1.2058e-06
| 2019/20 | 18/07/2019 | PLANNED | 385 | 7 | 55 | 0.00046423 | 8.4406e-06
| 2019/20 | 18/07/2019 | PLANNED | 26 | 2 | 13 | 3.1351e-05 | 2.4116e-06
| 2019/20 | 18/07/2019 | PLANNED | 14 | 1 | 14 | 1.6881e-05 | 1.2058e-06
| 2019/20 | 18/07/2019 | PLANNED | 88 | 88 | 1 | 0.00010611 | 0.00010611
| 2019/20 | 19/07/2019 | PLANNED | 6600 | 22 | 300 | 0.0079583 | 2.6528e-05
| 2019/20 | 19/07/2019 | PLANNED | 37185 | 111 | 335 | 0.044838 | 0.00013384
| 2019/20 | 19/07/2019 | PLANNED | 9360 | 26 | 360 | 0.011286 | 3.1351e-05
| 2019/20 | 19/07/2019 | PLANNED | 4559 | 21 | 217.0952 | 0.0054972 | 2.5322e-05
| 2019/20 | 19/07/2019 | PLANNED | 64 | 1 | 64 | 7.7171e-05 | 1.2058e-06
| 2019/20 | 19/07/2019 | PLANNED | 334 | 1 | 334 | 0.00040274 | 1.2058e-06
| 2019/20 | 19/07/2019 | PLANNED | 5618 | 37 | 151.8378 | 0.0067742 | 4.4615e-05
| 2019/20 | 19/07/2019 | PLANNED | 360 | 5 | 72 | 0.00043409 | 6.029e-06
| 2019/20 | 19/07/2019 | PLANNED | 2172 | 6 | 362 | 0.002619 | 7.2348e-06
| 2019/20 | 19/07/2019 | PLANNED | 1308 | 4 | 327 | 0.0015772 | 4.8232e-06
| 2019/20 | 19/07/2019 | PLANNED | 1120 | 4 | 280 | 0.0013505 | 4.8232e-06
| 2019/20 | 19/07/2019 | PLANNED | 290 | 1 | 290 | 0.00034968 | 1.2058e-06
| 2019/20 | 19/07/2019 | PLANNED | 1350 | 10 | 135 | 0.0016278 | 1.2058e-05
| 2019/20 | 19/07/2019 | PLANNED | 10414 | 42 | 247.9524 | 0.012557 | 5.0644e-05
| 2019/20 | 19/07/2019 | PLANNED | 30 | 1 | 30 | 3.6174e-05 | 1.2058e-06
| 2019/20 | 19/07/2019 | PLANNED | 680 | 10 | 68 | 0.00081994 | 1.2058e-05
| 2019/20 | 19/07/2019 | PLANNED | 12 | 6 | 2 | 1.447e-05 | 7.2348e-06
| 2019/20 | 19/07/2019 | PLANNED | 30 | 1 | 30 | 3.6174e-05 | 1.2058e-06
| 2019/20 | 20/07/2019 | PLANNED | 415 | 1 | 415 | 0.00050041 | 1.2058e-06
| 2019/20 | 20/07/2019 | PLANNED | 150 | 1 | 150 | 0.00018087 | 1.2058e-06
| 2019/20 | 21/07/2019 | PLANNED | 116 | 1 | 116 | 0.00013987 | 1.2058e-06
| 2019/20 | 21/07/2019 | PLANNED | 82 | 1 | 82 | 9.8876e-05 | 1.2058e-06
| 2019/20 | 21/07/2019 | PLANNED | 2028 | 6 | 338 | 0.0024454 | 7.2348e-06
| 2019/20 | 21/07/2019 | PLANNED | 1936 | 8 | 242 | 0.0023344 | 9.6464e-06
| 2019/20 | 21/07/2019 | PLANNED | 126044 | 577 | 218.4471 | 0.15198 | 0.00069575
| 2019/20 | 21/07/2019 | PLANNED | 22780 | 67 | 340 | 0.027468 | 8.0789e-05
| 2019/20 | 21/07/2019 | PLANNED | 34115 | 91 | 374.8901 | 0.041136 | 0.00010973
| 2019/20 | 21/07/2019 | PLANNED | 24832 | 78 | 318.359 | 0.029942 | 9.4052e-05
| 2019/20 | 21/07/2019 | PLANNED | 32485 | 89 | 365 | 0.03917 | 0.00010732
| 2019/20 | 21/07/2019 | PLANNED | 1944 | 243 | 8 | 0.0023441 | 0.00029301
| 2019/20 | 21/07/2019 | PLANNED | 53 | 1 | 53 | 6.3907e-05 | 1.2058e-06
| 2019/20 | 21/07/2019 | PLANNED | 240 | 3 | 80 | 0.00028939 | 3.6174e-06
| 2019/20 | 22/07/2019 | PLANNED | 520 | 4 | 130 | 0.00062702 | 4.8232e-06
| 2019/20 | 22/07/2019 | PLANNED | 380 | 4 | 95 | 0.0004582 | 4.8232e-06
| 2019/20 | 22/07/2019 | PLANNED | 66 | 1 | 66 | 7.9583e-05 | 1.2058e-06
| 2019/20 | 22/07/2019 | PLANNED | 980 | 7 | 140 | 0.0011817 | 8.4406e-06
| 2019/20 | 22/07/2019 | PLANNED | 720 | 3 | 240 | 0.00086818 | 3.6174e-06
| 2019/20 | 22/07/2019 | PLANNED | 180 | 4 | 45 | 0.00021704 | 4.8232e-06
| 2019/20 | 22/07/2019 | PLANNED | 59 | 1 | 59 | 7.1142e-05 | 1.2058e-06
| 2019/20 | 22/07/2019 | PLANNED | 627 | 3 | 209 | 0.00075604 | 3.6174e-06
| 2019/20 | 22/07/2019 | PLANNED | 6912 | 48 | 144 | 0.0083345 | 5.7878e-05
| 2019/20 | 22/07/2019 | PLANNED | 3430 | 14 | 245 | 0.0041359 | 1.6881e-05
| 2019/20 | 22/07/2019 | PLANNED | 12190 | 46 | 265 | 0.014699 | 5.5467e-05
| 2019/20 | 22/07/2019 | PLANNED | 1305 | 9 | 145 | 0.0015736 | 1.0852e-05
| 2019/20 | 22/07/2019 | PLANNED | 660 | 3 | 220 | 0.00079583 | 3.6174e-06
| 2019/20 | 22/07/2019 | PLANNED | 22169 | 73 | 303.6849 | 0.026731 | 8.8023e-05
| 2019/20 | 22/07/2019 | PLANNED | 10 | 1 | 10 | 1.2058e-05 | 1.2058e-06
| 2019/20 | 22/07/2019 | PLANNED | 2158 | 13 | 166 | 0.0026021 | 1.5675e-05
| 2019/20 | 22/07/2019 | PLANNED | 5317 | 31 | 171.5161 | 0.0064112 | 3.738e-05
| 2019/20 | 22/07/2019 | PLANNED | 15 | 1 | 15 | 1.8087e-05 | 1.2058e-06
| 2019/20 | 22/07/2019 | PLANNED | 405 | 12 | 33.75 | 0.00048835 | 1.447e-05
| 2019/20 | 22/07/2019 | PLANNED | 60 | 2 | 30 | 7.2348e-05 | 2.4116e-06
| 2019/20 | 22/07/2019 | PLANNED | 108 | 3 | 36 | 0.00013023 | 3.6174e-06
| 2019/20 | 22/07/2019 | PLANNED | 6 | 1 | 6 | 7.2348e-06 | 1.2058e-06
| 2019/20 | 23/07/2019 | PLANNED | 14405 | 40 | 360.125 | 0.01737 | 4.8232e-05
| 2019/20 | 23/07/2019 | PLANNED | 410 | 2 | 205 | 0.00049438 | 2.4116e-06
| 2019/20 | 23/07/2019 | PLANNED | 760 | 2 | 380 | 0.00091641 | 2.4116e-06
| 2019/20 | 23/07/2019 | PLANNED | 85 | 1 | 85 | 0.00010249 | 1.2058e-06
| 2019/20 | 23/07/2019 | PLANNED | 8840 | 68 | 130 | 0.010659 | 8.1994e-05
| 2019/20 | 23/07/2019 | PLANNED | 3432 | 12 | 286 | 0.0041383 | 1.447e-05
| 2019/20 | 23/07/2019 | PLANNED | 4721 | 27 | 174.8519 | 0.0056926 | 3.2557e-05
| 2019/20 | 23/07/2019 | PLANNED | 250 | 2 | 125 | 0.00030145 | 2.4116e-06
| 2019/20 | 23/07/2019 | PLANNED | 577 | 6 | 96.1667 | 0.00069575 | 7.2348e-06
| 2019/20 | 23/07/2019 | PLANNED | 144 | 2 | 72 | 0.00017364 | 2.4116e-06
| 2019/20 | 23/07/2019 | PLANNED | 14483 | 105 | 137.9333 | 0.017464 | 0.00012661
| 2019/20 | 24/07/2019 | PLANNED | 6015 | 15 | 401 | 0.0072529 | 1.8087e-05
| 2019/20 | 24/07/2019 | PLANNED | 28 | 4 | 7 | 3.3762e-05 | 4.8232e-06
| 2019/20 | 24/07/2019 | PLANNED | 10080 | 24 | 420 | 0.012154 | 2.8939e-05
| 2019/20 | 24/07/2019 | PLANNED | 4204 | 10 | 420.4 | 0.0050692 | 1.2058e-05
| 2019/20 | 24/07/2019 | PLANNED | 144 | 16 | 9 | 0.00017364 | 1.9293e-05
| 2019/20 | 24/07/2019 | PLANNED | 828 | 4 | 207 | 0.0009984 | 4.8232e-06
| 2019/20 | 24/07/2019 | PLANNED | 2880 | 15 | 192 | 0.0034727 | 1.8087e-05
| 2019/20 | 24/07/2019 | PLANNED | 2548 | 385 | 6.6182 | 0.0030724 | 0.00046423
| 2019/20 | 24/07/2019 | PLANNED | 14760 | 36 | 410 | 0.017798 | 4.3409e-05
| 2019/20 | 24/07/2019 | PLANNED | 58 | 1 | 58 | 6.9936e-05 | 1.2058e-06
| 2019/20 | 24/07/2019 | PLANNED | 6820 | 22 | 310 | 0.0082236 | 2.6528e-05
| 2019/20 | 24/07/2019 | PLANNED | 82401 | 227 | 363 | 0.099359 | 0.00027372
| 2019/20 | 24/07/2019 | PLANNED | 39100 | 217 | 180.1843 | 0.047147 | 0.00026166
| 2019/20 | 24/07/2019 | PLANNED | 692 | 2 | 346 | 0.00083441 | 2.4116e-06
| 2019/20 | 24/07/2019 | PLANNED | 352 | 2 | 176 | 0.00042444 | 2.4116e-06
| 2019/20 | 24/07/2019 | PLANNED | 167 | 1 | 167 | 0.00020137 | 1.2058e-06
| 2019/20 | 24/07/2019 | PLANNED | 39975 | 123 | 325 | 0.048202 | 0.00014831
| 2019/20 | 24/07/2019 | PLANNED | 48 | 6 | 8 | 5.7878e-05 | 7.2348e-06
| 2019/20 | 24/07/2019 | PLANNED | 1 | 1 | 1 | 1.2058e-06 | 1.2058e-06
| 2019/20 | 24/07/2019 | PLANNED | 29430 | 135 | 218 | 0.035487 | 0.00016278
| 2019/20 | 24/07/2019 | PLANNED | 10 | 2 | 5 | 1.2058e-05 | 2.4116e-06
| 2019/20 | 24/07/2019 | PLANNED | 648 | 3 | 216 | 0.00078136 | 3.6174e-06
| 2019/20 | 24/07/2019 | PLANNED | 18 | 2 | 9 | 2.1704e-05 | 2.4116e-06
| 2019/20 | 24/07/2019 | PLANNED | 40 | 4 | 10 | 4.8232e-05 | 4.8232e-06
| 2019/20 | 24/07/2019 | PLANNED | 80 | 4 | 20 | 9.6464e-05 | 4.8232e-06
| 2019/20 | 24/07/2019 | PLANNED | 84 | 1 | 84 | 0.00010129 | 1.2058e-06
| 2019/20 | 25/07/2019 | PLANNED | 55 | 1 | 55 | 6.6319e-05 | 1.2058e-06
| 2019/20 | 25/07/2019 | PLANNED | 3031 | 7 | 433 | 0.0036548 | 8.4406e-06
| 2019/20 | 25/07/2019 | PLANNED | 6 | 1 | 6 | 7.2348e-06 | 1.2058e-06
| 2019/20 | 25/07/2019 | PLANNED | 690 | 2 | 345 | 0.000832 | 2.4116e-06
| 2019/20 | 25/07/2019 | PLANNED | 12480 | 60 | 208 | 0.015048 | 7.2348e-05
| 2019/20 | 25/07/2019 | PLANNED | 196 | 1 | 196 | 0.00023634 | 1.2058e-06
| 2019/20 | 25/07/2019 | PLANNED | 420 | 3 | 140 | 0.00050644 | 3.6174e-06
| 2019/20 | 25/07/2019 | PLANNED | 10470 | 30 | 349 | 0.012625 | 3.6174e-05
| 2019/20 | 25/07/2019 | PLANNED | 1960 | 7 | 280 | 0.0023634 | 8.4406e-06
| 2019/20 | 25/07/2019 | PLANNED | 60 | 1 | 60 | 7.2348e-05 | 1.2058e-06
| 2019/20 | 25/07/2019 | PLANNED | 273 | 9 | 30.3333 | 0.00032918 | 1.0852e-05
| 2019/20 | 25/07/2019 | PLANNED | 365 | 3 | 121.6667 | 0.00044012 | 3.6174e-06
| 2019/20 | 25/07/2019 | PLANNED | 1762 | 12 | 146.8333 | 0.0021246 | 1.447e-05
| 2019/20 | 25/07/2019 | PLANNED | 74592 | 222 | 336 | 0.089943 | 0.00026769
| 2019/20 | 25/07/2019 | PLANNED | 1791 | 9 | 199 | 0.0021596 | 1.0852e-05
| 2019/20 | 25/07/2019 | PLANNED | 6600 | 44 | 150 | 0.0079583 | 5.3055e-05
| 2019/20 | 25/07/2019 | PLANNED | 6144 | 32 | 192 | 0.0074084 | 3.8586e-05
| 2019/20 | 25/07/2019 | PLANNED | 32 | 4 | 8 | 3.8586e-05 | 4.8232e-06
| 2019/20 | 25/07/2019 | PLANNED | 50 | 1 | 50 | 6.029e-05 | 1.2058e-06
| 2019/20 | 25/07/2019 | PLANNED | 525 | 15 | 35 | 0.00063304 | 1.8087e-05
| 2019/20 | 25/07/2019 | PLANNED | 120 | 2 | 60 | 0.0001447 | 2.4116e-06
| 2019/20 | 25/07/2019 | PLANNED | 693 | 14 | 49.5 | 0.00083562 | 1.6881e-05
| 2019/20 | 25/07/2019 | PLANNED | 494 | 13 | 38 | 0.00059567 | 1.5675e-05
| 2019/20 | 25/07/2019 | PLANNED | 2180 | 10 | 218 | 0.0026286 | 1.2058e-05
| 2019/20 | 25/07/2019 | PLANNED | 155 | 1 | 155 | 0.0001869 | 1.2058e-06
| 2019/20 | 26/07/2019 | PLANNED | 5504 | 16 | 344 | 0.0066367 | 1.9293e-05
| 2019/20 | 26/07/2019 | PLANNED | 17712 | 72 | 246 | 0.021357 | 8.6818e-05
| 2019/20 | 26/07/2019 | PLANNED | 32520 | 15 | 2168 | 0.039213 | 1.8087e-05
| 2019/20 | 26/07/2019 | PLANNED | 688 | 4 | 172 | 0.00082959 | 4.8232e-06
| 2019/20 | 26/07/2019 | PLANNED | 1575 | 7 | 225 | 0.0018991 | 8.4406e-06
| 2019/20 | 26/07/2019 | PLANNED | 17648 | 46 | 383.6522 | 0.02128 | 5.5467e-05
| 2019/20 | 26/07/2019 | PLANNED | 130 | 2 | 65 | 0.00015675 | 2.4116e-06
| 2019/20 | 26/07/2019 | PLANNED | 405 | 15 | 27 | 0.00048835 | 1.8087e-05
| 2019/20 | 26/07/2019 | PLANNED | 170 | 2 | 85 | 0.00020499 | 2.4116e-06
| 2019/20 | 26/07/2019 | PLANNED | 5 | 1 | 5 | 6.029e-06 | 1.2058e-06
| 2019/20 | 26/07/2019 | PLANNED | 58 | 2 | 29 | 6.9936e-05 | 2.4116e-06
| 2019/20 | 26/07/2019 | PLANNED | 1330 | 38 | 35 | 0.0016037 | 4.582e-05
| 2019/20 | 26/07/2019 | PLANNED | 4112 | 38 | 108.2105 | 0.0049582 | 4.582e-05
| 2019/20 | 26/07/2019 | PLANNED | 82 | 1 | 82 | 9.8876e-05 | 1.2058e-06
| 2019/20 | 26/07/2019 | PLANNED | 82 | 2 | 41 | 9.8876e-05 | 2.4116e-06
| 2019/20 | 26/07/2019 | PLANNED | 160 | 4 | 40 | 0.00019293 | 4.8232e-06
| 2019/20 | 26/07/2019 | PLANNED | 774 | 18 | 43 | 0.00093329 | 2.1704e-05
| 2019/20 | 27/07/2019 | PLANNED | 204 | 17 | 12 | 0.00024598 | 2.0499e-05
| 2019/20 | 27/07/2019 | PLANNED | 4690 | 14 | 335 | 0.0056552 | 1.6881e-05
| 2019/20 | 28/07/2019 | PLANNED | 913 | 83 | 11 | 0.0011009 | 0.00010008
| 2019/20 | 28/07/2019 | PLANNED | 76788 | 486 | 158 | 0.092591 | 0.00058602
| 2019/20 | 28/07/2019 | PLANNED | 48406 | 161 | 300.6584 | 0.058368 | 0.00019413
| 2019/20 | 28/07/2019 | PLANNED | 185980 | 547 | 340 | 0.22425 | 0.00065957
| 2019/20 | 28/07/2019 | PLANNED | 4620 | 12 | 385 | 0.0055708 | 1.447e-05
| 2019/20 | 28/07/2019 | PLANNED | 945 | 27 | 35 | 0.0011395 | 3.2557e-05
| 2019/20 | 28/07/2019 | PLANNED | 275 | 5 | 55 | 0.00033159 | 6.029e-06
| 2019/20 | 28/07/2019 | PLANNED | 2236 | 86 | 26 | 0.0026962 | 0.0001037
| 2019/20 | 28/07/2019 | PLANNED | 34917 | 309 | 113 | 0.042103 | 0.00037259
| 2019/20 | 29/07/2019 | PLANNED | 389708 | 1194 | 326.3886 | 0.46991 | 0.0014397
| 2019/20 | 29/07/2019 | PLANNED | 3926 | 12 | 327.1667 | 0.004734 | 1.447e-05
| 2019/20 | 29/07/2019 | PLANNED | 1820 | 7 | 260 | 0.0021946 | 8.4406e-06
| 2019/20 | 29/07/2019 | PLANNED | 8265 | 29 | 285 | 0.0099659 | 3.4968e-05
| 2019/20 | 29/07/2019 | PLANNED | 6764 | 19 | 356 | 0.008156 | 2.291e-05
| 2019/20 | 29/07/2019 | PLANNED | 1150 | 25 | 46 | 0.0013867 | 3.0145e-05
| 2019/20 | 29/07/2019 | PLANNED | 11395 | 43 | 265 | 0.01374 | 5.1849e-05
| 2019/20 | 29/07/2019 | PLANNED | 1068 | 4 | 267 | 0.0012878 | 4.8232e-06
| 2019/20 | 29/07/2019 | PLANNED | 2876 | 39 | 73.7436 | 0.0034679 | 4.7026e-05
| 2019/20 | 29/07/2019 | PLANNED | 828 | 4 | 207 | 0.0009984 | 4.8232e-06
| 2019/20 | 30/07/2019 | PLANNED | 3080 | 6 | 513.3333 | 0.0037139 | 7.2348e-06
| 2019/20 | 30/07/2019 | PLANNED | 40 | 1 | 40 | 4.8232e-05 | 1.2058e-06
| 2019/20 | 30/07/2019 | PLANNED | 6992 | 16 | 437 | 0.008431 | 1.9293e-05
| 2019/20 | 30/07/2019 | PLANNED | 72000 | 180 | 400 | 0.086818 | 0.00021704
| 2019/20 | 30/07/2019 | PLANNED | 544 | 68 | 8 | 0.00065596 | 8.1994e-05
| 2019/20 | 30/07/2019 | PLANNED | 6368 | 16 | 398 | 0.0076785 | 1.9293e-05
| 2019/20 | 30/07/2019 | PLANNED | 121730 | 370 | 329 | 0.14678 | 0.00044615
| 2019/20 | 30/07/2019 | PLANNED | 252 | 6 | 42 | 0.00030386 | 7.2348e-06
| 2019/20 | 30/07/2019 | PLANNED | 7753 | 22 | 352.4091 | 0.0093486 | 2.6528e-05
| 2019/20 | 30/07/2019 | PLANNED | 122108 | 343 | 356 | 0.14724 | 0.00041359
| 2019/20 | 30/07/2019 | PLANNED | 6635 | 28 | 236.9643 | 0.0080005 | 3.3762e-05
| 2019/20 | 30/07/2019 | PLANNED | 1575 | 15 | 105 | 0.0018991 | 1.8087e-05
| 2019/20 | 30/07/2019 | PLANNED | 7024 | 16 | 439 | 0.0084695 | 1.9293e-05
| 2019/20 | 30/07/2019 | PLANNED | 6150 | 25 | 246 | 0.0074157 | 3.0145e-05
| 2019/20 | 30/07/2019 | PLANNED | 7101 | 27 | 263 | 0.0085624 | 3.2557e-05
| 2019/20 | 30/07/2019 | PLANNED | 43924 | 139 | 316 | 0.052964 | 0.00016761
| 2019/20 | 30/07/2019 | PLANNED | 10212 | 46 | 222 | 0.012314 | 5.5467e-05
| 2019/20 | 30/07/2019 | PLANNED | 2080 | 16 | 130 | 0.0025081 | 1.9293e-05
| 2019/20 | 30/07/2019 | PLANNED | 85 | 1 | 85 | 0.00010249 | 1.2058e-06
| 2019/20 | 30/07/2019 | PLANNED | 20 | 4 | 5 | 2.4116e-05 | 4.8232e-06
| 2019/20 | 30/07/2019 | PLANNED | 979 | 27 | 36.2593 | 0.0011805 | 3.2557e-05
| 2019/20 | 30/07/2019 | PLANNED | 26 | 1 | 26 | 3.1351e-05 | 1.2058e-06
| 2019/20 | 30/07/2019 | PLANNED | 456 | 12 | 38 | 0.00054984 | 1.447e-05
| 2019/20 | 30/07/2019 | PLANNED | 24 | 4 | 6 | 2.8939e-05 | 4.8232e-06
| 2019/20 | 30/07/2019 | PLANNED | 118 | 2 | 59 | 0.00014228 | 2.4116e-06
| 2019/20 | 31/07/2019 | PLANNED | 22 | 2 | 11 | 2.6528e-05 | 2.4116e-06
| 2019/20 | 31/07/2019 | PLANNED | 162628 | 436 | 373 | 0.1961 | 0.00052573
| 2019/20 | 31/07/2019 | PLANNED | 25326 | 67 | 378 | 0.030538 | 8.0789e-05
| 2019/20 | 31/07/2019 | PLANNED | 45080 | 161 | 280 | 0.054357 | 0.00019413
| 2019/20 | 31/07/2019 | PLANNED | 17160 | 88 | 195 | 0.020692 | 0.00010611
| 2019/20 | 31/07/2019 | PLANNED | 32826 | 87 | 377.3103 | 0.039582 | 0.0001049
| 2019/20 | 31/07/2019 | PLANNED | 1252 | 4 | 313 | 0.0015097 | 4.8232e-06
| 2019/20 | 31/07/2019 | PLANNED | 9225 | 25 | 369 | 0.011124 | 3.0145e-05
| 2019/20 | 31/07/2019 | PLANNED | 3500 | 30 | 116.6667 | 0.0042203 | 3.6174e-05
| 2019/20 | 31/07/2019 | PLANNED | 216 | 9 | 24 | 0.00026045 | 1.0852e-05
| 2019/20 | 31/07/2019 | PLANNED | 2635 | 17 | 155 | 0.0031773 | 2.0499e-05
| 2019/20 | 31/07/2019 | PLANNED | 2790 | 18 | 155 | 0.0033642 | 2.1704e-05
| 2019/20 | 31/07/2019 | PLANNED | 13 | 1 | 13 | 1.5675e-05 | 1.2058e-06
| 2019/20 | 31/07/2019 | PLANNED | 2567 | 16 | 160.4375 | 0.0030953 | 1.9293e-05
| 2019/20 | 31/07/2019 | PLANNED | 55274 | 163 | 339.1043 | 0.066649 | 0.00019655
| 2019/20 | 31/07/2019 | PLANNED | 622 | 2 | 311 | 0.00075001 | 2.4116e-06
| 2019/20 | 31/07/2019 | PLANNED | 375 | 5 | 75 | 0.00045217 | 6.029e-06
| 2019/20 | 31/07/2019 | PLANNED | 7015 | 23 | 305 | 0.0084587 | 2.7733e-05
| 2019/20 | 31/07/2019 | PLANNED | 1406 | 74 | 19 | 0.0016954 | 8.9229e-05
| 2019/20 | 31/07/2019 | PLANNED | 94 | 2 | 47 | 0.00011335 | 2.4116e-06
| 2019/20 | 31/07/2019 | PLANNED | 2400 | 75 | 32 | 0.0028939 | 9.0435e-05
| 2019/20 | 31/07/2019 | PLANNED | 18 | 3 | 6 | 2.1704e-05 | 3.6174e-06
| 2019/20 | 31/07/2019 | PLANNED | 18 | 2 | 9 | 2.1704e-05 | 2.4116e-06
| 2019/20 | 31/07/2019 | PLANNED | 37 | 1 | 37 | 4.4615e-05 | 1.2058e-06
| 2019/20 | 31/07/2019 | PLANNED | 7 | 1 | 7 | 8.4406e-06 | 1.2058e-06
| 2019/20 | 31/07/2019 | PLANNED | 1911 | 49 | 39 | 0.0023043 | 5.9084e-05
| 2019/20 | 31/07/2019 | PLANNED | 3168 | 22 | 144 | 0.00382 | 2.6528e-05
| 2019/20 | 31/07/2019 | PLANNED | 96 | 2 | 48 | 0.00011576 | 2.4116e-06
| 2019/20 | 1/08/2019 | PLANNED | 6777 | 88 | 77.0114 | 0.0081717 | 0.00010611
| 2019/20 | 1/08/2019 | PLANNED | 25658 | 71 | 361.3803 | 0.030938 | 8.5612e-05
| 2019/20 | 1/08/2019 | PLANNED | 15172 | 38 | 399.2632 | 0.018294 | 4.582e-05
| 2019/20 | 1/08/2019 | PLANNED | 10 | 1 | 10 | 1.2058e-05 | 1.2058e-06
| 2019/20 | 1/08/2019 | PLANNED | 13865 | 47 | 295 | 0.016718 | 5.6673e-05
| 2019/20 | 1/08/2019 | PLANNED | 58677 | 183 | 320.6393 | 0.070753 | 0.00022066
| 2019/20 | 1/08/2019 | PLANNED | 7905 | 31 | 255 | 0.0095318 | 3.738e-05
| 2019/20 | 1/08/2019 | PLANNED | 14137 | 43 | 328.7674 | 0.017046 | 5.1849e-05
| 2019/20 | 1/08/2019 | PLANNED | 395 | 2 | 197.5 | 0.00047629 | 2.4116e-06
| 2019/20 | 1/08/2019 | PLANNED | 98 | 1 | 98 | 0.00011817 | 1.2058e-06
| 2019/20 | 1/08/2019 | PLANNED | 6925 | 32 | 216.4062 | 0.0083502 | 3.8586e-05
| 2019/20 | 1/08/2019 | PLANNED | 138 | 6 | 23 | 0.0001664 | 7.2348e-06
| 2019/20 | 1/08/2019 | PLANNED | 6526 | 26 | 251 | 0.0078691 | 3.1351e-05
| 2019/20 | 1/08/2019 | PLANNED | 3365 | 32 | 105.1562 | 0.0040575 | 3.8586e-05
| 2019/20 | 1/08/2019 | PLANNED | 51 | 3 | 17 | 6.1496e-05 | 3.6174e-06
| 2019/20 | 1/08/2019 | PLANNED | 34 | 5 | 6.8 | 4.0997e-05 | 6.029e-06
| 2019/20 | 1/08/2019 | PLANNED | 40 | 2 | 20 | 4.8232e-05 | 2.4116e-06
| 2019/20 | 1/08/2019 | PLANNED | 60 | 3 | 20 | 7.2348e-05 | 3.6174e-06
| 2019/20 | 1/08/2019 | PLANNED | 27140 | 118 | 230 | 0.032725 | 0.00014228
| 2019/20 | 1/08/2019 | PLANNED | 6 | 2 | 3 | 7.2348e-06 | 2.4116e-06
| 2019/20 | 1/08/2019 | PLANNED | 320 | 8 | 40 | 0.00038586 | 9.6464e-06
| 2019/20 | 1/08/2019 | PLANNED | 1934 | 26 | 74.3846 | 0.002332 | 3.1351e-05
| 2019/20 | 1/08/2019 | PLANNED | 171 | 3 | 57 | 0.00020619 | 3.6174e-06
| 2019/20 | 1/08/2019 | PLANNED | 825 | 11 | 75 | 0.00099478 | 1.3264e-05
| 2019/20 | 1/08/2019 | PLANNED | 5 | 1 | 5 | 6.029e-06 | 1.2058e-06
| 2019/20 | 2/08/2019 | PLANNED | 109642 | 314 | 349.1783 | 0.13221 | 0.00037862
| 2019/20 | 2/08/2019 | PLANNED | 70 | 2 | 35 | 8.4406e-05 | 2.4116e-06
| 2019/20 | 2/08/2019 | PLANNED | 3636 | 12 | 303 | 0.0043843 | 1.447e-05
| 2019/20 | 2/08/2019 | PLANNED | 20196 | 68 | 297 | 0.024352 | 8.1994e-05
| 2019/20 | 2/08/2019 | PLANNED | 6240 | 32 | 195 | 0.0075242 | 3.8586e-05
| 2019/20 | 2/08/2019 | PLANNED | 432 | 54 | 8 | 0.00052091 | 6.5113e-05
| 2019/20 | 2/08/2019 | PLANNED | 1645 | 7 | 235 | 0.0019835 | 8.4406e-06
| 2019/20 | 2/08/2019 | PLANNED | 406 | 29 | 14 | 0.00048955 | 3.4968e-05
| 2019/20 | 2/08/2019 | PLANNED | 21294 | 63 | 338 | 0.025676 | 7.5965e-05
| 2019/20 | 2/08/2019 | PLANNED | 126720 | 384 | 330 | 0.1528 | 0.00046303
| 2019/20 | 2/08/2019 | PLANNED | 320 | 8 | 40 | 0.00038586 | 9.6464e-06
| 2019/20 | 2/08/2019 | PLANNED | 1620 | 6 | 270 | 0.0019534 | 7.2348e-06
| 2019/20 | 2/08/2019 | PLANNED | 448 | 1 | 448 | 0.0005402 | 1.2058e-06
| 2019/20 | 2/08/2019 | PLANNED | 35 | 1 | 35 | 4.2203e-05 | 1.2058e-06
| 2019/20 | 2/08/2019 | PLANNED | 320 | 1 | 320 | 0.00038586 | 1.2058e-06
| 2019/20 | 2/08/2019 | PLANNED | 17568 | 61 | 288 | 0.021183 | 7.3554e-05
| 2019/20 | 2/08/2019 | PLANNED | 154 | 2 | 77 | 0.00018569 | 2.4116e-06
| 2019/20 | 2/08/2019 | PLANNED | 1435 | 5 | 287 | 0.0017303 | 6.029e-06
| 2019/20 | 2/08/2019 | PLANNED | 175 | 7 | 25 | 0.00021101 | 8.4406e-06
| 2019/20 | 2/08/2019 | PLANNED | 1908 | 18 | 106 | 0.0023007 | 2.1704e-05
| 2019/20 | 2/08/2019 | PLANNED | 2635 | 24 | 109.7917 | 0.0031773 | 2.8939e-05
| 2019/20 | 2/08/2019 | PLANNED | 840 | 56 | 15 | 0.0010129 | 6.7525e-05
| 2019/20 | 2/08/2019 | PLANNED | 57 | 1 | 57 | 6.8731e-05 | 1.2058e-06
| 2019/20 | 2/08/2019 | PLANNED | 116 | 2 | 58 | 0.00013987 | 2.4116e-06
| 2019/20 | 2/08/2019 | PLANNED | 290 | 29 | 10 | 0.00034968 | 3.4968e-05
| 2019/20 | 2/08/2019 | PLANNED | 1 | 1 | 1 | 1.2058e-06 | 1.2058e-06
| 2019/20 | 2/08/2019 | PLANNED | 35 | 1 | 35 | 4.2203e-05 | 1.2058e-06
| 2019/20 | 2/08/2019 | PLANNED | 10 | 1 | 10 | 1.2058e-05 | 1.2058e-06
| 2019/20 | 3/08/2019 | PLANNED | 45 | 5 | 9 | 5.4261e-05 | 6.029e-06
| 2019/20 | 3/08/2019 | PLANNED | 7785 | 45 | 173 | 0.0093872 | 5.4261e-05
| 2019/20 | 3/08/2019 | PLANNED | 2600 | 8 | 325 | 0.0031351 | 9.6464e-06
| 2019/20 | 4/08/2019 | PLANNED | 1044 | 58 | 18 | 0.0012589 | 6.9936e-05
| 2019/20 | 4/08/2019 | PLANNED | 5650 | 43 | 131.3953 | 0.0068128 | 5.1849e-05
| 2019/20 | 4/08/2019 | PLANNED | 108 | 1 | 108 | 0.00013023 | 1.2058e-06
| 2019/20 | 4/08/2019 | PLANNED | 4110 | 15 | 274 | 0.0049558 | 1.8087e-05
| 2019/20 | 4/08/2019 | PLANNED | 990 | 3 | 330 | 0.0011937 | 3.6174e-06
| 2019/20 | 4/08/2019 | PLANNED | 32950 | 77 | 427.9221 | 0.039731 | 9.2847e-05
| 2019/20 | 4/08/2019 | PLANNED | 985 | 4 | 246.25 | 0.0011877 | 4.8232e-06
| 2019/20 | 4/08/2019 | PLANNED | 15000 | 50 | 300 | 0.018087 | 6.029e-05
| 2019/20 | 4/08/2019 | PLANNED | 16090 | 63 | 255.3968 | 0.019401 | 7.5965e-05
| 2019/20 | 4/08/2019 | PLANNED | 385 | 5 | 77 | 0.00046423 | 6.029e-06
| 2019/20 | 5/08/2019 | PLANNED | 1175 | 5 | 235 | 0.0014168 | 6.029e-06
| 2019/20 | 5/08/2019 | PLANNED | 1430 | 11 | 130 | 0.0017243 | 1.3264e-05
| 2019/20 | 5/08/2019 | PLANNED | 290 | 2 | 145 | 0.00034968 | 2.4116e-06
| 2019/20 | 5/08/2019 | PLANNED | 9048 | 116 | 78 | 0.01091 | 0.00013987
| 2019/20 | 5/08/2019 | PLANNED | 135 | 1 | 135 | 0.00016278 | 1.2058e-06
| 2019/20 | 5/08/2019 | PLANNED | 215 | 1 | 215 | 0.00025925 | 1.2058e-06
| 2019/20 | 5/08/2019 | PLANNED | 6501 | 33 | 197 | 0.0078389 | 3.9791e-05
| 2019/20 | 5/08/2019 | PLANNED | 2429 | 7 | 347 | 0.0029289 | 8.4406e-06
| 2019/20 | 5/08/2019 | PLANNED | 4080 | 34 | 120 | 0.0049197 | 4.0997e-05
| 2019/20 | 5/08/2019 | PLANNED | 268 | 1 | 268 | 0.00032315 | 1.2058e-06
| 2019/20 | 5/08/2019 | PLANNED | 524 | 3 | 174.6667 | 0.00063184 | 3.6174e-06
| 2019/20 | 5/08/2019 | PLANNED | 125 | 1 | 125 | 0.00015072 | 1.2058e-06
| 2019/20 | 5/08/2019 | PLANNED | 405 | 3 | 135 | 0.00048835 | 3.6174e-06
| 2019/20 | 5/08/2019 | PLANNED | 620 | 124 | 5 | 0.0007476 | 0.00014952
| 2019/20 | 5/08/2019 | PLANNED | 1850 | 10 | 185 | 0.0022307 | 1.2058e-05
| 2019/20 | 5/08/2019 | PLANNED | 1064 | 17 | 62.5882 | 0.001283 | 2.0499e-05
| 2019/20 | 5/08/2019 | PLANNED | 46 | 1 | 46 | 5.5467e-05 | 1.2058e-06
| 2019/20 | 5/08/2019 | PLANNED | 108 | 1 | 108 | 0.00013023 | 1.2058e-06
| 2019/20 | 5/08/2019 | PLANNED | 58 | 1 | 58 | 6.9936e-05 | 1.2058e-06
| 2019/20 | 6/08/2019 | PLANNED | 5864 | 87 | 67.4023 | 0.0070708 | 0.0001049
| 2019/20 | 6/08/2019 | PLANNED | 8316 | 27 | 308 | 0.010027 | 3.2557e-05
| 2019/20 | 6/08/2019 | PLANNED | 575 | 5 | 115 | 0.00069333 | 6.029e-06
| 2019/20 | 6/08/2019 | PLANNED | 5540 | 15 | 369.3333 | 0.0066801 | 1.8087e-05
| 2019/20 | 6/08/2019 | PLANNED | 6045 | 29 | 208.4483 | 0.0072891 | 3.4968e-05
| 2019/20 | 6/08/2019 | PLANNED | 930 | 3 | 310 | 0.0011214 | 3.6174e-06
| 2019/20 | 6/08/2019 | PLANNED | 4395 | 15 | 293 | 0.0052995 | 1.8087e-05
| 2019/20 | 6/08/2019 | PLANNED | 1140 | 4 | 285 | 0.0013746 | 4.8232e-06
| 2019/20 | 6/08/2019 | PLANNED | 275 | 5 | 55 | 0.00033159 | 6.029e-06
| 2019/20 | 6/08/2019 | PLANNED | 55600 | 139 | 400 | 0.067042 | 0.00016761
| 2019/20 | 6/08/2019 | PLANNED | 41004 | 201 | 204 | 0.049443 | 0.00024237
| 2019/20 | 6/08/2019 | PLANNED | 5456 | 37 | 147.4595 | 0.0065788 | 4.4615e-05
| 2019/20 | 6/08/2019 | PLANNED | 735 | 7 | 105 | 0.00088626 | 8.4406e-06
| 2019/20 | 6/08/2019 | PLANNED | 7408 | 27 | 274.3704 | 0.0089326 | 3.2557e-05
| 2019/20 | 6/08/2019 | PLANNED | 1435 | 7 | 205 | 0.0017303 | 8.4406e-06
| 2019/20 | 6/08/2019 | PLANNED | 70 | 2 | 35 | 8.4406e-05 | 2.4116e-06
| 2019/20 | 6/08/2019 | PLANNED | 55 | 1 | 55 | 6.6319e-05 | 1.2058e-06
| 2019/20 | 6/08/2019 | PLANNED | 1571 | 9 | 174.5556 | 0.0018943 | 1.0852e-05
| 2019/20 | 6/08/2019 | PLANNED | 102 | 3 | 34 | 0.00012299 | 3.6174e-06
| 2019/20 | 6/08/2019 | PLANNED | 92 | 1 | 92 | 0.00011093 | 1.2058e-06
| 2019/20 | 7/08/2019 | PLANNED | 376 | 94 | 4 | 0.00045338 | 0.00011335
| 2019/20 | 7/08/2019 | PLANNED | 30133 | 73 | 412.7808 | 0.036334 | 8.8023e-05
| 2019/20 | 7/08/2019 | PLANNED | 13827 | 33 | 419 | 0.016673 | 3.9791e-05
| 2019/20 | 7/08/2019 | PLANNED | 960 | 3 | 320 | 0.0011576 | 3.6174e-06
| 2019/20 | 7/08/2019 | PLANNED | 405 | 1 | 405 | 0.00048835 | 1.2058e-06
| 2019/20 | 7/08/2019 | PLANNED | 32536 | 83 | 392 | 0.039232 | 0.00010008
| 2019/20 | 7/08/2019 | PLANNED | 1888 | 3 | 629.3333 | 0.0022766 | 3.6174e-06
| 2019/20 | 7/08/2019 | PLANNED | 15 | 1 | 15 | 1.8087e-05 | 1.2058e-06
| 2019/20 | 7/08/2019 | PLANNED | 1513 | 49 | 30.8776 | 0.0018244 | 5.9084e-05
| 2019/20 | 7/08/2019 | PLANNED | 3128 | 8 | 391 | 0.0037717 | 9.6464e-06
| 2019/20 | 7/08/2019 | PLANNED | 50568 | 168 | 301 | 0.060975 | 0.00020257
| 2019/20 | 7/08/2019 | PLANNED | 16716 | 64 | 261.1875 | 0.020156 | 7.7171e-05
| 2019/20 | 7/08/2019 | PLANNED | 250 | 2 | 125 | 0.00030145 | 2.4116e-06
| 2019/20 | 7/08/2019 | PLANNED | 320 | 4 | 80 | 0.00038586 | 4.8232e-06
| 2019/20 | 7/08/2019 | PLANNED | 240 | 2 | 120 | 0.00028939 | 2.4116e-06
| 2019/20 | 7/08/2019 | PLANNED | 747 | 3 | 249 | 0.00090073 | 3.6174e-06
| 2019/20 | 7/08/2019 | PLANNED | 104 | 2 | 52 | 0.0001254 | 2.4116e-06
| 2019/20 | 7/08/2019 | PLANNED | 4299 | 19 | 226.2632 | 0.0051837 | 2.291e-05
| 2019/20 | 7/08/2019 | PLANNED | 105 | 3 | 35 | 0.00012661 | 3.6174e-06
| 2019/20 | 7/08/2019 | PLANNED | 3498 | 53 | 66 | 0.0042179 | 6.3907e-05
| 2019/20 | 7/08/2019 | PLANNED | 180 | 9 | 20 | 0.00021704 | 1.0852e-05
| 2019/20 | 7/08/2019 | PLANNED | 84 | 2 | 42 | 0.00010129 | 2.4116e-06
| 2019/20 | 7/08/2019 | PLANNED | 1088 | 32 | 34 | 0.0013119 | 3.8586e-05
| 2019/20 | 7/08/2019 | PLANNED | 55 | 1 | 55 | 6.6319e-05 | 1.2058e-06
| 2019/20 | 7/08/2019 | PLANNED | 635 | 5 | 127 | 0.00076568 | 6.029e-06
| 2019/20 | 8/08/2019 | PLANNED | 17152 | 67 | 256 | 0.020682 | 8.0789e-05
| 2019/20 | 8/08/2019 | PLANNED | 30 | 3 | 10 | 3.6174e-05 | 3.6174e-06
| 2019/20 | 8/08/2019 | PLANNED | 5252 | 13 | 404 | 0.0063329 | 1.5675e-05
| 2019/20 | 8/08/2019 | PLANNED | 22400 | 80 | 280 | 0.02701 | 9.6464e-05
| 2019/20 | 8/08/2019 | PLANNED | 18576 | 54 | 344 | 0.022399 | 6.5113e-05
| 2019/20 | 8/08/2019 | PLANNED | 63746 | 186 | 342.7204 | 0.076865 | 0.00022428
| 2019/20 | 8/08/2019 | PLANNED | 6220 | 25 | 248.8 | 0.0075001 | 3.0145e-05
| 2019/20 | 8/08/2019 | PLANNED | 11232 | 54 | 208 | 0.013544 | 6.5113e-05
| 2019/20 | 8/08/2019 | PLANNED | 90 | 2 | 45 | 0.00010852 | 2.4116e-06
| 2019/20 | 8/08/2019 | PLANNED | 834 | 3 | 278 | 0.0010056 | 3.6174e-06
| 2019/20 | 8/08/2019 | PLANNED | 39 | 1 | 39 | 4.7026e-05 | 1.2058e-06
| 2019/20 | 8/08/2019 | PLANNED | 8925 | 51 | 175 | 0.010762 | 6.1496e-05
| 2019/20 | 8/08/2019 | PLANNED | 240 | 8 | 30 | 0.00028939 | 9.6464e-06
| 2019/20 | 8/08/2019 | PLANNED | 166 | 1 | 166 | 0.00020016 | 1.2058e-06
| 2019/20 | 8/08/2019 | PLANNED | 120 | 12 | 10 | 0.0001447 | 1.447e-05
| 2019/20 | 8/08/2019 | PLANNED | 4824 | 72 | 67 | 0.0058168 | 8.6818e-05
| 2019/20 | 8/08/2019 | PLANNED | 22 | 2 | 11 | 2.6528e-05 | 2.4116e-06
| 2019/20 | 8/08/2019 | PLANNED | 396 | 6 | 66 | 0.0004775 | 7.2348e-06
| 2019/20 | 8/08/2019 | PLANNED | 54 | 1 | 54 | 6.5113e-05 | 1.2058e-06
| 2019/20 | 8/08/2019 | PLANNED | 20 | 2 | 10 | 2.4116e-05 | 2.4116e-06
| 2019/20 | 8/08/2019 | PLANNED | 8 | 1 | 8 | 9.6464e-06 | 1.2058e-06
| 2019/20 | 9/08/2019 | PLANNED | 27945 | 69 | 405 | 0.033696 | 8.32e-05
| 2019/20 | 9/08/2019 | PLANNED | 112 | 2 | 56 | 0.00013505 | 2.4116e-06
| 2019/20 | 9/08/2019 | PLANNED | 4914 | 21 | 234 | 0.0059253 | 2.5322e-05
| 2019/20 | 9/08/2019 | PLANNED | 21 | 1 | 21 | 2.5322e-05 | 1.2058e-06
| 2019/20 | 9/08/2019 | PLANNED | 5797 | 527 | 11 | 0.00699 | 0.00063546
| 2019/20 | 9/08/2019 | PLANNED | 48 | 1 | 48 | 5.7878e-05 | 1.2058e-06
| 2019/20 | 9/08/2019 | PLANNED | 35 | 1 | 35 | 4.2203e-05 | 1.2058e-06
| 2019/20 | 9/08/2019 | PLANNED | 44 | 2 | 22 | 5.3055e-05 | 2.4116e-06
| 2019/20 | 9/08/2019 | PLANNED | 20 | 1 | 20 | 2.4116e-05 | 1.2058e-06
| 2019/20 | 9/08/2019 | PLANNED | 64 | 2 | 32 | 7.7171e-05 | 2.4116e-06
| 2019/20 | 10/08/2019 | PLANNED | 1193 | 3 | 397.6667 | 0.0014385 | 3.6174e-06
| 2019/20 | 10/08/2019 | PLANNED | 60143 | 137 | 439 | 0.07252 | 0.00016519
| 2019/20 | 10/08/2019 | PLANNED | 565 | 5 | 113 | 0.00068128 | 6.029e-06
| 2019/20 | 10/08/2019 | PLANNED | 477 | 3 | 159 | 0.00057517 | 3.6174e-06
| 2019/20 | 10/08/2019 | PLANNED | 76 | 2 | 38 | 9.1641e-05 | 2.4116e-06
| 2019/20 | 10/08/2019 | PLANNED | 44 | 1 | 44 | 5.3055e-05 | 1.2058e-06
| 2019/20 | 10/08/2019 | PLANNED | 80 | 2 | 40 | 9.6464e-05 | 2.4116e-06
| 2019/20 | 11/08/2019 | PLANNED | 69 | 3 | 23 | 8.32e-05 | 3.6174e-06
| 2019/20 | 11/08/2019 | PLANNED | 23460 | 138 | 170 | 0.028288 | 0.0001664
| 2019/20 | 11/08/2019 | PLANNED | 2916 | 9 | 324 | 0.0035161 | 1.0852e-05
| 2019/20 | 11/08/2019 | PLANNED | 623 | 35 | 17.8 | 0.00075121 | 4.2203e-05
| 2019/20 | 12/08/2019 | PLANNED | 567 | 3 | 189 | 0.00068369 | 3.6174e-06
| 2019/20 | 12/08/2019 | PLANNED | 35 | 1 | 35 | 4.2203e-05 | 1.2058e-06
| 2019/20 | 12/08/2019 | PLANNED | 2800 | 16 | 175 | 0.0033762 | 1.9293e-05
| 2019/20 | 12/08/2019 | PLANNED | 160 | 4 | 40 | 0.00019293 | 4.8232e-06
| 2019/20 | 12/08/2019 | PLANNED | 895 | 5 | 179 | 0.0010792 | 6.029e-06
| 2019/20 | 12/08/2019 | PLANNED | 20058 | 92 | 218.0217 | 0.024186 | 0.00011093
| 2019/20 | 12/08/2019 | PLANNED | 54 | 2 | 27 | 6.5113e-05 | 2.4116e-06
| 2019/20 | 12/08/2019 | PLANNED | 38423 | 100 | 384.23 | 0.04633 | 0.00012058
| 2019/20 | 12/08/2019 | PLANNED | 1080 | 8 | 135 | 0.0013023 | 9.6464e-06
| 2019/20 | 12/08/2019 | PLANNED | 16 | 1 | 16 | 1.9293e-05 | 1.2058e-06
| 2019/20 | 12/08/2019 | PLANNED | 8381 | 29 | 289 | 0.010106 | 3.4968e-05
| 2019/20 | 12/08/2019 | PLANNED | 532 | 2 | 266 | 0.00064149 | 2.4116e-06
| 2019/20 | 12/08/2019 | PLANNED | 1755 | 13 | 135 | 0.0021162 | 1.5675e-05
| 2019/20 | 12/08/2019 | PLANNED | 129 | 3 | 43 | 0.00015555 | 3.6174e-06
| 2019/20 | 12/08/2019 | PLANNED | 24 | 2 | 12 | 2.8939e-05 | 2.4116e-06
| 2019/20 | 12/08/2019 | PLANNED | 1480 | 37 | 40 | 0.0017846 | 4.4615e-05
| 2019/20 | 12/08/2019 | PLANNED | 72 | 2 | 36 | 8.6818e-05 | 2.4116e-06
| 2019/20 | 12/08/2019 | PLANNED | 71 | 1 | 71 | 8.5612e-05 | 1.2058e-06
| 2019/20 | 12/08/2019 | PLANNED | 111 | 1 | 111 | 0.00013384 | 1.2058e-06
| 2019/20 | 12/08/2019 | PLANNED | 200 | 2 | 100 | 0.00024116 | 2.4116e-06
| 2019/20 | 12/08/2019 | PLANNED | 11 | 3 | 3.6667 | 1.3264e-05 | 3.6174e-06
| 2019/20 | 12/08/2019 | PLANNED | 76 | 2 | 38 | 9.1641e-05 | 2.4116e-06
| 2019/20 | 13/08/2019 | PLANNED | 9712 | 24 | 404.6667 | 0.011711 | 2.8939e-05
| 2019/20 | 13/08/2019 | PLANNED | 4382 | 87 | 50.3678 | 0.0052838 | 0.0001049
| 2019/20 | 13/08/2019 | PLANNED | 1800 | 15 | 120 | 0.0021704 | 1.8087e-05
| 2019/20 | 13/08/2019 | PLANNED | 1461 | 3 | 487 | 0.0017617 | 3.6174e-06
| 2019/20 | 13/08/2019 | PLANNED | 160 | 1 | 160 | 0.00019293 | 1.2058e-06
| 2019/20 | 13/08/2019 | PLANNED | 6880 | 25 | 275.2 | 0.0082959 | 3.0145e-05
| 2019/20 | 13/08/2019 | PLANNED | 6408 | 35 | 183.0857 | 0.0077268 | 4.2203e-05
| 2019/20 | 13/08/2019 | PLANNED | 2310 | 14 | 165 | 0.0027854 | 1.6881e-05
| 2019/20 | 13/08/2019 | PLANNED | 684 | 2 | 342 | 0.00082477 | 2.4116e-06
| 2019/20 | 13/08/2019 | PLANNED | 15 | 1 | 15 | 1.8087e-05 | 1.2058e-06
| 2019/20 | 13/08/2019 | PLANNED | 90 | 2 | 45 | 0.00010852 | 2.4116e-06
| 2019/20 | 13/08/2019 | PLANNED | 1060 | 3 | 353.3333 | 0.0012781 | 3.6174e-06
| 2019/20 | 13/08/2019 | PLANNED | 2070 | 15 | 138 | 0.002496 | 1.8087e-05
| 2019/20 | 13/08/2019 | PLANNED | 2036 | 14 | 145.4286 | 0.002455 | 1.6881e-05
| 2019/20 | 13/08/2019 | PLANNED | 110 | 2 | 55 | 0.00013264 | 2.4116e-06
| 2019/20 | 13/08/2019 | PLANNED | 18 | 2 | 9 | 2.1704e-05 | 2.4116e-06
| 2019/20 | 13/08/2019 | PLANNED | 30 | 1 | 30 | 3.6174e-05 | 1.2058e-06
| 2019/20 | 13/08/2019 | PLANNED | 18 | 4 | 4.5 | 2.1704e-05 | 4.8232e-06
| 2019/20 | 13/08/2019 | PLANNED | 75 | 3 | 25 | 9.0435e-05 | 3.6174e-06
| 2019/20 | 14/08/2019 | PLANNED | 1526 | 4 | 381.5 | 0.0018401 | 4.8232e-06
| 2019/20 | 14/08/2019 | PLANNED | 4809 | 21 | 229 | 0.0057987 | 2.5322e-05
| 2019/20 | 14/08/2019 | PLANNED | 76 | 2 | 38 | 9.1641e-05 | 2.4116e-06
| 2019/20 | 14/08/2019 | PLANNED | 75013 | 169 | 443.8639 | 0.090451 | 0.00020378
| 2019/20 | 14/08/2019 | PLANNED | 390 | 1 | 390 | 0.00047026 | 1.2058e-06
| 2019/20 | 14/08/2019 | PLANNED | 31500 | 84 | 375 | 0.037983 | 0.00010129
| 2019/20 | 14/08/2019 | PLANNED | 630 | 3 | 210 | 0.00075965 | 3.6174e-06
| 2019/20 | 14/08/2019 | PLANNED | 12740 | 52 | 245 | 0.015362 | 6.2702e-05
| 2019/20 | 14/08/2019 | PLANNED | 2730 | 7 | 390 | 0.0032918 | 8.4406e-06
| 2019/20 | 14/08/2019 | PLANNED | 7524 | 22 | 342 | 0.0090724 | 2.6528e-05
| 2019/20 | 14/08/2019 | PLANNED | 9530 | 29 | 328.6207 | 0.011491 | 3.4968e-05
| 2019/20 | 14/08/2019 | PLANNED | 12744 | 36 | 354 | 0.015367 | 4.3409e-05
| 2019/20 | 14/08/2019 | PLANNED | 1710 | 5 | 342 | 0.0020619 | 6.029e-06
| 2019/20 | 14/08/2019 | PLANNED | 3780 | 12 | 315 | 0.0045579 | 1.447e-05
| 2019/20 | 14/08/2019 | PLANNED | 98 | 2 | 49 | 0.00011817 | 2.4116e-06
| 2019/20 | 14/08/2019 | PLANNED | 104 | 2 | 52 | 0.0001254 | 2.4116e-06
| 2019/20 | 14/08/2019 | PLANNED | 14 | 1 | 14 | 1.6881e-05 | 1.2058e-06
| 2019/20 | 14/08/2019 | PLANNED | 62 | 1 | 62 | 7.476e-05 | 1.2058e-06
| 2019/20 | 14/08/2019 | PLANNED | 1014 | 6 | 169 | 0.0012227 | 7.2348e-06
| 2019/20 | 14/08/2019 | PLANNED | 68 | 2 | 34 | 8.1994e-05 | 2.4116e-06
| 2019/20 | 15/08/2019 | PLANNED | 5356 | 87 | 61.5632 | 0.0064583 | 0.0001049
| 2019/20 | 15/08/2019 | PLANNED | 7644 | 28 | 273 | 0.0092171 | 3.3762e-05
| 2019/20 | 15/08/2019 | PLANNED | 931 | 7 | 133 | 0.0011226 | 8.4406e-06
| 2019/20 | 15/08/2019 | PLANNED | 18360 | 51 | 360 | 0.022138 | 6.1496e-05
| 2019/20 | 15/08/2019 | PLANNED | 28480 | 89 | 320 | 0.034341 | 0.00010732
| 2019/20 | 15/08/2019 | PLANNED | 1988 | 7 | 284 | 0.0023971 | 8.4406e-06
| 2019/20 | 15/08/2019 | PLANNED | 41904 | 108 | 388 | 0.050528 | 0.00013023
| 2019/20 | 15/08/2019 | PLANNED | 953 | 4 | 238.25 | 0.0011491 | 4.8232e-06
| 2019/20 | 15/08/2019 | PLANNED | 28520 | 92 | 310 | 0.034389 | 0.00011093
| 2019/20 | 15/08/2019 | PLANNED | 6198 | 26 | 238.3846 | 0.0074735 | 3.1351e-05
| 2019/20 | 15/08/2019 | PLANNED | 22040 | 76 | 290 | 0.026576 | 9.1641e-05
| 2019/20 | 15/08/2019 | PLANNED | 57 | 2 | 28.5 | 6.8731e-05 | 2.4116e-06
| 2019/20 | 15/08/2019 | PLANNED | 16065 | 45 | 357 | 0.019371 | 5.4261e-05
| 2019/20 | 15/08/2019 | PLANNED | 13721 | 41 | 334.6585 | 0.016545 | 4.9438e-05
| 2019/20 | 15/08/2019 | PLANNED | 121 | 1 | 121 | 0.0001459 | 1.2058e-06
| 2019/20 | 15/08/2019 | PLANNED | 2 | 1 | 2 | 2.4116e-06 | 1.2058e-06
| 2019/20 | 15/08/2019 | PLANNED | 784 | 7 | 112 | 0.00094535 | 8.4406e-06
| 2019/20 | 15/08/2019 | PLANNED | 35 | 1 | 35 | 4.2203e-05 | 1.2058e-06
| 2019/20 | 16/08/2019 | PLANNED | 4841 | 60 | 80.6833 | 0.0058373 | 7.2348e-05
| 2019/20 | 16/08/2019 | PLANNED | 299 | 1 | 299 | 0.00036053 | 1.2058e-06
| 2019/20 | 16/08/2019 | PLANNED | 2321 | 9 | 257.8889 | 0.0027987 | 1.0852e-05
| 2019/20 | 16/08/2019 | PLANNED | 2695 | 77 | 35 | 0.0032496 | 9.2847e-05
| 2019/20 | 16/08/2019 | PLANNED | 4728 | 24 | 197 | 0.005701 | 2.8939e-05
| 2019/20 | 16/08/2019 | PLANNED | 5141 | 97 | 53 | 0.006199 | 0.00011696
| 2019/20 | 16/08/2019 | PLANNED | 905 | 6 | 150.8333 | 0.0010912 | 7.2348e-06
| 2019/20 | 16/08/2019 | PLANNED | 128 | 3 | 42.6667 | 0.00015434 | 3.6174e-06
| 2019/20 | 16/08/2019 | PLANNED | 3705 | 13 | 285 | 0.0044675 | 1.5675e-05
| 2019/20 | 16/08/2019 | PLANNED | 20910 | 85 | 246 | 0.025213 | 0.00010249
| 2019/20 | 16/08/2019 | PLANNED | 2620 | 10 | 262 | 0.0031592 | 1.2058e-05
| 2019/20 | 16/08/2019 | PLANNED | 7748 | 26 | 298 | 0.0093425 | 3.1351e-05
| 2019/20 | 16/08/2019 | PLANNED | 3060 | 9 | 340 | 0.0036897 | 1.0852e-05
| 2019/20 | 16/08/2019 | PLANNED | 480 | 3 | 160 | 0.00057878 | 3.6174e-06
| 2019/20 | 16/08/2019 | PLANNED | 1896 | 26 | 72.9231 | 0.0022862 | 3.1351e-05
| 2019/20 | 16/08/2019 | PLANNED | 570 | 2 | 285 | 0.00068731 | 2.4116e-06
| 2019/20 | 16/08/2019 | PLANNED | 19050 | 127 | 150 | 0.02297 | 0.00015314
| 2019/20 | 16/08/2019 | PLANNED | 630 | 21 | 30 | 0.00075965 | 2.5322e-05
| 2019/20 | 16/08/2019 | PLANNED | 6929 | 41 | 169 | 0.008355 | 4.9438e-05
| 2019/20 | 16/08/2019 | PLANNED | 1858 | 24 | 77.4167 | 0.0022404 | 2.8939e-05
| 2019/20 | 17/08/2019 | PLANNED | 890 | 2 | 445 | 0.0010732 | 2.4116e-06
| 2019/20 | 17/08/2019 | PLANNED | 2510 | 6 | 418.3333 | 0.0030266 | 7.2348e-06
| 2019/20 | 17/08/2019 | PLANNED | 80 | 2 | 40 | 9.6464e-05 | 2.4116e-06
| 2019/20 | 17/08/2019 | PLANNED | 168 | 4 | 42 | 0.00020257 | 4.8232e-06
| 2019/20 | 17/08/2019 | PLANNED | 20 | 1 | 20 | 2.4116e-05 | 1.2058e-06
| 2019/20 | 17/08/2019 | PLANNED | 70 | 2 | 35 | 8.4406e-05 | 2.4116e-06
| 2019/20 | 17/08/2019 | PLANNED | 74 | 2 | 37 | 8.9229e-05 | 2.4116e-06
| 2019/20 | 17/08/2019 | PLANNED | 74 | 2 | 37 | 8.9229e-05 | 2.4116e-06
| 2019/20 | 17/08/2019 | PLANNED | 23 | 1 | 23 | 2.7733e-05 | 1.2058e-06
| 2019/20 | 18/08/2019 | PLANNED | 18924 | 76 | 249 | 0.022819 | 9.1641e-05
| 2019/20 | 18/08/2019 | PLANNED | 900 | 15 | 60 | 0.0010852 | 1.8087e-05
| 2019/20 | 18/08/2019 | PLANNED | 75 | 5 | 15 | 9.0435e-05 | 6.029e-06
| 2019/20 | 18/08/2019 | PLANNED | 38270 | 89 | 430 | 0.046146 | 0.00010732
| 2019/20 | 18/08/2019 | PLANNED | 90 | 3 | 30 | 0.00010852 | 3.6174e-06
| 2019/20 | 18/08/2019 | PLANNED | 1696 | 11 | 154.1818 | 0.002045 | 1.3264e-05
| 2019/20 | 18/08/2019 | PLANNED | 572 | 11 | 52 | 0.00068972 | 1.3264e-05
| 2019/20 | 18/08/2019 | PLANNED | 140 | 2 | 70 | 0.00016881 | 2.4116e-06
| 2019/20 | 18/08/2019 | PLANNED | 30 | 2 | 15 | 3.6174e-05 | 2.4116e-06
| 2019/20 | 19/08/2019 | PLANNED | 78876 | 150 | 525.84 | 0.095109 | 0.00018087
| 2019/20 | 19/08/2019 | PLANNED | 8840 | 26 | 340 | 0.010659 | 3.1351e-05
| 2019/20 | 19/08/2019 | PLANNED | 3300 | 30 | 110 | 0.0039791 | 3.6174e-05
| 2019/20 | 19/08/2019 | PLANNED | 51 | 1 | 51 | 6.1496e-05 | 1.2058e-06
| 2019/20 | 19/08/2019 | PLANNED | 1161 | 27 | 43 | 0.0013999 | 3.2557e-05
| 2019/20 | 19/08/2019 | PLANNED | 1120 | 6 | 186.6667 | 0.0013505 | 7.2348e-06
| 2019/20 | 19/08/2019 | PLANNED | 8584 | 74 | 116 | 0.010351 | 8.9229e-05
| 2019/20 | 19/08/2019 | PLANNED | 1806 | 7 | 258 | 0.0021777 | 8.4406e-06
| 2019/20 | 19/08/2019 | PLANNED | 12922 | 52 | 248.5 | 0.015581 | 6.2702e-05
| 2019/20 | 19/08/2019 | PLANNED | 7062 | 22 | 321 | 0.0085154 | 2.6528e-05
| 2019/20 | 19/08/2019 | PLANNED | 3632 | 21 | 172.9524 | 0.0043795 | 2.5322e-05
| 2019/20 | 19/08/2019 | PLANNED | 250 | 5 | 50 | 0.00030145 | 6.029e-06
| 2019/20 | 19/08/2019 | PLANNED | 146 | 2 | 73 | 0.00017605 | 2.4116e-06
| 2019/20 | 19/08/2019 | PLANNED | 72 | 2 | 36 | 8.6818e-05 | 2.4116e-06
| 2019/20 | 19/08/2019 | PLANNED | 7 | 1 | 7 | 8.4406e-06 | 1.2058e-06
| 2019/20 | 19/08/2019 | PLANNED | 195 | 3 | 65 | 0.00023513 | 3.6174e-06
| 2019/20 | 19/08/2019 | PLANNED | 165 | 55 | 3 | 0.00019896 | 6.6319e-05
| 2019/20 | 20/08/2019 | PLANNED | 1160 | 4 | 290 | 0.0013987 | 4.8232e-06
| 2019/20 | 20/08/2019 | PLANNED | 99491 | 427 | 233 | 0.11997 | 0.00051488
| 2019/20 | 20/08/2019 | PLANNED | 4480 | 16 | 280 | 0.005402 | 1.9293e-05
| 2019/20 | 20/08/2019 | PLANNED | 8654 | 27 | 320.5185 | 0.010435 | 3.2557e-05
| 2019/20 | 20/08/2019 | PLANNED | 16188 | 38 | 426 | 0.019519 | 4.582e-05
| 2019/20 | 20/08/2019 | PLANNED | 13051 | 31 | 421 | 0.015737 | 3.738e-05
| 2019/20 | 20/08/2019 | PLANNED | 14572 | 36 | 404.7778 | 0.017571 | 4.3409e-05
| 2019/20 | 20/08/2019 | PLANNED | 25795 | 75 | 343.9333 | 0.031104 | 9.0435e-05
| 2019/20 | 20/08/2019 | PLANNED | 110 | 1 | 110 | 0.00013264 | 1.2058e-06
| 2019/20 | 20/08/2019 | PLANNED | 30260 | 89 | 340 | 0.036488 | 0.00010732
| 2019/20 | 20/08/2019 | PLANNED | 5032 | 34 | 148 | 0.0060676 | 4.0997e-05
| 2019/20 | 20/08/2019 | PLANNED | 465 | 3 | 155 | 0.0005607 | 3.6174e-06
| 2019/20 | 20/08/2019 | PLANNED | 2100 | 14 | 150 | 0.0025322 | 1.6881e-05
| 2019/20 | 20/08/2019 | PLANNED | 2149 | 7 | 307 | 0.0025913 | 8.4406e-06
| 2019/20 | 20/08/2019 | PLANNED | 4500 | 20 | 225 | 0.0054261 | 2.4116e-05
| 2019/20 | 20/08/2019 | PLANNED | 655 | 5 | 131 | 0.0007898 | 6.029e-06
| 2019/20 | 20/08/2019 | PLANNED | 1500 | 4 | 375 | 0.0018087 | 4.8232e-06
| 2019/20 | 20/08/2019 | PLANNED | 500 | 2 | 250 | 0.0006029 | 2.4116e-06
| 2019/20 | 20/08/2019 | PLANNED | 48363 | 147 | 329 | 0.058316 | 0.00017725
| 2019/20 | 20/08/2019 | PLANNED | 1064 | 152 | 7 | 0.001283 | 0.00018328
| 2019/20 | 20/08/2019 | PLANNED | 1500 | 12 | 125 | 0.0018087 | 1.447e-05
| 2019/20 | 20/08/2019 | PLANNED | 220 | 2 | 110 | 0.00026528 | 2.4116e-06
| 2019/20 | 20/08/2019 | PLANNED | 4026 | 22 | 183 | 0.0048546 | 2.6528e-05
| 2019/20 | 20/08/2019 | PLANNED | 280 | 2 | 140 | 0.00033762 | 2.4116e-06
| 2019/20 | 21/08/2019 | PLANNED | 13623 | 37 | 368.1892 | 0.016427 | 4.4615e-05
| 2019/20 | 21/08/2019 | PLANNED | 1239 | 3 | 413 | 0.001494 | 3.6174e-06
| 2019/20 | 21/08/2019 | PLANNED | 100 | 2 | 50 | 0.00012058 | 2.4116e-06
| 2019/20 | 21/08/2019 | PLANNED | 1590 | 6 | 265 | 0.0019172 | 7.2348e-06
| 2019/20 | 21/08/2019 | PLANNED | 30 | 1 | 30 | 3.6174e-05 | 1.2058e-06
| 2019/20 | 21/08/2019 | PLANNED | 27876 | 138 | 202 | 0.033613 | 0.0001664
| 2019/20 | 21/08/2019 | PLANNED | 24874 | 62 | 401.1935 | 0.029993 | 7.476e-05
| 2019/20 | 21/08/2019 | PLANNED | 2372 | 11 | 215.6364 | 0.0028602 | 1.3264e-05
| 2019/20 | 21/08/2019 | PLANNED | 7380 | 20 | 369 | 0.0088988 | 2.4116e-05
| 2019/20 | 21/08/2019 | PLANNED | 48 | 1 | 48 | 5.7878e-05 | 1.2058e-06
| 2019/20 | 21/08/2019 | PLANNED | 12900 | 39 | 330.7692 | 0.015555 | 4.7026e-05
| 2019/20 | 21/08/2019 | PLANNED | 3237 | 13 | 249 | 0.0039032 | 1.5675e-05
| 2019/20 | 21/08/2019 | PLANNED | 618 | 3 | 206 | 0.00074518 | 3.6174e-06
| 2019/20 | 21/08/2019 | PLANNED | 102 | 2 | 51 | 0.00012299 | 2.4116e-06
| 2019/20 | 21/08/2019 | PLANNED | 5396 | 142 | 38 | 0.0065065 | 0.00017122
| 2019/20 | 21/08/2019 | PLANNED | 3040 | 10 | 304 | 0.0036656 | 1.2058e-05
| 2019/20 | 21/08/2019 | PLANNED | 115 | 1 | 115 | 0.00013867 | 1.2058e-06
| 2019/20 | 21/08/2019 | PLANNED | 64 | 4 | 16 | 7.7171e-05 | 4.8232e-06
| 2019/20 | 21/08/2019 | PLANNED | 60 | 1 | 60 | 7.2348e-05 | 1.2058e-06
| 2019/20 | 21/08/2019 | PLANNED | 1230 | 41 | 30 | 0.0014831 | 4.9438e-05
| 2019/20 | 21/08/2019 | PLANNED | 106 | 2 | 53 | 0.00012781 | 2.4116e-06
| 2019/20 | 21/08/2019 | PLANNED | 80 | 2 | 40 | 9.6464e-05 | 2.4116e-06
| 2019/20 | 21/08/2019 | PLANNED | 30 | 5 | 6 | 3.6174e-05 | 6.029e-06
| 2019/20 | 21/08/2019 | PLANNED | 540 | 18 | 30 | 0.00065113 | 2.1704e-05
| 2019/20 | 21/08/2019 | PLANNED | 120 | 3 | 40 | 0.0001447 | 3.6174e-06
| 2019/20 | 21/08/2019 | PLANNED | 46 | 2 | 23 | 5.5467e-05 | 2.4116e-06
| 2019/20 | 21/08/2019 | PLANNED | 68 | 2 | 34 | 8.1994e-05 | 2.4116e-06
| 2019/20 | 21/08/2019 | PLANNED | 66 | 2 | 33 | 7.9583e-05 | 2.4116e-06
| 2019/20 | 21/08/2019 | PLANNED | 5 | 1 | 5 | 6.029e-06 | 1.2058e-06
| 2019/20 | 21/08/2019 | PLANNED | 22 | 2 | 11 | 2.6528e-05 | 2.4116e-06
| 2019/20 | 21/08/2019 | PLANNED | 12 | 1 | 12 | 1.447e-05 | 1.2058e-06
| 2019/20 | 22/08/2019 | PLANNED | 12960 | 72 | 180 | 0.015627 | 8.6818e-05
| 2019/20 | 22/08/2019 | PLANNED | 354 | 2 | 177 | 0.00042685 | 2.4116e-06
| 2019/20 | 22/08/2019 | PLANNED | 220 | 4 | 55 | 0.00026528 | 4.8232e-06
| 2019/20 | 22/08/2019 | PLANNED | 1665 | 5 | 333 | 0.0020077 | 6.029e-06
| 2019/20 | 22/08/2019 | PLANNED | 58 | 1 | 58 | 6.9936e-05 | 1.2058e-06
| 2019/20 | 22/08/2019 | PLANNED | 118 | 2 | 59 | 0.00014228 | 2.4116e-06
| 2019/20 | 22/08/2019 | PLANNED | 6893 | 21 | 328.2381 | 0.0083116 | 2.5322e-05
| 2019/20 | 22/08/2019 | PLANNED | 120 | 1 | 120 | 0.0001447 | 1.2058e-06
| 2019/20 | 22/08/2019 | PLANNED | 4669 | 29 | 161 | 0.0056299 | 3.4968e-05
| 2019/20 | 22/08/2019 | PLANNED | 4050 | 25 | 162 | 0.0048835 | 3.0145e-05
| 2019/20 | 22/08/2019 | PLANNED | 11610 | 45 | 258 | 0.013999 | 5.4261e-05
| 2019/20 | 22/08/2019 | PLANNED | 5856 | 32 | 183 | 0.0070612 | 3.8586e-05
| 2019/20 | 22/08/2019 | PLANNED | 437 | 13 | 33.6154 | 0.00052693 | 1.5675e-05
| 2019/20 | 22/08/2019 | PLANNED | 129 | 1 | 129 | 0.00015555 | 1.2058e-06
| 2019/20 | 22/08/2019 | PLANNED | 135 | 1 | 135 | 0.00016278 | 1.2058e-06
| 2019/20 | 22/08/2019 | PLANNED | 341 | 11 | 31 | 0.00041118 | 1.3264e-05
| 2019/20 | 22/08/2019 | PLANNED | 30 | 1 | 30 | 3.6174e-05 | 1.2058e-06
| 2019/20 | 22/08/2019 | PLANNED | 52 | 1 | 52 | 6.2702e-05 | 1.2058e-06
| 2019/20 | 22/08/2019 | PLANNED | 70 | 2 | 35 | 8.4406e-05 | 2.4116e-06
| 2019/20 | 22/08/2019 | PLANNED | 8 | 1 | 8 | 9.6464e-06 | 1.2058e-06
| 2019/20 | 22/08/2019 | PLANNED | 23 | 1 | 23 | 2.7733e-05 | 1.2058e-06
| 2019/20 | 22/08/2019 | PLANNED | 140 | 3 | 46.6667 | 0.00016881 | 3.6174e-06
| 2019/20 | 22/08/2019 | PLANNED | 116 | 2 | 58 | 0.00013987 | 2.4116e-06
| 2019/20 | 22/08/2019 | PLANNED | 3696 | 24 | 154 | 0.0044566 | 2.8939e-05
| 2019/20 | 23/08/2019 | PLANNED | 59940 | 162 | 370 | 0.072276 | 0.00019534
| 2019/20 | 23/08/2019 | PLANNED | 13233 | 33 | 401 | 0.015956 | 3.9791e-05
| 2019/20 | 23/08/2019 | PLANNED | 10105 | 43 | 235 | 0.012185 | 5.1849e-05
| 2019/20 | 23/08/2019 | PLANNED | 8850 | 25 | 354 | 0.010671 | 3.0145e-05
| 2019/20 | 23/08/2019 | PLANNED | 4223 | 41 | 103 | 0.0050921 | 4.9438e-05
| 2019/20 | 23/08/2019 | PLANNED | 2950 | 10 | 295 | 0.0035571 | 1.2058e-05
| 2019/20 | 23/08/2019 | PLANNED | 13248 | 36 | 368 | 0.015974 | 4.3409e-05
| 2019/20 | 23/08/2019 | PLANNED | 2950 | 10 | 295 | 0.0035571 | 1.2058e-05
| 2019/20 | 23/08/2019 | PLANNED | 630 | 3 | 210 | 0.00075965 | 3.6174e-06
| 2019/20 | 23/08/2019 | PLANNED | 200 | 1 | 200 | 0.00024116 | 1.2058e-06
| 2019/20 | 23/08/2019 | PLANNED | 46 | 2 | 23 | 5.5467e-05 | 2.4116e-06
| 2019/20 | 23/08/2019 | PLANNED | 295 | 7 | 42.1429 | 0.00035571 | 8.4406e-06
| 2019/20 | 24/08/2019 | PLANNED | 174 | 3 | 58 | 0.00020981 | 3.6174e-06
| 2019/20 | 24/08/2019 | PLANNED | 172 | 4 | 43 | 0.0002074 | 4.8232e-06
| 2019/20 | 24/08/2019 | PLANNED | 768 | 2 | 384 | 0.00092605 | 2.4116e-06
| 2019/20 | 24/08/2019 | PLANNED | 60 | 1 | 60 | 7.2348e-05 | 1.2058e-06
| 2019/20 | 24/08/2019 | PLANNED | 49 | 1 | 49 | 5.9084e-05 | 1.2058e-06
| 2019/20 | 24/08/2019 | PLANNED | 85 | 1 | 85 | 0.00010249 | 1.2058e-06
| 2019/20 | 24/08/2019 | PLANNED | 25 | 1 | 25 | 3.0145e-05 | 1.2058e-06
| 2019/20 | 24/08/2019 | PLANNED | 70 | 2 | 35 | 8.4406e-05 | 2.4116e-06
| 2019/20 | 24/08/2019 | PLANNED | 100 | 1 | 100 | 0.00012058 | 1.2058e-06
| 2019/20 | 25/08/2019 | PLANNED | 50320 | 148 | 340 | 0.060676 | 0.00017846
| 2019/20 | 25/08/2019 | PLANNED | 6890 | 26 | 265 | 0.008308 | 3.1351e-05
| 2019/20 | 25/08/2019 | PLANNED | 13662 | 46 | 297 | 0.016474 | 5.5467e-05
| 2019/20 | 25/08/2019 | PLANNED | 4119 | 11 | 374.4545 | 0.0049667 | 1.3264e-05
| 2019/20 | 25/08/2019 | PLANNED | 10350 | 24 | 431.25 | 0.01248 | 2.8939e-05
| 2019/20 | 25/08/2019 | PLANNED | 915 | 183 | 5 | 0.0011033 | 0.00022066
| 2019/20 | 26/08/2019 | PLANNED | 1872 | 16 | 117 | 0.0022573 | 1.9293e-05
| 2019/20 | 26/08/2019 | PLANNED | 3416 | 28 | 122 | 0.004119 | 3.3762e-05
| 2019/20 | 26/08/2019 | PLANNED | 1495 | 13 | 115 | 0.0018027 | 1.5675e-05
| 2019/20 | 26/08/2019 | PLANNED | 798 | 6 | 133 | 0.00096223 | 7.2348e-06
| 2019/20 | 26/08/2019 | PLANNED | 1752 | 8 | 219 | 0.0021126 | 9.6464e-06
| 2019/20 | 26/08/2019 | PLANNED | 5889 | 39 | 151 | 0.007101 | 4.7026e-05
| 2019/20 | 26/08/2019 | PLANNED | 1190 | 7 | 170 | 0.0014349 | 8.4406e-06
| 2019/20 | 26/08/2019 | PLANNED | 334 | 2 | 167 | 0.00040274 | 2.4116e-06
| 2019/20 | 26/08/2019 | PLANNED | 1140 | 4 | 285 | 0.0013746 | 4.8232e-06
| 2019/20 | 26/08/2019 | PLANNED | 864 | 3 | 288 | 0.0010418 | 3.6174e-06
| 2019/20 | 26/08/2019 | PLANNED | 3961 | 17 | 233 | 0.0047762 | 2.0499e-05
| 2019/20 | 26/08/2019 | PLANNED | 176 | 2 | 88 | 0.00021222 | 2.4116e-06
| 2019/20 | 26/08/2019 | PLANNED | 224 | 2 | 112 | 0.0002701 | 2.4116e-06
| 2019/20 | 26/08/2019 | PLANNED | 720 | 9 | 80 | 0.00086818 | 1.0852e-05
| 2019/20 | 26/08/2019 | PLANNED | 938 | 14 | 67 | 0.001131 | 1.6881e-05
| 2019/20 | 27/08/2019 | PLANNED | 10186 | 22 | 463 | 0.012282 | 2.6528e-05
| 2019/20 | 27/08/2019 | PLANNED | 28180 | 65 | 433.5385 | 0.033979 | 7.8377e-05
| 2019/20 | 27/08/2019 | PLANNED | 1752 | 6 | 292 | 0.0021126 | 7.2348e-06
| 2019/20 | 27/08/2019 | PLANNED | 198 | 3 | 66 | 0.00023875 | 3.6174e-06
| 2019/20 | 27/08/2019 | PLANNED | 365 | 1 | 365 | 0.00044012 | 1.2058e-06
| 2019/20 | 27/08/2019 | PLANNED | 5248 | 18 | 291.5556 | 0.006328 | 2.1704e-05
| 2019/20 | 27/08/2019 | PLANNED | 2944 | 8 | 368 | 0.0035499 | 9.6464e-06
| 2019/20 | 27/08/2019 | PLANNED | 999 | 3 | 333 | 0.0012046 | 3.6174e-06
| 2019/20 | 27/08/2019 | PLANNED | 7905 | 17 | 465 | 0.0095318 | 2.0499e-05
| 2019/20 | 27/08/2019 | PLANNED | 81 | 9 | 9 | 9.767e-05 | 1.0852e-05
| 2019/20 | 27/08/2019 | PLANNED | 828 | 2 | 414 | 0.0009984 | 2.4116e-06
| 2019/20 | 27/08/2019 | PLANNED | 220 | 4 | 55 | 0.00026528 | 4.8232e-06
| 2019/20 | 27/08/2019 | PLANNED | 28404 | 108 | 263 | 0.03425 | 0.00013023
| 2019/20 | 27/08/2019 | PLANNED | 285 | 3 | 95 | 0.00034365 | 3.6174e-06
| 2019/20 | 27/08/2019 | PLANNED | 2108 | 12 | 175.6667 | 0.0025418 | 1.447e-05
| 2019/20 | 27/08/2019 | PLANNED | 4130 | 14 | 295 | 0.00498 | 1.6881e-05
| 2019/20 | 27/08/2019 | PLANNED | 3876 | 19 | 204 | 0.0046737 | 2.291e-05
| 2019/20 | 27/08/2019 | PLANNED | 1140 | 6 | 190 | 0.0013746 | 7.2348e-06
| 2019/20 | 27/08/2019 | PLANNED | 20894 | 62 | 337 | 0.025194 | 7.476e-05
| 2019/20 | 27/08/2019 | PLANNED | 20 | 4 | 5 | 2.4116e-05 | 4.8232e-06
| 2019/20 | 27/08/2019 | PLANNED | 4 | 1 | 4 | 4.8232e-06 | 1.2058e-06
| 2019/20 | 27/08/2019 | PLANNED | 2142 | 50 | 42.84 | 0.0025828 | 6.029e-05
| 2019/20 | 27/08/2019 | PLANNED | 129 | 8 | 16.125 | 0.00015555 | 9.6464e-06
| 2019/20 | 27/08/2019 | PLANNED | 122 | 2 | 61 | 0.00014711 | 2.4116e-06
| 2019/20 | 27/08/2019 | PLANNED | 4200 | 60 | 70 | 0.0050644 | 7.2348e-05
| 2019/20 | 27/08/2019 | PLANNED | 2490 | 83 | 30 | 0.0030024 | 0.00010008
| 2019/20 | 28/08/2019 | PLANNED | 197411 | 435 | 453.8184 | 0.23804 | 0.00052452
| 2019/20 | 28/08/2019 | PLANNED | 71553 | 183 | 391 | 0.086279 | 0.00022066
| 2019/20 | 28/08/2019 | PLANNED | 5706 | 12 | 475.5 | 0.0068803 | 1.447e-05
| 2019/20 | 28/08/2019 | PLANNED | 35685 | 117 | 305 | 0.043029 | 0.00014108
| 2019/20 | 28/08/2019 | PLANNED | 3195 | 9 | 355 | 0.0038525 | 1.0852e-05
| 2019/20 | 28/08/2019 | PLANNED | 6750 | 18 | 375 | 0.0081391 | 2.1704e-05
| 2019/20 | 28/08/2019 | PLANNED | 19920 | 83 | 240 | 0.02402 | 0.00010008
| 2019/20 | 28/08/2019 | PLANNED | 2273 | 7 | 324.7143 | 0.0027408 | 8.4406e-06
| 2019/20 | 28/08/2019 | PLANNED | 4008 | 24 | 167 | 0.0048328 | 2.8939e-05
| 2019/20 | 28/08/2019 | PLANNED | 2470 | 19 | 130 | 0.0029783 | 2.291e-05
| 2019/20 | 28/08/2019 | PLANNED | 920 | 4 | 230 | 0.0011093 | 4.8232e-06
| 2019/20 | 28/08/2019 | PLANNED | 99 | 3 | 33 | 0.00011937 | 3.6174e-06
| 2019/20 | 28/08/2019 | PLANNED | 236 | 2 | 118 | 0.00028457 | 2.4116e-06
| 2019/20 | 28/08/2019 | PLANNED | 280 | 1 | 280 | 0.00033762 | 1.2058e-06
| 2019/20 | 28/08/2019 | PLANNED | 20 | 2 | 10 | 2.4116e-05 | 2.4116e-06
| 2019/20 | 28/08/2019 | PLANNED | 61 | 1 | 61 | 7.3554e-05 | 1.2058e-06
| 2019/20 | 28/08/2019 | PLANNED | 142 | 2 | 71 | 0.00017122 | 2.4116e-06
| 2019/20 | 28/08/2019 | PLANNED | 70 | 10 | 7 | 8.4406e-05 | 1.2058e-05
| 2019/20 | 28/08/2019 | PLANNED | 4160 | 52 | 80 | 0.0050161 | 6.2702e-05
| 2019/20 | 28/08/2019 | PLANNED | 1200 | 12 | 100 | 0.001447 | 1.447e-05
| 2019/20 | 28/08/2019 | PLANNED | 5828 | 94 | 62 | 0.0070274 | 0.00011335
| 2019/20 | 28/08/2019 | PLANNED | 255 | 63 | 4.0476 | 0.00030748 | 7.5965e-05
| 2019/20 | 29/08/2019 | PLANNED | 838 | 2 | 419 | 0.0010105 | 2.4116e-06
| 2019/20 | 29/08/2019 | PLANNED | 3024 | 7 | 432 | 0.0036463 | 8.4406e-06
| 2019/20 | 29/08/2019 | PLANNED | 6150 | 15 | 410 | 0.0074157 | 1.8087e-05
| 2019/20 | 29/08/2019 | PLANNED | 9831 | 29 | 339 | 0.011854 | 3.4968e-05
| 2019/20 | 29/08/2019 | PLANNED | 53590 | 134 | 399.9254 | 0.064619 | 0.00016158
| 2019/20 | 29/08/2019 | PLANNED | 80 | 2 | 40 | 9.6464e-05 | 2.4116e-06
| 2019/20 | 29/08/2019 | PLANNED | 9373 | 27 | 347.1481 | 0.011302 | 3.2557e-05
| 2019/20 | 29/08/2019 | PLANNED | 22320 | 120 | 186 | 0.026913 | 0.0001447
| 2019/20 | 29/08/2019 | PLANNED | 590 | 2 | 295 | 0.00071142 | 2.4116e-06
| 2019/20 | 29/08/2019 | PLANNED | 519 | 3 | 173 | 0.00062581 | 3.6174e-06
| 2019/20 | 29/08/2019 | PLANNED | 12713 | 41 | 310.0732 | 0.015329 | 4.9438e-05
| 2019/20 | 29/08/2019 | PLANNED | 25626 | 78 | 328.5385 | 0.0309 | 9.4052e-05
| 2019/20 | 29/08/2019 | PLANNED | 274 | 1 | 274 | 0.00033039 | 1.2058e-06
| 2019/20 | 29/08/2019 | PLANNED | 10304 | 46 | 224 | 0.012425 | 5.5467e-05
| 2019/20 | 29/08/2019 | PLANNED | 420 | 6 | 70 | 0.00050644 | 7.2348e-06
| 2019/20 | 29/08/2019 | PLANNED | 110 | 2 | 55 | 0.00013264 | 2.4116e-06
| 2019/20 | 29/08/2019 | PLANNED | 22770 | 138 | 165 | 0.027456 | 0.0001664
| 2019/20 | 29/08/2019 | PLANNED | 70 | 2 | 35 | 8.4406e-05 | 2.4116e-06
| 2019/20 | 30/08/2019 | PLANNED | 17458 | 43 | 406 | 0.021051 | 5.1849e-05
| 2019/20 | 30/08/2019 | PLANNED | 13212 | 36 | 367 | 0.015931 | 4.3409e-05
| 2019/20 | 30/08/2019 | PLANNED | 930 | 3 | 310 | 0.0011214 | 3.6174e-06
| 2019/20 | 30/08/2019 | PLANNED | 196 | 2 | 98 | 0.00023634 | 2.4116e-06
| 2019/20 | 30/08/2019 | PLANNED | 34336 | 116 | 296 | 0.041402 | 0.00013987
| 2019/20 | 30/08/2019 | PLANNED | 7577 | 24 | 315.7083 | 0.0091363 | 2.8939e-05
| 2019/20 | 30/08/2019 | PLANNED | 5427 | 27 | 201 | 0.0065439 | 3.2557e-05
| 2019/20 | 30/08/2019 | PLANNED | 1300 | 13 | 100 | 0.0015675 | 1.5675e-05
| 2019/20 | 30/08/2019 | PLANNED | 1513 | 7 | 216.1429 | 0.0018244 | 8.4406e-06
| 2019/20 | 30/08/2019 | PLANNED | 105 | 3 | 35 | 0.00012661 | 3.6174e-06
| 2019/20 | 30/08/2019 | PLANNED | 45 | 3 | 15 | 5.4261e-05 | 3.6174e-06
| 2019/20 | 30/08/2019 | PLANNED | 270 | 3 | 90 | 0.00032557 | 3.6174e-06
| 2019/20 | 30/08/2019 | PLANNED | 5549 | 1 | 5549 | 0.006691 | 1.2058e-06
| 2019/20 | 30/08/2019 | PLANNED | 100 | 2 | 50 | 0.00012058 | 2.4116e-06
| 2019/20 | 30/08/2019 | PLANNED | 546 | 7 | 78 | 0.00065837 | 8.4406e-06
| 2019/20 | 30/08/2019 | PLANNED | 58 | 29 | 2 | 6.9936e-05 | 3.4968e-05
| 2019/20 | 31/08/2019 | PLANNED | 192939 | 478 | 403.6381 | 0.23265 | 0.00057637
| 2019/20 | 31/08/2019 | PLANNED | 2613 | 13 | 201 | 0.0031508 | 1.5675e-05
| 2019/20 | 31/08/2019 | PLANNED | 4536 | 18 | 252 | 0.0054695 | 2.1704e-05
| 2019/20 | 31/08/2019 | PLANNED | 420 | 8 | 52.5 | 0.00050644 | 9.6464e-06
| 2019/20 | 1/09/2019 | PLANNED | 2736 | 6 | 456 | 0.0032991 | 7.2348e-06
| 2019/20 | 1/09/2019 | PLANNED | 528 | 3 | 176 | 0.00063666 | 3.6174e-06
| 2019/20 | 1/09/2019 | PLANNED | 102 | 2 | 51 | 0.00012299 | 2.4116e-06
| 2019/20 | 1/09/2019 | PLANNED | 664 | 2 | 332 | 0.00080065 | 2.4116e-06
| 2019/20 | 1/09/2019 | PLANNED | 181763 | 571 | 318.324 | 0.21917 | 0.00068851
| 2019/20 | 1/09/2019 | PLANNED | 138 | 3 | 46 | 0.0001664 | 3.6174e-06
| 2019/20 | 1/09/2019 | PLANNED | 49 | 1 | 49 | 5.9084e-05 | 1.2058e-06
| 2019/20 | 1/09/2019 | PLANNED | 48 | 2 | 24 | 5.7878e-05 | 2.4116e-06
| 2019/20 | 2/09/2019 | PLANNED | 3120 | 78 | 40 | 0.0037621 | 9.4052e-05
| 2019/20 | 2/09/2019 | PLANNED | 29762 | 94 | 316.617 | 0.035887 | 0.00011335
| 2019/20 | 2/09/2019 | PLANNED | 836 | 22 | 38 | 0.001008 | 2.6528e-05
| 2019/20 | 2/09/2019 | PLANNED | 38 | 1 | 38 | 4.582e-05 | 1.2058e-06
| 2019/20 | 2/09/2019 | PLANNED | 930 | 15 | 62 | 0.0011214 | 1.8087e-05
| 2019/20 | 2/09/2019 | PLANNED | 3796 | 14 | 271.1429 | 0.0045772 | 1.6881e-05
| 2019/20 | 2/09/2019 | PLANNED | 1510 | 6 | 251.6667 | 0.0018208 | 7.2348e-06
| 2019/20 | 2/09/2019 | PLANNED | 440 | 2 | 220 | 0.00053055 | 2.4116e-06
| 2019/20 | 2/09/2019 | PLANNED | 4842 | 18 | 269 | 0.0058385 | 2.1704e-05
| 2019/20 | 2/09/2019 | PLANNED | 30 | 1 | 30 | 3.6174e-05 | 1.2058e-06
| 2019/20 | 2/09/2019 | PLANNED | 1470 | 37 | 39.7297 | 0.0017725 | 4.4615e-05
| 2019/20 | 2/09/2019 | PLANNED | 10362 | 66 | 157 | 0.012494 | 7.9583e-05
| 2019/20 | 2/09/2019 | PLANNED | 3200 | 32 | 100 | 0.0038586 | 3.8586e-05
| 2019/20 | 2/09/2019 | PLANNED | 17945 | 37 | 485 | 0.021638 | 4.4615e-05
| 2019/20 | 2/09/2019 | PLANNED | 160 | 2 | 80 | 0.00019293 | 2.4116e-06
| 2019/20 | 2/09/2019 | PLANNED | 265 | 5 | 53 | 0.00031954 | 6.029e-06
| 2019/20 | 2/09/2019 | PLANNED | 900 | 20 | 45 | 0.0010852 | 2.4116e-05
| 2019/20 | 2/09/2019 | PLANNED | 1080 | 27 | 40 | 0.0013023 | 3.2557e-05
| 2019/20 | 2/09/2019 | PLANNED | 4081 | 77 | 53 | 0.0049209 | 9.2847e-05
| 2019/20 | 2/09/2019 | PLANNED | 180 | 3 | 60 | 0.00021704 | 3.6174e-06
| 2019/20 | 2/09/2019 | PLANNED | 12 | 1 | 12 | 1.447e-05 | 1.2058e-06
| 2019/20 | 3/09/2019 | PLANNED | 80 | 1 | 80 | 9.6464e-05 | 1.2058e-06
| 2019/20 | 3/09/2019 | PLANNED | 2025 | 9 | 225 | 0.0024417 | 1.0852e-05
| 2019/20 | 3/09/2019 | PLANNED | 2450 | 70 | 35 | 0.0029542 | 8.4406e-05
| 2019/20 | 3/09/2019 | PLANNED | 1292 | 4 | 323 | 0.0015579 | 4.8232e-06
| 2019/20 | 3/09/2019 | PLANNED | 22446 | 58 | 387 | 0.027065 | 6.9936e-05
| 2019/20 | 3/09/2019 | PLANNED | 2272 | 16 | 142 | 0.0027396 | 1.9293e-05
| 2019/20 | 3/09/2019 | PLANNED | 600 | 60 | 10 | 0.00072348 | 7.2348e-05
| 2019/20 | 3/09/2019 | PLANNED | 1715 | 7 | 245 | 0.0020679 | 8.4406e-06
| 2019/20 | 3/09/2019 | PLANNED | 725 | 4 | 181.25 | 0.0008742 | 4.8232e-06
| 2019/20 | 3/09/2019 | PLANNED | 9271 | 32 | 289.7188 | 0.011179 | 3.8586e-05
| 2019/20 | 3/09/2019 | PLANNED | 200 | 2 | 100 | 0.00024116 | 2.4116e-06
| 2019/20 | 3/09/2019 | PLANNED | 4158 | 11 | 378 | 0.0050137 | 1.3264e-05
| 2019/20 | 3/09/2019 | PLANNED | 24846 | 82 | 303 | 0.029959 | 9.8876e-05
| 2019/20 | 3/09/2019 | PLANNED | 52 | 1 | 52 | 6.2702e-05 | 1.2058e-06
| 2019/20 | 3/09/2019 | PLANNED | 720 | 4 | 180 | 0.00086818 | 4.8232e-06
| 2019/20 | 3/09/2019 | PLANNED | 207 | 3 | 69 | 0.0002496 | 3.6174e-06
| 2019/20 | 3/09/2019 | PLANNED | 15 | 1 | 15 | 1.8087e-05 | 1.2058e-06
| 2019/20 | 4/09/2019 | PLANNED | 14630 | 38 | 385 | 0.017641 | 4.582e-05
| 2019/20 | 4/09/2019 | PLANNED | 1372 | 4 | 343 | 0.0016544 | 4.8232e-06
| 2019/20 | 4/09/2019 | PLANNED | 43500 | 150 | 290 | 0.052452 | 0.00018087
| 2019/20 | 4/09/2019 | PLANNED | 54916 | 142 | 386.7324 | 0.066218 | 0.00017122
| 2019/20 | 4/09/2019 | PLANNED | 52 | 1 | 52 | 6.2702e-05 | 1.2058e-06
| 2019/20 | 4/09/2019 | PLANNED | 890 | 4 | 222.5 | 0.0010732 | 4.8232e-06
| 2019/20 | 4/09/2019 | PLANNED | 46315 | 157 | 295 | 0.055847 | 0.00018931
| 2019/20 | 4/09/2019 | PLANNED | 38 | 1 | 38 | 4.582e-05 | 1.2058e-06
| 2019/20 | 4/09/2019 | PLANNED | 20299 | 53 | 383 | 0.024477 | 6.3907e-05
| 2019/20 | 4/09/2019 | PLANNED | 6403 | 19 | 337 | 0.0077207 | 2.291e-05
| 2019/20 | 4/09/2019 | PLANNED | 313 | 1 | 313 | 0.00037742 | 1.2058e-06
| 2019/20 | 4/09/2019 | PLANNED | 864 | 4 | 216 | 0.0010418 | 4.8232e-06
| 2019/20 | 4/09/2019 | PLANNED | 112 | 4 | 28 | 0.00013505 | 4.8232e-06
| 2019/20 | 4/09/2019 | PLANNED | 45 | 2 | 22.5 | 5.4261e-05 | 2.4116e-06
| 2019/20 | 4/09/2019 | PLANNED | 20280 | 78 | 260 | 0.024454 | 9.4052e-05
| 2019/20 | 4/09/2019 | PLANNED | 561 | 3 | 187 | 0.00067645 | 3.6174e-06
| 2019/20 | 4/09/2019 | PLANNED | 75 | 3 | 25 | 9.0435e-05 | 3.6174e-06
| 2019/20 | 4/09/2019 | PLANNED | 24 | 1 | 24 | 2.8939e-05 | 1.2058e-06
| 2019/20 | 4/09/2019 | PLANNED | 23 | 1 | 23 | 2.7733e-05 | 1.2058e-06
| 2019/20 | 4/09/2019 | PLANNED | 20 | 4 | 5 | 2.4116e-05 | 4.8232e-06
| 2019/20 | 4/09/2019 | PLANNED | 3130 | 10 | 313 | 0.0037742 | 1.2058e-05
| 2019/20 | 4/09/2019 | PLANNED | 215 | 43 | 5 | 0.00025925 | 5.1849e-05
| 2019/20 | 4/09/2019 | PLANNED | 34 | 2 | 17 | 4.0997e-05 | 2.4116e-06
| 2019/20 | 5/09/2019 | PLANNED | 464 | 1 | 464 | 0.00055949 | 1.2058e-06
| 2019/20 | 5/09/2019 | PLANNED | 101787 | 259 | 393 | 0.12273 | 0.0003123
| 2019/20 | 5/09/2019 | PLANNED | 9432 | 24 | 393 | 0.011373 | 2.8939e-05
| 2019/20 | 5/09/2019 | PLANNED | 240155 | 760 | 315.9934 | 0.28958 | 0.00091641
| 2019/20 | 5/09/2019 | PLANNED | 897 | 3 | 299 | 0.0010816 | 3.6174e-06
| 2019/20 | 5/09/2019 | PLANNED | 810 | 6 | 135 | 0.0009767 | 7.2348e-06
| 2019/20 | 5/09/2019 | PLANNED | 8790 | 30 | 293 | 0.010599 | 3.6174e-05
| 2019/20 | 5/09/2019 | PLANNED | 8575 | 35 | 245 | 0.01034 | 4.2203e-05
| 2019/20 | 5/09/2019 | PLANNED | 19175 | 59 | 325 | 0.023121 | 7.1142e-05
| 2019/20 | 5/09/2019 | PLANNED | 15808 | 52 | 304 | 0.019061 | 6.2702e-05
| 2019/20 | 5/09/2019 | PLANNED | 12 | 3 | 4 | 1.447e-05 | 3.6174e-06
| 2019/20 | 5/09/2019 | PLANNED | 800 | 4 | 200 | 0.00096464 | 4.8232e-06
| 2019/20 | 5/09/2019 | PLANNED | 4480 | 14 | 320 | 0.005402 | 1.6881e-05
| 2019/20 | 5/09/2019 | PLANNED | 3198 | 26 | 123 | 0.0038561 | 3.1351e-05
| 2019/20 | 5/09/2019 | PLANNED | 7800 | 30 | 260 | 0.0094052 | 3.6174e-05
| 2019/20 | 5/09/2019 | PLANNED | 249 | 3 | 83 | 0.00030024 | 3.6174e-06
| 2019/20 | 5/09/2019 | PLANNED | 4000 | 16 | 250 | 0.0048232 | 1.9293e-05
| 2019/20 | 5/09/2019 | PLANNED | 138 | 1 | 138 | 0.0001664 | 1.2058e-06
| 2019/20 | 5/09/2019 | PLANNED | 10 | 2 | 5 | 1.2058e-05 | 2.4116e-06
| 2019/20 | 5/09/2019 | PLANNED | 30 | 2 | 15 | 3.6174e-05 | 2.4116e-06
| 2019/20 | 5/09/2019 | PLANNED | 12 | 2 | 6 | 1.447e-05 | 2.4116e-06
| 2019/20 | 5/09/2019 | PLANNED | 14 | 1 | 14 | 1.6881e-05 | 1.2058e-06
| 2019/20 | 5/09/2019 | PLANNED | 16 | 1 | 16 | 1.9293e-05 | 1.2058e-06
| 2019/20 | 5/09/2019 | PLANNED | 3400 | 40 | 85 | 0.0040997 | 4.8232e-05
| 2019/20 | 5/09/2019 | PLANNED | 354 | 3 | 118 | 0.00042685 | 3.6174e-06
| 2019/20 | 6/09/2019 | PLANNED | 1412 | 13 | 108.6154 | 0.0017026 | 1.5675e-05
| 2019/20 | 6/09/2019 | PLANNED | 32407 | 84 | 385.7976 | 0.039076 | 0.00010129
| 2019/20 | 6/09/2019 | PLANNED | 15989 | 57 | 280.5088 | 0.01928 | 6.8731e-05
| 2019/20 | 6/09/2019 | PLANNED | 270 | 2 | 135 | 0.00032557 | 2.4116e-06
| 2019/20 | 6/09/2019 | PLANNED | 8820 | 98 | 90 | 0.010635 | 0.00011817
| 2019/20 | 6/09/2019 | PLANNED | 14960 | 44 | 340 | 0.018039 | 5.3055e-05
| 2019/20 | 6/09/2019 | PLANNED | 56000 | 160 | 350 | 0.067525 | 0.00019293
| 2019/20 | 6/09/2019 | PLANNED | 824 | 4 | 206 | 0.00099358 | 4.8232e-06
| 2019/20 | 6/09/2019 | PLANNED | 56 | 3 | 18.6667 | 6.7525e-05 | 3.6174e-06
| 2019/20 | 6/09/2019 | PLANNED | 1029 | 7 | 147 | 0.0012408 | 8.4406e-06
| 2019/20 | 6/09/2019 | PLANNED | 460 | 5 | 92 | 0.00055467 | 6.029e-06
| 2019/20 | 6/09/2019 | PLANNED | 180 | 1 | 180 | 0.00021704 | 1.2058e-06
| 2019/20 | 6/09/2019 | PLANNED | 260 | 2 | 130 | 0.00031351 | 2.4116e-06
| 2019/20 | 6/09/2019 | PLANNED | 810 | 6 | 135 | 0.0009767 | 7.2348e-06
| 2019/20 | 6/09/2019 | PLANNED | 32535 | 138 | 235.7609 | 0.039231 | 0.0001664
| 2019/20 | 6/09/2019 | PLANNED | 43 | 2 | 21.5 | 5.1849e-05 | 2.4116e-06
| 2019/20 | 6/09/2019 | PLANNED | 520 | 8 | 65 | 0.00062702 | 9.6464e-06
| 2019/20 | 6/09/2019 | PLANNED | 10 | 1 | 10 | 1.2058e-05 | 1.2058e-06
| 2019/20 | 7/09/2019 | PLANNED | 30 | 5 | 6 | 3.6174e-05 | 6.029e-06
| 2019/20 | 7/09/2019 | PLANNED | 9240 | 66 | 140 | 0.011142 | 7.9583e-05
| 2019/20 | 7/09/2019 | PLANNED | 1050 | 15 | 70 | 0.0012661 | 1.8087e-05
| 2019/20 | 7/09/2019 | PLANNED | 130278 | 402 | 324.0746 | 0.15709 | 0.00048473
| 2019/20 | 7/09/2019 | PLANNED | 12556 | 86 | 146 | 0.01514 | 0.0001037
| 2019/20 | 8/09/2019 | PLANNED | 98496 | 152 | 648 | 0.11877 | 0.00018328
| 2019/20 | 8/09/2019 | PLANNED | 186 | 3 | 62 | 0.00022428 | 3.6174e-06
| 2019/20 | 8/09/2019 | PLANNED | 11536 | 28 | 412 | 0.01391 | 3.3762e-05
| 2019/20 | 8/09/2019 | PLANNED | 1104 | 3 | 368 | 0.0013312 | 3.6174e-06
| 2019/20 | 8/09/2019 | PLANNED | 5047 | 49 | 103 | 0.0060857 | 5.9084e-05
| 2019/20 | 8/09/2019 | PLANNED | 13041 | 108 | 120.75 | 0.015725 | 0.00013023
| 2019/20 | 8/09/2019 | PLANNED | 4870 | 12 | 405.8333 | 0.0058722 | 1.447e-05
| 2019/20 | 8/09/2019 | PLANNED | 80 | 1 | 80 | 9.6464e-05 | 1.2058e-06
| 2019/20 | 9/09/2019 | PLANNED | 16 | 4 | 4 | 1.9293e-05 | 4.8232e-06
| 2019/20 | 9/09/2019 | PLANNED | 14473 | 41 | 353 | 0.017452 | 4.9438e-05
| 2019/20 | 9/09/2019 | PLANNED | 2100 | 7 | 300 | 0.0025322 | 8.4406e-06
| 2019/20 | 9/09/2019 | PLANNED | 44 | 1 | 44 | 5.3055e-05 | 1.2058e-06
| 2019/20 | 9/09/2019 | PLANNED | 2840 | 8 | 355 | 0.0034245 | 9.6464e-06
| 2019/20 | 9/09/2019 | PLANNED | 3454 | 11 | 314 | 0.0041648 | 1.3264e-05
| 2019/20 | 9/09/2019 | PLANNED | 1305 | 9 | 145 | 0.0015736 | 1.0852e-05
| 2019/20 | 9/09/2019 | PLANNED | 384 | 8 | 48 | 0.00046303 | 9.6464e-06
| 2019/20 | 9/09/2019 | PLANNED | 10710 | 51 | 210 | 0.012914 | 6.1496e-05
| 2019/20 | 9/09/2019 | PLANNED | 1350 | 5 | 270 | 0.0016278 | 6.029e-06
| 2019/20 | 9/09/2019 | PLANNED | 356 | 2 | 178 | 0.00042926 | 2.4116e-06
| 2019/20 | 9/09/2019 | PLANNED | 9867 | 23 | 429 | 0.011898 | 2.7733e-05
| 2019/20 | 9/09/2019 | PLANNED | 712 | 8 | 89 | 0.00085853 | 9.6464e-06
| 2019/20 | 9/09/2019 | PLANNED | 580 | 8 | 72.5 | 0.00069936 | 9.6464e-06
| 2019/20 | 10/09/2019 | PLANNED | 121841 | 436 | 279.4518 | 0.14692 | 0.00052573
| 2019/20 | 10/09/2019 | PLANNED | 59630 | 134 | 445 | 0.071902 | 0.00016158
| 2019/20 | 10/09/2019 | PLANNED | 233495 | 697 | 335 | 0.28155 | 0.00084044
| 2019/20 | 10/09/2019 | PLANNED | 444 | 132 | 3.3636 | 0.00053538 | 0.00015917
| 2019/20 | 10/09/2019 | PLANNED | 45 | 1 | 45 | 5.4261e-05 | 1.2058e-06
| 2019/20 | 10/09/2019 | PLANNED | 2986 | 9 | 331.7778 | 0.0036005 | 1.0852e-05
| 2019/20 | 10/09/2019 | PLANNED | 1146 | 3 | 382 | 0.0013818 | 3.6174e-06
| 2019/20 | 10/09/2019 | PLANNED | 3718 | 26 | 143 | 0.0044832 | 3.1351e-05
| 2019/20 | 10/09/2019 | PLANNED | 16855 | 60 | 280.9167 | 0.020324 | 7.2348e-05
| 2019/20 | 10/09/2019 | PLANNED | 213 | 3 | 71 | 0.00025684 | 3.6174e-06
| 2019/20 | 10/09/2019 | PLANNED | 33891 | 79 | 429 | 0.040866 | 9.5258e-05
| 2019/20 | 10/09/2019 | PLANNED | 20 | 2 | 10 | 2.4116e-05 | 2.4116e-06
| 2019/20 | 10/09/2019 | PLANNED | 25 | 1 | 25 | 3.0145e-05 | 1.2058e-06
| 2019/20 | 10/09/2019 | PLANNED | 100 | 4 | 25 | 0.00012058 | 4.8232e-06
| 2019/20 | 10/09/2019 | PLANNED | 153 | 1 | 153 | 0.00018449 | 1.2058e-06
| 2019/20 | 10/09/2019 | PLANNED | 248 | 4 | 62 | 0.00029904 | 4.8232e-06
| 2019/20 | 10/09/2019 | PLANNED | 48 | 24 | 2 | 5.7878e-05 | 2.8939e-05
| 2019/20 | 10/09/2019 | PLANNED | 990 | 6 | 165 | 0.0011937 | 7.2348e-06
| 2019/20 | 10/09/2019 | PLANNED | 8349 | 69 | 121 | 0.010067 | 8.32e-05
| 2019/20 | 10/09/2019 | PLANNED | 240 | 8 | 30 | 0.00028939 | 9.6464e-06
| 2019/20 | 10/09/2019 | PLANNED | 55 | 1 | 55 | 6.6319e-05 | 1.2058e-06
| 2019/20 | 10/09/2019 | PLANNED | 88 | 2 | 44 | 0.00010611 | 2.4116e-06
| 2019/20 | 10/09/2019 | PLANNED | 6720 | 67 | 100.2985 | 0.008103 | 8.0789e-05
| 2019/20 | 10/09/2019 | PLANNED | 65 | 1 | 65 | 7.8377e-05 | 1.2058e-06
| 2019/20 | 10/09/2019 | PLANNED | 36654 | 447 | 82 | 0.044197 | 0.00053899
| 2019/20 | 10/09/2019 | PLANNED | 1579 | 87 | 18.1494 | 0.001904 | 0.0001049
| 2019/20 | 10/09/2019 | PLANNED | 9 | 1 | 9 | 1.0852e-05 | 1.2058e-06
| 2019/20 | 11/09/2019 | PLANNED | 17162 | 47 | 365.1489 | 0.020694 | 5.6673e-05
| 2019/20 | 11/09/2019 | PLANNED | 60 | 2 | 30 | 7.2348e-05 | 2.4116e-06
| 2019/20 | 11/09/2019 | PLANNED | 3872 | 16 | 242 | 0.0046689 | 1.9293e-05
| 2019/20 | 11/09/2019 | PLANNED | 9044 | 28 | 323 | 0.010905 | 3.3762e-05
| 2019/20 | 11/09/2019 | PLANNED | 19660 | 62 | 317.0968 | 0.023706 | 7.476e-05
| 2019/20 | 11/09/2019 | PLANNED | 2200 | 10 | 220 | 0.0026528 | 1.2058e-05
| 2019/20 | 11/09/2019 | PLANNED | 8855 | 23 | 385 | 0.010677 | 2.7733e-05
| 2019/20 | 11/09/2019 | PLANNED | 15394 | 43 | 358 | 0.018562 | 5.1849e-05
| 2019/20 | 11/09/2019 | PLANNED | 1020 | 5 | 204 | 0.0012299 | 6.029e-06
| 2019/20 | 11/09/2019 | PLANNED | 20571 | 70 | 293.8714 | 0.024805 | 8.4406e-05
| 2019/20 | 11/09/2019 | PLANNED | 930 | 4 | 232.5 | 0.0011214 | 4.8232e-06
| 2019/20 | 11/09/2019 | PLANNED | 250 | 4 | 62.5 | 0.00030145 | 4.8232e-06
| 2019/20 | 11/09/2019 | PLANNED | 15600 | 40 | 390 | 0.01881 | 4.8232e-05
| 2019/20 | 11/09/2019 | PLANNED | 486 | 2 | 243 | 0.00058602 | 2.4116e-06
| 2019/20 | 11/09/2019 | PLANNED | 5040 | 16 | 315 | 0.0060772 | 1.9293e-05
| 2019/20 | 11/09/2019 | PLANNED | 63 | 1 | 63 | 7.5965e-05 | 1.2058e-06
| 2019/20 | 11/09/2019 | PLANNED | 10 | 2 | 5 | 1.2058e-05 | 2.4116e-06
| 2019/20 | 11/09/2019 | PLANNED | 24010 | 98 | 245 | 0.028951 | 0.00011817
| 2019/20 | 11/09/2019 | PLANNED | 5755 | 27 | 213.1481 | 0.0069394 | 3.2557e-05
| 2019/20 | 11/09/2019 | PLANNED | 520 | 13 | 40 | 0.00062702 | 1.5675e-05
| 2019/20 | 11/09/2019 | PLANNED | 75 | 1 | 75 | 9.0435e-05 | 1.2058e-06
| 2019/20 | 11/09/2019 | PLANNED | 66 | 2 | 33 | 7.9583e-05 | 2.4116e-06
| 2019/20 | 12/09/2019 | PLANNED | 15840 | 36 | 440 | 0.0191 | 4.3409e-05
| 2019/20 | 12/09/2019 | PLANNED | 1700 | 4 | 425 | 0.0020499 | 4.8232e-06
| 2019/20 | 12/09/2019 | PLANNED | 808 | 4 | 202 | 0.00097429 | 4.8232e-06
| 2019/20 | 12/09/2019 | PLANNED | 42420 | 105 | 404 | 0.05115 | 0.00012661
| 2019/20 | 12/09/2019 | PLANNED | 57615 | 167 | 345 | 0.069472 | 0.00020137
| 2019/20 | 12/09/2019 | PLANNED | 1331 | 7 | 190.1429 | 0.0016049 | 8.4406e-06
| 2019/20 | 12/09/2019 | PLANNED | 600 | 3 | 200 | 0.00072348 | 3.6174e-06
| 2019/20 | 12/09/2019 | PLANNED | 1140 | 10 | 114 | 0.0013746 | 1.2058e-05
| 2019/20 | 12/09/2019 | PLANNED | 27525 | 75 | 367 | 0.03319 | 9.0435e-05
| 2019/20 | 12/09/2019 | PLANNED | 280111 | 698 | 401.3052 | 0.33776 | 0.00084165
| 2019/20 | 12/09/2019 | PLANNED | 13120 | 40 | 328 | 0.01582 | 4.8232e-05
| 2019/20 | 12/09/2019 | PLANNED | 15850 | 50 | 317 | 0.019112 | 6.029e-05
| 2019/20 | 12/09/2019 | PLANNED | 15632 | 60 | 260.5333 | 0.018849 | 7.2348e-05
| 2019/20 | 12/09/2019 | PLANNED | 17400 | 58 | 300 | 0.020981 | 6.9936e-05
| 2019/20 | 12/09/2019 | PLANNED | 813 | 3 | 271 | 0.00098032 | 3.6174e-06
| 2019/20 | 12/09/2019 | PLANNED | 360 | 12 | 30 | 0.00043409 | 1.447e-05
| 2019/20 | 12/09/2019 | PLANNED | 12300 | 35 | 351.4286 | 0.014831 | 4.2203e-05
| 2019/20 | 12/09/2019 | PLANNED | 34 | 2 | 17 | 4.0997e-05 | 2.4116e-06
| 2019/20 | 12/09/2019 | PLANNED | 22794 | 131 | 174 | 0.027485 | 0.00015796
| 2019/20 | 12/09/2019 | PLANNED | 451 | 19 | 23.7368 | 0.00054382 | 2.291e-05
| 2019/20 | 12/09/2019 | PLANNED | 25 | 1 | 25 | 3.0145e-05 | 1.2058e-06
| 2019/20 | 12/09/2019 | PLANNED | 146 | 2 | 73 | 0.00017605 | 2.4116e-06
| 2019/20 | 12/09/2019 | PLANNED | 165 | 3 | 55 | 0.00019896 | 3.6174e-06
| 2019/20 | 12/09/2019 | PLANNED | 42 | 3 | 14 | 5.0644e-05 | 3.6174e-06
| 2019/20 | 12/09/2019 | PLANNED | 53 | 1 | 53 | 6.3907e-05 | 1.2058e-06
| 2019/20 | 12/09/2019 | PLANNED | 440 | 8 | 55 | 0.00053055 | 9.6464e-06
| 2019/20 | 12/09/2019 | PLANNED | 42 | 6 | 7 | 5.0644e-05 | 7.2348e-06
| 2019/20 | 12/09/2019 | PLANNED | 246 | 5 | 49.2 | 0.00029663 | 6.029e-06
| 2019/20 | 12/09/2019 | PLANNED | 14 | 2 | 7 | 1.6881e-05 | 2.4116e-06
| 2019/20 | 13/09/2019 | PLANNED | 96 | 1 | 96 | 0.00011576 | 1.2058e-06
| 2019/20 | 13/09/2019 | PLANNED | 14 | 2 | 7 | 1.6881e-05 | 2.4116e-06
| 2019/20 | 13/09/2019 | PLANNED | 3897 | 13 | 299.7692 | 0.004699 | 1.5675e-05
| 2019/20 | 13/09/2019 | PLANNED | 18585 | 177 | 105 | 0.02241 | 0.00021343
| 2019/20 | 13/09/2019 | PLANNED | 4165 | 17 | 245 | 0.0050222 | 2.0499e-05
| 2019/20 | 13/09/2019 | PLANNED | 2330 | 14 | 166.4286 | 0.0028095 | 1.6881e-05
| 2019/20 | 13/09/2019 | PLANNED | 180 | 9 | 20 | 0.00021704 | 1.0852e-05
| 2019/20 | 13/09/2019 | PLANNED | 5083 | 23 | 221 | 0.0061291 | 2.7733e-05
| 2019/20 | 13/09/2019 | PLANNED | 20224 | 79 | 256 | 0.024386 | 9.5258e-05
| 2019/20 | 13/09/2019 | PLANNED | 550 | 10 | 55 | 0.00066319 | 1.2058e-05
| 2019/20 | 13/09/2019 | PLANNED | 12149 | 44 | 276.1136 | 0.014649 | 5.3055e-05
| 2019/20 | 13/09/2019 | PLANNED | 2034 | 6 | 339 | 0.0024526 | 7.2348e-06
| 2019/20 | 13/09/2019 | PLANNED | 190 | 1 | 190 | 0.0002291 | 1.2058e-06
| 2019/20 | 13/09/2019 | PLANNED | 1525 | 5 | 305 | 0.0018388 | 6.029e-06
| 2019/20 | 13/09/2019 | PLANNED | 2720 | 16 | 170 | 0.0032798 | 1.9293e-05
| 2019/20 | 13/09/2019 | PLANNED | 119 | 1 | 119 | 0.00014349 | 1.2058e-06
| 2019/20 | 13/09/2019 | PLANNED | 5 | 3 | 1.6667 | 6.029e-06 | 3.6174e-06
| 2019/20 | 13/09/2019 | PLANNED | 22 | 2 | 11 | 2.6528e-05 | 2.4116e-06
| 2019/20 | 13/09/2019 | PLANNED | 2699 | 10 | 269.9 | 0.0032545 | 1.2058e-05
| 2019/20 | 13/09/2019 | PLANNED | 1552 | 16 | 97 | 0.0018714 | 1.9293e-05
| 2019/20 | 13/09/2019 | PLANNED | 26 | 1 | 26 | 3.1351e-05 | 1.2058e-06
| 2019/20 | 13/09/2019 | PLANNED | 42 | 2 | 21 | 5.0644e-05 | 2.4116e-06
| 2019/20 | 13/09/2019 | PLANNED | 1468 | 25 | 58.72 | 0.0017701 | 3.0145e-05
| 2019/20 | 13/09/2019 | PLANNED | 15 | 1 | 15 | 1.8087e-05 | 1.2058e-06
| 2019/20 | 13/09/2019 | PLANNED | 45 | 1 | 45 | 5.4261e-05 | 1.2058e-06
| 2019/20 | 13/09/2019 | PLANNED | 9744 | 58 | 168 | 0.011749 | 6.9936e-05
| 2019/20 | 13/09/2019 | PLANNED | 520 | 13 | 40 | 0.00062702 | 1.5675e-05
| 2019/20 | 13/09/2019 | PLANNED | 2938 | 35 | 83.9429 | 0.0035426 | 4.2203e-05
| 2019/20 | 13/09/2019 | PLANNED | 126 | 1 | 126 | 0.00015193 | 1.2058e-06
| 2019/20 | 14/09/2019 | PLANNED | 25080 | 57 | 440 | 0.030241 | 6.8731e-05
| 2019/20 | 14/09/2019 | PLANNED | 1640 | 8 | 205 | 0.0019775 | 9.6464e-06
| 2019/20 | 14/09/2019 | PLANNED | 12 | 1 | 12 | 1.447e-05 | 1.2058e-06
| 2019/20 | 14/09/2019 | PLANNED | 48180 | 165 | 292 | 0.058095 | 0.00019896
| 2019/20 | 14/09/2019 | PLANNED | 410 | 1 | 410 | 0.00049438 | 1.2058e-06
| 2019/20 | 14/09/2019 | PLANNED | 2869 | 151 | 19 | 0.0034594 | 0.00018208
| 2019/20 | 14/09/2019 | PLANNED | 36 | 1 | 36 | 4.3409e-05 | 1.2058e-06
| 2019/20 | 14/09/2019 | PLANNED | 1599 | 4 | 399.75 | 0.0019281 | 4.8232e-06
| 2019/20 | 15/09/2019 | PLANNED | 434 | 1 | 434 | 0.00052332 | 1.2058e-06
| 2019/20 | 15/09/2019 | PLANNED | 2725 | 5 | 545 | 0.0032858 | 6.029e-06
| 2019/20 | 15/09/2019 | PLANNED | 4642 | 16 | 290.125 | 0.0055973 | 1.9293e-05
| 2019/20 | 15/09/2019 | PLANNED | 10780 | 28 | 385 | 0.012999 | 3.3762e-05
| 2019/20 | 15/09/2019 | PLANNED | 230 | 1 | 230 | 0.00027733 | 1.2058e-06
| 2019/20 | 15/09/2019 | PLANNED | 39115 | 105 | 372.5238 | 0.047165 | 0.00012661
| 2019/20 | 15/09/2019 | PLANNED | 423 | 1 | 423 | 0.00051005 | 1.2058e-06
| 2019/20 | 15/09/2019 | PLANNED | 18154 | 58 | 313 | 0.02189 | 6.9936e-05
| 2019/20 | 15/09/2019 | PLANNED | 130 | 2 | 65 | 0.00015675 | 2.4116e-06
| 2019/20 | 16/09/2019 | PLANNED | 3563 | 509 | 7 | 0.0042963 | 0.00061375
| 2019/20 | 16/09/2019 | PLANNED | 29750 | 119 | 250 | 0.035873 | 0.00014349
| 2019/20 | 16/09/2019 | PLANNED | 3040 | 32 | 95 | 0.0036656 | 3.8586e-05
| 2019/20 | 16/09/2019 | PLANNED | 96135 | 255 | 377 | 0.11592 | 0.00030748
| 2019/20 | 16/09/2019 | PLANNED | 6612 | 27 | 244.8889 | 0.0079727 | 3.2557e-05
| 2019/20 | 16/09/2019 | PLANNED | 123 | 1 | 123 | 0.00014831 | 1.2058e-06
| 2019/20 | 16/09/2019 | PLANNED | 572 | 26 | 22 | 0.00068972 | 3.1351e-05
| 2019/20 | 16/09/2019 | PLANNED | 19875 | 53 | 375 | 0.023965 | 6.3907e-05
| 2019/20 | 16/09/2019 | PLANNED | 165 | 1 | 165 | 0.00019896 | 1.2058e-06
| 2019/20 | 16/09/2019 | PLANNED | 3847 | 35 | 109.9143 | 0.0046387 | 4.2203e-05
| 2019/20 | 16/09/2019 | PLANNED | 432 | 3 | 144 | 0.00052091 | 3.6174e-06
| 2019/20 | 16/09/2019 | PLANNED | 36 | 2 | 18 | 4.3409e-05 | 2.4116e-06
| 2019/20 | 16/09/2019 | PLANNED | 1148 | 28 | 41 | 0.0013843 | 3.3762e-05
| 2019/20 | 16/09/2019 | PLANNED | 4 | 2 | 2 | 4.8232e-06 | 2.4116e-06
| 2019/20 | 16/09/2019 | PLANNED | 695 | 139 | 5 | 0.00083803 | 0.00016761
| 2019/20 | 16/09/2019 | PLANNED | 774 | 18 | 43 | 0.00093329 | 2.1704e-05
| 2019/20 | 16/09/2019 | PLANNED | 6 | 2 | 3 | 7.2348e-06 | 2.4116e-06
| 2019/20 | 16/09/2019 | PLANNED | 4470 | 3 | 1490 | 0.0053899 | 3.6174e-06
| 2019/20 | 17/09/2019 | PLANNED | 574 | 2 | 287 | 0.00069213 | 2.4116e-06
| 2019/20 | 17/09/2019 | PLANNED | 11525 | 222 | 51.9144 | 0.013897 | 0.00026769
| 2019/20 | 17/09/2019 | PLANNED | 768 | 2 | 384 | 0.00092605 | 2.4116e-06
| 2019/20 | 17/09/2019 | PLANNED | 16604 | 42 | 395.3333 | 0.020021 | 5.0644e-05
| 2019/20 | 17/09/2019 | PLANNED | 47250 | 315 | 150 | 0.056974 | 0.00037983
| 2019/20 | 17/09/2019 | PLANNED | 15750 | 70 | 225 | 0.018991 | 8.4406e-05
| 2019/20 | 17/09/2019 | PLANNED | 990 | 9 | 110 | 0.0011937 | 1.0852e-05
| 2019/20 | 17/09/2019 | PLANNED | 1897 | 7 | 271 | 0.0022874 | 8.4406e-06
| 2019/20 | 17/09/2019 | PLANNED | 11880 | 36 | 330 | 0.014325 | 4.3409e-05
| 2019/20 | 17/09/2019 | PLANNED | 2304 | 8 | 288 | 0.0027782 | 9.6464e-06
| 2019/20 | 17/09/2019 | PLANNED | 918 | 102 | 9 | 0.0011069 | 0.00012299
| 2019/20 | 17/09/2019 | PLANNED | 680 | 2 | 340 | 0.00081994 | 2.4116e-06
| 2019/20 | 17/09/2019 | PLANNED | 3937 | 16 | 246.0625 | 0.0047472 | 1.9293e-05
| 2019/20 | 17/09/2019 | PLANNED | 10320 | 43 | 240 | 0.012444 | 5.1849e-05
| 2019/20 | 17/09/2019 | PLANNED | 1848 | 4 | 462 | 0.0022283 | 4.8232e-06
| 2019/20 | 17/09/2019 | PLANNED | 115440 | 390 | 296 | 0.1392 | 0.00047026
| 2019/20 | 17/09/2019 | PLANNED | 1020 | 4 | 255 | 0.0012299 | 4.8232e-06
| 2019/20 | 17/09/2019 | PLANNED | 345 | 1 | 345 | 0.000416 | 1.2058e-06
| 2019/20 | 17/09/2019 | PLANNED | 5 | 1 | 5 | 6.029e-06 | 1.2058e-06
| 2019/20 | 17/09/2019 | PLANNED | 120 | 4 | 30 | 0.0001447 | 4.8232e-06
| 2019/20 | 18/09/2019 | PLANNED | 176219 | 563 | 313 | 0.21248 | 0.00067887
| 2019/20 | 18/09/2019 | PLANNED | 2404 | 6 | 400.6667 | 0.0028987 | 7.2348e-06
| 2019/20 | 18/09/2019 | PLANNED | 3404 | 23 | 148 | 0.0041045 | 2.7733e-05
| 2019/20 | 18/09/2019 | PLANNED | 15400 | 56 | 275 | 0.018569 | 6.7525e-05
| 2019/20 | 18/09/2019 | PLANNED | 25670 | 85 | 302 | 0.030953 | 0.00010249
| 2019/20 | 18/09/2019 | PLANNED | 3876 | 19 | 204 | 0.0046737 | 2.291e-05
| 2019/20 | 18/09/2019 | PLANNED | 57918 | 147 | 394 | 0.069838 | 0.00017725
| 2019/20 | 18/09/2019 | PLANNED | 5874 | 22 | 267 | 0.0070829 | 2.6528e-05
| 2019/20 | 18/09/2019 | PLANNED | 4521 | 19 | 237.9474 | 0.0054514 | 2.291e-05
| 2019/20 | 18/09/2019 | PLANNED | 30 | 1 | 30 | 3.6174e-05 | 1.2058e-06
| 2019/20 | 18/09/2019 | PLANNED | 210 | 7 | 30 | 0.00025322 | 8.4406e-06
| 2019/20 | 18/09/2019 | PLANNED | 17820 | 44 | 405 | 0.021487 | 5.3055e-05
| 2019/20 | 18/09/2019 | PLANNED | 7502 | 22 | 341 | 0.0090459 | 2.6528e-05
| 2019/20 | 18/09/2019 | PLANNED | 675 | 5 | 135 | 0.00081391 | 6.029e-06
| 2019/20 | 18/09/2019 | PLANNED | 5644 | 34 | 166 | 0.0068055 | 4.0997e-05
| 2019/20 | 18/09/2019 | PLANNED | 385 | 1 | 385 | 0.00046423 | 1.2058e-06
| 2019/20 | 18/09/2019 | PLANNED | 18760 | 56 | 335 | 0.022621 | 6.7525e-05
| 2019/20 | 18/09/2019 | PLANNED | 10395 | 77 | 135 | 0.012534 | 9.2847e-05
| 2019/20 | 18/09/2019 | PLANNED | 55550 | 202 | 275 | 0.066982 | 0.00024357
| 2019/20 | 18/09/2019 | PLANNED | 280 | 2 | 140 | 0.00033762 | 2.4116e-06
| 2019/20 | 18/09/2019 | PLANNED | 160 | 2 | 80 | 0.00019293 | 2.4116e-06
| 2019/20 | 18/09/2019 | PLANNED | 3266 | 39 | 83.7436 | 0.0039381 | 4.7026e-05
| 2019/20 | 18/09/2019 | PLANNED | 34 | 2 | 17 | 4.0997e-05 | 2.4116e-06
| 2019/20 | 18/09/2019 | PLANNED | 209 | 6 | 34.8333 | 0.00025201 | 7.2348e-06
| 2019/20 | 18/09/2019 | PLANNED | 9558 | 24 | 398.25 | 0.011525 | 2.8939e-05
| 2019/20 | 18/09/2019 | PLANNED | 24 | 1 | 24 | 2.8939e-05 | 1.2058e-06
| 2019/20 | 18/09/2019 | PLANNED | 4 | 1 | 4 | 4.8232e-06 | 1.2058e-06
| 2019/20 | 18/09/2019 | PLANNED | 62 | 2 | 31 | 7.476e-05 | 2.4116e-06
| 2019/20 | 18/09/2019 | PLANNED | 18 | 1 | 18 | 2.1704e-05 | 1.2058e-06
| 2019/20 | 18/09/2019 | PLANNED | 36 | 1 | 36 | 4.3409e-05 | 1.2058e-06
| 2019/20 | 18/09/2019 | PLANNED | 4275 | 45 | 95 | 0.0051548 | 5.4261e-05
| 2019/20 | 18/09/2019 | PLANNED | 22 | 2 | 11 | 2.6528e-05 | 2.4116e-06
| 2019/20 | 18/09/2019 | PLANNED | 48 | 1 | 48 | 5.7878e-05 | 1.2058e-06
| 2019/20 | 19/09/2019 | PLANNED | 37370 | 116 | 322.1552 | 0.045061 | 0.00013987
| 2019/20 | 19/09/2019 | PLANNED | 11902 | 38 | 313.2105 | 0.014351 | 4.582e-05
| 2019/20 | 19/09/2019 | PLANNED | 42532 | 124 | 343 | 0.051285 | 0.00014952
| 2019/20 | 19/09/2019 | PLANNED | 7626 | 31 | 246 | 0.0091954 | 3.738e-05
| 2019/20 | 19/09/2019 | PLANNED | 20160 | 63 | 320 | 0.024309 | 7.5965e-05
| 2019/20 | 19/09/2019 | PLANNED | 27720 | 99 | 280 | 0.033425 | 0.00011937
| 2019/20 | 19/09/2019 | PLANNED | 40248 | 117 | 344 | 0.048531 | 0.00014108
| 2019/20 | 19/09/2019 | PLANNED | 2854 | 17 | 167.8824 | 0.0034414 | 2.0499e-05
| 2019/20 | 19/09/2019 | PLANNED | 4912 | 16 | 307 | 0.0059229 | 1.9293e-05
| 2019/20 | 19/09/2019 | PLANNED | 6432 | 48 | 134 | 0.0077557 | 5.7878e-05
| 2019/20 | 19/09/2019 | PLANNED | 16 | 2 | 8 | 1.9293e-05 | 2.4116e-06
| 2019/20 | 19/09/2019 | PLANNED | 22 | 2 | 11 | 2.6528e-05 | 2.4116e-06
| 2019/20 | 19/09/2019 | PLANNED | 96193 | 289 | 332.8478 | 0.11599 | 0.00034848
| 2019/20 | 19/09/2019 | PLANNED | 24990 | 105 | 238 | 0.030133 | 0.00012661
| 2019/20 | 19/09/2019 | PLANNED | 13734 | 41 | 334.9756 | 0.01656 | 4.9438e-05
| 2019/20 | 19/09/2019 | PLANNED | 652 | 2 | 326 | 0.00078618 | 2.4116e-06
| 2019/20 | 19/09/2019 | PLANNED | 8671 | 23 | 377 | 0.010455 | 2.7733e-05
| 2019/20 | 19/09/2019 | PLANNED | 40 | 5 | 8 | 4.8232e-05 | 6.029e-06
| 2019/20 | 19/09/2019 | PLANNED | 61314 | 644 | 95.2081 | 0.073932 | 0.00077654
| 2019/20 | 19/09/2019 | PLANNED | 1242 | 138 | 9 | 0.0014976 | 0.0001664
| 2019/20 | 19/09/2019 | PLANNED | 26 | 1 | 26 | 3.1351e-05 | 1.2058e-06
| 2019/20 | 19/09/2019 | PLANNED | 78 | 1 | 78 | 9.4052e-05 | 1.2058e-06
| 2019/20 | 19/09/2019 | PLANNED | 214 | 2 | 107 | 0.00025804 | 2.4116e-06
| 2019/20 | 19/09/2019 | PLANNED | 3753 | 27 | 139 | 0.0045254 | 3.2557e-05
| 2019/20 | 19/09/2019 | PLANNED | 40 | 4 | 10 | 4.8232e-05 | 4.8232e-06
| 2019/20 | 19/09/2019 | PLANNED | 1525 | 61 | 25 | 0.0018388 | 7.3554e-05
| 2019/20 | 19/09/2019 | PLANNED | 105 | 7 | 15 | 0.00012661 | 8.4406e-06
| 2019/20 | 19/09/2019 | PLANNED | 80 | 1 | 80 | 9.6464e-05 | 1.2058e-06
| 2019/20 | 19/09/2019 | PLANNED | 66 | 6 | 11 | 7.9583e-05 | 7.2348e-06
| 2019/20 | 19/09/2019 | PLANNED | 12 | 1 | 12 | 1.447e-05 | 1.2058e-06
| 2019/20 | 20/09/2019 | PLANNED | 46488 | 126 | 368.9524 | 0.056055 | 0.00015193
| 2019/20 | 20/09/2019 | PLANNED | 10220 | 28 | 365 | 0.012323 | 3.3762e-05
| 2019/20 | 20/09/2019 | PLANNED | 4750 | 25 | 190 | 0.0057275 | 3.0145e-05
| 2019/20 | 20/09/2019 | PLANNED | 3690 | 41 | 90 | 0.0044494 | 4.9438e-05
| 2019/20 | 20/09/2019 | PLANNED | 2088 | 12 | 174 | 0.0025177 | 1.447e-05
| 2019/20 | 20/09/2019 | PLANNED | 7502 | 31 | 242 | 0.0090459 | 3.738e-05
| 2019/20 | 20/09/2019 | PLANNED | 789 | 3 | 263 | 0.00095138 | 3.6174e-06
| 2019/20 | 20/09/2019 | PLANNED | 975 | 3 | 325 | 0.0011757 | 3.6174e-06
| 2019/20 | 20/09/2019 | PLANNED | 4386 | 17 | 258 | 0.0052886 | 2.0499e-05
| 2019/20 | 20/09/2019 | PLANNED | 630 | 2 | 315 | 0.00075965 | 2.4116e-06
| 2019/20 | 20/09/2019 | PLANNED | 900 | 5 | 180 | 0.0010852 | 6.029e-06
| 2019/20 | 20/09/2019 | PLANNED | 8294 | 26 | 319 | 0.010001 | 3.1351e-05
| 2019/20 | 20/09/2019 | PLANNED | 150 | 2 | 75 | 0.00018087 | 2.4116e-06
| 2019/20 | 20/09/2019 | PLANNED | 348 | 6 | 58 | 0.00041962 | 7.2348e-06
| 2019/20 | 20/09/2019 | PLANNED | 4008 | 24 | 167 | 0.0048328 | 2.8939e-05
| 2019/20 | 20/09/2019 | PLANNED | 1160 | 4 | 290 | 0.0013987 | 4.8232e-06
| 2019/20 | 20/09/2019 | PLANNED | 56 | 2 | 28 | 6.7525e-05 | 2.4116e-06
| 2019/20 | 20/09/2019 | PLANNED | 2870 | 14 | 205 | 0.0034606 | 1.6881e-05
| 2019/20 | 20/09/2019 | PLANNED | 6 | 1 | 6 | 7.2348e-06 | 1.2058e-06
| 2019/20 | 20/09/2019 | PLANNED | 180 | 12 | 15 | 0.00021704 | 1.447e-05
| 2019/20 | 20/09/2019 | PLANNED | 10 | 2 | 5 | 1.2058e-05 | 2.4116e-06
| 2019/20 | 21/09/2019 | PLANNED | 572 | 59 | 9.6949 | 0.00068972 | 7.1142e-05
| 2019/20 | 21/09/2019 | PLANNED | 22440 | 102 | 220 | 0.027058 | 0.00012299
| 2019/20 | 21/09/2019 | PLANNED | 580 | 2 | 290 | 0.00069936 | 2.4116e-06
| 2019/20 | 21/09/2019 | PLANNED | 829 | 4 | 207.25 | 0.00099961 | 4.8232e-06
| 2019/20 | 22/09/2019 | PLANNED | 560 | 10 | 56 | 0.00067525 | 1.2058e-05
| 2019/20 | 22/09/2019 | PLANNED | 1108 | 2 | 554 | 0.001336 | 2.4116e-06
| 2019/20 | 22/09/2019 | PLANNED | 180 | 3 | 60 | 0.00021704 | 3.6174e-06
| 2019/20 | 22/09/2019 | PLANNED | 8550 | 30 | 285 | 0.01031 | 3.6174e-05
| 2019/20 | 22/09/2019 | PLANNED | 153450 | 465 | 330 | 0.18503 | 0.0005607
| 2019/20 | 22/09/2019 | PLANNED | 646 | 2 | 323 | 0.00077895 | 2.4116e-06
| 2019/20 | 22/09/2019 | PLANNED | 17325 | 77 | 225 | 0.02089 | 9.2847e-05
| 2019/20 | 22/09/2019 | PLANNED | 730 | 2 | 365 | 0.00088023 | 2.4116e-06
| 2019/20 | 22/09/2019 | PLANNED | 58950 | 225 | 262 | 0.071082 | 0.0002713
| 2019/20 | 22/09/2019 | PLANNED | 140 | 1 | 140 | 0.00016881 | 1.2058e-06
| 2019/20 | 22/09/2019 | PLANNED | 172480 | 490 | 352 | 0.20798 | 0.00059084
| 2019/20 | 22/09/2019 | PLANNED | 4888 | 13 | 376 | 0.0058939 | 1.5675e-05
| 2019/20 | 22/09/2019 | PLANNED | 14310 | 45 | 318 | 0.017255 | 5.4261e-05
| 2019/20 | 22/09/2019 | PLANNED | 36 | 3 | 12 | 4.3409e-05 | 3.6174e-06
| 2019/20 | 22/09/2019 | PLANNED | 1965 | 15 | 131 | 0.0023694 | 1.8087e-05
| 2019/20 | 22/09/2019 | PLANNED | 2552 | 11 | 232 | 0.0030772 | 1.3264e-05
| 2019/20 | 22/09/2019 | PLANNED | 232 | 4 | 58 | 0.00027975 | 4.8232e-06
| 2019/20 | 22/09/2019 | PLANNED | 690 | 115 | 6 | 0.000832 | 0.00013867
| 2019/20 | 22/09/2019 | PLANNED | 3135 | 19 | 165 | 0.0037802 | 2.291e-05
| 2019/20 | 23/09/2019 | PLANNED | 4968 | 12 | 414 | 0.0059904 | 1.447e-05
| 2019/20 | 23/09/2019 | PLANNED | 199055 | 971 | 205 | 0.24002 | 0.0011708
| 2019/20 | 23/09/2019 | PLANNED | 660 | 2 | 330 | 0.00079583 | 2.4116e-06
| 2019/20 | 23/09/2019 | PLANNED | 8740 | 76 | 115 | 0.010539 | 9.1641e-05
| 2019/20 | 23/09/2019 | PLANNED | 1064 | 4 | 266 | 0.001283 | 4.8232e-06
| 2019/20 | 23/09/2019 | PLANNED | 960 | 12 | 80 | 0.0011576 | 1.447e-05
| 2019/20 | 23/09/2019 | PLANNED | 1634 | 6 | 272.3333 | 0.0019703 | 7.2348e-06
| 2019/20 | 23/09/2019 | PLANNED | 56960 | 178 | 320 | 0.068682 | 0.00021463
| 2019/20 | 23/09/2019 | PLANNED | 795 | 3 | 265 | 0.00095861 | 3.6174e-06
| 2019/20 | 23/09/2019 | PLANNED | 9657 | 37 | 261 | 0.011644 | 4.4615e-05
| 2019/20 | 23/09/2019 | PLANNED | 1760 | 32 | 55 | 0.0021222 | 3.8586e-05
| 2019/20 | 23/09/2019 | PLANNED | 112884 | 409 | 276 | 0.13612 | 0.00049317
| 2019/20 | 23/09/2019 | PLANNED | 13797 | 73 | 189 | 0.016636 | 8.8023e-05
| 2019/20 | 23/09/2019 | PLANNED | 632 | 10 | 63.2 | 0.00076207 | 1.2058e-05
| 2019/20 | 23/09/2019 | PLANNED | 20010 | 69 | 290 | 0.024128 | 8.32e-05
| 2019/20 | 23/09/2019 | PLANNED | 16146 | 46 | 351 | 0.019469 | 5.5467e-05
| 2019/20 | 23/09/2019 | PLANNED | 350 | 1 | 350 | 0.00042203 | 1.2058e-06
| 2019/20 | 23/09/2019 | PLANNED | 17490 | 53 | 330 | 0.021089 | 6.3907e-05
| 2019/20 | 23/09/2019 | PLANNED | 80 | 1 | 80 | 9.6464e-05 | 1.2058e-06
| 2019/20 | 23/09/2019 | PLANNED | 4466 | 22 | 203 | 0.0053851 | 2.6528e-05
| 2019/20 | 23/09/2019 | PLANNED | 70 | 2 | 35 | 8.4406e-05 | 2.4116e-06
| 2019/20 | 23/09/2019 | PLANNED | 70 | 2 | 35 | 8.4406e-05 | 2.4116e-06
| 2019/20 | 23/09/2019 | PLANNED | 60 | 4 | 15 | 7.2348e-05 | 4.8232e-06
| 2019/20 | 23/09/2019 | PLANNED | 80 | 4 | 20 | 9.6464e-05 | 4.8232e-06
| 2019/20 | 23/09/2019 | PLANNED | 9 | 1 | 9 | 1.0852e-05 | 1.2058e-06
| 2019/20 | 24/09/2019 | PLANNED | 420 | 3 | 140 | 0.00050644 | 3.6174e-06
| 2019/20 | 24/09/2019 | PLANNED | 2668 | 10 | 266.8 | 0.0032171 | 1.2058e-05
| 2019/20 | 24/09/2019 | PLANNED | 7835 | 17 | 460.8824 | 0.0094474 | 2.0499e-05
| 2019/20 | 24/09/2019 | PLANNED | 15884 | 38 | 418 | 0.019153 | 4.582e-05
| 2019/20 | 24/09/2019 | PLANNED | 335 | 1 | 335 | 0.00040394 | 1.2058e-06
| 2019/20 | 24/09/2019 | PLANNED | 360 | 3 | 120 | 0.00043409 | 3.6174e-06
| 2019/20 | 24/09/2019 | PLANNED | 7395 | 29 | 255 | 0.0089169 | 3.4968e-05
| 2019/20 | 24/09/2019 | PLANNED | 81245 | 273 | 297.6007 | 0.097965 | 0.00032918
| 2019/20 | 24/09/2019 | PLANNED | 556 | 2 | 278 | 0.00067042 | 2.4116e-06
| 2019/20 | 24/09/2019 | PLANNED | 16700 | 100 | 167 | 0.020137 | 0.00012058
| 2019/20 | 24/09/2019 | PLANNED | 9425 | 41 | 229.878 | 0.011365 | 4.9438e-05
| 2019/20 | 24/09/2019 | PLANNED | 6393 | 20 | 319.65 | 0.0077087 | 2.4116e-05
| 2019/20 | 24/09/2019 | PLANNED | 149745 | 447 | 335 | 0.18056 | 0.00053899
| 2019/20 | 24/09/2019 | PLANNED | 5460 | 14 | 390 | 0.0065837 | 1.6881e-05
| 2019/20 | 24/09/2019 | PLANNED | 96120 | 356 | 270 | 0.1159 | 0.00042926
| 2019/20 | 24/09/2019 | PLANNED | 333 | 3 | 111 | 0.00040153 | 3.6174e-06
| 2019/20 | 24/09/2019 | PLANNED | 20790 | 66 | 315 | 0.025069 | 7.9583e-05
| 2019/20 | 24/09/2019 | PLANNED | 13500 | 60 | 225 | 0.016278 | 7.2348e-05
| 2019/20 | 24/09/2019 | PLANNED | 140 | 10 | 14 | 0.00016881 | 1.2058e-05
| 2019/20 | 24/09/2019 | PLANNED | 73132 | 389 | 188 | 0.088183 | 0.00046906
| 2019/20 | 24/09/2019 | PLANNED | 64 | 1 | 64 | 7.7171e-05 | 1.2058e-06
| 2019/20 | 24/09/2019 | PLANNED | 146 | 2 | 73 | 0.00017605 | 2.4116e-06
| 2019/20 | 24/09/2019 | PLANNED | 60 | 1 | 60 | 7.2348e-05 | 1.2058e-06
| 2019/20 | 25/09/2019 | PLANNED | 8287 | 2005 | 4.1332 | 0.0099925 | 0.0024176
| 2019/20 | 25/09/2019 | PLANNED | 40 | 4 | 10 | 4.8232e-05 | 4.8232e-06
| 2019/20 | 25/09/2019 | PLANNED | 6240 | 16 | 390 | 0.0075242 | 1.9293e-05
| 2019/20 | 25/09/2019 | PLANNED | 38454 | 102 | 377 | 0.046368 | 0.00012299
| 2019/20 | 25/09/2019 | PLANNED | 7406 | 23 | 322 | 0.0089302 | 2.7733e-05
| 2019/20 | 25/09/2019 | PLANNED | 22486 | 125 | 179.888 | 0.027114 | 0.00015072
| 2019/20 | 25/09/2019 | PLANNED | 57750 | 165 | 350 | 0.069635 | 0.00019896
| 2019/20 | 25/09/2019 | PLANNED | 665 | 7 | 95 | 0.00080186 | 8.4406e-06
| 2019/20 | 25/09/2019 | PLANNED | 197744 | 1278 | 154.7293 | 0.23844 | 0.001541
| 2019/20 | 25/09/2019 | PLANNED | 2632 | 14 | 188 | 0.0031737 | 1.6881e-05
| 2019/20 | 25/09/2019 | PLANNED | 345 | 1 | 345 | 0.000416 | 1.2058e-06
| 2019/20 | 25/09/2019 | PLANNED | 8451 | 27 | 313 | 0.01019 | 3.2557e-05
| 2019/20 | 25/09/2019 | PLANNED | 72285 | 180 | 401.5833 | 0.087161 | 0.00021704
| 2019/20 | 25/09/2019 | PLANNED | 264 | 1 | 264 | 0.00031833 | 1.2058e-06
| 2019/20 | 25/09/2019 | PLANNED | 8008 | 26 | 308 | 0.009656 | 3.1351e-05
| 2019/20 | 25/09/2019 | PLANNED | 270 | 2 | 135 | 0.00032557 | 2.4116e-06
| 2019/20 | 25/09/2019 | PLANNED | 8976 | 102 | 88 | 0.010823 | 0.00012299
| 2019/20 | 25/09/2019 | PLANNED | 10910 | 35 | 311.7143 | 0.013155 | 4.2203e-05
| 2019/20 | 25/09/2019 | PLANNED | 50 | 2 | 25 | 6.029e-05 | 2.4116e-06
| 2019/20 | 26/09/2019 | PLANNED | 10054 | 22 | 457 | 0.012123 | 2.6528e-05
| 2019/20 | 26/09/2019 | PLANNED | 4830 | 14 | 345 | 0.005824 | 1.6881e-05
| 2019/20 | 26/09/2019 | PLANNED | 7048 | 17 | 414.5882 | 0.0084985 | 2.0499e-05
| 2019/20 | 26/09/2019 | PLANNED | 19750 | 50 | 395 | 0.023815 | 6.029e-05
| 2019/20 | 26/09/2019 | PLANNED | 17028 | 44 | 387 | 0.020532 | 5.3055e-05
| 2019/20 | 26/09/2019 | PLANNED | 7056 | 24 | 294 | 0.0085081 | 2.8939e-05
| 2019/20 | 26/09/2019 | PLANNED | 22899 | 107 | 214.0093 | 0.027612 | 0.00012902
| 2019/20 | 26/09/2019 | PLANNED | 260 | 2 | 130 | 0.00031351 | 2.4116e-06
| 2019/20 | 26/09/2019 | PLANNED | 10797 | 29 | 372.3103 | 0.013019 | 3.4968e-05
| 2019/20 | 26/09/2019 | PLANNED | 6080 | 32 | 190 | 0.0073313 | 3.8586e-05
| 2019/20 | 26/09/2019 | PLANNED | 6532 | 23 | 284 | 0.0078763 | 2.7733e-05
| 2019/20 | 26/09/2019 | PLANNED | 11078 | 58 | 191 | 0.013358 | 6.9936e-05
| 2019/20 | 26/09/2019 | PLANNED | 5958 | 18 | 331 | 0.0071842 | 2.1704e-05
| 2019/20 | 26/09/2019 | PLANNED | 17690 | 58 | 305 | 0.021331 | 6.9936e-05
| 2019/20 | 26/09/2019 | PLANNED | 6 | 1 | 6 | 7.2348e-06 | 1.2058e-06
| 2019/20 | 26/09/2019 | PLANNED | 2035 | 37 | 55 | 0.0024538 | 4.4615e-05
| 2019/20 | 26/09/2019 | PLANNED | 2418 | 13 | 186 | 0.0029156 | 1.5675e-05
| 2019/20 | 26/09/2019 | PLANNED | 15 | 3 | 5 | 1.8087e-05 | 3.6174e-06
| 2019/20 | 26/09/2019 | PLANNED | 33 | 1 | 33 | 3.9791e-05 | 1.2058e-06
| 2019/20 | 26/09/2019 | PLANNED | 82 | 2 | 41 | 9.8876e-05 | 2.4116e-06
| 2019/20 | 26/09/2019 | PLANNED | 840 | 8 | 105 | 0.0010129 | 9.6464e-06
| 2019/20 | 26/09/2019 | PLANNED | 100 | 1 | 100 | 0.00012058 | 1.2058e-06
| 2019/20 | 26/09/2019 | PLANNED | 35 | 7 | 5 | 4.2203e-05 | 8.4406e-06
| 2019/20 | 26/09/2019 | PLANNED | 7059 | 39 | 181 | 0.0085117 | 4.7026e-05
| 2019/20 | 26/09/2019 | PLANNED | 140 | 5 | 28 | 0.00016881 | 6.029e-06
| 2019/20 | 26/09/2019 | PLANNED | 35 | 1 | 35 | 4.2203e-05 | 1.2058e-06
| 2019/20 | 26/09/2019 | PLANNED | 12 | 3 | 4 | 1.447e-05 | 3.6174e-06
| 2019/20 | 26/09/2019 | PLANNED | 13 | 1 | 13 | 1.5675e-05 | 1.2058e-06
| 2019/20 | 26/09/2019 | PLANNED | 73 | 1 | 73 | 8.8023e-05 | 1.2058e-06
| 2019/20 | 26/09/2019 | PLANNED | 8 | 1 | 8 | 9.6464e-06 | 1.2058e-06
| 2019/20 | 27/09/2019 | PLANNED | 7888 | 34 | 232 | 0.0095113 | 4.0997e-05
| 2019/20 | 29/09/2019 | PLANNED | 247 | 1 | 247 | 0.00029783 | 1.2058e-06
| 2019/20 | 29/09/2019 | PLANNED | 48 | 1 | 48 | 5.7878e-05 | 1.2058e-06
| 2019/20 | 30/09/2019 | PLANNED | 8 | 1 | 8 | 9.6464e-06 | 1.2058e-06
| 2019/20 | 30/09/2019 | PLANNED | 47 | 1 | 47 | 5.6673e-05 | 1.2058e-06
| 2019/20 | 30/09/2019 | PLANNED | 590 | 59 | 10 | 0.00071142 | 7.1142e-05
| 2019/20 | 30/09/2019 | PLANNED | 3130 | 10 | 313 | 0.0037742 | 1.2058e-05
| 2019/20 | 30/09/2019 | PLANNED | 2507 | 23 | 109 | 0.0030229 | 2.7733e-05
| 2019/20 | 30/09/2019 | PLANNED | 498 | 3 | 166 | 0.00060049 | 3.6174e-06
| 2019/20 | 30/09/2019 | PLANNED | 2488 | 8 | 311 | 0.003 | 9.6464e-06
| 2019/20 | 30/09/2019 | PLANNED | 2910 | 15 | 194 | 0.0035089 | 1.8087e-05
| 2019/20 | 30/09/2019 | PLANNED | 291 | 3 | 97 | 0.00035089 | 3.6174e-06
| 2019/20 | 30/09/2019 | PLANNED | 22660 | 74 | 306.2162 | 0.027323 | 8.9229e-05
| 2019/20 | 30/09/2019 | PLANNED | 907 | 18 | 50.3889 | 0.0010937 | 2.1704e-05
| 2019/20 | 30/09/2019 | PLANNED | 256 | 1 | 256 | 0.00030868 | 1.2058e-06
| 2019/20 | 30/09/2019 | PLANNED | 720 | 4 | 180 | 0.00086818 | 4.8232e-06
| 2019/20 | 30/09/2019 | PLANNED | 31 | 1 | 31 | 3.738e-05 | 1.2058e-06
| 2019/20 | 30/09/2019 | PLANNED | 35 | 7 | 5 | 4.2203e-05 | 8.4406e-06
| 2019/20 | 30/09/2019 | PLANNED | 267 | 3 | 89 | 0.00032195 | 3.6174e-06
| 2019/20 | 30/09/2019 | PLANNED | 16 | 4 | 4 | 1.9293e-05 | 4.8232e-06
| 2019/20 | 30/09/2019 | PLANNED | 3859 | 17 | 227 | 0.0046532 | 2.0499e-05
| 2019/20 | 1/10/2019 | PLANNED | 16 | 2 | 8 | 1.9293e-05 | 2.4116e-06
| 2019/20 | 1/10/2019 | PLANNED | 176044 | 482 | 365.2365 | 0.21227 | 0.0005812
| 2019/20 | 1/10/2019 | PLANNED | 5957 | 23 | 259 | 0.0071829 | 2.7733e-05
| 2019/20 | 1/10/2019 | PLANNED | 680 | 2 | 340 | 0.00081994 | 2.4116e-06
| 2019/20 | 1/10/2019 | PLANNED | 171600 | 550 | 312 | 0.20692 | 0.00066319
| 2019/20 | 1/10/2019 | PLANNED | 4860 | 15 | 324 | 0.0058602 | 1.8087e-05
| 2019/20 | 1/10/2019 | PLANNED | 14170 | 58 | 244.3103 | 0.017086 | 6.9936e-05
| 2019/20 | 1/10/2019 | PLANNED | 2394 | 7 | 342 | 0.0028867 | 8.4406e-06
| 2019/20 | 1/10/2019 | PLANNED | 10500 | 28 | 375 | 0.012661 | 3.3762e-05
| 2019/20 | 1/10/2019 | PLANNED | 3312 | 12 | 276 | 0.0039936 | 1.447e-05
| 2019/20 | 1/10/2019 | PLANNED | 10241 | 29 | 353.1379 | 0.012349 | 3.4968e-05
| 2019/20 | 1/10/2019 | PLANNED | 37 | 1 | 37 | 4.4615e-05 | 1.2058e-06
| 2019/20 | 1/10/2019 | PLANNED | 114 | 2 | 57 | 0.00013746 | 2.4116e-06
| 2019/20 | 1/10/2019 | PLANNED | 1120 | 4 | 280 | 0.0013505 | 4.8232e-06
| 2019/20 | 1/10/2019 | PLANNED | 13536 | 72 | 188 | 0.016322 | 8.6818e-05
| 2019/20 | 1/10/2019 | PLANNED | 17430 | 105 | 166 | 0.021017 | 0.00012661
| 2019/20 | 1/10/2019 | PLANNED | 712 | 89 | 8 | 0.00085853 | 0.00010732
| 2019/20 | 1/10/2019 | PLANNED | 3360 | 14 | 240 | 0.0040515 | 1.6881e-05
| 2019/20 | 1/10/2019 | PLANNED | 140 | 2 | 70 | 0.00016881 | 2.4116e-06
| 2019/20 | 1/10/2019 | PLANNED | 47 | 1 | 47 | 5.6673e-05 | 1.2058e-06
| 2019/20 | 1/10/2019 | PLANNED | 1650 | 55 | 30 | 0.0019896 | 6.6319e-05
| 2019/20 | 1/10/2019 | PLANNED | 3 | 1 | 3 | 3.6174e-06 | 1.2058e-06
| 2019/20 | 1/10/2019 | PLANNED | 84 | 2 | 42 | 0.00010129 | 2.4116e-06
| 2019/20 | 1/10/2019 | PLANNED | 35 | 5 | 7 | 4.2203e-05 | 6.029e-06
| 2019/20 | 1/10/2019 | PLANNED | 10 | 2 | 5 | 1.2058e-05 | 2.4116e-06
| 2019/20 | 2/10/2019 | PLANNED | 11873 | 26 | 456.6538 | 0.014316 | 3.1351e-05
| 2019/20 | 2/10/2019 | PLANNED | 30586 | 82 | 373 | 0.036881 | 9.8876e-05
| 2019/20 | 2/10/2019 | PLANNED | 7911 | 25 | 316.44 | 0.0095391 | 3.0145e-05
| 2019/20 | 2/10/2019 | PLANNED | 62 | 2 | 31 | 7.476e-05 | 2.4116e-06
| 2019/20 | 2/10/2019 | PLANNED | 1008 | 14 | 72 | 0.0012154 | 1.6881e-05
| 2019/20 | 2/10/2019 | PLANNED | 2175 | 23 | 94.5652 | 0.0026226 | 2.7733e-05
| 2019/20 | 2/10/2019 | PLANNED | 90798 | 222 | 409 | 0.10948 | 0.00026769
| 2019/20 | 2/10/2019 | PLANNED | 2052 | 18 | 114 | 0.0024743 | 2.1704e-05
| 2019/20 | 2/10/2019 | PLANNED | 832 | 4 | 208 | 0.0010032 | 4.8232e-06
| 2019/20 | 2/10/2019 | PLANNED | 7725 | 25 | 309 | 0.0093148 | 3.0145e-05
| 2019/20 | 2/10/2019 | PLANNED | 3009 | 17 | 177 | 0.0036283 | 2.0499e-05
| 2019/20 | 2/10/2019 | PLANNED | 4620 | 12 | 385 | 0.0055708 | 1.447e-05
| 2019/20 | 2/10/2019 | PLANNED | 6225 | 20 | 311.25 | 0.0075061 | 2.4116e-05
| 2019/20 | 2/10/2019 | PLANNED | 1072 | 8 | 134 | 0.0012926 | 9.6464e-06
| 2019/20 | 2/10/2019 | PLANNED | 4589 | 13 | 353 | 0.0055334 | 1.5675e-05
| 2019/20 | 2/10/2019 | PLANNED | 20111 | 91 | 221 | 0.02425 | 0.00010973
| 2019/20 | 2/10/2019 | PLANNED | 268 | 4 | 67 | 0.00032315 | 4.8232e-06
| 2019/20 | 2/10/2019 | PLANNED | 100 | 4 | 25 | 0.00012058 | 4.8232e-06
| 2019/20 | 2/10/2019 | PLANNED | 158244 | 1277 | 123.9186 | 0.19081 | 0.0015398
| 2019/20 | 2/10/2019 | PLANNED | 12324 | 39 | 316 | 0.01486 | 4.7026e-05
| 2019/20 | 2/10/2019 | PLANNED | 114 | 6 | 19 | 0.00013746 | 7.2348e-06
| 2019/20 | 2/10/2019 | PLANNED | 1540 | 11 | 140 | 0.0018569 | 1.3264e-05
| 2019/20 | 2/10/2019 | PLANNED | 2197 | 13 | 169 | 0.0026491 | 1.5675e-05
| 2019/20 | 2/10/2019 | PLANNED | 138 | 2 | 69 | 0.0001664 | 2.4116e-06
| 2019/20 | 2/10/2019 | PLANNED | 36 | 2 | 18 | 4.3409e-05 | 2.4116e-06
| 2019/20 | 2/10/2019 | PLANNED | 348 | 4 | 87 | 0.00041962 | 4.8232e-06
| 2019/20 | 2/10/2019 | PLANNED | 640 | 4 | 160 | 0.00077171 | 4.8232e-06
| 2019/20 | 2/10/2019 | PLANNED | 1950 | 15 | 130 | 0.0023513 | 1.8087e-05
| 2019/20 | 2/10/2019 | PLANNED | 840 | 14 | 60 | 0.0010129 | 1.6881e-05
| 2019/20 | 2/10/2019 | PLANNED | 8 | 2 | 4 | 9.6464e-06 | 2.4116e-06
| 2019/20 | 2/10/2019 | PLANNED | 1898 | 26 | 73 | 0.0022886 | 3.1351e-05
| 2019/20 | 3/10/2019 | PLANNED | 18762 | 59 | 318 | 0.022623 | 7.1142e-05
| 2019/20 | 3/10/2019 | PLANNED | 1827 | 9 | 203 | 0.002203 | 1.0852e-05
| 2019/20 | 3/10/2019 | PLANNED | 74404 | 178 | 418 | 0.089716 | 0.00021463
| 2019/20 | 3/10/2019 | PLANNED | 16985 | 43 | 395 | 0.020481 | 5.1849e-05
| 2019/20 | 3/10/2019 | PLANNED | 1140 | 6 | 190 | 0.0013746 | 7.2348e-06
| 2019/20 | 3/10/2019 | PLANNED | 528 | 88 | 6 | 0.00063666 | 0.00010611
| 2019/20 | 3/10/2019 | PLANNED | 3750 | 15 | 250 | 0.0045217 | 1.8087e-05
| 2019/20 | 3/10/2019 | PLANNED | 9776 | 39 | 250.6667 | 0.011788 | 4.7026e-05
| 2019/20 | 3/10/2019 | PLANNED | 3360 | 21 | 160 | 0.0040515 | 2.5322e-05
| 2019/20 | 3/10/2019 | PLANNED | 12658 | 38 | 333.1053 | 0.015263 | 4.582e-05
| 2019/20 | 3/10/2019 | PLANNED | 7243 | 37 | 195.7568 | 0.0087336 | 4.4615e-05
| 2019/20 | 3/10/2019 | PLANNED | 3969 | 9 | 441 | 0.0047858 | 1.0852e-05
| 2019/20 | 3/10/2019 | PLANNED | 65250 | 225 | 290 | 0.078678 | 0.0002713
| 2019/20 | 3/10/2019 | PLANNED | 393 | 3 | 131 | 0.00047388 | 3.6174e-06
| 2019/20 | 3/10/2019 | PLANNED | 140432 | 524 | 268 | 0.16933 | 0.00063184
| 2019/20 | 3/10/2019 | PLANNED | 305 | 5 | 61 | 0.00036777 | 6.029e-06
| 2019/20 | 3/10/2019 | PLANNED | 1482 | 13 | 114 | 0.001787 | 1.5675e-05
| 2019/20 | 3/10/2019 | PLANNED | 52 | 13 | 4 | 6.2702e-05 | 1.5675e-05
| 2019/20 | 3/10/2019 | PLANNED | 60 | 2 | 30 | 7.2348e-05 | 2.4116e-06
| 2019/20 | 3/10/2019 | PLANNED | 1616 | 25 | 64.64 | 0.0019486 | 3.0145e-05
| 2019/20 | 3/10/2019 | PLANNED | 15 | 1 | 15 | 1.8087e-05 | 1.2058e-06
| 2019/20 | 3/10/2019 | PLANNED | 12 | 1 | 12 | 1.447e-05 | 1.2058e-06
| 2019/20 | 4/10/2019 | PLANNED | 13920 | 32 | 435 | 0.016785 | 3.8586e-05
| 2019/20 | 4/10/2019 | PLANNED | 15400 | 55 | 280 | 0.018569 | 6.6319e-05
| 2019/20 | 4/10/2019 | PLANNED | 470 | 10 | 47 | 0.00056673 | 1.2058e-05
| 2019/20 | 4/10/2019 | PLANNED | 135036 | 279 | 484 | 0.16283 | 0.00033642
| 2019/20 | 4/10/2019 | PLANNED | 321 | 2 | 160.5 | 0.00038706 | 2.4116e-06
| 2019/20 | 4/10/2019 | PLANNED | 27 | 1 | 27 | 3.2557e-05 | 1.2058e-06
| 2019/20 | 4/10/2019 | PLANNED | 3240 | 18 | 180 | 0.0039068 | 2.1704e-05
| 2019/20 | 4/10/2019 | PLANNED | 2436 | 8 | 304.5 | 0.0029373 | 9.6464e-06
| 2019/20 | 4/10/2019 | PLANNED | 8000 | 40 | 200 | 0.0096464 | 4.8232e-05
| 2019/20 | 4/10/2019 | PLANNED | 272 | 8 | 34 | 0.00032798 | 9.6464e-06
| 2019/20 | 4/10/2019 | PLANNED | 15275 | 47 | 325 | 0.018419 | 5.6673e-05
| 2019/20 | 4/10/2019 | PLANNED | 305 | 2 | 152.5 | 0.00036777 | 2.4116e-06
| 2019/20 | 4/10/2019 | PLANNED | 1820 | 26 | 70 | 0.0021946 | 3.1351e-05
| 2019/20 | 4/10/2019 | PLANNED | 660 | 8 | 82.5 | 0.00079583 | 9.6464e-06
| 2019/20 | 4/10/2019 | PLANNED | 60 | 2 | 30 | 7.2348e-05 | 2.4116e-06
| 2019/20 | 4/10/2019 | PLANNED | 10191 | 43 | 237 | 0.012288 | 5.1849e-05
| 2019/20 | 4/10/2019 | PLANNED | 77 | 1 | 77 | 9.2847e-05 | 1.2058e-06
| 2019/20 | 4/10/2019 | PLANNED | 30 | 1 | 30 | 3.6174e-05 | 1.2058e-06
| 2019/20 | 4/10/2019 | PLANNED | 7900 | 25 | 316 | 0.0095258 | 3.0145e-05
| 2019/20 | 4/10/2019 | PLANNED | 540 | 3 | 180 | 0.00065113 | 3.6174e-06
| 2019/20 | 4/10/2019 | PLANNED | 792 | 4 | 198 | 0.00095499 | 4.8232e-06
| 2019/20 | 4/10/2019 | PLANNED | 17220 | 42 | 410 | 0.020764 | 5.0644e-05
| 2019/20 | 4/10/2019 | PLANNED | 785 | 5 | 157 | 0.00094655 | 6.029e-06
| 2019/20 | 4/10/2019 | PLANNED | 81 | 1 | 81 | 9.767e-05 | 1.2058e-06
| 2019/20 | 4/10/2019 | PLANNED | 648 | 18 | 36 | 0.00078136 | 2.1704e-05
| 2019/20 | 4/10/2019 | PLANNED | 51 | 1 | 51 | 6.1496e-05 | 1.2058e-06
| 2019/20 | 4/10/2019 | PLANNED | 152 | 2 | 76 | 0.00018328 | 2.4116e-06
| 2019/20 | 4/10/2019 | PLANNED | 858 | 26 | 33 | 0.0010346 | 3.1351e-05
| 2019/20 | 4/10/2019 | PLANNED | 124 | 2 | 62 | 0.00014952 | 2.4116e-06
| 2019/20 | 5/10/2019 | PLANNED | 6901 | 103 | 67 | 0.0083212 | 0.0001242
| 2019/20 | 5/10/2019 | PLANNED | 20 | 2 | 10 | 2.4116e-05 | 2.4116e-06
| 2019/20 | 5/10/2019 | PLANNED | 1276 | 4 | 319 | 0.0015386 | 4.8232e-06
| 2019/20 | 5/10/2019 | PLANNED | 28854 | 80 | 360.675 | 0.034792 | 9.6464e-05
| 2019/20 | 5/10/2019 | PLANNED | 16 | 2 | 8 | 1.9293e-05 | 2.4116e-06
| 2019/20 | 5/10/2019 | PLANNED | 15 | 1 | 15 | 1.8087e-05 | 1.2058e-06
| 2019/20 | 5/10/2019 | PLANNED | 2675 | 107 | 25 | 0.0032255 | 0.00012902
| 2019/20 | 5/10/2019 | PLANNED | 45 | 3 | 15 | 5.4261e-05 | 3.6174e-06
| 2019/20 | 5/10/2019 | PLANNED | 35 | 5 | 7 | 4.2203e-05 | 6.029e-06
| 2019/20 | 5/10/2019 | PLANNED | 1498 | 7 | 214 | 0.0018063 | 8.4406e-06
| 2019/20 | 6/10/2019 | PLANNED | 720 | 3 | 240 | 0.00086818 | 3.6174e-06
| 2019/20 | 6/10/2019 | PLANNED | 3840 | 16 | 240 | 0.0046303 | 1.9293e-05
| 2019/20 | 6/10/2019 | PLANNED | 108816 | 211 | 515.7156 | 0.13121 | 0.00025442
| 2019/20 | 6/10/2019 | PLANNED | 12116 | 26 | 466 | 0.014609 | 3.1351e-05
| 2019/20 | 6/10/2019 | PLANNED | 32130 | 88 | 365.1136 | 0.038742 | 0.00010611
| 2019/20 | 6/10/2019 | PLANNED | 44675 | 128 | 349.0234 | 0.053869 | 0.00015434
| 2019/20 | 6/10/2019 | PLANNED | 300699 | 903 | 333 | 0.36258 | 0.0010888
| 2019/20 | 6/10/2019 | PLANNED | 118192 | 356 | 332 | 0.14252 | 0.00042926
| 2019/20 | 6/10/2019 | PLANNED | 421308 | 1269 | 332 | 0.50801 | 0.0015302
| 2019/20 | 6/10/2019 | PLANNED | 214500 | 650 | 330 | 0.25864 | 0.00078377
| 2019/20 | 6/10/2019 | PLANNED | 1612 | 4 | 403 | 0.0019437 | 4.8232e-06
| 2019/20 | 6/10/2019 | PLANNED | 300 | 1 | 300 | 0.00036174 | 1.2058e-06
| 2019/20 | 6/10/2019 | PLANNED | 17901 | 39 | 459 | 0.021585 | 4.7026e-05
| 2019/20 | 6/10/2019 | PLANNED | 1376 | 4 | 344 | 0.0016592 | 4.8232e-06
| 2019/20 | 6/10/2019 | PLANNED | 543 | 3 | 181 | 0.00065475 | 3.6174e-06
| 2019/20 | 6/10/2019 | PLANNED | 10341 | 383 | 27 | 0.012469 | 0.00046182
| 2019/20 | 6/10/2019 | PLANNED | 100 | 2 | 50 | 0.00012058 | 2.4116e-06
| 2019/20 | 6/10/2019 | PLANNED | 1782 | 18 | 99 | 0.0021487 | 2.1704e-05
| 2019/20 | 7/10/2019 | PLANNED | 1257 | 3 | 419 | 0.0015157 | 3.6174e-06
| 2019/20 | 7/10/2019 | PLANNED | 282 | 1 | 282 | 0.00034004 | 1.2058e-06
| 2019/20 | 7/10/2019 | PLANNED | 2590 | 7 | 370 | 0.003123 | 8.4406e-06
| 2019/20 | 7/10/2019 | PLANNED | 741 | 13 | 57 | 0.0008935 | 1.5675e-05
| 2019/20 | 7/10/2019 | PLANNED | 2573 | 31 | 83 | 0.0031025 | 3.738e-05
| 2019/20 | 7/10/2019 | PLANNED | 19500 | 60 | 325 | 0.023513 | 7.2348e-05
| 2019/20 | 7/10/2019 | PLANNED | 7820 | 34 | 230 | 0.0094294 | 4.0997e-05
| 2019/20 | 7/10/2019 | PLANNED | 3672 | 18 | 204 | 0.0044277 | 2.1704e-05
| 2019/20 | 7/10/2019 | PLANNED | 450 | 5 | 90 | 0.00054261 | 6.029e-06
| 2019/20 | 7/10/2019 | PLANNED | 1280 | 4 | 320 | 0.0015434 | 4.8232e-06
| 2019/20 | 7/10/2019 | PLANNED | 420 | 2 | 210 | 0.00050644 | 2.4116e-06
| 2019/20 | 7/10/2019 | PLANNED | 4290 | 143 | 30 | 0.0051729 | 0.00017243
| 2019/20 | 7/10/2019 | PLANNED | 2928 | 12 | 244 | 0.0035306 | 1.447e-05
| 2019/20 | 7/10/2019 | PLANNED | 8250 | 125 | 66 | 0.0099478 | 0.00015072
| 2019/20 | 7/10/2019 | PLANNED | 1050 | 10 | 105 | 0.0012661 | 1.2058e-05
| 2019/20 | 8/10/2019 | PLANNED | 34704 | 76 | 456.6316 | 0.041846 | 9.1641e-05
| 2019/20 | 8/10/2019 | PLANNED | 12870 | 30 | 429 | 0.015519 | 3.6174e-05
| 2019/20 | 8/10/2019 | PLANNED | 5848 | 14 | 417.7143 | 0.0070515 | 1.6881e-05
| 2019/20 | 8/10/2019 | PLANNED | 273 | 39 | 7 | 0.00032918 | 4.7026e-05
| 2019/20 | 8/10/2019 | PLANNED | 8401 | 31 | 271 | 0.01013 | 3.738e-05
| 2019/20 | 8/10/2019 | PLANNED | 692 | 2 | 346 | 0.00083441 | 2.4116e-06
| 2019/20 | 8/10/2019 | PLANNED | 56398 | 163 | 346 | 0.068005 | 0.00019655
| 2019/20 | 8/10/2019 | PLANNED | 2184 | 8 | 273 | 0.0026335 | 9.6464e-06
| 2019/20 | 8/10/2019 | PLANNED | 2020 | 10 | 202 | 0.0024357 | 1.2058e-05
| 2019/20 | 8/10/2019 | PLANNED | 7200 | 30 | 240 | 0.0086818 | 3.6174e-05
| 2019/20 | 8/10/2019 | PLANNED | 9375 | 25 | 375 | 0.011304 | 3.0145e-05
| 2019/20 | 8/10/2019 | PLANNED | 23375 | 85 | 275 | 0.028186 | 0.00010249
| 2019/20 | 8/10/2019 | PLANNED | 8059 | 39 | 206.641 | 0.0097175 | 4.7026e-05
| 2019/20 | 8/10/2019 | PLANNED | 5336 | 23 | 232 | 0.0064341 | 2.7733e-05
| 2019/20 | 8/10/2019 | PLANNED | 339 | 2 | 169.5 | 0.00040877 | 2.4116e-06
| 2019/20 | 8/10/2019 | PLANNED | 1104 | 138 | 8 | 0.0013312 | 0.0001664
| 2019/20 | 8/10/2019 | PLANNED | 86975 | 245 | 355 | 0.10487 | 0.00029542
| 2019/20 | 8/10/2019 | PLANNED | 4942 | 14 | 353 | 0.0059591 | 1.6881e-05
| 2019/20 | 8/10/2019 | PLANNED | 27255 | 70 | 389.3571 | 0.032864 | 8.4406e-05
| 2019/20 | 8/10/2019 | PLANNED | 24 | 2 | 12 | 2.8939e-05 | 2.4116e-06
| 2019/20 | 8/10/2019 | PLANNED | 57 | 1 | 57 | 6.8731e-05 | 1.2058e-06
| 2019/20 | 8/10/2019 | PLANNED | 494 | 13 | 38 | 0.00059567 | 1.5675e-05
| 2019/20 | 8/10/2019 | PLANNED | 110 | 2 | 55 | 0.00013264 | 2.4116e-06
| 2019/20 | 8/10/2019 | PLANNED | 4706 | 26 | 181 | 0.0056745 | 3.1351e-05
| 2019/20 | 8/10/2019 | PLANNED | 500 | 100 | 5 | 0.0006029 | 0.00012058
| 2019/20 | 8/10/2019 | PLANNED | 56 | 7 | 8 | 6.7525e-05 | 8.4406e-06
| 2019/20 | 8/10/2019 | PLANNED | 294 | 42 | 7 | 0.00035451 | 5.0644e-05
| 2019/20 | 8/10/2019 | PLANNED | 1386 | 18 | 77 | 0.0016712 | 2.1704e-05
| 2019/20 | 8/10/2019 | PLANNED | 327 | 28 | 11.6786 | 0.0003943 | 3.3762e-05
| 2019/20 | 8/10/2019 | PLANNED | 330 | 35 | 9.4286 | 0.00039791 | 4.2203e-05
| 2019/20 | 9/10/2019 | PLANNED | 360 | 1 | 360 | 0.00043409 | 1.2058e-06
| 2019/20 | 9/10/2019 | PLANNED | 25545 | 65 | 393 | 0.030802 | 7.8377e-05
| 2019/20 | 9/10/2019 | PLANNED | 2064 | 6 | 344 | 0.0024888 | 7.2348e-06
| 2019/20 | 9/10/2019 | PLANNED | 3668 | 14 | 262 | 0.0044229 | 1.6881e-05
| 2019/20 | 9/10/2019 | PLANNED | 2442 | 9 | 271.3333 | 0.0029446 | 1.0852e-05
| 2019/20 | 9/10/2019 | PLANNED | 165 | 1 | 165 | 0.00019896 | 1.2058e-06
| 2019/20 | 9/10/2019 | PLANNED | 1330 | 5 | 266 | 0.0016037 | 6.029e-06
| 2019/20 | 9/10/2019 | PLANNED | 950 | 5 | 190 | 0.0011455 | 6.029e-06
| 2019/20 | 9/10/2019 | PLANNED | 1840 | 23 | 80 | 0.0022187 | 2.7733e-05
| 2019/20 | 9/10/2019 | PLANNED | 28609 | 67 | 427 | 0.034497 | 8.0789e-05
| 2019/20 | 9/10/2019 | PLANNED | 149 | 1 | 149 | 0.00017966 | 1.2058e-06
| 2019/20 | 9/10/2019 | PLANNED | 25654 | 101 | 254 | 0.030934 | 0.00012179
| 2019/20 | 9/10/2019 | PLANNED | 3255 | 9 | 361.6667 | 0.0039249 | 1.0852e-05
| 2019/20 | 9/10/2019 | PLANNED | 900 | 3 | 300 | 0.0010852 | 3.6174e-06
| 2019/20 | 9/10/2019 | PLANNED | 3080 | 14 | 220 | 0.0037139 | 1.6881e-05
| 2019/20 | 9/10/2019 | PLANNED | 1390 | 10 | 139 | 0.0016761 | 1.2058e-05
| 2019/20 | 9/10/2019 | PLANNED | 1836 | 17 | 108 | 0.0022138 | 2.0499e-05
| 2019/20 | 9/10/2019 | PLANNED | 95 | 1 | 95 | 0.00011455 | 1.2058e-06
| 2019/20 | 9/10/2019 | PLANNED | 39897 | 99 | 403 | 0.048108 | 0.00011937
| 2019/20 | 9/10/2019 | PLANNED | 41 | 1 | 41 | 4.9438e-05 | 1.2058e-06
| 2019/20 | 9/10/2019 | PLANNED | 186 | 2 | 93 | 0.00022428 | 2.4116e-06
| 2019/20 | 9/10/2019 | PLANNED | 482 | 2 | 241 | 0.0005812 | 2.4116e-06
| 2019/20 | 9/10/2019 | PLANNED | 33063 | 107 | 309 | 0.039867 | 0.00012902
| 2019/20 | 9/10/2019 | PLANNED | 14 | 2 | 7 | 1.6881e-05 | 2.4116e-06
| 2019/20 | 9/10/2019 | PLANNED | 120 | 10 | 12 | 0.0001447 | 1.2058e-05
| 2019/20 | 9/10/2019 | PLANNED | 1560 | 8 | 195 | 0.001881 | 9.6464e-06
| 2019/20 | 9/10/2019 | PLANNED | 35 | 1 | 35 | 4.2203e-05 | 1.2058e-06
| 2019/20 | 9/10/2019 | PLANNED | 195 | 3 | 65 | 0.00023513 | 3.6174e-06
| 2019/20 | 9/10/2019 | PLANNED | 18988 | 101 | 188 | 0.022896 | 0.00012179
| 2019/20 | 9/10/2019 | PLANNED | 486 | 9 | 54 | 0.00058602 | 1.0852e-05
| 2019/20 | 9/10/2019 | PLANNED | 490 | 14 | 35 | 0.00059084 | 1.6881e-05
| 2019/20 | 10/10/2019 | PLANNED | 37 | 1 | 37 | 4.4615e-05 | 1.2058e-06
| 2019/20 | 10/10/2019 | PLANNED | 2340 | 9 | 260 | 0.0028216 | 1.0852e-05
| 2019/20 | 10/10/2019 | PLANNED | 110 | 2 | 55 | 0.00013264 | 2.4116e-06
| 2019/20 | 10/10/2019 | PLANNED | 1435 | 7 | 205 | 0.0017303 | 8.4406e-06
| 2019/20 | 10/10/2019 | PLANNED | 10642 | 34 | 313 | 0.012832 | 4.0997e-05
| 2019/20 | 10/10/2019 | PLANNED | 4711 | 15 | 314.0667 | 0.0056805 | 1.8087e-05
| 2019/20 | 10/10/2019 | PLANNED | 2475 | 11 | 225 | 0.0029844 | 1.3264e-05
| 2019/20 | 10/10/2019 | PLANNED | 15204 | 56 | 271.5 | 0.018333 | 6.7525e-05
| 2019/20 | 10/10/2019 | PLANNED | 15308 | 43 | 356 | 0.018458 | 5.1849e-05
| 2019/20 | 10/10/2019 | PLANNED | 50 | 1 | 50 | 6.029e-05 | 1.2058e-06
| 2019/20 | 10/10/2019 | PLANNED | 3591 | 9 | 399 | 0.00433 | 1.0852e-05
| 2019/20 | 10/10/2019 | PLANNED | 375 | 1 | 375 | 0.00045217 | 1.2058e-06
| 2019/20 | 10/10/2019 | PLANNED | 45828 | 134 | 342 | 0.055259 | 0.00016158
| 2019/20 | 10/10/2019 | PLANNED | 9120 | 24 | 380 | 0.010997 | 2.8939e-05
| 2019/20 | 10/10/2019 | PLANNED | 2036 | 8 | 254.5 | 0.002455 | 9.6464e-06
| 2019/20 | 10/10/2019 | PLANNED | 23904 | 96 | 249 | 0.028823 | 0.00011576
| 2019/20 | 10/10/2019 | PLANNED | 31230 | 90 | 347 | 0.037657 | 0.00010852
| 2019/20 | 10/10/2019 | PLANNED | 27478 | 82 | 335.0976 | 0.033133 | 9.8876e-05
| 2019/20 | 10/10/2019 | PLANNED | 369 | 1 | 369 | 0.00044494 | 1.2058e-06
| 2019/20 | 10/10/2019 | PLANNED | 3840 | 16 | 240 | 0.0046303 | 1.9293e-05
| 2019/20 | 10/10/2019 | PLANNED | 2058 | 8 | 257.25 | 0.0024815 | 9.6464e-06
| 2019/20 | 10/10/2019 | PLANNED | 58 | 1 | 58 | 6.9936e-05 | 1.2058e-06
| 2019/20 | 10/10/2019 | PLANNED | 8695 | 65 | 133.7692 | 0.010484 | 7.8377e-05
| 2019/20 | 10/10/2019 | PLANNED | 84 | 14 | 6 | 0.00010129 | 1.6881e-05
| 2019/20 | 10/10/2019 | PLANNED | 5727 | 1909 | 3 | 0.0069056 | 0.0023019
| 2019/20 | 10/10/2019 | PLANNED | 9612 | 54 | 178 | 0.01159 | 6.5113e-05
| 2019/20 | 11/10/2019 | PLANNED | 30240 | 96 | 315 | 0.036463 | 0.00011576
| 2019/20 | 11/10/2019 | PLANNED | 5530 | 14 | 395 | 0.0066681 | 1.6881e-05
| 2019/20 | 11/10/2019 | PLANNED | 408 | 12 | 34 | 0.00049197 | 1.447e-05
| 2019/20 | 11/10/2019 | PLANNED | 25 | 5 | 5 | 3.0145e-05 | 6.029e-06
| 2019/20 | 11/10/2019 | PLANNED | 8375 | 25 | 335 | 0.010099 | 3.0145e-05
| 2019/20 | 11/10/2019 | PLANNED | 4144 | 29 | 142.8966 | 0.0049968 | 3.4968e-05
| 2019/20 | 11/10/2019 | PLANNED | 270 | 1 | 270 | 0.00032557 | 1.2058e-06
| 2019/20 | 11/10/2019 | PLANNED | 730 | 2 | 365 | 0.00088023 | 2.4116e-06
| 2019/20 | 11/10/2019 | PLANNED | 5460 | 15 | 364 | 0.0065837 | 1.8087e-05
| 2019/20 | 11/10/2019 | PLANNED | 56440 | 166 | 340 | 0.068055 | 0.00020016
| 2019/20 | 11/10/2019 | PLANNED | 6660 | 15 | 444 | 0.0080306 | 1.8087e-05
| 2019/20 | 11/10/2019 | PLANNED | 5296 | 16 | 331 | 0.0063859 | 1.9293e-05
| 2019/20 | 11/10/2019 | PLANNED | 756 | 6 | 126 | 0.00091158 | 7.2348e-06
| 2019/20 | 11/10/2019 | PLANNED | 438 | 6 | 73 | 0.00052814 | 7.2348e-06
| 2019/20 | 11/10/2019 | PLANNED | 15660 | 58 | 270 | 0.018883 | 6.9936e-05
| 2019/20 | 11/10/2019 | PLANNED | 192 | 2 | 96 | 0.00023151 | 2.4116e-06
| 2019/20 | 11/10/2019 | PLANNED | 192 | 2 | 96 | 0.00023151 | 2.4116e-06
| 2019/20 | 11/10/2019 | PLANNED | 1983 | 57 | 34.7895 | 0.0023911 | 6.8731e-05
| 2019/20 | 11/10/2019 | PLANNED | 225 | 3 | 75 | 0.0002713 | 3.6174e-06
| 2019/20 | 11/10/2019 | PLANNED | 50 | 2 | 25 | 6.029e-05 | 2.4116e-06
| 2019/20 | 11/10/2019 | PLANNED | 49 | 1 | 49 | 5.9084e-05 | 1.2058e-06
| 2019/20 | 11/10/2019 | PLANNED | 32 | 4 | 8 | 3.8586e-05 | 4.8232e-06
| 2019/20 | 11/10/2019 | PLANNED | 120 | 2 | 60 | 0.0001447 | 2.4116e-06
| 2019/20 | 11/10/2019 | PLANNED | 238 | 8 | 29.75 | 0.00028698 | 9.6464e-06
| 2019/20 | 11/10/2019 | PLANNED | 72 | 6 | 12 | 8.6818e-05 | 7.2348e-06
| 2019/20 | 11/10/2019 | PLANNED | 60 | 2 | 30 | 7.2348e-05 | 2.4116e-06
| 2019/20 | 11/10/2019 | PLANNED | 1140 | 6 | 190 | 0.0013746 | 7.2348e-06
| 2019/20 | 11/10/2019 | PLANNED | 51 | 1 | 51 | 6.1496e-05 | 1.2058e-06
| 2019/20 | 11/10/2019 | PLANNED | 1 | 1 | 1 | 1.2058e-06 | 1.2058e-06
| 2019/20 | 11/10/2019 | PLANNED | 69 | 3 | 23 | 8.32e-05 | 3.6174e-06
| 2019/20 | 11/10/2019 | PLANNED | 92 | 2 | 46 | 0.00011093 | 2.4116e-06
| 2019/20 | 11/10/2019 | PLANNED | 21 | 1 | 21 | 2.5322e-05 | 1.2058e-06
| 2019/20 | 11/10/2019 | PLANNED | 136 | 2 | 68 | 0.00016399 | 2.4116e-06
| 2019/20 | 11/10/2019 | PLANNED | 23 | 1 | 23 | 2.7733e-05 | 1.2058e-06
| 2019/20 | 12/10/2019 | PLANNED | 600 | 2 | 300 | 0.00072348 | 2.4116e-06
| 2019/20 | 12/10/2019 | PLANNED | 350 | 2 | 175 | 0.00042203 | 2.4116e-06
| 2019/20 | 12/10/2019 | PLANNED | 82885 | 179 | 463.0447 | 0.099943 | 0.00021584
| 2019/20 | 12/10/2019 | PLANNED | 2056 | 10 | 205.6 | 0.0024791 | 1.2058e-05
| 2019/20 | 13/10/2019 | PLANNED | 11424 | 28 | 408 | 0.013775 | 3.3762e-05
| 2019/20 | 13/10/2019 | PLANNED | 125 | 1 | 125 | 0.00015072 | 1.2058e-06
| 2019/20 | 13/10/2019 | PLANNED | 6970 | 17 | 410 | 0.0084044 | 2.0499e-05
| 2019/20 | 13/10/2019 | PLANNED | 840 | 12 | 70 | 0.0010129 | 1.447e-05
| 2019/20 | 13/10/2019 | PLANNED | 816 | 12 | 68 | 0.00098393 | 1.447e-05
| 2019/20 | 13/10/2019 | PLANNED | 402 | 2 | 201 | 0.00048473 | 2.4116e-06
| 2019/20 | 13/10/2019 | PLANNED | 13400 | 40 | 335 | 0.016158 | 4.8232e-05
| 2019/20 | 13/10/2019 | PLANNED | 25675 | 79 | 325 | 0.030959 | 9.5258e-05
| 2019/20 | 13/10/2019 | PLANNED | 11660 | 44 | 265 | 0.01406 | 5.3055e-05
| 2019/20 | 13/10/2019 | PLANNED | 2340 | 13 | 180 | 0.0028216 | 1.5675e-05
| 2019/20 | 13/10/2019 | PLANNED | 261 | 3 | 87 | 0.00031471 | 3.6174e-06
| 2019/20 | 14/10/2019 | PLANNED | 49 | 1 | 49 | 5.9084e-05 | 1.2058e-06
| 2019/20 | 14/10/2019 | PLANNED | 393 | 1 | 393 | 0.00047388 | 1.2058e-06
| 2019/20 | 14/10/2019 | PLANNED | 800 | 4 | 200 | 0.00096464 | 4.8232e-06
| 2019/20 | 14/10/2019 | PLANNED | 4140 | 12 | 345 | 0.004992 | 1.447e-05
| 2019/20 | 14/10/2019 | PLANNED | 219 | 3 | 73 | 0.00026407 | 3.6174e-06
| 2019/20 | 14/10/2019 | PLANNED | 16640 | 52 | 320 | 0.020065 | 6.2702e-05
| 2019/20 | 14/10/2019 | PLANNED | 1860 | 6 | 310 | 0.0022428 | 7.2348e-06
| 2019/20 | 14/10/2019 | PLANNED | 7140 | 30 | 238 | 0.0086094 | 3.6174e-05
| 2019/20 | 14/10/2019 | PLANNED | 11190 | 38 | 294.4737 | 0.013493 | 4.582e-05
| 2019/20 | 14/10/2019 | PLANNED | 5548 | 38 | 146 | 0.0066898 | 4.582e-05
| 2019/20 | 14/10/2019 | PLANNED | 1834 | 14 | 131 | 0.0022114 | 1.6881e-05
| 2019/20 | 14/10/2019 | PLANNED | 13520 | 68 | 198.8235 | 0.016302 | 8.1994e-05
| 2019/20 | 14/10/2019 | PLANNED | 121492 | 836 | 145.3254 | 0.1465 | 0.001008
| 2019/20 | 14/10/2019 | PLANNED | 33 | 3 | 11 | 3.9791e-05 | 3.6174e-06
| 2019/20 | 14/10/2019 | PLANNED | 52 | 2 | 26 | 6.2702e-05 | 2.4116e-06
| 2019/20 | 14/10/2019 | PLANNED | 394 | 13 | 30.3077 | 0.00047509 | 1.5675e-05
| 2019/20 | 14/10/2019 | PLANNED | 14 | 1 | 14 | 1.6881e-05 | 1.2058e-06
| 2019/20 | 14/10/2019 | PLANNED | 393 | 3 | 131 | 0.00047388 | 3.6174e-06
| 2019/20 | 14/10/2019 | PLANNED | 60 | 1 | 60 | 7.2348e-05 | 1.2058e-06
| 2019/20 | 14/10/2019 | PLANNED | 123 | 3 | 41 | 0.00014831 | 3.6174e-06
| 2019/20 | 14/10/2019 | PLANNED | 24 | 3 | 8 | 2.8939e-05 | 3.6174e-06
| 2019/20 | 14/10/2019 | PLANNED | 108 | 3 | 36 | 0.00013023 | 3.6174e-06
| 2019/20 | 14/10/2019 | PLANNED | 21 | 1 | 21 | 2.5322e-05 | 1.2058e-06
| 2019/20 | 14/10/2019 | PLANNED | 30 | 6 | 5 | 3.6174e-05 | 7.2348e-06
| 2019/20 | 15/10/2019 | PLANNED | 105 | 7 | 15 | 0.00012661 | 8.4406e-06
| 2019/20 | 15/10/2019 | PLANNED | 12804 | 41 | 312.2927 | 0.015439 | 4.9438e-05
| 2019/20 | 15/10/2019 | PLANNED | 44690 | 126 | 354.6825 | 0.053887 | 0.00015193
| 2019/20 | 15/10/2019 | PLANNED | 38760 | 95 | 408 | 0.046737 | 0.00011455
| 2019/20 | 15/10/2019 | PLANNED | 4875 | 13 | 375 | 0.0058783 | 1.5675e-05
| 2019/20 | 15/10/2019 | PLANNED | 7764 | 20 | 388.2 | 0.0093618 | 2.4116e-05
| 2019/20 | 15/10/2019 | PLANNED | 28160 | 88 | 320 | 0.033955 | 0.00010611
| 2019/20 | 15/10/2019 | PLANNED | 940 | 28 | 33.5714 | 0.0011335 | 3.3762e-05
| 2019/20 | 15/10/2019 | PLANNED | 681 | 3 | 227 | 0.00082115 | 3.6174e-06
| 2019/20 | 15/10/2019 | PLANNED | 1974 | 7 | 282 | 0.0023802 | 8.4406e-06
| 2019/20 | 15/10/2019 | PLANNED | 180 | 2 | 90 | 0.00021704 | 2.4116e-06
| 2019/20 | 15/10/2019 | PLANNED | 8782 | 39 | 225.1795 | 0.010589 | 4.7026e-05
| 2019/20 | 15/10/2019 | PLANNED | 1475 | 5 | 295 | 0.0017786 | 6.029e-06
| 2019/20 | 15/10/2019 | PLANNED | 4752 | 16 | 297 | 0.00573 | 1.9293e-05
| 2019/20 | 15/10/2019 | PLANNED | 420 | 3 | 140 | 0.00050644 | 3.6174e-06
| 2019/20 | 15/10/2019 | PLANNED | 855 | 3 | 285 | 0.001031 | 3.6174e-06
| 2019/20 | 15/10/2019 | PLANNED | 637 | 7 | 91 | 0.00076809 | 8.4406e-06
| 2019/20 | 15/10/2019 | PLANNED | 1044 | 18 | 58 | 0.0012589 | 2.1704e-05
| 2019/20 | 15/10/2019 | PLANNED | 21535 | 59 | 365 | 0.025967 | 7.1142e-05
| 2019/20 | 15/10/2019 | PLANNED | 8815 | 43 | 205 | 0.010629 | 5.1849e-05
| 2019/20 | 15/10/2019 | PLANNED | 76 | 2 | 38 | 9.1641e-05 | 2.4116e-06
| 2019/20 | 15/10/2019 | PLANNED | 280 | 2 | 140 | 0.00033762 | 2.4116e-06
| 2019/20 | 15/10/2019 | PLANNED | 160 | 2 | 80 | 0.00019293 | 2.4116e-06
| 2019/20 | 15/10/2019 | PLANNED | 92 | 2 | 46 | 0.00011093 | 2.4116e-06
| 2019/20 | 16/10/2019 | PLANNED | 7458 | 33 | 226 | 0.0089929 | 3.9791e-05
| 2019/20 | 16/10/2019 | PLANNED | 145 | 1 | 145 | 0.00017484 | 1.2058e-06
| 2019/20 | 16/10/2019 | PLANNED | 1892 | 6 | 315.3333 | 0.0022814 | 7.2348e-06
| 2019/20 | 16/10/2019 | PLANNED | 378 | 1 | 378 | 0.00045579 | 1.2058e-06
| 2019/20 | 16/10/2019 | PLANNED | 8112 | 26 | 312 | 0.0097814 | 3.1351e-05
| 2019/20 | 16/10/2019 | PLANNED | 2024 | 92 | 22 | 0.0024405 | 0.00011093
| 2019/20 | 16/10/2019 | PLANNED | 1905 | 5 | 381 | 0.002297 | 6.029e-06
| 2019/20 | 16/10/2019 | PLANNED | 468 | 4 | 117 | 0.00056431 | 4.8232e-06
| 2019/20 | 16/10/2019 | PLANNED | 324 | 1 | 324 | 0.00039068 | 1.2058e-06
| 2019/20 | 16/10/2019 | PLANNED | 1706 | 5 | 341.2 | 0.0020571 | 6.029e-06
| 2019/20 | 16/10/2019 | PLANNED | 3060 | 15 | 204 | 0.0036897 | 1.8087e-05
| 2019/20 | 16/10/2019 | PLANNED | 840 | 12 | 70 | 0.0010129 | 1.447e-05
| 2019/20 | 16/10/2019 | PLANNED | 102 | 1 | 102 | 0.00012299 | 1.2058e-06
| 2019/20 | 16/10/2019 | PLANNED | 72268 | 203 | 356 | 0.087141 | 0.00024478
| 2019/20 | 16/10/2019 | PLANNED | 8736 | 39 | 224 | 0.010534 | 4.7026e-05
| 2019/20 | 16/10/2019 | PLANNED | 70 | 2 | 35 | 8.4406e-05 | 2.4116e-06
| 2019/20 | 16/10/2019 | PLANNED | 189 | 3 | 63 | 0.0002279 | 3.6174e-06
| 2019/20 | 16/10/2019 | PLANNED | 6 | 1 | 6 | 7.2348e-06 | 1.2058e-06
| 2019/20 | 16/10/2019 | PLANNED | 3465 | 105 | 33 | 0.0041781 | 0.00012661
| 2019/20 | 16/10/2019 | PLANNED | 30 | 2 | 15 | 3.6174e-05 | 2.4116e-06
| 2019/20 | 16/10/2019 | PLANNED | 312 | 8 | 39 | 0.00037621 | 9.6464e-06
| 2019/20 | 16/10/2019 | PLANNED | 54 | 2 | 27 | 6.5113e-05 | 2.4116e-06
| 2019/20 | 16/10/2019 | PLANNED | 120 | 4 | 30 | 0.0001447 | 4.8232e-06
| 2019/20 | 17/10/2019 | PLANNED | 1788 | 4 | 447 | 0.002156 | 4.8232e-06
| 2019/20 | 17/10/2019 | PLANNED | 11044 | 26 | 424.7692 | 0.013317 | 3.1351e-05
| 2019/20 | 17/10/2019 | PLANNED | 1962 | 6 | 327 | 0.0023658 | 7.2348e-06
| 2019/20 | 17/10/2019 | PLANNED | 1648 | 1 | 1648 | 0.0019872 | 1.2058e-06
| 2019/20 | 17/10/2019 | PLANNED | 120 | 2 | 60 | 0.0001447 | 2.4116e-06
| 2019/20 | 17/10/2019 | PLANNED | 754 | 58 | 13 | 0.00090917 | 6.9936e-05
| 2019/20 | 17/10/2019 | PLANNED | 4760 | 12 | 396.6667 | 0.0057396 | 1.447e-05
| 2019/20 | 17/10/2019 | PLANNED | 21129 | 89 | 237.4045 | 0.025477 | 0.00010732
| 2019/20 | 17/10/2019 | PLANNED | 798 | 3 | 266 | 0.00096223 | 3.6174e-06
| 2019/20 | 17/10/2019 | PLANNED | 6 | 1 | 6 | 7.2348e-06 | 1.2058e-06
| 2019/20 | 17/10/2019 | PLANNED | 1827 | 9 | 203 | 0.002203 | 1.0852e-05
| 2019/20 | 17/10/2019 | PLANNED | 20064 | 88 | 228 | 0.024193 | 0.00010611
| 2019/20 | 17/10/2019 | PLANNED | 476 | 2 | 238 | 0.00057396 | 2.4116e-06
| 2019/20 | 17/10/2019 | PLANNED | 9445 | 35 | 269.8571 | 0.011389 | 4.2203e-05
| 2019/20 | 17/10/2019 | PLANNED | 12 | 4 | 3 | 1.447e-05 | 4.8232e-06
| 2019/20 | 17/10/2019 | PLANNED | 50 | 1 | 50 | 6.029e-05 | 1.2058e-06
| 2019/20 | 17/10/2019 | PLANNED | 6048 | 48 | 126 | 0.0072927 | 5.7878e-05
| 2019/20 | 17/10/2019 | PLANNED | 25 | 1 | 25 | 3.0145e-05 | 1.2058e-06
| 2019/20 | 17/10/2019 | PLANNED | 60 | 2 | 30 | 7.2348e-05 | 2.4116e-06
| 2019/20 | 17/10/2019 | PLANNED | 198 | 3 | 66 | 0.00023875 | 3.6174e-06
| 2019/20 | 17/10/2019 | PLANNED | 860 | 86 | 10 | 0.001037 | 0.0001037
| 2019/20 | 17/10/2019 | PLANNED | 3185 | 91 | 35 | 0.0038405 | 0.00010973
| 2019/20 | 17/10/2019 | PLANNED | 44 | 2 | 22 | 5.3055e-05 | 2.4116e-06
| 2019/20 | 17/10/2019 | PLANNED | 40 | 1 | 40 | 4.8232e-05 | 1.2058e-06
| 2019/20 | 17/10/2019 | PLANNED | 870 | 145 | 6 | 0.001049 | 0.00017484
| 2019/20 | 17/10/2019 | PLANNED | 13 | 1 | 13 | 1.5675e-05 | 1.2058e-06
| 2019/20 | 17/10/2019 | PLANNED | 80 | 2 | 40 | 9.6464e-05 | 2.4116e-06
| 2019/20 | 18/10/2019 | PLANNED | 927 | 3 | 309 | 0.0011178 | 3.6174e-06
| 2019/20 | 18/10/2019 | PLANNED | 938 | 2 | 469 | 0.001131 | 2.4116e-06
| 2019/20 | 18/10/2019 | PLANNED | 17410 | 35 | 497.4286 | 0.020993 | 4.2203e-05
| 2019/20 | 18/10/2019 | PLANNED | 335 | 1 | 335 | 0.00040394 | 1.2058e-06
| 2019/20 | 18/10/2019 | PLANNED | 177 | 5 | 35.4 | 0.00021343 | 6.029e-06
| 2019/20 | 18/10/2019 | PLANNED | 2219 | 7 | 317 | 0.0026757 | 8.4406e-06
| 2019/20 | 18/10/2019 | PLANNED | 12474 | 54 | 231 | 0.015041 | 6.5113e-05
| 2019/20 | 18/10/2019 | PLANNED | 30680 | 104 | 295 | 0.036994 | 0.0001254
| 2019/20 | 18/10/2019 | PLANNED | 1610 | 23 | 70 | 0.0019413 | 2.7733e-05
| 2019/20 | 18/10/2019 | PLANNED | 39565 | 205 | 193 | 0.047707 | 0.00024719
| 2019/20 | 18/10/2019 | PLANNED | 788 | 2 | 394 | 0.00095017 | 2.4116e-06
| 2019/20 | 18/10/2019 | PLANNED | 3096 | 12 | 258 | 0.0037332 | 1.447e-05
| 2019/20 | 18/10/2019 | PLANNED | 4506 | 37 | 121.7838 | 0.0054333 | 4.4615e-05
| 2019/20 | 18/10/2019 | PLANNED | 1472 | 8 | 184 | 0.0017749 | 9.6464e-06
| 2019/20 | 18/10/2019 | PLANNED | 2436 | 12 | 203 | 0.0029373 | 1.447e-05
| 2019/20 | 18/10/2019 | PLANNED | 3477 | 19 | 183 | 0.0041926 | 2.291e-05
| 2019/20 | 18/10/2019 | PLANNED | 720 | 8 | 90 | 0.00086818 | 9.6464e-06
| 2019/20 | 18/10/2019 | PLANNED | 2880 | 12 | 240 | 0.0034727 | 1.447e-05
| 2019/20 | 18/10/2019 | PLANNED | 27 | 1 | 27 | 3.2557e-05 | 1.2058e-06
| 2019/20 | 18/10/2019 | PLANNED | 80 | 1 | 80 | 9.6464e-05 | 1.2058e-06
| 2019/20 | 18/10/2019 | PLANNED | 9 | 1 | 9 | 1.0852e-05 | 1.2058e-06
| 2019/20 | 18/10/2019 | PLANNED | 1210 | 10 | 121 | 0.001459 | 1.2058e-05
| 2019/20 | 18/10/2019 | PLANNED | 7 | 1 | 7 | 8.4406e-06 | 1.2058e-06
| 2019/20 | 18/10/2019 | PLANNED | 69 | 1 | 69 | 8.32e-05 | 1.2058e-06
| 2019/20 | 18/10/2019 | PLANNED | 140 | 2 | 70 | 0.00016881 | 2.4116e-06
| 2019/20 | 19/10/2019 | PLANNED | 7707 | 21 | 367 | 0.0092931 | 2.5322e-05
| 2019/20 | 20/10/2019 | PLANNED | 656 | 2 | 328 | 0.000791 | 2.4116e-06
| 2019/20 | 20/10/2019 | PLANNED | 424 | 1 | 424 | 0.00051126 | 1.2058e-06
| 2019/20 | 20/10/2019 | PLANNED | 21031 | 41 | 512.9512 | 0.025359 | 4.9438e-05
| 2019/20 | 20/10/2019 | PLANNED | 260 | 2 | 130 | 0.00031351 | 2.4116e-06
| 2019/20 | 20/10/2019 | PLANNED | 350 | 2 | 175 | 0.00042203 | 2.4116e-06
| 2019/20 | 20/10/2019 | PLANNED | 13888 | 28 | 496 | 0.016746 | 3.3762e-05
| 2019/20 | 20/10/2019 | PLANNED | 3060 | 9 | 340 | 0.0036897 | 1.0852e-05
| 2019/20 | 20/10/2019 | PLANNED | 15770 | 83 | 190 | 0.019015 | 0.00010008
| 2019/20 | 20/10/2019 | PLANNED | 3850 | 10 | 385 | 0.0046423 | 1.2058e-05
| 2019/20 | 20/10/2019 | PLANNED | 1775 | 5 | 355 | 0.0021403 | 6.029e-06
| 2019/20 | 20/10/2019 | PLANNED | 140 | 2 | 70 | 0.00016881 | 2.4116e-06
| 2019/20 | 20/10/2019 | PLANNED | 10 | 1 | 10 | 1.2058e-05 | 1.2058e-06
| 2019/20 | 21/10/2019 | PLANNED | 1275 | 5 | 255 | 0.0015374 | 6.029e-06
| 2019/20 | 21/10/2019 | PLANNED | 13202 | 41 | 322 | 0.015919 | 4.9438e-05
| 2019/20 | 21/10/2019 | PLANNED | 35100 | 108 | 325 | 0.042324 | 0.00013023
| 2019/20 | 21/10/2019 | PLANNED | 4233 | 13 | 325.6154 | 0.0051042 | 1.5675e-05
| 2019/20 | 21/10/2019 | PLANNED | 1896 | 8 | 237 | 0.0022862 | 9.6464e-06
| 2019/20 | 21/10/2019 | PLANNED | 4350 | 15 | 290 | 0.0052452 | 1.8087e-05
| 2019/20 | 21/10/2019 | PLANNED | 8526 | 29 | 294 | 0.010281 | 3.4968e-05
| 2019/20 | 21/10/2019 | PLANNED | 940 | 4 | 235 | 0.0011335 | 4.8232e-06
| 2019/20 | 21/10/2019 | PLANNED | 5520 | 369 | 14.9593 | 0.006656 | 0.00044494
| 2019/20 | 21/10/2019 | PLANNED | 1271 | 6 | 211.8333 | 0.0015326 | 7.2348e-06
| 2019/20 | 21/10/2019 | PLANNED | 170 | 2 | 85 | 0.00020499 | 2.4116e-06
| 2019/20 | 21/10/2019 | PLANNED | 28 | 1 | 28 | 3.3762e-05 | 1.2058e-06
| 2019/20 | 21/10/2019 | PLANNED | 55 | 1 | 55 | 6.6319e-05 | 1.2058e-06
| 2019/20 | 21/10/2019 | PLANNED | 11760 | 25 | 470.4 | 0.01418 | 3.0145e-05
| 2019/20 | 22/10/2019 | PLANNED | 68573 | 1957 | 35.0399 | 0.082685 | 0.0023598
| 2019/20 | 22/10/2019 | PLANNED | 150670 | 367 | 410.545 | 0.18168 | 0.00044253
| 2019/20 | 22/10/2019 | PLANNED | 9100 | 26 | 350 | 0.010973 | 3.1351e-05
| 2019/20 | 22/10/2019 | PLANNED | 892 | 2 | 446 | 0.0010756 | 2.4116e-06
| 2019/20 | 22/10/2019 | PLANNED | 2586 | 6 | 431 | 0.0031182 | 7.2348e-06
| 2019/20 | 22/10/2019 | PLANNED | 873 | 3 | 291 | 0.0010527 | 3.6174e-06
| 2019/20 | 22/10/2019 | PLANNED | 1488 | 16 | 93 | 0.0017942 | 1.9293e-05
| 2019/20 | 22/10/2019 | PLANNED | 1890 | 6 | 315 | 0.002279 | 7.2348e-06
| 2019/20 | 22/10/2019 | PLANNED | 12005 | 31 | 387.2581 | 0.014476 | 3.738e-05
| 2019/20 | 22/10/2019 | PLANNED | 3860 | 10 | 386 | 0.0046544 | 1.2058e-05
| 2019/20 | 22/10/2019 | PLANNED | 270 | 1 | 270 | 0.00032557 | 1.2058e-06
| 2019/20 | 22/10/2019 | PLANNED | 26061 | 73 | 357 | 0.031424 | 8.8023e-05
| 2019/20 | 22/10/2019 | PLANNED | 708 | 4 | 177 | 0.00085371 | 4.8232e-06
| 2019/20 | 22/10/2019 | PLANNED | 89 | 1 | 89 | 0.00010732 | 1.2058e-06
| 2019/20 | 22/10/2019 | PLANNED | 7107 | 23 | 309 | 0.0085696 | 2.7733e-05
| 2019/20 | 22/10/2019 | PLANNED | 1928 | 8 | 241 | 0.0023248 | 9.6464e-06
| 2019/20 | 22/10/2019 | PLANNED | 1435 | 5 | 287 | 0.0017303 | 6.029e-06
| 2019/20 | 22/10/2019 | PLANNED | 291 | 3 | 97 | 0.00035089 | 3.6174e-06
| 2019/20 | 22/10/2019 | PLANNED | 289 | 1 | 289 | 0.00034848 | 1.2058e-06
| 2019/20 | 22/10/2019 | PLANNED | 1065 | 15 | 71 | 0.0012842 | 1.8087e-05
| 2019/20 | 22/10/2019 | PLANNED | 11480 | 70 | 164 | 0.013843 | 8.4406e-05
| 2019/20 | 22/10/2019 | PLANNED | 910 | 182 | 5 | 0.0010973 | 0.00021946
| 2019/20 | 22/10/2019 | PLANNED | 6 | 3 | 2 | 7.2348e-06 | 3.6174e-06
| 2019/20 | 22/10/2019 | PLANNED | 47082 | 133 | 354 | 0.056771 | 0.00016037
| 2019/20 | 22/10/2019 | PLANNED | 34775 | 107 | 325 | 0.041932 | 0.00012902
| 2019/20 | 22/10/2019 | PLANNED | 11880 | 198 | 60 | 0.014325 | 0.00023875
| 2019/20 | 22/10/2019 | PLANNED | 80 | 1 | 80 | 9.6464e-05 | 1.2058e-06
| 2019/20 | 22/10/2019 | PLANNED | 32 | 4 | 8 | 3.8586e-05 | 4.8232e-06
| 2019/20 | 22/10/2019 | PLANNED | 3082 | 67 | 46 | 0.0037163 | 8.0789e-05
| 2019/20 | 22/10/2019 | PLANNED | 15676 | 260 | 60.2923 | 0.018902 | 0.00031351
| 2019/20 | 22/10/2019 | PLANNED | 69 | 3 | 23 | 8.32e-05 | 3.6174e-06
| 2019/20 | 22/10/2019 | PLANNED | 166278 | 777 | 214 | 0.2005 | 0.00093691
| 2019/20 | 23/10/2019 | PLANNED | 17 | 17 | 1 | 2.0499e-05 | 2.0499e-05
| 2019/20 | 23/10/2019 | PLANNED | 11680 | 32 | 365 | 0.014084 | 3.8586e-05
| 2019/20 | 23/10/2019 | PLANNED | 9369 | 24 | 390.375 | 0.011297 | 2.8939e-05
| 2019/20 | 23/10/2019 | PLANNED | 7612 | 22 | 346 | 0.0091785 | 2.6528e-05
| 2019/20 | 23/10/2019 | PLANNED | 20978 | 70 | 299.6857 | 0.025295 | 8.4406e-05
| 2019/20 | 23/10/2019 | PLANNED | 795 | 3 | 265 | 0.00095861 | 3.6174e-06
| 2019/20 | 23/10/2019 | PLANNED | 13650 | 42 | 325 | 0.016459 | 5.0644e-05
| 2019/20 | 23/10/2019 | PLANNED | 3960 | 18 | 220 | 0.004775 | 2.1704e-05
| 2019/20 | 23/10/2019 | PLANNED | 1200 | 6 | 200 | 0.001447 | 7.2348e-06
| 2019/20 | 23/10/2019 | PLANNED | 82189 | 258 | 318.562 | 0.099103 | 0.0003111
| 2019/20 | 23/10/2019 | PLANNED | 6003 | 23 | 261 | 0.0072384 | 2.7733e-05
| 2019/20 | 23/10/2019 | PLANNED | 48412 | 98 | 494 | 0.058375 | 0.00011817
| 2019/20 | 23/10/2019 | PLANNED | 68139 | 201 | 339 | 0.082162 | 0.00024237
| 2019/20 | 23/10/2019 | PLANNED | 570 | 2 | 285 | 0.00068731 | 2.4116e-06
| 2019/20 | 23/10/2019 | PLANNED | 55 | 5 | 11 | 6.6319e-05 | 6.029e-06
| 2019/20 | 23/10/2019 | PLANNED | 66 | 2 | 33 | 7.9583e-05 | 2.4116e-06
| 2019/20 | 23/10/2019 | PLANNED | 10 | 1 | 10 | 1.2058e-05 | 1.2058e-06
| 2019/20 | 23/10/2019 | PLANNED | 60 | 4 | 15 | 7.2348e-05 | 4.8232e-06
| 2019/20 | 23/10/2019 | PLANNED | 8155 | 35 | 233 | 0.0098333 | 4.2203e-05
| 2019/20 | 23/10/2019 | PLANNED | 23 | 1 | 23 | 2.7733e-05 | 1.2058e-06
| 2019/20 | 23/10/2019 | PLANNED | 30 | 1 | 30 | 3.6174e-05 | 1.2058e-06
| 2019/20 | 23/10/2019 | PLANNED | 2805 | 33 | 85 | 0.0033823 | 3.9791e-05
| 2019/20 | 23/10/2019 | PLANNED | 38 | 2 | 19 | 4.582e-05 | 2.4116e-06
| 2019/20 | 23/10/2019 | PLANNED | 20 | 2 | 10 | 2.4116e-05 | 2.4116e-06
| 2019/20 | 23/10/2019 | PLANNED | 10 | 1 | 10 | 1.2058e-05 | 1.2058e-06
| 2019/20 | 23/10/2019 | PLANNED | 30 | 1 | 30 | 3.6174e-05 | 1.2058e-06
| 2019/20 | 23/10/2019 | PLANNED | 238055 | 1013 | 235 | 0.28705 | 0.0012215
| 2019/20 | 24/10/2019 | PLANNED | 3380 | 26 | 130 | 0.0040756 | 3.1351e-05
| 2019/20 | 24/10/2019 | PLANNED | 40 | 4 | 10 | 4.8232e-05 | 4.8232e-06
| 2019/20 | 24/10/2019 | PLANNED | 6825 | 21 | 325 | 0.0082296 | 2.5322e-05
| 2019/20 | 24/10/2019 | PLANNED | 4395 | 15 | 293 | 0.0052995 | 1.8087e-05
| 2019/20 | 24/10/2019 | PLANNED | 6272 | 28 | 224 | 0.0075628 | 3.3762e-05
| 2019/20 | 24/10/2019 | PLANNED | 1480 | 8 | 185 | 0.0017846 | 9.6464e-06
| 2019/20 | 24/10/2019 | PLANNED | 20480 | 64 | 320 | 0.024695 | 7.7171e-05
| 2019/20 | 24/10/2019 | PLANNED | 27010 | 76 | 355.3947 | 0.032569 | 9.1641e-05
| 2019/20 | 24/10/2019 | PLANNED | 1542 | 6 | 257 | 0.0018593 | 7.2348e-06
| 2019/20 | 24/10/2019 | PLANNED | 3180 | 12 | 265 | 0.0038344 | 1.447e-05
| 2019/20 | 24/10/2019 | PLANNED | 32852 | 58 | 566.4138 | 0.039613 | 6.9936e-05
| 2019/20 | 24/10/2019 | PLANNED | 1705 | 5 | 341 | 0.0020559 | 6.029e-06
| 2019/20 | 24/10/2019 | PLANNED | 548 | 4 | 137 | 0.00066078 | 4.8232e-06
| 2019/20 | 24/10/2019 | PLANNED | 391 | 1 | 391 | 0.00047147 | 1.2058e-06
| 2019/20 | 24/10/2019 | PLANNED | 329 | 86 | 3.8256 | 0.00039671 | 0.0001037
| 2019/20 | 24/10/2019 | PLANNED | 1140 | 5 | 228 | 0.0013746 | 6.029e-06
| 2019/20 | 24/10/2019 | PLANNED | 196 | 7 | 28 | 0.00023634 | 8.4406e-06
| 2019/20 | 24/10/2019 | PLANNED | 930 | 6 | 155 | 0.0011214 | 7.2348e-06
| 2019/20 | 24/10/2019 | PLANNED | 27225 | 121 | 225 | 0.032828 | 0.0001459
| 2019/20 | 24/10/2019 | PLANNED | 9450 | 35 | 270 | 0.011395 | 4.2203e-05
| 2019/20 | 24/10/2019 | PLANNED | 99400 | 1362 | 72.9809 | 0.11986 | 0.0016423
| 2019/20 | 24/10/2019 | PLANNED | 1670 | 33 | 50.6061 | 0.0020137 | 3.9791e-05
| 2019/20 | 24/10/2019 | PLANNED | 36 | 2 | 18 | 4.3409e-05 | 2.4116e-06
| 2019/20 | 24/10/2019 | PLANNED | 72 | 1 | 72 | 8.6818e-05 | 1.2058e-06
| 2019/20 | 24/10/2019 | PLANNED | 40 | 1 | 40 | 4.8232e-05 | 1.2058e-06
| 2019/20 | 24/10/2019 | PLANNED | 9900 | 60 | 165 | 0.011937 | 7.2348e-05
| 2019/20 | 24/10/2019 | PLANNED | 18 | 1 | 18 | 2.1704e-05 | 1.2058e-06
| 2019/20 | 24/10/2019 | PLANNED | 38 | 1 | 38 | 4.582e-05 | 1.2058e-06
| 2019/20 | 24/10/2019 | PLANNED | 47 | 1 | 47 | 5.6673e-05 | 1.2058e-06
| 2019/20 | 24/10/2019 | PLANNED | 25 | 1 | 25 | 3.0145e-05 | 1.2058e-06
| 2019/20 | 24/10/2019 | PLANNED | 50 | 2 | 25 | 6.029e-05 | 2.4116e-06
| 2019/20 | 24/10/2019 | PLANNED | 32 | 4 | 8 | 3.8586e-05 | 4.8232e-06
| 2019/20 | 24/10/2019 | PLANNED | 9 | 3 | 3 | 1.0852e-05 | 3.6174e-06
| 2019/20 | 24/10/2019 | PLANNED | 94 | 2 | 47 | 0.00011335 | 2.4116e-06
| 2019/20 | 24/10/2019 | PLANNED | 36 | 2 | 18 | 4.3409e-05 | 2.4116e-06
| 2019/20 | 24/10/2019 | PLANNED | 5 | 1 | 5 | 6.029e-06 | 1.2058e-06
| 2019/20 | 24/10/2019 | PLANNED | 80729 | 451 | 179 | 0.097343 | 0.00054382
| 2019/20 | 25/10/2019 | PLANNED | 36 | 6 | 6 | 4.3409e-05 | 7.2348e-06
| 2019/20 | 25/10/2019 | PLANNED | 2000 | 7 | 285.7143 | 0.0024116 | 8.4406e-06
| 2019/20 | 25/10/2019 | PLANNED | 370 | 1 | 370 | 0.00044615 | 1.2058e-06
| 2019/20 | 25/10/2019 | PLANNED | 3570 | 17 | 210 | 0.0043047 | 2.0499e-05
| 2019/20 | 25/10/2019 | PLANNED | 218010 | 645 | 338 | 0.26288 | 0.00077774
| 2019/20 | 25/10/2019 | PLANNED | 44 | 1 | 44 | 5.3055e-05 | 1.2058e-06
| 2019/20 | 25/10/2019 | PLANNED | 169 | 13 | 13 | 0.00020378 | 1.5675e-05
| 2019/20 | 25/10/2019 | PLANNED | 513 | 3 | 171 | 0.00061858 | 3.6174e-06
| 2019/20 | 25/10/2019 | PLANNED | 5267 | 23 | 229 | 0.0063509 | 2.7733e-05
| 2019/20 | 25/10/2019 | PLANNED | 1095 | 5 | 219 | 0.0013204 | 6.029e-06
| 2019/20 | 25/10/2019 | PLANNED | 4771 | 13 | 367 | 0.0057529 | 1.5675e-05
| 2019/20 | 25/10/2019 | PLANNED | 5129 | 23 | 223 | 0.0061845 | 2.7733e-05
| 2019/20 | 25/10/2019 | PLANNED | 2170 | 7 | 310 | 0.0026166 | 8.4406e-06
| 2019/20 | 25/10/2019 | PLANNED | 4370 | 23 | 190 | 0.0052693 | 2.7733e-05
| 2019/20 | 25/10/2019 | PLANNED | 2379 | 7 | 339.8571 | 0.0028686 | 8.4406e-06
| 2019/20 | 25/10/2019 | PLANNED | 5185 | 17 | 305 | 0.0062521 | 2.0499e-05
| 2019/20 | 25/10/2019 | PLANNED | 10 | 1 | 10 | 1.2058e-05 | 1.2058e-06
| 2019/20 | 25/10/2019 | PLANNED | 126 | 2 | 63 | 0.00015193 | 2.4116e-06
| 2019/20 | 25/10/2019 | PLANNED | 354 | 2 | 177 | 0.00042685 | 2.4116e-06
| 2019/20 | 25/10/2019 | PLANNED | 224 | 2 | 112 | 0.0002701 | 2.4116e-06
| 2019/20 | 25/10/2019 | PLANNED | 18 | 1 | 18 | 2.1704e-05 | 1.2058e-06
| 2019/20 | 25/10/2019 | PLANNED | 68134 | 418 | 163 | 0.082156 | 0.00050402
| 2019/20 | 26/10/2019 | PLANNED | 375 | 1 | 375 | 0.00045217 | 1.2058e-06
| 2019/20 | 26/10/2019 | PLANNED | 6 | 1 | 6 | 7.2348e-06 | 1.2058e-06
| 2019/20 | 26/10/2019 | PLANNED | 12850 | 47 | 273.4043 | 0.015495 | 5.6673e-05
| 2019/20 | 26/10/2019 | PLANNED | 11891 | 47 | 253 | 0.014338 | 5.6673e-05
| 2019/20 | 26/10/2019 | PLANNED | 153062 | 406 | 377 | 0.18456 | 0.00048955
| 2019/20 | 26/10/2019 | PLANNED | 6718 | 52 | 129.1923 | 0.0081006 | 6.2702e-05
| 2019/20 | 26/10/2019 | PLANNED | 41728 | 326 | 128 | 0.050316 | 0.00039309
| 2019/20 | 26/10/2019 | PLANNED | 1530 | 17 | 90 | 0.0018449 | 2.0499e-05
| 2019/20 | 27/10/2019 | PLANNED | 86443 | 233 | 371 | 0.10423 | 0.00028095
| 2019/20 | 27/10/2019 | PLANNED | 1470 | 30 | 49 | 0.0017725 | 3.6174e-05
| 2019/20 | 27/10/2019 | PLANNED | 13299 | 52 | 255.75 | 0.016036 | 6.2702e-05
| 2019/20 | 27/10/2019 | PLANNED | 82713 | 349 | 237 | 0.099735 | 0.00042082
| 2019/20 | 27/10/2019 | PLANNED | 18614 | 82 | 227 | 0.022445 | 9.8876e-05
| 2019/20 | 27/10/2019 | PLANNED | 474 | 1 | 474 | 0.00057155 | 1.2058e-06
| 2019/20 | 27/10/2019 | PLANNED | 840 | 3 | 280 | 0.0010129 | 3.6174e-06
| 2019/20 | 27/10/2019 | PLANNED | 6747 | 39 | 173 | 0.0081355 | 4.7026e-05
| 2019/20 | 27/10/2019 | PLANNED | 7160 | 24 | 298.3333 | 0.0086335 | 2.8939e-05
| 2019/20 | 27/10/2019 | PLANNED | 19088 | 38 | 502.3158 | 0.023016 | 4.582e-05
| 2019/20 | 28/10/2019 | PLANNED | 1540 | 4 | 385 | 0.0018569 | 4.8232e-06
| 2019/20 | 28/10/2019 | PLANNED | 2893 | 11 | 263 | 0.0034884 | 1.3264e-05
| 2019/20 | 28/10/2019 | PLANNED | 3144 | 10 | 314.4 | 0.003791 | 1.2058e-05
| 2019/20 | 28/10/2019 | PLANNED | 17775 | 79 | 225 | 0.021433 | 9.5258e-05
| 2019/20 | 28/10/2019 | PLANNED | 6534 | 22 | 297 | 0.0078787 | 2.6528e-05
| 2019/20 | 28/10/2019 | PLANNED | 12363 | 39 | 317 | 0.014907 | 4.7026e-05
| 2019/20 | 28/10/2019 | PLANNED | 8480 | 424 | 20 | 0.010225 | 0.00051126
| 2019/20 | 28/10/2019 | PLANNED | 6320 | 16 | 395 | 0.0076207 | 1.9293e-05
| 2019/20 | 28/10/2019 | PLANNED | 1539 | 9 | 171 | 0.0018557 | 1.0852e-05
| 2019/20 | 28/10/2019 | PLANNED | 2177 | 7 | 311 | 0.002625 | 8.4406e-06
| 2019/20 | 28/10/2019 | PLANNED | 91 | 13 | 7 | 0.00010973 | 1.5675e-05
| 2019/20 | 28/10/2019 | PLANNED | 665 | 5 | 133 | 0.00080186 | 6.029e-06
| 2019/20 | 28/10/2019 | PLANNED | 450 | 3 | 150 | 0.00054261 | 3.6174e-06
| 2019/20 | 28/10/2019 | PLANNED | 1085 | 31 | 35 | 0.0013083 | 3.738e-05
| 2019/20 | 28/10/2019 | PLANNED | 33 | 11 | 3 | 3.9791e-05 | 1.3264e-05
| 2019/20 | 28/10/2019 | PLANNED | 56 | 1 | 56 | 6.7525e-05 | 1.2058e-06
| 2019/20 | 28/10/2019 | PLANNED | 80 | 4 | 20 | 9.6464e-05 | 4.8232e-06
| 2019/20 | 28/10/2019 | PLANNED | 40 | 2 | 20 | 4.8232e-05 | 2.4116e-06
| 2019/20 | 29/10/2019 | PLANNED | 0 | 167 | 0 | 0 | 0.00020137
| 2019/20 | 29/10/2019 | PLANNED | 1664 | 6 | 277.3333 | 0.0020065 | 7.2348e-06
| 2019/20 | 29/10/2019 | PLANNED | 200 | 4 | 50 | 0.00024116 | 4.8232e-06
| 2019/20 | 29/10/2019 | PLANNED | 82 | 1 | 82 | 9.8876e-05 | 1.2058e-06
| 2019/20 | 29/10/2019 | PLANNED | 1560 | 4 | 390 | 0.001881 | 4.8232e-06
| 2019/20 | 29/10/2019 | PLANNED | 50267 | 176 | 285.608 | 0.060612 | 0.00021222
| 2019/20 | 29/10/2019 | PLANNED | 9968 | 28 | 356 | 0.012019 | 3.3762e-05
| 2019/20 | 29/10/2019 | PLANNED | 3132 | 9 | 348 | 0.0037766 | 1.0852e-05
| 2019/20 | 29/10/2019 | PLANNED | 4758 | 13 | 366 | 0.0057372 | 1.5675e-05
| 2019/20 | 29/10/2019 | PLANNED | 9492 | 21 | 452 | 0.011445 | 2.5322e-05
| 2019/20 | 29/10/2019 | PLANNED | 5320 | 20 | 266 | 0.0064149 | 2.4116e-05
| 2019/20 | 29/10/2019 | PLANNED | 22140 | 54 | 410 | 0.026696 | 6.5113e-05
| 2019/20 | 29/10/2019 | PLANNED | 11352 | 33 | 344 | 0.013688 | 3.9791e-05
| 2019/20 | 29/10/2019 | PLANNED | 3620 | 10 | 362 | 0.004365 | 1.2058e-05
| 2019/20 | 29/10/2019 | PLANNED | 615 | 3 | 205 | 0.00074157 | 3.6174e-06
| 2019/20 | 29/10/2019 | PLANNED | 12980 | 59 | 220 | 0.015651 | 7.1142e-05
| 2019/20 | 29/10/2019 | PLANNED | 128 | 4 | 32 | 0.00015434 | 4.8232e-06
| 2019/20 | 29/10/2019 | PLANNED | 39 | 3 | 13 | 4.7026e-05 | 3.6174e-06
| 2019/20 | 29/10/2019 | PLANNED | 3850 | 154 | 25 | 0.0046423 | 0.00018569
| 2019/20 | 29/10/2019 | PLANNED | 184 | 4 | 46 | 0.00022187 | 4.8232e-06
| 2019/20 | 29/10/2019 | PLANNED | 33 | 1 | 33 | 3.9791e-05 | 1.2058e-06
| 2019/20 | 29/10/2019 | PLANNED | 100 | 5 | 20 | 0.00012058 | 6.029e-06
| 2019/20 | 29/10/2019 | PLANNED | 40 | 2 | 20 | 4.8232e-05 | 2.4116e-06
| 2019/20 | 29/10/2019 | PLANNED | 66 | 3 | 22 | 7.9583e-05 | 3.6174e-06
| 2019/20 | 29/10/2019 | PLANNED | 83 | 1 | 83 | 0.00010008 | 1.2058e-06
| 2019/20 | 29/10/2019 | PLANNED | 58 | 2 | 29 | 6.9936e-05 | 2.4116e-06
| 2019/20 | 29/10/2019 | PLANNED | 11 | 1 | 11 | 1.3264e-05 | 1.2058e-06
| 2019/20 | 29/10/2019 | PLANNED | 2574 | 228 | 11.2895 | 0.0031037 | 0.00027492
| 2019/20 | 30/10/2019 | PLANNED | 1855 | 5 | 371 | 0.0022368 | 6.029e-06
| 2019/20 | 30/10/2019 | PLANNED | 280 | 1 | 280 | 0.00033762 | 1.2058e-06
| 2019/20 | 30/10/2019 | PLANNED | 7840 | 16 | 490 | 0.0094535 | 1.9293e-05
| 2019/20 | 30/10/2019 | PLANNED | 9360 | 39 | 240 | 0.011286 | 4.7026e-05
| 2019/20 | 30/10/2019 | PLANNED | 676 | 3 | 225.3333 | 0.00081512 | 3.6174e-06
| 2019/20 | 30/10/2019 | PLANNED | 58290 | 145 | 402 | 0.070286 | 0.00017484
| 2019/20 | 30/10/2019 | PLANNED | 7200 | 20 | 360 | 0.0086818 | 2.4116e-05
| 2019/20 | 30/10/2019 | PLANNED | 6188 | 34 | 182 | 0.0074615 | 4.0997e-05
| 2019/20 | 30/10/2019 | PLANNED | 2970 | 10 | 297 | 0.0035812 | 1.2058e-05
| 2019/20 | 30/10/2019 | PLANNED | 5730 | 30 | 191 | 0.0069092 | 3.6174e-05
| 2019/20 | 30/10/2019 | PLANNED | 5635 | 23 | 245 | 0.0067947 | 2.7733e-05
| 2019/20 | 30/10/2019 | PLANNED | 53748 | 396 | 135.7273 | 0.064809 | 0.0004775
| 2019/20 | 30/10/2019 | PLANNED | 17055 | 45 | 379 | 0.020565 | 5.4261e-05
| 2019/20 | 30/10/2019 | PLANNED | 2502 | 9 | 278 | 0.0030169 | 1.0852e-05
| 2019/20 | 30/10/2019 | PLANNED | 20332 | 52 | 391 | 0.024516 | 6.2702e-05
| 2019/20 | 30/10/2019 | PLANNED | 1380 | 6 | 230 | 0.001664 | 7.2348e-06
| 2019/20 | 30/10/2019 | PLANNED | 3419 | 13 | 263 | 0.0041226 | 1.5675e-05
| 2019/20 | 30/10/2019 | PLANNED | 2680 | 10 | 268 | 0.0032315 | 1.2058e-05
| 2019/20 | 30/10/2019 | PLANNED | 32 | 1 | 32 | 3.8586e-05 | 1.2058e-06
| 2019/20 | 30/10/2019 | PLANNED | 3666 | 13 | 282 | 0.0044205 | 1.5675e-05
| 2019/20 | 30/10/2019 | PLANNED | 34 | 2 | 17 | 4.0997e-05 | 2.4116e-06
| 2019/20 | 30/10/2019 | PLANNED | 238 | 2 | 119 | 0.00028698 | 2.4116e-06
| 2019/20 | 30/10/2019 | PLANNED | 29 | 1 | 29 | 3.4968e-05 | 1.2058e-06
| 2019/20 | 30/10/2019 | PLANNED | 8 | 2 | 4 | 9.6464e-06 | 2.4116e-06
| 2019/20 | 31/10/2019 | PLANNED | 7500 | 20 | 375 | 0.0090435 | 2.4116e-05
| 2019/20 | 31/10/2019 | PLANNED | 60876 | 171 | 356 | 0.073404 | 0.00020619
| 2019/20 | 31/10/2019 | PLANNED | 5445 | 33 | 165 | 0.0065656 | 3.9791e-05
| 2019/20 | 31/10/2019 | PLANNED | 9633 | 34 | 283.3235 | 0.011615 | 4.0997e-05
| 2019/20 | 31/10/2019 | PLANNED | 3619 | 11 | 329 | 0.0043638 | 1.3264e-05
| 2019/20 | 31/10/2019 | PLANNED | 6042 | 38 | 159 | 0.0072854 | 4.582e-05
| 2019/20 | 31/10/2019 | PLANNED | 55420 | 163 | 340 | 0.066825 | 0.00019655
| 2019/20 | 31/10/2019 | PLANNED | 10340 | 47 | 220 | 0.012468 | 5.6673e-05
| 2019/20 | 31/10/2019 | PLANNED | 9011 | 41 | 219.7805 | 0.010865 | 4.9438e-05
| 2019/20 | 31/10/2019 | PLANNED | 524 | 4 | 131 | 0.00063184 | 4.8232e-06
| 2019/20 | 31/10/2019 | PLANNED | 59024 | 217 | 272 | 0.071171 | 0.00026166
| 2019/20 | 31/10/2019 | PLANNED | 528 | 3 | 176 | 0.00063666 | 3.6174e-06
| 2019/20 | 31/10/2019 | PLANNED | 738 | 9 | 82 | 0.00088988 | 1.0852e-05
| 2019/20 | 31/10/2019 | PLANNED | 13608 | 42 | 324 | 0.016409 | 5.0644e-05
| 2019/20 | 31/10/2019 | PLANNED | 1505 | 5 | 301 | 0.0018147 | 6.029e-06
| 2019/20 | 31/10/2019 | PLANNED | 405 | 3 | 135 | 0.00048835 | 3.6174e-06
| 2019/20 | 31/10/2019 | PLANNED | 3405 | 15 | 227 | 0.0041057 | 1.8087e-05
| 2019/20 | 31/10/2019 | PLANNED | 23 | 1 | 23 | 2.7733e-05 | 1.2058e-06
| 2019/20 | 31/10/2019 | PLANNED | 8229 | 39 | 211 | 0.0099225 | 4.7026e-05
| 2019/20 | 31/10/2019 | PLANNED | 130 | 13 | 10 | 0.00015675 | 1.5675e-05
| 2019/20 | 31/10/2019 | PLANNED | 30 | 3 | 10 | 3.6174e-05 | 3.6174e-06
| 2019/20 | 31/10/2019 | PLANNED | 16 | 4 | 4 | 1.9293e-05 | 4.8232e-06
| 2019/20 | 31/10/2019 | PLANNED | 170 | 2 | 85 | 0.00020499 | 2.4116e-06
| 2019/20 | 31/10/2019 | PLANNED | 8 | 2 | 4 | 9.6464e-06 | 2.4116e-06
| 2019/20 | 31/10/2019 | PLANNED | 3 | 1 | 3 | 3.6174e-06 | 1.2058e-06
| 2019/20 | 31/10/2019 | PLANNED | 16 | 1 | 16 | 1.9293e-05 | 1.2058e-06
| 2019/20 | 31/10/2019 | PLANNED | 16 | 2 | 8 | 1.9293e-05 | 2.4116e-06
| 2019/20 | 31/10/2019 | PLANNED | 0 | 167 | 0 | 0 | 0.00020137
| 2019/20 | 1/11/2019 | PLANNED | 30135 | 93 | 324.0323 | 0.036337 | 0.00011214
| 2019/20 | 1/11/2019 | PLANNED | 278 | 1 | 278 | 0.00033521 | 1.2058e-06
| 2019/20 | 1/11/2019 | PLANNED | 9938 | 30 | 331.2667 | 0.011983 | 3.6174e-05
| 2019/20 | 1/11/2019 | PLANNED | 5440 | 20 | 272 | 0.0065596 | 2.4116e-05
| 2019/20 | 1/11/2019 | PLANNED | 2275 | 13 | 175 | 0.0027432 | 1.5675e-05
| 2019/20 | 1/11/2019 | PLANNED | 480 | 16 | 30 | 0.00057878 | 1.9293e-05
| 2019/20 | 1/11/2019 | PLANNED | 4070 | 22 | 185 | 0.0049076 | 2.6528e-05
| 2019/20 | 1/11/2019 | PLANNED | 280 | 1 | 280 | 0.00033762 | 1.2058e-06
| 2019/20 | 1/11/2019 | PLANNED | 120 | 2 | 60 | 0.0001447 | 2.4116e-06
| 2019/20 | 1/11/2019 | PLANNED | 840 | 4 | 210 | 0.0010129 | 4.8232e-06
| 2019/20 | 1/11/2019 | PLANNED | 27090 | 126 | 215 | 0.032665 | 0.00015193
| 2019/20 | 1/11/2019 | PLANNED | 8866 | 26 | 341 | 0.010691 | 3.1351e-05
| 2019/20 | 1/11/2019 | PLANNED | 120 | 3 | 40 | 0.0001447 | 3.6174e-06
| 2019/20 | 1/11/2019 | PLANNED | 264 | 3 | 88 | 0.00031833 | 3.6174e-06
| 2019/20 | 1/11/2019 | PLANNED | 60 | 5 | 12 | 7.2348e-05 | 6.029e-06
| 2019/20 | 1/11/2019 | PLANNED | 2360 | 8 | 295 | 0.0028457 | 9.6464e-06
| 2019/20 | 1/11/2019 | PLANNED | 7616 | 34 | 224 | 0.0091834 | 4.0997e-05
| 2019/20 | 1/11/2019 | PLANNED | 4370 | 38 | 115 | 0.0052693 | 4.582e-05
| 2019/20 | 1/11/2019 | PLANNED | 94 | 2 | 47 | 0.00011335 | 2.4116e-06
| 2019/20 | 1/11/2019 | PLANNED | 126 | 2 | 63 | 0.00015193 | 2.4116e-06
| 2019/20 | 1/11/2019 | PLANNED | 1584 | 12 | 132 | 0.00191 | 1.447e-05
| 2019/20 | 1/11/2019 | PLANNED | 6960 | 70 | 99.4286 | 0.0083924 | 8.4406e-05
| 2019/20 | 1/11/2019 | PLANNED | 228 | 4 | 57 | 0.00027492 | 4.8232e-06
| 2019/20 | 1/11/2019 | PLANNED | 15 | 1 | 15 | 1.8087e-05 | 1.2058e-06
| 2019/20 | 1/11/2019 | PLANNED | 171 | 3 | 57 | 0.00020619 | 3.6174e-06
| 2019/20 | 2/11/2019 | PLANNED | 1971 | 3 | 657 | 0.0023766 | 3.6174e-06
| 2019/20 | 2/11/2019 | PLANNED | 2596 | 8 | 324.5 | 0.0031303 | 9.6464e-06
| 2019/20 | 2/11/2019 | PLANNED | 2085 | 15 | 139 | 0.0025141 | 1.8087e-05
| 2019/20 | 2/11/2019 | PLANNED | 7975 | 55 | 145 | 0.0096163 | 6.6319e-05
| 2019/20 | 3/11/2019 | PLANNED | 2822 | 34 | 83 | 0.0034028 | 4.0997e-05
| 2019/20 | 3/11/2019 | PLANNED | 40 | 1 | 40 | 4.8232e-05 | 1.2058e-06
| 2019/20 | 3/11/2019 | PLANNED | 582 | 2 | 291 | 0.00070178 | 2.4116e-06
| 2019/20 | 3/11/2019 | PLANNED | 8250 | 41 | 201.2195 | 0.0099478 | 4.9438e-05
| 2019/20 | 3/11/2019 | PLANNED | 15542 | 38 | 409 | 0.018741 | 4.582e-05
| 2019/20 | 3/11/2019 | PLANNED | 2856 | 42 | 68 | 0.0034438 | 5.0644e-05
| 2019/20 | 3/11/2019 | PLANNED | 45 | 3 | 15 | 5.4261e-05 | 3.6174e-06
| 2019/20 | 3/11/2019 | PLANNED | 705 | 3 | 235 | 0.00085009 | 3.6174e-06
| 2019/20 | 4/11/2019 | PLANNED | 70984 | 225 | 315.4844 | 0.085592 | 0.0002713
| 2019/20 | 4/11/2019 | PLANNED | 474 | 79 | 6 | 0.00057155 | 9.5258e-05
| 2019/20 | 4/11/2019 | PLANNED | 9685 | 25 | 387.4 | 0.011678 | 3.0145e-05
| 2019/20 | 4/11/2019 | PLANNED | 1064 | 5 | 212.8 | 0.001283 | 6.029e-06
| 2019/20 | 4/11/2019 | PLANNED | 4070 | 22 | 185 | 0.0049076 | 2.6528e-05
| 2019/20 | 4/11/2019 | PLANNED | 13968 | 48 | 291 | 0.016843 | 5.7878e-05
| 2019/20 | 4/11/2019 | PLANNED | 271 | 1 | 271 | 0.00032677 | 1.2058e-06
| 2019/20 | 4/11/2019 | PLANNED | 8460 | 47 | 180 | 0.010201 | 5.6673e-05
| 2019/20 | 4/11/2019 | PLANNED | 462 | 66 | 7 | 0.00055708 | 7.9583e-05
| 2019/20 | 4/11/2019 | PLANNED | 252 | 3 | 84 | 0.00030386 | 3.6174e-06
| 2019/20 | 4/11/2019 | PLANNED | 1320 | 165 | 8 | 0.0015917 | 0.00019896
| 2019/20 | 5/11/2019 | PLANNED | 25 | 5 | 5 | 3.0145e-05 | 6.029e-06
| 2019/20 | 5/11/2019 | PLANNED | 17690 | 122 | 145 | 0.021331 | 0.00014711
| 2019/20 | 5/11/2019 | PLANNED | 17 | 1 | 17 | 2.0499e-05 | 1.2058e-06
| 2019/20 | 5/11/2019 | PLANNED | 1200 | 6 | 200 | 0.001447 | 7.2348e-06
| 2019/20 | 5/11/2019 | PLANNED | 1980 | 18 | 110 | 0.0023875 | 2.1704e-05
| 2019/20 | 5/11/2019 | PLANNED | 27 | 3 | 9 | 3.2557e-05 | 3.6174e-06
| 2019/20 | 5/11/2019 | PLANNED | 15 | 3 | 5 | 1.8087e-05 | 3.6174e-06
| 2019/20 | 5/11/2019 | PLANNED | 390 | 3 | 130 | 0.00047026 | 3.6174e-06
| 2019/20 | 5/11/2019 | PLANNED | 568 | 4 | 142 | 0.00068489 | 4.8232e-06
| 2019/20 | 5/11/2019 | PLANNED | 1241 | 17 | 73 | 0.0014964 | 2.0499e-05
| 2019/20 | 6/11/2019 | PLANNED | 7560 | 36 | 210 | 0.0091158 | 4.3409e-05
| 2019/20 | 6/11/2019 | PLANNED | 136503 | 523 | 261 | 0.1646 | 0.00063063
| 2019/20 | 6/11/2019 | PLANNED | 3411 | 9 | 379 | 0.004113 | 1.0852e-05
| 2019/20 | 6/11/2019 | PLANNED | 95280 | 284 | 335.493 | 0.11489 | 0.00034245
| 2019/20 | 6/11/2019 | PLANNED | 470 | 2 | 235 | 0.00056673 | 2.4116e-06
| 2019/20 | 6/11/2019 | PLANNED | 9920 | 32 | 310 | 0.011962 | 3.8586e-05
| 2019/20 | 6/11/2019 | PLANNED | 7898 | 22 | 359 | 0.0095234 | 2.6528e-05
| 2019/20 | 6/11/2019 | PLANNED | 2544 | 12 | 212 | 0.0030676 | 1.447e-05
| 2019/20 | 6/11/2019 | PLANNED | 13103 | 38 | 344.8158 | 0.0158 | 4.582e-05
| 2019/20 | 6/11/2019 | PLANNED | 8060 | 52 | 155 | 0.0097187 | 6.2702e-05
| 2019/20 | 6/11/2019 | PLANNED | 1248 | 16 | 78 | 0.0015048 | 1.9293e-05
| 2019/20 | 6/11/2019 | PLANNED | 192 | 12 | 16 | 0.00023151 | 1.447e-05
| 2019/20 | 6/11/2019 | PLANNED | 1852 | 31 | 59.7419 | 0.0022331 | 3.738e-05
| 2019/20 | 6/11/2019 | PLANNED | 9052 | 31 | 292 | 0.010915 | 3.738e-05
| 2019/20 | 6/11/2019 | PLANNED | 101 | 1 | 101 | 0.00012179 | 1.2058e-06
| 2019/20 | 6/11/2019 | PLANNED | 1440 | 5 | 288 | 0.0017364 | 6.029e-06
| 2019/20 | 6/11/2019 | PLANNED | 27 | 1 | 27 | 3.2557e-05 | 1.2058e-06
| 2019/20 | 6/11/2019 | PLANNED | 3 | 1 | 3 | 3.6174e-06 | 1.2058e-06
| 2019/20 | 7/11/2019 | PLANNED | 472 | 1 | 472 | 0.00056914 | 1.2058e-06
| 2019/20 | 7/11/2019 | PLANNED | 266 | 2 | 133 | 0.00032074 | 2.4116e-06
| 2019/20 | 7/11/2019 | PLANNED | 20655 | 67 | 308.2836 | 0.024906 | 8.0789e-05
| 2019/20 | 7/11/2019 | PLANNED | 571 | 2 | 285.5 | 0.00068851 | 2.4116e-06
| 2019/20 | 7/11/2019 | PLANNED | 4163 | 23 | 181 | 0.0050197 | 2.7733e-05
| 2019/20 | 7/11/2019 | PLANNED | 894 | 4 | 223.5 | 0.001078 | 4.8232e-06
| 2019/20 | 7/11/2019 | PLANNED | 1295 | 5 | 259 | 0.0015615 | 6.029e-06
| 2019/20 | 7/11/2019 | PLANNED | 8474 | 19 | 446 | 0.010218 | 2.291e-05
| 2019/20 | 7/11/2019 | PLANNED | 52440 | 152 | 345 | 0.063232 | 0.00018328
| 2019/20 | 7/11/2019 | PLANNED | 1777 | 6 | 296.1667 | 0.0021427 | 7.2348e-06
| 2019/20 | 7/11/2019 | PLANNED | 12927 | 31 | 417 | 0.015587 | 3.738e-05
| 2019/20 | 7/11/2019 | PLANNED | 91 | 91 | 1 | 0.00010973 | 0.00010973
| 2019/20 | 7/11/2019 | PLANNED | 1695 | 113 | 15 | 0.0020438 | 0.00013626
| 2019/20 | 7/11/2019 | PLANNED | 1725 | 23 | 75 | 0.00208 | 2.7733e-05
| 2019/20 | 7/11/2019 | PLANNED | 3257 | 14 | 232.6429 | 0.0039273 | 1.6881e-05
| 2019/20 | 7/11/2019 | PLANNED | 5920 | 25 | 236.8 | 0.0071383 | 3.0145e-05
| 2019/20 | 7/11/2019 | PLANNED | 9024 | 32 | 282 | 0.010881 | 3.8586e-05
| 2019/20 | 7/11/2019 | PLANNED | 60 | 4 | 15 | 7.2348e-05 | 4.8232e-06
| 2019/20 | 7/11/2019 | PLANNED | 24 | 3 | 8 | 2.8939e-05 | 3.6174e-06
| 2019/20 | 7/11/2019 | PLANNED | 420 | 2 | 210 | 0.00050644 | 2.4116e-06
| 2019/20 | 7/11/2019 | PLANNED | 1276 | 4 | 319 | 0.0015386 | 4.8232e-06
| 2019/20 | 7/11/2019 | PLANNED | 4 | 1 | 4 | 4.8232e-06 | 1.2058e-06
| 2019/20 | 7/11/2019 | PLANNED | 50 | 1 | 50 | 6.029e-05 | 1.2058e-06
| 2019/20 | 7/11/2019 | PLANNED | 576 | 3 | 192 | 0.00069454 | 3.6174e-06
| 2019/20 | 7/11/2019 | PLANNED | 12 | 1 | 12 | 1.447e-05 | 1.2058e-06
| 2019/20 | 7/11/2019 | PLANNED | 1023 | 11 | 93 | 0.0012335 | 1.3264e-05
| 2019/20 | 7/11/2019 | PLANNED | 180 | 3 | 60 | 0.00021704 | 3.6174e-06
| 2019/20 | 7/11/2019 | PLANNED | 87 | 1 | 87 | 0.0001049 | 1.2058e-06
| 2019/20 | 7/11/2019 | PLANNED | 8 | 2 | 4 | 9.6464e-06 | 2.4116e-06
| 2019/20 | 7/11/2019 | PLANNED | 792 | 99 | 8 | 0.00095499 | 0.00011937
| 2019/20 | 7/11/2019 | PLANNED | 15 | 1 | 15 | 1.8087e-05 | 1.2058e-06
| 2019/20 | 8/11/2019 | PLANNED | 48935 | 117 | 418.2479 | 0.059006 | 0.00014108
| 2019/20 | 8/11/2019 | PLANNED | 12240 | 30 | 408 | 0.014759 | 3.6174e-05
| 2019/20 | 8/11/2019 | PLANNED | 490 | 2 | 245 | 0.00059084 | 2.4116e-06
| 2019/20 | 8/11/2019 | PLANNED | 750 | 2 | 375 | 0.00090435 | 2.4116e-06
| 2019/20 | 8/11/2019 | PLANNED | 33 | 3 | 11 | 3.9791e-05 | 3.6174e-06
| 2019/20 | 8/11/2019 | PLANNED | 14986 | 127 | 118 | 0.01807 | 0.00015314
| 2019/20 | 8/11/2019 | PLANNED | 2064 | 6 | 344 | 0.0024888 | 7.2348e-06
| 2019/20 | 8/11/2019 | PLANNED | 1376 | 4 | 344 | 0.0016592 | 4.8232e-06
| 2019/20 | 8/11/2019 | PLANNED | 345 | 3 | 115 | 0.000416 | 3.6174e-06
| 2019/20 | 8/11/2019 | PLANNED | 804 | 12 | 67 | 0.00096946 | 1.447e-05
| 2019/20 | 8/11/2019 | PLANNED | 210 | 3 | 70 | 0.00025322 | 3.6174e-06
| 2019/20 | 8/11/2019 | PLANNED | 19598 | 41 | 478 | 0.023631 | 4.9438e-05
| 2019/20 | 8/11/2019 | PLANNED | 4797 | 48 | 99.9375 | 0.0057842 | 5.7878e-05
| 2019/20 | 8/11/2019 | PLANNED | 2736 | 16 | 171 | 0.0032991 | 1.9293e-05
| 2019/20 | 8/11/2019 | PLANNED | 380 | 2 | 190 | 0.0004582 | 2.4116e-06
| 2019/20 | 8/11/2019 | PLANNED | 2483 | 23 | 107.9565 | 0.002994 | 2.7733e-05
| 2019/20 | 8/11/2019 | PLANNED | 5 | 1 | 5 | 6.029e-06 | 1.2058e-06
| 2019/20 | 8/11/2019 | PLANNED | 5 | 1 | 5 | 6.029e-06 | 1.2058e-06
| 2019/20 | 8/11/2019 | PLANNED | 60 | 3 | 20 | 7.2348e-05 | 3.6174e-06
| 2019/20 | 8/11/2019 | PLANNED | 156 | 1 | 156 | 0.0001881 | 1.2058e-06
| 2019/20 | 8/11/2019 | PLANNED | 16 | 1 | 16 | 1.9293e-05 | 1.2058e-06
| 2019/20 | 9/11/2019 | PLANNED | 708 | 1 | 708 | 0.00085371 | 1.2058e-06
| 2019/20 | 9/11/2019 | PLANNED | 9940 | 32 | 310.625 | 0.011986 | 3.8586e-05
| 2019/20 | 9/11/2019 | PLANNED | 720 | 2 | 360 | 0.00086818 | 2.4116e-06
| 2019/20 | 9/11/2019 | PLANNED | 240 | 1 | 240 | 0.00028939 | 1.2058e-06
| 2019/20 | 9/11/2019 | PLANNED | 1596 | 12 | 133 | 0.0019245 | 1.447e-05
| 2019/20 | 10/11/2019 | PLANNED | 7935 | 46 | 172.5 | 0.009568 | 5.5467e-05
| 2019/20 | 10/11/2019 | PLANNED | 790 | 2 | 395 | 0.00095258 | 2.4116e-06
| 2019/20 | 10/11/2019 | PLANNED | 960 | 2 | 480 | 0.0011576 | 2.4116e-06
| 2019/20 | 10/11/2019 | PLANNED | 4275 | 9 | 475 | 0.0051548 | 1.0852e-05
| 2019/20 | 10/11/2019 | PLANNED | 14076 | 34 | 414 | 0.016973 | 4.0997e-05
| 2019/20 | 10/11/2019 | PLANNED | 7038 | 17 | 414 | 0.0084864 | 2.0499e-05
| 2019/20 | 10/11/2019 | PLANNED | 6630 | 17 | 390 | 0.0079945 | 2.0499e-05
| 2019/20 | 10/11/2019 | PLANNED | 144 | 16 | 9 | 0.00017364 | 1.9293e-05
| 2019/20 | 10/11/2019 | PLANNED | 19260 | 107 | 180 | 0.023224 | 0.00012902
| 2019/20 | 10/11/2019 | PLANNED | 10800 | 30 | 360 | 0.013023 | 3.6174e-05
| 2019/20 | 10/11/2019 | PLANNED | 371525 | 1351 | 275 | 0.44798 | 0.001629
| 2019/20 | 10/11/2019 | PLANNED | 28205 | 91 | 309.9451 | 0.03401 | 0.00010973
| 2019/20 | 10/11/2019 | PLANNED | 56221 | 209 | 269 | 0.067791 | 0.00025201
| 2019/20 | 10/11/2019 | PLANNED | 6265 | 35 | 179 | 0.0075543 | 4.2203e-05
| 2019/20 | 10/11/2019 | PLANNED | 2507 | 23 | 109 | 0.0030229 | 2.7733e-05
| 2019/20 | 11/11/2019 | PLANNED | 7 | 1 | 7 | 8.4406e-06 | 1.2058e-06
| 2019/20 | 11/11/2019 | PLANNED | 645 | 5 | 129 | 0.00077774 | 6.029e-06
| 2019/20 | 11/11/2019 | PLANNED | 3006 | 6 | 501 | 0.0036246 | 7.2348e-06
| 2019/20 | 11/11/2019 | PLANNED | 705 | 3 | 235 | 0.00085009 | 3.6174e-06
| 2019/20 | 11/11/2019 | PLANNED | 10378 | 27 | 384.3704 | 0.012514 | 3.2557e-05
| 2019/20 | 11/11/2019 | PLANNED | 5493 | 19 | 289.1053 | 0.0066235 | 2.291e-05
| 2019/20 | 11/11/2019 | PLANNED | 11320 | 40 | 283 | 0.01365 | 4.8232e-05
| 2019/20 | 11/11/2019 | PLANNED | 2310 | 22 | 105 | 0.0027854 | 2.6528e-05
| 2019/20 | 11/11/2019 | PLANNED | 560 | 2 | 280 | 0.00067525 | 2.4116e-06
| 2019/20 | 11/11/2019 | PLANNED | 120 | 2 | 60 | 0.0001447 | 2.4116e-06
| 2019/20 | 11/11/2019 | PLANNED | 3588 | 26 | 138 | 0.0043264 | 3.1351e-05
| 2019/20 | 11/11/2019 | PLANNED | 20 | 2 | 10 | 2.4116e-05 | 2.4116e-06
| 2019/20 | 11/11/2019 | PLANNED | 16 | 2 | 8 | 1.9293e-05 | 2.4116e-06
| 2019/20 | 11/11/2019 | PLANNED | 7425 | 55 | 135 | 0.0089531 | 6.6319e-05
| 2019/20 | 11/11/2019 | PLANNED | 3 | 1 | 3 | 3.6174e-06 | 1.2058e-06
| 2019/20 | 11/11/2019 | PLANNED | 39 | 1 | 39 | 4.7026e-05 | 1.2058e-06
| 2019/20 | 11/11/2019 | PLANNED | 6720 | 30 | 224 | 0.008103 | 3.6174e-05
| 2019/20 | 11/11/2019 | PLANNED | 115 | 1 | 115 | 0.00013867 | 1.2058e-06
| 2019/20 | 11/11/2019 | PLANNED | 330 | 330 | 1 | 0.00039791 | 0.00039791
| 2019/20 | 11/11/2019 | PLANNED | 14 | 2 | 7 | 1.6881e-05 | 2.4116e-06
| 2019/20 | 11/11/2019 | PLANNED | 796 | 2 | 398 | 0.00095982 | 2.4116e-06
| 2019/20 | 12/11/2019 | PLANNED | 1121 | 4 | 280.25 | 0.0013517 | 4.8232e-06
| 2019/20 | 12/11/2019 | PLANNED | 222 | 2 | 111 | 0.00026769 | 2.4116e-06
| 2019/20 | 12/11/2019 | PLANNED | 14352 | 48 | 299 | 0.017306 | 5.7878e-05
| 2019/20 | 12/11/2019 | PLANNED | 2517 | 13 | 193.6154 | 0.003035 | 1.5675e-05
| 2019/20 | 12/11/2019 | PLANNED | 10276 | 25 | 411.04 | 0.012391 | 3.0145e-05
| 2019/20 | 12/11/2019 | PLANNED | 315 | 1 | 315 | 0.00037983 | 1.2058e-06
| 2019/20 | 12/11/2019 | PLANNED | 5245 | 19 | 276.0526 | 0.0063244 | 2.291e-05
| 2019/20 | 12/11/2019 | PLANNED | 37962 | 114 | 333 | 0.045775 | 0.00013746
| 2019/20 | 12/11/2019 | PLANNED | 9532 | 40 | 238.3 | 0.011494 | 4.8232e-05
| 2019/20 | 12/11/2019 | PLANNED | 875 | 69 | 12.6812 | 0.0010551 | 8.32e-05
| 2019/20 | 12/11/2019 | PLANNED | 546 | 2 | 273 | 0.00065837 | 2.4116e-06
| 2019/20 | 12/11/2019 | PLANNED | 5054 | 17 | 297.2941 | 0.0060941 | 2.0499e-05
| 2019/20 | 12/11/2019 | PLANNED | 24930 | 75 | 332.4 | 0.030061 | 9.0435e-05
| 2019/20 | 12/11/2019 | PLANNED | 1120 | 7 | 160 | 0.0013505 | 8.4406e-06
| 2019/20 | 12/11/2019 | PLANNED | 8390 | 34 | 246.7647 | 0.010117 | 4.0997e-05
| 2019/20 | 12/11/2019 | PLANNED | 2224 | 41 | 54.2439 | 0.0026817 | 4.9438e-05
| 2019/20 | 12/11/2019 | PLANNED | 2860 | 10 | 286 | 0.0034486 | 1.2058e-05
| 2019/20 | 12/11/2019 | PLANNED | 230 | 10 | 23 | 0.00027733 | 1.2058e-05
| 2019/20 | 12/11/2019 | PLANNED | 23400 | 104 | 225 | 0.028216 | 0.0001254
| 2019/20 | 12/11/2019 | PLANNED | 11686 | 52 | 224.7308 | 0.014091 | 6.2702e-05
| 2019/20 | 12/11/2019 | PLANNED | 10 | 2 | 5 | 1.2058e-05 | 2.4116e-06
| 2019/20 | 12/11/2019 | PLANNED | 188 | 2 | 94 | 0.00022669 | 2.4116e-06
| 2019/20 | 12/11/2019 | PLANNED | 97 | 1 | 97 | 0.00011696 | 1.2058e-06
| 2019/20 | 12/11/2019 | PLANNED | 165 | 3 | 55 | 0.00019896 | 3.6174e-06
| 2019/20 | 13/11/2019 | PLANNED | 4521 | 11 | 411 | 0.0054514 | 1.3264e-05
| 2019/20 | 13/11/2019 | PLANNED | 32160 | 134 | 240 | 0.038779 | 0.00016158
| 2019/20 | 13/11/2019 | PLANNED | 676 | 2 | 338 | 0.00081512 | 2.4116e-06
| 2019/20 | 13/11/2019 | PLANNED | 50228 | 128 | 392.4062 | 0.060565 | 0.00015434
| 2019/20 | 13/11/2019 | PLANNED | 360 | 1 | 360 | 0.00043409 | 1.2058e-06
| 2019/20 | 13/11/2019 | PLANNED | 2070 | 18 | 115 | 0.002496 | 2.1704e-05
| 2019/20 | 13/11/2019 | PLANNED | 16020 | 89 | 180 | 0.019317 | 0.00010732
| 2019/20 | 13/11/2019 | PLANNED | 41943 | 123 | 341 | 0.050575 | 0.00014831
| 2019/20 | 13/11/2019 | PLANNED | 1282 | 5 | 256.4 | 0.0015458 | 6.029e-06
| 2019/20 | 13/11/2019 | PLANNED | 3213 | 9 | 357 | 0.0038742 | 1.0852e-05
| 2019/20 | 13/11/2019 | PLANNED | 16352 | 56 | 292 | 0.019717 | 6.7525e-05
| 2019/20 | 13/11/2019 | PLANNED | 806 | 2 | 403 | 0.00097187 | 2.4116e-06
| 2019/20 | 13/11/2019 | PLANNED | 33984 | 144 | 236 | 0.040978 | 0.00017364
| 2019/20 | 13/11/2019 | PLANNED | 29264 | 124 | 236 | 0.035287 | 0.00014952
| 2019/20 | 13/11/2019 | PLANNED | 48672 | 208 | 234 | 0.058689 | 0.00025081
| 2019/20 | 13/11/2019 | PLANNED | 1170 | 5 | 234 | 0.0014108 | 6.029e-06
| 2019/20 | 13/11/2019 | PLANNED | 6690 | 30 | 223 | 0.0080668 | 3.6174e-05
| 2019/20 | 13/11/2019 | PLANNED | 138 | 23 | 6 | 0.0001664 | 2.7733e-05
| 2019/20 | 13/11/2019 | PLANNED | 701 | 14 | 50.0714 | 0.00084527 | 1.6881e-05
| 2019/20 | 13/11/2019 | PLANNED | 360 | 1 | 360 | 0.00043409 | 1.2058e-06
| 2019/20 | 13/11/2019 | PLANNED | 1131 | 3 | 377 | 0.0013638 | 3.6174e-06
| 2019/20 | 13/11/2019 | PLANNED | 4560 | 16 | 285 | 0.0054984 | 1.9293e-05
| 2019/20 | 13/11/2019 | PLANNED | 5184 | 36 | 144 | 0.0062509 | 4.3409e-05
| 2019/20 | 13/11/2019 | PLANNED | 22101 | 159 | 139 | 0.026649 | 0.00019172
| 2019/20 | 13/11/2019 | PLANNED | 1050 | 5 | 210 | 0.0012661 | 6.029e-06
| 2019/20 | 13/11/2019 | PLANNED | 6390 | 18 | 355 | 0.0077051 | 2.1704e-05
| 2019/20 | 13/11/2019 | PLANNED | 1812 | 6 | 302 | 0.0021849 | 7.2348e-06
| 2019/20 | 13/11/2019 | PLANNED | 35 | 1 | 35 | 4.2203e-05 | 1.2058e-06
| 2019/20 | 13/11/2019 | PLANNED | 11914 | 161 | 74 | 0.014366 | 0.00019413
| 2019/20 | 13/11/2019 | PLANNED | 2457 | 39 | 63 | 0.0029627 | 4.7026e-05
| 2019/20 | 13/11/2019 | PLANNED | 164 | 2 | 82 | 0.00019775 | 2.4116e-06
| 2019/20 | 13/11/2019 | PLANNED | 496 | 13 | 38.1538 | 0.00059808 | 1.5675e-05
| 2019/20 | 13/11/2019 | PLANNED | 7395 | 87 | 85 | 0.0089169 | 0.0001049
| 2019/20 | 13/11/2019 | PLANNED | 4 | 1 | 4 | 4.8232e-06 | 1.2058e-06
| 2019/20 | 13/11/2019 | PLANNED | 1853 | 48 | 38.6042 | 0.0022343 | 5.7878e-05
| 2019/20 | 13/11/2019 | PLANNED | 40 | 1 | 40 | 4.8232e-05 | 1.2058e-06
| 2019/20 | 13/11/2019 | PLANNED | 60 | 4 | 15 | 7.2348e-05 | 4.8232e-06
| 2019/20 | 13/11/2019 | PLANNED | 1744 | 40 | 43.6 | 0.0021029 | 4.8232e-05
| 2019/20 | 13/11/2019 | PLANNED | 36 | 1 | 36 | 4.3409e-05 | 1.2058e-06
| 2019/20 | 13/11/2019 | PLANNED | 180 | 4 | 45 | 0.00021704 | 4.8232e-06
| 2019/20 | 13/11/2019 | PLANNED | 60 | 2 | 30 | 7.2348e-05 | 2.4116e-06
| 2019/20 | 13/11/2019 | PLANNED | 8988 | 107 | 84 | 0.010838 | 0.00012902
| 2019/20 | 13/11/2019 | PLANNED | 21 | 1 | 21 | 2.5322e-05 | 1.2058e-06
| 2019/20 | 14/11/2019 | PLANNED | 2205 | 4 | 551.25 | 0.0026588 | 4.8232e-06
| 2019/20 | 14/11/2019 | PLANNED | 17 | 1 | 17 | 2.0499e-05 | 1.2058e-06
| 2019/20 | 14/11/2019 | PLANNED | 25296 | 56 | 451.7143 | 0.030502 | 6.7525e-05
| 2019/20 | 14/11/2019 | PLANNED | 8751 | 33 | 265.1818 | 0.010552 | 3.9791e-05
| 2019/20 | 14/11/2019 | PLANNED | 107758 | 301 | 358 | 0.12993 | 0.00036295
| 2019/20 | 14/11/2019 | PLANNED | 883 | 21 | 42.0476 | 0.0010647 | 2.5322e-05
| 2019/20 | 14/11/2019 | PLANNED | 35653 | 101 | 353 | 0.04299 | 0.00012179
| 2019/20 | 14/11/2019 | PLANNED | 319 | 1 | 319 | 0.00038465 | 1.2058e-06
| 2019/20 | 14/11/2019 | PLANNED | 1625 | 11 | 147.7273 | 0.0019594 | 1.3264e-05
| 2019/20 | 14/11/2019 | PLANNED | 251 | 1 | 251 | 0.00030266 | 1.2058e-06
| 2019/20 | 14/11/2019 | PLANNED | 2814 | 14 | 201 | 0.0033931 | 1.6881e-05
| 2019/20 | 14/11/2019 | PLANNED | 150 | 2 | 75 | 0.00018087 | 2.4116e-06
| 2019/20 | 14/11/2019 | PLANNED | 9556 | 32 | 298.625 | 0.011523 | 3.8586e-05
| 2019/20 | 14/11/2019 | PLANNED | 4526 | 31 | 146 | 0.0054575 | 3.738e-05
| 2019/20 | 14/11/2019 | PLANNED | 2223 | 9 | 247 | 0.0026805 | 1.0852e-05
| 2019/20 | 14/11/2019 | PLANNED | 164 | 2 | 82 | 0.00019775 | 2.4116e-06
| 2019/20 | 14/11/2019 | PLANNED | 3674 | 11 | 334 | 0.0044301 | 1.3264e-05
| 2019/20 | 14/11/2019 | PLANNED | 2513 | 10 | 251.3 | 0.0030302 | 1.2058e-05
| 2019/20 | 14/11/2019 | PLANNED | 7857 | 32 | 245.5312 | 0.009474 | 3.8586e-05
| 2019/20 | 14/11/2019 | PLANNED | 8320 | 26 | 320 | 0.010032 | 3.1351e-05
| 2019/20 | 14/11/2019 | PLANNED | 346 | 2 | 173 | 0.00041721 | 2.4116e-06
| 2019/20 | 14/11/2019 | PLANNED | 344 | 1 | 344 | 0.0004148 | 1.2058e-06
| 2019/20 | 14/11/2019 | PLANNED | 168 | 4 | 42 | 0.00020257 | 4.8232e-06
| 2019/20 | 14/11/2019 | PLANNED | 798 | 19 | 42 | 0.00096223 | 2.291e-05
| 2019/20 | 14/11/2019 | PLANNED | 190 | 19 | 10 | 0.0002291 | 2.291e-05
| 2019/20 | 14/11/2019 | PLANNED | 714 | 24 | 29.75 | 0.00086094 | 2.8939e-05
| 2019/20 | 14/11/2019 | PLANNED | 8 | 1 | 8 | 9.6464e-06 | 1.2058e-06
| 2019/20 | 14/11/2019 | PLANNED | 1950 | 10 | 195 | 0.0023513 | 1.2058e-05
| 2019/20 | 14/11/2019 | PLANNED | 705 | 47 | 15 | 0.00085009 | 5.6673e-05
| 2019/20 | 14/11/2019 | PLANNED | 70 | 2 | 35 | 8.4406e-05 | 2.4116e-06
| 2019/20 | 14/11/2019 | PLANNED | 8 | 4 | 2 | 9.6464e-06 | 4.8232e-06
| 2019/20 | 14/11/2019 | PLANNED | 68 | 2 | 34 | 8.1994e-05 | 2.4116e-06
| 2019/20 | 14/11/2019 | PLANNED | 19 | 1 | 19 | 2.291e-05 | 1.2058e-06
| 2019/20 | 14/11/2019 | PLANNED | 180 | 2 | 90 | 0.00021704 | 2.4116e-06
| 2019/20 | 14/11/2019 | PLANNED | 40 | 5 | 8 | 4.8232e-05 | 6.029e-06
| 2019/20 | 14/11/2019 | PLANNED | 120 | 4 | 30 | 0.0001447 | 4.8232e-06
| 2019/20 | 14/11/2019 | PLANNED | 456 | 12 | 38 | 0.00054984 | 1.447e-05
| 2019/20 | 14/11/2019 | PLANNED | 10 | 2 | 5 | 1.2058e-05 | 2.4116e-06
| 2019/20 | 14/11/2019 | PLANNED | 20 | 4 | 5 | 2.4116e-05 | 4.8232e-06
| 2019/20 | 14/11/2019 | PLANNED | 99 | 3 | 33 | 0.00011937 | 3.6174e-06
| 2019/20 | 14/11/2019 | PLANNED | 2090 | 38 | 55 | 0.0025201 | 4.582e-05
| 2019/20 | 14/11/2019 | PLANNED | 1850 | 50 | 37 | 0.0022307 | 6.029e-05
| 2019/20 | 14/11/2019 | PLANNED | 6 | 1 | 6 | 7.2348e-06 | 1.2058e-06
| 2019/20 | 15/11/2019 | PLANNED | 2091 | 4 | 522.75 | 0.0025213 | 4.8232e-06
| 2019/20 | 15/11/2019 | PLANNED | 14947 | 38 | 393.3421 | 0.018023 | 4.582e-05
| 2019/20 | 15/11/2019 | PLANNED | 236270 | 801 | 294.9688 | 0.28489 | 0.00096585
| 2019/20 | 15/11/2019 | PLANNED | 52 | 2 | 26 | 6.2702e-05 | 2.4116e-06
| 2019/20 | 15/11/2019 | PLANNED | 59400 | 198 | 300 | 0.071625 | 0.00023875
| 2019/20 | 15/11/2019 | PLANNED | 36 | 6 | 6 | 4.3409e-05 | 7.2348e-06
| 2019/20 | 15/11/2019 | PLANNED | 656 | 4 | 164 | 0.000791 | 4.8232e-06
| 2019/20 | 15/11/2019 | PLANNED | 26814 | 82 | 327 | 0.032332 | 9.8876e-05
| 2019/20 | 15/11/2019 | PLANNED | 7134 | 41 | 174 | 0.0086022 | 4.9438e-05
| 2019/20 | 15/11/2019 | PLANNED | 6931 | 29 | 239 | 0.0083574 | 3.4968e-05
| 2019/20 | 15/11/2019 | PLANNED | 1920 | 5 | 384 | 0.0023151 | 6.029e-06
| 2019/20 | 15/11/2019 | PLANNED | 156 | 4 | 39 | 0.0001881 | 4.8232e-06
| 2019/20 | 15/11/2019 | PLANNED | 590 | 5 | 118 | 0.00071142 | 6.029e-06
| 2019/20 | 15/11/2019 | PLANNED | 5500 | 20 | 275 | 0.0066319 | 2.4116e-05
| 2019/20 | 15/11/2019 | PLANNED | 5256 | 24 | 219 | 0.0063377 | 2.8939e-05
| 2019/20 | 15/11/2019 | PLANNED | 3108 | 28 | 111 | 0.0037476 | 3.3762e-05
| 2019/20 | 15/11/2019 | PLANNED | 26532 | 99 | 268 | 0.031992 | 0.00011937
| 2019/20 | 15/11/2019 | PLANNED | 7168 | 33 | 217.2121 | 0.0086432 | 3.9791e-05
| 2019/20 | 15/11/2019 | PLANNED | 748 | 4 | 187 | 0.00090194 | 4.8232e-06
| 2019/20 | 15/11/2019 | PLANNED | 576 | 2 | 288 | 0.00069454 | 2.4116e-06
| 2019/20 | 15/11/2019 | PLANNED | 20 | 5 | 4 | 2.4116e-05 | 6.029e-06
| 2019/20 | 15/11/2019 | PLANNED | 60 | 2 | 30 | 7.2348e-05 | 2.4116e-06
| 2019/20 | 15/11/2019 | PLANNED | 38 | 1 | 38 | 4.582e-05 | 1.2058e-06
| 2019/20 | 15/11/2019 | PLANNED | 112 | 4 | 28 | 0.00013505 | 4.8232e-06
| 2019/20 | 15/11/2019 | PLANNED | 60 | 2 | 30 | 7.2348e-05 | 2.4116e-06
| 2019/20 | 15/11/2019 | PLANNED | 30 | 1 | 30 | 3.6174e-05 | 1.2058e-06
| 2019/20 | 15/11/2019 | PLANNED | 1144 | 22 | 52 | 0.0013794 | 2.6528e-05
| 2019/20 | 17/11/2019 | PLANNED | 11420 | 33 | 346.0606 | 0.01377 | 3.9791e-05
| 2019/20 | 17/11/2019 | PLANNED | 10000 | 50 | 200 | 0.012058 | 6.029e-05
| 2019/20 | 17/11/2019 | PLANNED | 17544 | 34 | 516 | 0.021155 | 4.0997e-05
| 2019/20 | 17/11/2019 | PLANNED | 30267 | 57 | 531 | 0.036496 | 6.8731e-05
| 2019/20 | 17/11/2019 | PLANNED | 1312 | 3 | 437.3333 | 0.001582 | 3.6174e-06
| 2019/20 | 17/11/2019 | PLANNED | 201996 | 543 | 372 | 0.24357 | 0.00065475
| 2019/20 | 17/11/2019 | PLANNED | 6360 | 24 | 265 | 0.0076689 | 2.8939e-05
| 2019/20 | 17/11/2019 | PLANNED | 87 | 1 | 87 | 0.0001049 | 1.2058e-06
| 2019/20 | 17/11/2019 | PLANNED | 31160 | 130 | 239.6923 | 0.037573 | 0.00015675
| 2019/20 | 17/11/2019 | PLANNED | 35 | 1 | 35 | 4.2203e-05 | 1.2058e-06
| 2019/20 | 17/11/2019 | PLANNED | 440336 | 1508 | 292 | 0.53096 | 0.0018183
| 2019/20 | 17/11/2019 | PLANNED | 468 | 2 | 234 | 0.00056431 | 2.4116e-06
| 2019/20 | 17/11/2019 | PLANNED | 2016 | 56 | 36 | 0.0024309 | 6.7525e-05
| 2019/20 | 18/11/2019 | PLANNED | 340 | 17 | 20 | 0.00040997 | 2.0499e-05
| 2019/20 | 18/11/2019 | PLANNED | 26112 | 68 | 384 | 0.031486 | 8.1994e-05
| 2019/20 | 18/11/2019 | PLANNED | 43250 | 173 | 250 | 0.052151 | 0.0002086
| 2019/20 | 18/11/2019 | PLANNED | 4089 | 9 | 454.3333 | 0.0049305 | 1.0852e-05
| 2019/20 | 18/11/2019 | PLANNED | 90 | 9 | 10 | 0.00010852 | 1.0852e-05
| 2019/20 | 18/11/2019 | PLANNED | 580 | 2 | 290 | 0.00069936 | 2.4116e-06
| 2019/20 | 18/11/2019 | PLANNED | 340 | 17 | 20 | 0.00040997 | 2.0499e-05
| 2019/20 | 18/11/2019 | PLANNED | 5514 | 23 | 239.7391 | 0.0066488 | 2.7733e-05
| 2019/20 | 18/11/2019 | PLANNED | 1181 | 15 | 78.7333 | 0.001424 | 1.8087e-05
| 2019/20 | 18/11/2019 | PLANNED | 670 | 2 | 335 | 0.00080789 | 2.4116e-06
| 2019/20 | 18/11/2019 | PLANNED | 162 | 3 | 54 | 0.00019534 | 3.6174e-06
| 2019/20 | 18/11/2019 | PLANNED | 12 | 2 | 6 | 1.447e-05 | 2.4116e-06
| 2019/20 | 18/11/2019 | PLANNED | 2832 | 16 | 177 | 0.0034148 | 1.9293e-05
| 2019/20 | 18/11/2019 | PLANNED | 1770 | 59 | 30 | 0.0021343 | 7.1142e-05
| 2019/20 | 18/11/2019 | PLANNED | 45 | 1 | 45 | 5.4261e-05 | 1.2058e-06
| 2019/20 | 19/11/2019 | PLANNED | 8 | 1 | 8 | 9.6464e-06 | 1.2058e-06
| 2019/20 | 19/11/2019 | PLANNED | 300 | 1 | 300 | 0.00036174 | 1.2058e-06
| 2019/20 | 19/11/2019 | PLANNED | 7024 | 19 | 369.6842 | 0.0084695 | 2.291e-05
| 2019/20 | 19/11/2019 | PLANNED | 11439 | 31 | 369 | 0.013793 | 3.738e-05
| 2019/20 | 19/11/2019 | PLANNED | 28 | 7 | 4 | 3.3762e-05 | 8.4406e-06
| 2019/20 | 19/11/2019 | PLANNED | 111176 | 288 | 386.0278 | 0.13406 | 0.00034727
| 2019/20 | 19/11/2019 | PLANNED | 2916 | 12 | 243 | 0.0035161 | 1.447e-05
| 2019/20 | 19/11/2019 | PLANNED | 1050 | 7 | 150 | 0.0012661 | 8.4406e-06
| 2019/20 | 19/11/2019 | PLANNED | 40 | 8 | 5 | 4.8232e-05 | 9.6464e-06
| 2019/20 | 19/11/2019 | PLANNED | 632 | 4 | 158 | 0.00076207 | 4.8232e-06
| 2019/20 | 19/11/2019 | PLANNED | 1815 | 6 | 302.5 | 0.0021885 | 7.2348e-06
| 2019/20 | 19/11/2019 | PLANNED | 375 | 3 | 125 | 0.00045217 | 3.6174e-06
| 2019/20 | 19/11/2019 | PLANNED | 6758 | 26 | 259.9231 | 0.0081488 | 3.1351e-05
| 2019/20 | 19/11/2019 | PLANNED | 2625 | 21 | 125 | 0.0031652 | 2.5322e-05
| 2019/20 | 19/11/2019 | PLANNED | 9306 | 33 | 282 | 0.011221 | 3.9791e-05
| 2019/20 | 19/11/2019 | PLANNED | 145 | 1 | 145 | 0.00017484 | 1.2058e-06
| 2019/20 | 19/11/2019 | PLANNED | 86 | 2 | 43 | 0.0001037 | 2.4116e-06
| 2019/20 | 19/11/2019 | PLANNED | 182 | 13 | 14 | 0.00021946 | 1.5675e-05
| 2019/20 | 19/11/2019 | PLANNED | 260 | 2 | 130 | 0.00031351 | 2.4116e-06
| 2019/20 | 19/11/2019 | PLANNED | 4760 | 40 | 119 | 0.0057396 | 4.8232e-05
| 2019/20 | 19/11/2019 | PLANNED | 171 | 3 | 57 | 0.00020619 | 3.6174e-06
| 2019/20 | 19/11/2019 | PLANNED | 89 | 1 | 89 | 0.00010732 | 1.2058e-06
| 2019/20 | 19/11/2019 | PLANNED | 675 | 15 | 45 | 0.00081391 | 1.8087e-05
| 2019/20 | 19/11/2019 | PLANNED | 3431 | 73 | 47 | 0.0041371 | 8.8023e-05
| 2019/20 | 19/11/2019 | PLANNED | 1220 | 1220 | 1 | 0.0014711 | 0.0014711
| 2019/20 | 19/11/2019 | PLANNED | 100 | 4 | 25 | 0.00012058 | 4.8232e-06
| 2019/20 | 20/11/2019 | PLANNED | 31080 | 84 | 370 | 0.037476 | 0.00010129
| 2019/20 | 20/11/2019 | PLANNED | 104 | 1 | 104 | 0.0001254 | 1.2058e-06
| 2019/20 | 20/11/2019 | PLANNED | 6076 | 14 | 434 | 0.0073264 | 1.6881e-05
| 2019/20 | 20/11/2019 | PLANNED | 856 | 2 | 428 | 0.0010322 | 2.4116e-06
| 2019/20 | 20/11/2019 | PLANNED | 1228 | 4 | 307 | 0.0014807 | 4.8232e-06
| 2019/20 | 20/11/2019 | PLANNED | 182 | 13 | 14 | 0.00021946 | 1.5675e-05
| 2019/20 | 20/11/2019 | PLANNED | 57 | 1 | 57 | 6.8731e-05 | 1.2058e-06
| 2019/20 | 20/11/2019 | PLANNED | 28275 | 87 | 325 | 0.034094 | 0.0001049
| 2019/20 | 20/11/2019 | PLANNED | 2030 | 10 | 203 | 0.0024478 | 1.2058e-05
| 2019/20 | 20/11/2019 | PLANNED | 3920 | 14 | 280 | 0.0047267 | 1.6881e-05
| 2019/20 | 20/11/2019 | PLANNED | 54570 | 240 | 227.375 | 0.065801 | 0.00028939
| 2019/20 | 20/11/2019 | PLANNED | 67861 | 196 | 346.2296 | 0.081827 | 0.00023634
| 2019/20 | 20/11/2019 | PLANNED | 4410 | 18 | 245 | 0.0053176 | 2.1704e-05
| 2019/20 | 20/11/2019 | PLANNED | 6448 | 16 | 403 | 0.007775 | 1.9293e-05
| 2019/20 | 20/11/2019 | PLANNED | 130536 | 324 | 402.8889 | 0.1574 | 0.00039068
| 2019/20 | 20/11/2019 | PLANNED | 6480 | 48 | 135 | 0.0078136 | 5.7878e-05
| 2019/20 | 20/11/2019 | PLANNED | 135 | 9 | 15 | 0.00016278 | 1.0852e-05
| 2019/20 | 20/11/2019 | PLANNED | 508 | 2 | 254 | 0.00061255 | 2.4116e-06
| 2019/20 | 20/11/2019 | PLANNED | 3220 | 14 | 230 | 0.0038827 | 1.6881e-05
| 2019/20 | 20/11/2019 | PLANNED | 525 | 15 | 35 | 0.00063304 | 1.8087e-05
| 2019/20 | 20/11/2019 | PLANNED | 4188 | 12 | 349 | 0.0050499 | 1.447e-05
| 2019/20 | 20/11/2019 | PLANNED | 644 | 4 | 161 | 0.00077654 | 4.8232e-06
| 2019/20 | 20/11/2019 | PLANNED | 31812 | 132 | 241 | 0.038359 | 0.00015917
| 2019/20 | 20/11/2019 | PLANNED | 300 | 10 | 30 | 0.00036174 | 1.2058e-05
| 2019/20 | 20/11/2019 | PLANNED | 11869 | 83 | 143 | 0.014312 | 0.00010008
| 2019/20 | 20/11/2019 | PLANNED | 2025 | 15 | 135 | 0.0024417 | 1.8087e-05
| 2019/20 | 20/11/2019 | PLANNED | 462 | 33 | 14 | 0.00055708 | 3.9791e-05
| 2019/20 | 20/11/2019 | PLANNED | 6890 | 65 | 106 | 0.008308 | 7.8377e-05
| 2019/20 | 20/11/2019 | PLANNED | 15 | 3 | 5 | 1.8087e-05 | 3.6174e-06
| 2019/20 | 20/11/2019 | PLANNED | 11457 | 67 | 171 | 0.013815 | 8.0789e-05
| 2019/20 | 20/11/2019 | PLANNED | 62 | 1 | 62 | 7.476e-05 | 1.2058e-06
| 2019/20 | 20/11/2019 | PLANNED | 30 | 3 | 10 | 3.6174e-05 | 3.6174e-06
| 2019/20 | 20/11/2019 | PLANNED | 70 | 1 | 70 | 8.4406e-05 | 1.2058e-06
| 2019/20 | 20/11/2019 | PLANNED | 703 | 19 | 37 | 0.00084768 | 2.291e-05
| 2019/20 | 21/11/2019 | PLANNED | 30 | 1 | 30 | 3.6174e-05 | 1.2058e-06
| 2019/20 | 21/11/2019 | PLANNED | 13944 | 42 | 332 | 0.016814 | 5.0644e-05
| 2019/20 | 21/11/2019 | PLANNED | 46410 | 255 | 182 | 0.055961 | 0.00030748
| 2019/20 | 21/11/2019 | PLANNED | 66 | 1 | 66 | 7.9583e-05 | 1.2058e-06
| 2019/20 | 21/11/2019 | PLANNED | 226 | 1 | 226 | 0.00027251 | 1.2058e-06
| 2019/20 | 21/11/2019 | PLANNED | 2149 | 7 | 307 | 0.0025913 | 8.4406e-06
| 2019/20 | 21/11/2019 | PLANNED | 4613 | 15 | 307.5333 | 0.0055624 | 1.8087e-05
| 2019/20 | 21/11/2019 | PLANNED | 955 | 1 | 955 | 0.0011515 | 1.2058e-06
| 2019/20 | 21/11/2019 | PLANNED | 487 | 4 | 121.75 | 0.00058722 | 4.8232e-06
| 2019/20 | 21/11/2019 | PLANNED | 58 | 1 | 58 | 6.9936e-05 | 1.2058e-06
| 2019/20 | 21/11/2019 | PLANNED | 78 | 3 | 26 | 9.4052e-05 | 3.6174e-06
| 2019/20 | 21/11/2019 | PLANNED | 86 | 2 | 43 | 0.0001037 | 2.4116e-06
| 2019/20 | 21/11/2019 | PLANNED | 122 | 2 | 61 | 0.00014711 | 2.4116e-06
| 2019/20 | 22/11/2019 | PLANNED | 14352 | 52 | 276 | 0.017306 | 6.2702e-05
| 2019/20 | 22/11/2019 | PLANNED | 990 | 30 | 33 | 0.0011937 | 3.6174e-05
| 2019/20 | 22/11/2019 | PLANNED | 7945 | 24 | 331.0417 | 0.0095801 | 2.8939e-05
| 2019/20 | 22/11/2019 | PLANNED | 6486 | 23 | 282 | 0.0078208 | 2.7733e-05
| 2019/20 | 22/11/2019 | PLANNED | 13408 | 67 | 200.1194 | 0.016167 | 8.0789e-05
| 2019/20 | 22/11/2019 | PLANNED | 2610 | 10 | 261 | 0.0031471 | 1.2058e-05
| 2019/20 | 22/11/2019 | PLANNED | 26 | 1 | 26 | 3.1351e-05 | 1.2058e-06
| 2019/20 | 22/11/2019 | PLANNED | 12000 | 48 | 250 | 0.01447 | 5.7878e-05
| 2019/20 | 22/11/2019 | PLANNED | 6094 | 22 | 277 | 0.0073481 | 2.6528e-05
| 2019/20 | 22/11/2019 | PLANNED | 985 | 19 | 51.8421 | 0.0011877 | 2.291e-05
| 2019/20 | 22/11/2019 | PLANNED | 2622 | 10 | 262.2 | 0.0031616 | 1.2058e-05
| 2019/20 | 22/11/2019 | PLANNED | 32 | 1 | 32 | 3.8586e-05 | 1.2058e-06
| 2019/20 | 22/11/2019 | PLANNED | 1140 | 4 | 285 | 0.0013746 | 4.8232e-06
| 2019/20 | 22/11/2019 | PLANNED | 70 | 2 | 35 | 8.4406e-05 | 2.4116e-06
| 2019/20 | 22/11/2019 | PLANNED | 2890 | 10 | 289 | 0.0034848 | 1.2058e-05
| 2019/20 | 22/11/2019 | PLANNED | 108 | 3 | 36 | 0.00013023 | 3.6174e-06
| 2019/20 | 22/11/2019 | PLANNED | 217 | 7 | 31 | 0.00026166 | 8.4406e-06
| 2019/20 | 22/11/2019 | PLANNED | 588 | 147 | 4 | 0.00070901 | 0.00017725
| 2019/20 | 22/11/2019 | PLANNED | 346 | 2 | 173 | 0.00041721 | 2.4116e-06
| 2019/20 | 22/11/2019 | PLANNED | 32 | 1 | 32 | 3.8586e-05 | 1.2058e-06
| 2019/20 | 22/11/2019 | PLANNED | 146 | 2 | 73 | 0.00017605 | 2.4116e-06
| 2019/20 | 22/11/2019 | PLANNED | 32 | 1 | 32 | 3.8586e-05 | 1.2058e-06
| 2019/20 | 22/11/2019 | PLANNED | 990 | 110 | 9 | 0.0011937 | 0.00013264
| 2019/20 | 22/11/2019 | PLANNED | 210 | 7 | 30 | 0.00025322 | 8.4406e-06
| 2019/20 | 22/11/2019 | PLANNED | 50 | 2 | 25 | 6.029e-05 | 2.4116e-06
| 2019/20 | 22/11/2019 | PLANNED | 3192 | 84 | 38 | 0.0038489 | 0.00010129
| 2019/20 | 23/11/2019 | PLANNED | 13715 | 43 | 318.9535 | 0.016538 | 5.1849e-05
| 2019/20 | 23/11/2019 | PLANNED | 22448 | 92 | 244 | 0.027068 | 0.00011093
| 2019/20 | 23/11/2019 | PLANNED | 368 | 8 | 46 | 0.00044373 | 9.6464e-06
| 2019/20 | 23/11/2019 | PLANNED | 403767 | 1479 | 273 | 0.48686 | 0.0017834
| 2019/20 | 24/11/2019 | PLANNED | 142845 | 267 | 535 | 0.17224 | 0.00032195
| 2019/20 | 24/11/2019 | PLANNED | 774 | 2 | 387 | 0.00093329 | 2.4116e-06
| 2019/20 | 24/11/2019 | PLANNED | 900 | 2 | 450 | 0.0010852 | 2.4116e-06
| 2019/20 | 24/11/2019 | PLANNED | 55527 | 150 | 370.18 | 0.066954 | 0.00018087
| 2019/20 | 24/11/2019 | PLANNED | 5820 | 12 | 485 | 0.0070178 | 1.447e-05
| 2019/20 | 24/11/2019 | PLANNED | 4230 | 9 | 470 | 0.0051005 | 1.0852e-05
| 2019/20 | 24/11/2019 | PLANNED | 128238 | 737 | 174 | 0.15463 | 0.00088867
| 2019/20 | 24/11/2019 | PLANNED | 10350 | 46 | 225 | 0.01248 | 5.5467e-05
| 2019/20 | 24/11/2019 | PLANNED | 1005 | 3 | 335 | 0.0012118 | 3.6174e-06
| 2019/20 | 24/11/2019 | PLANNED | 2232 | 8 | 279 | 0.0026913 | 9.6464e-06
| 2019/20 | 24/11/2019 | PLANNED | 21660 | 76 | 285 | 0.026118 | 9.1641e-05
| 2019/20 | 24/11/2019 | PLANNED | 450 | 10 | 45 | 0.00054261 | 1.2058e-05
| 2019/20 | 25/11/2019 | PLANNED | 509 | 1 | 509 | 0.00061375 | 1.2058e-06
| 2019/20 | 25/11/2019 | PLANNED | 1875 | 5 | 375 | 0.0022609 | 6.029e-06
| 2019/20 | 25/11/2019 | PLANNED | 17680 | 68 | 260 | 0.021319 | 8.1994e-05
| 2019/20 | 25/11/2019 | PLANNED | 68 | 2 | 34 | 8.1994e-05 | 2.4116e-06
| 2019/20 | 25/11/2019 | PLANNED | 331888 | 862 | 385.0209 | 0.40019 | 0.0010394
| 2019/20 | 25/11/2019 | PLANNED | 3920 | 29 | 135.1724 | 0.0047267 | 3.4968e-05
| 2019/20 | 25/11/2019 | PLANNED | 3954 | 10 | 395.4 | 0.0047677 | 1.2058e-05
| 2019/20 | 25/11/2019 | PLANNED | 20515 | 55 | 373 | 0.024737 | 6.6319e-05
| 2019/20 | 25/11/2019 | PLANNED | 775 | 4 | 193.75 | 0.00093449 | 4.8232e-06
| 2019/20 | 25/11/2019 | PLANNED | 460 | 4 | 115 | 0.00055467 | 4.8232e-06
| 2019/20 | 25/11/2019 | PLANNED | 69 | 1 | 69 | 8.32e-05 | 1.2058e-06
| 2019/20 | 25/11/2019 | PLANNED | 14018 | 43 | 326 | 0.016903 | 5.1849e-05
| 2019/20 | 25/11/2019 | PLANNED | 354 | 1 | 354 | 0.00042685 | 1.2058e-06
| 2019/20 | 25/11/2019 | PLANNED | 880 | 4 | 220 | 0.0010611 | 4.8232e-06
| 2019/20 | 25/11/2019 | PLANNED | 22849 | 73 | 313 | 0.027551 | 8.8023e-05
| 2019/20 | 25/11/2019 | PLANNED | 476 | 4 | 119 | 0.00057396 | 4.8232e-06
| 2019/20 | 25/11/2019 | PLANNED | 140 | 2 | 70 | 0.00016881 | 2.4116e-06
| 2019/20 | 25/11/2019 | PLANNED | 240 | 4 | 60 | 0.00028939 | 4.8232e-06
| 2019/20 | 25/11/2019 | PLANNED | 180 | 4 | 45 | 0.00021704 | 4.8232e-06
| 2019/20 | 25/11/2019 | PLANNED | 135 | 3 | 45 | 0.00016278 | 3.6174e-06
| 2019/20 | 26/11/2019 | PLANNED | 80 | 1 | 80 | 9.6464e-05 | 1.2058e-06
| 2019/20 | 26/11/2019 | PLANNED | 51875 | 125 | 415 | 0.062551 | 0.00015072
| 2019/20 | 26/11/2019 | PLANNED | 336 | 3 | 112 | 0.00040515 | 3.6174e-06
| 2019/20 | 26/11/2019 | PLANNED | 1400 | 5 | 280 | 0.0016881 | 6.029e-06
| 2019/20 | 26/11/2019 | PLANNED | 9351 | 24 | 389.625 | 0.011275 | 2.8939e-05
| 2019/20 | 26/11/2019 | PLANNED | 780 | 4 | 195 | 0.00094052 | 4.8232e-06
| 2019/20 | 26/11/2019 | PLANNED | 117466 | 1506 | 77.9987 | 0.14164 | 0.0018159
| 2019/20 | 26/11/2019 | PLANNED | 9800 | 35 | 280 | 0.011817 | 4.2203e-05
| 2019/20 | 26/11/2019 | PLANNED | 2090 | 10 | 209 | 0.0025201 | 1.2058e-05
| 2019/20 | 26/11/2019 | PLANNED | 2904 | 24 | 121 | 0.0035016 | 2.8939e-05
| 2019/20 | 26/11/2019 | PLANNED | 2292 | 6 | 382 | 0.0027637 | 7.2348e-06
| 2019/20 | 26/11/2019 | PLANNED | 112 | 2 | 56 | 0.00013505 | 2.4116e-06
| 2019/20 | 26/11/2019 | PLANNED | 290 | 2 | 145 | 0.00034968 | 2.4116e-06
| 2019/20 | 26/11/2019 | PLANNED | 1980 | 11 | 180 | 0.0023875 | 1.3264e-05
| 2019/20 | 26/11/2019 | PLANNED | 263 | 1 | 263 | 0.00031713 | 1.2058e-06
| 2019/20 | 26/11/2019 | PLANNED | 37060 | 109 | 340 | 0.044687 | 0.00013143
| 2019/20 | 26/11/2019 | PLANNED | 80 | 16 | 5 | 9.6464e-05 | 1.9293e-05
| 2019/20 | 26/11/2019 | PLANNED | 1421 | 7 | 203 | 0.0017134 | 8.4406e-06
| 2019/20 | 26/11/2019 | PLANNED | 12 | 1 | 12 | 1.447e-05 | 1.2058e-06
| 2019/20 | 26/11/2019 | PLANNED | 4852 | 215 | 22.5674 | 0.0058505 | 0.00025925
| 2019/20 | 26/11/2019 | PLANNED | 3468 | 12 | 289 | 0.0041817 | 1.447e-05
| 2019/20 | 26/11/2019 | PLANNED | 555 | 3 | 185 | 0.00066922 | 3.6174e-06
| 2019/20 | 26/11/2019 | PLANNED | 57 | 3 | 19 | 6.8731e-05 | 3.6174e-06
| 2019/20 | 26/11/2019 | PLANNED | 75 | 3 | 25 | 9.0435e-05 | 3.6174e-06
| 2019/20 | 26/11/2019 | PLANNED | 29 | 1 | 29 | 3.4968e-05 | 1.2058e-06
| 2019/20 | 26/11/2019 | PLANNED | 70 | 7 | 10 | 8.4406e-05 | 8.4406e-06
| 2019/20 | 26/11/2019 | PLANNED | 96 | 2 | 48 | 0.00011576 | 2.4116e-06
| 2019/20 | 26/11/2019 | PLANNED | 4 | 1 | 4 | 4.8232e-06 | 1.2058e-06
| 2019/20 | 26/11/2019 | PLANNED | 54 | 2 | 27 | 6.5113e-05 | 2.4116e-06
| 2019/20 | 26/11/2019 | PLANNED | 25 | 1 | 25 | 3.0145e-05 | 1.2058e-06
| 2019/20 | 26/11/2019 | PLANNED | 38 | 2 | 19 | 4.582e-05 | 2.4116e-06
| 2019/20 | 26/11/2019 | PLANNED | 450 | 18 | 25 | 0.00054261 | 2.1704e-05
| 2019/20 | 26/11/2019 | PLANNED | 240 | 4 | 60 | 0.00028939 | 4.8232e-06
| 2019/20 | 27/11/2019 | PLANNED | 21045 | 61 | 345 | 0.025376 | 7.3554e-05
| 2019/20 | 27/11/2019 | PLANNED | 10512 | 24 | 438 | 0.012675 | 2.8939e-05
| 2019/20 | 27/11/2019 | PLANNED | 35972 | 92 | 391 | 0.043375 | 0.00011093
| 2019/20 | 27/11/2019 | PLANNED | 18001 | 47 | 383 | 0.021706 | 5.6673e-05
| 2019/20 | 27/11/2019 | PLANNED | 41272 | 102 | 404.6275 | 0.049766 | 0.00012299
| 2019/20 | 27/11/2019 | PLANNED | 33108 | 93 | 356 | 0.039922 | 0.00011214
| 2019/20 | 27/11/2019 | PLANNED | 420 | 4 | 105 | 0.00050644 | 4.8232e-06
| 2019/20 | 27/11/2019 | PLANNED | 2100 | 6 | 350 | 0.0025322 | 7.2348e-06
| 2019/20 | 27/11/2019 | PLANNED | 13330 | 43 | 310 | 0.016073 | 5.1849e-05
| 2019/20 | 27/11/2019 | PLANNED | 468543 | 1317 | 355.7654 | 0.56497 | 0.001588
| 2019/20 | 27/11/2019 | PLANNED | 4120 | 13 | 316.9231 | 0.0049679 | 1.5675e-05
| 2019/20 | 27/11/2019 | PLANNED | 5488 | 16 | 343 | 0.0066174 | 1.9293e-05
| 2019/20 | 27/11/2019 | PLANNED | 34343 | 91 | 377.3956 | 0.041411 | 0.00010973
| 2019/20 | 27/11/2019 | PLANNED | 62400 | 234 | 266.6667 | 0.075242 | 0.00028216
| 2019/20 | 27/11/2019 | PLANNED | 3 | 1 | 3 | 3.6174e-06 | 1.2058e-06
| 2019/20 | 27/11/2019 | PLANNED | 864 | 108 | 8 | 0.0010418 | 0.00013023
| 2019/20 | 27/11/2019 | PLANNED | 1029 | 7 | 147 | 0.0012408 | 8.4406e-06
| 2019/20 | 27/11/2019 | PLANNED | 210 | 2 | 105 | 0.00025322 | 2.4116e-06
| 2019/20 | 27/11/2019 | PLANNED | 5 | 1 | 5 | 6.029e-06 | 1.2058e-06
| 2019/20 | 27/11/2019 | PLANNED | 35 | 1 | 35 | 4.2203e-05 | 1.2058e-06
| 2019/20 | 27/11/2019 | PLANNED | 27 | 1 | 27 | 3.2557e-05 | 1.2058e-06
| 2019/20 | 27/11/2019 | PLANNED | 516 | 4 | 129 | 0.00062219 | 4.8232e-06
| 2019/20 | 27/11/2019 | PLANNED | 2088 | 174 | 12 | 0.0025177 | 0.00020981
| 2019/20 | 27/11/2019 | PLANNED | 150 | 2 | 75 | 0.00018087 | 2.4116e-06
| 2019/20 | 27/11/2019 | PLANNED | 21 | 3 | 7 | 2.5322e-05 | 3.6174e-06
| 2019/20 | 27/11/2019 | PLANNED | 45 | 1 | 45 | 5.4261e-05 | 1.2058e-06
| 2019/20 | 28/11/2019 | PLANNED | 7390 | 36 | 205.2778 | 0.0089109 | 4.3409e-05
| 2019/20 | 28/11/2019 | PLANNED | 17816 | 68 | 262 | 0.021483 | 8.1994e-05
| 2019/20 | 28/11/2019 | PLANNED | 3465 | 9 | 385 | 0.0041781 | 1.0852e-05
| 2019/20 | 28/11/2019 | PLANNED | 11454 | 40 | 286.35 | 0.013811 | 4.8232e-05
| 2019/20 | 28/11/2019 | PLANNED | 213161 | 502 | 424.6235 | 0.25703 | 0.00060531
| 2019/20 | 28/11/2019 | PLANNED | 9045 | 27 | 335 | 0.010906 | 3.2557e-05
| 2019/20 | 28/11/2019 | PLANNED | 98919 | 261 | 379 | 0.11928 | 0.00031471
| 2019/20 | 28/11/2019 | PLANNED | 2418 | 6 | 403 | 0.0029156 | 7.2348e-06
| 2019/20 | 28/11/2019 | PLANNED | 4769 | 19 | 251 | 0.0057505 | 2.291e-05
| 2019/20 | 28/11/2019 | PLANNED | 21065 | 56 | 376.1607 | 0.0254 | 6.7525e-05
| 2019/20 | 28/11/2019 | PLANNED | 17680 | 80 | 221 | 0.021319 | 9.6464e-05
| 2019/20 | 28/11/2019 | PLANNED | 99 | 3 | 33 | 0.00011937 | 3.6174e-06
| 2019/20 | 28/11/2019 | PLANNED | 6302 | 23 | 274 | 0.007599 | 2.7733e-05
| 2019/20 | 28/11/2019 | PLANNED | 3353 | 11 | 304.8182 | 0.004043 | 1.3264e-05
| 2019/20 | 28/11/2019 | PLANNED | 844 | 4 | 211 | 0.0010177 | 4.8232e-06
| 2019/20 | 28/11/2019 | PLANNED | 68 | 2 | 34 | 8.1994e-05 | 2.4116e-06
| 2019/20 | 28/11/2019 | PLANNED | 34565 | 155 | 223 | 0.041678 | 0.0001869
| 2019/20 | 28/11/2019 | PLANNED | 1793 | 11 | 163 | 0.002162 | 1.3264e-05
| 2019/20 | 28/11/2019 | PLANNED | 1740 | 6 | 290 | 0.0020981 | 7.2348e-06
| 2019/20 | 28/11/2019 | PLANNED | 21500 | 99 | 217.1717 | 0.025925 | 0.00011937
| 2019/20 | 28/11/2019 | PLANNED | 12629 | 35 | 360.8286 | 0.015228 | 4.2203e-05
| 2019/20 | 28/11/2019 | PLANNED | 86 | 2 | 43 | 0.0001037 | 2.4116e-06
| 2019/20 | 28/11/2019 | PLANNED | 11628 | 38 | 306 | 0.014021 | 4.582e-05
| 2019/20 | 28/11/2019 | PLANNED | 340 | 4 | 85 | 0.00040997 | 4.8232e-06
| 2019/20 | 28/11/2019 | PLANNED | 1300 | 5 | 260 | 0.0015675 | 6.029e-06
| 2019/20 | 28/11/2019 | PLANNED | 75 | 3 | 25 | 9.0435e-05 | 3.6174e-06
| 2019/20 | 28/11/2019 | PLANNED | 22 | 1 | 22 | 2.6528e-05 | 1.2058e-06
| 2019/20 | 28/11/2019 | PLANNED | 108 | 4 | 27 | 0.00013023 | 4.8232e-06
| 2019/20 | 28/11/2019 | PLANNED | 515 | 5 | 103 | 0.00062099 | 6.029e-06
| 2019/20 | 28/11/2019 | PLANNED | 20 | 1 | 20 | 2.4116e-05 | 1.2058e-06
| 2019/20 | 28/11/2019 | PLANNED | 128 | 4 | 32 | 0.00015434 | 4.8232e-06
| 2019/20 | 28/11/2019 | PLANNED | 139 | 1 | 139 | 0.00016761 | 1.2058e-06
| 2019/20 | 28/11/2019 | PLANNED | 70 | 2 | 35 | 8.4406e-05 | 2.4116e-06
| 2019/20 | 28/11/2019 | PLANNED | 27 | 1 | 27 | 3.2557e-05 | 1.2058e-06
| 2019/20 | 29/11/2019 | PLANNED | 279 | 1 | 279 | 0.00033642 | 1.2058e-06
| 2019/20 | 29/11/2019 | PLANNED | 23688 | 72 | 329 | 0.028563 | 8.6818e-05
| 2019/20 | 29/11/2019 | PLANNED | 93 | 31 | 3 | 0.00011214 | 3.738e-05
| 2019/20 | 29/11/2019 | PLANNED | 13539 | 45 | 300.8667 | 0.016325 | 5.4261e-05
| 2019/20 | 29/11/2019 | PLANNED | 4400 | 12 | 366.6667 | 0.0053055 | 1.447e-05
| 2019/20 | 29/11/2019 | PLANNED | 225 | 45 | 5 | 0.0002713 | 5.4261e-05
| 2019/20 | 29/11/2019 | PLANNED | 6240 | 20 | 312 | 0.0075242 | 2.4116e-05
| 2019/20 | 29/11/2019 | PLANNED | 2784 | 8 | 348 | 0.0033569 | 9.6464e-06
| 2019/20 | 29/11/2019 | PLANNED | 48415 | 145 | 333.8966 | 0.058379 | 0.00017484
| 2019/20 | 29/11/2019 | PLANNED | 105 | 15 | 7 | 0.00012661 | 1.8087e-05
| 2019/20 | 29/11/2019 | PLANNED | 50 | 1 | 50 | 6.029e-05 | 1.2058e-06
| 2019/20 | 29/11/2019 | PLANNED | 79 | 1 | 79 | 9.5258e-05 | 1.2058e-06
| 2019/20 | 29/11/2019 | PLANNED | 63 | 9 | 7 | 7.5965e-05 | 1.0852e-05
| 2019/20 | 29/11/2019 | PLANNED | 14880 | 48 | 310 | 0.017942 | 5.7878e-05
| 2019/20 | 29/11/2019 | PLANNED | 30 | 1 | 30 | 3.6174e-05 | 1.2058e-06
| 2019/20 | 29/11/2019 | PLANNED | 13639 | 69 | 197.6667 | 0.016446 | 8.32e-05
| 2019/20 | 29/11/2019 | PLANNED | 20 | 4 | 5 | 2.4116e-05 | 4.8232e-06
| 2019/20 | 29/11/2019 | PLANNED | 7600 | 38 | 200 | 0.0091641 | 4.582e-05
| 2019/20 | 29/11/2019 | PLANNED | 8630 | 41 | 210.4878 | 0.010406 | 4.9438e-05
| 2019/20 | 29/11/2019 | PLANNED | 3341 | 13 | 257 | 0.0040286 | 1.5675e-05
| 2019/20 | 29/11/2019 | PLANNED | 8050 | 46 | 175 | 0.0097067 | 5.5467e-05
| 2019/20 | 29/11/2019 | PLANNED | 5270 | 31 | 170 | 0.0063546 | 3.738e-05
| 2019/20 | 29/11/2019 | PLANNED | 400 | 2 | 200 | 0.00048232 | 2.4116e-06
| 2019/20 | 29/11/2019 | PLANNED | 6216 | 42 | 148 | 0.0074953 | 5.0644e-05
| 2019/20 | 29/11/2019 | PLANNED | 51 | 1 | 51 | 6.1496e-05 | 1.2058e-06
| 2019/20 | 29/11/2019 | PLANNED | 21 | 3 | 7 | 2.5322e-05 | 3.6174e-06
| 2019/20 | 29/11/2019 | PLANNED | 75 | 3 | 25 | 9.0435e-05 | 3.6174e-06
| 2019/20 | 29/11/2019 | PLANNED | 180 | 2 | 90 | 0.00021704 | 2.4116e-06
| 2019/20 | 29/11/2019 | PLANNED | 900 | 6 | 150 | 0.0010852 | 7.2348e-06
| 2019/20 | 29/11/2019 | PLANNED | 7 | 1 | 7 | 8.4406e-06 | 1.2058e-06
| 2019/20 | 29/11/2019 | PLANNED | 15 | 1 | 15 | 1.8087e-05 | 1.2058e-06
| 2019/20 | 29/11/2019 | PLANNED | 300 | 4 | 75 | 0.00036174 | 4.8232e-06
| 2019/20 | 29/11/2019 | PLANNED | 4 | 2 | 2 | 4.8232e-06 | 2.4116e-06
| 2019/20 | 30/11/2019 | PLANNED | 1260 | 210 | 6 | 0.0015193 | 0.00025322
| 2019/20 | 30/11/2019 | PLANNED | 2289 | 7 | 327 | 0.0027601 | 8.4406e-06
| 2019/20 | 30/11/2019 | PLANNED | 24750 | 99 | 250 | 0.029844 | 0.00011937
| 2019/20 | 30/11/2019 | PLANNED | 21138 | 78 | 271 | 0.025488 | 9.4052e-05
| 2019/20 | 30/11/2019 | PLANNED | 1020 | 12 | 85 | 0.0012299 | 1.447e-05
| 2019/20 | 30/11/2019 | PLANNED | 31207 | 268 | 116.444 | 0.037629 | 0.00032315
| 2019/20 | 1/12/2019 | PLANNED | 15345 | 31 | 495 | 0.018503 | 3.738e-05
| 2019/20 | 1/12/2019 | PLANNED | 81953 | 347 | 236.1758 | 0.098819 | 0.00041841
| 2019/20 | 1/12/2019 | PLANNED | 9555 | 49 | 195 | 0.011521 | 5.9084e-05
| 2019/20 | 1/12/2019 | PLANNED | 55511 | 131 | 423.7481 | 0.066935 | 0.00015796
| 2019/20 | 1/12/2019 | PLANNED | 8960 | 32 | 280 | 0.010804 | 3.8586e-05
| 2019/20 | 1/12/2019 | PLANNED | 10999 | 17 | 647 | 0.013263 | 2.0499e-05
| 2019/20 | 1/12/2019 | PLANNED | 3264 | 11 | 296.7273 | 0.0039357 | 1.3264e-05
| 2019/20 | 1/12/2019 | PLANNED | 9010 | 28 | 321.7857 | 0.010864 | 3.3762e-05
| 2019/20 | 1/12/2019 | PLANNED | 4114 | 34 | 121 | 0.0049607 | 4.0997e-05
| 2019/20 | 1/12/2019 | PLANNED | 1496 | 136 | 11 | 0.0018039 | 0.00016399
| 2019/20 | 1/12/2019 | PLANNED | 186093 | 667 | 279 | 0.22439 | 0.00080427
| 2019/20 | 2/12/2019 | PLANNED | 285 | 19 | 15 | 0.00034365 | 2.291e-05
| 2019/20 | 2/12/2019 | PLANNED | 1674 | 6 | 279 | 0.0020185 | 7.2348e-06
| 2019/20 | 2/12/2019 | PLANNED | 136281 | 317 | 429.9085 | 0.16433 | 0.00038224
| 2019/20 | 2/12/2019 | PLANNED | 10670 | 194 | 55 | 0.012866 | 0.00023393
| 2019/20 | 2/12/2019 | PLANNED | 324 | 1 | 324 | 0.00039068 | 1.2058e-06
| 2019/20 | 2/12/2019 | PLANNED | 240 | 1 | 240 | 0.00028939 | 1.2058e-06
| 2019/20 | 2/12/2019 | PLANNED | 348 | 1 | 348 | 0.00041962 | 1.2058e-06
| 2019/20 | 2/12/2019 | PLANNED | 8700 | 25 | 348 | 0.01049 | 3.0145e-05
| 2019/20 | 2/12/2019 | PLANNED | 4144 | 14 | 296 | 0.0049968 | 1.6881e-05
| 2019/20 | 2/12/2019 | PLANNED | 4103 | 11 | 373 | 0.0049474 | 1.3264e-05
| 2019/20 | 2/12/2019 | PLANNED | 38376 | 104 | 369 | 0.046274 | 0.0001254
| 2019/20 | 2/12/2019 | PLANNED | 4000 | 25 | 160 | 0.0048232 | 3.0145e-05
| 2019/20 | 2/12/2019 | PLANNED | 252 | 4 | 63 | 0.00030386 | 4.8232e-06
| 2019/20 | 2/12/2019 | PLANNED | 670 | 2 | 335 | 0.00080789 | 2.4116e-06
| 2019/20 | 2/12/2019 | PLANNED | 410 | 1 | 410 | 0.00049438 | 1.2058e-06
| 2019/20 | 2/12/2019 | PLANNED | 2695 | 11 | 245 | 0.0032496 | 1.3264e-05
| 2019/20 | 2/12/2019 | PLANNED | 5166 | 18 | 287 | 0.0062292 | 2.1704e-05
| 2019/20 | 2/12/2019 | PLANNED | 3439 | 40 | 85.975 | 0.0041467 | 4.8232e-05
| 2019/20 | 2/12/2019 | PLANNED | 284 | 1 | 284 | 0.00034245 | 1.2058e-06
| 2019/20 | 2/12/2019 | PLANNED | 70 | 2 | 35 | 8.4406e-05 | 2.4116e-06
| 2019/20 | 2/12/2019 | PLANNED | 3712 | 32 | 116 | 0.0044759 | 3.8586e-05
| 2019/20 | 2/12/2019 | PLANNED | 220 | 2 | 110 | 0.00026528 | 2.4116e-06
| 2019/20 | 2/12/2019 | PLANNED | 110 | 2 | 55 | 0.00013264 | 2.4116e-06
| 2019/20 | 3/12/2019 | PLANNED | 24 | 3 | 8 | 2.8939e-05 | 3.6174e-06
| 2019/20 | 3/12/2019 | PLANNED | 27470 | 82 | 335 | 0.033123 | 9.8876e-05
| 2019/20 | 3/12/2019 | PLANNED | 9776 | 52 | 188 | 0.011788 | 6.2702e-05
| 2019/20 | 3/12/2019 | PLANNED | 5215 | 15 | 347.6667 | 0.0062882 | 1.8087e-05
| 2019/20 | 3/12/2019 | PLANNED | 89604 | 262 | 342 | 0.10804 | 0.00031592
| 2019/20 | 3/12/2019 | PLANNED | 3240 | 54 | 60 | 0.0039068 | 6.5113e-05
| 2019/20 | 3/12/2019 | PLANNED | 945 | 5 | 189 | 0.0011395 | 6.029e-06
| 2019/20 | 3/12/2019 | PLANNED | 6570 | 18 | 365 | 0.0079221 | 2.1704e-05
| 2019/20 | 3/12/2019 | PLANNED | 6807 | 18 | 378.1667 | 0.0082079 | 2.1704e-05
| 2019/20 | 3/12/2019 | PLANNED | 4586 | 17 | 269.7647 | 0.0055298 | 2.0499e-05
| 2019/20 | 3/12/2019 | PLANNED | 8136 | 24 | 339 | 0.0098104 | 2.8939e-05
| 2019/20 | 3/12/2019 | PLANNED | 4485 | 65 | 69 | 0.005408 | 7.8377e-05
| 2019/20 | 3/12/2019 | PLANNED | 194949 | 456 | 427.5197 | 0.23507 | 0.00054984
| 2019/20 | 3/12/2019 | PLANNED | 10660 | 52 | 205 | 0.012854 | 6.2702e-05
| 2019/20 | 3/12/2019 | PLANNED | 5850 | 25 | 234 | 0.0070539 | 3.0145e-05
| 2019/20 | 3/12/2019 | PLANNED | 508 | 2 | 254 | 0.00061255 | 2.4116e-06
| 2019/20 | 3/12/2019 | PLANNED | 555 | 3 | 185 | 0.00066922 | 3.6174e-06
| 2019/20 | 3/12/2019 | PLANNED | 155 | 1 | 155 | 0.0001869 | 1.2058e-06
| 2019/20 | 3/12/2019 | PLANNED | 61500 | 268 | 229.4776 | 0.074157 | 0.00032315
| 2019/20 | 3/12/2019 | PLANNED | 44 | 4 | 11 | 5.3055e-05 | 4.8232e-06
| 2019/20 | 3/12/2019 | PLANNED | 636 | 2 | 318 | 0.00076689 | 2.4116e-06
| 2019/20 | 3/12/2019 | PLANNED | 215 | 1 | 215 | 0.00025925 | 1.2058e-06
| 2019/20 | 3/12/2019 | PLANNED | 210 | 2 | 105 | 0.00025322 | 2.4116e-06
| 2019/20 | 3/12/2019 | PLANNED | 710 | 10 | 71 | 0.00085612 | 1.2058e-05
| 2019/20 | 3/12/2019 | PLANNED | 4800 | 96 | 50 | 0.0057878 | 0.00011576
| 2019/20 | 3/12/2019 | PLANNED | 616 | 8 | 77 | 0.00074277 | 9.6464e-06
| 2019/20 | 3/12/2019 | PLANNED | 42 | 3 | 14 | 5.0644e-05 | 3.6174e-06
| 2019/20 | 3/12/2019 | PLANNED | 56 | 1 | 56 | 6.7525e-05 | 1.2058e-06
| 2019/20 | 4/12/2019 | PLANNED | 40001 | 181 | 221 | 0.048233 | 0.00021825
| 2019/20 | 4/12/2019 | PLANNED | 7761 | 36 | 215.5833 | 0.0093582 | 4.3409e-05
| 2019/20 | 4/12/2019 | PLANNED | 1680 | 10 | 168 | 0.0020257 | 1.2058e-05
| 2019/20 | 4/12/2019 | PLANNED | 1275 | 5 | 255 | 0.0015374 | 6.029e-06
| 2019/20 | 4/12/2019 | PLANNED | 2736 | 12 | 228 | 0.0032991 | 1.447e-05
| 2019/20 | 4/12/2019 | PLANNED | 67065 | 255 | 263 | 0.080867 | 0.00030748
| 2019/20 | 4/12/2019 | PLANNED | 155 | 1 | 155 | 0.0001869 | 1.2058e-06
| 2019/20 | 4/12/2019 | PLANNED | 158 | 1 | 158 | 0.00019052 | 1.2058e-06
| 2019/20 | 4/12/2019 | PLANNED | 1939 | 7 | 277 | 0.002338 | 8.4406e-06
| 2019/20 | 4/12/2019 | PLANNED | 50730 | 190 | 267 | 0.06117 | 0.0002291
| 2019/20 | 4/12/2019 | PLANNED | 6806 | 41 | 166 | 0.0082067 | 4.9438e-05
| 2019/20 | 4/12/2019 | PLANNED | 151 | 1 | 151 | 0.00018208 | 1.2058e-06
| 2019/20 | 4/12/2019 | PLANNED | 36088 | 104 | 347 | 0.043515 | 0.0001254
| 2019/20 | 4/12/2019 | PLANNED | 14 | 2 | 7 | 1.6881e-05 | 2.4116e-06
| 2019/20 | 4/12/2019 | PLANNED | 5130 | 27 | 190 | 0.0061858 | 3.2557e-05
| 2019/20 | 4/12/2019 | PLANNED | 1000 | 4 | 250 | 0.0012058 | 4.8232e-06
| 2019/20 | 4/12/2019 | PLANNED | 7650 | 30 | 255 | 0.0092244 | 3.6174e-05
| 2019/20 | 4/12/2019 | PLANNED | 2792 | 8 | 349 | 0.0033666 | 9.6464e-06
| 2019/20 | 4/12/2019 | PLANNED | 23700 | 79 | 300 | 0.028577 | 9.5258e-05
| 2019/20 | 4/12/2019 | PLANNED | 27750 | 111 | 250 | 0.033461 | 0.00013384
| 2019/20 | 4/12/2019 | PLANNED | 504 | 2 | 252 | 0.00060772 | 2.4116e-06
| 2019/20 | 4/12/2019 | PLANNED | 218 | 2 | 109 | 0.00026286 | 2.4116e-06
| 2019/20 | 4/12/2019 | PLANNED | 494 | 2 | 247 | 0.00059567 | 2.4116e-06
| 2019/20 | 4/12/2019 | PLANNED | 6514 | 31 | 210.129 | 0.0078546 | 3.738e-05
| 2019/20 | 4/12/2019 | PLANNED | 9130 | 166 | 55 | 0.011009 | 0.00020016
| 2019/20 | 4/12/2019 | PLANNED | 192 | 4 | 48 | 0.00023151 | 4.8232e-06
| 2019/20 | 4/12/2019 | PLANNED | 14 | 2 | 7 | 1.6881e-05 | 2.4116e-06
| 2019/20 | 4/12/2019 | PLANNED | 270 | 1 | 270 | 0.00032557 | 1.2058e-06
| 2019/20 | 4/12/2019 | PLANNED | 5 | 2 | 2.5 | 6.029e-06 | 2.4116e-06
| 2019/20 | 4/12/2019 | PLANNED | 160 | 2 | 80 | 0.00019293 | 2.4116e-06
| 2019/20 | 4/12/2019 | PLANNED | 170 | 2 | 85 | 0.00020499 | 2.4116e-06
| 2019/20 | 4/12/2019 | PLANNED | 70 | 2 | 35 | 8.4406e-05 | 2.4116e-06
| 2019/20 | 5/12/2019 | PLANNED | 61965 | 153 | 405 | 0.074717 | 0.00018449
| 2019/20 | 5/12/2019 | PLANNED | 45 | 5 | 9 | 5.4261e-05 | 6.029e-06
| 2019/20 | 5/12/2019 | PLANNED | 5360 | 13 | 412.3077 | 0.0064631 | 1.5675e-05
| 2019/20 | 5/12/2019 | PLANNED | 2005 | 5 | 401 | 0.0024176 | 6.029e-06
| 2019/20 | 5/12/2019 | PLANNED | 6272 | 32 | 196 | 0.0075628 | 3.8586e-05
| 2019/20 | 5/12/2019 | PLANNED | 8360 | 38 | 220 | 0.01008 | 4.582e-05
| 2019/20 | 5/12/2019 | PLANNED | 17136 | 56 | 306 | 0.020663 | 6.7525e-05
| 2019/20 | 5/12/2019 | PLANNED | 435 | 1 | 435 | 0.00052452 | 1.2058e-06
| 2019/20 | 5/12/2019 | PLANNED | 245 | 1 | 245 | 0.00029542 | 1.2058e-06
| 2019/20 | 5/12/2019 | PLANNED | 27195 | 111 | 245 | 0.032792 | 0.00013384
| 2019/20 | 5/12/2019 | PLANNED | 102546 | 243 | 422 | 0.12365 | 0.00029301
| 2019/20 | 5/12/2019 | PLANNED | 2352 | 12 | 196 | 0.002836 | 1.447e-05
| 2019/20 | 5/12/2019 | PLANNED | 438 | 2 | 219 | 0.00052814 | 2.4116e-06
| 2019/20 | 5/12/2019 | PLANNED | 1380 | 4 | 345 | 0.001664 | 4.8232e-06
| 2019/20 | 5/12/2019 | PLANNED | 4262 | 20 | 213.1 | 0.0051391 | 2.4116e-05
| 2019/20 | 5/12/2019 | PLANNED | 150 | 3 | 50 | 0.00018087 | 3.6174e-06
| 2019/20 | 5/12/2019 | PLANNED | 5424 | 16 | 339 | 0.0065403 | 1.9293e-05
| 2019/20 | 5/12/2019 | PLANNED | 46210 | 140 | 330.0714 | 0.05572 | 0.00016881
| 2019/20 | 5/12/2019 | PLANNED | 157200 | 655 | 240 | 0.18955 | 0.0007898
| 2019/20 | 5/12/2019 | PLANNED | 3720 | 12 | 310 | 0.0044856 | 1.447e-05
| 2019/20 | 5/12/2019 | PLANNED | 846 | 3 | 282 | 0.0010201 | 3.6174e-06
| 2019/20 | 5/12/2019 | PLANNED | 338 | 2 | 169 | 0.00040756 | 2.4116e-06
| 2019/20 | 5/12/2019 | PLANNED | 1737 | 9 | 193 | 0.0020945 | 1.0852e-05
| 2019/20 | 5/12/2019 | PLANNED | 40 | 8 | 5 | 4.8232e-05 | 9.6464e-06
| 2019/20 | 5/12/2019 | PLANNED | 795 | 53 | 15 | 0.00095861 | 6.3907e-05
| 2019/20 | 5/12/2019 | PLANNED | 197 | 1 | 197 | 0.00023754 | 1.2058e-06
| 2019/20 | 5/12/2019 | PLANNED | 255 | 1 | 255 | 0.00030748 | 1.2058e-06
| 2019/20 | 5/12/2019 | PLANNED | 1715 | 7 | 245 | 0.0020679 | 8.4406e-06
| 2019/20 | 5/12/2019 | PLANNED | 525 | 25 | 21 | 0.00063304 | 3.0145e-05
| 2019/20 | 5/12/2019 | PLANNED | 180 | 36 | 5 | 0.00021704 | 4.3409e-05
| 2019/20 | 5/12/2019 | PLANNED | 90 | 3 | 30 | 0.00010852 | 3.6174e-06
| 2019/20 | 5/12/2019 | PLANNED | 435 | 29 | 15 | 0.00052452 | 3.4968e-05
| 2019/20 | 5/12/2019 | PLANNED | 105 | 3 | 35 | 0.00012661 | 3.6174e-06
| 2019/20 | 5/12/2019 | PLANNED | 1326 | 102 | 13 | 0.0015989 | 0.00012299
| 2019/20 | 5/12/2019 | PLANNED | 20625 | 2 | 10312.5 | 0.02487 | 2.4116e-06
| 2019/20 | 5/12/2019 | PLANNED | 135 | 3 | 45 | 0.00016278 | 3.6174e-06
| 2019/20 | 5/12/2019 | PLANNED | 1317 | 439 | 3 | 0.001588 | 0.00052935
| 2019/20 | 5/12/2019 | PLANNED | 160 | 8 | 20 | 0.00019293 | 9.6464e-06
| 2019/20 | 6/12/2019 | PLANNED | 18460 | 47 | 392.766 | 0.022259 | 5.6673e-05
| 2019/20 | 6/12/2019 | PLANNED | 27 | 3 | 9 | 3.2557e-05 | 3.6174e-06
| 2019/20 | 6/12/2019 | PLANNED | 4312 | 56 | 77 | 0.0051994 | 6.7525e-05
| 2019/20 | 6/12/2019 | PLANNED | 600 | 60 | 10 | 0.00072348 | 7.2348e-05
| 2019/20 | 6/12/2019 | PLANNED | 2765 | 79 | 35 | 0.003334 | 9.5258e-05
| 2019/20 | 6/12/2019 | PLANNED | 4258 | 13 | 327.5385 | 0.0051343 | 1.5675e-05
| 2019/20 | 6/12/2019 | PLANNED | 1482 | 6 | 247 | 0.001787 | 7.2348e-06
| 2019/20 | 6/12/2019 | PLANNED | 1684 | 4 | 421 | 0.0020306 | 4.8232e-06
| 2019/20 | 6/12/2019 | PLANNED | 12150 | 90 | 135 | 0.01465 | 0.00010852
| 2019/20 | 6/12/2019 | PLANNED | 160 | 1 | 160 | 0.00019293 | 1.2058e-06
| 2019/20 | 6/12/2019 | PLANNED | 4680 | 26 | 180 | 0.0056431 | 3.1351e-05
| 2019/20 | 6/12/2019 | PLANNED | 810 | 4 | 202.5 | 0.0009767 | 4.8232e-06
| 2019/20 | 6/12/2019 | PLANNED | 7533 | 25 | 301.32 | 0.0090833 | 3.0145e-05
| 2019/20 | 6/12/2019 | PLANNED | 10080 | 36 | 280 | 0.012154 | 4.3409e-05
| 2019/20 | 6/12/2019 | PLANNED | 76 | 1 | 76 | 9.1641e-05 | 1.2058e-06
| 2019/20 | 6/12/2019 | PLANNED | 1400 | 4 | 350 | 0.0016881 | 4.8232e-06
| 2019/20 | 6/12/2019 | PLANNED | 15322 | 47 | 326 | 0.018475 | 5.6673e-05
| 2019/20 | 6/12/2019 | PLANNED | 280 | 14 | 20 | 0.00033762 | 1.6881e-05
| 2019/20 | 6/12/2019 | PLANNED | 3035 | 9 | 337.2222 | 0.0036596 | 1.0852e-05
| 2019/20 | 6/12/2019 | PLANNED | 305 | 1 | 305 | 0.00036777 | 1.2058e-06
| 2019/20 | 6/12/2019 | PLANNED | 84 | 2 | 42 | 0.00010129 | 2.4116e-06
| 2019/20 | 6/12/2019 | PLANNED | 26 | 2 | 13 | 3.1351e-05 | 2.4116e-06
| 2019/20 | 6/12/2019 | PLANNED | 816 | 102 | 8 | 0.00098393 | 0.00012299
| 2019/20 | 6/12/2019 | PLANNED | 1764 | 126 | 14 | 0.002127 | 0.00015193
| 2019/20 | 6/12/2019 | PLANNED | 84 | 2 | 42 | 0.00010129 | 2.4116e-06
| 2019/20 | 6/12/2019 | PLANNED | 8960 | 224 | 40 | 0.010804 | 0.0002701
| 2019/20 | 6/12/2019 | PLANNED | 256 | 4 | 64 | 0.00030868 | 4.8232e-06
| 2019/20 | 6/12/2019 | PLANNED | 41 | 41 | 1 | 4.9438e-05 | 4.9438e-05
| 2019/20 | 7/12/2019 | PLANNED | 4450 | 10 | 445 | 0.0053658 | 1.2058e-05
| 2019/20 | 7/12/2019 | PLANNED | 22179 | 66 | 336.0455 | 0.026743 | 7.9583e-05
| 2019/20 | 7/12/2019 | PLANNED | 12533 | 151 | 83 | 0.015112 | 0.00018208
| 2019/20 | 7/12/2019 | PLANNED | 195 | 1 | 195 | 0.00023513 | 1.2058e-06
| 2019/20 | 7/12/2019 | PLANNED | 2751 | 15 | 183.4 | 0.0033172 | 1.8087e-05
| 2019/20 | 8/12/2019 | PLANNED | 227 | 1 | 227 | 0.00027372 | 1.2058e-06
| 2019/20 | 8/12/2019 | PLANNED | 3430 | 10 | 343 | 0.0041359 | 1.2058e-05
| 2019/20 | 8/12/2019 | PLANNED | 454 | 2 | 227 | 0.00054743 | 2.4116e-06
| 2019/20 | 8/12/2019 | PLANNED | 5985 | 21 | 285 | 0.0072167 | 2.5322e-05
| 2019/20 | 8/12/2019 | PLANNED | 3600 | 36 | 100 | 0.0043409 | 4.3409e-05
| 2019/20 | 8/12/2019 | PLANNED | 7315 | 19 | 385 | 0.0088204 | 2.291e-05
| 2019/20 | 8/12/2019 | PLANNED | 58590 | 189 | 310 | 0.070648 | 0.0002279
| 2019/20 | 8/12/2019 | PLANNED | 1700 | 4 | 425 | 0.0020499 | 4.8232e-06
| 2019/20 | 8/12/2019 | PLANNED | 1320 | 11 | 120 | 0.0015917 | 1.3264e-05
| 2019/20 | 9/12/2019 | PLANNED | 5405 | 23 | 235 | 0.0065173 | 2.7733e-05
| 2019/20 | 9/12/2019 | PLANNED | 270 | 3 | 90 | 0.00032557 | 3.6174e-06
| 2019/20 | 9/12/2019 | PLANNED | 1350 | 6 | 225 | 0.0016278 | 7.2348e-06
| 2019/20 | 9/12/2019 | PLANNED | 165 | 1 | 165 | 0.00019896 | 1.2058e-06
| 2019/20 | 9/12/2019 | PLANNED | 6956 | 47 | 148 | 0.0083875 | 5.6673e-05
| 2019/20 | 9/12/2019 | PLANNED | 3066 | 11 | 278.7273 | 0.003697 | 1.3264e-05
| 2019/20 | 9/12/2019 | PLANNED | 446 | 2 | 223 | 0.00053779 | 2.4116e-06
| 2019/20 | 9/12/2019 | PLANNED | 126 | 3 | 42 | 0.00015193 | 3.6174e-06
| 2019/20 | 9/12/2019 | PLANNED | 2880 | 18 | 160 | 0.0034727 | 2.1704e-05
| 2019/20 | 9/12/2019 | PLANNED | 64680 | 210 | 308 | 0.077991 | 0.00025322
| 2019/20 | 9/12/2019 | PLANNED | 414 | 3 | 138 | 0.0004992 | 3.6174e-06
| 2019/20 | 9/12/2019 | PLANNED | 532 | 7 | 76 | 0.00064149 | 8.4406e-06
| 2019/20 | 9/12/2019 | PLANNED | 224 | 4 | 56 | 0.0002701 | 4.8232e-06
| 2019/20 | 9/12/2019 | PLANNED | 64 | 1 | 64 | 7.7171e-05 | 1.2058e-06
| 2019/20 | 9/12/2019 | PLANNED | 1758 | 22 | 79.9091 | 0.0021198 | 2.6528e-05
| 2019/20 | 9/12/2019 | PLANNED | 110 | 2 | 55 | 0.00013264 | 2.4116e-06
| 2019/20 | 9/12/2019 | PLANNED | 185 | 3 | 61.6667 | 0.00022307 | 3.6174e-06
| 2019/20 | 10/12/2019 | PLANNED | 69720 | 332 | 210 | 0.084068 | 0.00040033
| 2019/20 | 10/12/2019 | PLANNED | 642 | 3 | 214 | 0.00077412 | 3.6174e-06
| 2019/20 | 10/12/2019 | PLANNED | 3075 | 11 | 279.5455 | 0.0037078 | 1.3264e-05
| 2019/20 | 10/12/2019 | PLANNED | 640 | 2 | 320 | 0.00077171 | 2.4116e-06
| 2019/20 | 10/12/2019 | PLANNED | 1840 | 4 | 460 | 0.0022187 | 4.8232e-06
| 2019/20 | 10/12/2019 | PLANNED | 30 | 1 | 30 | 3.6174e-05 | 1.2058e-06
| 2019/20 | 10/12/2019 | PLANNED | 1445 | 6 | 240.8333 | 0.0017424 | 7.2348e-06
| 2019/20 | 10/12/2019 | PLANNED | 13020 | 70 | 186 | 0.0157 | 8.4406e-05
| 2019/20 | 10/12/2019 | PLANNED | 693 | 9 | 77 | 0.00083562 | 1.0852e-05
| 2019/20 | 10/12/2019 | PLANNED | 4204 | 13 | 323.3846 | 0.0050692 | 1.5675e-05
| 2019/20 | 10/12/2019 | PLANNED | 11973 | 52 | 230.25 | 0.014437 | 6.2702e-05
| 2019/20 | 10/12/2019 | PLANNED | 2128 | 14 | 152 | 0.0025659 | 1.6881e-05
| 2019/20 | 10/12/2019 | PLANNED | 1312 | 4 | 328 | 0.001582 | 4.8232e-06
| 2019/20 | 10/12/2019 | PLANNED | 2760 | 12 | 230 | 0.003328 | 1.447e-05
| 2019/20 | 10/12/2019 | PLANNED | 1350 | 4 | 337.5 | 0.0016278 | 4.8232e-06
| 2019/20 | 10/12/2019 | PLANNED | 49284 | 111 | 444 | 0.059427 | 0.00013384
| 2019/20 | 10/12/2019 | PLANNED | 2422 | 7 | 346 | 0.0029204 | 8.4406e-06
| 2019/20 | 10/12/2019 | PLANNED | 6724 | 218 | 30.844 | 0.0081078 | 0.00026286
| 2019/20 | 10/12/2019 | PLANNED | 402 | 2 | 201 | 0.00048473 | 2.4116e-06
| 2019/20 | 10/12/2019 | PLANNED | 606 | 2 | 303 | 0.00073071 | 2.4116e-06
| 2019/20 | 10/12/2019 | PLANNED | 662 | 2 | 331 | 0.00079824 | 2.4116e-06
| 2019/20 | 10/12/2019 | PLANNED | 948 | 12 | 79 | 0.0011431 | 1.447e-05
| 2019/20 | 10/12/2019 | PLANNED | 7278 | 23 | 316.4348 | 0.0087758 | 2.7733e-05
| 2019/20 | 10/12/2019 | PLANNED | 141 | 3 | 47 | 0.00017002 | 3.6174e-06
| 2019/20 | 10/12/2019 | PLANNED | 5088 | 24 | 212 | 0.0061351 | 2.8939e-05
| 2019/20 | 10/12/2019 | PLANNED | 140 | 2 | 70 | 0.00016881 | 2.4116e-06
| 2019/20 | 10/12/2019 | PLANNED | 100 | 4 | 25 | 0.00012058 | 4.8232e-06
| 2019/20 | 10/12/2019 | PLANNED | 775 | 5 | 155 | 0.00093449 | 6.029e-06
| 2019/20 | 10/12/2019 | PLANNED | 30 | 1 | 30 | 3.6174e-05 | 1.2058e-06
| 2019/20 | 10/12/2019 | PLANNED | 48 | 3 | 16 | 5.7878e-05 | 3.6174e-06
| 2019/20 | 10/12/2019 | PLANNED | 110 | 2 | 55 | 0.00013264 | 2.4116e-06
| 2019/20 | 10/12/2019 | PLANNED | 325 | 5 | 65 | 0.00039188 | 6.029e-06
| 2019/20 | 10/12/2019 | PLANNED | 92 | 2 | 46 | 0.00011093 | 2.4116e-06
| 2019/20 | 10/12/2019 | PLANNED | 95 | 1 | 95 | 0.00011455 | 1.2058e-06
| 2019/20 | 11/12/2019 | PLANNED | 10 | 2 | 5 | 1.2058e-05 | 2.4116e-06
| 2019/20 | 11/12/2019 | PLANNED | 7082 | 218 | 32.4862 | 0.0085395 | 0.00026286
| 2019/20 | 11/12/2019 | PLANNED | 8400 | 42 | 200 | 0.010129 | 5.0644e-05
| 2019/20 | 11/12/2019 | PLANNED | 1244 | 4 | 311 | 0.0015 | 4.8232e-06
| 2019/20 | 11/12/2019 | PLANNED | 124 | 2 | 62 | 0.00014952 | 2.4116e-06
| 2019/20 | 11/12/2019 | PLANNED | 68 | 1 | 68 | 8.1994e-05 | 1.2058e-06
| 2019/20 | 11/12/2019 | PLANNED | 3393 | 13 | 261 | 0.0040913 | 1.5675e-05
| 2019/20 | 11/12/2019 | PLANNED | 178 | 2 | 89 | 0.00021463 | 2.4116e-06
| 2019/20 | 11/12/2019 | PLANNED | 10870 | 46 | 236.3043 | 0.013107 | 5.5467e-05
| 2019/20 | 11/12/2019 | PLANNED | 6460 | 20 | 323 | 0.0077895 | 2.4116e-05
| 2019/20 | 11/12/2019 | PLANNED | 13987 | 71 | 197 | 0.016866 | 8.5612e-05
| 2019/20 | 11/12/2019 | PLANNED | 11484 | 42 | 273.4286 | 0.013847 | 5.0644e-05
| 2019/20 | 11/12/2019 | PLANNED | 184 | 4 | 46 | 0.00022187 | 4.8232e-06
| 2019/20 | 11/12/2019 | PLANNED | 5040 | 14 | 360 | 0.0060772 | 1.6881e-05
| 2019/20 | 11/12/2019 | PLANNED | 1750 | 5 | 350 | 0.0021101 | 6.029e-06
| 2019/20 | 11/12/2019 | PLANNED | 6058 | 28 | 216.3571 | 0.0073047 | 3.3762e-05
| 2019/20 | 11/12/2019 | PLANNED | 670 | 2 | 335 | 0.00080789 | 2.4116e-06
| 2019/20 | 11/12/2019 | PLANNED | 48 | 2 | 24 | 5.7878e-05 | 2.4116e-06
| 2019/20 | 11/12/2019 | PLANNED | 20100 | 75 | 268 | 0.024237 | 9.0435e-05
| 2019/20 | 11/12/2019 | PLANNED | 7446 | 34 | 219 | 0.0089784 | 4.0997e-05
| 2019/20 | 11/12/2019 | PLANNED | 1160 | 14 | 82.8571 | 0.0013987 | 1.6881e-05
| 2019/20 | 11/12/2019 | PLANNED | 10064 | 37 | 272 | 0.012135 | 4.4615e-05
| 2019/20 | 11/12/2019 | PLANNED | 32142 | 95 | 338.3368 | 0.038757 | 0.00011455
| 2019/20 | 11/12/2019 | PLANNED | 3465 | 17 | 203.8235 | 0.0041781 | 2.0499e-05
| 2019/20 | 11/12/2019 | PLANNED | 2992 | 11 | 272 | 0.0036078 | 1.3264e-05
| 2019/20 | 11/12/2019 | PLANNED | 86 | 2 | 43 | 0.0001037 | 2.4116e-06
| 2019/20 | 11/12/2019 | PLANNED | 10260 | 36 | 285 | 0.012372 | 4.3409e-05
| 2019/20 | 11/12/2019 | PLANNED | 435 | 15 | 29 | 0.00052452 | 1.8087e-05
| 2019/20 | 11/12/2019 | PLANNED | 56 | 2 | 28 | 6.7525e-05 | 2.4116e-06
| 2019/20 | 11/12/2019 | PLANNED | 195 | 3 | 65 | 0.00023513 | 3.6174e-06
| 2019/20 | 11/12/2019 | PLANNED | 944 | 16 | 59 | 0.0011383 | 1.9293e-05
| 2019/20 | 11/12/2019 | PLANNED | 123 | 3 | 41 | 0.00014831 | 3.6174e-06
| 2019/20 | 11/12/2019 | PLANNED | 80 | 2 | 40 | 9.6464e-05 | 2.4116e-06
| 2019/20 | 11/12/2019 | PLANNED | 40 | 1 | 40 | 4.8232e-05 | 1.2058e-06
| 2019/20 | 12/12/2019 | PLANNED | 1410 | 6 | 235 | 0.0017002 | 7.2348e-06
| 2019/20 | 12/12/2019 | PLANNED | 11200 | 35 | 320 | 0.013505 | 4.2203e-05
| 2019/20 | 12/12/2019 | PLANNED | 1260 | 6 | 210 | 0.0015193 | 7.2348e-06
| 2019/20 | 12/12/2019 | PLANNED | 74897 | 178 | 420.7697 | 0.090311 | 0.00021463
| 2019/20 | 12/12/2019 | PLANNED | 34 | 1 | 34 | 4.0997e-05 | 1.2058e-06
| 2019/20 | 12/12/2019 | PLANNED | 164 | 2 | 82 | 0.00019775 | 2.4116e-06
| 2019/20 | 12/12/2019 | PLANNED | 2729 | 7 | 389.8571 | 0.0032906 | 8.4406e-06
| 2019/20 | 12/12/2019 | PLANNED | 867 | 3 | 289 | 0.0010454 | 3.6174e-06
| 2019/20 | 12/12/2019 | PLANNED | 10030 | 59 | 170 | 0.012094 | 7.1142e-05
| 2019/20 | 12/12/2019 | PLANNED | 12540 | 44 | 285 | 0.015121 | 5.3055e-05
| 2019/20 | 12/12/2019 | PLANNED | 2090 | 19 | 110 | 0.0025201 | 2.291e-05
| 2019/20 | 12/12/2019 | PLANNED | 94 | 2 | 47 | 0.00011335 | 2.4116e-06
| 2019/20 | 12/12/2019 | PLANNED | 63910 | 166 | 385 | 0.077063 | 0.00020016
| 2019/20 | 12/12/2019 | PLANNED | 386 | 1 | 386 | 0.00046544 | 1.2058e-06
| 2019/20 | 12/12/2019 | PLANNED | 280 | 1 | 280 | 0.00033762 | 1.2058e-06
| 2019/20 | 12/12/2019 | PLANNED | 112378 | 257 | 437.2685 | 0.13551 | 0.00030989
| 2019/20 | 12/12/2019 | PLANNED | 768 | 4 | 192 | 0.00092605 | 4.8232e-06
| 2019/20 | 12/12/2019 | PLANNED | 59824 | 131 | 456.6718 | 0.072136 | 0.00015796
| 2019/20 | 12/12/2019 | PLANNED | 1185 | 4 | 296.25 | 0.0014289 | 4.8232e-06
| 2019/20 | 12/12/2019 | PLANNED | 4464 | 18 | 248 | 0.0053827 | 2.1704e-05
| 2019/20 | 12/12/2019 | PLANNED | 8381 | 29 | 289 | 0.010106 | 3.4968e-05
| 2019/20 | 12/12/2019 | PLANNED | 1292 | 4 | 323 | 0.0015579 | 4.8232e-06
| 2019/20 | 12/12/2019 | PLANNED | 218 | 2 | 109 | 0.00026286 | 2.4116e-06
| 2019/20 | 12/12/2019 | PLANNED | 4 | 1 | 4 | 4.8232e-06 | 1.2058e-06
| 2019/20 | 12/12/2019 | PLANNED | 830 | 166 | 5 | 0.0010008 | 0.00020016
| 2019/20 | 12/12/2019 | PLANNED | 92 | 2 | 46 | 0.00011093 | 2.4116e-06
| 2019/20 | 12/12/2019 | PLANNED | 17338 | 436 | 39.7661 | 0.020906 | 0.00052573
| 2019/20 | 12/12/2019 | PLANNED | 1370 | 62 | 22.0968 | 0.0016519 | 7.476e-05
| 2019/20 | 12/12/2019 | PLANNED | 3 | 1 | 3 | 3.6174e-06 | 1.2058e-06
| 2019/20 | 12/12/2019 | PLANNED | 630 | 42 | 15 | 0.00075965 | 5.0644e-05
| 2019/20 | 13/12/2019 | PLANNED | 45360 | 126 | 360 | 0.054695 | 0.00015193
| 2019/20 | 13/12/2019 | PLANNED | 1052 | 4 | 263 | 0.0012685 | 4.8232e-06
| 2019/20 | 13/12/2019 | PLANNED | 2170 | 7 | 310 | 0.0026166 | 8.4406e-06
| 2019/20 | 13/12/2019 | PLANNED | 202 | 1 | 202 | 0.00024357 | 1.2058e-06
| 2019/20 | 13/12/2019 | PLANNED | 2172 | 6 | 362 | 0.002619 | 7.2348e-06
| 2019/20 | 13/12/2019 | PLANNED | 12 | 3 | 4 | 1.447e-05 | 3.6174e-06
| 2019/20 | 13/12/2019 | PLANNED | 43344 | 144 | 301 | 0.052264 | 0.00017364
| 2019/20 | 13/12/2019 | PLANNED | 105 | 1 | 105 | 0.00012661 | 1.2058e-06
| 2019/20 | 13/12/2019 | PLANNED | 120 | 2 | 60 | 0.0001447 | 2.4116e-06
| 2019/20 | 13/12/2019 | PLANNED | 580 | 5 | 116 | 0.00069936 | 6.029e-06
| 2019/20 | 13/12/2019 | PLANNED | 12150 | 75 | 162 | 0.01465 | 9.0435e-05
| 2019/20 | 13/12/2019 | PLANNED | 9024 | 31 | 291.0968 | 0.010881 | 3.738e-05
| 2019/20 | 13/12/2019 | PLANNED | 5193 | 25 | 207.72 | 0.0062617 | 3.0145e-05
| 2019/20 | 13/12/2019 | PLANNED | 330 | 2 | 165 | 0.00039791 | 2.4116e-06
| 2019/20 | 13/12/2019 | PLANNED | 190 | 1 | 190 | 0.0002291 | 1.2058e-06
| 2019/20 | 13/12/2019 | PLANNED | 251 | 1 | 251 | 0.00030266 | 1.2058e-06
| 2019/20 | 13/12/2019 | PLANNED | 8993 | 42 | 214.119 | 0.010844 | 5.0644e-05
| 2019/20 | 13/12/2019 | PLANNED | 630 | 2 | 315 | 0.00075965 | 2.4116e-06
| 2019/20 | 13/12/2019 | PLANNED | 1816 | 8 | 227 | 0.0021897 | 9.6464e-06
| 2019/20 | 13/12/2019 | PLANNED | 13317 | 69 | 193 | 0.016058 | 8.32e-05
| 2019/20 | 13/12/2019 | PLANNED | 3553 | 19 | 187 | 0.0042842 | 2.291e-05
| 2019/20 | 13/12/2019 | PLANNED | 5 | 1 | 5 | 6.029e-06 | 1.2058e-06
| 2019/20 | 13/12/2019 | PLANNED | 7614 | 81 | 94 | 0.009181 | 9.767e-05
| 2019/20 | 13/12/2019 | PLANNED | 33 | 1 | 33 | 3.9791e-05 | 1.2058e-06
| 2019/20 | 13/12/2019 | PLANNED | 34 | 2 | 17 | 4.0997e-05 | 2.4116e-06
| 2019/20 | 13/12/2019 | PLANNED | 54 | 1 | 54 | 6.5113e-05 | 1.2058e-06
| 2019/20 | 13/12/2019 | PLANNED | 292 | 2 | 146 | 0.00035209 | 2.4116e-06
| 2019/20 | 13/12/2019 | PLANNED | 38 | 1 | 38 | 4.582e-05 | 1.2058e-06
| 2019/20 | 13/12/2019 | PLANNED | 12 | 2 | 6 | 1.447e-05 | 2.4116e-06
| 2019/20 | 13/12/2019 | PLANNED | 150 | 3 | 50 | 0.00018087 | 3.6174e-06
| 2019/20 | 13/12/2019 | PLANNED | 159 | 3 | 53 | 0.00019172 | 3.6174e-06
| 2019/20 | 13/12/2019 | PLANNED | 97 | 1 | 97 | 0.00011696 | 1.2058e-06
| 2019/20 | 13/12/2019 | PLANNED | 100 | 2 | 50 | 0.00012058 | 2.4116e-06
| 2019/20 | 13/12/2019 | PLANNED | 132 | 3 | 44 | 0.00015917 | 3.6174e-06
| 2019/20 | 13/12/2019 | PLANNED | 255 | 3 | 85 | 0.00030748 | 3.6174e-06
| 2019/20 | 14/12/2019 | PLANNED | 852 | 142 | 6 | 0.0010273 | 0.00017122
| 2019/20 | 14/12/2019 | PLANNED | 36 | 2 | 18 | 4.3409e-05 | 2.4116e-06
| 2019/20 | 14/12/2019 | PLANNED | 2075 | 5 | 415 | 0.002502 | 6.029e-06
| 2019/20 | 14/12/2019 | PLANNED | 8757 | 29 | 301.9655 | 0.010559 | 3.4968e-05
| 2019/20 | 14/12/2019 | PLANNED | 1734 | 6 | 289 | 0.0020909 | 7.2348e-06
| 2019/20 | 14/12/2019 | PLANNED | 9697 | 39 | 248.641 | 0.011693 | 4.7026e-05
| 2019/20 | 14/12/2019 | PLANNED | 44731 | 209 | 214.0239 | 0.053937 | 0.00025201
| 2019/20 | 14/12/2019 | PLANNED | 165 | 1 | 165 | 0.00019896 | 1.2058e-06
| 2019/20 | 14/12/2019 | PLANNED | 10 | 2 | 5 | 1.2058e-05 | 2.4116e-06
| 2019/20 | 14/12/2019 | PLANNED | 34 | 2 | 17 | 4.0997e-05 | 2.4116e-06
| 2019/20 | 14/12/2019 | PLANNED | 10 | 1 | 10 | 1.2058e-05 | 1.2058e-06
| 2019/20 | 14/12/2019 | PLANNED | 96 | 1 | 96 | 0.00011576 | 1.2058e-06
| 2019/20 | 15/12/2019 | PLANNED | 16575 | 109 | 152.0642 | 0.019986 | 0.00013143
| 2019/20 | 15/12/2019 | PLANNED | 265 | 1 | 265 | 0.00031954 | 1.2058e-06
| 2019/20 | 15/12/2019 | PLANNED | 4416 | 17 | 259.7647 | 0.0053248 | 2.0499e-05
| 2019/20 | 15/12/2019 | PLANNED | 8400 | 35 | 240 | 0.010129 | 4.2203e-05
| 2019/20 | 15/12/2019 | PLANNED | 552 | 92 | 6 | 0.0006656 | 0.00011093
| 2019/20 | 15/12/2019 | PLANNED | 930 | 3 | 310 | 0.0011214 | 3.6174e-06
| 2019/20 | 15/12/2019 | PLANNED | 39375 | 125 | 315 | 0.047478 | 0.00015072
| 2019/20 | 15/12/2019 | PLANNED | 12395 | 37 | 335 | 0.014946 | 4.4615e-05
| 2019/20 | 15/12/2019 | PLANNED | 112 | 14 | 8 | 0.00013505 | 1.6881e-05
| 2019/20 | 15/12/2019 | PLANNED | 2052 | 57 | 36 | 0.0024743 | 6.8731e-05
| 2019/20 | 15/12/2019 | PLANNED | 312 | 2 | 156 | 0.00037621 | 2.4116e-06
| 2019/20 | 15/12/2019 | PLANNED | 716 | 2 | 358 | 0.00086335 | 2.4116e-06
| 2019/20 | 15/12/2019 | PLANNED | 28 | 1 | 28 | 3.3762e-05 | 1.2058e-06
| 2019/20 | 15/12/2019 | PLANNED | 252 | 12 | 21 | 0.00030386 | 1.447e-05
| 2019/20 | 16/12/2019 | PLANNED | 2940 | 14 | 210 | 0.0035451 | 1.6881e-05
| 2019/20 | 16/12/2019 | PLANNED | 8636 | 34 | 254 | 0.010413 | 4.0997e-05
| 2019/20 | 16/12/2019 | PLANNED | 692 | 2 | 346 | 0.00083441 | 2.4116e-06
| 2019/20 | 16/12/2019 | PLANNED | 276 | 2 | 138 | 0.0003328 | 2.4116e-06
| 2019/20 | 16/12/2019 | PLANNED | 2528 | 16 | 158 | 0.0030483 | 1.9293e-05
| 2019/20 | 16/12/2019 | PLANNED | 10395 | 35 | 297 | 0.012534 | 4.2203e-05
| 2019/20 | 16/12/2019 | PLANNED | 540 | 2 | 270 | 0.00065113 | 2.4116e-06
| 2019/20 | 16/12/2019 | PLANNED | 220 | 4 | 55 | 0.00026528 | 4.8232e-06
| 2019/20 | 16/12/2019 | PLANNED | 1112 | 4 | 278 | 0.0013408 | 4.8232e-06
| 2019/20 | 16/12/2019 | PLANNED | 7540 | 26 | 290 | 0.0090917 | 3.1351e-05
| 2019/20 | 16/12/2019 | PLANNED | 622 | 2 | 311 | 0.00075001 | 2.4116e-06
| 2019/20 | 16/12/2019 | PLANNED | 475 | 5 | 95 | 0.00057275 | 6.029e-06
| 2019/20 | 16/12/2019 | PLANNED | 245 | 1 | 245 | 0.00029542 | 1.2058e-06
| 2019/20 | 16/12/2019 | PLANNED | 42 | 2 | 21 | 5.0644e-05 | 2.4116e-06
| 2019/20 | 16/12/2019 | PLANNED | 1105 | 17 | 65 | 0.0013324 | 2.0499e-05
| 2019/20 | 16/12/2019 | PLANNED | 4503 | 19 | 237 | 0.0054297 | 2.291e-05
| 2019/20 | 16/12/2019 | PLANNED | 504 | 8 | 63 | 0.00060772 | 9.6464e-06
| 2019/20 | 16/12/2019 | PLANNED | 1416 | 12 | 118 | 0.0017074 | 1.447e-05
| 2019/20 | 16/12/2019 | PLANNED | 880 | 2 | 440 | 0.0010611 | 2.4116e-06
| 2019/20 | 17/12/2019 | PLANNED | 8760 | 24 | 365 | 0.010563 | 2.8939e-05
| 2019/20 | 17/12/2019 | PLANNED | 55560 | 120 | 463 | 0.066994 | 0.0001447
| 2019/20 | 17/12/2019 | PLANNED | 24 | 3 | 8 | 2.8939e-05 | 3.6174e-06
| 2019/20 | 17/12/2019 | PLANNED | 833 | 7 | 119 | 0.0010044 | 8.4406e-06
| 2019/20 | 17/12/2019 | PLANNED | 2465 | 28 | 88.0357 | 0.0029723 | 3.3762e-05
| 2019/20 | 17/12/2019 | PLANNED | 11357 | 41 | 277 | 0.013694 | 4.9438e-05
| 2019/20 | 17/12/2019 | PLANNED | 801 | 89 | 9 | 0.00096585 | 0.00010732
| 2019/20 | 17/12/2019 | PLANNED | 72 | 12 | 6 | 8.6818e-05 | 1.447e-05
| 2019/20 | 17/12/2019 | PLANNED | 10313 | 43 | 239.8372 | 0.012435 | 5.1849e-05
| 2019/20 | 17/12/2019 | PLANNED | 6048 | 60 | 100.8 | 0.0072927 | 7.2348e-05
| 2019/20 | 17/12/2019 | PLANNED | 2380 | 10 | 238 | 0.0028698 | 1.2058e-05
| 2019/20 | 17/12/2019 | PLANNED | 2691 | 13 | 207 | 0.0032448 | 1.5675e-05
| 2019/20 | 17/12/2019 | PLANNED | 1339 | 13 | 103 | 0.0016146 | 1.5675e-05
| 2019/20 | 17/12/2019 | PLANNED | 9032 | 38 | 237.6842 | 0.010891 | 4.582e-05
| 2019/20 | 17/12/2019 | PLANNED | 245 | 5 | 49 | 0.00029542 | 6.029e-06
| 2019/20 | 17/12/2019 | PLANNED | 66181 | 229 | 289 | 0.079801 | 0.00027613
| 2019/20 | 17/12/2019 | PLANNED | 918 | 3 | 306 | 0.0011069 | 3.6174e-06
| 2019/20 | 17/12/2019 | PLANNED | 255 | 1 | 255 | 0.00030748 | 1.2058e-06
| 2019/20 | 17/12/2019 | PLANNED | 6636 | 17 | 390.3529 | 0.0080017 | 2.0499e-05
| 2019/20 | 17/12/2019 | PLANNED | 3515 | 19 | 185 | 0.0042384 | 2.291e-05
| 2019/20 | 17/12/2019 | PLANNED | 9960 | 40 | 249 | 0.01201 | 4.8232e-05
| 2019/20 | 17/12/2019 | PLANNED | 31978 | 118 | 271 | 0.038559 | 0.00014228
| 2019/20 | 17/12/2019 | PLANNED | 180 | 6 | 30 | 0.00021704 | 7.2348e-06
| 2019/20 | 17/12/2019 | PLANNED | 48 | 8 | 6 | 5.7878e-05 | 9.6464e-06
| 2019/20 | 17/12/2019 | PLANNED | 13 | 1 | 13 | 1.5675e-05 | 1.2058e-06
| 2019/20 | 17/12/2019 | PLANNED | 88 | 2 | 44 | 0.00010611 | 2.4116e-06
| 2019/20 | 17/12/2019 | PLANNED | 3 | 1 | 3 | 3.6174e-06 | 1.2058e-06
| 2019/20 | 17/12/2019 | PLANNED | 26 | 1 | 26 | 3.1351e-05 | 1.2058e-06
| 2019/20 | 17/12/2019 | PLANNED | 25 | 1 | 25 | 3.0145e-05 | 1.2058e-06
| 2019/20 | 18/12/2019 | PLANNED | 137 | 1 | 137 | 0.00016519 | 1.2058e-06
| 2019/20 | 18/12/2019 | PLANNED | 2880 | 18 | 160 | 0.0034727 | 2.1704e-05
| 2019/20 | 18/12/2019 | PLANNED | 6086 | 33 | 184.4242 | 0.0073385 | 3.9791e-05
| 2019/20 | 18/12/2019 | PLANNED | 3864 | 56 | 69 | 0.0046592 | 6.7525e-05
| 2019/20 | 18/12/2019 | PLANNED | 134 | 2 | 67 | 0.00016158 | 2.4116e-06
| 2019/20 | 18/12/2019 | PLANNED | 330 | 6 | 55 | 0.00039791 | 7.2348e-06
| 2019/20 | 18/12/2019 | PLANNED | 6803 | 29 | 234.5862 | 0.0082031 | 3.4968e-05
| 2019/20 | 18/12/2019 | PLANNED | 2002 | 14 | 143 | 0.002414 | 1.6881e-05
| 2019/20 | 18/12/2019 | PLANNED | 1014 | 8 | 126.75 | 0.0012227 | 9.6464e-06
| 2019/20 | 18/12/2019 | PLANNED | 9000 | 47 | 191.4894 | 0.010852 | 5.6673e-05
| 2019/20 | 18/12/2019 | PLANNED | 44 | 4 | 11 | 5.3055e-05 | 4.8232e-06
| 2019/20 | 18/12/2019 | PLANNED | 70 | 2 | 35 | 8.4406e-05 | 2.4116e-06
| 2019/20 | 18/12/2019 | PLANNED | 130 | 2 | 65 | 0.00015675 | 2.4116e-06
| 2019/20 | 18/12/2019 | PLANNED | 114 | 2 | 57 | 0.00013746 | 2.4116e-06
| 2019/20 | 18/12/2019 | PLANNED | 1880 | 19 | 98.9474 | 0.0022669 | 2.291e-05
| 2019/20 | 18/12/2019 | PLANNED | 896 | 112 | 8 | 0.0010804 | 0.00013505
| 2019/20 | 18/12/2019 | PLANNED | 4 | 1 | 4 | 4.8232e-06 | 1.2058e-06
| 2019/20 | 19/12/2019 | PLANNED | 92 | 2 | 46 | 0.00011093 | 2.4116e-06
| 2019/20 | 19/12/2019 | PLANNED | 36 | 4 | 9 | 4.3409e-05 | 4.8232e-06
| 2019/20 | 19/12/2019 | PLANNED | 3180 | 12 | 265 | 0.0038344 | 1.447e-05
| 2019/20 | 19/12/2019 | PLANNED | 399 | 7 | 57 | 0.00048111 | 8.4406e-06
| 2019/20 | 19/12/2019 | PLANNED | 87 | 3 | 29 | 0.0001049 | 3.6174e-06
| 2019/20 | 19/12/2019 | PLANNED | 780 | 2 | 390 | 0.00094052 | 2.4116e-06
| 2019/20 | 19/12/2019 | PLANNED | 302 | 1 | 302 | 0.00036415 | 1.2058e-06
| 2019/20 | 19/12/2019 | PLANNED | 180 | 5 | 36 | 0.00021704 | 6.029e-06
| 2019/20 | 19/12/2019 | PLANNED | 1344 | 48 | 28 | 0.0016206 | 5.7878e-05
| 2019/20 | 19/12/2019 | PLANNED | 289 | 1 | 289 | 0.00034848 | 1.2058e-06
| 2019/20 | 19/12/2019 | PLANNED | 15730 | 65 | 242 | 0.018967 | 7.8377e-05
| 2019/20 | 19/12/2019 | PLANNED | 3860 | 20 | 193 | 0.0046544 | 2.4116e-05
| 2019/20 | 19/12/2019 | PLANNED | 624 | 3 | 208 | 0.00075242 | 3.6174e-06
| 2019/20 | 19/12/2019 | PLANNED | 176 | 11 | 16 | 0.00021222 | 1.3264e-05
| 2019/20 | 19/12/2019 | PLANNED | 710 | 2 | 355 | 0.00085612 | 2.4116e-06
| 2019/20 | 19/12/2019 | PLANNED | 2175 | 15 | 145 | 0.0026226 | 1.8087e-05
| 2019/20 | 19/12/2019 | PLANNED | 1530 | 5 | 306 | 0.0018449 | 6.029e-06
| 2019/20 | 19/12/2019 | PLANNED | 48 | 2 | 24 | 5.7878e-05 | 2.4116e-06
| 2019/20 | 19/12/2019 | PLANNED | 180 | 1 | 180 | 0.00021704 | 1.2058e-06
| 2019/20 | 19/12/2019 | PLANNED | 1308 | 6 | 218 | 0.0015772 | 7.2348e-06
| 2019/20 | 19/12/2019 | PLANNED | 1041 | 3 | 347 | 0.0012552 | 3.6174e-06
| 2019/20 | 19/12/2019 | PLANNED | 4536 | 42 | 108 | 0.0054695 | 5.0644e-05
| 2019/20 | 19/12/2019 | PLANNED | 669 | 3 | 223 | 0.00080668 | 3.6174e-06
| 2019/20 | 19/12/2019 | PLANNED | 20 | 2 | 10 | 2.4116e-05 | 2.4116e-06
| 2019/20 | 19/12/2019 | PLANNED | 18 | 3 | 6 | 2.1704e-05 | 3.6174e-06
| 2019/20 | 19/12/2019 | PLANNED | 20 | 2 | 10 | 2.4116e-05 | 2.4116e-06
| 2019/20 | 19/12/2019 | PLANNED | 6 | 2 | 3 | 7.2348e-06 | 2.4116e-06
| 2019/20 | 19/12/2019 | PLANNED | 170 | 2 | 85 | 0.00020499 | 2.4116e-06
| 2019/20 | 19/12/2019 | PLANNED | 135 | 3 | 45 | 0.00016278 | 3.6174e-06
| 2019/20 | 19/12/2019 | PLANNED | 56 | 8 | 7 | 6.7525e-05 | 9.6464e-06
| 2019/20 | 20/12/2019 | PLANNED | 964 | 1 | 964 | 0.0011624 | 1.2058e-06
| 2019/20 | 20/12/2019 | PLANNED | 156 | 2 | 78 | 0.0001881 | 2.4116e-06
| 2019/20 | 20/12/2019 | PLANNED | 6 | 1 | 6 | 7.2348e-06 | 1.2058e-06
| 2019/20 | 22/12/2019 | PLANNED | 800 | 2 | 400 | 0.00096464 | 2.4116e-06
| 2019/20 | 22/12/2019 | PLANNED | 17635 | 43 | 410.1163 | 0.021264 | 5.1849e-05
| 2019/20 | 22/12/2019 | PLANNED | 84626 | 262 | 323 | 0.10204 | 0.00031592
| 2019/20 | 23/12/2019 | PLANNED | 5651 | 37 | 152.7297 | 0.006814 | 4.4615e-05
| 2019/20 | 23/12/2019 | PLANNED | 36 | 3 | 12 | 4.3409e-05 | 3.6174e-06
| 2019/20 | 23/12/2019 | PLANNED | 848 | 4 | 212 | 0.0010225 | 4.8232e-06
| 2019/20 | 23/12/2019 | PLANNED | 105 | 5 | 21 | 0.00012661 | 6.029e-06
| 2019/20 | 23/12/2019 | PLANNED | 30 | 2 | 15 | 3.6174e-05 | 2.4116e-06
| 2019/20 | 24/12/2019 | PLANNED | 840 | 21 | 40 | 0.0010129 | 2.5322e-05
| 2019/20 | 24/12/2019 | PLANNED | 8415 | 153 | 55 | 0.010147 | 0.00018449
| 2019/20 | 30/12/2019 | PLANNED | 1084 | 1 | 1084 | 0.0013071 | 1.2058e-06
| 2019/20 | 31/12/2019 | PLANNED | 5300 | 106 | 50 | 0.0063907 | 0.00012781
| 2019/20 | 31/12/2019 | PLANNED | 6 | 2 | 3 | 7.2348e-06 | 2.4116e-06
| 2019/20 | 31/12/2019 | PLANNED | 39 | 3 | 13 | 4.7026e-05 | 3.6174e-06
| 2019/20 | 31/12/2019 | PLANNED | 1776 | 12 | 148 | 0.0021415 | 1.447e-05
| 2019/20 | 2020-01-01 | PLANNED |  |  |  | 0 | 0
| 2019/20 | 2020-01-02 | PLANNED |  |  |  | 0.0042415 | 3.4244e-05
| 2019/20 | 2020-01-03 | PLANNED |  |  |  | 0.028869 | 4.6052e-05
| 2019/20 | 2020-01-04 | PLANNED |  |  |  | 0 | 0
| 2019/20 | 2020-01-05 | PLANNED |  |  |  | 0 | 0
| 2019/20 | 2020-01-06 | PLANNED |  |  |  | 0.06895 | 0.00070613
| 2019/20 | 2020-01-07 | PLANNED |  |  |  | 0.2578 | 0.0010143
| 2019/20 | 2020-01-08 | PLANNED |  |  |  | 0.15748 | 0.00063174
| 2019/20 | 2020-01-09 | PLANNED |  |  |  | 0.22553 | 0.0010474
| 2019/20 | 2020-01-10 | PLANNED |  |  |  | 0.078076 | 0.00040856
| 2019/20 | 2020-01-11 | PLANNED |  |  |  | 0.00050775 | 2.3616e-06
| 2019/20 | 2020-01-12 | PLANNED |  |  |  | 0.14878 | 0.00038022
| 2019/20 | 2020-01-13 | PLANNED |  |  |  | 0.061811 | 0.00024089
| 2019/20 | 2020-01-14 | PLANNED |  |  |  | 0.2435 | 0.0008986
| 2019/20 | 2020-01-15 | PLANNED |  |  |  | 0.042699 | 0.00042627
| 2019/20 | 2020-01-16 | PLANNED |  |  |  | 0.44261 | 0.0014264
| 2019/20 | 2020-01-17 | PLANNED |  |  |  | 0.28857 | 0.0011454
| 2019/20 | 2020-01-18 | PLANNED |  |  |  | 0.045618 | 0.00014524
| 2019/20 | 2020-01-19 | PLANNED |  |  |  | 0.052616 | 0.00033653
| 2019/20 | 2020-01-20 | PLANNED |  |  |  | 0.054198 | 0.0006341
| 2019/20 | 2020-01-21 | PLANNED |  |  |  | 0.15315 | 0.00072384
| 2019/20 | 2020-01-22 | PLANNED |  |  |  | 0.19768 | 0.0013461
| 2019/20 | 2020-01-23 | PLANNED |  |  |  | 0.084415 | 0.00050067
| 2019/20 | 2020-01-24 | PLANNED |  |  |  | 0.14353 | 0.00089624
| 2019/20 | 2020-01-25 | PLANNED |  |  |  | 0 | 0
| 2019/20 | 2020-01-26 | PLANNED |  |  |  | 0 | 0
| 2019/20 | 2020-01-27 | PLANNED |  |  |  | 0.00034952 | 1.1808e-06
| 2019/20 | 2020-01-28 | PLANNED |  |  |  | 0.081552 | 0.00037432
| 2019/20 | 2020-01-29 | PLANNED |  |  |  | 0.23502 | 0.00085019
| 2019/20 | 2020-01-30 | PLANNED |  |  |  | 0.079006 | 0.0010604
| 2019/20 | 2020-01-31 | PLANNED |  |  |  | 0.059102 | 0.00083956
| 2019/20 | 2020-02-01 | PLANNED |  |  |  | 0.014175 | 6.1402e-05
| 2019/20 | 2020-02-02 | PLANNED |  |  |  | 0.059703 | 0.00024443
| 2019/20 | 2020-02-03 | PLANNED |  |  |  | 0.10363 | 0.000431
| 2019/20 | 2020-02-04 | PLANNED |  |  |  | 0.37172 | 0.0015173
| 2019/20 | 2020-02-05 | PLANNED |  |  |  | 0.40267 | 0.0025411
| 2019/20 | 2020-02-06 | PLANNED |  |  |  | 0.80852 | 0.0028375
| 2019/20 | 2020-02-07 | PLANNED |  |  |  | 0.1571 | 0.000751
| 2019/20 | 2020-02-08 | PLANNED |  |  |  | 0.022025 | 6.2583e-05
| 2019/20 | 2020-02-09 | PLANNED |  |  |  | 0.20322 | 0.00086554
| 2019/20 | 2020-02-10 | PLANNED |  |  |  | 0.0091714 | 5.9041e-05
| 2019/20 | 2020-02-11 | PLANNED |  |  |  | 0.10717 | 0.00035543
| 2019/20 | 2020-02-12 | PLANNED |  |  |  | 0.17872 | 0.00069314
| 2019/20 | 2020-02-13 | PLANNED |  |  |  | 0.31751 | 0.0012458
| 2019/20 | 2020-02-14 | PLANNED |  |  |  | 0.10878 | 0.00040738
| 2019/20 | 2020-02-15 | PLANNED |  |  |  | 0.085449 | 0.00027631
| 2019/20 | 2020-02-16 | PLANNED |  |  |  | 0.50334 | 0.0018999
| 2019/20 | 2020-02-17 | PLANNED |  |  |  | 0.087514 | 0.00067543
| 2019/20 | 2020-02-18 | PLANNED |  |  |  | 0.23547 | 0.00086436
| 2019/20 | 2020-02-19 | PLANNED |  |  |  | 0.18881 | 0.00075218
| 2019/20 | 2020-02-20 | PLANNED |  |  |  | 0.36768 | 0.0013237
| 2019/20 | 2020-02-21 | PLANNED |  |  |  | 0.20112 | 0.00079115
| 2019/20 | 2020-02-22 | PLANNED |  |  |  | 0.0014489 | 3.5424e-06
| 2019/20 | 2020-02-23 | PLANNED |  |  |  | 0.081997 | 0.00032472
| 2019/20 | 2020-02-24 | PLANNED |  |  |  | 0.087624 | 0.00072738
| 2019/20 | 2020-02-25 | PLANNED |  |  |  | 0.35812 | 0.0015504
| 2019/20 | 2020-02-26 | PLANNED |  |  |  | 0.17051 | 0.00065771
| 2019/20 | 2020-02-27 | PLANNED |  |  |  | 0.42629 | 0.001476
| 2019/20 | 2020-02-28 | PLANNED |  |  |  | 0.19015 | 0.0025742
| 2019/20 | 2020-02-29 | PLANNED |  |  |  | 0.042173 | 0.00082539
| 2019/20 | 2020-03-01 | PLANNED |  |  |  | 0.2743 | 0.00096237
| 2019/20 | 2020-03-02 | PLANNED |  |  |  | 0.051536 | 0.00031055
| 2019/20 | 2020-03-03 | PLANNED |  |  |  | 0.2475 | 0.00090805
| 2019/20 | 2020-03-04 | PLANNED |  |  |  | 0.26923 | 0.001084
| 2019/20 | 2020-03-05 | PLANNED |  |  |  | 0.12009 | 0.00068605
| 2019/20 | 2020-03-06 | PLANNED |  |  |  | 0.15205 | 0.00085491
| 2019/20 | 2020-03-07 | PLANNED |  |  |  | 0.00012517 | 1.1808e-06
| 2019/20 | 2020-03-08 | PLANNED |  |  |  | 0.01577 | 3.8967e-05
| 2019/20 | 2020-03-09 | PLANNED |  |  |  | 0.030954 | 0.00012044
| 2019/20 | 2020-03-10 | PLANNED |  |  |  | 0.16402 | 0.0007014
| 2019/20 | 2020-03-11 | PLANNED |  |  |  | 0.89049 | 0.0030382
| 2019/20 | 2020-03-12 | PLANNED |  |  |  | 0.30387 | 0.0011005
| 2019/20 | 2020-03-13 | PLANNED |  |  |  | 0.23653 | 0.0011359
| 2019/20 | 2020-03-14 | PLANNED |  |  |  | 0.0020298 | 1.417e-05
| 2019/20 | 2020-03-15 | PLANNED |  |  |  | 0.23888 | 0.0012434
| 2019/20 | 2020-03-16 | PLANNED |  |  |  | 0.14805 | 0.00074273
| 2019/20 | 2020-03-17 | PLANNED |  |  |  | 0.17502 | 0.0009293
| 2019/20 | 2020-03-18 | PLANNED |  |  |  | 0.25521 | 0.00091395
| 2019/20 | 2020-03-19 | PLANNED |  |  |  | 0.78109 | 0.0030831
| 2019/20 | 2020-03-20 | PLANNED |  |  |  | 0.48599 | 0.0028033
| 2019/20 | 2020-03-21 | PLANNED |  |  |  | 0.035284 | 0.00010155
| 2019/20 | 2020-03-22 | PLANNED |  |  |  | 0.52965 | 0.0020168
| 2019/20 | 2020-03-23 | PLANNED |  |  |  | 0.18689 | 0.001123
| 2019/20 | 2020-03-24 | PLANNED |  |  |  | 0.22697 | 0.0013107
| 2019/20 | 2020-03-25 | PLANNED |  |  |  | 0.1379 | 0.00055616
| 2019/20 | 2020-03-26 | PLANNED |  |  |  | 0.3355 | 0.0010131
| 2019/20 | 2020-03-27 | PLANNED |  |  |  | 0.33941 | 0.0012469
| 2019/20 | 2020-03-28 | PLANNED |  |  |  | 0.051435 | 0.00019365
| 2019/20 | 2020-03-29 | PLANNED |  |  |  | 0.16943 | 0.0015658
| 2019/20 | 2020-03-30 | PLANNED |  |  |  | 0.10912 | 0.0016106
| 2019/20 | 2020-03-31 | PLANNED |  |  |  | 0.31373 | 0.0011678
| 2019/20 | 2020-04-01 | PLANNED |  |  |  | 0.27247 | 0.00111
| 2019/20 | 2020-04-02 | PLANNED |  |  |  | 0.3184 | 0.0013036
| 2019/20 | 2020-04-03 | PLANNED |  |  |  | 0.20296 | 0.001032
| 2019/20 | 2020-04-04 | PLANNED |  |  |  | 0.11828 | 0.00089152
| 2019/20 | 2020-04-05 | PLANNED |  |  |  | 0.051872 | 0.00020428
| 2019/20 | 2020-04-06 | PLANNED |  |  |  | 0.084283 | 0.00037196
| 2019/20 | 2020-04-07 | PLANNED |  |  |  | 0.62805 | 0.001959
| 2019/20 | 2020-04-08 | PLANNED |  |  |  | 0.37676 | 0.0014205
| 2019/20 | 2020-04-09 | PLANNED |  |  |  | 0.10558 | 0.0007014
| 2019/20 | 2020-04-10 | PLANNED |  |  |  | 0.0043796 | 1.1808e-06
| 2019/20 | 2020-04-11 | PLANNED |  |  |  | 0 | 0
| 2019/20 | 2020-04-12 | PLANNED |  |  |  | 0 | 0
| 2019/20 | 2020-04-13 | PLANNED |  |  |  | 0 | 0
| 2019/20 | 2020-04-14 | PLANNED |  |  |  | 0.032272 | 0.00013816
| 2019/20 | 2020-04-15 | PLANNED |  |  |  | 0.10111 | 0.00045461
| 2019/20 | 2020-04-16 | PLANNED |  |  |  | 0.16333 | 0.00069904
| 2019/20 | 2020-04-17 | PLANNED |  |  |  | 0.072538 | 0.00037432
| 2019/20 | 2020-04-18 | PLANNED |  |  |  | 0.0070802 | 7.6753e-05
| 2019/20 | 2020-04-19 | PLANNED |  |  |  | 0.73457 | 0.0023002
| 2019/20 | 2020-04-20 | PLANNED |  |  |  | 0.11576 | 0.00071912
| 2019/20 | 2020-04-21 | PLANNED |  |  |  | 0.24042 | 0.00088797
| 2019/20 | 2020-04-22 | PLANNED |  |  |  | 0.33965 | 0.0014335
| 2019/20 | 2020-04-23 | PLANNED |  |  |  | 0.55565 | 0.00177
| 2019/20 | 2020-04-24 | PLANNED |  |  |  | 0.18767 | 0.0015599
| 2019/20 | 2020-04-25 | PLANNED |  |  |  | 0.0012115 | 2.3616e-06
| 2019/20 | 2020-04-26 | PLANNED |  |  |  | 0.062401 | 0.00019011
| 2019/20 | 2020-04-27 | PLANNED |  |  |  | 0.0002031 | 2.3616e-06
| 2019/20 | 2020-04-28 | PLANNED |  |  |  | 0.33649 | 0.0026379
| 2019/20 | 2020-04-29 | PLANNED |  |  |  | 0.33235 | 0.0029343
| 2019/20 | 2020-04-30 | PLANNED |  |  |  | 0.35733 | 0.003213
| 2019/20 | 2020-05-01 | PLANNED |  |  |  | 0.069673 | 0.0011371
| 2019/20 | 2020-05-02 | PLANNED |  |  |  | 0.054466 | 0.00020782
| 2019/20 | 2020-05-03 | PLANNED |  |  |  | 0.31455 | 0.0011407
| 2019/20 | 2020-05-04 | PLANNED |  |  |  | 0.3315 | 0.0013178
| 2019/20 | 2020-05-05 | PLANNED |  |  |  | 0.67533 | 0.0034126
| 2019/20 | 2020-05-06 | PLANNED |  |  |  | 0.26785 | 0.0022731
| 2019/20 | 2020-05-07 | PLANNED |  |  |  | 0.6363 | 0.0028222
| 2019/20 | 2020-05-08 | PLANNED |  |  |  | 0.20968 | 0.0022117
| 2019/20 | 2020-05-09 | PLANNED |  |  |  | 0.09163 | 0.00060104
| 2019/20 | 2020-05-10 | PLANNED |  |  |  | 0.016524 | 0.00010982
| 2019/20 | 2020-05-11 | PLANNED |  |  |  | 0.2679 | 0.00079469
| 2019/20 | 2020-05-12 | PLANNED |  |  |  | 0.43634 | 0.0016874
| 2019/20 | 2020-05-13 | PLANNED |  |  |  | 0.46975 | 0.0035035
| 2019/20 | 2020-05-14 | PLANNED |  |  |  | 0.32874 | 0.0011206
| 2019/20 | 2020-05-15 | PLANNED |  |  |  | 0.22175 | 0.00099779
| 2019/20 | 2020-05-16 | PLANNED |  |  |  | 0.034574 | 0.00015705
| 2019/20 | 2020-05-17 | PLANNED |  |  |  | 0.29279 | 0.001548
| 2019/20 | 2020-05-18 | PLANNED |  |  |  | 0.20498 | 0.0012044
| 2019/20 | 2020-05-19 | PLANNED |  |  |  | 0.83536 | 0.0068936
| 2019/20 | 2020-05-20 | PLANNED |  |  |  | 0.10501 | 0.0011489
| 2019/20 | 2020-05-21 | PLANNED |  |  |  | 0.42055 | 0.0018964
| 2019/20 | 2020-05-22 | PLANNED |  |  |  | 0.068184 | 0.00042037
| 2019/20 | 2020-05-23 | PLANNED |  |  |  | 0.0074911 | 5.786e-05
| 2019/20 | 2020-05-24 | PLANNED |  |  |  | 0.080911 | 0.00033417
| 2019/20 | 2020-05-25 | PLANNED |  |  |  | 0.41789 | 0.0027371
| 2019/20 | 2020-05-26 | PLANNED |  |  |  | 0.91808 | 0.0065299
| 2019/20 | 2020-05-27 | PLANNED |  |  |  | 0.40265 | 0.0029083
| 2019/20 | 2020-05-28 | PLANNED |  |  |  | 0.8831 | 0.0040856
| 2019/20 | 2020-05-29 | PLANNED |  |  |  | 0.1172 | 0.00045934
| 2019/20 | 2020-05-30 | PLANNED |  |  |  | 0.095627 | 0.00033063
| 2019/20 | 2020-05-31 | PLANNED |  |  |  | 0.25861 | 0.00239
| 2019/20 | 2020-06-01 | PLANNED |  |  |  | 0.033147 | 0.00053373
| 2019/20 | 2020-06-02 | PLANNED |  |  |  | 0.49275 | 0.0026781
| 2019/20 | 2020-06-03 | PLANNED |  |  |  | 0.96442 | 0.0029166
| 2019/20 | 2020-06-04 | PLANNED |  |  |  | 0.26668 | 0.0011395
| 2019/20 | 2020-06-05 | PLANNED |  |  |  | 0.28112 | 0.001404
| 2019/20 | 2020-06-06 | PLANNED |  |  |  | 0.0046477 | 2.0074e-05
| 2019/20 | 2020-06-07 | PLANNED |  |  |  | 0.095872 | 0.00029757
| 2019/20 | 2020-06-08 | PLANNED |  |  |  | 0.0007014 | 2.3616e-06
| 2019/20 | 2020-06-09 | PLANNED |  |  |  | 0.065045 | 0.00025742
| 2019/20 | 2020-06-10 | PLANNED |  |  |  | 0.67733 | 0.0026096
| 2019/20 | 2020-06-11 | PLANNED |  |  |  | 0.31117 | 0.0012446
| 2019/20 | 2020-06-12 | PLANNED |  |  |  | 0.19473 | 0.0011867
| 2019/20 | 2020-06-13 | PLANNED |  |  |  | 0.072404 | 0.00029757
| 2019/20 | 2020-06-14 | PLANNED |  |  |  | 0.27275 | 0.0011111
| 2019/20 | 2020-06-15 | PLANNED |  |  |  | 0.091551 | 0.0010946
| 2019/20 | 2020-06-16 | PLANNED |  |  |  | 0.34165 | 0.0015835
| 2019/20 | 2020-06-17 | PLANNED |  |  |  | 0.39197 | 0.001809
| 2019/20 | 2020-06-18 | PLANNED |  |  |  | 0.22524 | 0.001332
| 2019/20 | 2020-06-19 | PLANNED |  |  |  | 0.35351 | 0.0016874
| 2019/20 | 2020-06-20 | PLANNED |  |  |  | 0.148 | 0.00044281
| 2019/20 | 2020-06-21 | PLANNED |  |  |  | 0.30493 | 0.0020865
| 2019/20 | 2020-06-22 | PLANNED |  |  |  | 0.12542 | 0.00043454
| 2019/20 | 2020-06-23 | PLANNED |  |  |  | 0.26428 | 0.0012139
| 2019/20 | 2020-06-24 | PLANNED |  |  |  | 0.2702 | 0.0017275
| 2019/20 | 2020-06-25 | PLANNED |  |  |  | 0.46652 | 0.003311
| 2019/20 | 2020-06-26 | PLANNED |  |  |  | 0.22533 | 0.001319
| 2019/20 | 2020-06-27 | PLANNED |  |  |  | 0.073893 | 0.00023026
| 2019/20 | 2020-06-28 | PLANNED |  |  |  | 0.39935 | 0.0017004
| 2019/20 | 2020-06-29 | PLANNED |  |  |  | 0.37812 | 0.0019047
| 2019/20 | 2020-06-30 | PLANNED |  |  |  | 0.23942 | 0.0011997

## SMS_notification
Customer Service Incentive Scheme
SMS notification
Powercor
Assumptions
| Incentive Rate |  |  | 0.04 |  | As per the incentive rate for "telephone answering" parameter in the AER's Service Target Incentive Scheme Version 2.0 November 2018 (Section 5.3.2)
| Target (%) |  |  | 63.1199 |  | Target based on notifications sent within the first 8 minutes
Target
| Min after outage SMS sent |  |  |  | Nos of SMS | % of SMS sent
| 0 | to | 5 | min | 12277 | 1.0471
| 6 | to | 8 | min | 727785 | 62.0728
| 9 | to | 10 | min | 115266 | 9.831
| 11 | to | 15 | min | 100318 | 8.5561
| 16 | to | 20 | min | 57568 | 4.91
| 21 | to | 60 | min | 76444 | 6.5199
| 61 | to | 6600 | min | 82813 | 7.0631
[5 empty] | 1172471 | 100
0

## SMS_notification_data
Customer Service Incentive Scheme
SMS notification - DATA
Powercor
| Company: | Powercor
| Time period: | 1/1/2019 - 30/6/2020
| Data source: | Powercor SMS Notifications
| USB Count | Order Start time | Timestamp | SMS notification (min)
| 1 | 2019-01-01 00:26 | 2019-01-01 00:39 | 13
| 1 | 2019-01-01 00:29 | 2019-01-01 00:41 | 12
| 1 | 2019-01-01 08:30 | 2019-01-01 08:36 | 6
| 8 | 2019-01-01 09:55 | 2019-01-01 10:51 | 56
| 1 | 2019-01-01 12:06 | 2019-01-01 12:12 | 6
| 1 | 2019-01-01 13:14 | 2019-01-01 13:20 | 6
| 1 | 2019-01-01 14:51 | 2019-01-01 14:57 | 6
| 1 | 2019-01-01 16:55 | 2019-01-01 17:00 | 5
| 1 | 2019-01-01 17:13 | 2019-01-01 17:20 | 7
| 1 | 2019-01-01 18:24 | 2019-01-01 18:30 | 6
| 1 | 2019-01-01 19:22 | 2019-01-01 19:28 | 6
| 1 | 2019-01-01 19:31 | 2019-01-01 19:37 | 6
| 1 | 2019-01-01 19:54 | 2019-01-01 20:00 | 6
| 1 | 2019-01-01 20:17 | 2019-01-01 20:24 | 7
| 2 | 2019-01-01 20:17 | 2019-01-01 20:26 | 9
| 1 | 2019-01-01 20:38 | 2019-01-01 20:43 | 5
| 1 | 2019-01-01 21:00 | 2019-01-01 21:05 | 5
| 1 | 2019-01-01 21:00 | 2019-01-01 21:27 | 27
| 1 | 2019-01-01 21:20 | 2019-01-01 21:26 | 6
| 1 | 2019-01-01 21:47 | 2019-01-01 21:53 | 6
| 1 | 2019-01-01 22:36 | 2019-01-01 22:42 | 6
| 1 | 2019-01-01 22:44 | 2019-01-01 22:50 | 6
| 18 | 2019-01-02 05:59 | 2019-01-02 06:13 | 14
| 1 | 2019-01-02 06:45 | 2019-01-02 06:50 | 5
| 1 | 2019-01-02 06:45 | 2019-01-02 07:01 | 16
| 1 | 2019-01-02 07:51 | 2019-01-02 07:57 | 6
| 1 | 2019-01-02 07:58 | 2019-01-02 08:04 | 6
| 33 | 2019-01-02 09:22 | 2019-01-02 09:28 | 6
| 1 | 2019-01-02 09:46 | 2019-01-02 09:52 | 6
| 1 | 2019-01-02 10:21 | 2019-01-02 10:27 | 6
| 1 | 2019-01-02 10:55 | 2019-01-02 11:01 | 6
| 1 | 2019-01-02 11:02 | 2019-01-02 11:08 | 6
| 1 | 2019-01-02 11:31 | 2019-01-02 11:38 | 7
| 1 | 2019-01-02 12:21 | 2019-01-02 13:08 | 47
| 2 | 2019-01-02 12:46 | 2019-01-02 12:52 | 6
| 1 | 2019-01-02 12:54 | 2019-01-02 13:00 | 6
| 1 | 2019-01-02 12:54 | 2019-01-02 13:00 | 6
| 1 | 2019-01-02 13:03 | 2019-01-02 13:09 | 6
| 1 | 2019-01-02 13:18 | 2019-01-02 13:24 | 6
| 1 | 2019-01-02 13:34 | 2019-01-02 13:40 | 6
| 1 | 2019-01-02 13:51 | 2019-01-02 13:57 | 6
| 1 | 2019-01-02 15:22 | 2019-01-02 15:28 | 6
| 1 | 2019-01-02 15:46 | 2019-01-02 15:52 | 6
| 1 | 2019-01-02 16:13 | 2019-01-02 16:19 | 6
| 1 | 2019-01-02 16:49 | 2019-01-02 16:55 | 6
| 1 | 2019-01-02 17:04 | 2019-01-02 17:10 | 6
| 1 | 2019-01-02 18:40 | 2019-01-02 18:46 | 6
| 1 | 2019-01-02 19:15 | 2019-01-02 19:21 | 6
| 1 | 2019-01-02 19:31 | 2019-01-02 19:37 | 6
| 34 | 2019-01-02 19:31 | 2019-01-02 19:45 | 14
| 1 | 2019-01-02 19:52 | 2019-01-02 19:58 | 6
| 1 | 2019-01-02 19:54 | 2019-01-02 20:00 | 6
| 1 | 2019-01-02 20:38 | 2019-01-02 20:44 | 6
| 2 | 2019-01-02 21:55 | 2019-01-02 22:01 | 6
| 4 | 2019-01-03 03:22 | 2019-01-03 03:35 | 13
| 1 | 2019-01-03 07:02 | 2019-01-03 07:08 | 6
| 6 | 2019-01-03 07:48 | 2019-01-03 07:55 | 7
| 3 | 2019-01-03 08:01 | 2019-01-03 08:07 | 6
| 1 | 2019-01-03 08:14 | 2019-01-03 08:20 | 6
| 1 | 2019-01-03 10:41 | 2019-01-03 10:47 | 6
| 2 | 2019-01-03 11:10 | 2019-01-03 11:18 | 8
| 3 | 2019-01-03 11:32 | 2019-01-03 11:39 | 7
| 1 | 2019-01-03 12:44 | 2019-01-03 12:50 | 6
| 1 | 2019-01-03 12:53 | 2019-01-03 12:59 | 6
| 24 | 2019-01-03 12:53 | 2019-01-03 13:00 | 7
| 89 | 2019-01-03 12:53 | 2019-01-03 13:04 | 11
| 1 | 2019-01-03 16:41 | 2019-01-03 16:47 | 6
| 1 | 2019-01-03 18:30 | 2019-01-03 18:37 | 7
| 4 | 2019-01-03 18:30 | 2019-01-03 18:45 | 15
| 1 | 2019-01-03 18:41 | 2019-01-03 18:47 | 6
| 202 | 2019-01-03 18:43 | 2019-01-03 19:07 | 24
| 1 | 2019-01-03 19:23 | 2019-01-03 19:30 | 7
| 1 | 2019-01-03 19:32 | 2019-01-03 19:38 | 6
| 12 | 2019-01-03 19:35 | 2019-01-03 19:43 | 8
| 2 | 2019-01-03 19:36 | 2019-01-03 19:42 | 6
| 1 | 2019-01-03 20:46 | 2019-01-03 20:52 | 6
| 1 | 2019-01-03 20:52 | 2019-01-03 20:57 | 5
| 2 | 2019-01-04 06:33 | 2019-01-04 06:39 | 6
| 13 | 2019-01-04 07:02 | 2019-01-04 07:09 | 7
| 67 | 2019-01-04 07:26 | 2019-01-04 08:35 | 69
| 34 | 2019-01-04 07:36 | 2019-01-04 07:46 | 10
| 1 | 2019-01-04 08:34 | 2019-01-04 09:00 | 26
| 1 | 2019-01-04 08:54 | 2019-01-04 09:00 | 6
| 4 | 2019-01-04 09:07 | 2019-01-04 09:14 | 7
| 1 | 2019-01-04 09:29 | 2019-01-04 09:35 | 6
| 64 | 2019-01-04 09:29 | 2019-01-04 09:44 | 15
| 1 | 2019-01-04 09:33 | 2019-01-04 09:39 | 6
| 166 | 2019-01-04 09:40 | 2019-01-04 09:48 | 8
| 1 | 2019-01-04 09:46 | 2019-01-04 09:52 | 6
| 1 | 2019-01-04 09:46 | 2019-01-04 09:54 | 8
| 1 | 2019-01-04 10:11 | 2019-01-04 10:24 | 13
| 1 | 2019-01-04 10:21 | 2019-01-04 10:27 | 6
| 2 | 2019-01-04 10:22 | 2019-01-04 10:27 | 5
| 1 | 2019-01-04 10:47 | 2019-01-04 10:54 | 7
| 4 | 2019-01-04 10:48 | 2019-01-04 12:18 | 90
| 1 | 2019-01-04 11:02 | 2019-01-04 11:09 | 7
| 1 | 2019-01-04 11:29 | 2019-01-04 11:36 | 7
| 1 | 2019-01-04 11:39 | 2019-01-04 11:45 | 6
| 1 | 2019-01-04 12:39 | 2019-01-04 12:46 | 7
| 1 | 2019-01-04 12:56 | 2019-01-04 13:16 | 20
| 1 | 2019-01-04 13:19 | 2019-01-04 13:25 | 6
| 1 | 2019-01-04 13:56 | 2019-01-04 14:01 | 5
| 22 | 2019-01-04 13:56 | 2019-01-04 14:06 | 10
| 1 | 2019-01-04 14:17 | 2019-01-04 14:23 | 6
| 16 | 2019-01-04 14:23 | 2019-01-04 14:35 | 12
| 1 | 2019-01-04 14:33 | 2019-01-04 14:39 | 6
| 41 | 2019-01-04 14:33 | 2019-01-04 14:50 | 17
| 1 | 2019-01-04 14:43 | 2019-01-04 14:49 | 6
| 1 | 2019-01-04 14:53 | 2019-01-04 14:59 | 6
| 1 | 2019-01-04 14:56 | 2019-01-04 15:02 | 6
| 8 | 2019-01-04 14:56 | 2019-01-04 15:42 | 46
| 161 | 2019-01-04 15:01 | 2019-01-04 15:09 | 8
| 1 | 2019-01-04 15:08 | 2019-01-04 15:14 | 6
| 132 | 2019-01-04 15:08 | 2019-01-04 15:22 | 14
| 1624 | 2019-01-04 15:08 | 2019-01-04 15:27 | 19
| 1 | 2019-01-04 15:27 | 2019-01-04 15:33 | 6
| 1 | 2019-01-04 15:46 | 2019-01-04 15:52 | 6
| 1 | 2019-01-04 16:15 | 2019-01-04 16:21 | 6
| 10 | 2019-01-04 16:15 | 2019-01-04 16:27 | 12
| 146 | 2019-01-04 16:21 | 2019-01-04 16:29 | 8
| 2 | 2019-01-04 16:28 | 2019-01-04 16:34 | 6
| 17 | 2019-01-04 16:28 | 2019-01-04 16:47 | 19
| 1 | 2019-01-04 17:02 | 2019-01-04 17:09 | 7
| 4 | 2019-01-04 17:02 | 2019-01-04 17:14 | 12
| 1 | 2019-01-04 17:09 | 2019-01-04 17:16 | 7
| 1 | 2019-01-04 17:14 | 2019-01-04 17:20 | 6
| 1 | 2019-01-04 17:56 | 2019-01-04 18:02 | 6
| 1 | 2019-01-04 18:00 | 2019-01-04 18:06 | 6
| 1 | 2019-01-04 18:50 | 2019-01-04 18:56 | 6
| 1 | 2019-01-04 18:57 | 2019-01-04 19:03 | 6
| 1 | 2019-01-04 19:11 | 2019-01-04 19:17 | 6
| 1 | 2019-01-04 19:19 | 2019-01-04 19:25 | 6
| 1 | 2019-01-04 19:47 | 2019-01-04 19:53 | 6
| 13 | 2019-01-04 20:12 | 2019-01-04 20:28 | 16
| 1218 | 2019-01-04 20:30 | 2019-01-04 20:38 | 8
| 1662 | 2019-01-04 21:29 | 2019-01-04 21:37 | 8
| 11 | 2019-01-04 21:46 | 2019-01-04 21:53 | 7
| 5 | 2019-01-04 21:52 | 2019-01-04 22:03 | 11
| 1 | 2019-01-04 23:08 | 2019-01-04 23:15 | 7
| 4 | 2019-01-04 23:35 | 2019-01-04 23:57 | 22
| 38 | 2019-01-05 01:53 | 2019-01-05 02:00 | 7
| 4 | 2019-01-05 06:03 | 2019-01-05 07:55 | 112
| 1 | 2019-01-05 06:27 | 2019-01-05 06:33 | 6
| 1 | 2019-01-05 06:27 | 2019-01-05 07:26 | 59
| 1 | 2019-01-05 06:42 | 2019-01-05 08:18 | 96
| 1 | 2019-01-05 07:27 | 2019-01-05 08:47 | 80
| 1 | 2019-01-05 08:12 | 2019-01-05 08:18 | 6
| 1 | 2019-01-05 09:07 | 2019-01-05 09:13 | 6
| 3 | 2019-01-05 09:59 | 2019-01-05 10:12 | 13
| 1 | 2019-01-05 10:48 | 2019-01-05 10:54 | 6
| 2 | 2019-01-05 10:50 | 2019-01-05 10:56 | 6
| 1 | 2019-01-05 11:53 | 2019-01-05 11:59 | 6
| 1 | 2019-01-05 12:09 | 2019-01-05 12:14 | 5
| 1 | 2019-01-05 12:17 | 2019-01-05 12:23 | 6
| 1 | 2019-01-05 12:36 | 2019-01-05 12:42 | 6
| 12 | 2019-01-05 12:36 | 2019-01-05 13:10 | 34
| 1 | 2019-01-05 13:02 | 2019-01-05 13:08 | 6
| 1 | 2019-01-05 14:20 | 2019-01-05 14:26 | 6
| 49 | 2019-01-05 15:18 | 2019-01-05 15:24 | 6
| 1 | 2019-01-05 15:31 | 2019-01-05 15:36 | 5
| 1 | 2019-01-05 16:12 | 2019-01-05 16:18 | 6
| 11 | 2019-01-05 16:12 | 2019-01-05 16:57 | 45
| 4 | 2019-01-05 16:12 | 2019-01-05 17:57 | 105
| 1 | 2019-01-05 16:52 | 2019-01-05 16:58 | 6
| 2 | 2019-01-05 19:38 | 2019-01-05 19:43 | 5
| 21 | 2019-01-05 19:38 | 2019-01-05 19:56 | 18
| 1 | 2019-01-05 20:22 | 2019-01-05 20:28 | 6
| 1 | 2019-01-05 21:22 | 2019-01-05 21:28 | 6
| 1 | 2019-01-05 22:12 | 2019-01-05 22:18 | 6
| 208 | 2019-01-05 23:06 | 2019-01-05 23:14 | 8
| 31 | 2019-01-06 01:33 | 2019-01-06 01:41 | 8
| 3 | 2019-01-06 03:42 | 2019-01-06 04:07 | 25
| 2 | 2019-01-06 04:56 | 2019-01-06 07:05 | 129
| 1 | 2019-01-06 07:36 | 2019-01-06 07:42 | 6
| 2 | 2019-01-06 07:53 | 2019-01-06 07:59 | 6
| 4 | 2019-01-06 07:53 | 2019-01-06 09:36 | 103
| 1 | 2019-01-06 09:23 | 2019-01-06 09:29 | 6
| 2 | 2019-01-06 09:47 | 2019-01-06 12:19 | 152
| 1 | 2019-01-06 10:28 | 2019-01-06 10:35 | 7
| 10 | 2019-01-06 10:28 | 2019-01-06 10:41 | 13
| 1 | 2019-01-06 11:56 | 2019-01-06 12:02 | 6
| 3 | 2019-01-06 13:54 | 2019-01-06 14:02 | 8
| 19 | 2019-01-06 13:54 | 2019-01-06 14:14 | 20
| 1 | 2019-01-06 16:31 | 2019-01-06 16:37 | 6
| 1 | 2019-01-06 17:28 | 2019-01-06 17:34 | 6
| 83 | 2019-01-06 17:28 | 2019-01-06 17:37 | 9
| 1 | 2019-01-06 17:28 | 2019-01-06 20:44 | 196
| 1 | 2019-01-06 17:47 | 2019-01-06 17:53 | 6
| 1 | 2019-01-06 19:06 | 2019-01-06 19:12 | 6
| 1 | 2019-01-06 21:02 | 2019-01-06 21:08 | 6
| 2 | 2019-01-06 21:54 | 2019-01-06 22:16 | 22
| 1 | 2019-01-07 05:43 | 2019-01-07 05:49 | 6
| 1 | 2019-01-07 05:43 | 2019-01-07 05:58 | 15
| 160 | 2019-01-07 06:10 | 2019-01-07 06:18 | 8
| 1 | 2019-01-07 07:22 | 2019-01-07 07:28 | 6
| 1 | 2019-01-07 07:41 | 2019-01-07 07:47 | 6
| 3 | 2019-01-07 08:37 | 2019-01-07 08:43 | 6
| 1 | 2019-01-07 08:52 | 2019-01-07 08:58 | 6
| 1 | 2019-01-07 09:09 | 2019-01-07 09:24 | 15
| 1 | 2019-01-07 09:39 | 2019-01-07 09:45 | 6
| 1 | 2019-01-07 10:06 | 2019-01-07 10:12 | 6
| 3 | 2019-01-07 10:15 | 2019-01-07 10:21 | 6
| 1 | 2019-01-07 14:09 | 2019-01-07 14:15 | 6
| 42 | 2019-01-07 14:14 | 2019-01-07 14:27 | 13
| 7 | 2019-01-07 14:19 | 2019-01-07 14:59 | 40
| 2 | 2019-01-07 14:19 | 2019-01-07 15:01 | 42
| 12 | 2019-01-07 14:19 | 2019-01-07 15:04 | 45
| 1 | 2019-01-07 14:55 | 2019-01-07 15:01 | 6
| 1 | 2019-01-07 15:07 | 2019-01-07 15:13 | 6
| 1 | 2019-01-07 15:38 | 2019-01-07 15:43 | 5
| 2 | 2019-01-07 19:21 | 2019-01-07 19:28 | 7
| 1 | 2019-01-07 19:35 | 2019-01-07 19:41 | 6
| 1 | 2019-01-07 19:51 | 2019-01-07 19:57 | 6
| 1 | 2019-01-07 20:46 | 2019-01-07 20:52 | 6
| 7 | 2019-01-08 01:06 | 2019-01-08 01:44 | 38
| 2 | 2019-01-08 05:58 | 2019-01-08 06:04 | 6
| 8 | 2019-01-08 06:24 | 2019-01-08 06:41 | 17
| 6 | 2019-01-08 06:24 | 2019-01-08 06:44 | 20
| 1 | 2019-01-08 07:07 | 2019-01-08 07:13 | 6
| 1 | 2019-01-08 08:21 | 2019-01-08 08:27 | 6
| 1 | 2019-01-08 08:44 | 2019-01-08 08:50 | 6
| 2 | 2019-01-08 09:05 | 2019-01-08 10:47 | 102
| 2 | 2019-01-08 09:15 | 2019-01-08 09:23 | 8
| 2 | 2019-01-08 09:38 | 2019-01-08 09:44 | 6
| 1 | 2019-01-08 09:41 | 2019-01-08 09:47 | 6
| 22 | 2019-01-08 09:41 | 2019-01-08 10:36 | 55
| 1 | 2019-01-08 09:54 | 2019-01-08 10:00 | 6
| 1 | 2019-01-08 09:56 | 2019-01-08 10:02 | 6
| 1 | 2019-01-08 10:16 | 2019-01-08 10:22 | 6
| 882 | 2019-01-08 11:05 | 2019-01-08 11:14 | 9
| 58 | 2019-01-08 11:05 | 2019-01-08 12:44 | 99
| 1 | 2019-01-08 11:39 | 2019-01-08 11:45 | 6
| 1 | 2019-01-08 12:42 | 2019-01-08 12:48 | 6
| 1 | 2019-01-08 12:53 | 2019-01-08 12:59 | 6
| 1 | 2019-01-08 13:49 | 2019-01-08 13:55 | 6
| 1 | 2019-01-08 15:11 | 2019-01-08 15:16 | 5
| 1 | 2019-01-08 15:44 | 2019-01-08 15:51 | 7
| 13 | 2019-01-08 15:45 | 2019-01-08 15:51 | 6
| 1 | 2019-01-08 15:53 | 2019-01-08 15:59 | 6
| 1 | 2019-01-08 18:01 | 2019-01-08 18:06 | 5
| 1 | 2019-01-08 19:30 | 2019-01-08 19:36 | 6
| 37 | 2019-01-08 21:10 | 2019-01-08 21:21 | 11
| 1 | 2019-01-08 21:48 | 2019-01-08 21:54 | 6
| 3 | 2019-01-08 23:38 | 2019-01-08 23:46 | 8
| 1 | 2019-01-08 23:50 | 2019-01-09 00:19 | 29
| 2 | 2019-01-08 23:50 | 2019-01-09 00:56 | 66
| 1 | 2019-01-08 23:56 | 2019-01-09 00:02 | 6
| 4 | 2019-01-09 05:31 | 2019-01-09 07:12 | 101
| 15 | 2019-01-09 06:02 | 2019-01-09 06:23 | 21
| 4 | 2019-01-09 06:30 | 2019-01-09 06:44 | 14
| 1 | 2019-01-09 06:36 | 2019-01-09 06:42 | 6
| 1 | 2019-01-09 06:36 | 2019-01-09 08:04 | 88
| 1 | 2019-01-09 06:40 | 2019-01-09 06:46 | 6
| 34 | 2019-01-09 06:40 | 2019-01-09 07:04 | 24
| 1 | 2019-01-09 07:27 | 2019-01-09 07:33 | 6
| 1 | 2019-01-09 07:53 | 2019-01-09 07:59 | 6
| 1 | 2019-01-09 07:59 | 2019-01-09 08:05 | 6
| 1 | 2019-01-09 08:18 | 2019-01-09 08:24 | 6
| 1 | 2019-01-09 08:26 | 2019-01-09 08:32 | 6
| 1 | 2019-01-09 08:53 | 2019-01-09 08:57 | 4
| 1 | 2019-01-09 08:56 | 2019-01-09 09:02 | 6
| 4 | 2019-01-09 09:14 | 2019-01-09 09:20 | 6
| 1 | 2019-01-09 09:29 | 2019-01-09 09:35 | 6
| 64 | 2019-01-09 09:29 | 2019-01-09 09:41 | 12
| 1 | 2019-01-09 09:34 | 2019-01-09 09:40 | 6
| 2 | 2019-01-09 10:17 | 2019-01-09 10:23 | 6
| 1 | 2019-01-09 12:02 | 2019-01-09 12:09 | 7
| 1 | 2019-01-09 12:09 | 2019-01-09 12:38 | 29
| 21 | 2019-01-09 12:09 | 2019-01-09 13:33 | 84
| 23 | 2019-01-09 12:50 | 2019-01-09 13:01 | 11
| 15 | 2019-01-09 13:04 | 2019-01-09 13:10 | 6
| 1 | 2019-01-09 13:11 | 2019-01-09 14:08 | 57
| 1 | 2019-01-09 13:14 | 2019-01-09 13:20 | 6
| 1 | 2019-01-09 13:23 | 2019-01-09 13:29 | 6
| 1 | 2019-01-09 14:48 | 2019-01-09 14:54 | 6
| 2 | 2019-01-09 16:04 | 2019-01-09 16:10 | 6
| 1 | 2019-01-09 16:12 | 2019-01-09 16:25 | 13
| 1 | 2019-01-09 16:37 | 2019-01-09 16:48 | 11
| 1 | 2019-01-09 17:52 | 2019-01-09 17:58 | 6
| 70 | 2019-01-09 19:41 | 2019-01-09 19:57 | 16
| 1 | 2019-01-09 22:11 | 2019-01-09 22:19 | 8
| 11 | 2019-01-09 22:15 | 2019-01-09 22:22 | 7
| 1 | 2019-01-09 22:22 | 2019-01-09 22:35 | 13
| 19 | 2019-01-09 22:22 | 2019-01-09 22:37 | 15
| 34 | 2019-01-09 22:22 | 2019-01-09 22:38 | 16
| 1 | 2019-01-10 00:15 | 2019-01-10 09:24 | 549
| 10 | 2019-01-10 01:14 | 2019-01-10 01:28 | 14
| 50 | 2019-01-10 01:14 | 2019-01-10 01:29 | 15
| 2 | 2019-01-10 01:14 | 2019-01-10 01:33 | 19
| 4 | 2019-01-10 01:14 | 2019-01-10 01:56 | 42
| 5 | 2019-01-10 01:14 | 2019-01-10 02:08 | 54
| 1 | 2019-01-10 06:10 | 2019-01-10 06:17 | 7
| 1 | 2019-01-10 08:35 | 2019-01-10 08:41 | 6
| 1 | 2019-01-10 08:47 | 2019-01-10 08:53 | 6
| 43 | 2019-01-10 08:49 | 2019-01-10 08:56 | 7
| 65 | 2019-01-10 09:00 | 2019-01-10 10:00 | 60
| 1 | 2019-01-10 09:21 | 2019-01-10 09:26 | 5
| 15 | 2019-01-10 09:21 | 2019-01-10 09:42 | 21
| 1 | 2019-01-10 11:19 | 2019-01-10 11:25 | 6
| 1 | 2019-01-10 14:33 | 2019-01-10 14:39 | 6
| 12 | 2019-01-10 14:55 | 2019-01-10 15:08 | 13
| 1 | 2019-01-10 15:01 | 2019-01-10 15:06 | 5
| 2 | 2019-01-10 15:15 | 2019-01-10 15:21 | 6
| 1 | 2019-01-10 16:27 | 2019-01-10 16:33 | 6
| 1 | 2019-01-10 17:19 | 2019-01-10 17:26 | 7
| 1 | 2019-01-10 23:32 | 2019-01-10 23:56 | 24
| 1 | 2019-01-10 23:56 | 2019-01-11 00:18 | 22
| 1 | 2019-01-11 03:08 | 2019-01-11 06:06 | 178
| 1 | 2019-01-11 06:55 | 2019-01-11 07:01 | 6
| 1 | 2019-01-11 15:53 | 2019-01-11 15:59 | 6
| 1 | 2019-01-11 17:37 | 2019-01-11 17:42 | 5
| 16 | 2019-01-11 19:14 | 2019-01-11 19:42 | 28
| 1 | 2019-01-11 20:01 | 2019-01-11 20:07 | 6
| 3 | 2019-01-11 21:25 | 2019-01-11 21:31 | 6
| 1 | 2019-01-11 21:43 | 2019-01-11 21:49 | 6
| 1 | 2019-01-11 22:23 | 2019-01-11 22:48 | 25
| 9 | 2019-01-12 02:07 | 2019-01-12 03:06 | 59
| 3 | 2019-01-12 04:02 | 2019-01-12 08:26 | 264
| 1 | 2019-01-12 04:59 | 2019-01-12 07:24 | 145
| 10 | 2019-01-12 05:14 | 2019-01-12 05:29 | 15
| 1 | 2019-01-12 07:15 | 2019-01-12 07:21 | 6
| 23 | 2019-01-12 07:51 | 2019-01-12 08:11 | 20
| 156 | 2019-01-12 08:06 | 2019-01-12 09:27 | 81
| 2 | 2019-01-12 08:06 | 2019-01-12 10:24 | 138
| 3 | 2019-01-12 08:30 | 2019-01-12 08:36 | 6
| 14 | 2019-01-12 08:57 | 2019-01-12 10:51 | 114
| 1 | 2019-01-12 10:08 | 2019-01-12 10:14 | 6
| 1 | 2019-01-12 10:10 | 2019-01-12 10:16 | 6
| 1 | 2019-01-12 10:33 | 2019-01-12 11:16 | 43
| 1 | 2019-01-12 12:24 | 2019-01-12 12:30 | 6
| 11 | 2019-01-12 12:32 | 2019-01-12 13:54 | 82
| 1 | 2019-01-12 13:33 | 2019-01-12 13:38 | 5
| 1 | 2019-01-12 14:51 | 2019-01-12 14:57 | 6
| 1 | 2019-01-12 14:56 | 2019-01-12 16:56 | 120
| 2 | 2019-01-12 15:44 | 2019-01-12 15:50 | 6
| 7 | 2019-01-12 16:58 | 2019-01-12 17:20 | 22
| 1 | 2019-01-12 18:50 | 2019-01-12 21:39 | 169
| 1 | 2019-01-12 19:02 | 2019-01-12 19:08 | 6
| 1 | 2019-01-12 19:10 | 2019-01-12 19:16 | 6
| 1 | 2019-01-12 19:19 | 2019-01-12 19:25 | 6
| 69 | 2019-01-12 20:10 | 2019-01-12 20:23 | 13
| 1 | 2019-01-13 04:54 | 2019-01-13 11:47 | 413
| 14 | 2019-01-13 05:57 | 2019-01-13 06:15 | 18
| 1 | 2019-01-13 06:28 | 2019-01-13 08:23 | 115
| 1 | 2019-01-13 06:59 | 2019-01-13 18:33 | 694
| 13 | 2019-01-13 07:21 | 2019-01-13 07:47 | 26
| 41 | 2019-01-13 08:09 | 2019-01-13 08:17 | 8
| 5 | 2019-01-13 08:22 | 2019-01-13 08:58 | 36
| 22 | 2019-01-13 09:13 | 2019-01-13 09:20 | 7
| 1 | 2019-01-13 09:14 | 2019-01-13 10:22 | 68
| 42 | 2019-01-13 09:25 | 2019-01-13 09:54 | 29
| 1 | 2019-01-13 11:58 | 2019-01-13 12:04 | 6
| 24 | 2019-01-13 12:31 | 2019-01-13 12:58 | 27
| 1 | 2019-01-13 12:45 | 2019-01-13 17:28 | 283
| 1 | 2019-01-13 13:20 | 2019-01-13 13:25 | 5
| 1 | 2019-01-13 15:04 | 2019-01-13 15:10 | 6
| 1 | 2019-01-13 15:50 | 2019-01-13 16:01 | 11
| 1 | 2019-01-13 15:55 | 2019-01-13 16:03 | 8
| 1 | 2019-01-13 15:57 | 2019-01-13 16:03 | 6
| 97 | 2019-01-13 17:16 | 2019-01-13 17:34 | 18
| 24 | 2019-01-13 18:04 | 2019-01-13 18:21 | 17
| 1 | 2019-01-13 18:19 | 2019-01-13 18:25 | 6
| 1 | 2019-01-13 18:45 | 2019-01-13 18:51 | 6
| 2 | 2019-01-13 19:11 | 2019-01-13 19:17 | 6
| 141 | 2019-01-13 19:13 | 2019-01-13 19:22 | 9
| 1 | 2019-01-13 19:22 | 2019-01-13 19:32 | 10
| 1 | 2019-01-13 19:41 | 2019-01-13 19:47 | 6
| 1 | 2019-01-13 19:49 | 2019-01-13 19:56 | 7
| 3 | 2019-01-13 19:49 | 2019-01-13 20:17 | 28
| 1 | 2019-01-13 20:03 | 2019-01-13 20:09 | 6
| 1 | 2019-01-13 20:30 | 2019-01-13 20:36 | 6
| 1 | 2019-01-13 20:48 | 2019-01-13 20:54 | 6
| 1 | 2019-01-13 21:14 | 2019-01-13 21:20 | 6
| 3 | 2019-01-13 21:41 | 2019-01-13 21:59 | 18
| 26 | 2019-01-13 21:41 | 2019-01-13 22:14 | 33
| 86 | 2019-01-13 21:58 | 2019-01-13 22:14 | 16
| 6 | 2019-01-14 01:04 | 2019-01-14 01:18 | 14
| 33 | 2019-01-14 02:14 | 2019-01-14 02:27 | 13
| 1 | 2019-01-14 06:41 | 2019-01-14 07:10 | 29
| 1 | 2019-01-14 07:11 | 2019-01-14 07:17 | 6
| 2 | 2019-01-14 07:18 | 2019-01-14 07:24 | 6
| 1 | 2019-01-14 08:01 | 2019-01-14 08:07 | 6
| 2 | 2019-01-14 08:10 | 2019-01-14 09:37 | 87
| 1 | 2019-01-14 09:20 | 2019-01-14 12:06 | 166
| 2 | 2019-01-14 10:01 | 2019-01-14 10:19 | 18
| 1 | 2019-01-14 11:19 | 2019-01-14 12:44 | 85
| 1 | 2019-01-14 12:23 | 2019-01-14 12:29 | 6
| 14 | 2019-01-14 13:30 | 2019-01-14 13:51 | 21
| 1 | 2019-01-14 13:43 | 2019-01-14 14:52 | 69
| 2 | 2019-01-14 13:43 | 2019-01-14 16:59 | 196
| 1 | 2019-01-14 14:40 | 2019-01-14 14:46 | 6
| 162 | 2019-01-14 15:33 | 2019-01-14 15:53 | 20
| 1 | 2019-01-14 15:33 | 2019-01-14 20:08 | 275
| 1 | 2019-01-14 15:40 | 2019-01-14 15:46 | 6
| 1 | 2019-01-14 15:58 | 2019-01-14 16:04 | 6
| 1 | 2019-01-14 16:27 | 2019-01-14 18:40 | 133
| 14 | 2019-01-14 16:49 | 2019-01-14 17:05 | 16
| 30 | 2019-01-14 17:01 | 2019-01-14 17:21 | 20
| 1 | 2019-01-14 17:49 | 2019-01-14 17:55 | 6
| 47 | 2019-01-14 17:59 | 2019-01-14 19:26 | 87
| 45 | 2019-01-14 18:03 | 2019-01-14 18:18 | 15
| 145 | 2019-01-14 18:11 | 2019-01-14 18:25 | 14
| 2 | 2019-01-14 18:25 | 2019-01-14 18:31 | 6
| 39 | 2019-01-14 18:37 | 2019-01-14 18:51 | 14
| 5 | 2019-01-14 18:40 | 2019-01-14 19:14 | 34
| 121 | 2019-01-14 18:47 | 2019-01-14 19:01 | 14
| 1 | 2019-01-14 19:23 | 2019-01-14 21:23 | 120
| 626 | 2019-01-14 19:32 | 2019-01-14 19:39 | 7
| 65 | 2019-01-14 19:57 | 2019-01-14 20:16 | 19
| 2 | 2019-01-14 20:00 | 2019-01-14 20:12 | 12
| 1 | 2019-01-15 04:45 | 2019-01-15 04:54 | 9
| 3 | 2019-01-15 05:57 | 2019-01-15 06:23 | 26
| 27 | 2019-01-15 05:57 | 2019-01-15 07:42 | 105
| 1 | 2019-01-15 06:13 | 2019-01-15 06:19 | 6
| 12 | 2019-01-15 06:13 | 2019-01-15 06:24 | 11
| 1 | 2019-01-15 06:18 | 2019-01-15 08:26 | 128
| 62 | 2019-01-15 06:24 | 2019-01-15 06:31 | 7
| 77 | 2019-01-15 06:24 | 2019-01-15 06:35 | 11
| 81 | 2019-01-15 06:24 | 2019-01-15 06:35 | 11
| 45 | 2019-01-15 06:24 | 2019-01-15 06:37 | 13
| 98 | 2019-01-15 06:24 | 2019-01-15 06:38 | 14
| 17 | 2019-01-15 06:24 | 2019-01-15 06:39 | 15
| 22 | 2019-01-15 06:24 | 2019-01-15 06:48 | 24
| 72 | 2019-01-15 06:24 | 2019-01-15 06:52 | 28
| 20 | 2019-01-15 06:40 | 2019-01-15 06:47 | 7
| 1 | 2019-01-15 07:44 | 2019-01-15 07:50 | 6
| 1 | 2019-01-15 07:45 | 2019-01-15 08:00 | 15
| 640 | 2019-01-15 08:01 | 2019-01-15 08:09 | 8
| 243 | 2019-01-15 08:01 | 2019-01-15 10:03 | 122
| 1 | 2019-01-15 08:01 | 2019-01-15 10:04 | 123
| 1 | 2019-01-15 08:10 | 2019-01-15 08:24 | 14
| 2 | 2019-01-15 08:28 | 2019-01-15 09:51 | 83
| 1 | 2019-01-15 08:30 | 2019-01-15 08:37 | 7
| 4 | 2019-01-15 08:50 | 2019-01-15 09:06 | 16
| 5 | 2019-01-15 09:10 | 2019-01-15 09:17 | 7
| 1 | 2019-01-15 09:18 | 2019-01-15 09:24 | 6
| 1 | 2019-01-15 09:51 | 2019-01-15 09:57 | 6
| 1 | 2019-01-15 09:53 | 2019-01-15 09:59 | 6
| 1 | 2019-01-15 11:09 | 2019-01-15 11:15 | 6
| 11 | 2019-01-15 11:14 | 2019-01-15 11:31 | 17
| 1 | 2019-01-15 12:45 | 2019-01-15 12:51 | 6
| 1 | 2019-01-15 12:51 | 2019-01-15 13:27 | 36
| 11 | 2019-01-15 13:05 | 2019-01-15 13:11 | 6
| 1 | 2019-01-15 13:10 | 2019-01-15 13:16 | 6
| 1 | 2019-01-15 13:30 | 2019-01-15 13:36 | 6
| 1 | 2019-01-15 14:13 | 2019-01-15 14:19 | 6
| 1 | 2019-01-15 14:49 | 2019-01-15 16:12 | 83
| 42 | 2019-01-15 16:16 | 2019-01-15 16:35 | 19
| 1 | 2019-01-15 17:42 | 2019-01-15 18:14 | 32
| 1 | 2019-01-15 17:55 | 2019-01-15 18:05 | 10
| 29 | 2019-01-15 17:55 | 2019-01-15 18:08 | 13
| 60 | 2019-01-15 17:59 | 2019-01-15 18:13 | 14
| 1 | 2019-01-15 18:36 | 2019-01-15 19:49 | 73
| 1 | 2019-01-15 18:54 | 2019-01-15 19:05 | 11
| 95 | 2019-01-15 18:54 | 2019-01-15 19:06 | 12
| 1 | 2019-01-15 18:56 | 2019-01-15 19:02 | 6
| 1 | 2019-01-15 19:28 | 2019-01-15 19:34 | 6
| 1 | 2019-01-15 19:46 | 2019-01-15 19:52 | 6
| 3 | 2019-01-15 21:16 | 2019-01-15 21:34 | 18
| 1481 | 2019-01-15 22:29 | 2019-01-15 22:38 | 9
| 2045 | 2019-01-15 22:29 | 2019-01-15 22:50 | 21
| 5 | 2019-01-15 22:29 | 2019-01-15 22:51 | 22
| 1 | 2019-01-15 22:39 | 2019-01-15 22:45 | 6
| 2 | 2019-01-15 22:44 | 2019-01-16 04:14 | 330
| 1 | 2019-01-15 23:24 | 2019-01-15 23:55 | 31
| 1 | 2019-01-16 03:33 | 2019-01-16 04:14 | 41
| 1 | 2019-01-16 04:50 | 2019-01-16 07:32 | 162
| 1 | 2019-01-16 05:48 | 2019-01-16 16:49 | 661
| 1 | 2019-01-16 06:14 | 2019-01-16 06:19 | 5
| 1 | 2019-01-16 06:48 | 2019-01-16 06:54 | 6
| 3 | 2019-01-16 06:48 | 2019-01-16 07:40 | 52
| 1 | 2019-01-16 07:26 | 2019-01-16 08:27 | 61
| 2 | 2019-01-16 07:49 | 2019-01-16 07:55 | 6
| 1 | 2019-01-16 08:15 | 2019-01-16 08:21 | 6
| 1 | 2019-01-16 08:15 | 2019-01-16 08:26 | 11
| 3 | 2019-01-16 08:15 | 2019-01-16 08:30 | 15
| 1 | 2019-01-16 09:04 | 2019-01-16 09:09 | 5
| 1 | 2019-01-16 09:25 | 2019-01-16 09:31 | 6
| 110 | 2019-01-16 10:46 | 2019-01-16 10:54 | 8
| 107 | 2019-01-16 10:46 | 2019-01-16 10:55 | 9
| 1 | 2019-01-16 11:02 | 2019-01-16 11:08 | 6
| 1 | 2019-01-16 11:26 | 2019-01-16 11:32 | 6
| 1 | 2019-01-16 12:07 | 2019-01-16 13:52 | 105
| 1 | 2019-01-16 12:25 | 2019-01-16 16:09 | 224
| 1 | 2019-01-16 12:28 | 2019-01-16 12:34 | 6
| 2 | 2019-01-16 13:31 | 2019-01-16 13:37 | 6
| 1 | 2019-01-16 14:09 | 2019-01-16 17:12 | 183
| 6 | 2019-01-16 14:47 | 2019-01-16 15:02 | 15
| 1 | 2019-01-16 14:49 | 2019-01-16 14:55 | 6
| 1 | 2019-01-16 14:52 | 2019-01-16 15:52 | 60
| 1 | 2019-01-16 14:55 | 2019-01-16 15:18 | 23
| 1 | 2019-01-16 16:31 | 2019-01-16 16:37 | 6
| 1 | 2019-01-16 17:13 | 2019-01-16 17:19 | 6
| 5 | 2019-01-16 17:49 | 2019-01-16 19:30 | 101
| 1 | 2019-01-16 17:53 | 2019-01-16 17:59 | 6
| 1 | 2019-01-16 18:26 | 2019-01-16 19:08 | 42
| 2 | 2019-01-16 18:59 | 2019-01-16 19:05 | 6
| 1 | 2019-01-16 20:04 | 2019-01-16 20:14 | 10
| 43 | 2019-01-16 20:50 | 2019-01-16 20:55 | 5
| 1 | 2019-01-17 02:25 | 2019-01-17 08:10 | 345
| 1 | 2019-01-17 06:57 | 2019-01-17 08:22 | 85
| 3 | 2019-01-17 10:13 | 2019-01-17 10:20 | 7
| 15 | 2019-01-17 10:15 | 2019-01-17 10:37 | 22
| 20 | 2019-01-17 10:18 | 2019-01-17 10:24 | 6
| 1 | 2019-01-17 10:52 | 2019-01-17 17:34 | 402
| 1 | 2019-01-17 11:03 | 2019-01-17 11:08 | 5
| 1 | 2019-01-17 12:51 | 2019-01-17 13:08 | 17
| 2 | 2019-01-17 13:22 | 2019-01-17 13:25 | 3
| 7 | 2019-01-17 14:18 | 2019-01-17 14:31 | 13
| 785 | 2019-01-17 16:49 | 2019-01-17 16:56 | 7
| 1 | 2019-01-17 17:33 | 2019-01-17 17:39 | 6
| 1 | 2019-01-17 18:00 | 2019-01-17 18:06 | 6
| 2 | 2019-01-17 18:31 | 2019-01-17 18:57 | 26
| 1 | 2019-01-17 19:29 | 2019-01-17 19:44 | 15
| 2 | 2019-01-17 21:28 | 2019-01-17 21:43 | 15
| 10 | 2019-01-17 21:58 | 2019-01-17 22:04 | 6
| 7 | 2019-01-18 00:24 | 2019-01-18 00:38 | 14
| 4 | 2019-01-18 00:24 | 2019-01-18 01:28 | 64
| 5 | 2019-01-18 00:24 | 2019-01-18 01:29 | 65
| 3 | 2019-01-18 01:01 | 2019-01-18 01:15 | 14
| 6 | 2019-01-18 01:13 | 2019-01-18 01:43 | 30
| 1 | 2019-01-18 01:17 | 2019-01-18 01:36 | 19
| 1 | 2019-01-18 01:53 | 2019-01-18 11:22 | 569
| 1 | 2019-01-18 02:16 | 2019-01-18 07:08 | 292
| 1 | 2019-01-18 02:50 | 2019-01-18 02:56 | 6
| 1 | 2019-01-18 02:50 | 2019-01-18 05:21 | 151
| 1 | 2019-01-18 04:39 | 2019-01-18 04:45 | 6
| 1 | 2019-01-18 04:57 | 2019-01-18 09:25 | 268
| 6 | 2019-01-18 05:08 | 2019-01-18 05:30 | 22
| 1 | 2019-01-18 06:38 | 2019-01-18 06:44 | 6
| 2 | 2019-01-18 07:31 | 2019-01-18 12:20 | 289
| 1 | 2019-01-18 07:38 | 2019-01-18 07:44 | 6
| 1 | 2019-01-18 07:55 | 2019-01-18 09:40 | 105
| 1 | 2019-01-18 08:25 | 2019-01-18 09:22 | 57
| 2 | 2019-01-18 09:24 | 2019-01-18 09:37 | 13
| 2 | 2019-01-18 09:42 | 2019-01-18 09:48 | 6
| 87 | 2019-01-18 09:49 | 2019-01-18 09:59 | 10
| 1 | 2019-01-18 10:07 | 2019-01-18 10:13 | 6
| 2 | 2019-01-18 10:09 | 2019-01-18 10:15 | 6
| 1643 | 2019-01-18 10:31 | 2019-01-18 10:41 | 10
| 80 | 2019-01-18 10:31 | 2019-01-18 10:47 | 16
| 1 | 2019-01-18 10:49 | 2019-01-18 10:55 | 6
| 37 | 2019-01-18 10:49 | 2019-01-18 11:35 | 46
| 92 | 2019-01-18 11:16 | 2019-01-18 11:28 | 12
| 765 | 2019-01-18 11:43 | 2019-01-18 11:49 | 6
| 3 | 2019-01-18 11:43 | 2019-01-18 11:51 | 8
| 1 | 2019-01-18 12:39 | 2019-01-18 20:00 | 441
| 1 | 2019-01-18 14:00 | 2019-01-18 14:06 | 6
| 1524 | 2019-01-18 14:11 | 2019-01-18 14:20 | 9
| 3 | 2019-01-18 14:24 | 2019-01-18 18:03 | 219
| 1 | 2019-01-18 14:45 | 2019-01-18 15:11 | 26
| 1 | 2019-01-18 15:13 | 2019-01-18 15:19 | 6
| 5 | 2019-01-18 15:16 | 2019-01-18 15:22 | 6
| 25 | 2019-01-18 15:38 | 2019-01-18 15:58 | 20
| 1 | 2019-01-18 15:40 | 2019-01-18 16:17 | 37
| 1 | 2019-01-18 16:19 | 2019-01-18 19:05 | 166
| 1 | 2019-01-18 16:20 | 2019-01-18 16:26 | 6
| 4 | 2019-01-18 16:34 | 2019-01-18 16:41 | 7
| 9 | 2019-01-18 16:54 | 2019-01-18 17:21 | 27
| 31 | 2019-01-18 17:08 | 2019-01-18 17:25 | 17
| 1 | 2019-01-18 17:12 | 2019-01-18 17:18 | 6
| 1 | 2019-01-18 17:30 | 2019-01-18 17:37 | 7
| 1 | 2019-01-18 17:30 | 2019-01-18 19:39 | 129
| 1 | 2019-01-18 17:51 | 2019-01-18 17:57 | 6
| 4 | 2019-01-18 18:00 | 2019-01-18 18:13 | 13
| 33 | 2019-01-18 18:04 | 2019-01-18 18:10 | 6
| 7 | 2019-01-18 18:09 | 2019-01-18 18:26 | 17
| 1 | 2019-01-18 18:22 | 2019-01-18 18:28 | 6
| 2 | 2019-01-18 18:22 | 2019-01-18 20:25 | 123
| 1 | 2019-01-18 18:47 | 2019-01-18 18:53 | 6
| 1 | 2019-01-18 20:14 | 2019-01-18 20:20 | 6
| 127 | 2019-01-18 20:14 | 2019-01-18 20:22 | 8
| 2 | 2019-01-18 20:47 | 2019-01-18 20:53 | 6
| 1 | 2019-01-19 00:24 | 2019-01-19 00:30 | 6
| 3 | 2019-01-19 05:31 | 2019-01-19 05:49 | 18
| 1 | 2019-01-19 05:58 | 2019-01-19 07:09 | 71
| 3 | 2019-01-19 08:21 | 2019-01-19 08:37 | 16
| 1 | 2019-01-19 08:30 | 2019-01-19 08:36 | 6
| 9 | 2019-01-19 08:30 | 2019-01-19 11:11 | 161
| 2 | 2019-01-19 08:54 | 2019-01-19 09:00 | 6
| 1 | 2019-01-19 09:01 | 2019-01-19 09:07 | 6
| 1 | 2019-01-19 09:19 | 2019-01-19 09:25 | 6
| 26 | 2019-01-19 09:58 | 2019-01-19 10:16 | 18
| 5 | 2019-01-19 10:00 | 2019-01-19 10:44 | 44
| 1 | 2019-01-19 10:00 | 2019-01-19 10:47 | 47
| 1 | 2019-01-19 13:43 | 2019-01-19 14:12 | 29
| 16 | 2019-01-19 13:43 | 2019-01-19 14:37 | 54
| 2 | 2019-01-19 14:24 | 2019-01-19 15:45 | 81
| 54 | 2019-01-19 14:59 | 2019-01-19 20:27 | 328
| 2 | 2019-01-19 15:03 | 2019-01-19 15:09 | 6
| 47 | 2019-01-19 15:03 | 2019-01-19 15:17 | 14
| 337 | 2019-01-19 15:03 | 2019-01-19 15:30 | 27
| 1 | 2019-01-19 15:59 | 2019-01-19 16:05 | 6
| 21 | 2019-01-19 16:40 | 2019-01-19 17:05 | 25
| 1 | 2019-01-19 16:47 | 2019-01-19 16:52 | 5
| 40 | 2019-01-19 17:29 | 2019-01-19 17:45 | 16
| 1 | 2019-01-19 17:41 | 2019-01-19 17:47 | 6
| 3 | 2019-01-19 17:41 | 2019-01-19 17:48 | 7
| 1 | 2019-01-19 18:40 | 2019-01-19 18:46 | 6
| 17 | 2019-01-19 20:41 | 2019-01-19 20:55 | 14
| 1 | 2019-01-19 20:53 | 2019-01-19 20:59 | 6
| 3 | 2019-01-19 20:53 | 2019-01-19 21:57 | 64
| 1 | 2019-01-19 21:20 | 2019-01-19 21:41 | 21
| 42 | 2019-01-19 21:30 | 2019-01-19 21:47 | 17
| 19 | 2019-01-19 21:30 | 2019-01-19 21:50 | 20
| 69 | 2019-01-20 00:10 | 2019-01-20 00:17 | 7
| 1 | 2019-01-20 00:38 | 2019-01-20 00:44 | 6
| 2 | 2019-01-20 07:46 | 2019-01-20 13:26 | 340
| 4 | 2019-01-20 08:25 | 2019-01-20 08:34 | 9
| 1 | 2019-01-20 09:04 | 2019-01-20 09:10 | 6
| 1 | 2019-01-20 10:07 | 2019-01-20 11:13 | 66
| 1 | 2019-01-20 10:10 | 2019-01-20 10:16 | 6
| 1 | 2019-01-20 10:22 | 2019-01-20 10:28 | 6
| 95 | 2019-01-20 10:42 | 2019-01-20 11:05 | 23
| 99 | 2019-01-20 12:44 | 2019-01-20 12:51 | 7
| 3 | 2019-01-20 12:44 | 2019-01-20 15:09 | 145
| 58 | 2019-01-20 14:41 | 2019-01-20 14:47 | 6
| 1 | 2019-01-20 15:40 | 2019-01-20 15:46 | 6
| 1 | 2019-01-20 16:08 | 2019-01-20 16:14 | 6
| 1 | 2019-01-20 16:27 | 2019-01-20 16:33 | 6
| 1 | 2019-01-20 21:38 | 2019-01-20 21:44 | 6
| 53 | 2019-01-20 22:12 | 2019-01-20 22:27 | 15
| 5 | 2019-01-20 23:59 | 2019-01-21 00:14 | 15
| 2 | 2019-01-20 23:59 | 2019-01-21 00:15 | 16
| 1 | 2019-01-20 23:59 | 2019-01-21 00:32 | 33
| 1 | 2019-01-21 05:52 | 2019-01-21 08:07 | 135
| 8 | 2019-01-21 07:41 | 2019-01-21 07:58 | 17
| 1 | 2019-01-21 09:07 | 2019-01-21 11:12 | 125
| 2 | 2019-01-21 10:20 | 2019-01-21 10:39 | 19
| 1 | 2019-01-21 10:46 | 2019-01-21 10:52 | 6
| 1 | 2019-01-21 10:56 | 2019-01-21 11:02 | 6
| 11 | 2019-01-21 11:55 | 2019-01-21 12:32 | 37
| 1 | 2019-01-21 13:04 | 2019-01-21 14:03 | 59
| 1 | 2019-01-21 13:31 | 2019-01-21 13:37 | 6
| 7 | 2019-01-21 13:44 | 2019-01-21 13:50 | 6
| 1 | 2019-01-21 14:28 | 2019-01-21 14:35 | 7
| 1 | 2019-01-21 14:56 | 2019-01-21 15:02 | 6
| 2 | 2019-01-21 15:45 | 2019-01-21 16:06 | 21
| 1261 | 2019-01-21 16:18 | 2019-01-21 16:24 | 6
| 1 | 2019-01-21 16:18 | 2019-01-21 17:55 | 97
| 1 | 2019-01-21 16:55 | 2019-01-21 18:57 | 122
| 1 | 2019-01-21 17:20 | 2019-01-21 17:26 | 6
| 1 | 2019-01-21 17:32 | 2019-01-21 19:20 | 108
| 1 | 2019-01-21 17:55 | 2019-01-21 18:01 | 6
| 1 | 2019-01-21 18:25 | 2019-01-21 18:35 | 10
| 242 | 2019-01-21 18:53 | 2019-01-21 19:02 | 9
| 1 | 2019-01-21 18:57 | 2019-01-21 19:03 | 6
| 1 | 2019-01-21 19:10 | 2019-01-21 19:16 | 6
| 7 | 2019-01-22 00:41 | 2019-01-22 01:02 | 21
| 14 | 2019-01-22 05:53 | 2019-01-22 06:12 | 19
| 814 | 2019-01-22 07:42 | 2019-01-22 07:50 | 8
| 1 | 2019-01-22 08:18 | 2019-01-22 08:24 | 6
| 1 | 2019-01-22 08:38 | 2019-01-22 08:44 | 6
| 1 | 2019-01-22 08:49 | 2019-01-22 09:03 | 14
| 38 | 2019-01-22 09:02 | 2019-01-22 09:08 | 6
| 1 | 2019-01-22 10:41 | 2019-01-22 11:18 | 37
| 11 | 2019-01-22 10:41 | 2019-01-22 11:28 | 47
| 1 | 2019-01-22 11:00 | 2019-01-22 11:08 | 8
| 17 | 2019-01-22 11:09 | 2019-01-22 11:15 | 6
| 1 | 2019-01-22 12:28 | 2019-01-22 12:34 | 6
| 1 | 2019-01-22 12:38 | 2019-01-22 12:44 | 6
| 1 | 2019-01-22 13:29 | 2019-01-22 13:35 | 6
| 3 | 2019-01-22 14:59 | 2019-01-22 15:17 | 18
| 1 | 2019-01-22 15:42 | 2019-01-22 21:50 | 368
| 1 | 2019-01-22 16:18 | 2019-01-22 16:24 | 6
| 1 | 2019-01-22 16:37 | 2019-01-22 16:43 | 6
| 1 | 2019-01-22 17:26 | 2019-01-22 17:49 | 23
| 1 | 2019-01-22 17:48 | 2019-01-22 17:54 | 6
| 1 | 2019-01-22 17:52 | 2019-01-22 19:20 | 88
| 65 | 2019-01-22 18:25 | 2019-01-22 18:41 | 16
| 36 | 2019-01-22 18:51 | 2019-01-22 19:10 | 19
| 113 | 2019-01-22 18:52 | 2019-01-22 18:58 | 6
| 11 | 2019-01-22 19:22 | 2019-01-22 19:58 | 36
| 147 | 2019-01-22 20:03 | 2019-01-22 20:18 | 15
| 4 | 2019-01-23 00:13 | 2019-01-23 00:39 | 26
| 11 | 2019-01-23 01:43 | 2019-01-23 01:53 | 10
| 1 | 2019-01-23 01:46 | 2019-01-23 01:52 | 6
| 1 | 2019-01-23 07:08 | 2019-01-23 07:14 | 6
| 80 | 2019-01-23 08:12 | 2019-01-23 08:24 | 12
| 1 | 2019-01-23 08:17 | 2019-01-23 08:23 | 6
| 2 | 2019-01-23 08:26 | 2019-01-23 08:32 | 6
| 1 | 2019-01-23 08:39 | 2019-01-23 08:45 | 6
| 16 | 2019-01-23 09:18 | 2019-01-23 09:24 | 6
| 6 | 2019-01-23 09:20 | 2019-01-23 09:24 | 4
| 19 | 2019-01-23 09:26 | 2019-01-23 09:43 | 17
| 5 | 2019-01-23 10:05 | 2019-01-23 11:42 | 97
| 1 | 2019-01-23 10:26 | 2019-01-23 10:32 | 6
| 1 | 2019-01-23 10:43 | 2019-01-23 10:44 | 1
| 1 | 2019-01-23 10:43 | 2019-01-23 10:49 | 6
| 10 | 2019-01-23 10:58 | 2019-01-23 11:06 | 8
| 1 | 2019-01-23 10:59 | 2019-01-23 11:01 | 2
| 1 | 2019-01-23 11:10 | 2019-01-23 12:37 | 87
| 2 | 2019-01-23 12:29 | 2019-01-23 12:31 | 2
| 363 | 2019-01-23 12:58 | 2019-01-23 13:07 | 9
| 17 | 2019-01-23 13:07 | 2019-01-23 13:13 | 6
| 1 | 2019-01-23 13:26 | 2019-01-23 15:31 | 125
| 1 | 2019-01-23 14:18 | 2019-01-23 14:24 | 6
| 1 | 2019-01-23 15:39 | 2019-01-23 15:44 | 5
| 1 | 2019-01-23 16:42 | 2019-01-23 16:57 | 15
| 1 | 2019-01-23 17:06 | 2019-01-23 17:12 | 6
| 23 | 2019-01-23 17:06 | 2019-01-23 19:41 | 155
| 2 | 2019-01-23 17:12 | 2019-01-23 17:18 | 6
| 1 | 2019-01-23 17:35 | 2019-01-23 18:33 | 58
| 1 | 2019-01-23 17:39 | 2019-01-23 17:44 | 5
| 4 | 2019-01-23 18:52 | 2019-01-23 18:58 | 6
| 1 | 2019-01-23 19:38 | 2019-01-23 19:43 | 5
| 2 | 2019-01-23 19:38 | 2019-01-23 19:44 | 6
| 2 | 2019-01-23 19:51 | 2019-01-23 20:59 | 68
| 66 | 2019-01-23 20:15 | 2019-01-23 20:33 | 18
| 1 | 2019-01-23 20:49 | 2019-01-23 20:55 | 6
| 1 | 2019-01-23 21:23 | 2019-01-23 21:29 | 6
| 29 | 2019-01-23 21:32 | 2019-01-23 21:38 | 6
| 4 | 2019-01-24 03:01 | 2019-01-24 03:30 | 29
| 1 | 2019-01-24 05:49 | 2019-01-24 14:53 | 544
| 3 | 2019-01-24 07:47 | 2019-01-24 07:50 | 3
| 2 | 2019-01-24 08:31 | 2019-01-24 08:36 | 5
| 1 | 2019-01-24 09:01 | 2019-01-24 09:07 | 6
| 375 | 2019-01-24 10:06 | 2019-01-24 10:13 | 7
| 1 | 2019-01-24 11:00 | 2019-01-24 13:15 | 135
| 6 | 2019-01-24 11:11 | 2019-01-24 11:20 | 9
| 1 | 2019-01-24 11:22 | 2019-01-24 11:28 | 6
| 27 | 2019-01-24 11:50 | 2019-01-24 12:06 | 16
| 1 | 2019-01-24 12:05 | 2019-01-24 12:11 | 6
| 1 | 2019-01-24 12:20 | 2019-01-24 12:26 | 6
| 1 | 2019-01-24 13:08 | 2019-01-24 13:21 | 13
| 1 | 2019-01-24 13:41 | 2019-01-24 13:47 | 6
| 1 | 2019-01-24 13:50 | 2019-01-24 14:00 | 10
| 1 | 2019-01-24 14:08 | 2019-01-24 14:41 | 33
| 1 | 2019-01-24 14:43 | 2019-01-24 17:37 | 174
| 1 | 2019-01-24 14:46 | 2019-01-24 14:56 | 10
| 1 | 2019-01-24 14:46 | 2019-01-24 20:04 | 318
| 1 | 2019-01-24 15:01 | 2019-01-24 15:07 | 6
| 2 | 2019-01-24 15:35 | 2019-01-24 15:41 | 6
| 17 | 2019-01-24 16:00 | 2019-01-24 16:07 | 7
| 7 | 2019-01-24 16:54 | 2019-01-24 17:45 | 51
| 3069 | 2019-01-24 17:01 | 2019-01-24 17:09 | 8
| 893 | 2019-01-24 17:01 | 2019-01-24 17:09 | 8
| 259 | 2019-01-24 17:01 | 2019-01-24 20:43 | 222
| 1 | 2019-01-24 17:13 | 2019-01-24 17:19 | 6
| 136 | 2019-01-24 17:13 | 2019-01-24 17:31 | 18
| 5 | 2019-01-24 17:36 | 2019-01-24 17:43 | 7
| 1 | 2019-01-24 17:38 | 2019-01-24 17:43 | 5
| 63 | 2019-01-24 17:46 | 2019-01-24 17:59 | 13
| 611 | 2019-01-24 18:00 | 2019-01-24 18:07 | 7
| 39 | 2019-01-24 18:05 | 2019-01-24 18:17 | 12
| 102 | 2019-01-24 18:10 | 2019-01-24 18:22 | 12
| 295 | 2019-01-24 18:12 | 2019-01-24 18:19 | 7
| 1 | 2019-01-24 18:18 | 2019-01-24 18:24 | 6
| 1 | 2019-01-24 18:21 | 2019-01-24 21:32 | 191
| 37 | 2019-01-24 18:23 | 2019-01-24 18:35 | 12
| 1 | 2019-01-24 18:29 | 2019-01-24 18:35 | 6
| 32 | 2019-01-24 18:29 | 2019-01-24 18:43 | 14
| 140 | 2019-01-24 18:29 | 2019-01-24 19:43 | 74
| 92 | 2019-01-24 18:44 | 2019-01-24 19:04 | 20
| 1 | 2019-01-24 18:56 | 2019-01-24 19:02 | 6
| 1 | 2019-01-24 18:56 | 2019-01-24 19:06 | 10
| 68 | 2019-01-24 19:01 | 2019-01-24 19:22 | 21
| 86 | 2019-01-24 19:20 | 2019-01-24 19:35 | 15
| 1 | 2019-01-24 19:30 | 2019-01-24 19:40 | 10
| 39 | 2019-01-24 19:30 | 2019-01-24 19:41 | 11
| 6 | 2019-01-24 19:30 | 2019-01-24 19:59 | 29
| 57 | 2019-01-24 19:48 | 2019-01-24 20:03 | 15
| 15 | 2019-01-24 19:52 | 2019-01-24 20:05 | 13
| 30 | 2019-01-24 19:53 | 2019-01-24 20:19 | 26
| 60 | 2019-01-24 19:56 | 2019-01-24 20:09 | 13
| 41 | 2019-01-24 19:58 | 2019-01-24 20:05 | 7
| 90 | 2019-01-24 20:17 | 2019-01-24 20:46 | 29
| 2 | 2019-01-24 20:21 | 2019-01-24 20:27 | 6
| 111 | 2019-01-24 20:24 | 2019-01-24 20:38 | 14
| 1 | 2019-01-24 20:27 | 2019-01-24 20:33 | 6
| 37 | 2019-01-24 20:31 | 2019-01-24 20:48 | 17
| 17 | 2019-01-24 20:35 | 2019-01-24 20:54 | 19
| 37 | 2019-01-24 20:42 | 2019-01-24 20:58 | 16
| 136 | 2019-01-24 20:42 | 2019-01-24 21:04 | 22
| 2 | 2019-01-24 20:43 | 2019-01-24 20:49 | 6
| 1 | 2019-01-24 20:55 | 2019-01-24 21:01 | 6
| 1 | 2019-01-24 20:56 | 2019-01-24 21:28 | 32
| 27 | 2019-01-24 21:07 | 2019-01-24 21:34 | 27
| 70 | 2019-01-24 21:08 | 2019-01-24 21:30 | 22
| 1 | 2019-01-24 21:09 | 2019-01-24 21:15 | 6
| 1 | 2019-01-24 21:17 | 2019-01-24 21:40 | 23
| 1 | 2019-01-24 21:18 | 2019-01-24 21:56 | 38
| 66 | 2019-01-24 21:26 | 2019-01-24 22:03 | 37
| 3335 | 2019-01-24 21:35 | 2019-01-24 21:42 | 7
| 34 | 2019-01-24 21:44 | 2019-01-24 22:23 | 39
| 1 | 2019-01-24 21:45 | 2019-01-24 21:51 | 6
| 1 | 2019-01-24 21:59 | 2019-01-24 22:05 | 6
| 1 | 2019-01-24 22:02 | 2019-01-24 22:08 | 6
| 1 | 2019-01-24 22:04 | 2019-01-24 22:10 | 6
| 1 | 2019-01-24 22:18 | 2019-01-24 22:24 | 6
| 1 | 2019-01-24 22:34 | 2019-01-24 22:40 | 6
| 32 | 2019-01-24 22:34 | 2019-01-24 22:54 | 20
| 2 | 2019-01-24 23:45 | 2019-01-24 23:51 | 6
| 2 | 2019-01-25 02:40 | 2019-01-25 08:06 | 326
| 1 | 2019-01-25 05:31 | 2019-01-25 05:38 | 7
| 20 | 2019-01-25 05:52 | 2019-01-25 05:59 | 7
| 420 | 2019-01-25 05:52 | 2019-01-25 06:09 | 17
| 1 | 2019-01-25 05:54 | 2019-01-25 06:00 | 6
| 2 | 2019-01-25 06:36 | 2019-01-25 07:26 | 50
| 1 | 2019-01-25 07:08 | 2019-01-25 07:14 | 6
| 1 | 2019-01-25 07:16 | 2019-01-25 07:21 | 5
| 1 | 2019-01-25 07:22 | 2019-01-25 07:28 | 6
| 11 | 2019-01-25 07:22 | 2019-01-25 08:13 | 51
| 1 | 2019-01-25 07:35 | 2019-01-25 07:41 | 6
| 1 | 2019-01-25 08:01 | 2019-01-25 09:26 | 85
| 68 | 2019-01-25 08:18 | 2019-01-25 08:45 | 27
| 33 | 2019-01-25 08:20 | 2019-01-25 08:37 | 17
| 5 | 2019-01-25 08:30 | 2019-01-25 08:39 | 9
| 10 | 2019-01-25 08:31 | 2019-01-25 08:41 | 10
| 1 | 2019-01-25 08:47 | 2019-01-25 08:53 | 6
| 20 | 2019-01-25 08:55 | 2019-01-25 09:01 | 6
| 45 | 2019-01-25 09:03 | 2019-01-25 09:22 | 19
| 1 | 2019-01-25 09:10 | 2019-01-25 09:30 | 20
| 1 | 2019-01-25 09:28 | 2019-01-25 09:34 | 6
| 1 | 2019-01-25 09:30 | 2019-01-25 09:36 | 6
| 1 | 2019-01-25 09:42 | 2019-01-25 10:13 | 31
| 254 | 2019-01-25 09:56 | 2019-01-25 10:03 | 7
| 24 | 2019-01-25 11:02 | 2019-01-25 11:17 | 15
| 1 | 2019-01-25 11:07 | 2019-01-25 18:00 | 413
| 20 | 2019-01-25 11:38 | 2019-01-25 11:49 | 11
| 1 | 2019-01-25 11:45 | 2019-01-25 12:11 | 26
| 297 | 2019-01-25 12:02 | 2019-01-25 12:08 | 6
| 1376 | 2019-01-25 12:02 | 2019-01-25 12:08 | 6
| 824 | 2019-01-25 12:03 | 2019-01-25 12:09 | 6
| 2501 | 2019-01-25 12:03 | 2019-01-25 12:09 | 6
| 2833 | 2019-01-25 12:03 | 2019-01-25 12:09 | 6
| 1472 | 2019-01-25 12:03 | 2019-01-25 12:09 | 6
| 2 | 2019-01-25 12:19 | 2019-01-25 12:25 | 6
| 87 | 2019-01-25 12:22 | 2019-01-25 13:07 | 45
| 1 | 2019-01-25 12:32 | 2019-01-25 12:38 | 6
| 694 | 2019-01-25 12:32 | 2019-01-25 12:38 | 6
| 595 | 2019-01-25 12:32 | 2019-01-25 12:38 | 6
| 655 | 2019-01-25 12:32 | 2019-01-25 12:38 | 6
| 4663 | 2019-01-25 12:32 | 2019-01-25 12:39 | 7
| 1470 | 2019-01-25 12:32 | 2019-01-25 12:39 | 7
| 706 | 2019-01-25 12:32 | 2019-01-25 12:39 | 7
| 386 | 2019-01-25 12:32 | 2019-01-25 12:39 | 7
| 577 | 2019-01-25 12:32 | 2019-01-25 12:39 | 7
| 1289 | 2019-01-25 12:33 | 2019-01-25 12:39 | 6
| 1501 | 2019-01-25 12:33 | 2019-01-25 12:39 | 6
| 1 | 2019-01-25 12:33 | 2019-01-25 17:21 | 288
| 58 | 2019-01-25 12:34 | 2019-01-25 13:00 | 26
| 1 | 2019-01-25 12:36 | 2019-01-25 12:42 | 6
| 1 | 2019-01-25 12:50 | 2019-01-25 12:56 | 6
| 1 | 2019-01-25 12:53 | 2019-01-25 12:59 | 6
| 1760 | 2019-01-25 13:09 | 2019-01-25 13:15 | 6
| 2019 | 2019-01-25 13:09 | 2019-01-25 13:15 | 6
| 211 | 2019-01-25 13:09 | 2019-01-25 13:15 | 6
| 2353 | 2019-01-25 13:09 | 2019-01-25 13:16 | 7
| 517 | 2019-01-25 13:09 | 2019-01-25 13:16 | 7
| 973 | 2019-01-25 13:09 | 2019-01-25 13:16 | 7
| 2842 | 2019-01-25 13:09 | 2019-01-25 13:16 | 7
| 3089 | 2019-01-25 13:09 | 2019-01-25 13:16 | 7
| 53 | 2019-01-25 13:09 | 2019-01-25 13:33 | 24
| 30 | 2019-01-25 13:15 | 2019-01-25 15:28 | 133
| 135 | 2019-01-25 13:22 | 2019-01-25 14:25 | 63
| 66 | 2019-01-25 13:34 | 2019-01-25 14:14 | 40
| 63 | 2019-01-25 13:41 | 2019-01-25 13:47 | 6
| 1 | 2019-01-25 13:41 | 2019-01-25 13:47 | 6
| 1 | 2019-01-25 13:45 | 2019-01-25 13:51 | 6
| 85 | 2019-01-25 13:45 | 2019-01-25 14:06 | 21
| 87 | 2019-01-25 13:46 | 2019-01-25 15:02 | 76
| 51 | 2019-01-25 13:46 | 2019-01-25 15:33 | 107
| 19 | 2019-01-25 13:49 | 2019-01-25 16:19 | 150
| 1 | 2019-01-25 13:56 | 2019-01-25 14:01 | 5
| 2590 | 2019-01-25 14:12 | 2019-01-25 14:18 | 6
| 1768 | 2019-01-25 14:12 | 2019-01-25 14:18 | 6
| 2180 | 2019-01-25 14:12 | 2019-01-25 14:18 | 6
| 2733 | 2019-01-25 14:12 | 2019-01-25 14:18 | 6
| 2956 | 2019-01-25 14:12 | 2019-01-25 14:18 | 6
| 1836 | 2019-01-25 14:12 | 2019-01-25 14:18 | 6
| 2125 | 2019-01-25 14:12 | 2019-01-25 14:18 | 6
| 1 | 2019-01-25 14:12 | 2019-01-25 14:19 | 7
| 514 | 2019-01-25 14:12 | 2019-01-25 14:36 | 24
| 20 | 2019-01-25 14:31 | 2019-01-25 14:48 | 17
| 1 | 2019-01-25 14:43 | 2019-01-25 14:49 | 6
| 3534 | 2019-01-25 14:46 | 2019-01-25 14:54 | 8
| 2719 | 2019-01-25 14:46 | 2019-01-25 14:55 | 9
| 42 | 2019-01-25 14:52 | 2019-01-25 16:20 | 88
| 1 | 2019-01-25 14:53 | 2019-01-25 14:59 | 6
| 141 | 2019-01-25 14:57 | 2019-01-25 15:18 | 21
| 1 | 2019-01-25 15:09 | 2019-01-25 15:15 | 6
| 2199 | 2019-01-25 15:17 | 2019-01-25 15:24 | 7
| 1 | 2019-01-25 15:22 | 2019-01-25 15:28 | 6
| 1 | 2019-01-25 15:23 | 2019-01-25 15:29 | 6
| 1 | 2019-01-25 15:34 | 2019-01-25 15:40 | 6
| 1 | 2019-01-25 15:38 | 2019-01-25 15:44 | 6
| 1 | 2019-01-25 15:46 | 2019-01-25 15:52 | 6
| 107 | 2019-01-25 15:46 | 2019-01-25 15:54 | 8
| 1 | 2019-01-25 16:00 | 2019-01-25 16:06 | 6
| 1 | 2019-01-25 16:05 | 2019-01-25 16:11 | 6
| 97 | 2019-01-25 16:05 | 2019-01-25 16:14 | 9
| 1 | 2019-01-25 16:18 | 2019-01-25 16:34 | 16
| 1 | 2019-01-25 16:20 | 2019-01-25 16:51 | 31
| 56 | 2019-01-25 16:21 | 2019-01-25 16:39 | 18
| 1 | 2019-01-25 17:04 | 2019-01-25 17:22 | 18
| 94 | 2019-01-25 17:04 | 2019-01-25 19:21 | 137
| 1 | 2019-01-25 17:11 | 2019-01-25 21:46 | 275
| 101 | 2019-01-25 17:11 | 2019-01-25 21:49 | 278
| 20 | 2019-01-25 17:12 | 2019-01-25 17:25 | 13
| 31 | 2019-01-25 17:19 | 2019-01-25 17:25 | 6
| 102 | 2019-01-25 17:19 | 2019-01-25 17:26 | 7
| 61 | 2019-01-25 17:19 | 2019-01-25 17:59 | 40
| 1 | 2019-01-25 17:32 | 2019-01-25 17:38 | 6
| 1 | 2019-01-25 17:36 | 2019-01-25 17:47 | 11
| 137 | 2019-01-25 17:36 | 2019-01-25 17:48 | 12
| 1 | 2019-01-25 17:38 | 2019-01-25 17:44 | 6
| 30 | 2019-01-25 17:57 | 2019-01-25 18:04 | 7
| 1 | 2019-01-25 17:59 | 2019-01-25 18:05 | 6
| 1 | 2019-01-25 18:02 | 2019-01-25 18:07 | 5
| 59 | 2019-01-25 18:02 | 2019-01-25 18:08 | 6
| 1 | 2019-01-25 18:03 | 2019-01-25 18:09 | 6
| 3449 | 2019-01-25 18:08 | 2019-01-25 18:22 | 14
| 2 | 2019-01-25 18:08 | 2019-01-25 18:29 | 21
| 1814 | 2019-01-25 18:11 | 2019-01-25 18:17 | 6
| 87 | 2019-01-25 18:11 | 2019-01-25 18:21 | 10
| 8 | 2019-01-25 18:20 | 2019-01-25 18:59 | 39
| 1 | 2019-01-25 18:21 | 2019-01-25 18:27 | 6
| 11 | 2019-01-25 18:28 | 2019-01-25 20:06 | 98
| 94 | 2019-01-25 18:29 | 2019-01-25 18:38 | 9
| 1 | 2019-01-25 18:41 | 2019-01-25 18:48 | 7
| 1 | 2019-01-25 18:52 | 2019-01-25 18:58 | 6
| 1 | 2019-01-25 18:55 | 2019-01-25 19:01 | 6
| 1 | 2019-01-25 18:58 | 2019-01-25 19:04 | 6
| 1 | 2019-01-25 19:01 | 2019-01-25 19:06 | 5
| 1 | 2019-01-25 19:01 | 2019-01-25 19:07 | 6
| 1 | 2019-01-25 19:22 | 2019-01-25 19:28 | 6
| 1 | 2019-01-25 19:28 | 2019-01-25 19:34 | 6
| 36 | 2019-01-25 19:28 | 2019-01-25 20:19 | 51
| 6 | 2019-01-25 19:38 | 2019-01-25 20:09 | 31
| 1 | 2019-01-25 19:44 | 2019-01-25 19:50 | 6
| 65 | 2019-01-25 19:50 | 2019-01-25 19:58 | 8
| 1 | 2019-01-25 19:55 | 2019-01-25 20:01 | 6
| 45 | 2019-01-25 19:56 | 2019-01-25 20:04 | 8
| 1 | 2019-01-25 19:57 | 2019-01-25 20:03 | 6
| 1 | 2019-01-25 19:57 | 2019-01-25 20:03 | 6
| 2 | 2019-01-25 19:57 | 2019-01-25 20:08 | 11
| 1 | 2019-01-25 19:59 | 2019-01-25 20:05 | 6
| 8 | 2019-01-25 19:59 | 2019-01-25 20:13 | 14
| 1 | 2019-01-25 20:00 | 2019-01-25 20:06 | 6
| 1 | 2019-01-25 20:01 | 2019-01-25 20:07 | 6
| 1 | 2019-01-25 20:02 | 2019-01-25 20:08 | 6
| 1 | 2019-01-25 20:02 | 2019-01-25 20:08 | 6
| 1 | 2019-01-25 20:02 | 2019-01-25 20:08 | 6
| 1 | 2019-01-25 20:03 | 2019-01-25 20:09 | 6
| 2 | 2019-01-25 20:03 | 2019-01-25 20:09 | 6
| 1 | 2019-01-25 20:03 | 2019-01-25 20:09 | 6
| 1 | 2019-01-25 20:05 | 2019-01-25 20:11 | 6
| 93 | 2019-01-25 20:05 | 2019-01-25 20:17 | 12
| 31 | 2019-01-25 21:16 | 2019-01-25 21:39 | 23
| 2 | 2019-01-25 21:18 | 2019-01-25 22:21 | 63
| 1 | 2019-01-25 21:43 | 2019-01-25 21:49 | 6
| 1 | 2019-01-25 21:44 | 2019-01-25 21:50 | 6
| 1 | 2019-01-25 22:27 | 2019-01-25 22:33 | 6
| 1 | 2019-01-25 22:27 | 2019-01-25 22:38 | 11
| 44 | 2019-01-25 22:27 | 2019-01-25 22:42 | 15
| 1 | 2019-01-26 01:59 | 2019-01-26 02:12 | 13
| 27 | 2019-01-26 02:04 | 2019-01-26 02:12 | 8
| 32 | 2019-01-26 02:04 | 2019-01-26 02:17 | 13
| 1 | 2019-01-26 02:04 | 2019-01-26 02:19 | 15
| 2 | 2019-01-26 02:04 | 2019-01-26 06:55 | 291
| 12 | 2019-01-26 03:29 | 2019-01-26 03:50 | 21
| 1 | 2019-01-26 03:53 | 2019-01-26 04:09 | 16
| 1 | 2019-01-26 07:36 | 2019-01-26 07:42 | 6
| 32 | 2019-01-26 07:36 | 2019-01-26 10:53 | 197
| 1 | 2019-01-26 09:30 | 2019-01-26 09:44 | 14
| 1 | 2019-01-26 09:52 | 2019-01-26 09:58 | 6
| 1 | 2019-01-26 09:52 | 2019-01-26 10:01 | 9
| 1 | 2019-01-26 10:32 | 2019-01-26 10:38 | 6
| 3 | 2019-01-26 11:00 | 2019-01-26 11:15 | 15
| 1 | 2019-01-26 11:10 | 2019-01-26 11:16 | 6
| 4 | 2019-01-26 11:11 | 2019-01-26 16:39 | 328
| 24 | 2019-01-26 11:28 | 2019-01-26 11:35 | 7
| 1 | 2019-01-26 11:29 | 2019-01-26 11:35 | 6
| 75 | 2019-01-26 11:29 | 2019-01-26 12:30 | 61
| 1 | 2019-01-26 11:56 | 2019-01-26 12:02 | 6
| 1 | 2019-01-26 12:02 | 2019-01-26 12:12 | 10
| 86 | 2019-01-26 12:22 | 2019-01-26 12:44 | 22
| 1 | 2019-01-26 17:34 | 2019-01-26 17:40 | 6
| 1 | 2019-01-26 18:00 | 2019-01-26 18:06 | 6
| 10 | 2019-01-26 18:38 | 2019-01-26 18:50 | 12
| 1 | 2019-01-26 19:06 | 2019-01-26 19:27 | 21
| 7 | 2019-01-26 19:14 | 2019-01-26 19:46 | 32
| 123 | 2019-01-26 19:14 | 2019-01-26 19:49 | 35
| 1 | 2019-01-26 19:56 | 2019-01-26 20:02 | 6
| 1 | 2019-01-26 21:56 | 2019-01-26 22:07 | 11
| 107 | 2019-01-26 21:56 | 2019-01-26 22:08 | 12
| 9 | 2019-01-26 22:58 | 2019-01-26 23:07 | 9
| 1 | 2019-01-27 00:37 | 2019-01-27 00:45 | 8
| 1 | 2019-01-27 01:56 | 2019-01-27 09:08 | 432
| 1 | 2019-01-27 06:26 | 2019-01-27 11:36 | 310
| 2 | 2019-01-27 06:53 | 2019-01-27 06:59 | 6
| 1 | 2019-01-27 06:58 | 2019-01-27 07:21 | 23
| 47 | 2019-01-27 07:41 | 2019-01-27 07:49 | 8
| 37 | 2019-01-27 09:28 | 2019-01-27 09:40 | 12
| 2 | 2019-01-27 10:01 | 2019-01-27 10:12 | 11
| 1 | 2019-01-27 10:14 | 2019-01-27 10:20 | 6
| 27 | 2019-01-27 10:26 | 2019-01-27 10:44 | 18
| 50 | 2019-01-27 10:57 | 2019-01-27 11:10 | 13
| 1 | 2019-01-27 11:49 | 2019-01-27 13:45 | 116
| 1 | 2019-01-27 12:59 | 2019-01-27 13:05 | 6
| 1 | 2019-01-27 15:37 | 2019-01-27 15:43 | 6
| 58 | 2019-01-27 17:33 | 2019-01-27 17:39 | 6
| 1 | 2019-01-27 20:43 | 2019-01-27 20:49 | 6
| 19 | 2019-01-27 22:18 | 2019-01-27 22:33 | 15
| 1 | 2019-01-28 00:53 | 2019-01-28 10:38 | 585
| 2 | 2019-01-28 02:46 | 2019-01-28 09:25 | 399
| 2 | 2019-01-28 03:46 | 2019-01-28 03:56 | 10
| 1 | 2019-01-28 03:46 | 2019-01-28 04:23 | 37
| 1 | 2019-01-28 04:15 | 2019-01-28 05:01 | 46
| 1 | 2019-01-28 05:06 | 2019-01-28 07:15 | 129
| 23 | 2019-01-28 05:51 | 2019-01-28 06:17 | 26
| 17 | 2019-01-28 05:51 | 2019-01-28 06:31 | 40
| 34 | 2019-01-28 06:28 | 2019-01-28 06:42 | 14
| 36 | 2019-01-28 06:37 | 2019-01-28 07:06 | 29
| 1 | 2019-01-28 07:03 | 2019-01-28 07:09 | 6
| 6 | 2019-01-28 08:31 | 2019-01-28 08:54 | 23
| 26 | 2019-01-28 09:44 | 2019-01-28 10:23 | 39
| 1 | 2019-01-28 10:20 | 2019-01-28 10:38 | 18
| 2 | 2019-01-28 11:38 | 2019-01-28 11:44 | 6
| 2 | 2019-01-28 13:08 | 2019-01-28 13:15 | 7
| 48 | 2019-01-28 13:13 | 2019-01-28 13:28 | 15
| 25 | 2019-01-28 13:13 | 2019-01-28 13:35 | 22
| 1 | 2019-01-28 14:10 | 2019-01-28 14:16 | 6
| 1 | 2019-01-28 14:20 | 2019-01-28 14:29 | 9
| 1 | 2019-01-28 14:30 | 2019-01-28 14:42 | 12
| 2 | 2019-01-28 16:05 | 2019-01-28 16:30 | 25
| 1 | 2019-01-28 16:56 | 2019-01-28 17:02 | 6
| 1 | 2019-01-28 18:37 | 2019-01-28 18:43 | 6
| 1 | 2019-01-28 18:42 | 2019-01-28 19:59 | 77
| 1 | 2019-01-28 19:59 | 2019-01-28 20:04 | 5
| 14 | 2019-01-28 19:59 | 2019-01-28 20:06 | 7
| 1 | 2019-01-28 21:18 | 2019-01-28 21:24 | 6
| 1 | 2019-01-28 22:23 | 2019-01-28 22:35 | 12
| 27 | 2019-01-28 22:28 | 2019-01-28 22:46 | 18
| 1 | 2019-01-28 23:03 | 2019-01-28 23:15 | 12
| 1 | 2019-01-29 00:18 | 2019-01-29 00:44 | 26
| 1 | 2019-01-29 01:25 | 2019-01-29 01:31 | 6
| 22 | 2019-01-29 02:02 | 2019-01-29 02:09 | 7
| 1 | 2019-01-29 07:29 | 2019-01-29 07:35 | 6
| 1 | 2019-01-29 07:52 | 2019-01-29 07:56 | 4
| 11 | 2019-01-29 07:52 | 2019-01-29 08:01 | 9
| 2 | 2019-01-29 08:57 | 2019-01-29 09:03 | 6
| 1 | 2019-01-29 09:04 | 2019-01-29 09:09 | 5
| 1 | 2019-01-29 09:20 | 2019-01-29 10:20 | 60
| 2 | 2019-01-29 09:46 | 2019-01-29 10:34 | 48
| 2 | 2019-01-29 10:14 | 2019-01-29 10:20 | 6
| 1 | 2019-01-29 10:50 | 2019-01-29 10:56 | 6
| 1 | 2019-01-29 10:58 | 2019-01-29 11:04 | 6
| 32 | 2019-01-29 11:27 | 2019-01-29 11:48 | 21
| 1 | 2019-01-29 12:41 | 2019-01-29 12:47 | 6
| 1 | 2019-01-29 12:41 | 2019-01-29 14:19 | 98
| 1 | 2019-01-29 13:01 | 2019-01-29 16:10 | 189
| 1 | 2019-01-29 13:41 | 2019-01-29 13:47 | 6
| 23 | 2019-01-29 13:41 | 2019-01-29 13:48 | 7
| 1 | 2019-01-29 14:13 | 2019-01-29 14:26 | 13
| 1 | 2019-01-29 14:41 | 2019-01-29 15:17 | 36
| 141 | 2019-01-29 14:41 | 2019-01-29 16:02 | 81
| 8 | 2019-01-29 15:02 | 2019-01-29 15:08 | 6
| 102 | 2019-01-29 15:03 | 2019-01-29 15:31 | 28
| 2 | 2019-01-29 15:09 | 2019-01-29 15:55 | 46
| 1 | 2019-01-29 15:09 | 2019-01-29 18:54 | 225
| 41 | 2019-01-29 15:40 | 2019-01-29 16:07 | 27
| 34 | 2019-01-29 15:54 | 2019-01-29 16:04 | 10
| 1 | 2019-01-29 16:22 | 2019-01-29 16:28 | 6
| 1 | 2019-01-29 17:08 | 2019-01-29 17:26 | 18
| 1 | 2019-01-29 17:22 | 2019-01-29 17:45 | 23
| 2 | 2019-01-29 18:47 | 2019-01-29 18:53 | 6
| 1 | 2019-01-29 20:07 | 2019-01-29 20:29 | 22
| 2 | 2019-01-29 20:11 | 2019-01-29 20:28 | 17
| 171 | 2019-01-29 20:35 | 2019-01-29 20:41 | 6
| 1 | 2019-01-29 20:48 | 2019-01-29 20:54 | 6
| 1 | 2019-01-29 21:08 | 2019-01-29 21:29 | 21
| 3 | 2019-01-29 23:37 | 2019-01-30 07:03 | 446
| 6 | 2019-01-30 00:40 | 2019-01-30 00:58 | 18
| 1 | 2019-01-30 01:58 | 2019-01-30 14:45 | 767
| 3 | 2019-01-30 04:38 | 2019-01-30 04:48 | 10
| 15 | 2019-01-30 06:16 | 2019-01-30 06:33 | 17
| 1 | 2019-01-30 06:24 | 2019-01-30 06:30 | 6
| 91 | 2019-01-30 06:55 | 2019-01-30 07:18 | 23
| 1 | 2019-01-30 07:03 | 2019-01-30 07:09 | 6
| 1 | 2019-01-30 07:17 | 2019-01-30 09:00 | 103
| 26 | 2019-01-30 07:25 | 2019-01-30 07:37 | 12
| 59 | 2019-01-30 07:25 | 2019-01-30 07:43 | 18
| 44 | 2019-01-30 07:25 | 2019-01-30 07:44 | 19
| 1 | 2019-01-30 07:25 | 2019-01-30 08:52 | 87
| 369 | 2019-01-30 07:26 | 2019-01-30 07:38 | 12
| 1 | 2019-01-30 07:26 | 2019-01-30 08:15 | 49
| 1 | 2019-01-30 07:27 | 2019-01-30 07:32 | 5
| 19 | 2019-01-30 07:27 | 2019-01-30 07:35 | 8
| 1 | 2019-01-30 07:29 | 2019-01-30 07:35 | 6
| 12 | 2019-01-30 07:29 | 2019-01-30 07:37 | 8
| 15 | 2019-01-30 07:30 | 2019-01-30 07:50 | 20
| 8 | 2019-01-30 07:30 | 2019-01-30 07:53 | 23
| 1 | 2019-01-30 07:30 | 2019-01-30 09:54 | 144
| 14 | 2019-01-30 07:36 | 2019-01-30 07:52 | 16
| 1 | 2019-01-30 07:36 | 2019-01-30 08:16 | 40
| 1 | 2019-01-30 07:40 | 2019-01-30 09:24 | 104
| 15 | 2019-01-30 07:42 | 2019-01-30 07:51 | 9
| 1 | 2019-01-30 07:42 | 2019-01-30 15:18 | 456
| 16 | 2019-01-30 07:43 | 2019-01-30 08:02 | 19
| 1 | 2019-01-30 07:43 | 2019-01-30 17:56 | 613
| 7 | 2019-01-30 07:44 | 2019-01-30 07:56 | 12
| 805 | 2019-01-30 07:47 | 2019-01-30 07:54 | 7
| 1 | 2019-01-30 07:48 | 2019-01-30 07:59 | 11
| 32 | 2019-01-30 07:48 | 2019-01-30 08:00 | 12
| 1987 | 2019-01-30 07:50 | 2019-01-30 07:59 | 9
| 10 | 2019-01-30 07:51 | 2019-01-30 08:03 | 12
| 21 | 2019-01-30 07:51 | 2019-01-30 08:53 | 62
| 50 | 2019-01-30 07:57 | 2019-01-30 09:05 | 68
| 904 | 2019-01-30 07:58 | 2019-01-30 08:05 | 7
| 9 | 2019-01-30 07:58 | 2019-01-30 08:07 | 9
| 2 | 2019-01-30 08:01 | 2019-01-30 08:23 | 22
| 87 | 2019-01-30 08:01 | 2019-01-30 08:56 | 55
| 1 | 2019-01-30 08:03 | 2019-01-30 08:51 | 48
| 1 | 2019-01-30 08:03 | 2019-01-30 09:41 | 98
| 26 | 2019-01-30 08:03 | 2019-01-30 09:43 | 100
| 44 | 2019-01-30 08:05 | 2019-01-30 08:11 | 6
| 17 | 2019-01-30 08:07 | 2019-01-30 08:19 | 12
| 27 | 2019-01-30 08:08 | 2019-01-30 08:28 | 20
| 1 | 2019-01-30 08:10 | 2019-01-30 08:16 | 6
| 2 | 2019-01-30 08:13 | 2019-01-30 08:39 | 26
| 1 | 2019-01-30 08:14 | 2019-01-30 08:20 | 6
| 1 | 2019-01-30 08:22 | 2019-01-30 08:33 | 11
| 14 | 2019-01-30 08:22 | 2019-01-30 08:35 | 13
| 1 | 2019-01-30 08:42 | 2019-01-30 09:01 | 19
| 1 | 2019-01-30 08:47 | 2019-01-30 09:05 | 18
| 1 | 2019-01-30 08:51 | 2019-01-30 08:57 | 6
| 2 | 2019-01-30 08:51 | 2019-01-30 09:49 | 58
| 1 | 2019-01-30 09:16 | 2019-01-30 09:22 | 6
| 57 | 2019-01-30 09:25 | 2019-01-30 09:52 | 27
| 1491 | 2019-01-30 09:25 | 2019-01-30 09:57 | 32
| 1 | 2019-01-30 09:29 | 2019-01-30 10:19 | 50
| 1 | 2019-01-30 09:47 | 2019-01-30 14:48 | 301
| 2 | 2019-01-30 10:30 | 2019-01-30 10:39 | 9
| 1 | 2019-01-30 10:50 | 2019-01-30 10:56 | 6
| 2 | 2019-01-30 10:53 | 2019-01-30 10:59 | 6
| 30 | 2019-01-30 10:53 | 2019-01-30 11:42 | 49
| 1 | 2019-01-30 11:02 | 2019-01-30 11:21 | 19
| 1 | 2019-01-30 11:27 | 2019-01-30 11:32 | 5
| 1 | 2019-01-30 11:28 | 2019-01-30 11:34 | 6
| 72 | 2019-01-30 11:28 | 2019-01-30 11:47 | 19
| 1 | 2019-01-30 11:28 | 2019-01-30 11:48 | 20
| 1 | 2019-01-30 11:30 | 2019-01-30 11:36 | 6
| 1 | 2019-01-30 11:37 | 2019-01-30 11:43 | 6
| 1 | 2019-01-30 11:50 | 2019-01-30 12:01 | 11
| 29 | 2019-01-30 11:50 | 2019-01-30 12:02 | 12
| 2 | 2019-01-30 11:57 | 2019-01-30 12:03 | 6
| 1 | 2019-01-30 12:00 | 2019-01-30 12:06 | 6
| 1 | 2019-01-30 12:12 | 2019-01-30 12:18 | 6
| 1 | 2019-01-30 12:18 | 2019-01-30 12:35 | 17
| 1 | 2019-01-30 12:34 | 2019-01-30 12:40 | 6
| 1 | 2019-01-30 12:36 | 2019-01-30 12:42 | 6
| 1 | 2019-01-30 12:43 | 2019-01-30 12:49 | 6
| 1761 | 2019-01-30 12:44 | 2019-01-30 12:51 | 7
| 1 | 2019-01-30 13:14 | 2019-01-30 13:20 | 6
| 6 | 2019-01-30 13:39 | 2019-01-30 13:48 | 9
| 35 | 2019-01-30 13:39 | 2019-01-30 16:51 | 192
| 1 | 2019-01-30 13:41 | 2019-01-30 13:47 | 6
| 11 | 2019-01-30 13:42 | 2019-01-30 13:48 | 6
| 1 | 2019-01-30 13:53 | 2019-01-30 13:59 | 6
| 1 | 2019-01-30 14:05 | 2019-01-30 14:11 | 6
| 1 | 2019-01-30 14:23 | 2019-01-30 14:30 | 7
| 1 | 2019-01-30 14:35 | 2019-01-30 14:41 | 6
| 2 | 2019-01-30 14:36 | 2019-01-30 14:39 | 3
| 1 | 2019-01-30 14:41 | 2019-01-30 15:08 | 27
| 173 | 2019-01-30 14:41 | 2019-01-30 15:10 | 29
| 2 | 2019-01-30 14:45 | 2019-01-30 16:33 | 108
| 1 | 2019-01-30 14:48 | 2019-01-30 14:54 | 6
| 19 | 2019-01-30 14:53 | 2019-01-30 15:20 | 27
| 1 | 2019-01-30 15:03 | 2019-01-30 21:56 | 413
| 68 | 2019-01-30 15:19 | 2019-01-30 16:20 | 61
| 618 | 2019-01-30 15:20 | 2019-01-30 15:31 | 11
| 1 | 2019-01-30 15:20 | 2019-01-30 15:33 | 13
| 8 | 2019-01-30 15:20 | 2019-01-30 16:10 | 50
| 1 | 2019-01-30 15:23 | 2019-01-30 15:29 | 6
| 3 | 2019-01-30 15:24 | 2019-01-30 21:00 | 336
| 14 | 2019-01-30 15:31 | 2019-01-30 15:46 | 15
| 1 | 2019-01-30 15:52 | 2019-01-30 15:58 | 6
| 65 | 2019-01-30 15:56 | 2019-01-30 16:22 | 26
| 500 | 2019-01-30 15:57 | 2019-01-30 16:08 | 11
| 1 | 2019-01-30 15:57 | 2019-01-30 18:35 | 158
| 1 | 2019-01-30 15:58 | 2019-01-30 16:04 | 6
| 1 | 2019-01-30 16:01 | 2019-01-30 16:59 | 58
| 2057 | 2019-01-30 16:08 | 2019-01-30 16:16 | 8
| 1 | 2019-01-30 16:15 | 2019-01-30 16:21 | 6
| 371 | 2019-01-30 16:16 | 2019-01-30 16:28 | 12
| 330 | 2019-01-30 16:17 | 2019-01-30 16:25 | 8
| 1 | 2019-01-30 16:18 | 2019-01-30 16:24 | 6
| 1526 | 2019-01-30 16:18 | 2019-01-30 16:26 | 8
| 582 | 2019-01-30 16:19 | 2019-01-30 16:30 | 11
| 1 | 2019-01-30 16:19 | 2019-01-30 16:31 | 12
| 1162 | 2019-01-30 16:24 | 2019-01-30 16:35 | 11
| 65 | 2019-01-30 16:26 | 2019-01-30 16:53 | 27
| 1 | 2019-01-30 16:28 | 2019-01-30 16:34 | 6
| 51 | 2019-01-30 16:33 | 2019-01-30 18:49 | 136
| 42 | 2019-01-30 16:37 | 2019-01-30 16:52 | 15
| 3 | 2019-01-30 16:39 | 2019-01-30 16:45 | 6
| 216 | 2019-01-30 16:54 | 2019-01-30 17:01 | 7
| 1648 | 2019-01-30 16:56 | 2019-01-30 17:03 | 7
| 1 | 2019-01-30 16:58 | 2019-01-30 23:59 | 421
| 1 | 2019-01-30 16:59 | 2019-01-30 17:38 | 39
| 2 | 2019-01-30 17:01 | 2019-01-30 17:17 | 16
| 6 | 2019-01-30 17:01 | 2019-01-30 19:21 | 140
| 24 | 2019-01-30 17:02 | 2019-01-30 17:09 | 7
| 19 | 2019-01-30 17:02 | 2019-01-30 18:06 | 64
| 1 | 2019-01-30 17:03 | 2019-01-30 17:09 | 6
| 1 | 2019-01-30 17:03 | 2019-01-30 19:15 | 132
| 1 | 2019-01-30 17:07 | 2019-01-30 18:33 | 86
| 25 | 2019-01-30 17:11 | 2019-01-30 17:17 | 6
| 6 | 2019-01-30 17:13 | 2019-01-30 17:33 | 20
| 132 | 2019-01-30 17:13 | 2019-01-30 17:51 | 38
| 1 | 2019-01-30 17:14 | 2019-01-30 17:20 | 6
| 1 | 2019-01-30 17:14 | 2019-01-30 17:38 | 24
| 14 | 2019-01-30 17:14 | 2019-01-30 18:33 | 79
| 40 | 2019-01-30 17:16 | 2019-01-30 17:26 | 10
| 3 | 2019-01-30 17:19 | 2019-01-30 17:37 | 18
| 2 | 2019-01-30 17:19 | 2019-01-30 18:07 | 48
| 147 | 2019-01-30 17:19 | 2019-01-30 19:26 | 127
| 1 | 2019-01-30 17:19 | 2019-01-30 20:23 | 184
| 36 | 2019-01-30 17:20 | 2019-01-31 07:45 | 865
| 2904 | 2019-01-30 17:24 | 2019-01-30 17:31 | 7
| 1 | 2019-01-30 17:27 | 2019-01-30 19:19 | 112
| 1 | 2019-01-30 17:29 | 2019-01-30 18:28 | 59
| 33 | 2019-01-30 17:29 | 2019-01-30 19:37 | 128
| 55 | 2019-01-30 17:31 | 2019-01-30 17:45 | 14
| 58 | 2019-01-30 17:31 | 2019-01-30 18:21 | 50
| 6 | 2019-01-30 17:37 | 2019-01-30 18:02 | 25
| 12 | 2019-01-30 17:37 | 2019-01-30 18:02 | 25
| 1 | 2019-01-30 17:39 | 2019-01-30 18:37 | 58
| 913 | 2019-01-30 17:40 | 2019-01-30 17:47 | 7
| 57 | 2019-01-30 17:45 | 2019-01-30 17:53 | 8
| 52 | 2019-01-30 17:45 | 2019-01-30 17:54 | 9
| 105 | 2019-01-30 17:45 | 2019-01-30 17:54 | 9
| 1 | 2019-01-30 17:45 | 2019-01-30 17:55 | 10
| 1 | 2019-01-30 17:45 | 2019-01-30 18:51 | 66
| 18 | 2019-01-30 17:49 | 2019-01-30 19:24 | 95
| 174 | 2019-01-30 17:54 | 2019-01-30 18:02 | 8
| 1 | 2019-01-30 17:55 | 2019-01-30 18:50 | 55
| 1 | 2019-01-30 17:58 | 2019-01-30 18:04 | 6
| 102 | 2019-01-30 17:58 | 2019-01-30 18:06 | 8
| 40 | 2019-01-30 17:58 | 2019-01-30 18:35 | 37
| 31 | 2019-01-30 18:01 | 2019-01-30 18:24 | 23
| 104 | 2019-01-30 18:01 | 2019-01-30 19:17 | 76
| 22 | 2019-01-30 18:12 | 2019-01-30 18:53 | 41
| 1 | 2019-01-30 18:14 | 2019-01-30 18:34 | 20
| 1 | 2019-01-30 18:15 | 2019-01-30 18:21 | 6
| 8 | 2019-01-30 18:21 | 2019-01-30 18:30 | 9
| 1 | 2019-01-30 18:35 | 2019-01-30 21:03 | 148
| 1 | 2019-01-30 18:46 | 2019-01-30 18:52 | 6
| 1 | 2019-01-30 18:50 | 2019-01-30 18:55 | 5
| 1 | 2019-01-30 18:51 | 2019-01-30 18:57 | 6
| 65 | 2019-01-30 18:51 | 2019-01-30 19:02 | 11
| 6 | 2019-01-30 18:51 | 2019-01-30 20:40 | 109
| 2 | 2019-01-30 18:53 | 2019-01-30 20:52 | 119
| 1 | 2019-01-30 18:57 | 2019-01-30 20:29 | 92
| 6 | 2019-01-30 18:57 | 2019-01-31 06:11 | 674
| 13 | 2019-01-30 18:59 | 2019-01-30 19:07 | 8
| 5 | 2019-01-30 19:02 | 2019-01-30 19:29 | 27
| 1 | 2019-01-30 19:13 | 2019-01-30 19:19 | 6
| 1 | 2019-01-30 19:47 | 2019-01-30 19:53 | 6
| 18 | 2019-01-30 19:56 | 2019-01-30 20:03 | 7
| 1750 | 2019-01-30 19:59 | 2019-01-30 20:07 | 8
| 1 | 2019-01-30 20:12 | 2019-01-30 20:18 | 6
| 1 | 2019-01-30 20:15 | 2019-01-30 20:21 | 6
| 1 | 2019-01-30 20:32 | 2019-01-30 20:38 | 6
| 11 | 2019-01-30 20:32 | 2019-01-30 22:53 | 141
| 1 | 2019-01-30 20:37 | 2019-01-30 20:43 | 6
| 1 | 2019-01-30 20:37 | 2019-01-30 20:43 | 6
| 1 | 2019-01-30 20:50 | 2019-01-30 20:56 | 6
| 11 | 2019-01-30 20:54 | 2019-01-30 21:07 | 13
| 1 | 2019-01-30 20:55 | 2019-01-30 21:01 | 6
| 2 | 2019-01-30 21:00 | 2019-01-30 21:06 | 6
| 1 | 2019-01-30 21:05 | 2019-01-30 21:14 | 9
| 32 | 2019-01-30 21:05 | 2019-01-30 21:26 | 21
| 1 | 2019-01-30 21:10 | 2019-01-30 21:16 | 6
| 3 | 2019-01-30 21:18 | 2019-01-30 21:25 | 7
| 1 | 2019-01-30 21:38 | 2019-01-30 22:54 | 76
| 3 | 2019-01-30 21:38 | 2019-01-31 01:16 | 218
| 2 | 2019-01-30 21:44 | 2019-01-30 21:50 | 6
| 2 | 2019-01-30 21:51 | 2019-01-30 21:57 | 6
| 1 | 2019-01-30 22:16 | 2019-01-30 22:22 | 6
| 1 | 2019-01-30 22:41 | 2019-01-30 22:47 | 6
| 1 | 2019-01-30 22:45 | 2019-01-30 22:51 | 6
| 1 | 2019-01-30 22:45 | 2019-01-30 23:18 | 33
| 1 | 2019-01-30 23:01 | 2019-01-30 23:23 | 22
| 2 | 2019-01-30 23:45 | 2019-01-31 06:01 | 376
| 1 | 2019-01-31 00:48 | 2019-01-31 09:18 | 510
| 2 | 2019-01-31 01:24 | 2019-01-31 02:12 | 48
| 3 | 2019-01-31 02:16 | 2019-01-31 07:44 | 328
| 1 | 2019-01-31 03:18 | 2019-01-31 03:36 | 18
| 8 | 2019-01-31 04:20 | 2019-01-31 06:25 | 125
| 1 | 2019-01-31 06:35 | 2019-01-31 06:41 | 6
| 1 | 2019-01-31 06:59 | 2019-01-31 07:05 | 6
| 29 | 2019-01-31 07:14 | 2019-01-31 11:37 | 263
| 1 | 2019-01-31 07:15 | 2019-01-31 07:21 | 6
| 1 | 2019-01-31 07:28 | 2019-01-31 10:13 | 165
| 1 | 2019-01-31 07:29 | 2019-01-31 07:34 | 5
| 1 | 2019-01-31 07:36 | 2019-01-31 14:14 | 398
| 1 | 2019-01-31 07:58 | 2019-01-31 08:04 | 6
| 71 | 2019-01-31 07:58 | 2019-01-31 08:51 | 53
| 1 | 2019-01-31 08:21 | 2019-01-31 08:27 | 6
| 1 | 2019-01-31 08:22 | 2019-01-31 08:28 | 6
| 1 | 2019-01-31 08:53 | 2019-01-31 09:00 | 7
| 1 | 2019-01-31 08:57 | 2019-01-31 09:03 | 6
| 2 | 2019-01-31 09:11 | 2019-01-31 09:17 | 6
| 10 | 2019-01-31 09:13 | 2019-01-31 09:19 | 6
| 1 | 2019-01-31 09:13 | 2019-01-31 12:20 | 187
| 1 | 2019-01-31 09:13 | 2019-01-31 12:21 | 188
| 1 | 2019-01-31 09:34 | 2019-01-31 09:39 | 5
| 2 | 2019-01-31 10:03 | 2019-01-31 10:13 | 10
| 1 | 2019-01-31 10:30 | 2019-01-31 10:36 | 6
| 3 | 2019-01-31 10:58 | 2019-01-31 11:24 | 26
| 12 | 2019-01-31 10:58 | 2019-01-31 13:49 | 171
| 1 | 2019-01-31 11:03 | 2019-01-31 11:08 | 5
| 1 | 2019-01-31 11:04 | 2019-01-31 11:10 | 6
| 1 | 2019-01-31 11:06 | 2019-01-31 11:12 | 6
| 41 | 2019-01-31 11:18 | 2019-01-31 11:45 | 27
| 1 | 2019-01-31 11:19 | 2019-01-31 11:25 | 6
| 8 | 2019-01-31 11:24 | 2019-01-31 13:06 | 102
| 1 | 2019-01-31 12:52 | 2019-01-31 12:58 | 6
| 1 | 2019-01-31 13:00 | 2019-01-31 13:06 | 6
| 10 | 2019-01-31 13:19 | 2019-01-31 13:53 | 34
| 1 | 2019-01-31 14:09 | 2019-01-31 14:15 | 6
| 2 | 2019-01-31 14:09 | 2019-01-31 14:15 | 6
| 1 | 2019-01-31 15:12 | 2019-01-31 15:18 | 6
| 7 | 2019-01-31 15:12 | 2019-01-31 17:39 | 147
| 1 | 2019-01-31 15:26 | 2019-01-31 15:32 | 6
| 1 | 2019-01-31 16:19 | 2019-01-31 16:25 | 6
| 58 | 2019-01-31 16:19 | 2019-01-31 16:48 | 29
| 1 | 2019-01-31 16:27 | 2019-01-31 16:32 | 5
| 1 | 2019-01-31 16:27 | 2019-01-31 16:53 | 26
| 1 | 2019-01-31 16:33 | 2019-01-31 16:39 | 6
| 1 | 2019-01-31 16:52 | 2019-01-31 16:58 | 6
| 17 | 2019-01-31 16:56 | 2019-01-31 17:02 | 6
| 1 | 2019-01-31 17:08 | 2019-01-31 17:14 | 6
| 1 | 2019-01-31 17:22 | 2019-01-31 17:28 | 6
| 1 | 2019-01-31 18:33 | 2019-01-31 18:39 | 6
| 1 | 2019-01-31 19:36 | 2019-01-31 19:42 | 6
| 2 | 2019-01-31 20:53 | 2019-01-31 20:59 | 6
| 2122 | 2019-01-31 21:52 | 2019-02-01 07:19 | 567
| 63 | 2019-01-31 21:57 | 2019-01-31 22:08 | 11
| 55 | 2019-01-31 21:58 | 2019-01-31 22:09 | 11
| 53 | 2019-01-31 22:01 | 2019-02-01 00:05 | 124
| 1 | 2019-01-31 22:01 | 2019-02-01 00:06 | 125
| 1 | 2019-01-31 22:14 | 2019-01-31 22:20 | 6
| 1 | 2019-01-31 22:19 | 2019-01-31 22:25 | 6
| 244 | 2019-01-31 23:52 | 2019-02-01 07:21 | 449
| 1 | 2019-02-01 03:07 | 2019-02-01 03:13 | 6
| 9 | 2019-02-01 04:31 | 2019-02-01 07:39 | 188
| 1 | 2019-02-01 05:56 | 2019-02-01 06:03 | 7
| 1 | 2019-02-01 06:37 | 2019-02-01 06:43 | 6
| 6 | 2019-02-01 06:37 | 2019-02-01 06:53 | 16
| 1 | 2019-02-01 06:45 | 2019-02-01 06:51 | 6
| 1 | 2019-02-01 07:39 | 2019-02-01 07:45 | 6
| 1 | 2019-02-01 08:10 | 2019-02-01 08:16 | 6
| 1 | 2019-02-01 08:18 | 2019-02-01 08:24 | 6
| 1 | 2019-02-01 08:45 | 2019-02-01 08:59 | 14
| 1 | 2019-02-01 10:15 | 2019-02-01 10:20 | 5
| 1 | 2019-02-01 10:24 | 2019-02-01 10:29 | 5
| 1 | 2019-02-01 10:25 | 2019-02-01 10:30 | 5
| 1 | 2019-02-01 10:25 | 2019-02-01 12:29 | 124
| 25 | 2019-02-01 10:25 | 2019-02-01 12:55 | 150
| 1 | 2019-02-01 10:49 | 2019-02-01 10:54 | 5
| 3 | 2019-02-01 11:13 | 2019-02-01 11:19 | 6
| 1 | 2019-02-01 13:57 | 2019-02-01 14:03 | 6
| 1 | 2019-02-01 14:50 | 2019-02-01 14:56 | 6
| 1 | 2019-02-01 17:02 | 2019-02-01 17:08 | 6
| 1 | 2019-02-01 17:26 | 2019-02-01 17:32 | 6
| 5 | 2019-02-01 17:32 | 2019-02-01 17:39 | 7
| 1 | 2019-02-01 19:32 | 2019-02-01 19:38 | 6
| 1 | 2019-02-01 20:09 | 2019-02-01 20:15 | 6
| 1 | 2019-02-01 21:17 | 2019-02-01 21:22 | 5
| 1 | 2019-02-02 06:31 | 2019-02-02 10:14 | 223
| 1 | 2019-02-02 07:18 | 2019-02-02 07:24 | 6
| 1 | 2019-02-02 08:12 | 2019-02-02 08:18 | 6
| 1 | 2019-02-02 14:56 | 2019-02-02 15:03 | 7
| 2 | 2019-02-02 15:04 | 2019-02-02 16:37 | 93
| 1 | 2019-02-02 15:15 | 2019-02-02 15:21 | 6
| 1 | 2019-02-02 17:12 | 2019-02-02 17:19 | 7
| 1 | 2019-02-02 18:02 | 2019-02-02 18:08 | 6
| 11 | 2019-02-02 18:14 | 2019-02-02 18:27 | 13
| 1 | 2019-02-02 18:37 | 2019-02-02 18:43 | 6
| 14 | 2019-02-02 18:38 | 2019-02-02 18:52 | 14
| 316 | 2019-02-03 08:09 | 2019-02-03 12:04 | 235
| 857 | 2019-02-03 08:09 | 2019-02-03 12:29 | 260
| 154 | 2019-02-03 08:09 | 2019-02-03 14:59 | 410
| 2 | 2019-02-03 09:00 | 2019-02-03 12:04 | 184
| 1 | 2019-02-03 11:34 | 2019-02-03 12:41 | 67
| 1 | 2019-02-03 11:51 | 2019-02-03 12:04 | 13
| 2 | 2019-02-03 11:51 | 2019-02-03 12:28 | 37
| 1 | 2019-02-03 12:05 | 2019-02-03 12:23 | 18
| 2806 | 2019-02-03 12:21 | 2019-02-03 12:30 | 9
| 1 | 2019-02-03 13:17 | 2019-02-03 13:23 | 6
| 1 | 2019-02-03 14:02 | 2019-02-03 14:13 | 11
| 3 | 2019-02-03 14:03 | 2019-02-03 14:09 | 6
| 1 | 2019-02-03 14:04 | 2019-02-03 14:09 | 5
| 2 | 2019-02-03 14:17 | 2019-02-03 15:19 | 62
| 1 | 2019-02-03 14:37 | 2019-02-03 14:43 | 6
| 2 | 2019-02-03 15:49 | 2019-02-03 16:55 | 66
| 224 | 2019-02-03 15:50 | 2019-02-03 15:57 | 7
| 1 | 2019-02-03 15:55 | 2019-02-03 16:01 | 6
| 1 | 2019-02-03 16:02 | 2019-02-03 17:05 | 63
| 22 | 2019-02-03 16:02 | 2019-02-03 17:08 | 66
| 1 | 2019-02-03 16:11 | 2019-02-03 16:28 | 17
| 9 | 2019-02-03 16:11 | 2019-02-03 16:45 | 34
| 1 | 2019-02-03 16:19 | 2019-02-03 19:54 | 215
| 160 | 2019-02-03 16:23 | 2019-02-03 16:31 | 8
| 344 | 2019-02-03 16:25 | 2019-02-03 16:31 | 6
| 1 | 2019-02-03 16:41 | 2019-02-03 16:47 | 6
| 1 | 2019-02-03 16:44 | 2019-02-03 16:50 | 6
| 1 | 2019-02-03 16:50 | 2019-02-03 16:56 | 6
| 11 | 2019-02-03 16:52 | 2019-02-03 17:13 | 21
| 1 | 2019-02-03 17:10 | 2019-02-03 17:16 | 6
| 1 | 2019-02-03 17:42 | 2019-02-03 17:48 | 6
| 4 | 2019-02-03 18:00 | 2019-02-03 18:24 | 24
| 13 | 2019-02-03 18:00 | 2019-02-03 18:34 | 34
| 1 | 2019-02-03 18:18 | 2019-02-03 18:24 | 6
| 2 | 2019-02-03 18:26 | 2019-02-03 22:08 | 222
| 57 | 2019-02-03 18:32 | 2019-02-03 18:55 | 23
| 31 | 2019-02-03 18:38 | 2019-02-03 18:50 | 12
| 1 | 2019-02-03 18:51 | 2019-02-03 18:56 | 5
| 1 | 2019-02-03 19:34 | 2019-02-03 19:40 | 6
| 1 | 2019-02-03 19:43 | 2019-02-03 20:11 | 28
| 13 | 2019-02-03 19:49 | 2019-02-03 20:39 | 50
| 1 | 2019-02-03 19:52 | 2019-02-03 19:57 | 5
| 2 | 2019-02-03 19:52 | 2019-02-03 21:40 | 108
| 1 | 2019-02-03 20:15 | 2019-02-03 20:21 | 6
| 1 | 2019-02-03 20:17 | 2019-02-03 20:23 | 6
| 1 | 2019-02-03 20:37 | 2019-02-03 20:43 | 6
| 1 | 2019-02-03 21:03 | 2019-02-03 21:09 | 6
| 1 | 2019-02-03 22:03 | 2019-02-03 22:09 | 6
| 1 | 2019-02-03 22:12 | 2019-02-03 22:18 | 6
| 80 | 2019-02-03 22:17 | 2019-02-03 22:28 | 11
| 5 | 2019-02-03 23:46 | 2019-02-03 23:54 | 8
| 1 | 2019-02-03 23:46 | 2019-02-04 03:29 | 223
| 4 | 2019-02-03 23:52 | 2019-02-03 23:58 | 6
| 3 | 2019-02-04 06:13 | 2019-02-04 06:42 | 29
| 1 | 2019-02-04 06:58 | 2019-02-04 07:04 | 6
| 1 | 2019-02-04 07:05 | 2019-02-04 07:12 | 7
| 2 | 2019-02-04 07:17 | 2019-02-04 07:23 | 6
| 1 | 2019-02-04 09:11 | 2019-02-04 09:17 | 6
| 1 | 2019-02-04 09:41 | 2019-02-04 09:47 | 6
| 1 | 2019-02-04 11:29 | 2019-02-04 11:35 | 6
| 1 | 2019-02-04 12:11 | 2019-02-04 13:04 | 53
| 1 | 2019-02-04 12:42 | 2019-02-04 12:48 | 6
| 1 | 2019-02-04 12:45 | 2019-02-04 12:51 | 6
| 1 | 2019-02-04 13:28 | 2019-02-04 13:34 | 6
| 2 | 2019-02-04 13:32 | 2019-02-04 13:49 | 17
| 6 | 2019-02-04 14:21 | 2019-02-04 14:27 | 6
| 19 | 2019-02-04 15:20 | 2019-02-04 15:33 | 13
| 12 | 2019-02-04 15:29 | 2019-02-04 15:43 | 14
| 1 | 2019-02-04 15:49 | 2019-02-04 16:11 | 22
| 1 | 2019-02-04 16:47 | 2019-02-04 17:12 | 25
| 61 | 2019-02-04 16:56 | 2019-02-04 17:08 | 12
| 1 | 2019-02-04 19:34 | 2019-02-04 19:39 | 5
| 1 | 2019-02-04 19:54 | 2019-02-04 20:00 | 6
| 31 | 2019-02-04 19:54 | 2019-02-04 20:26 | 32
| 1 | 2019-02-04 21:08 | 2019-02-04 21:14 | 6
| 2 | 2019-02-04 22:14 | 2019-02-04 22:25 | 11
| 1 | 2019-02-04 23:52 | 2019-02-05 00:04 | 12
| 7 | 2019-02-05 01:33 | 2019-02-05 01:39 | 6
| 4 | 2019-02-05 05:16 | 2019-02-05 05:26 | 10
| 1 | 2019-02-05 05:56 | 2019-02-05 06:02 | 6
| 1 | 2019-02-05 05:56 | 2019-02-05 06:09 | 13
| 63 | 2019-02-05 06:01 | 2019-02-05 06:07 | 6
| 1 | 2019-02-05 07:33 | 2019-02-05 07:39 | 6
| 34 | 2019-02-05 07:35 | 2019-02-05 07:53 | 18
| 1 | 2019-02-05 07:35 | 2019-02-05 08:14 | 39
| 2 | 2019-02-05 07:40 | 2019-02-05 07:59 | 19
| 14 | 2019-02-05 07:55 | 2019-02-05 08:12 | 17
| 11 | 2019-02-05 07:55 | 2019-02-05 08:45 | 50
| 354 | 2019-02-05 07:58 | 2019-02-05 08:06 | 8
| 1 | 2019-02-05 08:02 | 2019-02-05 08:08 | 6
| 2 | 2019-02-05 08:41 | 2019-02-05 08:47 | 6
| 1 | 2019-02-05 08:49 | 2019-02-05 08:55 | 6
| 2 | 2019-02-05 08:49 | 2019-02-05 09:52 | 63
| 2 | 2019-02-05 08:49 | 2019-02-05 14:56 | 367
| 8 | 2019-02-05 09:06 | 2019-02-05 10:14 | 68
| 6 | 2019-02-05 09:31 | 2019-02-05 09:50 | 19
| 40 | 2019-02-05 09:43 | 2019-02-05 09:58 | 15
| 1 | 2019-02-05 13:11 | 2019-02-05 13:17 | 6
| 19 | 2019-02-05 13:41 | 2019-02-05 13:47 | 6
| 1 | 2019-02-05 14:09 | 2019-02-05 14:15 | 6
| 1 | 2019-02-05 14:09 | 2019-02-05 15:31 | 82
| 2 | 2019-02-05 14:29 | 2019-02-05 14:34 | 5
| 33 | 2019-02-05 14:38 | 2019-02-05 14:51 | 13
| 1 | 2019-02-05 15:28 | 2019-02-05 18:28 | 180
| 1 | 2019-02-05 15:44 | 2019-02-05 15:50 | 6
| 1 | 2019-02-05 16:43 | 2019-02-05 16:49 | 6
| 1 | 2019-02-05 17:05 | 2019-02-05 17:11 | 6
| 2 | 2019-02-05 17:05 | 2019-02-05 17:52 | 47
| 1 | 2019-02-05 17:44 | 2019-02-05 17:50 | 6
| 3543 | 2019-02-05 17:57 | 2019-02-05 18:05 | 8
| 133 | 2019-02-05 17:57 | 2019-02-05 19:28 | 91
| 71 | 2019-02-05 17:57 | 2019-02-05 19:29 | 92
| 1 | 2019-02-05 18:03 | 2019-02-05 18:09 | 6
| 10 | 2019-02-05 18:42 | 2019-02-05 18:48 | 6
| 1 | 2019-02-05 19:15 | 2019-02-05 19:21 | 6
| 1 | 2019-02-05 19:26 | 2019-02-05 19:52 | 26
| 1 | 2019-02-05 19:34 | 2019-02-05 19:40 | 6
| 1 | 2019-02-05 19:44 | 2019-02-05 19:50 | 6
| 2 | 2019-02-05 19:51 | 2019-02-05 19:57 | 6
| 1 | 2019-02-05 20:06 | 2019-02-05 20:12 | 6
| 1 | 2019-02-05 21:15 | 2019-02-05 21:21 | 6
| 1 | 2019-02-05 21:56 | 2019-02-05 22:02 | 6
| 750 | 2019-02-05 22:30 | 2019-02-05 22:38 | 8
| 3 | 2019-02-06 01:06 | 2019-02-06 01:24 | 18
| 2 | 2019-02-06 01:12 | 2019-02-06 15:07 | 835
| 3 | 2019-02-06 08:35 | 2019-02-06 08:42 | 7
| 1 | 2019-02-06 08:59 | 2019-02-06 09:05 | 6
| 1 | 2019-02-06 09:13 | 2019-02-06 09:18 | 5
| 1 | 2019-02-06 10:40 | 2019-02-06 17:15 | 395
| 1 | 2019-02-06 11:27 | 2019-02-06 11:31 | 4
| 184 | 2019-02-06 11:36 | 2019-02-06 12:05 | 29
| 5 | 2019-02-06 12:44 | 2019-02-06 13:32 | 48
| 3 | 2019-02-06 12:59 | 2019-02-06 13:31 | 32
| 11 | 2019-02-06 13:07 | 2019-02-06 13:18 | 11
| 31 | 2019-02-06 13:07 | 2019-02-06 13:22 | 15
| 843 | 2019-02-06 13:10 | 2019-02-06 13:21 | 11
| 1 | 2019-02-06 13:10 | 2019-02-06 13:29 | 19
| 10 | 2019-02-06 13:10 | 2019-02-06 13:54 | 44
| 1 | 2019-02-06 13:10 | 2019-02-06 14:44 | 94
| 1 | 2019-02-06 13:17 | 2019-02-06 13:21 | 4
| 2 | 2019-02-06 13:19 | 2019-02-06 16:25 | 186
| 14 | 2019-02-06 13:20 | 2019-02-06 13:55 | 35
| 9 | 2019-02-06 13:25 | 2019-02-06 13:33 | 8
| 1 | 2019-02-06 13:27 | 2019-02-06 13:33 | 6
| 11 | 2019-02-06 13:27 | 2019-02-06 13:49 | 22
| 1 | 2019-02-06 13:28 | 2019-02-06 15:28 | 120
| 1 | 2019-02-06 13:29 | 2019-02-06 13:59 | 30
| 4 | 2019-02-06 13:29 | 2019-02-06 14:09 | 40
| 52 | 2019-02-06 13:30 | 2019-02-06 14:03 | 33
| 3 | 2019-02-06 13:39 | 2019-02-06 14:08 | 29
| 29 | 2019-02-06 13:39 | 2019-02-06 14:24 | 45
| 1 | 2019-02-06 13:43 | 2019-02-06 13:49 | 6
| 2 | 2019-02-06 13:43 | 2019-02-06 17:48 | 245
| 9 | 2019-02-06 13:44 | 2019-02-06 14:06 | 22
| 17 | 2019-02-06 13:45 | 2019-02-06 13:51 | 6
| 1 | 2019-02-06 13:45 | 2019-02-06 13:52 | 7
| 95 | 2019-02-06 13:45 | 2019-02-06 14:20 | 35
| 17 | 2019-02-06 13:45 | 2019-02-06 15:10 | 85
| 1 | 2019-02-06 13:46 | 2019-02-06 13:52 | 6
| 24 | 2019-02-06 13:46 | 2019-02-06 14:14 | 28
| 54 | 2019-02-06 13:46 | 2019-02-06 15:19 | 93
| 9 | 2019-02-06 13:50 | 2019-02-06 14:10 | 20
| 10 | 2019-02-06 14:10 | 2019-02-06 14:31 | 21
| 1 | 2019-02-06 14:10 | 2019-02-06 14:31 | 21
| 10 | 2019-02-06 14:10 | 2019-02-06 16:37 | 147
| 3 | 2019-02-06 14:10 | 2019-02-06 20:23 | 373
| 41 | 2019-02-06 14:11 | 2019-02-06 14:40 | 29
| 1 | 2019-02-06 14:12 | 2019-02-06 14:46 | 34
| 16 | 2019-02-06 14:13 | 2019-02-06 14:54 | 41
| 7 | 2019-02-06 14:14 | 2019-02-06 15:41 | 87
| 1 | 2019-02-06 14:18 | 2019-02-06 17:24 | 186
| 2 | 2019-02-06 14:20 | 2019-02-06 14:59 | 39
| 1 | 2019-02-06 14:22 | 2019-02-06 19:18 | 296
| 23 | 2019-02-06 14:22 | 2019-02-06 19:21 | 299
| 1 | 2019-02-06 14:24 | 2019-02-06 19:10 | 286
| 2 | 2019-02-06 14:24 | 2019-02-06 19:11 | 287
| 13 | 2019-02-06 14:26 | 2019-02-06 14:37 | 11
| 41 | 2019-02-06 14:28 | 2019-02-06 14:34 | 6
| 2 | 2019-02-06 14:28 | 2019-02-06 18:39 | 251
| 11 | 2019-02-06 14:30 | 2019-02-06 14:38 | 8
| 9 | 2019-02-06 14:32 | 2019-02-06 14:57 | 25
| 235 | 2019-02-06 14:33 | 2019-02-06 14:53 | 20
| 10 | 2019-02-06 14:35 | 2019-02-06 14:50 | 15
| 1 | 2019-02-06 14:38 | 2019-02-06 14:44 | 6
| 204 | 2019-02-06 14:39 | 2019-02-06 14:46 | 7
| 1 | 2019-02-06 14:39 | 2019-02-06 15:21 | 42
| 172 | 2019-02-06 14:41 | 2019-02-06 14:48 | 7
| 6 | 2019-02-06 14:41 | 2019-02-07 01:13 | 632
| 1 | 2019-02-06 14:42 | 2019-02-06 14:48 | 6
| 1 | 2019-02-06 14:43 | 2019-02-06 14:49 | 6
| 5 | 2019-02-06 14:49 | 2019-02-06 15:25 | 36
| 6 | 2019-02-06 14:49 | 2019-02-06 16:47 | 118
| 9 | 2019-02-06 14:58 | 2019-02-06 15:19 | 21
| 1 | 2019-02-06 14:58 | 2019-02-06 16:26 | 88
| 1 | 2019-02-06 15:01 | 2019-02-06 15:06 | 5
| 8 | 2019-02-06 15:04 | 2019-02-06 16:19 | 75
| 1 | 2019-02-06 15:13 | 2019-02-06 15:19 | 6
| 2 | 2019-02-06 15:14 | 2019-02-06 15:19 | 5
| 9 | 2019-02-06 15:14 | 2019-02-06 15:21 | 7
| 9 | 2019-02-06 15:14 | 2019-02-06 16:05 | 51
| 684 | 2019-02-06 15:15 | 2019-02-06 15:25 | 10
| 17 | 2019-02-06 15:15 | 2019-02-06 15:26 | 11
| 159 | 2019-02-06 15:15 | 2019-02-06 15:41 | 26
| 1 | 2019-02-06 15:15 | 2019-02-06 20:40 | 325
| 21 | 2019-02-06 15:17 | 2019-02-06 15:23 | 6
| 12 | 2019-02-06 15:18 | 2019-02-06 15:33 | 15
| 2 | 2019-02-06 15:18 | 2019-02-06 15:35 | 17
| 2 | 2019-02-06 15:18 | 2019-02-06 15:36 | 18
| 82 | 2019-02-06 15:18 | 2019-02-06 19:33 | 255
| 12 | 2019-02-06 15:20 | 2019-02-06 15:43 | 23
| 1 | 2019-02-06 15:22 | 2019-02-06 15:28 | 6
| 33 | 2019-02-06 15:23 | 2019-02-06 17:39 | 136
| 5 | 2019-02-06 15:23 | 2019-02-06 20:53 | 330
| 2 | 2019-02-06 15:32 | 2019-02-06 21:20 | 348
| 558 | 2019-02-06 15:33 | 2019-02-06 15:58 | 25
| 1 | 2019-02-06 15:33 | 2019-02-06 15:59 | 26
| 512 | 2019-02-06 15:35 | 2019-02-06 15:45 | 10
| 3 | 2019-02-06 15:35 | 2019-02-06 15:48 | 13
| 1 | 2019-02-06 15:35 | 2019-02-06 16:39 | 64
| 1 | 2019-02-06 15:36 | 2019-02-06 17:41 | 125
| 2 | 2019-02-06 15:39 | 2019-02-07 07:18 | 939
| 1 | 2019-02-06 15:41 | 2019-02-06 15:47 | 6
| 1 | 2019-02-06 15:41 | 2019-02-07 15:59 | 1458
| 1 | 2019-02-06 15:42 | 2019-02-06 15:48 | 6
| 2 | 2019-02-06 15:44 | 2019-02-06 16:00 | 16
| 27 | 2019-02-06 15:44 | 2019-02-06 16:04 | 20
| 15 | 2019-02-06 15:45 | 2019-02-06 17:00 | 75
| 4 | 2019-02-06 15:46 | 2019-02-06 16:05 | 19
| 1 | 2019-02-06 15:50 | 2019-02-06 15:56 | 6
| 6 | 2019-02-06 15:52 | 2019-02-06 16:23 | 31
| 10 | 2019-02-06 15:53 | 2019-02-06 16:07 | 14
| 1 | 2019-02-06 15:54 | 2019-02-06 16:02 | 8
| 1 | 2019-02-06 15:56 | 2019-02-06 16:02 | 6
| 1 | 2019-02-06 16:01 | 2019-02-06 16:07 | 6
| 1 | 2019-02-06 16:01 | 2019-02-06 16:07 | 6
| 52 | 2019-02-06 16:01 | 2019-02-06 16:15 | 14
| 759 | 2019-02-06 16:03 | 2019-02-06 16:10 | 7
| 2 | 2019-02-06 16:03 | 2019-02-06 16:11 | 8
| 1 | 2019-02-06 16:06 | 2019-02-06 16:44 | 38
| 1 | 2019-02-06 16:06 | 2019-02-06 20:08 | 242
| 28 | 2019-02-06 16:06 | 2019-02-06 20:09 | 243
| 1 | 2019-02-06 16:08 | 2019-02-06 16:41 | 33
| 7 | 2019-02-06 16:08 | 2019-02-06 17:31 | 83
| 43 | 2019-02-06 16:08 | 2019-02-06 18:21 | 133
| 8 | 2019-02-06 16:14 | 2019-02-06 17:45 | 91
| 21 | 2019-02-06 16:15 | 2019-02-06 16:25 | 10
| 15 | 2019-02-06 16:15 | 2019-02-06 16:31 | 16
| 25 | 2019-02-06 16:15 | 2019-02-06 17:22 | 67
| 9 | 2019-02-06 16:16 | 2019-02-06 16:21 | 5
| 11 | 2019-02-06 16:23 | 2019-02-06 17:27 | 64
| 275 | 2019-02-06 16:26 | 2019-02-06 16:33 | 7
| 1 | 2019-02-06 16:28 | 2019-02-06 18:45 | 137
| 1 | 2019-02-06 16:29 | 2019-02-06 16:35 | 6
| 7 | 2019-02-06 16:29 | 2019-02-06 16:37 | 8
| 1 | 2019-02-06 16:29 | 2019-02-06 21:09 | 280
| 7 | 2019-02-06 16:32 | 2019-02-06 16:45 | 13
| 290 | 2019-02-06 16:37 | 2019-02-06 16:45 | 8
| 3 | 2019-02-06 16:37 | 2019-02-06 16:47 | 10
| 41 | 2019-02-06 16:37 | 2019-02-06 16:58 | 21
| 4 | 2019-02-06 16:38 | 2019-02-06 17:18 | 40
| 1 | 2019-02-06 16:49 | 2019-02-06 17:23 | 34
| 14 | 2019-02-06 16:51 | 2019-02-06 17:08 | 17
| 1 | 2019-02-06 16:53 | 2019-02-06 16:59 | 6
| 1 | 2019-02-06 16:53 | 2019-02-06 17:24 | 31
| 6 | 2019-02-06 16:53 | 2019-02-06 17:32 | 39
| 11 | 2019-02-06 16:54 | 2019-02-06 17:05 | 11
| 8 | 2019-02-06 16:54 | 2019-02-06 18:59 | 125
| 2 | 2019-02-06 16:56 | 2019-02-06 17:01 | 5
| 3 | 2019-02-06 16:56 | 2019-02-06 17:10 | 14
| 1 | 2019-02-06 16:58 | 2019-02-06 17:03 | 5
| 2 | 2019-02-06 16:58 | 2019-02-06 17:04 | 6
| 1 | 2019-02-06 16:59 | 2019-02-06 17:05 | 6
| 2 | 2019-02-06 16:59 | 2019-02-06 17:28 | 29
| 14 | 2019-02-06 16:59 | 2019-02-06 17:50 | 51
| 1 | 2019-02-06 17:06 | 2019-02-06 19:17 | 131
| 24 | 2019-02-06 17:07 | 2019-02-06 18:11 | 64
| 1005 | 2019-02-06 17:08 | 2019-02-06 17:50 | 42
| 38 | 2019-02-06 17:14 | 2019-02-06 17:20 | 6
| 3 | 2019-02-06 17:14 | 2019-02-06 17:20 | 6
| 41 | 2019-02-06 17:16 | 2019-02-06 17:28 | 12
| 101 | 2019-02-06 17:16 | 2019-02-06 17:34 | 18
| 3 | 2019-02-06 17:16 | 2019-02-06 17:48 | 32
| 21 | 2019-02-06 17:16 | 2019-02-06 17:58 | 42
| 3 | 2019-02-06 17:18 | 2019-02-06 19:52 | 154
| 2 | 2019-02-06 17:19 | 2019-02-06 17:53 | 34
| 1 | 2019-02-06 17:20 | 2019-02-06 17:26 | 6
| 1 | 2019-02-06 17:21 | 2019-02-06 17:27 | 6
| 2 | 2019-02-06 17:27 | 2019-02-06 17:40 | 13
| 10 | 2019-02-06 17:27 | 2019-02-06 18:10 | 43
| 1 | 2019-02-06 17:30 | 2019-02-07 05:48 | 738
| 103 | 2019-02-06 17:35 | 2019-02-06 17:46 | 11
| 1 | 2019-02-06 17:37 | 2019-02-06 17:42 | 5
| 43 | 2019-02-06 17:37 | 2019-02-06 17:44 | 7
| 582 | 2019-02-06 17:44 | 2019-02-06 17:52 | 8
| 1 | 2019-02-06 17:53 | 2019-02-06 18:00 | 7
| 1 | 2019-02-06 17:58 | 2019-02-06 21:22 | 204
| 50 | 2019-02-06 18:09 | 2019-02-06 21:42 | 213
| 7 | 2019-02-06 18:14 | 2019-02-06 18:45 | 31
| 1 | 2019-02-06 18:15 | 2019-02-06 19:24 | 69
| 15 | 2019-02-06 18:20 | 2019-02-06 18:29 | 9
| 62 | 2019-02-06 18:21 | 2019-02-06 18:37 | 16
| 7 | 2019-02-06 18:26 | 2019-02-06 18:41 | 15
| 1 | 2019-02-06 18:29 | 2019-02-06 18:35 | 6
| 2 | 2019-02-06 18:29 | 2019-02-06 21:28 | 179
| 2 | 2019-02-06 18:33 | 2019-02-06 18:52 | 19
| 1 | 2019-02-06 18:37 | 2019-02-06 18:43 | 6
| 114 | 2019-02-06 18:40 | 2019-02-06 19:06 | 26
| 1 | 2019-02-06 18:47 | 2019-02-06 18:53 | 6
| 2 | 2019-02-06 18:48 | 2019-02-06 18:54 | 6
| 8 | 2019-02-06 18:48 | 2019-02-06 19:46 | 58
| 97 | 2019-02-06 18:53 | 2019-02-06 19:00 | 7
| 19 | 2019-02-06 18:53 | 2019-02-06 19:06 | 13
| 96 | 2019-02-06 18:57 | 2019-02-06 19:21 | 24
| 1101 | 2019-02-06 19:00 | 2019-02-06 19:06 | 6
| 1 | 2019-02-06 19:00 | 2019-02-06 19:28 | 28
| 1 | 2019-02-06 19:01 | 2019-02-06 19:07 | 6
| 1 | 2019-02-06 19:04 | 2019-02-06 19:10 | 6
| 2 | 2019-02-06 19:04 | 2019-02-06 19:13 | 9
| 1 | 2019-02-06 19:16 | 2019-02-06 19:22 | 6
| 1 | 2019-02-06 19:20 | 2019-02-06 19:26 | 6
| 1 | 2019-02-06 19:27 | 2019-02-06 19:33 | 6
| 63 | 2019-02-06 19:31 | 2019-02-06 19:46 | 15
| 4 | 2019-02-06 19:32 | 2019-02-06 19:54 | 22
| 9 | 2019-02-06 19:35 | 2019-02-06 19:42 | 7
| 1 | 2019-02-06 19:35 | 2019-02-06 19:43 | 8
| 1 | 2019-02-06 19:39 | 2019-02-06 19:45 | 6
| 2 | 2019-02-06 19:42 | 2019-02-06 19:47 | 5
| 1100 | 2019-02-06 19:43 | 2019-02-06 19:53 | 10
| 4 | 2019-02-06 19:43 | 2019-02-06 19:55 | 12
| 29 | 2019-02-06 19:46 | 2019-02-06 19:57 | 11
| 1 | 2019-02-06 19:49 | 2019-02-06 22:22 | 153
| 177 | 2019-02-06 19:58 | 2019-02-06 21:31 | 93
| 1 | 2019-02-06 19:59 | 2019-02-06 20:05 | 6
| 1 | 2019-02-06 20:02 | 2019-02-06 20:14 | 12
| 13 | 2019-02-06 20:02 | 2019-02-06 20:19 | 17
| 1 | 2019-02-06 20:04 | 2019-02-06 20:09 | 5
| 7 | 2019-02-06 20:04 | 2019-02-06 20:27 | 23
| 1 | 2019-02-06 20:05 | 2019-02-06 20:11 | 6
| 1 | 2019-02-06 20:05 | 2019-02-06 20:11 | 6
| 2 | 2019-02-06 20:06 | 2019-02-06 20:11 | 5
| 1 | 2019-02-06 20:08 | 2019-02-06 20:13 | 5
| 1 | 2019-02-06 20:08 | 2019-02-06 20:14 | 6
| 2 | 2019-02-06 20:22 | 2019-02-06 22:07 | 105
| 2 | 2019-02-06 20:26 | 2019-02-06 20:31 | 5
| 1 | 2019-02-06 20:34 | 2019-02-06 20:40 | 6
| 4 | 2019-02-06 20:43 | 2019-02-06 20:49 | 6
| 1 | 2019-02-06 20:46 | 2019-02-06 20:52 | 6
| 2 | 2019-02-06 20:47 | 2019-02-06 20:53 | 6
| 3 | 2019-02-06 20:47 | 2019-02-06 22:36 | 109
| 32 | 2019-02-06 20:51 | 2019-02-06 22:43 | 112
| 1 | 2019-02-06 21:01 | 2019-02-06 21:06 | 5
| 2 | 2019-02-06 21:04 | 2019-02-06 21:10 | 6
| 1 | 2019-02-06 21:06 | 2019-02-06 21:16 | 10
| 1 | 2019-02-06 21:10 | 2019-02-06 21:16 | 6
| 1 | 2019-02-06 21:11 | 2019-02-06 21:17 | 6
| 506 | 2019-02-06 21:12 | 2019-02-06 21:19 | 7
| 2 | 2019-02-06 21:12 | 2019-02-06 21:19 | 7
| 1 | 2019-02-06 21:12 | 2019-02-06 21:19 | 7
| 8 | 2019-02-06 21:12 | 2019-02-06 21:21 | 9
| 1 | 2019-02-06 21:13 | 2019-02-07 08:05 | 652
| 1 | 2019-02-06 21:17 | 2019-02-06 21:23 | 6
| 19 | 2019-02-06 21:21 | 2019-02-06 21:34 | 13
| 439 | 2019-02-06 21:24 | 2019-02-06 21:30 | 6
| 2 | 2019-02-06 21:24 | 2019-02-06 21:31 | 7
| 40 | 2019-02-06 21:26 | 2019-02-07 08:16 | 650
| 879 | 2019-02-06 21:40 | 2019-02-06 21:48 | 8
| 1 | 2019-02-06 21:40 | 2019-02-06 21:49 | 9
| 1 | 2019-02-06 21:47 | 2019-02-06 21:53 | 6
| 1 | 2019-02-06 21:49 | 2019-02-06 21:54 | 5
| 2 | 2019-02-06 21:53 | 2019-02-06 21:58 | 5
| 621 | 2019-02-06 22:10 | 2019-02-06 22:17 | 7
| 1 | 2019-02-06 22:14 | 2019-02-06 22:20 | 6
| 2 | 2019-02-06 22:19 | 2019-02-07 10:49 | 750
| 1 | 2019-02-06 22:27 | 2019-02-06 22:32 | 5
| 1 | 2019-02-07 00:40 | 2019-02-07 00:46 | 6
| 6 | 2019-02-07 00:51 | 2019-02-07 01:11 | 20
| 58 | 2019-02-07 01:10 | 2019-02-07 01:20 | 10
| 1 | 2019-02-07 02:24 | 2019-02-07 02:37 | 13
| 1 | 2019-02-07 04:20 | 2019-02-07 04:26 | 6
| 17 | 2019-02-07 04:20 | 2019-02-07 07:11 | 171
| 1 | 2019-02-07 04:56 | 2019-02-07 06:48 | 112
| 11 | 2019-02-07 05:35 | 2019-02-07 07:27 | 112
| 72 | 2019-02-07 05:54 | 2019-02-07 06:15 | 21
| 1 | 2019-02-07 06:06 | 2019-02-07 06:12 | 6
| 11 | 2019-02-07 06:40 | 2019-02-07 08:27 | 107
| 1 | 2019-02-07 07:03 | 2019-02-07 07:09 | 6
| 1 | 2019-02-07 07:13 | 2019-02-07 07:19 | 6
| 1 | 2019-02-07 07:14 | 2019-02-07 07:20 | 6
| 1 | 2019-02-07 07:15 | 2019-02-07 07:21 | 6
| 4 | 2019-02-07 07:16 | 2019-02-07 16:25 | 549
| 1 | 2019-02-07 07:32 | 2019-02-07 07:37 | 5
| 12 | 2019-02-07 07:32 | 2019-02-07 07:38 | 6
| 1 | 2019-02-07 07:39 | 2019-02-07 07:45 | 6
| 25 | 2019-02-07 07:45 | 2019-02-07 09:14 | 89
| 1 | 2019-02-07 08:06 | 2019-02-07 08:12 | 6
| 1 | 2019-02-07 08:07 | 2019-02-07 08:13 | 6
| 1 | 2019-02-07 08:21 | 2019-02-07 08:27 | 6
| 1 | 2019-02-07 08:21 | 2019-02-07 08:33 | 12
| 1 | 2019-02-07 08:33 | 2019-02-07 08:39 | 6
| 1 | 2019-02-07 08:56 | 2019-02-07 09:02 | 6
| 8 | 2019-02-07 09:12 | 2019-02-07 09:34 | 22
| 1 | 2019-02-07 09:15 | 2019-02-07 09:20 | 5
| 1 | 2019-02-07 09:32 | 2019-02-07 09:38 | 6
| 1 | 2019-02-07 09:40 | 2019-02-07 09:46 | 6
| 1 | 2019-02-07 10:13 | 2019-02-07 10:33 | 20
| 1 | 2019-02-07 10:13 | 2019-02-07 13:10 | 177
| 1 | 2019-02-07 10:28 | 2019-02-07 12:35 | 127
| 16 | 2019-02-07 10:37 | 2019-02-07 10:49 | 12
| 1 | 2019-02-07 10:37 | 2019-02-07 11:41 | 64
| 1 | 2019-02-07 10:41 | 2019-02-07 11:17 | 36
| 1 | 2019-02-07 10:48 | 2019-02-07 10:54 | 6
| 1 | 2019-02-07 11:12 | 2019-02-07 11:40 | 28
| 1 | 2019-02-07 11:49 | 2019-02-07 11:55 | 6
| 1 | 2019-02-07 12:06 | 2019-02-07 12:12 | 6
| 41 | 2019-02-07 12:35 | 2019-02-07 12:47 | 12
| 1 | 2019-02-07 12:40 | 2019-02-07 15:10 | 150
| 1 | 2019-02-07 12:51 | 2019-02-07 12:57 | 6
| 1 | 2019-02-07 13:03 | 2019-02-07 13:09 | 6
| 1 | 2019-02-07 13:29 | 2019-02-07 13:35 | 6
| 2 | 2019-02-07 13:29 | 2019-02-07 15:28 | 119
| 1 | 2019-02-07 13:32 | 2019-02-07 15:44 | 132
| 6 | 2019-02-07 13:37 | 2019-02-07 14:35 | 58
| 1 | 2019-02-07 13:41 | 2019-02-07 15:47 | 126
| 2 | 2019-02-07 14:23 | 2019-02-07 14:29 | 6
| 1 | 2019-02-07 14:27 | 2019-02-07 14:33 | 6
| 1 | 2019-02-07 14:27 | 2019-02-07 14:49 | 22
| 4 | 2019-02-07 14:34 | 2019-02-07 14:40 | 6
| 1 | 2019-02-07 15:17 | 2019-02-07 15:23 | 6
| 2 | 2019-02-07 16:23 | 2019-02-07 16:29 | 6
| 2 | 2019-02-07 16:58 | 2019-02-07 17:04 | 6
| 2 | 2019-02-07 16:58 | 2019-02-07 17:05 | 7
| 5 | 2019-02-07 17:32 | 2019-02-07 17:38 | 6
| 37 | 2019-02-07 17:48 | 2019-02-07 18:03 | 15
| 1 | 2019-02-07 17:52 | 2019-02-07 17:58 | 6
| 1 | 2019-02-07 18:00 | 2019-02-07 18:10 | 10
| 22 | 2019-02-07 18:00 | 2019-02-07 18:12 | 12
| 1 | 2019-02-07 18:04 | 2019-02-07 18:15 | 11
| 41 | 2019-02-07 18:04 | 2019-02-07 18:17 | 13
| 102 | 2019-02-07 18:04 | 2019-02-07 18:17 | 13
| 1 | 2019-02-07 19:16 | 2019-02-07 20:00 | 44
| 1 | 2019-02-07 19:23 | 2019-02-07 19:43 | 20
| 1 | 2019-02-07 19:39 | 2019-02-07 20:04 | 25
| 1 | 2019-02-07 19:41 | 2019-02-07 19:57 | 16
| 1 | 2019-02-07 19:44 | 2019-02-07 19:50 | 6
| 1 | 2019-02-07 20:28 | 2019-02-07 21:11 | 43
| 1 | 2019-02-07 22:11 | 2019-02-07 22:17 | 6
| 7 | 2019-02-07 23:21 | 2019-02-07 23:38 | 17
| 12 | 2019-02-08 00:48 | 2019-02-08 00:57 | 9
| 2 | 2019-02-08 01:03 | 2019-02-08 09:03 | 480
| 1 | 2019-02-08 01:32 | 2019-02-08 06:18 | 286
| 110 | 2019-02-08 01:32 | 2019-02-08 08:53 | 441
| 2 | 2019-02-08 03:56 | 2019-02-08 11:45 | 469
| 1 | 2019-02-08 06:08 | 2019-02-08 06:14 | 6
| 1 | 2019-02-08 06:08 | 2019-02-08 09:39 | 211
| 1 | 2019-02-08 06:50 | 2019-02-08 06:56 | 6
| 94 | 2019-02-08 06:51 | 2019-02-08 07:16 | 25
| 46 | 2019-02-08 06:51 | 2019-02-08 07:35 | 44
| 8 | 2019-02-08 06:51 | 2019-02-08 07:41 | 50
| 33 | 2019-02-08 07:26 | 2019-02-08 07:36 | 10
| 1 | 2019-02-08 08:33 | 2019-02-08 08:39 | 6
| 3 | 2019-02-08 08:34 | 2019-02-08 09:37 | 63
| 1 | 2019-02-08 09:26 | 2019-02-08 09:54 | 28
| 1 | 2019-02-08 09:44 | 2019-02-08 09:50 | 6
| 1 | 2019-02-08 09:49 | 2019-02-08 12:42 | 173
| 14 | 2019-02-08 09:57 | 2019-02-08 10:03 | 6
| 1 | 2019-02-08 10:10 | 2019-02-08 10:15 | 5
| 1 | 2019-02-08 10:27 | 2019-02-08 10:33 | 6
| 12 | 2019-02-08 10:30 | 2019-02-08 10:56 | 26
| 1 | 2019-02-08 10:38 | 2019-02-08 12:21 | 103
| 1 | 2019-02-08 10:44 | 2019-02-08 10:50 | 6
| 348 | 2019-02-08 10:44 | 2019-02-08 10:50 | 6
| 33 | 2019-02-08 11:28 | 2019-02-08 11:56 | 28
| 76 | 2019-02-08 11:54 | 2019-02-08 12:10 | 16
| 18 | 2019-02-08 11:55 | 2019-02-08 12:57 | 62
| 2 | 2019-02-08 11:57 | 2019-02-08 12:03 | 6
| 1377 | 2019-02-08 12:24 | 2019-02-08 12:32 | 8
| 1 | 2019-02-08 12:30 | 2019-02-08 13:04 | 34
| 1 | 2019-02-08 12:36 | 2019-02-08 12:42 | 6
| 26 | 2019-02-08 13:08 | 2019-02-08 13:16 | 8
| 1 | 2019-02-08 13:11 | 2019-02-08 13:17 | 6
| 28 | 2019-02-08 14:34 | 2019-02-08 16:38 | 124
| 14 | 2019-02-08 14:58 | 2019-02-08 16:53 | 115
| 1 | 2019-02-08 15:05 | 2019-02-08 15:25 | 20
| 1 | 2019-02-08 15:09 | 2019-02-08 15:15 | 6
| 1 | 2019-02-08 15:22 | 2019-02-08 15:28 | 6
| 1 | 2019-02-08 15:31 | 2019-02-08 15:37 | 6
| 1 | 2019-02-08 15:44 | 2019-02-08 15:50 | 6
| 16 | 2019-02-08 15:48 | 2019-02-08 15:54 | 6
| 1 | 2019-02-08 16:16 | 2019-02-08 16:22 | 6
| 821 | 2019-02-08 16:52 | 2019-02-08 16:58 | 6
| 21 | 2019-02-08 16:56 | 2019-02-08 17:03 | 7
| 1 | 2019-02-08 17:20 | 2019-02-08 17:26 | 6
| 1 | 2019-02-08 17:31 | 2019-02-08 17:37 | 6
| 1 | 2019-02-08 17:40 | 2019-02-08 17:46 | 6
| 1 | 2019-02-08 18:03 | 2019-02-08 18:11 | 8
| 2 | 2019-02-08 18:10 | 2019-02-08 18:16 | 6
| 118 | 2019-02-08 19:11 | 2019-02-08 19:34 | 23
| 402 | 2019-02-08 19:11 | 2019-02-08 19:52 | 41
| 17 | 2019-02-08 19:18 | 2019-02-08 19:25 | 7
| 906 | 2019-02-08 19:21 | 2019-02-08 19:28 | 7
| 5 | 2019-02-08 20:12 | 2019-02-08 20:29 | 17
| 1 | 2019-02-08 20:25 | 2019-02-08 20:31 | 6
| 4 | 2019-02-08 20:32 | 2019-02-08 21:19 | 47
| 1 | 2019-02-08 20:45 | 2019-02-08 20:51 | 6
| 20 | 2019-02-08 20:45 | 2019-02-08 20:52 | 7
| 2 | 2019-02-08 21:00 | 2019-02-08 21:06 | 6
| 23 | 2019-02-08 21:17 | 2019-02-08 21:30 | 13
| 1 | 2019-02-08 21:32 | 2019-02-08 21:38 | 6
| 1 | 2019-02-08 22:45 | 2019-02-09 07:35 | 530
| 1 | 2019-02-08 23:57 | 2019-02-09 00:03 | 6
| 1 | 2019-02-08 23:57 | 2019-02-09 00:03 | 6
| 1 | 2019-02-09 00:08 | 2019-02-09 00:37 | 29
| 18 | 2019-02-09 01:12 | 2019-02-09 06:06 | 294
| 4 | 2019-02-09 04:40 | 2019-02-09 04:57 | 17
| 43 | 2019-02-09 06:27 | 2019-02-09 06:41 | 14
| 1 | 2019-02-09 06:39 | 2019-02-09 06:45 | 6
| 277 | 2019-02-09 06:46 | 2019-02-09 07:00 | 14
| 3 | 2019-02-09 06:46 | 2019-02-09 07:01 | 15
| 3 | 2019-02-09 06:46 | 2019-02-09 07:02 | 16
| 1 | 2019-02-09 06:46 | 2019-02-09 07:03 | 17
| 9 | 2019-02-09 06:46 | 2019-02-09 07:10 | 24
| 14 | 2019-02-09 06:46 | 2019-02-09 07:12 | 26
| 1 | 2019-02-09 06:51 | 2019-02-09 06:57 | 6
| 607 | 2019-02-09 06:52 | 2019-02-09 06:58 | 6
| 18 | 2019-02-09 06:52 | 2019-02-09 07:03 | 11
| 56 | 2019-02-09 06:52 | 2019-02-09 07:06 | 14
| 51 | 2019-02-09 06:52 | 2019-02-09 07:07 | 15
| 40 | 2019-02-09 06:52 | 2019-02-09 07:09 | 17
| 1 | 2019-02-09 07:06 | 2019-02-09 14:47 | 461
| 1 | 2019-02-09 07:16 | 2019-02-09 15:37 | 501
| 1 | 2019-02-09 08:02 | 2019-02-09 08:08 | 6
| 1 | 2019-02-09 08:19 | 2019-02-09 09:51 | 92
| 20 | 2019-02-09 08:36 | 2019-02-09 09:07 | 31
| 1 | 2019-02-09 09:15 | 2019-02-09 09:25 | 10
| 1 | 2019-02-09 09:20 | 2019-02-09 09:25 | 5
| 2 | 2019-02-09 09:20 | 2019-02-09 09:48 | 28
| 176 | 2019-02-09 09:52 | 2019-02-09 09:59 | 7
| 1 | 2019-02-09 10:20 | 2019-02-09 11:10 | 50
| 6 | 2019-02-09 10:39 | 2019-02-09 11:11 | 32
| 1 | 2019-02-09 10:45 | 2019-02-09 10:51 | 6
| 1 | 2019-02-09 10:49 | 2019-02-09 10:59 | 10
| 47 | 2019-02-09 10:49 | 2019-02-09 11:01 | 12
| 1 | 2019-02-09 10:51 | 2019-02-09 11:46 | 55
| 1 | 2019-02-09 12:10 | 2019-02-09 12:16 | 6
| 9 | 2019-02-09 12:13 | 2019-02-09 12:57 | 44
| 103 | 2019-02-09 13:05 | 2019-02-09 13:39 | 34
| 1 | 2019-02-09 13:06 | 2019-02-09 13:12 | 6
| 20 | 2019-02-09 13:39 | 2019-02-09 14:08 | 29
| 1 | 2019-02-09 15:44 | 2019-02-09 15:49 | 5
| 46 | 2019-02-09 15:46 | 2019-02-09 15:59 | 13
| 1 | 2019-02-09 15:51 | 2019-02-09 15:57 | 6
| 150 | 2019-02-09 15:57 | 2019-02-09 16:03 | 6
| 1 | 2019-02-09 16:17 | 2019-02-09 19:14 | 177
| 76 | 2019-02-09 16:57 | 2019-02-09 17:16 | 19
| 142 | 2019-02-09 17:23 | 2019-02-09 17:29 | 6
| 18 | 2019-02-09 17:36 | 2019-02-09 17:44 | 8
| 1 | 2019-02-09 18:00 | 2019-02-09 18:11 | 11
| 19 | 2019-02-09 18:00 | 2019-02-09 18:12 | 12
| 1 | 2019-02-09 18:30 | 2019-02-09 18:36 | 6
| 1 | 2019-02-09 19:12 | 2019-02-09 19:18 | 6
| 1529 | 2019-02-09 19:13 | 2019-02-09 19:19 | 6
| 270 | 2019-02-09 19:13 | 2019-02-09 19:55 | 42
| 1 | 2019-02-09 19:14 | 2019-02-09 19:26 | 12
| 16 | 2019-02-09 19:37 | 2019-02-09 19:44 | 7
| 1 | 2019-02-09 20:18 | 2019-02-09 20:24 | 6
| 12 | 2019-02-09 20:18 | 2019-02-09 20:30 | 12
| 1 | 2019-02-09 20:44 | 2019-02-09 22:41 | 117
| 2 | 2019-02-10 00:13 | 2019-02-10 03:51 | 218
| 31 | 2019-02-10 01:31 | 2019-02-10 01:37 | 6
| 3 | 2019-02-10 01:45 | 2019-02-10 02:36 | 51
| 1 | 2019-02-10 03:03 | 2019-02-10 06:04 | 181
| 1 | 2019-02-10 09:43 | 2019-02-10 10:13 | 30
| 1 | 2019-02-10 10:07 | 2019-02-10 10:13 | 6
| 1 | 2019-02-10 11:47 | 2019-02-10 13:32 | 105
| 1 | 2019-02-10 12:36 | 2019-02-10 12:54 | 18
| 1 | 2019-02-10 12:51 | 2019-02-10 15:54 | 183
| 38 | 2019-02-10 13:47 | 2019-02-10 13:53 | 6
| 1 | 2019-02-10 18:15 | 2019-02-10 18:21 | 6
| 17 | 2019-02-11 00:23 | 2019-02-11 00:37 | 14
| 3 | 2019-02-11 08:38 | 2019-02-11 08:41 | 3
| 1 | 2019-02-11 08:43 | 2019-02-11 08:49 | 6
| 1 | 2019-02-11 08:59 | 2019-02-11 09:05 | 6
| 1 | 2019-02-11 09:22 | 2019-02-11 09:28 | 6
| 2 | 2019-02-11 09:27 | 2019-02-11 12:51 | 204
| 1 | 2019-02-11 09:36 | 2019-02-11 09:42 | 6
| 1 | 2019-02-11 10:00 | 2019-02-11 10:12 | 12
| 1 | 2019-02-11 10:02 | 2019-02-11 10:12 | 10
| 2 | 2019-02-11 10:20 | 2019-02-11 10:26 | 6
| 60 | 2019-02-11 10:20 | 2019-02-11 11:20 | 60
| 1 | 2019-02-11 10:28 | 2019-02-11 18:12 | 464
| 1 | 2019-02-11 10:45 | 2019-02-11 10:51 | 6
| 1 | 2019-02-11 11:03 | 2019-02-11 11:11 | 8
| 16 | 2019-02-11 11:20 | 2019-02-11 12:59 | 99
| 1 | 2019-02-11 11:25 | 2019-02-11 11:31 | 6
| 2 | 2019-02-11 11:25 | 2019-02-11 15:36 | 251
| 1 | 2019-02-11 11:36 | 2019-02-11 13:22 | 106
| 1 | 2019-02-11 11:57 | 2019-02-11 12:03 | 6
| 1 | 2019-02-11 11:59 | 2019-02-11 12:05 | 6
| 1 | 2019-02-11 12:20 | 2019-02-11 12:27 | 7
| 1 | 2019-02-11 12:54 | 2019-02-11 13:00 | 6
| 1 | 2019-02-11 14:17 | 2019-02-11 15:10 | 53
| 1 | 2019-02-11 15:01 | 2019-02-11 15:07 | 6
| 1 | 2019-02-11 16:04 | 2019-02-11 16:10 | 6
| 887 | 2019-02-11 16:14 | 2019-02-11 16:25 | 11
| 102 | 2019-02-11 16:34 | 2019-02-11 16:43 | 9
| 2 | 2019-02-11 16:41 | 2019-02-11 17:16 | 35
| 67 | 2019-02-11 18:24 | 2019-02-11 18:34 | 10
| 2 | 2019-02-11 18:41 | 2019-02-11 18:58 | 17
| 1 | 2019-02-11 19:23 | 2019-02-11 19:29 | 6
| 21 | 2019-02-11 19:24 | 2019-02-11 19:36 | 12
| 27 | 2019-02-11 19:41 | 2019-02-11 21:48 | 127
| 1 | 2019-02-11 19:44 | 2019-02-11 19:50 | 6
| 727 | 2019-02-11 19:44 | 2019-02-11 19:53 | 9
| 315 | 2019-02-11 19:44 | 2019-02-11 19:58 | 14
| 1 | 2019-02-11 20:00 | 2019-02-11 20:06 | 6
| 180 | 2019-02-11 21:10 | 2019-02-11 21:19 | 9
| 4 | 2019-02-12 00:38 | 2019-02-12 00:57 | 19
| 1 | 2019-02-12 01:05 | 2019-02-12 01:14 | 9
| 2 | 2019-02-12 05:08 | 2019-02-12 06:15 | 67
| 782 | 2019-02-12 06:14 | 2019-02-12 06:20 | 6
| 1 | 2019-02-12 06:27 | 2019-02-12 12:46 | 379
| 330 | 2019-02-12 06:54 | 2019-02-12 07:02 | 8
| 1 | 2019-02-12 08:06 | 2019-02-12 08:12 | 6
| 1 | 2019-02-12 08:18 | 2019-02-12 08:24 | 6
| 1 | 2019-02-12 08:51 | 2019-02-12 12:25 | 214
| 53 | 2019-02-12 08:58 | 2019-02-12 09:07 | 9
| 105 | 2019-02-12 08:58 | 2019-02-12 09:08 | 10
| 48 | 2019-02-12 08:58 | 2019-02-12 09:10 | 12
| 6 | 2019-02-12 08:58 | 2019-02-12 09:11 | 13
| 2 | 2019-02-12 08:58 | 2019-02-12 09:21 | 23
| 1 | 2019-02-12 09:13 | 2019-02-12 09:31 | 18
| 1 | 2019-02-12 09:26 | 2019-02-12 09:32 | 6
| 1 | 2019-02-12 09:42 | 2019-02-12 09:48 | 6
| 12 | 2019-02-12 09:56 | 2019-02-12 11:20 | 84
| 3 | 2019-02-12 10:02 | 2019-02-12 10:12 | 10
| 18 | 2019-02-12 10:07 | 2019-02-12 10:14 | 7
| 1 | 2019-02-12 10:12 | 2019-02-12 10:18 | 6
| 1 | 2019-02-12 10:19 | 2019-02-12 10:25 | 6
| 1 | 2019-02-12 10:37 | 2019-02-12 10:43 | 6
| 1 | 2019-02-12 11:02 | 2019-02-12 11:08 | 6
| 2 | 2019-02-12 11:06 | 2019-02-12 11:13 | 7
| 86 | 2019-02-12 11:24 | 2019-02-12 11:31 | 7
| 1 | 2019-02-12 11:24 | 2019-02-12 11:33 | 9
| 1 | 2019-02-12 11:26 | 2019-02-12 13:36 | 130
| 54 | 2019-02-12 11:26 | 2019-02-12 15:15 | 229
| 1 | 2019-02-12 11:34 | 2019-02-12 11:40 | 6
| 1 | 2019-02-12 12:42 | 2019-02-12 12:48 | 6
| 1 | 2019-02-12 12:55 | 2019-02-12 17:04 | 249
| 1 | 2019-02-12 13:26 | 2019-02-12 13:32 | 6
| 1 | 2019-02-12 13:57 | 2019-02-12 14:03 | 6
| 56 | 2019-02-12 14:49 | 2019-02-12 14:59 | 10
| 1 | 2019-02-12 17:18 | 2019-02-12 17:52 | 34
| 47 | 2019-02-12 17:29 | 2019-02-12 17:41 | 12
| 76 | 2019-02-12 17:33 | 2019-02-12 18:52 | 79
| 2 | 2019-02-12 18:06 | 2019-02-12 18:12 | 6
| 1 | 2019-02-12 18:25 | 2019-02-12 18:31 | 6
| 1 | 2019-02-12 18:43 | 2019-02-12 18:49 | 6
| 8 | 2019-02-12 18:49 | 2019-02-12 19:11 | 22
| 7 | 2019-02-12 18:49 | 2019-02-13 02:57 | 488
| 107 | 2019-02-12 19:34 | 2019-02-12 19:46 | 12
| 2 | 2019-02-12 21:13 | 2019-02-12 21:28 | 15
| 10 | 2019-02-12 21:13 | 2019-02-12 21:35 | 22
| 1 | 2019-02-12 21:16 | 2019-02-12 22:02 | 46
| 535 | 2019-02-12 21:36 | 2019-02-12 21:42 | 6
| 266 | 2019-02-12 22:40 | 2019-02-12 22:48 | 8
| 2 | 2019-02-12 22:40 | 2019-02-13 10:21 | 701
| 1 | 2019-02-12 22:48 | 2019-02-12 22:54 | 6
| 1 | 2019-02-13 01:10 | 2019-02-13 01:41 | 31
| 7 | 2019-02-13 02:32 | 2019-02-13 06:03 | 211
| 1 | 2019-02-13 03:19 | 2019-02-13 09:19 | 360
| 1 | 2019-02-13 04:33 | 2019-02-13 08:34 | 241
| 1 | 2019-02-13 05:37 | 2019-02-13 05:43 | 6
| 3 | 2019-02-13 05:47 | 2019-02-13 05:56 | 9
| 8 | 2019-02-13 06:14 | 2019-02-13 10:54 | 280
| 1 | 2019-02-13 08:58 | 2019-02-13 09:17 | 19
| 2 | 2019-02-13 09:10 | 2019-02-13 09:25 | 15
| 1 | 2019-02-13 09:20 | 2019-02-13 09:28 | 8
| 1 | 2019-02-13 09:24 | 2019-02-13 09:30 | 6
| 5 | 2019-02-13 09:50 | 2019-02-13 12:35 | 165
| 1 | 2019-02-13 10:19 | 2019-02-13 10:24 | 5
| 27 | 2019-02-13 10:19 | 2019-02-13 10:26 | 7
| 1 | 2019-02-13 10:27 | 2019-02-13 10:34 | 7
| 4 | 2019-02-13 10:38 | 2019-02-13 12:22 | 104
| 2 | 2019-02-13 11:13 | 2019-02-13 11:19 | 6
| 1 | 2019-02-13 11:34 | 2019-02-13 11:40 | 6
| 1 | 2019-02-13 11:40 | 2019-02-13 11:46 | 6
| 1 | 2019-02-13 11:57 | 2019-02-13 12:02 | 5
| 1 | 2019-02-13 12:06 | 2019-02-13 12:12 | 6
| 1 | 2019-02-13 13:12 | 2019-02-13 13:18 | 6
| 114 | 2019-02-13 14:00 | 2019-02-13 14:09 | 9
| 1 | 2019-02-13 14:12 | 2019-02-13 14:18 | 6
| 2 | 2019-02-13 15:01 | 2019-02-13 15:07 | 6
| 1 | 2019-02-13 16:07 | 2019-02-13 16:13 | 6
| 1 | 2019-02-13 16:10 | 2019-02-13 16:16 | 6
| 13 | 2019-02-13 16:30 | 2019-02-13 16:36 | 6
| 1 | 2019-02-13 16:38 | 2019-02-13 16:44 | 6
| 50 | 2019-02-13 16:38 | 2019-02-13 17:59 | 81
| 2 | 2019-02-13 17:10 | 2019-02-13 17:16 | 6
| 11 | 2019-02-13 19:46 | 2019-02-13 19:52 | 6
| 1 | 2019-02-13 20:43 | 2019-02-13 20:53 | 10
| 35 | 2019-02-13 20:43 | 2019-02-13 20:55 | 12
| 1 | 2019-02-13 21:31 | 2019-02-13 21:59 | 28
| 4 | 2019-02-14 01:49 | 2019-02-14 02:01 | 12
| 1 | 2019-02-14 04:09 | 2019-02-14 13:38 | 569
| 4 | 2019-02-14 04:21 | 2019-02-14 04:28 | 7
| 3 | 2019-02-14 04:26 | 2019-02-14 07:09 | 163
| 19 | 2019-02-14 08:41 | 2019-02-14 08:56 | 15
| 4 | 2019-02-14 08:41 | 2019-02-14 08:59 | 18
| 1 | 2019-02-14 08:47 | 2019-02-14 14:39 | 352
| 1 | 2019-02-14 09:50 | 2019-02-14 14:26 | 276
| 1 | 2019-02-14 09:58 | 2019-02-14 10:04 | 6
| 86 | 2019-02-14 10:35 | 2019-02-14 10:41 | 6
| 1 | 2019-02-14 10:35 | 2019-02-14 10:41 | 6
| 11 | 2019-02-14 10:35 | 2019-02-14 11:26 | 51
| 3 | 2019-02-14 11:57 | 2019-02-14 12:03 | 6
| 1 | 2019-02-14 13:10 | 2019-02-14 14:53 | 103
| 1 | 2019-02-14 13:51 | 2019-02-14 13:57 | 6
| 30 | 2019-02-14 13:53 | 2019-02-14 14:18 | 25
| 1 | 2019-02-14 14:37 | 2019-02-14 18:25 | 228
| 1 | 2019-02-14 14:39 | 2019-02-14 14:45 | 6
| 1 | 2019-02-14 15:34 | 2019-02-14 15:40 | 6
| 1 | 2019-02-14 15:50 | 2019-02-14 15:56 | 6
| 1 | 2019-02-14 16:03 | 2019-02-14 16:09 | 6
| 1 | 2019-02-14 16:50 | 2019-02-14 17:42 | 52
| 1 | 2019-02-14 19:31 | 2019-02-14 19:37 | 6
| 8 | 2019-02-14 19:59 | 2019-02-14 20:06 | 7
| 1 | 2019-02-14 21:03 | 2019-02-14 21:22 | 19
| 9 | 2019-02-14 21:03 | 2019-02-14 22:30 | 87
| 2 | 2019-02-15 05:27 | 2019-02-15 05:42 | 15
| 1 | 2019-02-15 06:12 | 2019-02-15 06:18 | 6
| 1 | 2019-02-15 08:20 | 2019-02-15 08:40 | 20
| 9 | 2019-02-15 08:20 | 2019-02-15 08:44 | 24
| 1 | 2019-02-15 08:28 | 2019-02-15 09:27 | 59
| 3 | 2019-02-15 11:06 | 2019-02-15 11:20 | 14
| 1 | 2019-02-15 11:41 | 2019-02-15 11:47 | 6
| 4 | 2019-02-15 11:41 | 2019-02-15 14:52 | 191
| 1 | 2019-02-15 12:03 | 2019-02-15 12:10 | 7
| 1 | 2019-02-15 12:09 | 2019-02-15 12:14 | 5
| 1 | 2019-02-15 12:10 | 2019-02-15 15:59 | 229
| 46 | 2019-02-15 13:50 | 2019-02-15 15:20 | 90
| 1 | 2019-02-15 14:47 | 2019-02-15 15:17 | 30
| 3 | 2019-02-15 15:51 | 2019-02-15 15:57 | 6
| 237 | 2019-02-15 15:59 | 2019-02-15 16:05 | 6
| 1 | 2019-02-15 19:08 | 2019-02-15 19:44 | 36
| 3 | 2019-02-15 20:08 | 2019-02-15 20:16 | 8
| 1 | 2019-02-15 20:14 | 2019-02-16 07:17 | 663
| 1 | 2019-02-15 20:28 | 2019-02-15 20:34 | 6
| 38 | 2019-02-15 21:31 | 2019-02-15 21:48 | 17
| 1 | 2019-02-16 05:16 | 2019-02-16 05:33 | 17
| 13 | 2019-02-16 07:02 | 2019-02-16 07:09 | 7
| 1 | 2019-02-16 08:10 | 2019-02-16 08:16 | 6
| 9 | 2019-02-16 08:27 | 2019-02-16 08:44 | 17
| 1 | 2019-02-16 08:49 | 2019-02-16 08:55 | 6
| 107 | 2019-02-16 09:06 | 2019-02-16 09:22 | 16
| 42 | 2019-02-16 09:11 | 2019-02-16 09:21 | 10
| 1 | 2019-02-16 09:21 | 2019-02-16 09:27 | 6
| 1 | 2019-02-16 09:26 | 2019-02-16 09:32 | 6
| 4 | 2019-02-16 10:05 | 2019-02-16 10:12 | 7
| 1 | 2019-02-16 10:20 | 2019-02-16 10:33 | 13
| 6 | 2019-02-16 11:22 | 2019-02-16 13:40 | 138
| 4 | 2019-02-16 11:29 | 2019-02-16 11:42 | 13
| 16 | 2019-02-16 11:29 | 2019-02-16 11:44 | 15
| 3 | 2019-02-16 11:35 | 2019-02-16 11:58 | 23
| 1 | 2019-02-16 11:40 | 2019-02-16 11:46 | 6
| 1 | 2019-02-16 12:34 | 2019-02-16 13:05 | 31
| 4 | 2019-02-16 12:45 | 2019-02-16 12:54 | 9
| 1 | 2019-02-16 13:12 | 2019-02-16 13:32 | 20
| 1 | 2019-02-16 18:32 | 2019-02-16 18:38 | 6
| 1 | 2019-02-16 19:44 | 2019-02-16 19:50 | 6
| 1 | 2019-02-16 21:05 | 2019-02-16 21:20 | 15
| 59 | 2019-02-16 23:55 | 2019-02-17 00:04 | 9
| 1 | 2019-02-17 03:07 | 2019-02-17 08:29 | 322
| 1 | 2019-02-17 07:25 | 2019-02-17 07:44 | 19
| 10 | 2019-02-17 07:25 | 2019-02-17 09:11 | 106
| 8 | 2019-02-17 07:37 | 2019-02-17 07:53 | 16
| 54 | 2019-02-17 07:41 | 2019-02-17 08:19 | 38
| 2 | 2019-02-17 08:11 | 2019-02-17 08:17 | 6
| 36 | 2019-02-17 08:30 | 2019-02-17 08:46 | 16
| 1 | 2019-02-17 08:31 | 2019-02-17 09:09 | 38
| 1 | 2019-02-17 08:38 | 2019-02-17 09:17 | 39
| 7 | 2019-02-17 08:38 | 2019-02-17 09:25 | 47
| 21 | 2019-02-17 09:37 | 2019-02-17 09:44 | 7
| 1 | 2019-02-17 14:03 | 2019-02-17 15:46 | 103
| 58 | 2019-02-17 19:05 | 2019-02-17 19:21 | 16
| 1 | 2019-02-17 19:32 | 2019-02-17 19:42 | 10
| 1 | 2019-02-17 21:11 | 2019-02-17 21:23 | 12
| 14 | 2019-02-17 21:35 | 2019-02-17 21:52 | 17
| 47 | 2019-02-17 21:35 | 2019-02-17 21:53 | 18
| 1 | 2019-02-18 04:59 | 2019-02-18 08:34 | 215
| 24 | 2019-02-18 07:31 | 2019-02-18 07:45 | 14
| 23 | 2019-02-18 07:31 | 2019-02-18 07:50 | 19
| 1 | 2019-02-18 08:00 | 2019-02-18 08:06 | 6
| 1 | 2019-02-18 08:04 | 2019-02-18 08:10 | 6
| 1 | 2019-02-18 08:11 | 2019-02-18 08:17 | 6
| 1 | 2019-02-18 08:29 | 2019-02-18 08:34 | 5
| 1 | 2019-02-18 09:30 | 2019-02-18 09:36 | 6
| 1 | 2019-02-18 10:00 | 2019-02-18 10:03 | 3
| 3 | 2019-02-18 10:21 | 2019-02-18 11:22 | 61
| 61 | 2019-02-18 11:26 | 2019-02-18 11:40 | 14
| 160 | 2019-02-18 11:26 | 2019-02-18 11:43 | 17
| 1 | 2019-02-18 11:35 | 2019-02-18 11:41 | 6
| 1 | 2019-02-18 11:49 | 2019-02-18 11:55 | 6
| 1 | 2019-02-18 13:16 | 2019-02-18 13:21 | 5
| 49 | 2019-02-18 13:16 | 2019-02-18 13:22 | 6
| 43 | 2019-02-18 14:01 | 2019-02-18 14:59 | 58
| 1 | 2019-02-18 14:03 | 2019-02-18 14:07 | 4
| 1 | 2019-02-18 15:26 | 2019-02-18 15:31 | 5
| 1 | 2019-02-18 17:16 | 2019-02-18 17:22 | 6
| 11 | 2019-02-18 17:52 | 2019-02-18 18:30 | 38
| 2 | 2019-02-18 17:58 | 2019-02-18 18:10 | 12
| 42 | 2019-02-18 18:10 | 2019-02-18 18:25 | 15
| 1 | 2019-02-18 18:21 | 2019-02-18 18:27 | 6
| 1 | 2019-02-18 18:50 | 2019-02-18 18:56 | 6
| 1 | 2019-02-18 19:30 | 2019-02-18 19:36 | 6
| 1 | 2019-02-18 19:47 | 2019-02-18 20:32 | 45
| 1041 | 2019-02-18 20:03 | 2019-02-18 20:10 | 7
| 1 | 2019-02-18 21:35 | 2019-02-18 21:41 | 6
| 2 | 2019-02-19 01:27 | 2019-02-19 01:41 | 14
| 1 | 2019-02-19 02:58 | 2019-02-19 04:38 | 100
| 5 | 2019-02-19 06:19 | 2019-02-19 06:40 | 21
| 1 | 2019-02-19 09:08 | 2019-02-19 09:14 | 6
| 1 | 2019-02-19 09:21 | 2019-02-19 09:27 | 6
| 2 | 2019-02-19 09:21 | 2019-02-19 09:57 | 36
| 1 | 2019-02-19 09:50 | 2019-02-19 09:56 | 6
| 1 | 2019-02-19 09:50 | 2019-02-19 11:00 | 70
| 1 | 2019-02-19 10:15 | 2019-02-19 10:21 | 6
| 1 | 2019-02-19 10:15 | 2019-02-19 10:21 | 6
| 1 | 2019-02-19 10:54 | 2019-02-19 11:00 | 6
| 1 | 2019-02-19 11:07 | 2019-02-19 11:13 | 6
| 1 | 2019-02-19 11:14 | 2019-02-19 11:44 | 30
| 1 | 2019-02-19 12:27 | 2019-02-19 12:33 | 6
| 1 | 2019-02-19 12:58 | 2019-02-19 16:35 | 217
| 3 | 2019-02-19 13:24 | 2019-02-19 14:02 | 38
| 127 | 2019-02-19 13:44 | 2019-02-19 13:51 | 7
| 49 | 2019-02-19 13:59 | 2019-02-19 14:06 | 7
| 1 | 2019-02-19 14:25 | 2019-02-19 14:28 | 3
| 1 | 2019-02-19 14:40 | 2019-02-19 14:46 | 6
| 1 | 2019-02-19 15:00 | 2019-02-19 15:28 | 28
| 1 | 2019-02-19 16:49 | 2019-02-19 16:55 | 6
| 1 | 2019-02-19 18:34 | 2019-02-19 18:40 | 6
| 1 | 2019-02-19 20:27 | 2019-02-19 20:33 | 6
| 1 | 2019-02-20 08:06 | 2019-02-20 08:12 | 6
| 9 | 2019-02-20 08:26 | 2019-02-20 08:32 | 6
| 1 | 2019-02-20 08:30 | 2019-02-20 08:36 | 6
| 1 | 2019-02-20 09:23 | 2019-02-20 09:28 | 5
| 54 | 2019-02-20 09:23 | 2019-02-20 10:28 | 65
| 2 | 2019-02-20 09:29 | 2019-02-20 09:34 | 5
| 1 | 2019-02-20 10:58 | 2019-02-20 11:04 | 6
| 17 | 2019-02-20 11:30 | 2019-02-20 11:49 | 19
| 1 | 2019-02-20 12:56 | 2019-02-20 13:30 | 34
| 4 | 2019-02-20 12:56 | 2019-02-20 14:47 | 111
| 1 | 2019-02-20 14:29 | 2019-02-20 14:35 | 6
| 27 | 2019-02-20 14:29 | 2019-02-20 15:45 | 76
| 1 | 2019-02-20 14:38 | 2019-02-20 14:44 | 6
| 1 | 2019-02-20 15:06 | 2019-02-20 15:12 | 6
| 1 | 2019-02-20 16:27 | 2019-02-20 16:33 | 6
| 1 | 2019-02-20 16:48 | 2019-02-20 16:54 | 6
| 89 | 2019-02-20 17:01 | 2019-02-20 17:15 | 14
| 908 | 2019-02-20 17:18 | 2019-02-20 17:25 | 7
| 1 | 2019-02-20 19:08 | 2019-02-20 19:14 | 6
| 13 | 2019-02-20 19:49 | 2019-02-20 20:01 | 12
| 408 | 2019-02-20 21:02 | 2019-02-20 21:09 | 7
| 1 | 2019-02-20 21:40 | 2019-02-20 22:20 | 40
| 3 | 2019-02-20 23:31 | 2019-02-20 23:45 | 14
| 4 | 2019-02-21 02:21 | 2019-02-21 03:43 | 82
| 45 | 2019-02-21 02:31 | 2019-02-21 02:37 | 6
| 1 | 2019-02-21 05:22 | 2019-02-21 05:53 | 31
| 18 | 2019-02-21 05:43 | 2019-02-21 09:52 | 249
| 39 | 2019-02-21 08:29 | 2019-02-21 08:36 | 7
| 36 | 2019-02-21 08:46 | 2019-02-21 08:52 | 6
| 1 | 2019-02-21 08:52 | 2019-02-21 09:38 | 46
| 1 | 2019-02-21 09:15 | 2019-02-21 09:21 | 6
| 1 | 2019-02-21 09:47 | 2019-02-21 09:53 | 6
| 1 | 2019-02-21 09:59 | 2019-02-21 10:13 | 14
| 2 | 2019-02-21 10:51 | 2019-02-21 10:57 | 6
| 1 | 2019-02-21 11:05 | 2019-02-21 11:15 | 10
| 93 | 2019-02-21 11:05 | 2019-02-21 11:24 | 19
| 1 | 2019-02-21 12:26 | 2019-02-21 12:32 | 6
| 1 | 2019-02-21 12:45 | 2019-02-21 12:51 | 6
| 74 | 2019-02-21 12:48 | 2019-02-21 13:00 | 12
| 47 | 2019-02-21 12:50 | 2019-02-21 13:03 | 13
| 1 | 2019-02-21 12:54 | 2019-02-21 14:22 | 88
| 28 | 2019-02-21 13:17 | 2019-02-21 13:31 | 14
| 1 | 2019-02-21 13:28 | 2019-02-21 13:34 | 6
| 3 | 2019-02-21 13:52 | 2019-02-21 14:52 | 60
| 1 | 2019-02-21 16:41 | 2019-02-21 16:47 | 6
| 21 | 2019-02-21 19:53 | 2019-02-21 21:26 | 93
| 1 | 2019-02-21 20:26 | 2019-02-21 20:45 | 19
| 6 | 2019-02-21 21:00 | 2019-02-21 21:07 | 7
| 18 | 2019-02-21 21:00 | 2019-02-21 21:11 | 11
| 1 | 2019-02-21 21:49 | 2019-02-21 21:55 | 6
| 1 | 2019-02-22 00:07 | 2019-02-22 00:17 | 10
| 1 | 2019-02-22 08:24 | 2019-02-22 08:30 | 6
| 1 | 2019-02-22 09:02 | 2019-02-22 09:09 | 7
| 1 | 2019-02-22 09:15 | 2019-02-22 12:28 | 193
| 1 | 2019-02-22 09:18 | 2019-02-22 09:24 | 6
| 84 | 2019-02-22 10:00 | 2019-02-22 10:13 | 13
| 1 | 2019-02-22 11:05 | 2019-02-22 13:54 | 169
| 1 | 2019-02-22 11:36 | 2019-02-22 11:42 | 6
| 2 | 2019-02-22 12:34 | 2019-02-22 17:54 | 320
| 6 | 2019-02-22 12:40 | 2019-02-22 12:46 | 6
| 1 | 2019-02-22 12:51 | 2019-02-22 12:57 | 6
| 1 | 2019-02-22 13:38 | 2019-02-22 13:57 | 19
| 2 | 2019-02-22 14:19 | 2019-02-22 14:27 | 8
| 1 | 2019-02-22 16:48 | 2019-02-22 16:54 | 6
| 1 | 2019-02-22 20:10 | 2019-02-22 20:20 | 10
| 11 | 2019-02-22 22:29 | 2019-02-22 22:37 | 8
| 42 | 2019-02-22 22:40 | 2019-02-22 22:57 | 17
| 3 | 2019-02-22 22:40 | 2019-02-23 | 80
| 1 | 2019-02-23 06:07 | 2019-02-23 06:13 | 6
| 2267 | 2019-02-23 06:07 | 2019-02-23 06:16 | 9
| 9 | 2019-02-23 06:43 | 2019-02-23 06:54 | 11
| 1 | 2019-02-23 08:32 | 2019-02-23 08:38 | 6
| 2 | 2019-02-23 09:33 | 2019-02-23 09:39 | 6
| 1 | 2019-02-23 09:36 | 2019-02-23 09:42 | 6
| 2 | 2019-02-23 09:40 | 2019-02-23 09:46 | 6
| 1 | 2019-02-23 10:27 | 2019-02-23 10:33 | 6
| 1 | 2019-02-23 11:29 | 2019-02-23 11:35 | 6
| 1 | 2019-02-23 12:09 | 2019-02-23 12:15 | 6
| 1 | 2019-02-23 12:46 | 2019-02-23 12:52 | 6
| 1 | 2019-02-23 12:49 | 2019-02-23 12:55 | 6
| 145 | 2019-02-23 12:49 | 2019-02-23 13:14 | 25
| 1 | 2019-02-23 15:02 | 2019-02-23 15:08 | 6
| 33 | 2019-02-23 15:49 | 2019-02-23 15:55 | 6
| 1 | 2019-02-23 17:13 | 2019-02-23 17:19 | 6
| 2 | 2019-02-24 00:04 | 2019-02-24 08:00 | 476
| 22 | 2019-02-24 03:29 | 2019-02-24 09:13 | 344
| 1 | 2019-02-24 04:33 | 2019-02-24 05:15 | 42
| 110 | 2019-02-24 05:51 | 2019-02-24 05:57 | 6
| 1 | 2019-02-24 06:14 | 2019-02-24 07:11 | 57
| 2 | 2019-02-24 06:14 | 2019-02-24 07:14 | 60
| 156 | 2019-02-24 07:14 | 2019-02-24 07:26 | 12
| 33 | 2019-02-24 08:43 | 2019-02-24 08:56 | 13
| 1 | 2019-02-24 09:25 | 2019-02-24 09:31 | 6
| 1 | 2019-02-24 09:59 | 2019-02-24 10:12 | 13
| 4 | 2019-02-24 10:09 | 2019-02-24 10:35 | 26
| 1 | 2019-02-24 11:05 | 2019-02-24 11:11 | 6
| 1 | 2019-02-24 11:06 | 2019-02-24 11:18 | 12
| 17 | 2019-02-24 11:06 | 2019-02-24 11:22 | 16
| 26 | 2019-02-24 11:06 | 2019-02-24 11:28 | 22
| 1 | 2019-02-24 11:30 | 2019-02-24 11:36 | 6
| 2 | 2019-02-24 14:31 | 2019-02-24 14:37 | 6
| 1 | 2019-02-24 15:50 | 2019-02-24 16:08 | 18
| 1 | 2019-02-24 17:08 | 2019-02-24 17:21 | 13
| 3 | 2019-02-24 17:08 | 2019-02-24 17:22 | 14
| 32 | 2019-02-24 17:08 | 2019-02-24 21:13 | 245
| 1 | 2019-02-24 17:09 | 2019-02-24 17:15 | 6
| 78 | 2019-02-24 17:22 | 2019-02-24 17:28 | 6
| 1 | 2019-02-24 17:38 | 2019-02-24 17:44 | 6
| 1756 | 2019-02-24 19:07 | 2019-02-24 19:15 | 8
| 1 | 2019-02-24 19:44 | 2019-02-24 19:55 | 11
| 1 | 2019-02-24 19:44 | 2019-02-24 20:00 | 16
| 2 | 2019-02-24 19:44 | 2019-02-24 20:01 | 17
| 56 | 2019-02-24 19:44 | 2019-02-24 20:02 | 18
| 1 | 2019-02-24 21:35 | 2019-02-24 21:41 | 6
| 1 | 2019-02-24 21:37 | 2019-02-24 21:43 | 6
| 1 | 2019-02-24 22:04 | 2019-02-24 22:07 | 3
| 11 | 2019-02-24 22:04 | 2019-02-24 22:15 | 11
| 10 | 2019-02-25 05:29 | 2019-02-25 05:37 | 8
| 1 | 2019-02-25 05:32 | 2019-02-25 06:05 | 33
| 1 | 2019-02-25 06:24 | 2019-02-25 06:30 | 6
| 2 | 2019-02-25 07:10 | 2019-02-25 07:16 | 6
| 1 | 2019-02-25 08:06 | 2019-02-25 08:12 | 6
| 2 | 2019-02-25 08:14 | 2019-02-25 09:21 | 67
| 1 | 2019-02-25 08:14 | 2019-02-25 10:19 | 125
| 1 | 2019-02-25 09:29 | 2019-02-25 16:05 | 396
| 1 | 2019-02-25 09:32 | 2019-02-25 09:38 | 6
| 1 | 2019-02-25 09:50 | 2019-02-25 10:12 | 22
| 64 | 2019-02-25 09:55 | 2019-02-25 10:12 | 17
| 1 | 2019-02-25 10:03 | 2019-02-25 10:12 | 9
| 1 | 2019-02-25 10:57 | 2019-02-25 11:03 | 6
| 1 | 2019-02-25 10:58 | 2019-02-25 11:11 | 13
| 1 | 2019-02-25 11:25 | 2019-02-25 11:31 | 6
| 34 | 2019-02-25 11:53 | 2019-02-25 12:23 | 30
| 37 | 2019-02-25 14:26 | 2019-02-25 14:42 | 16
| 1 | 2019-02-25 15:11 | 2019-02-25 15:17 | 6
| 1 | 2019-02-25 15:14 | 2019-02-25 15:20 | 6
| 1 | 2019-02-25 15:28 | 2019-02-25 21:39 | 371
| 1 | 2019-02-25 15:34 | 2019-02-25 15:40 | 6
| 1 | 2019-02-25 16:02 | 2019-02-25 16:08 | 6
| 1 | 2019-02-25 16:25 | 2019-02-25 16:31 | 6
| 1 | 2019-02-25 16:57 | 2019-02-25 17:32 | 35
| 3 | 2019-02-25 17:02 | 2019-02-25 17:34 | 32
| 1 | 2019-02-25 17:32 | 2019-02-25 17:48 | 16
| 1 | 2019-02-25 17:34 | 2019-02-25 17:40 | 6
| 1 | 2019-02-25 18:11 | 2019-02-25 18:16 | 5
| 1 | 2019-02-25 18:28 | 2019-02-25 18:34 | 6
| 1 | 2019-02-25 18:53 | 2019-02-25 18:59 | 6
| 1 | 2019-02-25 18:54 | 2019-02-25 19:00 | 6
| 12 | 2019-02-25 18:54 | 2019-02-25 19:04 | 10
| 16 | 2019-02-25 18:54 | 2019-02-25 19:16 | 22
| 41 | 2019-02-25 19:29 | 2019-02-25 19:45 | 16
| 10 | 2019-02-25 19:29 | 2019-02-25 19:46 | 17
| 57 | 2019-02-25 19:29 | 2019-02-25 20:05 | 36
| 1 | 2019-02-25 20:08 | 2019-02-25 20:14 | 6
| 1 | 2019-02-25 20:40 | 2019-02-25 20:46 | 6
| 36 | 2019-02-25 20:55 | 2019-02-25 22:24 | 89
| 16 | 2019-02-25 21:24 | 2019-02-25 21:41 | 17
| 1 | 2019-02-25 22:00 | 2019-02-25 22:06 | 6
| 1 | 2019-02-26 06:57 | 2019-02-26 07:03 | 6
| 1 | 2019-02-26 07:17 | 2019-02-26 07:24 | 7
| 10 | 2019-02-26 07:17 | 2019-02-26 07:56 | 39
| 7 | 2019-02-26 09:21 | 2019-02-26 09:59 | 38
| 1 | 2019-02-26 09:42 | 2019-02-26 09:48 | 6
| 36 | 2019-02-26 09:47 | 2019-02-26 09:55 | 8
| 8 | 2019-02-26 10:11 | 2019-02-26 11:03 | 52
| 2 | 2019-02-26 10:13 | 2019-02-26 10:19 | 6
| 2 | 2019-02-26 10:17 | 2019-02-26 10:28 | 11
| 16 | 2019-02-26 10:36 | 2019-02-26 10:48 | 12
| 12 | 2019-02-26 12:51 | 2019-02-26 16:18 | 207
| 1 | 2019-02-26 13:11 | 2019-02-26 13:23 | 12
| 1 | 2019-02-26 13:36 | 2019-02-26 14:14 | 38
| 1 | 2019-02-26 13:42 | 2019-02-26 13:48 | 6
| 1 | 2019-02-26 14:06 | 2019-02-26 14:11 | 5
| 1 | 2019-02-26 14:13 | 2019-02-26 14:19 | 6
| 1 | 2019-02-26 14:44 | 2019-02-26 14:50 | 6
| 1 | 2019-02-26 20:40 | 2019-02-26 20:46 | 6
| 80 | 2019-02-26 20:40 | 2019-02-26 20:50 | 10
| 1 | 2019-02-26 21:11 | 2019-02-26 21:17 | 6
| 7 | 2019-02-27 02:01 | 2019-02-27 02:08 | 7
| 1079 | 2019-02-27 06:15 | 2019-02-27 06:23 | 8
| 1 | 2019-02-27 06:15 | 2019-02-27 08:26 | 131
| 2 | 2019-02-27 06:15 | 2019-02-27 13:32 | 437
| 1 | 2019-02-27 07:09 | 2019-02-27 07:15 | 6
| 59 | 2019-02-27 07:35 | 2019-02-27 08:12 | 37
| 1 | 2019-02-27 08:21 | 2019-02-27 08:27 | 6
| 3 | 2019-02-27 08:49 | 2019-02-27 08:55 | 6
| 1 | 2019-02-27 09:37 | 2019-02-27 09:44 | 7
| 7 | 2019-02-27 10:01 | 2019-02-27 11:59 | 118
| 53 | 2019-02-27 11:28 | 2019-02-27 11:36 | 8
| 2 | 2019-02-27 11:55 | 2019-02-27 11:59 | 4
| 68 | 2019-02-27 12:42 | 2019-02-27 12:48 | 6
| 1 | 2019-02-27 12:49 | 2019-02-27 12:55 | 6
| 1 | 2019-02-27 13:13 | 2019-02-27 13:19 | 6
| 89 | 2019-02-27 13:36 | 2019-02-27 13:45 | 9
| 2 | 2019-02-27 14:05 | 2019-02-27 14:09 | 4
| 28 | 2019-02-27 14:23 | 2019-02-27 14:48 | 25
| 1 | 2019-02-27 14:23 | 2019-02-27 15:20 | 57
| 1 | 2019-02-27 14:58 | 2019-02-27 15:05 | 7
| 1 | 2019-02-27 16:29 | 2019-02-27 16:34 | 5
| 1 | 2019-02-27 16:55 | 2019-02-27 17:01 | 6
| 1 | 2019-02-27 17:22 | 2019-02-27 17:27 | 5
| 1 | 2019-02-27 17:24 | 2019-02-27 19:01 | 97
| 1 | 2019-02-27 17:33 | 2019-02-27 17:39 | 6
| 108 | 2019-02-27 18:51 | 2019-02-27 18:59 | 8
| 1 | 2019-02-27 19:30 | 2019-02-27 20:03 | 33
| 12 | 2019-02-27 20:02 | 2019-02-27 20:07 | 5
| 2 | 2019-02-27 20:54 | 2019-02-27 21:02 | 8
| 11 | 2019-02-27 23:48 | 2019-02-28 00:01 | 13
| 1 | 2019-02-28 05:25 | 2019-02-28 05:54 | 29
| 1 | 2019-02-28 08:22 | 2019-02-28 08:34 | 12
| 8 | 2019-02-28 08:22 | 2019-02-28 09:19 | 57
| 1 | 2019-02-28 08:55 | 2019-02-28 09:01 | 6
| 1 | 2019-02-28 09:26 | 2019-02-28 09:33 | 7
| 1 | 2019-02-28 10:58 | 2019-02-28 11:23 | 25
| 1 | 2019-02-28 10:58 | 2019-02-28 12:35 | 97
| 97 | 2019-02-28 10:58 | 2019-02-28 14:54 | 236
| 1 | 2019-02-28 10:59 | 2019-03-01 08:41 | 1302
| 1 | 2019-02-28 11:33 | 2019-02-28 18:05 | 392
| 50 | 2019-02-28 12:04 | 2019-02-28 12:25 | 21
| 1 | 2019-02-28 12:05 | 2019-02-28 12:10 | 5
| 1 | 2019-02-28 13:08 | 2019-02-28 13:11 | 3
| 1 | 2019-02-28 13:16 | 2019-02-28 13:22 | 6
| 124 | 2019-02-28 13:36 | 2019-02-28 13:44 | 8
| 1 | 2019-02-28 13:38 | 2019-02-28 13:44 | 6
| 49 | 2019-02-28 14:34 | 2019-02-28 14:48 | 14
| 3 | 2019-02-28 14:36 | 2019-02-28 14:59 | 23
| 1 | 2019-02-28 14:36 | 2019-02-28 15:14 | 38
| 4 | 2019-02-28 14:36 | 2019-02-28 16:31 | 115
| 12 | 2019-02-28 14:38 | 2019-02-28 14:50 | 12
| 480 | 2019-02-28 14:48 | 2019-02-28 14:54 | 6
| 1 | 2019-02-28 15:14 | 2019-02-28 15:20 | 6
| 1 | 2019-02-28 15:58 | 2019-02-28 16:04 | 6
| 28 | 2019-02-28 16:03 | 2019-02-28 16:18 | 15
| 1 | 2019-02-28 16:11 | 2019-02-28 16:17 | 6
| 2 | 2019-02-28 16:40 | 2019-02-28 16:46 | 6
| 2 | 2019-02-28 16:55 | 2019-02-28 17:04 | 9
| 1 | 2019-02-28 17:12 | 2019-02-28 17:43 | 31
| 1 | 2019-02-28 17:27 | 2019-02-28 17:33 | 6
| 1 | 2019-02-28 17:42 | 2019-02-28 18:02 | 20
| 1 | 2019-02-28 17:49 | 2019-02-28 17:55 | 6
| 1 | 2019-02-28 17:54 | 2019-02-28 18:02 | 8
| 1 | 2019-02-28 18:55 | 2019-02-28 19:18 | 23
| 86 | 2019-02-28 19:01 | 2019-02-28 19:15 | 14
| 1 | 2019-02-28 19:04 | 2019-02-28 19:10 | 6
| 89 | 2019-02-28 19:08 | 2019-02-28 19:44 | 36
| 1 | 2019-02-28 19:32 | 2019-02-28 19:38 | 6
| 155 | 2019-02-28 19:39 | 2019-02-28 19:55 | 16
| 102 | 2019-02-28 21:17 | 2019-02-28 21:37 | 20
| 1 | 2019-02-28 21:42 | 2019-02-28 21:55 | 13
| 1 | 2019-02-28 21:42 | 2019-02-28 23:21 | 99
| 3 | 2019-03-01 00:01 | 2019-03-01 00:13 | 12
| 1 | 2019-03-01 02:13 | 2019-03-01 02:29 | 16
| 1 | 2019-03-01 07:04 | 2019-03-01 07:10 | 6
| 1 | 2019-03-01 07:47 | 2019-03-01 09:24 | 97
| 341 | 2019-03-01 08:11 | 2019-03-01 08:18 | 7
| 1 | 2019-03-01 08:19 | 2019-03-01 08:25 | 6
| 1 | 2019-03-01 08:47 | 2019-03-01 08:53 | 6
| 1 | 2019-03-01 08:50 | 2019-03-01 09:51 | 61
| 1 | 2019-03-01 08:52 | 2019-03-01 08:58 | 6
| 11 | 2019-03-01 08:54 | 2019-03-01 11:09 | 135
| 2 | 2019-03-01 09:19 | 2019-03-01 09:25 | 6
| 1 | 2019-03-01 09:20 | 2019-03-01 09:58 | 38
| 1 | 2019-03-01 09:35 | 2019-03-01 09:41 | 6
| 2 | 2019-03-01 10:32 | 2019-03-01 10:38 | 6
| 1 | 2019-03-01 10:32 | 2019-03-01 10:39 | 7
| 1 | 2019-03-01 10:40 | 2019-03-01 10:46 | 6
| 1 | 2019-03-01 11:59 | 2019-03-01 12:09 | 10
| 29 | 2019-03-01 11:59 | 2019-03-01 12:11 | 12
| 24 | 2019-03-01 11:59 | 2019-03-01 12:21 | 22
| 34 | 2019-03-01 12:01 | 2019-03-01 12:17 | 16
| 2 | 2019-03-01 12:06 | 2019-03-01 12:13 | 7
| 118 | 2019-03-01 12:15 | 2019-03-01 12:27 | 12
| 1 | 2019-03-01 12:25 | 2019-03-01 12:31 | 6
| 1920 | 2019-03-01 12:40 | 2019-03-01 12:47 | 7
| 25 | 2019-03-01 12:40 | 2019-03-01 13:57 | 77
| 1 | 2019-03-01 12:46 | 2019-03-01 12:52 | 6
| 1 | 2019-03-01 12:55 | 2019-03-01 13:01 | 6
| 1 | 2019-03-01 12:58 | 2019-03-01 13:23 | 25
| 12 | 2019-03-01 13:18 | 2019-03-01 13:36 | 18
| 1 | 2019-03-01 13:25 | 2019-03-01 13:31 | 6
| 1 | 2019-03-01 14:29 | 2019-03-01 14:35 | 6
| 4 | 2019-03-01 14:29 | 2019-03-01 15:45 | 76
| 50 | 2019-03-01 14:31 | 2019-03-01 14:59 | 28
| 1 | 2019-03-01 14:34 | 2019-03-01 14:47 | 13
| 82 | 2019-03-01 14:47 | 2019-03-01 14:58 | 11
| 1 | 2019-03-01 15:03 | 2019-03-01 15:09 | 6
| 2 | 2019-03-01 15:12 | 2019-03-01 15:18 | 6
| 93 | 2019-03-01 15:12 | 2019-03-01 15:33 | 21
| 1 | 2019-03-01 15:14 | 2019-03-01 15:19 | 5
| 4 | 2019-03-01 15:23 | 2019-03-01 15:57 | 34
| 10 | 2019-03-01 15:23 | 2019-03-01 19:34 | 251
| 1 | 2019-03-01 15:41 | 2019-03-01 15:47 | 6
| 1 | 2019-03-01 15:47 | 2019-03-01 15:53 | 6
| 66 | 2019-03-01 15:57 | 2019-03-01 18:43 | 166
| 1 | 2019-03-01 17:02 | 2019-03-01 17:08 | 6
| 124 | 2019-03-01 17:06 | 2019-03-01 17:32 | 26
| 884 | 2019-03-01 17:29 | 2019-03-01 17:36 | 7
| 53 | 2019-03-01 17:31 | 2019-03-01 17:38 | 7
| 67 | 2019-03-01 17:44 | 2019-03-01 18:07 | 23
| 20 | 2019-03-01 17:52 | 2019-03-01 18:00 | 8
| 1 | 2019-03-01 17:56 | 2019-03-01 18:02 | 6
| 1 | 2019-03-01 17:57 | 2019-03-01 18:23 | 26
| 1 | 2019-03-01 18:13 | 2019-03-01 18:19 | 6
| 1 | 2019-03-01 18:17 | 2019-03-01 18:23 | 6
| 54 | 2019-03-01 18:20 | 2019-03-01 18:36 | 16
| 1 | 2019-03-01 18:22 | 2019-03-01 18:28 | 6
| 1 | 2019-03-01 18:35 | 2019-03-01 18:41 | 6
| 74 | 2019-03-01 18:37 | 2019-03-01 18:57 | 20
| 93 | 2019-03-01 18:38 | 2019-03-01 18:51 | 13
| 9 | 2019-03-01 18:41 | 2019-03-01 18:47 | 6
| 4058 | 2019-03-01 18:47 | 2019-03-01 18:54 | 7
| 141 | 2019-03-01 18:47 | 2019-03-01 19:00 | 13
| 1 | 2019-03-01 18:47 | 2019-03-01 19:57 | 70
| 13 | 2019-03-01 18:52 | 2019-03-01 19:16 | 24
| 42 | 2019-03-01 18:52 | 2019-03-01 19:53 | 61
| 5 | 2019-03-01 18:58 | 2019-03-01 19:22 | 24
| 21 | 2019-03-01 19:13 | 2019-03-01 19:36 | 23
| 1 | 2019-03-01 19:16 | 2019-03-01 19:22 | 6
| 33 | 2019-03-01 19:17 | 2019-03-01 19:26 | 9
| 1 | 2019-03-01 19:23 | 2019-03-01 19:30 | 7
| 1 | 2019-03-01 19:37 | 2019-03-01 19:43 | 6
| 3 | 2019-03-01 19:47 | 2019-03-01 20:20 | 33
| 25 | 2019-03-01 20:24 | 2019-03-01 20:34 | 10
| 1 | 2019-03-01 20:46 | 2019-03-01 20:52 | 6
| 1 | 2019-03-01 21:04 | 2019-03-01 21:09 | 5
| 1 | 2019-03-01 21:30 | 2019-03-01 21:51 | 21
| 22 | 2019-03-01 21:58 | 2019-03-01 22:15 | 17
| 1 | 2019-03-01 22:38 | 2019-03-01 22:59 | 21
| 8 | 2019-03-02 07:37 | 2019-03-02 08:02 | 25
| 1 | 2019-03-02 08:24 | 2019-03-02 10:20 | 116
| 35 | 2019-03-02 09:08 | 2019-03-02 09:31 | 23
| 1 | 2019-03-02 09:25 | 2019-03-02 09:31 | 6
| 44 | 2019-03-02 09:44 | 2019-03-02 10:12 | 28
| 1 | 2019-03-02 10:23 | 2019-03-02 17:39 | 436
| 16 | 2019-03-02 10:30 | 2019-03-02 10:53 | 23
| 1 | 2019-03-02 12:03 | 2019-03-02 12:09 | 6
| 1 | 2019-03-02 13:23 | 2019-03-02 17:46 | 263
| 97 | 2019-03-02 13:26 | 2019-03-02 13:32 | 6
| 1 | 2019-03-02 13:39 | 2019-03-02 13:45 | 6
| 1 | 2019-03-02 14:20 | 2019-03-02 14:37 | 17
| 1 | 2019-03-02 14:45 | 2019-03-02 14:50 | 5
| 1 | 2019-03-02 15:16 | 2019-03-02 15:22 | 6
| 1 | 2019-03-02 15:26 | 2019-03-02 15:34 | 8
| 2309 | 2019-03-02 15:55 | 2019-03-02 16:01 | 6
| 13 | 2019-03-02 16:00 | 2019-03-02 16:19 | 19
| 2 | 2019-03-02 16:01 | 2019-03-02 16:10 | 9
| 1 | 2019-03-02 16:04 | 2019-03-02 16:40 | 36
| 1 | 2019-03-02 16:17 | 2019-03-02 16:23 | 6
| 1 | 2019-03-02 16:17 | 2019-03-02 20:22 | 245
| 1 | 2019-03-02 16:23 | 2019-03-02 16:33 | 10
| 108 | 2019-03-02 16:45 | 2019-03-02 17:13 | 28
| 1 | 2019-03-02 16:48 | 2019-03-02 16:54 | 6
| 89 | 2019-03-02 16:53 | 2019-03-02 17:14 | 21
| 77 | 2019-03-02 16:55 | 2019-03-02 17:12 | 17
| 21 | 2019-03-02 16:57 | 2019-03-02 17:07 | 10
| 1 | 2019-03-02 17:29 | 2019-03-02 17:35 | 6
| 1 | 2019-03-02 17:30 | 2019-03-02 17:49 | 19
| 1 | 2019-03-02 18:28 | 2019-03-02 20:25 | 117
| 1 | 2019-03-02 18:33 | 2019-03-02 18:38 | 5
| 88 | 2019-03-02 18:33 | 2019-03-02 18:39 | 6
| 1 | 2019-03-02 18:35 | 2019-03-02 18:46 | 11
| 164 | 2019-03-02 18:35 | 2019-03-02 18:47 | 12
| 1 | 2019-03-02 18:50 | 2019-03-02 20:34 | 104
| 1 | 2019-03-02 18:51 | 2019-03-02 18:57 | 6
| 1 | 2019-03-02 19:03 | 2019-03-02 19:09 | 6
| 1 | 2019-03-02 19:27 | 2019-03-02 19:36 | 9
| 1 | 2019-03-02 19:38 | 2019-03-02 20:14 | 36
| 208 | 2019-03-02 19:40 | 2019-03-02 19:47 | 7
| 66 | 2019-03-02 19:51 | 2019-03-02 20:03 | 12
| 90 | 2019-03-02 19:53 | 2019-03-02 20:06 | 13
| 1 | 2019-03-02 20:32 | 2019-03-02 20:38 | 6
| 3 | 2019-03-03 00:36 | 2019-03-03 00:53 | 17
| 4 | 2019-03-03 00:37 | 2019-03-03 00:54 | 17
| 5 | 2019-03-03 02:59 | 2019-03-03 03:10 | 11
| 147 | 2019-03-03 03:50 | 2019-03-03 03:59 | 9
| 1 | 2019-03-03 07:56 | 2019-03-03 08:12 | 16
| 27 | 2019-03-03 07:56 | 2019-03-03 09:09 | 73
| 1 | 2019-03-03 08:22 | 2019-03-03 14:11 | 349
| 1 | 2019-03-03 08:33 | 2019-03-03 08:39 | 6
| 1 | 2019-03-03 08:34 | 2019-03-03 08:40 | 6
| 3 | 2019-03-03 08:34 | 2019-03-03 08:43 | 9
| 2 | 2019-03-03 09:00 | 2019-03-03 09:08 | 8
| 1 | 2019-03-03 10:03 | 2019-03-03 10:12 | 9
| 6 | 2019-03-03 10:03 | 2019-03-03 14:32 | 269
| 33 | 2019-03-03 10:03 | 2019-03-03 20:00 | 597
| 1 | 2019-03-03 10:07 | 2019-03-03 10:12 | 5
| 1 | 2019-03-03 10:30 | 2019-03-03 10:36 | 6
| 2 | 2019-03-03 12:44 | 2019-03-03 12:49 | 5
| 1 | 2019-03-03 13:00 | 2019-03-03 13:47 | 47
| 3 | 2019-03-03 13:00 | 2019-03-03 15:38 | 158
| 1 | 2019-03-03 16:04 | 2019-03-03 16:09 | 5
| 10 | 2019-03-03 16:06 | 2019-03-03 16:21 | 15
| 1 | 2019-03-03 16:51 | 2019-03-03 17:23 | 32
| 1 | 2019-03-03 17:07 | 2019-03-03 17:13 | 6
| 68 | 2019-03-03 17:42 | 2019-03-03 17:49 | 7
| 48 | 2019-03-03 17:42 | 2019-03-03 17:50 | 8
| 52 | 2019-03-03 17:50 | 2019-03-03 18:02 | 12
| 1 | 2019-03-03 18:53 | 2019-03-03 18:59 | 6
| 33 | 2019-03-03 19:16 | 2019-03-03 19:25 | 9
| 1 | 2019-03-03 19:18 | 2019-03-03 19:36 | 18
| 220 | 2019-03-03 19:44 | 2019-03-03 19:51 | 7
| 1866 | 2019-03-03 22:48 | 2019-03-03 22:55 | 7
| 1 | 2019-03-04 04:26 | 2019-03-04 11:49 | 443
| 5 | 2019-03-04 05:44 | 2019-03-04 06:13 | 29
| 2 | 2019-03-04 07:01 | 2019-03-04 07:25 | 24
| 1 | 2019-03-04 07:20 | 2019-03-04 13:24 | 364
| 1 | 2019-03-04 07:30 | 2019-03-04 07:36 | 6
| 9 | 2019-03-04 07:30 | 2019-03-04 14:34 | 424
| 1 | 2019-03-04 09:17 | 2019-03-04 09:22 | 5
| 1 | 2019-03-04 09:22 | 2019-03-04 09:28 | 6
| 1 | 2019-03-04 09:51 | 2019-03-04 10:31 | 40
| 3 | 2019-03-04 10:06 | 2019-03-04 10:21 | 15
| 1 | 2019-03-04 10:16 | 2019-03-04 10:28 | 12
| 2 | 2019-03-04 10:25 | 2019-03-04 10:31 | 6
| 254 | 2019-03-04 11:23 | 2019-03-04 11:33 | 10
| 12 | 2019-03-04 12:24 | 2019-03-04 12:31 | 7
| 1 | 2019-03-04 13:06 | 2019-03-04 13:12 | 6
| 1 | 2019-03-04 13:37 | 2019-03-04 13:43 | 6
| 8 | 2019-03-04 13:42 | 2019-03-04 14:18 | 36
| 26 | 2019-03-04 13:48 | 2019-03-04 14:02 | 14
| 1 | 2019-03-04 14:09 | 2019-03-04 14:32 | 23
| 12 | 2019-03-04 14:17 | 2019-03-04 14:32 | 15
| 7 | 2019-03-04 14:26 | 2019-03-04 14:32 | 6
| 1 | 2019-03-04 14:32 | 2019-03-04 14:38 | 6
| 1 | 2019-03-04 15:18 | 2019-03-04 17:47 | 149
| 29 | 2019-03-04 15:23 | 2019-03-04 16:12 | 49
| 1 | 2019-03-04 15:24 | 2019-03-04 17:16 | 112
| 1799 | 2019-03-04 15:28 | 2019-03-04 15:36 | 8
| 1 | 2019-03-04 16:16 | 2019-03-04 17:28 | 72
| 5 | 2019-03-04 16:22 | 2019-03-04 16:40 | 18
| 1 | 2019-03-04 16:47 | 2019-03-04 16:53 | 6
| 1 | 2019-03-04 19:01 | 2019-03-04 19:39 | 38
| 1 | 2019-03-04 19:12 | 2019-03-04 19:18 | 6
| 651 | 2019-03-04 20:27 | 2019-03-04 20:34 | 7
| 23 | 2019-03-04 23:17 | 2019-03-04 23:45 | 28
| 3 | 2019-03-05 00:28 | 2019-03-05 06:40 | 372
| 27 | 2019-03-05 00:34 | 2019-03-05 00:41 | 7
| 36 | 2019-03-05 01:44 | 2019-03-05 02:12 | 28
| 1 | 2019-03-05 01:54 | 2019-03-05 12:48 | 654
| 4 | 2019-03-05 02:34 | 2019-03-05 02:48 | 14
| 79 | 2019-03-05 04:24 | 2019-03-05 04:31 | 7
| 1 | 2019-03-05 07:50 | 2019-03-05 07:56 | 6
| 28 | 2019-03-05 09:06 | 2019-03-05 11:38 | 152
| 19 | 2019-03-05 09:49 | 2019-03-05 10:02 | 13
| 1 | 2019-03-05 10:02 | 2019-03-05 10:03 | 1
| 1 | 2019-03-05 11:40 | 2019-03-05 11:46 | 6
| 1 | 2019-03-05 11:44 | 2019-03-05 11:50 | 6
| 2 | 2019-03-05 13:06 | 2019-03-05 13:13 | 7
| 3 | 2019-03-05 13:11 | 2019-03-05 13:12 | 1
| 6 | 2019-03-05 14:58 | 2019-03-05 15:06 | 8
| 52 | 2019-03-05 15:01 | 2019-03-05 15:14 | 13
| 21 | 2019-03-05 15:05 | 2019-03-05 15:11 | 6
| 59 | 2019-03-05 15:16 | 2019-03-05 15:35 | 19
| 40 | 2019-03-05 15:29 | 2019-03-05 15:42 | 13
| 1 | 2019-03-05 15:43 | 2019-03-05 16:57 | 74
| 13 | 2019-03-05 15:43 | 2019-03-05 17:00 | 77
| 1 | 2019-03-05 15:46 | 2019-03-05 17:06 | 80
| 88 | 2019-03-05 15:47 | 2019-03-05 15:54 | 7
| 36 | 2019-03-05 15:48 | 2019-03-05 16:10 | 22
| 37 | 2019-03-05 15:49 | 2019-03-05 16:09 | 20
| 24 | 2019-03-05 15:53 | 2019-03-05 16:00 | 7
| 1 | 2019-03-05 16:01 | 2019-03-05 16:07 | 6
| 1 | 2019-03-05 16:11 | 2019-03-05 16:17 | 6
| 34 | 2019-03-05 16:11 | 2019-03-05 16:26 | 15
| 1 | 2019-03-05 16:13 | 2019-03-05 17:14 | 61
| 1 | 2019-03-05 16:35 | 2019-03-05 17:34 | 59
| 13 | 2019-03-05 16:35 | 2019-03-05 18:09 | 94
| 40 | 2019-03-05 16:56 | 2019-03-05 17:25 | 29
| 124 | 2019-03-05 17:08 | 2019-03-05 17:19 | 11
| 45 | 2019-03-05 17:35 | 2019-03-05 17:52 | 17
| 1 | 2019-03-05 18:01 | 2019-03-05 18:07 | 6
| 1 | 2019-03-05 18:07 | 2019-03-05 18:13 | 6
| 1 | 2019-03-05 18:28 | 2019-03-05 18:34 | 6
| 1 | 2019-03-05 18:47 | 2019-03-05 18:53 | 6
| 2079 | 2019-03-05 18:55 | 2019-03-05 19:03 | 8
| 7 | 2019-03-05 18:55 | 2019-03-05 19:04 | 9
| 1 | 2019-03-05 19:06 | 2019-03-05 19:12 | 6
| 1 | 2019-03-05 19:07 | 2019-03-05 19:13 | 6
| 1 | 2019-03-05 19:29 | 2019-03-05 20:08 | 39
| 1 | 2019-03-05 19:52 | 2019-03-05 20:11 | 19
| 1 | 2019-03-05 21:44 | 2019-03-05 21:58 | 14
| 16 | 2019-03-06 00:50 | 2019-03-06 00:58 | 8
| 1 | 2019-03-06 01:20 | 2019-03-06 07:13 | 353
| 2 | 2019-03-06 03:35 | 2019-03-06 09:13 | 338
| 4 | 2019-03-06 04:01 | 2019-03-06 06:05 | 124
| 3 | 2019-03-06 04:03 | 2019-03-06 04:13 | 10
| 2 | 2019-03-06 04:33 | 2019-03-06 04:51 | 18
| 27 | 2019-03-06 06:27 | 2019-03-06 19:07 | 760
| 1 | 2019-03-06 07:35 | 2019-03-06 08:00 | 25
| 44 | 2019-03-06 07:35 | 2019-03-06 08:05 | 30
| 1 | 2019-03-06 07:37 | 2019-03-06 07:43 | 6
| 1 | 2019-03-06 08:09 | 2019-03-06 08:15 | 6
| 2 | 2019-03-06 08:17 | 2019-03-06 08:23 | 6
| 3 | 2019-03-06 08:31 | 2019-03-06 08:37 | 6
| 2 | 2019-03-06 09:24 | 2019-03-06 09:30 | 6
| 1 | 2019-03-06 09:29 | 2019-03-06 09:36 | 7
| 1 | 2019-03-06 09:42 | 2019-03-06 12:01 | 139
| 3 | 2019-03-06 09:50 | 2019-03-06 10:17 | 27
| 12 | 2019-03-06 09:51 | 2019-03-06 09:57 | 6
| 1 | 2019-03-06 10:10 | 2019-03-06 10:16 | 6
| 1 | 2019-03-06 11:19 | 2019-03-06 11:24 | 5
| 2 | 2019-03-06 13:14 | 2019-03-06 13:20 | 6
| 1 | 2019-03-06 14:59 | 2019-03-06 15:05 | 6
| 1 | 2019-03-06 15:00 | 2019-03-06 15:06 | 6
| 2 | 2019-03-06 15:39 | 2019-03-06 15:45 | 6
| 2 | 2019-03-06 17:00 | 2019-03-06 17:07 | 7
| 3 | 2019-03-06 17:38 | 2019-03-06 18:17 | 39
| 1 | 2019-03-06 17:51 | 2019-03-06 17:56 | 5
| 15 | 2019-03-06 18:18 | 2019-03-06 18:24 | 6
| 72 | 2019-03-06 19:46 | 2019-03-06 19:52 | 6
| 1 | 2019-03-06 21:42 | 2019-03-06 21:47 | 5
| 1 | 2019-03-07 01:34 | 2019-03-07 01:40 | 6
| 2 | 2019-03-07 02:05 | 2019-03-07 02:14 | 9
| 1 | 2019-03-07 06:03 | 2019-03-07 06:09 | 6
| 4 | 2019-03-07 06:31 | 2019-03-07 06:43 | 12
| 1 | 2019-03-07 07:05 | 2019-03-07 07:11 | 6
| 41 | 2019-03-07 07:24 | 2019-03-07 07:31 | 7
| 1 | 2019-03-07 07:35 | 2019-03-07 07:41 | 6
| 1 | 2019-03-07 08:04 | 2019-03-07 16:00 | 476
| 1 | 2019-03-07 08:39 | 2019-03-07 08:45 | 6
| 1 | 2019-03-07 08:57 | 2019-03-07 09:03 | 6
| 1 | 2019-03-07 09:24 | 2019-03-07 09:30 | 6
| 1 | 2019-03-07 10:36 | 2019-03-07 10:42 | 6
| 2 | 2019-03-07 11:00 | 2019-03-07 11:06 | 6
| 2 | 2019-03-07 11:42 | 2019-03-07 11:48 | 6
| 947 | 2019-03-07 12:25 | 2019-03-07 12:33 | 8
| 2 | 2019-03-07 12:48 | 2019-03-07 12:54 | 6
| 1 | 2019-03-07 12:59 | 2019-03-07 13:05 | 6
| 2 | 2019-03-07 14:40 | 2019-03-07 14:43 | 3
| 50 | 2019-03-07 17:43 | 2019-03-07 17:54 | 11
| 3 | 2019-03-07 19:54 | 2019-03-07 20:31 | 37
| 1 | 2019-03-07 21:38 | 2019-03-07 21:44 | 6
| 3 | 2019-03-08 00:05 | 2019-03-08 00:21 | 16
| 3 | 2019-03-08 00:46 | 2019-03-08 08:07 | 441
| 1 | 2019-03-08 02:26 | 2019-03-08 03:19 | 53
| 4 | 2019-03-08 02:26 | 2019-03-08 09:42 | 436
| 38 | 2019-03-08 02:34 | 2019-03-08 02:50 | 16
| 3 | 2019-03-08 04:28 | 2019-03-08 06:48 | 140
| 4 | 2019-03-08 07:29 | 2019-03-08 07:46 | 17
| 1 | 2019-03-08 07:49 | 2019-03-08 07:55 | 6
| 7 | 2019-03-08 07:49 | 2019-03-08 08:05 | 16
| 2 | 2019-03-08 09:05 | 2019-03-08 09:10 | 5
| 1 | 2019-03-08 09:05 | 2019-03-08 09:22 | 17
| 1 | 2019-03-08 09:13 | 2019-03-08 10:43 | 90
| 1 | 2019-03-08 09:50 | 2019-03-08 09:56 | 6
| 1 | 2019-03-08 10:09 | 2019-03-08 13:48 | 219
| 3 | 2019-03-08 10:18 | 2019-03-08 10:24 | 6
| 16 | 2019-03-08 11:22 | 2019-03-08 11:35 | 13
| 1 | 2019-03-08 12:20 | 2019-03-08 17:18 | 298
| 1 | 2019-03-08 13:03 | 2019-03-08 13:09 | 6
| 120 | 2019-03-08 13:03 | 2019-03-08 13:10 | 7
| 52 | 2019-03-08 13:26 | 2019-03-08 13:42 | 16
| 44 | 2019-03-08 13:26 | 2019-03-08 13:43 | 17
| 3 | 2019-03-08 13:50 | 2019-03-08 13:52 | 2
| 1 | 2019-03-08 14:00 | 2019-03-08 14:05 | 5
| 1 | 2019-03-08 14:04 | 2019-03-08 14:09 | 5
| 6 | 2019-03-08 14:28 | 2019-03-08 14:34 | 6
| 2 | 2019-03-08 15:47 | 2019-03-08 18:00 | 133
| 1 | 2019-03-08 16:15 | 2019-03-08 16:20 | 5
| 1 | 2019-03-08 16:49 | 2019-03-08 16:55 | 6
| 121 | 2019-03-08 18:38 | 2019-03-08 18:44 | 6
| 55 | 2019-03-08 20:15 | 2019-03-08 20:21 | 6
| 6 | 2019-03-08 21:04 | 2019-03-08 21:27 | 23
| 2 | 2019-03-08 21:29 | 2019-03-08 21:34 | 5
| 1 | 2019-03-08 22:36 | 2019-03-08 22:42 | 6
| 5 | 2019-03-09 04:05 | 2019-03-09 04:30 | 25
| 2 | 2019-03-09 04:05 | 2019-03-09 04:38 | 33
| 32 | 2019-03-09 06:11 | 2019-03-09 06:40 | 29
| 2 | 2019-03-09 06:37 | 2019-03-09 08:46 | 129
| 1 | 2019-03-09 07:09 | 2019-03-09 08:57 | 108
| 1 | 2019-03-09 08:18 | 2019-03-09 08:24 | 6
| 2 | 2019-03-09 08:42 | 2019-03-09 08:49 | 7
| 2 | 2019-03-09 11:59 | 2019-03-09 12:00 | 1
| 25 | 2019-03-09 11:59 | 2019-03-09 12:01 | 2
| 2181 | 2019-03-09 12:50 | 2019-03-09 12:56 | 6
| 1 | 2019-03-09 12:52 | 2019-03-09 12:58 | 6
| 33 | 2019-03-09 12:55 | 2019-03-09 13:03 | 8
| 285 | 2019-03-09 12:55 | 2019-03-09 13:08 | 13
| 14 | 2019-03-09 12:55 | 2019-03-09 13:09 | 14
| 1 | 2019-03-09 12:57 | 2019-03-09 13:03 | 6
| 1 | 2019-03-09 13:06 | 2019-03-09 13:12 | 6
| 1 | 2019-03-09 13:23 | 2019-03-09 19:09 | 346
| 1 | 2019-03-09 13:28 | 2019-03-09 13:37 | 9
| 30 | 2019-03-09 15:01 | 2019-03-09 15:06 | 5
| 1 | 2019-03-09 16:22 | 2019-03-09 16:28 | 6
| 16 | 2019-03-09 17:39 | 2019-03-09 19:36 | 117
| 1 | 2019-03-09 17:47 | 2019-03-09 18:03 | 16
| 39 | 2019-03-09 17:59 | 2019-03-09 18:28 | 29
| 75 | 2019-03-09 18:04 | 2019-03-09 18:13 | 9
| 1 | 2019-03-09 18:33 | 2019-03-09 19:02 | 29
| 1 | 2019-03-09 18:40 | 2019-03-09 19:24 | 44
| 1 | 2019-03-10 00:28 | 2019-03-10 10:54 | 626
| 1 | 2019-03-10 00:34 | 2019-03-10 10:12 | 578
| 1 | 2019-03-10 00:39 | 2019-03-10 12:37 | 718
| 3 | 2019-03-10 01:30 | 2019-03-10 01:52 | 22
| 2 | 2019-03-10 01:30 | 2019-03-10 02:51 | 81
| 1 | 2019-03-10 01:30 | 2019-03-10 03:03 | 93
| 7 | 2019-03-10 01:36 | 2019-03-10 01:46 | 10
| 16 | 2019-03-10 01:36 | 2019-03-10 01:51 | 15
| 8 | 2019-03-10 01:36 | 2019-03-10 01:58 | 22
| 3 | 2019-03-10 03:11 | 2019-03-10 03:31 | 20
| 1 | 2019-03-10 04:46 | 2019-03-10 10:16 | 330
| 2 | 2019-03-10 08:01 | 2019-03-10 08:07 | 6
| 1 | 2019-03-10 10:30 | 2019-03-10 11:14 | 44
| 1 | 2019-03-10 11:38 | 2019-03-10 12:21 | 43
| 1 | 2019-03-10 13:08 | 2019-03-10 13:22 | 14
| 2 | 2019-03-10 13:23 | 2019-03-10 13:45 | 22
| 1 | 2019-03-10 13:44 | 2019-03-10 14:06 | 22
| 1 | 2019-03-10 14:38 | 2019-03-10 14:44 | 6
| 3 | 2019-03-10 14:38 | 2019-03-10 15:13 | 35
| 1 | 2019-03-10 15:11 | 2019-03-10 15:17 | 6
| 2491 | 2019-03-10 15:17 | 2019-03-10 15:25 | 8
| 1 | 2019-03-10 18:48 | 2019-03-10 18:57 | 9
| 53 | 2019-03-10 19:03 | 2019-03-10 19:15 | 12
| 1 | 2019-03-10 20:05 | 2019-03-10 20:15 | 10
| 10 | 2019-03-10 20:05 | 2019-03-10 20:16 | 11
| 13 | 2019-03-10 20:09 | 2019-03-10 20:16 | 7
| 3 | 2019-03-10 20:23 | 2019-03-10 20:44 | 21
| 1 | 2019-03-10 23:44 | 2019-03-11 09:10 | 566
| 1 | 2019-03-11 03:01 | 2019-03-11 03:24 | 23
| 1 | 2019-03-11 04:56 | 2019-03-11 05:11 | 15
| 2 | 2019-03-11 07:11 | 2019-03-11 07:27 | 16
| 1 | 2019-03-11 08:23 | 2019-03-11 08:53 | 30
| 9 | 2019-03-11 08:23 | 2019-03-11 11:12 | 169
| 9 | 2019-03-11 08:23 | 2019-03-11 15:39 | 436
| 1 | 2019-03-11 08:42 | 2019-03-11 10:32 | 110
| 1 | 2019-03-11 08:57 | 2019-03-11 10:29 | 92
| 1 | 2019-03-11 10:25 | 2019-03-11 10:59 | 34
| 28 | 2019-03-11 10:25 | 2019-03-11 13:28 | 183
| 1 | 2019-03-11 11:40 | 2019-03-11 11:46 | 6
| 1 | 2019-03-11 11:42 | 2019-03-11 12:38 | 56
| 1 | 2019-03-11 12:43 | 2019-03-11 15:02 | 139
| 1 | 2019-03-11 14:00 | 2019-03-11 14:06 | 6
| 1 | 2019-03-11 14:12 | 2019-03-11 14:18 | 6
| 1 | 2019-03-11 15:14 | 2019-03-11 15:20 | 6
| 1 | 2019-03-11 16:03 | 2019-03-11 16:09 | 6
| 1 | 2019-03-11 16:09 | 2019-03-11 16:15 | 6
| 1 | 2019-03-11 16:43 | 2019-03-11 16:49 | 6
| 1 | 2019-03-11 18:46 | 2019-03-11 18:52 | 6
| 1 | 2019-03-11 18:50 | 2019-03-11 18:56 | 6
| 2 | 2019-03-11 18:56 | 2019-03-11 19:05 | 9
| 1 | 2019-03-11 19:58 | 2019-03-11 20:04 | 6
| 1 | 2019-03-11 21:19 | 2019-03-11 21:30 | 11
| 429 | 2019-03-11 21:19 | 2019-03-11 21:31 | 12
| 2 | 2019-03-11 22:48 | 2019-03-11 23:10 | 22
| 11 | 2019-03-11 23:00 | 2019-03-11 23:26 | 26
| 3 | 2019-03-12 03:58 | 2019-03-12 08:37 | 279
| 2 | 2019-03-12 06:24 | 2019-03-12 11:02 | 278
| 1 | 2019-03-12 07:20 | 2019-03-12 07:26 | 6
| 947 | 2019-03-12 07:53 | 2019-03-12 08:01 | 8
| 1 | 2019-03-12 08:58 | 2019-03-12 09:55 | 57
| 1 | 2019-03-12 08:59 | 2019-03-12 09:14 | 15
| 1 | 2019-03-12 09:12 | 2019-03-12 09:19 | 7
| 1 | 2019-03-12 09:59 | 2019-03-12 10:12 | 13
| 39 | 2019-03-12 11:30 | 2019-03-12 11:47 | 17
| 2 | 2019-03-12 11:33 | 2019-03-12 11:34 | 1
| 1 | 2019-03-12 12:50 | 2019-03-12 20:50 | 480
| 59 | 2019-03-12 13:16 | 2019-03-12 13:29 | 13
| 2 | 2019-03-12 13:19 | 2019-03-12 13:25 | 6
| 1 | 2019-03-12 13:23 | 2019-03-12 13:29 | 6
| 1 | 2019-03-12 16:05 | 2019-03-12 16:11 | 6
| 1 | 2019-03-12 16:19 | 2019-03-12 16:25 | 6
| 1 | 2019-03-12 16:21 | 2019-03-12 16:27 | 6
| 1 | 2019-03-12 16:41 | 2019-03-12 16:53 | 12
| 2 | 2019-03-12 17:04 | 2019-03-12 17:10 | 6
| 55 | 2019-03-12 18:09 | 2019-03-12 18:15 | 6
| 1 | 2019-03-12 18:45 | 2019-03-12 18:53 | 8
| 1 | 2019-03-12 21:11 | 2019-03-12 21:59 | 48
| 3 | 2019-03-13 04:14 | 2019-03-13 04:27 | 13
| 1 | 2019-03-13 07:15 | 2019-03-13 07:21 | 6
| 47 | 2019-03-13 07:43 | 2019-03-13 07:49 | 6
| 1 | 2019-03-13 08:16 | 2019-03-13 08:22 | 6
| 1 | 2019-03-13 09:00 | 2019-03-13 11:51 | 171
| 1 | 2019-03-13 09:01 | 2019-03-13 12:40 | 219
| 1 | 2019-03-13 09:06 | 2019-03-13 09:12 | 6
| 45 | 2019-03-13 09:07 | 2019-03-13 10:15 | 68
| 1 | 2019-03-13 09:18 | 2019-03-13 15:21 | 363
| 1 | 2019-03-13 09:56 | 2019-03-13 10:02 | 6
| 3489 | 2019-03-13 10:39 | 2019-03-13 10:47 | 8
| 1 | 2019-03-13 11:35 | 2019-03-13 11:41 | 6
| 2 | 2019-03-13 12:45 | 2019-03-13 12:49 | 4
| 77 | 2019-03-13 13:00 | 2019-03-13 13:16 | 16
| 1 | 2019-03-13 13:18 | 2019-03-13 14:03 | 45
| 4 | 2019-03-13 14:37 | 2019-03-13 14:44 | 7
| 1 | 2019-03-13 15:14 | 2019-03-13 17:49 | 155
| 1 | 2019-03-13 16:41 | 2019-03-13 16:47 | 6
| 2 | 2019-03-13 17:38 | 2019-03-13 17:44 | 6
| 3 | 2019-03-13 17:39 | 2019-03-13 17:45 | 6
| 2 | 2019-03-13 17:42 | 2019-03-13 17:52 | 10
| 1 | 2019-03-13 18:55 | 2019-03-13 19:01 | 6
| 125 | 2019-03-13 20:31 | 2019-03-13 20:37 | 6
| 40 | 2019-03-13 20:31 | 2019-03-13 20:48 | 17
| 41 | 2019-03-13 20:37 | 2019-03-13 21:04 | 27
| 7 | 2019-03-14 00:14 | 2019-03-14 00:24 | 10
| 2 | 2019-03-14 02:26 | 2019-03-14 02:59 | 33
| 2 | 2019-03-14 08:25 | 2019-03-14 09:43 | 78
| 1 | 2019-03-14 08:49 | 2019-03-14 08:55 | 6
| 1 | 2019-03-14 10:10 | 2019-03-14 10:27 | 17
| 1 | 2019-03-14 14:45 | 2019-03-14 15:27 | 42
| 1 | 2019-03-14 14:56 | 2019-03-14 15:02 | 6
| 11 | 2019-03-14 17:47 | 2019-03-14 18:13 | 26
| 1 | 2019-03-14 18:43 | 2019-03-14 18:49 | 6
| 1 | 2019-03-14 20:11 | 2019-03-14 20:47 | 36
| 125 | 2019-03-14 21:10 | 2019-03-14 21:23 | 13
| 7 | 2019-03-14 21:22 | 2019-03-14 21:41 | 19
| 778 | 2019-03-14 22:17 | 2019-03-14 22:25 | 8
| 3 | 2019-03-14 22:17 | 2019-03-14 23:40 | 83
| 137 | 2019-03-14 22:23 | 2019-03-14 22:32 | 9
| 1 | 2019-03-14 22:34 | 2019-03-14 22:40 | 6
| 1 | 2019-03-15 01:37 | 2019-03-15 02:29 | 52
| 1 | 2019-03-15 02:52 | 2019-03-15 03:11 | 19
| 4 | 2019-03-15 02:57 | 2019-03-15 03:26 | 29
| 43 | 2019-03-15 06:31 | 2019-03-15 06:49 | 18
| 4 | 2019-03-15 07:11 | 2019-03-15 07:33 | 22
| 1 | 2019-03-15 07:12 | 2019-03-15 07:46 | 34
| 1 | 2019-03-15 07:17 | 2019-03-15 09:35 | 138
| 1 | 2019-03-15 08:16 | 2019-03-15 10:12 | 116
| 1 | 2019-03-15 08:18 | 2019-03-15 08:33 | 15
| 1 | 2019-03-15 08:34 | 2019-03-15 08:40 | 6
| 3 | 2019-03-15 08:56 | 2019-03-15 09:21 | 25
| 1 | 2019-03-15 10:05 | 2019-03-15 10:13 | 8
| 1 | 2019-03-15 10:31 | 2019-03-15 11:46 | 75
| 2 | 2019-03-15 11:32 | 2019-03-15 11:38 | 6
| 1 | 2019-03-15 11:46 | 2019-03-15 11:52 | 6
| 1 | 2019-03-15 15:23 | 2019-03-15 15:28 | 5
| 1 | 2019-03-15 16:20 | 2019-03-15 16:59 | 39
| 3 | 2019-03-15 16:56 | 2019-03-15 17:11 | 15
| 1 | 2019-03-15 17:21 | 2019-03-15 17:27 | 6
| 15 | 2019-03-15 17:46 | 2019-03-15 17:53 | 7
| 1 | 2019-03-15 19:26 | 2019-03-15 19:32 | 6
| 1 | 2019-03-15 20:06 | 2019-03-15 20:22 | 16
| 1 | 2019-03-15 20:56 | 2019-03-15 21:02 | 6
| 1 | 2019-03-15 21:58 | 2019-03-15 22:04 | 6
| 7 | 2019-03-16 01:00 | 2019-03-16 07:51 | 411
| 1 | 2019-03-16 01:39 | 2019-03-16 02:00 | 21
| 16 | 2019-03-16 02:38 | 2019-03-16 07:21 | 283
| 85 | 2019-03-16 06:00 | 2019-03-16 06:13 | 13
| 879 | 2019-03-16 06:00 | 2019-03-16 06:15 | 15
| 1 | 2019-03-16 06:00 | 2019-03-16 07:25 | 85
| 21 | 2019-03-16 06:05 | 2019-03-16 06:19 | 14
| 3 | 2019-03-16 07:07 | 2019-03-16 08:19 | 72
| 35 | 2019-03-16 07:54 | 2019-03-16 08:09 | 15
| 19 | 2019-03-16 07:54 | 2019-03-16 08:11 | 17
| 1 | 2019-03-16 08:00 | 2019-03-16 08:17 | 17
| 1 | 2019-03-16 08:51 | 2019-03-16 08:57 | 6
| 2 | 2019-03-16 09:50 | 2019-03-16 10:24 | 34
| 2 | 2019-03-16 10:02 | 2019-03-16 10:16 | 14
| 1 | 2019-03-16 12:27 | 2019-03-16 12:33 | 6
| 15 | 2019-03-16 12:29 | 2019-03-16 12:45 | 16
| 1 | 2019-03-16 12:32 | 2019-03-16 12:38 | 6
| 4 | 2019-03-16 13:21 | 2019-03-16 14:42 | 81
| 2 | 2019-03-16 13:21 | 2019-03-16 15:00 | 99
| 198 | 2019-03-16 15:13 | 2019-03-16 15:43 | 30
| 12 | 2019-03-16 15:57 | 2019-03-16 16:05 | 8
| 1 | 2019-03-16 16:38 | 2019-03-16 17:07 | 29
| 80 | 2019-03-16 20:48 | 2019-03-16 21:02 | 14
| 12 | 2019-03-16 21:27 | 2019-03-16 22:05 | 38
| 1 | 2019-03-16 21:36 | 2019-03-16 21:42 | 6
| 2 | 2019-03-16 22:35 | 2019-03-18 11:37 | 2222
| 689 | 2019-03-16 22:45 | 2019-03-16 22:54 | 9
| 1 | 2019-03-16 23:06 | 2019-03-16 23:16 | 10
| 4 | 2019-03-16 23:15 | 2019-03-16 23:29 | 14
| 6 | 2019-03-16 23:54 | 2019-03-17 00:46 | 52
| 1 | 2019-03-17 01:39 | 2019-03-17 01:56 | 17
| 1 | 2019-03-17 05:48 | 2019-03-17 06:06 | 18
| 2 | 2019-03-17 07:44 | 2019-03-17 07:50 | 6
| 1 | 2019-03-17 07:45 | 2019-03-17 09:32 | 107
| 1 | 2019-03-17 09:08 | 2019-03-17 09:14 | 6
| 1 | 2019-03-17 09:18 | 2019-03-17 09:24 | 6
| 1 | 2019-03-17 09:27 | 2019-03-17 09:33 | 6
| 1 | 2019-03-17 12:28 | 2019-03-17 12:34 | 6
| 3192 | 2019-03-17 13:28 | 2019-03-17 13:36 | 8
| 1 | 2019-03-17 19:31 | 2019-03-17 19:55 | 24
| 1 | 2019-03-17 20:29 | 2019-03-17 20:35 | 6
| 1 | 2019-03-17 23:53 | 2019-03-18 02:08 | 135
| 4 | 2019-03-18 03:31 | 2019-03-18 03:44 | 13
| 1 | 2019-03-18 04:42 | 2019-03-18 06:30 | 108
| 1 | 2019-03-18 09:21 | 2019-03-18 09:27 | 6
| 1 | 2019-03-18 09:26 | 2019-03-18 09:35 | 9
| 1 | 2019-03-18 10:19 | 2019-03-18 10:25 | 6
| 1 | 2019-03-18 14:29 | 2019-03-18 14:35 | 6
| 34 | 2019-03-18 14:29 | 2019-03-18 16:45 | 136
| 1 | 2019-03-18 15:09 | 2019-03-18 15:14 | 5
| 12 | 2019-03-18 17:23 | 2019-03-18 17:30 | 7
| 48 | 2019-03-18 17:24 | 2019-03-18 17:45 | 21
| 1 | 2019-03-18 19:38 | 2019-03-18 20:32 | 54
| 1 | 2019-03-18 21:19 | 2019-03-18 21:25 | 6
| 34 | 2019-03-18 21:19 | 2019-03-18 21:32 | 13
| 1 | 2019-03-18 23:01 | 2019-03-18 23:39 | 38
| 2 | 2019-03-18 23:01 | 2019-03-19 05:12 | 371
| 23 | 2019-03-19 00:16 | 2019-03-19 00:22 | 6
| 1 | 2019-03-19 02:09 | 2019-03-19 06:01 | 232
| 7 | 2019-03-19 03:52 | 2019-03-19 04:15 | 23
| 2 | 2019-03-19 05:41 | 2019-03-19 07:39 | 118
| 1 | 2019-03-19 06:50 | 2019-03-19 08:36 | 106
| 1 | 2019-03-19 07:16 | 2019-03-19 08:30 | 74
| 1 | 2019-03-19 09:27 | 2019-03-19 09:33 | 6
| 1 | 2019-03-19 09:32 | 2019-03-19 09:38 | 6
| 1 | 2019-03-19 09:42 | 2019-03-19 09:48 | 6
| 2 | 2019-03-19 09:46 | 2019-03-19 09:53 | 7
| 1 | 2019-03-19 10:28 | 2019-03-19 10:34 | 6
| 1 | 2019-03-19 12:19 | 2019-03-19 13:25 | 66
| 2 | 2019-03-19 12:51 | 2019-03-19 12:59 | 8
| 1 | 2019-03-19 13:05 | 2019-03-19 13:08 | 3
| 20 | 2019-03-19 13:05 | 2019-03-19 13:12 | 7
| 1 | 2019-03-19 13:53 | 2019-03-19 14:00 | 7
| 3090 | 2019-03-19 14:35 | 2019-03-19 14:43 | 8
| 35 | 2019-03-19 15:13 | 2019-03-19 17:07 | 114
| 1 | 2019-03-19 16:19 | 2019-03-19 16:25 | 6
| 1 | 2019-03-19 18:46 | 2019-03-19 18:52 | 6
| 1 | 2019-03-19 19:06 | 2019-03-19 20:21 | 75
| 1 | 2019-03-19 19:37 | 2019-03-19 19:43 | 6
| 1 | 2019-03-19 21:31 | 2019-03-19 21:37 | 6
| 1 | 2019-03-20 01:35 | 2019-03-20 05:10 | 215
| 1 | 2019-03-20 02:55 | 2019-03-20 07:43 | 288
| 5 | 2019-03-20 02:55 | 2019-03-20 08:00 | 305
| 2 | 2019-03-20 05:35 | 2019-03-20 06:07 | 32
| 26 | 2019-03-20 06:05 | 2019-03-20 06:29 | 24
| 1 | 2019-03-20 07:39 | 2019-03-20 08:56 | 77
| 2 | 2019-03-20 07:43 | 2019-03-20 09:04 | 81
| 2 | 2019-03-20 10:24 | 2019-03-20 10:28 | 4
| 2 | 2019-03-20 11:29 | 2019-03-20 11:53 | 24
| 1 | 2019-03-20 11:36 | 2019-03-20 12:01 | 25
| 1 | 2019-03-20 12:12 | 2019-03-20 18:56 | 404
| 1 | 2019-03-20 12:19 | 2019-03-20 18:56 | 397
| 3 | 2019-03-20 13:25 | 2019-03-20 13:27 | 2
| 1 | 2019-03-20 14:55 | 2019-03-20 20:07 | 312
| 1 | 2019-03-20 16:23 | 2019-03-20 18:15 | 112
| 1 | 2019-03-20 16:33 | 2019-03-20 16:52 | 19
| 2 | 2019-03-20 17:39 | 2019-03-20 17:45 | 6
| 12 | 2019-03-20 17:55 | 2019-03-20 18:01 | 6
| 1 | 2019-03-20 18:44 | 2019-03-20 19:01 | 17
| 1 | 2019-03-20 19:08 | 2019-03-20 19:14 | 6
| 1 | 2019-03-20 19:23 | 2019-03-20 19:29 | 6
| 1 | 2019-03-20 20:08 | 2019-03-20 20:25 | 17
| 10 | 2019-03-20 20:08 | 2019-03-20 20:47 | 39
| 27 | 2019-03-21 01:35 | 2019-03-21 01:42 | 7
| 16 | 2019-03-21 01:43 | 2019-03-21 01:49 | 6
| 1 | 2019-03-21 06:55 | 2019-03-21 07:01 | 6
| 1 | 2019-03-21 08:32 | 2019-03-21 08:38 | 6
| 1 | 2019-03-21 08:48 | 2019-03-21 08:54 | 6
| 1 | 2019-03-21 10:42 | 2019-03-21 11:09 | 27
| 5 | 2019-03-21 11:11 | 2019-03-21 11:28 | 17
| 14 | 2019-03-21 11:20 | 2019-03-21 11:36 | 16
| 1 | 2019-03-21 11:37 | 2019-03-21 17:44 | 367
| 2 | 2019-03-21 13:18 | 2019-03-21 13:39 | 21
| 1 | 2019-03-21 13:28 | 2019-03-21 13:33 | 5
| 17 | 2019-03-21 14:03 | 2019-03-21 14:09 | 6
| 4 | 2019-03-21 14:07 | 2019-03-21 14:15 | 8
| 1 | 2019-03-21 14:15 | 2019-03-21 14:21 | 6
| 1 | 2019-03-21 14:20 | 2019-03-21 14:26 | 6
| 9 | 2019-03-21 14:48 | 2019-03-21 14:55 | 7
| 1 | 2019-03-21 16:05 | 2019-03-21 16:28 | 23
| 5 | 2019-03-21 17:13 | 2019-03-21 17:20 | 7
| 1 | 2019-03-21 17:59 | 2019-03-21 18:05 | 6
| 1 | 2019-03-21 19:09 | 2019-03-21 19:15 | 6
| 1 | 2019-03-21 19:11 | 2019-03-21 19:17 | 6
| 2 | 2019-03-21 23:07 | 2019-03-21 23:26 | 19
| 1 | 2019-03-22 00:56 | 2019-03-22 01:07 | 11
| 8 | 2019-03-22 03:07 | 2019-03-22 03:27 | 20
| 1 | 2019-03-22 04:17 | 2019-03-22 05:31 | 74
| 2 | 2019-03-22 06:12 | 2019-03-22 06:18 | 6
| 51 | 2019-03-22 06:17 | 2019-03-22 06:31 | 14
| 2 | 2019-03-22 06:29 | 2019-03-22 07:11 | 42
| 14 | 2019-03-22 06:50 | 2019-03-22 08:31 | 101
| 1 | 2019-03-22 06:52 | 2019-03-22 08:14 | 82
| 2 | 2019-03-22 06:56 | 2019-03-22 07:02 | 6
| 1 | 2019-03-22 06:56 | 2019-03-22 07:09 | 13
| 14 | 2019-03-22 07:10 | 2019-03-22 07:50 | 40
| 1 | 2019-03-22 07:59 | 2019-03-22 08:05 | 6
| 4 | 2019-03-22 08:49 | 2019-03-22 17:55 | 546
| 3 | 2019-03-22 08:49 | 2019-03-22 17:58 | 549
| 6 | 2019-03-22 08:50 | 2019-03-22 11:47 | 177
| 22 | 2019-03-22 08:55 | 2019-03-22 09:12 | 17
| 1 | 2019-03-22 09:26 | 2019-03-22 09:32 | 6
| 1 | 2019-03-22 09:28 | 2019-03-22 09:34 | 6
| 1 | 2019-03-22 11:01 | 2019-03-22 11:07 | 6
| 1 | 2019-03-22 11:13 | 2019-03-22 11:19 | 6
| 1 | 2019-03-22 11:35 | 2019-03-22 11:51 | 16
| 1 | 2019-03-22 12:00 | 2019-03-22 12:46 | 46
| 2 | 2019-03-22 12:00 | 2019-03-22 14:47 | 167
| 1 | 2019-03-22 12:10 | 2019-03-22 12:16 | 6
| 1 | 2019-03-22 12:34 | 2019-03-22 12:40 | 6
| 1 | 2019-03-22 12:57 | 2019-03-22 13:04 | 7
| 1 | 2019-03-22 13:21 | 2019-03-22 13:27 | 6
| 1 | 2019-03-22 14:44 | 2019-03-22 14:50 | 6
| 60 | 2019-03-22 15:26 | 2019-03-22 15:44 | 18
| 24 | 2019-03-22 15:43 | 2019-03-22 15:53 | 10
| 1 | 2019-03-22 15:58 | 2019-03-22 16:04 | 6
| 5 | 2019-03-22 16:01 | 2019-03-22 16:42 | 41
| 1 | 2019-03-22 17:14 | 2019-03-22 17:20 | 6
| 2 | 2019-03-22 17:14 | 2019-03-22 17:25 | 11
| 1 | 2019-03-22 17:59 | 2019-03-23 03:07 | 548
| 1 | 2019-03-22 18:03 | 2019-03-22 18:44 | 41
| 11 | 2019-03-22 18:04 | 2019-03-22 18:59 | 55
| 3 | 2019-03-22 18:29 | 2019-03-22 18:35 | 6
| 27 | 2019-03-22 18:29 | 2019-03-22 21:27 | 178
| 1 | 2019-03-22 18:51 | 2019-03-22 18:57 | 6
| 8 | 2019-03-22 18:51 | 2019-03-22 20:54 | 123
| 1 | 2019-03-22 18:57 | 2019-03-22 19:20 | 23
| 1 | 2019-03-22 19:02 | 2019-03-22 19:08 | 6
| 40 | 2019-03-22 19:02 | 2019-03-22 19:09 | 7
| 2 | 2019-03-22 19:08 | 2019-03-22 19:14 | 6
| 1 | 2019-03-22 20:23 | 2019-03-22 20:53 | 30
| 1 | 2019-03-22 22:34 | 2019-03-22 22:52 | 18
| 1 | 2019-03-22 22:44 | 2019-03-22 22:50 | 6
| 1 | 2019-03-22 23:33 | 2019-03-23 07:32 | 479
| 1 | 2019-03-23 07:40 | 2019-03-23 07:46 | 6
| 1 | 2019-03-23 07:54 | 2019-03-23 08:00 | 6
| 1 | 2019-03-23 08:02 | 2019-03-23 08:09 | 7
| 3 | 2019-03-23 08:02 | 2019-03-23 10:19 | 137
| 2 | 2019-03-23 08:18 | 2019-03-23 08:24 | 6
| 1 | 2019-03-23 08:56 | 2019-03-23 09:08 | 12
| 45 | 2019-03-23 08:56 | 2019-03-23 09:10 | 14
| 7 | 2019-03-23 09:00 | 2019-03-23 09:06 | 6
| 1 | 2019-03-23 09:37 | 2019-03-23 10:17 | 40
| 1 | 2019-03-23 10:00 | 2019-03-23 10:13 | 13
| 1 | 2019-03-23 10:21 | 2019-03-23 10:27 | 6
| 1 | 2019-03-23 10:21 | 2019-03-23 10:27 | 6
| 1 | 2019-03-23 10:36 | 2019-03-23 10:41 | 5
| 58 | 2019-03-23 11:05 | 2019-03-23 11:12 | 7
| 1 | 2019-03-23 12:37 | 2019-03-23 12:43 | 6
| 1 | 2019-03-23 13:50 | 2019-03-23 13:55 | 5
| 1 | 2019-03-23 14:10 | 2019-03-23 14:16 | 6
| 1 | 2019-03-23 14:18 | 2019-03-23 14:24 | 6
| 1 | 2019-03-23 14:24 | 2019-03-23 14:30 | 6
| 2 | 2019-03-23 14:48 | 2019-03-23 15:11 | 23
| 1 | 2019-03-23 15:33 | 2019-03-23 15:41 | 8
| 1 | 2019-03-23 15:40 | 2019-03-23 15:46 | 6
| 292 | 2019-03-23 16:10 | 2019-03-23 16:18 | 8
| 1 | 2019-03-23 16:19 | 2019-03-23 16:25 | 6
| 24 | 2019-03-23 16:28 | 2019-03-23 17:00 | 32
| 1 | 2019-03-23 16:38 | 2019-03-23 16:43 | 5
| 1 | 2019-03-23 17:18 | 2019-03-23 18:06 | 48
| 4 | 2019-03-23 17:18 | 2019-03-23 22:25 | 307
| 1 | 2019-03-23 17:29 | 2019-03-23 18:19 | 50
| 12 | 2019-03-23 17:51 | 2019-03-23 18:05 | 14
| 1 | 2019-03-23 18:28 | 2019-03-23 18:34 | 6
| 1 | 2019-03-23 19:32 | 2019-03-23 19:38 | 6
| 1 | 2019-03-23 21:46 | 2019-03-23 21:52 | 6
| 11 | 2019-03-23 23:14 | 2019-03-23 23:27 | 13
| 1 | 2019-03-24 03:27 | 2019-03-24 08:58 | 331
| 1 | 2019-03-24 03:49 | 2019-03-24 06:14 | 145
| 1 | 2019-03-24 07:35 | 2019-03-24 07:41 | 6
| 1 | 2019-03-24 08:58 | 2019-03-24 09:03 | 5
| 1 | 2019-03-24 09:34 | 2019-03-24 09:40 | 6
| 46 | 2019-03-24 09:37 | 2019-03-24 09:45 | 8
| 2 | 2019-03-24 09:57 | 2019-03-24 10:03 | 6
| 416 | 2019-03-24 10:18 | 2019-03-24 10:25 | 7
| 1862 | 2019-03-24 11:11 | 2019-03-24 11:19 | 8
| 32 | 2019-03-24 11:12 | 2019-03-24 12:05 | 53
| 2 | 2019-03-24 11:40 | 2019-03-24 11:46 | 6
| 1 | 2019-03-24 12:49 | 2019-03-24 12:55 | 6
| 97 | 2019-03-24 12:49 | 2019-03-24 12:55 | 6
| 1 | 2019-03-24 13:10 | 2019-03-24 13:16 | 6
| 1 | 2019-03-24 13:59 | 2019-03-24 14:05 | 6
| 1 | 2019-03-24 14:25 | 2019-03-24 14:31 | 6
| 1 | 2019-03-24 15:26 | 2019-03-24 15:32 | 6
| 1 | 2019-03-24 15:45 | 2019-03-24 15:51 | 6
| 1 | 2019-03-24 16:55 | 2019-03-24 17:04 | 9
| 4 | 2019-03-24 17:12 | 2019-03-24 17:36 | 24
| 1 | 2019-03-24 18:13 | 2019-03-24 18:19 | 6
| 4 | 2019-03-24 18:16 | 2019-03-24 19:00 | 44
| 406 | 2019-03-24 18:44 | 2019-03-24 18:57 | 13
| 274 | 2019-03-24 19:05 | 2019-03-24 19:12 | 7
| 1 | 2019-03-24 19:31 | 2019-03-24 19:52 | 21
| 92 | 2019-03-24 19:31 | 2019-03-24 20:17 | 46
| 40 | 2019-03-24 20:02 | 2019-03-24 20:17 | 15
| 440 | 2019-03-24 20:16 | 2019-03-24 20:23 | 7
| 1 | 2019-03-24 20:20 | 2019-03-24 20:26 | 6
| 2 | 2019-03-24 20:33 | 2019-03-24 20:53 | 20
| 1 | 2019-03-24 20:57 | 2019-03-24 21:03 | 6
| 11 | 2019-03-24 20:57 | 2019-03-24 21:22 | 25
| 128 | 2019-03-24 21:11 | 2019-03-24 21:18 | 7
| 1 | 2019-03-24 21:13 | 2019-03-24 21:40 | 27
| 46 | 2019-03-24 21:56 | 2019-03-24 22:13 | 17
| 929 | 2019-03-24 22:00 | 2019-03-24 22:08 | 8
| 21 | 2019-03-24 22:05 | 2019-03-24 22:15 | 10
| 1 | 2019-03-24 22:05 | 2019-03-24 22:19 | 14
| 12 | 2019-03-24 22:05 | 2019-03-24 22:21 | 16
| 940 | 2019-03-24 22:16 | 2019-03-24 22:23 | 7
| 2 | 2019-03-24 22:25 | 2019-03-24 22:42 | 17
| 68 | 2019-03-24 22:26 | 2019-03-24 22:36 | 10
| 86 | 2019-03-24 22:31 | 2019-03-24 22:55 | 24
| 5 | 2019-03-24 22:31 | 2019-03-24 23:43 | 72
| 20 | 2019-03-24 22:33 | 2019-03-24 22:41 | 8
| 3 | 2019-03-24 22:54 | 2019-03-24 23:06 | 12
| 1 | 2019-03-24 23:44 | 2019-03-24 23:59 | 15
| 93 | 2019-03-24 23:52 | 2019-03-25 00:03 | 11
| 8 | 2019-03-25 00:43 | 2019-03-25 01:18 | 35
| 1 | 2019-03-25 00:45 | 2019-03-25 07:58 | 433
| 2 | 2019-03-25 00:45 | 2019-03-25 08:47 | 482
| 3 | 2019-03-25 01:01 | 2019-03-25 06:37 | 336
| 2 | 2019-03-25 01:01 | 2019-03-25 08:11 | 430
| 20 | 2019-03-25 01:16 | 2019-03-25 01:23 | 7
| 1 | 2019-03-25 02:23 | 2019-03-25 02:37 | 14
| 1 | 2019-03-25 04:14 | 2019-03-25 09:50 | 336
| 5 | 2019-03-25 04:18 | 2019-03-25 04:25 | 7
| 2 | 2019-03-25 04:56 | 2019-03-25 05:05 | 9
| 3 | 2019-03-25 05:28 | 2019-03-25 09:14 | 226
| 1 | 2019-03-25 06:28 | 2019-03-25 06:34 | 6
| 2 | 2019-03-25 06:48 | 2019-03-25 07:31 | 43
| 1 | 2019-03-25 06:48 | 2019-03-25 08:31 | 103
| 23 | 2019-03-25 07:30 | 2019-03-25 08:11 | 41
| 1 | 2019-03-25 07:58 | 2019-03-25 08:04 | 6
| 1 | 2019-03-25 08:06 | 2019-03-25 08:49 | 43
| 2 | 2019-03-25 08:10 | 2019-03-25 08:16 | 6
| 7 | 2019-03-25 08:10 | 2019-03-25 08:27 | 17
| 1 | 2019-03-25 08:18 | 2019-03-25 08:31 | 13
| 1 | 2019-03-25 08:25 | 2019-03-25 08:31 | 6
| 1 | 2019-03-25 08:55 | 2019-03-25 09:03 | 8
| 72 | 2019-03-25 09:04 | 2019-03-25 09:45 | 41
| 1 | 2019-03-25 09:39 | 2019-03-25 09:45 | 6
| 9 | 2019-03-25 10:10 | 2019-03-25 11:08 | 58
| 1 | 2019-03-25 10:12 | 2019-03-25 10:18 | 6
| 3176 | 2019-03-25 10:20 | 2019-03-25 10:29 | 9
| 4 | 2019-03-25 10:20 | 2019-03-25 10:31 | 11
| 220 | 2019-03-25 10:20 | 2019-03-25 12:15 | 115
| 1 | 2019-03-25 10:33 | 2019-03-25 10:39 | 6
| 21 | 2019-03-25 10:55 | 2019-03-25 14:00 | 185
| 1 | 2019-03-25 10:58 | 2019-03-25 11:04 | 6
| 1 | 2019-03-25 11:17 | 2019-03-25 11:21 | 4
| 1 | 2019-03-25 11:39 | 2019-03-25 11:45 | 6
| 1 | 2019-03-25 11:39 | 2019-03-25 11:45 | 6
| 73 | 2019-03-25 11:39 | 2019-03-25 11:50 | 11
| 32 | 2019-03-25 11:39 | 2019-03-25 11:58 | 19
| 1 | 2019-03-25 11:40 | 2019-03-25 11:46 | 6
| 1 | 2019-03-25 11:40 | 2019-03-25 11:46 | 6
| 33 | 2019-03-25 11:40 | 2019-03-25 12:00 | 20
| 1 | 2019-03-25 11:41 | 2019-03-25 11:47 | 6
| 1 | 2019-03-25 11:41 | 2019-03-25 11:47 | 6
| 23 | 2019-03-25 11:41 | 2019-03-25 11:53 | 12
| 70 | 2019-03-25 11:41 | 2019-03-25 12:01 | 20
| 1 | 2019-03-25 11:45 | 2019-03-25 13:03 | 78
| 1 | 2019-03-25 11:46 | 2019-03-25 11:52 | 6
| 1 | 2019-03-25 11:47 | 2019-03-25 11:53 | 6
| 1 | 2019-03-25 11:47 | 2019-03-25 11:53 | 6
| 1 | 2019-03-25 11:49 | 2019-03-25 11:55 | 6
| 1 | 2019-03-25 11:53 | 2019-03-25 12:53 | 60
| 1 | 2019-03-25 11:57 | 2019-03-25 12:03 | 6
| 1 | 2019-03-25 11:57 | 2019-03-25 12:03 | 6
| 1 | 2019-03-25 11:57 | 2019-03-25 12:03 | 6
| 31 | 2019-03-25 11:57 | 2019-03-25 12:10 | 13
| 1 | 2019-03-25 11:59 | 2019-03-25 12:04 | 5
| 1 | 2019-03-25 11:59 | 2019-03-25 12:04 | 5
| 1 | 2019-03-25 12:00 | 2019-03-25 12:06 | 6
| 1 | 2019-03-25 12:03 | 2019-03-25 12:09 | 6
| 1 | 2019-03-25 12:08 | 2019-03-25 12:13 | 5
| 1 | 2019-03-25 12:08 | 2019-03-25 12:14 | 6
| 1 | 2019-03-25 12:08 | 2019-03-25 12:14 | 6
| 1 | 2019-03-25 12:08 | 2019-03-25 12:14 | 6
| 1 | 2019-03-25 12:15 | 2019-03-25 12:21 | 6
| 1 | 2019-03-25 12:28 | 2019-03-25 12:34 | 6
| 1 | 2019-03-25 12:31 | 2019-03-25 12:38 | 7
| 72 | 2019-03-25 12:31 | 2019-03-25 13:27 | 56
| 407 | 2019-03-25 12:48 | 2019-03-25 12:54 | 6
| 1 | 2019-03-25 12:58 | 2019-03-25 15:42 | 164
| 1 | 2019-03-25 13:33 | 2019-03-25 14:47 | 74
| 67 | 2019-03-25 13:33 | 2019-03-25 17:44 | 251
| 1 | 2019-03-25 14:13 | 2019-03-25 14:19 | 6
| 1 | 2019-03-25 14:21 | 2019-03-25 20:46 | 385
| 110 | 2019-03-25 14:23 | 2019-03-25 14:44 | 21
| 1099 | 2019-03-25 14:49 | 2019-03-25 14:57 | 8
| 1193 | 2019-03-25 15:43 | 2019-03-25 15:51 | 8
| 1 | 2019-03-25 15:53 | 2019-03-25 16:11 | 18
| 1 | 2019-03-25 16:21 | 2019-03-25 17:01 | 40
| 2 | 2019-03-25 16:28 | 2019-03-25 16:46 | 18
| 1027 | 2019-03-25 16:55 | 2019-03-25 17:04 | 9
| 165 | 2019-03-25 17:01 | 2019-03-25 18:05 | 64
| 1 | 2019-03-25 17:01 | 2019-03-25 18:11 | 70
| 1 | 2019-03-25 17:25 | 2019-03-25 18:06 | 41
| 1 | 2019-03-25 17:49 | 2019-03-25 17:55 | 6
| 1 | 2019-03-25 17:52 | 2019-03-25 18:02 | 10
| 1 | 2019-03-25 17:53 | 2019-03-25 17:59 | 6
| 1 | 2019-03-25 18:08 | 2019-03-25 18:13 | 5
| 1 | 2019-03-25 18:58 | 2019-03-25 19:04 | 6
| 403 | 2019-03-25 19:17 | 2019-03-25 19:23 | 6
| 1 | 2019-03-25 19:17 | 2019-03-25 19:25 | 8
| 58 | 2019-03-25 19:17 | 2019-03-25 20:07 | 50
| 20 | 2019-03-25 21:15 | 2019-03-25 21:21 | 6
| 1 | 2019-03-25 22:30 | 2019-03-25 22:36 | 6
| 1 | 2019-03-25 22:30 | 2019-03-25 22:36 | 6
| 1 | 2019-03-26 03:11 | 2019-03-26 03:31 | 20
| 3 | 2019-03-26 04:23 | 2019-03-26 04:45 | 22
| 1 | 2019-03-26 06:25 | 2019-03-26 12:50 | 385
| 2 | 2019-03-26 09:05 | 2019-03-26 10:48 | 103
| 114 | 2019-03-26 09:20 | 2019-03-26 13:27 | 247
| 1 | 2019-03-26 09:33 | 2019-03-26 09:39 | 6
| 1 | 2019-03-26 10:30 | 2019-03-26 10:31 | 1
| 1 | 2019-03-26 11:08 | 2019-03-26 11:13 | 5
| 1 | 2019-03-26 11:33 | 2019-03-26 11:39 | 6
| 1 | 2019-03-26 12:20 | 2019-03-26 12:32 | 12
| 1 | 2019-03-26 12:44 | 2019-03-26 12:50 | 6
| 1 | 2019-03-26 13:25 | 2019-03-26 13:30 | 5
| 120 | 2019-03-26 13:25 | 2019-03-26 14:58 | 93
| 185 | 2019-03-26 13:32 | 2019-03-26 13:39 | 7
| 1 | 2019-03-26 13:59 | 2019-03-26 14:05 | 6
| 1 | 2019-03-26 14:10 | 2019-03-26 14:16 | 6
| 3 | 2019-03-26 14:20 | 2019-03-26 14:26 | 6
| 1 | 2019-03-26 16:06 | 2019-03-26 16:24 | 18
| 3 | 2019-03-26 16:12 | 2019-03-26 17:10 | 58
| 114 | 2019-03-26 16:28 | 2019-03-26 16:46 | 18
| 1 | 2019-03-26 16:34 | 2019-03-26 17:02 | 28
| 38 | 2019-03-26 17:47 | 2019-03-26 18:16 | 29
| 1 | 2019-03-26 18:40 | 2019-03-26 18:46 | 6
| 42 | 2019-03-26 18:40 | 2019-03-26 18:49 | 9
| 1 | 2019-03-26 18:49 | 2019-03-26 18:55 | 6
| 147 | 2019-03-26 18:49 | 2019-03-26 18:55 | 6
| 15 | 2019-03-26 19:38 | 2019-03-26 19:51 | 13
| 2055 | 2019-03-26 20:15 | 2019-03-26 20:22 | 7
| 38 | 2019-03-26 20:15 | 2019-03-26 21:16 | 61
| 1 | 2019-03-26 20:44 | 2019-03-26 20:50 | 6
| 2 | 2019-03-26 20:44 | 2019-03-26 21:12 | 28
| 1 | 2019-03-26 22:08 | 2019-03-26 22:13 | 5
| 1 | 2019-03-27 00:42 | 2019-03-27 06:44 | 362
| 1 | 2019-03-27 00:52 | 2019-03-27 09:08 | 496
| 1 | 2019-03-27 01:51 | 2019-03-27 02:06 | 15
| 19 | 2019-03-27 03:44 | 2019-03-27 03:50 | 6
| 3 | 2019-03-27 04:26 | 2019-03-27 06:51 | 145
| 1 | 2019-03-27 06:00 | 2019-03-27 08:11 | 131
| 2 | 2019-03-27 06:37 | 2019-03-27 06:43 | 6
| 1 | 2019-03-27 08:06 | 2019-03-27 08:12 | 6
| 19 | 2019-03-27 08:23 | 2019-03-27 09:57 | 94
| 4 | 2019-03-27 08:58 | 2019-03-27 09:04 | 6
| 1 | 2019-03-27 09:17 | 2019-03-27 09:24 | 7
| 1 | 2019-03-27 10:52 | 2019-03-27 10:58 | 6
| 1 | 2019-03-27 11:37 | 2019-03-27 11:43 | 6
| 1 | 2019-03-27 11:41 | 2019-03-27 11:47 | 6
| 1 | 2019-03-27 11:44 | 2019-03-27 12:01 | 17
| 1 | 2019-03-27 11:53 | 2019-03-27 11:59 | 6
| 17 | 2019-03-27 12:28 | 2019-03-27 12:34 | 6
| 1 | 2019-03-27 12:42 | 2019-03-27 12:48 | 6
| 1 | 2019-03-27 13:24 | 2019-03-27 14:17 | 53
| 1 | 2019-03-27 13:37 | 2019-03-27 13:58 | 21
| 2 | 2019-03-27 14:10 | 2019-03-27 14:16 | 6
| 1 | 2019-03-27 14:36 | 2019-03-27 14:42 | 6
| 1 | 2019-03-27 14:40 | 2019-03-27 14:45 | 5
| 1 | 2019-03-27 15:19 | 2019-03-27 15:25 | 6
| 1 | 2019-03-27 17:32 | 2019-03-27 18:01 | 29
| 1 | 2019-03-27 17:44 | 2019-03-27 18:02 | 18
| 8 | 2019-03-27 18:47 | 2019-03-27 18:53 | 6
| 1 | 2019-03-27 18:48 | 2019-03-27 18:55 | 7
| 1 | 2019-03-27 20:05 | 2019-03-27 20:11 | 6
| 5 | 2019-03-27 20:48 | 2019-03-27 20:56 | 8
| 1 | 2019-03-27 22:03 | 2019-03-27 22:20 | 17
| 41 | 2019-03-27 22:15 | 2019-03-27 22:34 | 19
| 1 | 2019-03-28 04:35 | 2019-03-28 05:48 | 73
| 3 | 2019-03-28 05:37 | 2019-03-28 05:49 | 12
| 1 | 2019-03-28 06:58 | 2019-03-28 07:19 | 21
| 1 | 2019-03-28 07:35 | 2019-03-28 07:45 | 10
| 1 | 2019-03-28 08:23 | 2019-03-28 08:29 | 6
| 1 | 2019-03-28 08:45 | 2019-03-28 08:51 | 6
| 3 | 2019-03-28 09:13 | 2019-03-28 09:19 | 6
| 78 | 2019-03-28 09:17 | 2019-03-28 10:43 | 86
| 1 | 2019-03-28 09:47 | 2019-03-28 09:58 | 11
| 1 | 2019-03-28 09:55 | 2019-03-28 10:01 | 6
| 1 | 2019-03-28 10:03 | 2019-03-28 10:13 | 10
| 1 | 2019-03-28 11:02 | 2019-03-28 11:08 | 6
| 1 | 2019-03-28 11:03 | 2019-03-28 11:07 | 4
| 1 | 2019-03-28 12:03 | 2019-03-28 12:09 | 6
| 1 | 2019-03-28 12:03 | 2019-03-28 12:10 | 7
| 1 | 2019-03-28 12:38 | 2019-03-28 13:01 | 23
| 1 | 2019-03-28 12:48 | 2019-03-28 12:53 | 5
| 1 | 2019-03-28 18:42 | 2019-03-28 18:48 | 6
| 14 | 2019-03-28 18:47 | 2019-03-28 19:02 | 15
| 1 | 2019-03-29 00:11 | 2019-03-29 00:26 | 15
| 1 | 2019-03-29 01:46 | 2019-03-29 09:08 | 442
| 1 | 2019-03-29 02:49 | 2019-03-29 03:15 | 26
| 3 | 2019-03-29 02:58 | 2019-03-29 03:20 | 22
| 1 | 2019-03-29 07:40 | 2019-03-29 08:03 | 23
| 1 | 2019-03-29 07:53 | 2019-03-29 10:14 | 141
| 1 | 2019-03-29 08:10 | 2019-03-29 08:16 | 6
| 1 | 2019-03-29 08:30 | 2019-03-29 08:41 | 11
| 47 | 2019-03-29 08:47 | 2019-03-29 09:07 | 20
| 1 | 2019-03-29 08:50 | 2019-03-29 09:20 | 30
| 1 | 2019-03-29 09:01 | 2019-03-29 09:07 | 6
| 1 | 2019-03-29 09:05 | 2019-03-29 10:37 | 92
| 47 | 2019-03-29 09:06 | 2019-03-29 09:42 | 36
| 14 | 2019-03-29 09:10 | 2019-03-29 09:13 | 3
| 1 | 2019-03-29 09:25 | 2019-03-29 09:58 | 33
| 1 | 2019-03-29 09:25 | 2019-03-29 11:09 | 104
| 19 | 2019-03-29 09:53 | 2019-03-29 10:00 | 7
| 46 | 2019-03-29 10:01 | 2019-03-29 10:41 | 40
| 70 | 2019-03-29 10:10 | 2019-03-29 10:34 | 24
| 2 | 2019-03-29 10:12 | 2019-03-29 11:00 | 48
| 1 | 2019-03-29 10:16 | 2019-03-29 10:22 | 6
| 1 | 2019-03-29 11:12 | 2019-03-29 11:17 | 5
| 3 | 2019-03-29 11:59 | 2019-03-29 12:05 | 6
| 32 | 2019-03-29 12:11 | 2019-03-29 12:26 | 15
| 10 | 2019-03-29 13:04 | 2019-03-29 13:11 | 7
| 1 | 2019-03-29 13:21 | 2019-03-29 14:23 | 62
| 2288 | 2019-03-29 14:07 | 2019-03-29 14:14 | 7
| 1283 | 2019-03-29 14:17 | 2019-03-29 14:25 | 8
| 714 | 2019-03-29 14:19 | 2019-03-29 14:27 | 8
| 2 | 2019-03-29 14:19 | 2019-03-29 14:29 | 10
| 1 | 2019-03-29 14:29 | 2019-03-29 14:35 | 6
| 11 | 2019-03-29 14:39 | 2019-03-29 15:45 | 66
| 2 | 2019-03-29 14:50 | 2019-03-29 17:29 | 159
| 5 | 2019-03-29 14:50 | 2019-03-29 18:16 | 206
| 1 | 2019-03-29 14:52 | 2019-03-29 14:58 | 6
| 10 | 2019-03-29 14:54 | 2019-03-29 15:11 | 17
| 7 | 2019-03-29 14:56 | 2019-03-29 15:14 | 18
| 1 | 2019-03-29 15:07 | 2019-03-29 15:13 | 6
| 45 | 2019-03-29 15:07 | 2019-03-29 16:33 | 86
| 15 | 2019-03-29 15:17 | 2019-03-29 17:11 | 114
| 1 | 2019-03-29 15:22 | 2019-03-29 15:28 | 6
| 1 | 2019-03-29 15:24 | 2019-03-29 15:30 | 6
| 2 | 2019-03-29 15:24 | 2019-03-29 18:53 | 209
| 18 | 2019-03-29 15:28 | 2019-03-29 15:35 | 7
| 93 | 2019-03-29 15:38 | 2019-03-29 16:24 | 46
| 1 | 2019-03-29 15:41 | 2019-03-29 17:27 | 106
| 1 | 2019-03-29 15:50 | 2019-03-29 17:57 | 127
| 1 | 2019-03-29 16:05 | 2019-03-29 16:11 | 6
| 19 | 2019-03-29 16:20 | 2019-03-29 16:48 | 28
| 1 | 2019-03-29 16:23 | 2019-03-29 16:29 | 6
| 9 | 2019-03-29 16:23 | 2019-03-29 16:34 | 11
| 34 | 2019-03-29 16:23 | 2019-03-29 16:41 | 18
| 1 | 2019-03-29 16:54 | 2019-03-29 17:00 | 6
| 31 | 2019-03-29 17:20 | 2019-03-29 17:27 | 7
| 42 | 2019-03-29 17:21 | 2019-03-29 17:51 | 30
| 23 | 2019-03-29 17:21 | 2019-03-29 17:58 | 37
| 46 | 2019-03-29 17:29 | 2019-03-29 17:45 | 16
| 1 | 2019-03-29 17:29 | 2019-03-29 20:06 | 157
| 374 | 2019-03-29 17:32 | 2019-03-29 18:26 | 54
| 5 | 2019-03-29 17:32 | 2019-03-29 18:27 | 55
| 88 | 2019-03-29 17:33 | 2019-03-29 17:45 | 12
| 31 | 2019-03-29 17:33 | 2019-03-29 17:52 | 19
| 1 | 2019-03-29 17:46 | 2019-03-29 20:15 | 149
| 1 | 2019-03-29 17:54 | 2019-03-29 22:23 | 269
| 1637 | 2019-03-29 18:02 | 2019-03-29 18:09 | 7
| 1 | 2019-03-29 18:09 | 2019-03-29 19:09 | 60
| 1 | 2019-03-29 18:19 | 2019-03-29 18:25 | 6
| 279 | 2019-03-29 18:35 | 2019-03-29 18:41 | 6
| 1 | 2019-03-29 18:49 | 2019-03-29 18:55 | 6
| 2 | 2019-03-29 20:27 | 2019-03-29 20:33 | 6
| 1 | 2019-03-29 20:48 | 2019-03-29 20:54 | 6
| 1 | 2019-03-29 21:07 | 2019-03-29 21:12 | 5
| 4 | 2019-03-29 21:07 | 2019-03-29 22:25 | 78
| 88 | 2019-03-29 21:13 | 2019-03-29 21:29 | 16
| 1 | 2019-03-30 00:45 | 2019-03-30 10:44 | 599
| 7 | 2019-03-30 00:46 | 2019-03-30 00:55 | 9
| 2 | 2019-03-30 01:53 | 2019-03-30 09:08 | 435
| 2 | 2019-03-30 02:32 | 2019-03-30 08:05 | 333
| 1 | 2019-03-30 02:47 | 2019-03-30 07:57 | 310
| 1 | 2019-03-30 04:34 | 2019-03-30 05:03 | 29
| 820 | 2019-03-30 05:54 | 2019-03-30 06:02 | 8
| 1 | 2019-03-30 08:13 | 2019-03-30 08:19 | 6
| 1 | 2019-03-30 08:45 | 2019-03-30 08:53 | 8
| 3 | 2019-03-30 08:45 | 2019-03-30 09:43 | 58
| 1 | 2019-03-30 10:07 | 2019-03-30 10:14 | 7
| 1 | 2019-03-30 10:47 | 2019-03-30 10:53 | 6
| 1 | 2019-03-30 11:38 | 2019-03-30 11:44 | 6
| 1 | 2019-03-30 11:59 | 2019-03-30 12:05 | 6
| 5 | 2019-03-30 12:35 | 2019-03-30 12:41 | 6
| 85 | 2019-03-30 12:49 | 2019-03-30 13:05 | 16
| 1 | 2019-03-30 13:34 | 2019-03-30 13:40 | 6
| 7 | 2019-03-30 13:50 | 2019-03-30 13:56 | 6
| 2 | 2019-03-30 14:22 | 2019-03-30 14:28 | 6
| 1 | 2019-03-30 14:39 | 2019-03-30 14:44 | 5
| 1 | 2019-03-30 15:03 | 2019-03-30 15:14 | 11
| 1 | 2019-03-30 15:35 | 2019-03-30 15:41 | 6
| 474 | 2019-03-30 16:19 | 2019-03-30 16:26 | 7
| 2 | 2019-03-30 18:56 | 2019-03-30 19:02 | 6
| 28 | 2019-03-30 21:00 | 2019-03-30 21:18 | 18
| 1 | 2019-03-30 21:19 | 2019-03-30 21:24 | 5
| 2 | 2019-03-30 21:59 | 2019-03-30 22:32 | 33
| 1 | 2019-03-30 22:58 | 2019-03-31 09:17 | 619
| 5 | 2019-03-31 03:04 | 2019-03-31 08:09 | 305
| 1 | 2019-03-31 04:07 | 2019-03-31 10:31 | 384
| 2 | 2019-03-31 04:58 | 2019-03-31 05:06 | 8
| 4 | 2019-03-31 06:04 | 2019-03-31 07:54 | 110
| 2 | 2019-03-31 06:47 | 2019-03-31 07:31 | 44
| 1 | 2019-03-31 06:47 | 2019-03-31 07:38 | 51
| 12 | 2019-03-31 06:47 | 2019-03-31 08:54 | 127
| 1 | 2019-03-31 06:47 | 2019-03-31 09:07 | 140
| 88 | 2019-03-31 08:15 | 2019-03-31 08:23 | 8
| 1 | 2019-03-31 10:21 | 2019-03-31 10:27 | 6
| 28 | 2019-03-31 10:27 | 2019-03-31 10:51 | 24
| 1 | 2019-03-31 10:41 | 2019-03-31 11:16 | 35
| 1 | 2019-03-31 10:47 | 2019-03-31 17:13 | 386
| 1 | 2019-03-31 11:12 | 2019-03-31 11:18 | 6
| 415 | 2019-03-31 11:38 | 2019-03-31 11:45 | 7
| 1 | 2019-03-31 12:35 | 2019-03-31 12:41 | 6
| 7 | 2019-03-31 12:35 | 2019-03-31 12:55 | 20
| 1 | 2019-03-31 13:36 | 2019-03-31 13:42 | 6
| 11 | 2019-03-31 13:36 | 2019-03-31 13:44 | 8
| 1 | 2019-03-31 13:47 | 2019-03-31 13:53 | 6
| 1 | 2019-03-31 14:48 | 2019-03-31 14:53 | 5
| 25 | 2019-03-31 15:32 | 2019-03-31 15:38 | 6
| 1 | 2019-03-31 15:40 | 2019-03-31 19:46 | 246
| 1 | 2019-03-31 15:52 | 2019-03-31 16:57 | 65
| 1 | 2019-03-31 17:24 | 2019-03-31 18:39 | 75
| 1 | 2019-03-31 17:30 | 2019-03-31 19:14 | 104
| 1 | 2019-03-31 20:18 | 2019-03-31 20:24 | 6
| 20 | 2019-03-31 21:40 | 2019-03-31 21:46 | 6
| 2 | 2019-03-31 22:22 | 2019-03-31 22:32 | 10
| 1 | 2019-04-01 00:33 | 2019-04-01 07:18 | 405
| 1 | 2019-04-01 00:47 | 2019-04-01 07:29 | 402
| 1 | 2019-04-01 07:30 | 2019-04-01 08:42 | 72
| 53 | 2019-04-01 07:38 | 2019-04-01 07:46 | 8
| 1 | 2019-04-01 08:20 | 2019-04-01 08:26 | 6
| 1 | 2019-04-01 08:38 | 2019-04-01 08:44 | 6
| 1 | 2019-04-01 09:12 | 2019-04-01 09:18 | 6
| 1 | 2019-04-01 10:15 | 2019-04-01 10:21 | 6
| 1 | 2019-04-01 10:42 | 2019-04-01 10:48 | 6
| 1 | 2019-04-01 10:50 | 2019-04-01 10:56 | 6
| 1 | 2019-04-01 10:51 | 2019-04-01 11:08 | 17
| 1 | 2019-04-01 10:56 | 2019-04-01 11:08 | 12
| 1 | 2019-04-01 11:19 | 2019-04-01 11:50 | 31
| 178 | 2019-04-01 12:13 | 2019-04-01 12:20 | 7
| 10 | 2019-04-01 12:29 | 2019-04-01 14:54 | 145
| 4 | 2019-04-01 12:55 | 2019-04-01 12:58 | 3
| 26 | 2019-04-01 13:37 | 2019-04-01 13:43 | 6
| 1 | 2019-04-01 13:46 | 2019-04-01 13:52 | 6
| 1 | 2019-04-01 13:49 | 2019-04-01 13:55 | 6
| 1 | 2019-04-01 14:19 | 2019-04-01 14:25 | 6
| 22 | 2019-04-01 14:48 | 2019-04-01 15:21 | 33
| 1 | 2019-04-01 14:52 | 2019-04-01 14:58 | 6
| 9 | 2019-04-01 17:39 | 2019-04-01 17:51 | 12
| 1 | 2019-04-01 18:02 | 2019-04-01 20:14 | 132
| 1 | 2019-04-01 19:55 | 2019-04-01 20:01 | 6
| 1 | 2019-04-01 20:10 | 2019-04-01 20:16 | 6
| 1 | 2019-04-01 22:00 | 2019-04-01 22:27 | 27
| 6 | 2019-04-02 | 2019-04-02 01:57 | 117
| 1 | 2019-04-02 03:15 | 2019-04-02 09:22 | 367
| 1 | 2019-04-02 03:31 | 2019-04-02 07:33 | 242
| 7 | 2019-04-02 03:31 | 2019-04-02 07:50 | 259
| 1 | 2019-04-02 04:32 | 2019-04-02 07:15 | 163
| 35 | 2019-04-02 07:08 | 2019-04-02 07:27 | 19
| 3 | 2019-04-02 07:17 | 2019-04-02 07:23 | 6
| 1 | 2019-04-02 09:14 | 2019-04-02 10:46 | 92
| 1 | 2019-04-02 09:29 | 2019-04-02 16:36 | 427
| 1 | 2019-04-02 10:05 | 2019-04-02 10:12 | 7
| 1 | 2019-04-02 10:09 | 2019-04-02 10:15 | 6
| 1 | 2019-04-02 10:35 | 2019-04-02 10:47 | 12
| 3 | 2019-04-02 11:05 | 2019-04-02 11:12 | 7
| 1 | 2019-04-02 11:08 | 2019-04-02 11:14 | 6
| 1 | 2019-04-02 12:26 | 2019-04-02 12:51 | 25
| 2 | 2019-04-02 12:27 | 2019-04-02 12:33 | 6
| 1 | 2019-04-02 13:03 | 2019-04-02 13:09 | 6
| 1 | 2019-04-02 13:58 | 2019-04-02 14:04 | 6
| 4 | 2019-04-02 13:58 | 2019-04-02 17:09 | 191
| 1 | 2019-04-02 14:11 | 2019-04-02 14:17 | 6
| 1 | 2019-04-02 14:33 | 2019-04-02 14:39 | 6
| 8 | 2019-04-02 15:00 | 2019-04-02 15:22 | 22
| 1 | 2019-04-02 16:38 | 2019-04-02 16:44 | 6
| 1 | 2019-04-02 16:52 | 2019-04-02 16:58 | 6
| 1 | 2019-04-02 16:56 | 2019-04-02 17:35 | 39
| 1 | 2019-04-02 17:18 | 2019-04-02 17:58 | 40
| 89 | 2019-04-02 20:46 | 2019-04-02 20:55 | 9
| 1 | 2019-04-02 22:07 | 2019-04-02 22:13 | 6
| 2 | 2019-04-02 22:19 | 2019-04-02 22:25 | 6
| 47 | 2019-04-02 22:19 | 2019-04-02 22:36 | 17
| 20 | 2019-04-02 22:22 | 2019-04-02 22:42 | 20
| 3 | 2019-04-03 00:04 | 2019-04-03 08:24 | 500
| 1 | 2019-04-03 01:31 | 2019-04-03 02:13 | 42
| 2 | 2019-04-03 05:35 | 2019-04-03 05:53 | 18
| 1 | 2019-04-03 06:54 | 2019-04-03 07:00 | 6
| 1 | 2019-04-03 07:08 | 2019-04-03 07:14 | 6
| 2 | 2019-04-03 07:08 | 2019-04-03 07:46 | 38
| 205 | 2019-04-03 08:43 | 2019-04-03 08:52 | 9
| 1 | 2019-04-03 08:56 | 2019-04-03 09:02 | 6
| 1 | 2019-04-03 09:13 | 2019-04-03 13:40 | 267
| 1 | 2019-04-03 09:48 | 2019-04-03 10:51 | 63
| 1 | 2019-04-03 09:48 | 2019-04-03 11:57 | 129
| 1 | 2019-04-03 10:03 | 2019-04-03 10:47 | 44
| 1 | 2019-04-03 10:10 | 2019-04-03 10:40 | 30
| 1 | 2019-04-03 10:41 | 2019-04-03 10:47 | 6
| 17 | 2019-04-03 10:46 | 2019-04-03 11:24 | 38
| 2 | 2019-04-03 10:59 | 2019-04-03 11:00 | 1
| 1 | 2019-04-03 11:07 | 2019-04-03 11:41 | 34
| 1 | 2019-04-03 11:56 | 2019-04-03 12:51 | 55
| 1 | 2019-04-03 12:07 | 2019-04-03 12:13 | 6
| 1 | 2019-04-03 12:09 | 2019-04-03 12:11 | 2
| 2 | 2019-04-03 12:54 | 2019-04-03 12:57 | 3
| 1 | 2019-04-03 13:19 | 2019-04-03 13:25 | 6
| 2 | 2019-04-03 14:40 | 2019-04-03 15:33 | 53
| 1 | 2019-04-03 14:48 | 2019-04-03 14:54 | 6
| 25 | 2019-04-03 15:45 | 2019-04-03 15:51 | 6
| 4 | 2019-04-03 16:58 | 2019-04-03 17:09 | 11
| 1 | 2019-04-03 18:01 | 2019-04-03 18:07 | 6
| 2 | 2019-04-03 20:39 | 2019-04-03 20:46 | 7
| 2 | 2019-04-04 01:46 | 2019-04-04 02:06 | 20
| 1 | 2019-04-04 03:39 | 2019-04-04 14:36 | 657
| 4 | 2019-04-04 05:22 | 2019-04-04 06:09 | 47
| 5 | 2019-04-04 05:34 | 2019-04-04 05:45 | 11
| 2 | 2019-04-04 05:47 | 2019-04-04 06:50 | 63
| 77 | 2019-04-04 06:39 | 2019-04-04 07:04 | 25
| 1 | 2019-04-04 07:31 | 2019-04-04 13:04 | 333
| 2 | 2019-04-04 10:05 | 2019-04-04 10:24 | 19
| 1 | 2019-04-04 10:37 | 2019-04-04 10:43 | 6
| 3 | 2019-04-04 10:55 | 2019-04-04 11:41 | 46
| 3 | 2019-04-04 12:44 | 2019-04-04 13:16 | 32
| 2 | 2019-04-04 13:25 | 2019-04-04 13:32 | 7
| 1 | 2019-04-04 13:31 | 2019-04-04 13:37 | 6
| 2 | 2019-04-04 13:31 | 2019-04-04 14:55 | 84
| 1 | 2019-04-04 13:53 | 2019-04-04 13:59 | 6
| 11 | 2019-04-04 15:26 | 2019-04-04 15:32 | 6
| 1 | 2019-04-04 16:07 | 2019-04-04 16:13 | 6
| 51 | 2019-04-04 16:37 | 2019-04-04 16:56 | 19
| 1 | 2019-04-04 18:09 | 2019-04-04 18:15 | 6
| 6 | 2019-04-04 18:09 | 2019-04-04 18:38 | 29
| 1 | 2019-04-04 18:45 | 2019-04-04 18:50 | 5
| 9 | 2019-04-04 18:45 | 2019-04-04 18:52 | 7
| 6 | 2019-04-04 19:46 | 2019-04-04 19:52 | 6
| 1 | 2019-04-04 22:10 | 2019-04-04 22:16 | 6
| 2 | 2019-04-04 22:28 | 2019-04-04 22:57 | 29
| 2 | 2019-04-04 23:41 | 2019-04-05 08:57 | 556
| 2 | 2019-04-05 00:35 | 2019-04-05 08:19 | 464
| 12 | 2019-04-05 01:08 | 2019-04-05 07:13 | 365
| 17 | 2019-04-05 04:41 | 2019-04-05 04:47 | 6
| 2 | 2019-04-05 08:43 | 2019-04-05 08:49 | 6
| 1 | 2019-04-05 08:47 | 2019-04-05 20:48 | 721
| 1 | 2019-04-05 09:46 | 2019-04-05 11:39 | 113
| 14 | 2019-04-05 10:20 | 2019-04-05 10:40 | 20
| 1 | 2019-04-05 11:03 | 2019-04-05 13:03 | 120
| 1 | 2019-04-05 11:16 | 2019-04-05 11:22 | 6
| 75 | 2019-04-05 11:41 | 2019-04-05 11:55 | 14
| 1 | 2019-04-05 11:43 | 2019-04-05 11:49 | 6
| 1 | 2019-04-05 12:25 | 2019-04-05 12:31 | 6
| 1 | 2019-04-05 13:40 | 2019-04-05 13:46 | 6
| 1 | 2019-04-05 14:09 | 2019-04-05 14:25 | 16
| 27 | 2019-04-05 14:17 | 2019-04-05 14:24 | 7
| 19 | 2019-04-05 15:33 | 2019-04-05 15:56 | 23
| 1 | 2019-04-05 15:42 | 2019-04-05 15:48 | 6
| 1 | 2019-04-05 16:07 | 2019-04-05 16:13 | 6
| 1 | 2019-04-05 16:13 | 2019-04-05 16:19 | 6
| 1 | 2019-04-05 16:24 | 2019-04-05 17:08 | 44
| 1 | 2019-04-05 16:51 | 2019-04-05 19:16 | 145
| 1 | 2019-04-05 16:51 | 2019-04-05 19:18 | 147
| 206 | 2019-04-05 16:58 | 2019-04-05 17:04 | 6
| 3 | 2019-04-05 17:18 | 2019-04-05 17:44 | 26
| 1 | 2019-04-05 17:36 | 2019-04-05 17:42 | 6
| 1 | 2019-04-05 20:15 | 2019-04-05 20:35 | 20
| 2 | 2019-04-05 20:58 | 2019-04-05 21:38 | 40
| 19 | 2019-04-05 21:12 | 2019-04-05 21:25 | 13
| 1 | 2019-04-05 21:23 | 2019-04-05 21:29 | 6
| 13 | 2019-04-05 21:24 | 2019-04-05 21:31 | 7
| 26 | 2019-04-05 21:25 | 2019-04-05 21:52 | 27
| 2 | 2019-04-05 21:27 | 2019-04-05 21:33 | 6
| 1 | 2019-04-05 21:35 | 2019-04-05 21:41 | 6
| 1 | 2019-04-05 21:38 | 2019-04-05 21:56 | 18
| 1 | 2019-04-05 21:48 | 2019-04-06 07:46 | 598
| 2 | 2019-04-05 21:50 | 2019-04-05 22:16 | 26
| 1 | 2019-04-05 22:22 | 2019-04-05 22:28 | 6
| 1 | 2019-04-05 23:23 | 2019-04-05 23:50 | 27
| 23 | 2019-04-05 23:23 | 2019-04-06 08:32 | 549
| 3 | 2019-04-06 01:23 | 2019-04-06 01:51 | 28
| 17 | 2019-04-06 02:51 | 2019-04-06 02:58 | 7
| 1 | 2019-04-06 07:52 | 2019-04-06 07:58 | 6
| 2 | 2019-04-06 07:52 | 2019-04-06 08:18 | 26
| 1 | 2019-04-06 07:59 | 2019-04-06 08:16 | 17
| 1 | 2019-04-06 09:06 | 2019-04-06 09:12 | 6
| 14 | 2019-04-06 09:06 | 2019-04-06 09:32 | 26
| 1 | 2019-04-06 10:24 | 2019-04-06 10:30 | 6
| 1 | 2019-04-06 10:33 | 2019-04-06 15:52 | 319
| 1 | 2019-04-06 10:36 | 2019-04-06 10:42 | 6
| 23 | 2019-04-06 10:54 | 2019-04-06 11:10 | 16
| 26 | 2019-04-06 11:18 | 2019-04-06 11:24 | 6
| 1 | 2019-04-06 12:26 | 2019-04-06 12:31 | 5
| 1 | 2019-04-06 12:39 | 2019-04-06 12:45 | 6
| 1 | 2019-04-06 12:51 | 2019-04-06 13:20 | 29
| 2 | 2019-04-06 13:06 | 2019-04-06 13:12 | 6
| 1 | 2019-04-06 13:47 | 2019-04-06 14:01 | 14
| 1 | 2019-04-06 16:38 | 2019-04-06 16:44 | 6
| 14 | 2019-04-06 16:51 | 2019-04-06 17:01 | 10
| 1 | 2019-04-06 18:13 | 2019-04-06 18:19 | 6
| 2 | 2019-04-06 18:30 | 2019-04-06 18:46 | 16
| 1 | 2019-04-06 20:31 | 2019-04-06 20:37 | 6
| 1 | 2019-04-06 22:55 | 2019-04-07 06:48 | 473
| 3 | 2019-04-06 23:39 | 2019-04-06 23:59 | 20
| 113 | 2019-04-06 23:55 | 2019-04-07 00:02 | 7
| 1 | 2019-04-07 03:30 | 2019-04-07 10:17 | 407
| 1 | 2019-04-07 09:30 | 2019-04-07 09:36 | 6
| 1 | 2019-04-07 11:38 | 2019-04-07 11:44 | 6
| 8 | 2019-04-07 12:26 | 2019-04-07 12:40 | 14
| 1 | 2019-04-07 14:11 | 2019-04-07 14:17 | 6
| 1 | 2019-04-07 14:21 | 2019-04-07 19:11 | 290
| 5 | 2019-04-07 16:42 | 2019-04-07 17:04 | 22
| 10 | 2019-04-07 16:42 | 2019-04-07 17:23 | 41
| 4 | 2019-04-07 17:13 | 2019-04-07 17:19 | 6
| 5 | 2019-04-07 19:40 | 2019-04-07 19:46 | 6
| 1 | 2019-04-07 23:16 | 2019-04-08 07:34 | 498
| 1 | 2019-04-08 01:21 | 2019-04-08 07:26 | 365
| 1 | 2019-04-08 03:54 | 2019-04-08 04:08 | 14
| 13 | 2019-04-08 06:20 | 2019-04-08 06:33 | 13
| 1 | 2019-04-08 06:34 | 2019-04-08 06:40 | 6
| 1 | 2019-04-08 09:00 | 2019-04-08 09:32 | 32
| 1 | 2019-04-08 10:27 | 2019-04-08 10:33 | 6
| 1 | 2019-04-08 11:19 | 2019-04-08 11:25 | 6
| 1 | 2019-04-08 11:21 | 2019-04-08 11:27 | 6
| 1 | 2019-04-08 11:27 | 2019-04-08 17:21 | 354
| 1 | 2019-04-08 12:24 | 2019-04-08 12:30 | 6
| 1 | 2019-04-08 13:07 | 2019-04-08 13:12 | 5
| 2 | 2019-04-08 13:54 | 2019-04-08 14:00 | 6
| 1053 | 2019-04-08 14:21 | 2019-04-08 14:29 | 8
| 10 | 2019-04-08 14:30 | 2019-04-08 14:35 | 5
| 1 | 2019-04-08 14:37 | 2019-04-08 14:41 | 4
| 1 | 2019-04-08 15:18 | 2019-04-08 15:24 | 6
| 1 | 2019-04-08 15:38 | 2019-04-08 15:44 | 6
| 1 | 2019-04-08 17:42 | 2019-04-08 18:05 | 23
| 2222 | 2019-04-08 18:22 | 2019-04-08 18:29 | 7
| 119 | 2019-04-09 01:44 | 2019-04-09 01:51 | 7
| 19 | 2019-04-09 01:44 | 2019-04-09 07:35 | 351
| 16 | 2019-04-09 02:48 | 2019-04-09 02:57 | 9
| 3 | 2019-04-09 05:39 | 2019-04-09 19:02 | 803
| 1 | 2019-04-09 06:27 | 2019-04-09 08:34 | 127
| 1 | 2019-04-09 06:41 | 2019-04-09 06:47 | 6
| 1 | 2019-04-09 07:35 | 2019-04-09 08:06 | 31
| 28 | 2019-04-09 07:35 | 2019-04-09 08:19 | 44
| 1 | 2019-04-09 07:35 | 2019-04-09 09:41 | 126
| 1 | 2019-04-09 07:37 | 2019-04-09 07:43 | 6
| 1 | 2019-04-09 07:47 | 2019-04-09 07:59 | 12
| 1 | 2019-04-09 07:55 | 2019-04-09 08:00 | 5
| 1 | 2019-04-09 08:11 | 2019-04-09 08:32 | 21
| 1 | 2019-04-09 08:56 | 2019-04-09 09:01 | 5
| 14 | 2019-04-09 09:27 | 2019-04-09 09:34 | 7
| 1 | 2019-04-09 09:27 | 2019-04-09 09:57 | 30
| 5 | 2019-04-09 09:27 | 2019-04-09 10:42 | 75
| 1 | 2019-04-09 09:59 | 2019-04-09 10:13 | 14
| 1 | 2019-04-09 11:44 | 2019-04-09 11:46 | 2
| 1 | 2019-04-09 11:55 | 2019-04-09 12:00 | 5
| 1 | 2019-04-09 12:29 | 2019-04-09 13:16 | 47
| 1 | 2019-04-09 12:41 | 2019-04-09 12:47 | 6
| 1 | 2019-04-09 12:58 | 2019-04-09 13:04 | 6
| 20 | 2019-04-09 14:31 | 2019-04-09 14:55 | 24
| 23 | 2019-04-09 15:26 | 2019-04-09 15:52 | 26
| 1 | 2019-04-09 16:52 | 2019-04-09 16:58 | 6
| 1 | 2019-04-09 17:20 | 2019-04-09 17:26 | 6
| 1 | 2019-04-09 17:50 | 2019-04-09 21:32 | 222
| 1 | 2019-04-09 18:20 | 2019-04-09 18:32 | 12
| 15 | 2019-04-09 19:37 | 2019-04-09 20:16 | 39
| 93 | 2019-04-09 20:21 | 2019-04-09 20:41 | 20
| 6 | 2019-04-09 20:25 | 2019-04-09 20:41 | 16
| 4 | 2019-04-10 07:11 | 2019-04-10 09:35 | 144
| 1 | 2019-04-10 07:54 | 2019-04-10 08:00 | 6
| 1 | 2019-04-10 08:22 | 2019-04-10 09:46 | 84
| 1 | 2019-04-10 09:07 | 2019-04-10 09:13 | 6
| 1 | 2019-04-10 09:19 | 2019-04-10 09:21 | 2
| 1 | 2019-04-10 09:35 | 2019-04-10 09:37 | 2
| 12 | 2019-04-10 09:45 | 2019-04-10 09:53 | 8
| 1 | 2019-04-10 09:47 | 2019-04-10 09:54 | 7
| 71 | 2019-04-10 10:15 | 2019-04-10 10:33 | 18
| 11 | 2019-04-10 10:15 | 2019-04-10 10:38 | 23
| 19 | 2019-04-10 10:16 | 2019-04-10 10:40 | 24
| 69 | 2019-04-10 10:16 | 2019-04-10 12:17 | 121
| 11 | 2019-04-10 10:21 | 2019-04-10 10:32 | 11
| 1 | 2019-04-10 10:22 | 2019-04-10 10:41 | 19
| 1 | 2019-04-10 10:36 | 2019-04-10 15:15 | 279
| 1 | 2019-04-10 11:59 | 2019-04-10 12:05 | 6
| 3 | 2019-04-10 12:23 | 2019-04-10 13:39 | 76
| 7 | 2019-04-10 12:39 | 2019-04-10 12:53 | 14
| 1 | 2019-04-10 12:40 | 2019-04-10 12:46 | 6
| 1 | 2019-04-10 12:57 | 2019-04-10 13:31 | 34
| 1 | 2019-04-10 13:25 | 2019-04-10 17:46 | 261
| 1 | 2019-04-10 13:55 | 2019-04-10 13:59 | 4
| 1 | 2019-04-10 13:59 | 2019-04-10 14:05 | 6
| 62 | 2019-04-10 13:59 | 2019-04-10 17:39 | 220
| 1 | 2019-04-10 14:20 | 2019-04-10 18:02 | 222
| 39 | 2019-04-10 14:48 | 2019-04-10 14:54 | 6
| 14 | 2019-04-10 14:56 | 2019-04-10 15:08 | 12
| 1 | 2019-04-10 15:04 | 2019-04-10 15:12 | 8
| 1 | 2019-04-10 16:09 | 2019-04-10 16:14 | 5
| 2 | 2019-04-10 17:10 | 2019-04-10 17:16 | 6
| 1 | 2019-04-10 17:59 | 2019-04-10 18:05 | 6
| 1 | 2019-04-10 18:36 | 2019-04-10 18:42 | 6
| 18 | 2019-04-10 19:53 | 2019-04-10 20:00 | 7
| 3 | 2019-04-10 20:09 | 2019-04-10 20:27 | 18
| 1 | 2019-04-10 22:35 | 2019-04-10 22:41 | 6
| 1 | 2019-04-11 03:18 | 2019-04-11 09:14 | 356
| 1 | 2019-04-11 06:55 | 2019-04-11 07:12 | 17
| 12 | 2019-04-11 06:55 | 2019-04-11 07:29 | 34
| 3 | 2019-04-11 07:38 | 2019-04-11 08:06 | 28
| 26 | 2019-04-11 08:13 | 2019-04-11 08:23 | 10
| 1 | 2019-04-11 09:00 | 2019-04-11 09:06 | 6
| 4 | 2019-04-11 09:00 | 2019-04-11 09:29 | 29
| 1 | 2019-04-11 09:03 | 2019-04-11 09:08 | 5
| 1 | 2019-04-11 09:19 | 2019-04-11 11:30 | 131
| 14 | 2019-04-11 09:35 | 2019-04-11 09:41 | 6
| 1 | 2019-04-11 09:57 | 2019-04-11 10:03 | 6
| 1 | 2019-04-11 10:14 | 2019-04-11 10:20 | 6
| 26 | 2019-04-11 10:22 | 2019-04-11 10:34 | 12
| 1 | 2019-04-11 10:42 | 2019-04-11 11:03 | 21
| 2375 | 2019-04-11 11:48 | 2019-04-11 11:58 | 10
| 1 | 2019-04-11 13:00 | 2019-04-11 16:33 | 213
| 1 | 2019-04-11 13:22 | 2019-04-11 13:28 | 6
| 316 | 2019-04-11 13:44 | 2019-04-11 13:52 | 8
| 1 | 2019-04-11 14:05 | 2019-04-11 14:11 | 6
| 1 | 2019-04-11 14:32 | 2019-04-11 14:38 | 6
| 14 | 2019-04-11 14:39 | 2019-04-11 14:45 | 6
| 9 | 2019-04-11 15:14 | 2019-04-11 15:20 | 6
| 1 | 2019-04-11 15:49 | 2019-04-11 16:04 | 15
| 45 | 2019-04-11 15:55 | 2019-04-11 16:02 | 7
| 1 | 2019-04-11 16:48 | 2019-04-11 16:54 | 6
| 1 | 2019-04-11 17:55 | 2019-04-11 18:09 | 14
| 1084 | 2019-04-11 18:11 | 2019-04-11 18:20 | 9
| 1 | 2019-04-11 19:48 | 2019-04-11 20:10 | 22
| 1 | 2019-04-11 20:44 | 2019-04-11 20:50 | 6
| 4 | 2019-04-11 22:05 | 2019-04-11 22:12 | 7
| 1 | 2019-04-12 06:14 | 2019-04-12 06:20 | 6
| 4 | 2019-04-12 07:51 | 2019-04-12 09:04 | 73
| 16 | 2019-04-12 08:20 | 2019-04-12 08:39 | 19
| 21 | 2019-04-12 08:20 | 2019-04-12 08:52 | 32
| 1 | 2019-04-12 08:26 | 2019-04-12 08:32 | 6
| 1901 | 2019-04-12 09:15 | 2019-04-12 09:21 | 6
| 1 | 2019-04-12 09:31 | 2019-04-12 11:07 | 96
| 119 | 2019-04-12 10:07 | 2019-04-12 10:20 | 13
| 3 | 2019-04-12 10:39 | 2019-04-12 11:17 | 38
| 216 | 2019-04-12 10:53 | 2019-04-12 10:59 | 6
| 1 | 2019-04-12 11:14 | 2019-04-12 11:20 | 6
| 3 | 2019-04-12 11:48 | 2019-04-12 11:55 | 7
| 7 | 2019-04-12 14:36 | 2019-04-12 14:44 | 8
| 47 | 2019-04-12 16:47 | 2019-04-12 17:01 | 14
| 1 | 2019-04-12 17:14 | 2019-04-12 17:20 | 6
| 3 | 2019-04-12 19:33 | 2019-04-12 20:08 | 35
| 2 | 2019-04-12 23:25 | 2019-04-13 07:32 | 487
| 3 | 2019-04-13 04:25 | 2019-04-13 09:28 | 303
| 1 | 2019-04-13 04:51 | 2019-04-13 07:22 | 151
| 1 | 2019-04-13 07:18 | 2019-04-13 07:24 | 6
| 6 | 2019-04-13 07:29 | 2019-04-13 08:29 | 60
| 1 | 2019-04-13 07:32 | 2019-04-13 07:38 | 6
| 1 | 2019-04-13 14:32 | 2019-04-13 14:38 | 6
| 1 | 2019-04-13 16:12 | 2019-04-13 16:18 | 6
| 2 | 2019-04-13 16:17 | 2019-04-13 16:37 | 20
| 1 | 2019-04-13 17:17 | 2019-04-13 17:36 | 19
| 1 | 2019-04-13 18:01 | 2019-04-13 18:07 | 6
| 5 | 2019-04-13 23:27 | 2019-04-13 23:33 | 6
| 1 | 2019-04-14 00:13 | 2019-04-14 07:10 | 417
| 7 | 2019-04-14 05:18 | 2019-04-14 07:02 | 104
| 1 | 2019-04-14 09:04 | 2019-04-14 10:29 | 85
| 1 | 2019-04-14 09:47 | 2019-04-14 09:53 | 6
| 1 | 2019-04-14 13:13 | 2019-04-14 14:38 | 85
| 76 | 2019-04-14 15:18 | 2019-04-14 15:27 | 9
| 1 | 2019-04-14 15:54 | 2019-04-14 16:00 | 6
| 74 | 2019-04-14 15:54 | 2019-04-14 16:23 | 29
| 1 | 2019-04-14 15:59 | 2019-04-14 16:05 | 6
| 5 | 2019-04-15 01:02 | 2019-04-15 01:41 | 39
| 1 | 2019-04-15 07:51 | 2019-04-15 07:57 | 6
| 1 | 2019-04-15 07:53 | 2019-04-15 07:59 | 6
| 1 | 2019-04-15 08:36 | 2019-04-15 08:42 | 6
| 1 | 2019-04-15 08:55 | 2019-04-15 09:01 | 6
| 8 | 2019-04-15 09:54 | 2019-04-15 10:00 | 6
| 2 | 2019-04-15 10:43 | 2019-04-15 10:50 | 7
| 1 | 2019-04-15 11:24 | 2019-04-15 11:30 | 6
| 18 | 2019-04-15 11:40 | 2019-04-15 11:57 | 17
| 17 | 2019-04-15 11:40 | 2019-04-15 11:58 | 18
| 23 | 2019-04-15 12:26 | 2019-04-15 12:42 | 16
| 1 | 2019-04-15 12:49 | 2019-04-15 12:55 | 6
| 1 | 2019-04-15 14:02 | 2019-04-15 14:07 | 5
| 1 | 2019-04-15 14:07 | 2019-04-15 17:13 | 186
| 1 | 2019-04-15 15:25 | 2019-04-15 15:31 | 6
| 3 | 2019-04-15 16:51 | 2019-04-15 17:38 | 47
| 48 | 2019-04-15 18:54 | 2019-04-15 19:13 | 19
| 17 | 2019-04-15 21:02 | 2019-04-15 21:18 | 16
| 1 | 2019-04-15 21:25 | 2019-04-15 21:35 | 10
| 1 | 2019-04-16 03:11 | 2019-04-16 07:33 | 262
| 1 | 2019-04-16 10:23 | 2019-04-16 15:08 | 285
| 1 | 2019-04-16 12:02 | 2019-04-16 13:48 | 106
| 6 | 2019-04-16 12:05 | 2019-04-16 12:11 | 6
| 2 | 2019-04-16 12:11 | 2019-04-16 12:17 | 6
| 3 | 2019-04-16 13:12 | 2019-04-16 13:18 | 6
| 1 | 2019-04-16 13:13 | 2019-04-16 13:19 | 6
| 1 | 2019-04-16 13:34 | 2019-04-16 13:42 | 8
| 29 | 2019-04-16 16:55 | 2019-04-16 17:00 | 5
| 2 | 2019-04-16 17:23 | 2019-04-16 17:29 | 6
| 1 | 2019-04-16 17:42 | 2019-04-16 17:47 | 5
| 95 | 2019-04-16 19:57 | 2019-04-16 20:10 | 13
| 2 | 2019-04-16 20:26 | 2019-04-16 21:14 | 48
| 1 | 2019-04-17 03:17 | 2019-04-17 03:28 | 11
| 1 | 2019-04-17 08:45 | 2019-04-17 08:51 | 6
| 1 | 2019-04-17 09:04 | 2019-04-17 09:10 | 6
| 38 | 2019-04-17 09:43 | 2019-04-17 09:59 | 16
| 2 | 2019-04-17 09:47 | 2019-04-17 09:54 | 7
| 6 | 2019-04-17 10:16 | 2019-04-17 10:22 | 6
| 9 | 2019-04-17 10:16 | 2019-04-17 10:34 | 18
| 1 | 2019-04-17 12:45 | 2019-04-17 12:51 | 6
| 1 | 2019-04-17 12:59 | 2019-04-17 13:14 | 15
| 1 | 2019-04-17 13:10 | 2019-04-17 13:16 | 6
| 11 | 2019-04-17 13:10 | 2019-04-17 17:23 | 253
| 1 | 2019-04-17 14:42 | 2019-04-17 15:08 | 26
| 4 | 2019-04-17 14:42 | 2019-04-17 15:58 | 76
| 1 | 2019-04-17 15:34 | 2019-04-17 15:39 | 5
| 966 | 2019-04-17 15:53 | 2019-04-17 16:02 | 9
| 9 | 2019-04-17 17:55 | 2019-04-17 18:07 | 12
| 21 | 2019-04-17 18:26 | 2019-04-17 18:41 | 15
| 5 | 2019-04-17 19:17 | 2019-04-17 19:38 | 21
| 33 | 2019-04-17 21:28 | 2019-04-17 21:33 | 5
| 73 | 2019-04-17 21:28 | 2019-04-17 21:34 | 6
| 1 | 2019-04-17 22:40 | 2019-04-17 22:46 | 6
| 1 | 2019-04-18 06:59 | 2019-04-18 07:05 | 6
| 1 | 2019-04-18 09:02 | 2019-04-18 09:08 | 6
| 3 | 2019-04-18 09:17 | 2019-04-18 09:24 | 7
| 1 | 2019-04-18 09:39 | 2019-04-18 09:45 | 6
| 13 | 2019-04-18 11:31 | 2019-04-18 12:39 | 68
| 2 | 2019-04-18 12:05 | 2019-04-18 14:03 | 118
| 62 | 2019-04-18 12:05 | 2019-04-18 14:04 | 119
| 168 | 2019-04-18 12:39 | 2019-04-18 12:56 | 17
| 1 | 2019-04-18 13:25 | 2019-04-18 13:31 | 6
| 2 | 2019-04-18 13:30 | 2019-04-18 13:36 | 6
| 4 | 2019-04-18 13:45 | 2019-04-18 16:14 | 149
| 1 | 2019-04-18 14:23 | 2019-04-18 14:29 | 6
| 24 | 2019-04-18 14:45 | 2019-04-18 15:16 | 31
| 1 | 2019-04-18 15:18 | 2019-04-18 15:24 | 6
| 83 | 2019-04-18 15:20 | 2019-04-18 15:34 | 14
| 1 | 2019-04-18 15:34 | 2019-04-18 15:40 | 6
| 1 | 2019-04-18 16:55 | 2019-04-18 17:01 | 6
| 1 | 2019-04-18 18:18 | 2019-04-18 18:24 | 6
| 14 | 2019-04-18 20:04 | 2019-04-18 20:20 | 16
| 18 | 2019-04-18 20:23 | 2019-04-18 21:29 | 66
| 1 | 2019-04-18 20:36 | 2019-04-18 20:42 | 6
| 161 | 2019-04-18 20:54 | 2019-04-18 21:00 | 6
| 1 | 2019-04-18 23:51 | 2019-04-18 23:57 | 6
| 1 | 2019-04-19 00:21 | 2019-04-19 00:37 | 16
| 1 | 2019-04-19 09:55 | 2019-04-19 10:01 | 6
| 73 | 2019-04-19 14:24 | 2019-04-19 14:41 | 17
| 1 | 2019-04-19 16:00 | 2019-04-19 17:18 | 78
| 1 | 2019-04-19 18:56 | 2019-04-19 19:04 | 8
| 1 | 2019-04-19 20:01 | 2019-04-19 20:07 | 6
| 1 | 2019-04-20 00:12 | 2019-04-20 10:15 | 603
| 87 | 2019-04-20 00:53 | 2019-04-20 01:01 | 8
| 1 | 2019-04-20 01:31 | 2019-04-20 10:57 | 566
| 12 | 2019-04-20 03:27 | 2019-04-20 03:41 | 14
| 2 | 2019-04-20 07:12 | 2019-04-20 07:37 | 25
| 1 | 2019-04-20 08:53 | 2019-04-20 08:58 | 5
| 46 | 2019-04-20 09:05 | 2019-04-20 09:41 | 36
| 1 | 2019-04-20 10:12 | 2019-04-20 10:18 | 6
| 79 | 2019-04-20 10:41 | 2019-04-20 11:00 | 19
| 1 | 2019-04-20 10:45 | 2019-04-20 10:51 | 6
| 1 | 2019-04-20 10:45 | 2019-04-20 12:09 | 84
| 1 | 2019-04-20 10:46 | 2019-04-20 10:52 | 6
| 2 | 2019-04-20 12:51 | 2019-04-20 12:57 | 6
| 1 | 2019-04-20 13:03 | 2019-04-20 13:08 | 5
| 9 | 2019-04-20 13:22 | 2019-04-20 13:28 | 6
| 1 | 2019-04-20 13:33 | 2019-04-20 18:24 | 291
| 1 | 2019-04-20 17:12 | 2019-04-20 18:21 | 69
| 5 | 2019-04-20 18:01 | 2019-04-20 18:12 | 11
| 1 | 2019-04-20 18:42 | 2019-04-20 19:12 | 30
| 32 | 2019-04-20 22:33 | 2019-04-20 22:45 | 12
| 1 | 2019-04-21 04:34 | 2019-04-21 08:06 | 212
| 2 | 2019-04-21 05:33 | 2019-04-21 09:30 | 237
| 1 | 2019-04-21 09:54 | 2019-04-21 10:00 | 6
| 25 | 2019-04-21 12:39 | 2019-04-21 12:45 | 6
| 1 | 2019-04-21 13:06 | 2019-04-21 17:33 | 267
| 1 | 2019-04-21 16:32 | 2019-04-21 16:38 | 6
| 138 | 2019-04-21 16:55 | 2019-04-21 17:16 | 21
| 37 | 2019-04-21 17:04 | 2019-04-21 17:07 | 3
| 104 | 2019-04-21 17:04 | 2019-04-21 17:16 | 12
| 1 | 2019-04-21 17:11 | 2019-04-21 17:17 | 6
| 1 | 2019-04-21 17:12 | 2019-04-21 17:17 | 5
| 21 | 2019-04-21 17:12 | 2019-04-21 17:44 | 32
| 9 | 2019-04-21 17:17 | 2019-04-21 17:57 | 40
| 15 | 2019-04-21 17:28 | 2019-04-21 17:43 | 15
| 36 | 2019-04-21 17:36 | 2019-04-21 17:42 | 6
| 1 | 2019-04-21 17:38 | 2019-04-21 17:43 | 5
| 603 | 2019-04-21 18:04 | 2019-04-21 18:11 | 7
| 1 | 2019-04-21 18:27 | 2019-04-21 19:16 | 49
| 1 | 2019-04-21 18:37 | 2019-04-21 18:43 | 6
| 1 | 2019-04-21 20:02 | 2019-04-21 20:08 | 6
| 1 | 2019-04-22 02:57 | 2019-04-22 09:47 | 410
| 1 | 2019-04-22 04:36 | 2019-04-22 11:37 | 421
| 1 | 2019-04-22 05:05 | 2019-04-22 07:57 | 172
| 1 | 2019-04-22 05:11 | 2019-04-22 08:28 | 197
| 2 | 2019-04-22 06:58 | 2019-04-22 07:26 | 28
| 1 | 2019-04-22 07:10 | 2019-04-22 07:16 | 6
| 1 | 2019-04-22 08:08 | 2019-04-22 08:14 | 6
| 1 | 2019-04-22 11:18 | 2019-04-22 11:24 | 6
| 1 | 2019-04-22 13:42 | 2019-04-22 13:55 | 13
| 8 | 2019-04-22 14:25 | 2019-04-22 14:39 | 14
| 1 | 2019-04-22 16:01 | 2019-04-22 16:07 | 6
| 1 | 2019-04-22 20:26 | 2019-04-22 20:38 | 12
| 1 | 2019-04-22 21:27 | 2019-04-22 21:38 | 11
| 3 | 2019-04-22 21:27 | 2019-04-22 21:52 | 25
| 5 | 2019-04-23 03:01 | 2019-04-23 08:06 | 305
| 1 | 2019-04-23 05:09 | 2019-04-23 11:07 | 358
| 1 | 2019-04-23 05:09 | 2019-04-23 12:32 | 443
| 2 | 2019-04-23 06:57 | 2019-04-23 07:15 | 18
| 1 | 2019-04-23 08:07 | 2019-04-23 08:13 | 6
| 1 | 2019-04-23 08:49 | 2019-04-23 08:55 | 6
| 1 | 2019-04-23 09:05 | 2019-04-23 09:08 | 3
| 1 | 2019-04-23 09:47 | 2019-04-23 09:49 | 2
| 1 | 2019-04-23 10:33 | 2019-04-23 11:07 | 34
| 1 | 2019-04-23 10:38 | 2019-04-23 10:43 | 5
| 47 | 2019-04-23 11:01 | 2019-04-23 11:07 | 6
| 2 | 2019-04-23 11:10 | 2019-04-23 11:14 | 4
| 5 | 2019-04-23 11:39 | 2019-04-23 14:39 | 180
| 11 | 2019-04-23 11:39 | 2019-04-23 15:33 | 234
| 776 | 2019-04-23 12:08 | 2019-04-23 12:15 | 7
| 463 | 2019-04-23 12:12 | 2019-04-23 14:39 | 147
| 6 | 2019-04-23 12:12 | 2019-04-23 16:07 | 235
| 663 | 2019-04-23 12:13 | 2019-04-23 12:20 | 7
| 1 | 2019-04-23 12:30 | 2019-04-23 12:36 | 6
| 34 | 2019-04-23 12:40 | 2019-04-23 13:26 | 46
| 684 | 2019-04-23 12:40 | 2019-04-23 19:32 | 412
| 6 | 2019-04-23 12:42 | 2019-04-23 13:19 | 37
| 1 | 2019-04-23 13:29 | 2019-04-23 13:35 | 6
| 20 | 2019-04-23 13:56 | 2019-04-23 14:02 | 6
| 71 | 2019-04-23 13:58 | 2019-04-23 14:05 | 7
| 1 | 2019-04-23 14:03 | 2019-04-23 14:18 | 15
| 85 | 2019-04-23 14:15 | 2019-04-23 14:23 | 8
| 1 | 2019-04-23 14:24 | 2019-04-23 14:30 | 6
| 1 | 2019-04-23 14:43 | 2019-04-23 14:49 | 6
| 8 | 2019-04-23 15:20 | 2019-04-23 15:24 | 4
| 34 | 2019-04-23 15:25 | 2019-04-23 16:19 | 54
| 1 | 2019-04-23 15:27 | 2019-04-23 15:33 | 6
| 79 | 2019-04-23 15:27 | 2019-04-23 15:34 | 7
| 303 | 2019-04-23 15:34 | 2019-04-23 15:46 | 12
| 1 | 2019-04-23 16:10 | 2019-04-23 16:16 | 6
| 1 | 2019-04-23 16:25 | 2019-04-23 16:30 | 5
| 4 | 2019-04-23 16:25 | 2019-04-23 18:11 | 106
| 1 | 2019-04-23 17:34 | 2019-04-23 17:40 | 6
| 1 | 2019-04-23 17:55 | 2019-04-23 18:44 | 49
| 1 | 2019-04-23 18:31 | 2019-04-23 18:37 | 6
| 1 | 2019-04-23 18:36 | 2019-04-23 18:42 | 6
| 1 | 2019-04-23 18:52 | 2019-04-23 18:56 | 4
| 1 | 2019-04-23 18:55 | 2019-04-23 18:58 | 3
| 142 | 2019-04-23 19:20 | 2019-04-23 19:26 | 6
| 1 | 2019-04-24 01:36 | 2019-04-24 01:42 | 6
| 1 | 2019-04-24 07:10 | 2019-04-24 07:16 | 6
| 1 | 2019-04-24 08:23 | 2019-04-24 08:29 | 6
| 13 | 2019-04-24 08:23 | 2019-04-24 11:00 | 157
| 12 | 2019-04-24 08:29 | 2019-04-24 08:44 | 15
| 2 | 2019-04-24 08:53 | 2019-04-24 08:59 | 6
| 69 | 2019-04-24 08:57 | 2019-04-24 09:08 | 11
| 3 | 2019-04-24 09:05 | 2019-04-24 09:11 | 6
| 1 | 2019-04-24 09:52 | 2019-04-24 09:58 | 6
| 1 | 2019-04-24 10:45 | 2019-04-24 10:50 | 5
| 1 | 2019-04-24 10:52 | 2019-04-24 10:55 | 3
| 1 | 2019-04-24 11:06 | 2019-04-24 11:12 | 6
| 5 | 2019-04-24 11:09 | 2019-04-24 12:13 | 64
| 1 | 2019-04-24 12:36 | 2019-04-24 12:42 | 6
| 1 | 2019-04-24 12:48 | 2019-04-24 12:54 | 6
| 1 | 2019-04-24 13:34 | 2019-04-24 13:46 | 12
| 1 | 2019-04-24 13:55 | 2019-04-24 15:05 | 70
| 1 | 2019-04-24 14:20 | 2019-04-24 14:26 | 6
| 1 | 2019-04-24 15:13 | 2019-04-24 15:19 | 6
| 1 | 2019-04-24 15:16 | 2019-04-24 15:22 | 6
| 22 | 2019-04-24 15:29 | 2019-04-24 15:35 | 6
| 2 | 2019-04-24 16:06 | 2019-04-24 16:28 | 22
| 2 | 2019-04-24 16:19 | 2019-04-24 16:25 | 6
| 27 | 2019-04-24 16:30 | 2019-04-24 16:37 | 7
| 110 | 2019-04-24 17:50 | 2019-04-24 17:56 | 6
| 13 | 2019-04-24 18:00 | 2019-04-24 18:10 | 10
| 3 | 2019-04-24 18:16 | 2019-04-24 18:26 | 10
| 31 | 2019-04-24 19:36 | 2019-04-24 19:52 | 16
| 1 | 2019-04-24 20:25 | 2019-04-24 20:44 | 19
| 1 | 2019-04-24 20:35 | 2019-04-24 21:03 | 28
| 1 | 2019-04-24 20:59 | 2019-04-24 21:16 | 17
| 7 | 2019-04-24 23:32 | 2019-04-24 23:39 | 7
| 1 | 2019-04-25 06:02 | 2019-04-25 08:21 | 139
| 3 | 2019-04-25 06:02 | 2019-04-25 09:23 | 201
| 1 | 2019-04-25 06:24 | 2019-04-25 06:30 | 6
| 1 | 2019-04-25 07:12 | 2019-04-25 07:18 | 6
| 1 | 2019-04-25 07:16 | 2019-04-25 07:22 | 6
| 1 | 2019-04-25 08:42 | 2019-04-25 16:05 | 443
| 4 | 2019-04-25 09:10 | 2019-04-25 09:28 | 18
| 1 | 2019-04-25 09:13 | 2019-04-25 09:19 | 6
| 1 | 2019-04-25 09:18 | 2019-04-25 09:38 | 20
| 39 | 2019-04-25 09:59 | 2019-04-25 10:12 | 13
| 1 | 2019-04-25 10:14 | 2019-04-25 10:20 | 6
| 1 | 2019-04-25 11:17 | 2019-04-25 11:23 | 6
| 3 | 2019-04-25 11:53 | 2019-04-25 11:59 | 6
| 5 | 2019-04-25 12:10 | 2019-04-25 12:26 | 16
| 6 | 2019-04-25 12:10 | 2019-04-25 12:34 | 24
| 47 | 2019-04-25 12:46 | 2019-04-25 13:00 | 14
| 45 | 2019-04-25 14:12 | 2019-04-25 14:18 | 6
| 72 | 2019-04-25 14:30 | 2019-04-25 17:15 | 165
| 18 | 2019-04-25 16:13 | 2019-04-25 16:36 | 23
| 1 | 2019-04-25 16:28 | 2019-04-25 16:33 | 5
| 1 | 2019-04-25 19:26 | 2019-04-25 19:32 | 6
| 5 | 2019-04-25 20:26 | 2019-04-25 20:39 | 13
| 19 | 2019-04-25 22:42 | 2019-04-26 01:24 | 162
| 1 | 2019-04-25 22:42 | 2019-04-26 03:19 | 277
| 24 | 2019-04-25 22:49 | 2019-04-25 22:57 | 8
| 318 | 2019-04-25 22:49 | 2019-04-25 22:59 | 10
| 1 | 2019-04-25 23:06 | 2019-04-25 23:20 | 14
| 17 | 2019-04-26 01:28 | 2019-04-26 01:34 | 6
| 3 | 2019-04-26 02:01 | 2019-04-26 02:12 | 11
| 1 | 2019-04-26 04:29 | 2019-04-26 05:10 | 41
| 5 | 2019-04-26 04:51 | 2019-04-26 05:14 | 23
| 1 | 2019-04-26 06:19 | 2019-04-26 07:12 | 53
| 46 | 2019-04-26 08:45 | 2019-04-26 09:05 | 20
| 1 | 2019-04-26 09:24 | 2019-04-26 11:01 | 97
| 1 | 2019-04-26 09:26 | 2019-04-26 09:47 | 21
| 1 | 2019-04-26 10:20 | 2019-04-26 10:26 | 6
| 456 | 2019-04-26 10:23 | 2019-04-26 10:29 | 6
| 454 | 2019-04-26 10:23 | 2019-04-26 18:36 | 493
| 43 | 2019-04-26 10:29 | 2019-04-26 10:34 | 5
| 40 | 2019-04-26 10:29 | 2019-04-26 11:41 | 72
| 1 | 2019-04-26 11:31 | 2019-04-26 11:37 | 6
| 1 | 2019-04-26 11:37 | 2019-04-26 11:43 | 6
| 1087 | 2019-04-26 12:11 | 2019-04-26 12:19 | 8
| 4 | 2019-04-26 12:16 | 2019-04-26 12:20 | 4
| 1 | 2019-04-26 12:41 | 2019-04-26 12:47 | 6
| 1 | 2019-04-26 13:29 | 2019-04-26 13:35 | 6
| 46 | 2019-04-26 13:30 | 2019-04-26 13:38 | 8
| 68 | 2019-04-26 13:48 | 2019-04-26 13:54 | 6
| 13 | 2019-04-26 13:55 | 2019-04-26 13:58 | 3
| 1 | 2019-04-26 13:55 | 2019-04-26 14:01 | 6
| 23 | 2019-04-26 13:55 | 2019-04-26 14:10 | 15
| 1 | 2019-04-26 13:57 | 2019-04-26 14:01 | 4
| 1 | 2019-04-26 14:48 | 2019-04-26 14:51 | 3
| 108 | 2019-04-26 14:48 | 2019-04-26 14:53 | 5
| 1 | 2019-04-26 15:39 | 2019-04-26 15:45 | 6
| 58 | 2019-04-26 15:58 | 2019-04-26 16:04 | 6
| 1 | 2019-04-26 16:14 | 2019-04-26 16:20 | 6
| 1 | 2019-04-26 16:55 | 2019-04-26 17:00 | 5
| 26 | 2019-04-26 17:29 | 2019-04-26 17:48 | 19
| 1 | 2019-04-26 17:31 | 2019-04-26 17:37 | 6
| 44 | 2019-04-26 18:36 | 2019-04-26 18:43 | 7
| 1 | 2019-04-26 19:12 | 2019-04-26 19:18 | 6
| 3 | 2019-04-26 19:12 | 2019-04-26 19:23 | 11
| 1 | 2019-04-26 19:45 | 2019-04-26 19:51 | 6
| 11 | 2019-04-26 19:47 | 2019-04-26 19:52 | 5
| 4 | 2019-04-27 03:32 | 2019-04-27 03:54 | 22
| 13 | 2019-04-27 06:47 | 2019-04-27 06:54 | 7
| 1 | 2019-04-27 08:47 | 2019-04-27 08:53 | 6
| 1 | 2019-04-27 09:12 | 2019-04-27 09:18 | 6
| 1 | 2019-04-27 12:43 | 2019-04-27 12:49 | 6
| 1 | 2019-04-27 13:16 | 2019-04-27 13:37 | 21
| 1 | 2019-04-27 20:04 | 2019-04-27 20:10 | 6
| 1 | 2019-04-27 22:53 | 2019-04-28 07:44 | 531
| 6 | 2019-04-28 01:26 | 2019-04-28 01:50 | 24
| 2 | 2019-04-28 01:26 | 2019-04-28 03:52 | 146
| 13 | 2019-04-28 07:02 | 2019-04-28 07:22 | 20
| 14 | 2019-04-28 08:01 | 2019-04-28 08:08 | 7
| 1 | 2019-04-28 10:14 | 2019-04-28 10:27 | 13
| 1 | 2019-04-28 12:33 | 2019-04-28 12:39 | 6
| 1 | 2019-04-28 14:19 | 2019-04-28 14:29 | 10
| 1 | 2019-04-28 16:20 | 2019-04-28 16:26 | 6
| 1 | 2019-04-28 17:27 | 2019-04-28 17:36 | 9
| 2 | 2019-04-28 18:08 | 2019-04-28 18:14 | 6
| 1 | 2019-04-28 19:02 | 2019-04-28 19:08 | 6
| 1 | 2019-04-29 06:41 | 2019-04-29 07:09 | 28
| 12 | 2019-04-29 07:36 | 2019-04-29 08:29 | 53
| 1 | 2019-04-29 07:42 | 2019-04-29 07:47 | 5
| 1 | 2019-04-29 07:56 | 2019-04-29 08:55 | 59
| 1 | 2019-04-29 08:09 | 2019-04-29 08:15 | 6
| 1 | 2019-04-29 08:24 | 2019-04-29 08:45 | 21
| 1 | 2019-04-29 08:55 | 2019-04-29 09:14 | 19
| 1 | 2019-04-29 12:10 | 2019-04-29 12:16 | 6
| 1 | 2019-04-29 12:35 | 2019-04-29 12:41 | 6
| 3 | 2019-04-29 13:40 | 2019-04-29 13:42 | 2
| 1 | 2019-04-29 15:29 | 2019-04-29 15:35 | 6
| 1 | 2019-04-29 16:01 | 2019-04-29 16:07 | 6
| 1 | 2019-04-29 16:57 | 2019-04-29 17:02 | 5
| 1 | 2019-04-29 18:18 | 2019-04-29 18:24 | 6
| 36 | 2019-04-30 00:15 | 2019-04-30 00:21 | 6
| 1 | 2019-04-30 01:07 | 2019-04-30 01:29 | 22
| 2 | 2019-04-30 06:52 | 2019-04-30 07:39 | 47
| 1 | 2019-04-30 06:57 | 2019-04-30 07:03 | 6
| 11 | 2019-04-30 07:06 | 2019-04-30 07:58 | 52
| 1 | 2019-04-30 07:15 | 2019-04-30 07:21 | 6
| 10 | 2019-04-30 07:15 | 2019-04-30 09:15 | 120
| 2 | 2019-04-30 08:51 | 2019-04-30 08:57 | 6
| 3 | 2019-04-30 08:52 | 2019-04-30 08:58 | 6
| 2 | 2019-04-30 09:00 | 2019-04-30 09:06 | 6
| 1 | 2019-04-30 09:13 | 2019-04-30 11:31 | 138
| 1 | 2019-04-30 10:09 | 2019-04-30 10:12 | 3
| 1 | 2019-04-30 10:39 | 2019-04-30 10:45 | 6
| 2 | 2019-04-30 10:40 | 2019-04-30 10:42 | 2
| 26 | 2019-04-30 11:03 | 2019-04-30 11:33 | 30
| 1 | 2019-04-30 11:26 | 2019-04-30 11:32 | 6
| 1 | 2019-04-30 11:34 | 2019-04-30 11:39 | 5
| 1 | 2019-04-30 12:08 | 2019-04-30 12:21 | 13
| 1 | 2019-04-30 12:32 | 2019-04-30 12:38 | 6
| 41 | 2019-04-30 16:16 | 2019-04-30 16:23 | 7
| 177 | 2019-04-30 17:12 | 2019-04-30 17:15 | 3
| 12 | 2019-04-30 17:31 | 2019-04-30 17:38 | 7
| 1 | 2019-04-30 18:04 | 2019-04-30 18:10 | 6
| 1 | 2019-04-30 18:27 | 2019-04-30 18:33 | 6
| 1 | 2019-04-30 22:49 | 2019-04-30 22:54 | 5
| 25 | 2019-05-01 03:20 | 2019-05-01 03:27 | 7
| 1 | 2019-05-01 04:08 | 2019-05-01 04:29 | 21
| 5 | 2019-05-01 04:47 | 2019-05-01 04:55 | 8
| 1 | 2019-05-01 04:47 | 2019-05-01 08:32 | 225
| 24 | 2019-05-01 05:47 | 2019-05-01 05:55 | 8
| 39 | 2019-05-01 05:47 | 2019-05-01 07:17 | 90
| 1 | 2019-05-01 05:50 | 2019-05-01 08:47 | 177
| 1 | 2019-05-01 06:17 | 2019-05-01 07:15 | 58
| 6 | 2019-05-01 06:54 | 2019-05-01 07:05 | 11
| 1 | 2019-05-01 06:59 | 2019-05-01 07:05 | 6
| 1 | 2019-05-01 07:03 | 2019-05-01 07:08 | 5
| 1 | 2019-05-01 08:12 | 2019-05-01 08:18 | 6
| 1098 | 2019-05-01 08:13 | 2019-05-01 08:21 | 8
| 479 | 2019-05-01 08:13 | 2019-05-01 10:12 | 119
| 49 | 2019-05-01 08:13 | 2019-05-01 10:16 | 123
| 1 | 2019-05-01 08:36 | 2019-05-01 10:40 | 124
| 1 | 2019-05-01 08:40 | 2019-05-01 08:46 | 6
| 2 | 2019-05-01 08:47 | 2019-05-01 10:58 | 131
| 1 | 2019-05-01 08:55 | 2019-05-01 08:58 | 3
| 2 | 2019-05-01 09:31 | 2019-05-01 09:56 | 25
| 1 | 2019-05-01 09:47 | 2019-05-01 09:53 | 6
| 6 | 2019-05-01 09:47 | 2019-05-01 10:52 | 65
| 1 | 2019-05-01 09:47 | 2019-05-01 10:53 | 66
| 2 | 2019-05-01 09:49 | 2019-05-01 09:55 | 6
| 1 | 2019-05-01 10:20 | 2019-05-01 10:26 | 6
| 1 | 2019-05-01 10:39 | 2019-05-01 10:45 | 6
| 54 | 2019-05-01 10:46 | 2019-05-01 11:04 | 18
| 2 | 2019-05-01 10:53 | 2019-05-01 10:59 | 6
| 1 | 2019-05-01 11:23 | 2019-05-01 11:30 | 7
| 864 | 2019-05-01 11:48 | 2019-05-01 11:54 | 6
| 1 | 2019-05-01 12:20 | 2019-05-01 12:26 | 6
| 3 | 2019-05-01 12:20 | 2019-05-01 12:42 | 22
| 1 | 2019-05-01 15:58 | 2019-05-01 16:04 | 6
| 1 | 2019-05-01 15:58 | 2019-05-01 16:04 | 6
| 1 | 2019-05-01 16:35 | 2019-05-01 16:41 | 6
| 1 | 2019-05-01 17:19 | 2019-05-01 17:32 | 13
| 115 | 2019-05-01 17:29 | 2019-05-01 17:36 | 7
| 1 | 2019-05-01 18:02 | 2019-05-01 18:08 | 6
| 2 | 2019-05-01 18:36 | 2019-05-01 18:52 | 16
| 137 | 2019-05-01 19:35 | 2019-05-01 20:21 | 46
| 107 | 2019-05-01 19:49 | 2019-05-01 19:56 | 7
| 1 | 2019-05-01 19:54 | 2019-05-01 20:06 | 12
| 1 | 2019-05-01 20:33 | 2019-05-01 20:39 | 6
| 3 | 2019-05-01 21:16 | 2019-05-01 21:33 | 17
| 5 | 2019-05-01 21:25 | 2019-05-02 15:51 | 1106
| 5 | 2019-05-01 21:31 | 2019-05-01 21:42 | 11
| 454 | 2019-05-01 22:11 | 2019-05-01 22:19 | 8
| 15 | 2019-05-01 22:25 | 2019-05-01 22:38 | 13
| 1 | 2019-05-01 22:34 | 2019-05-02 00:48 | 134
| 2 | 2019-05-01 22:39 | 2019-05-02 02:58 | 259
| 3 | 2019-05-01 22:57 | 2019-05-01 23:07 | 10
| 1 | 2019-05-01 22:59 | 2019-05-01 23:04 | 5
| 4 | 2019-05-01 23:11 | 2019-05-01 23:19 | 8
| 2 | 2019-05-01 23:33 | 2019-05-01 23:56 | 23
| 1 | 2019-05-01 23:57 | 2019-05-02 00:55 | 58
| 1 | 2019-05-02 00:11 | 2019-05-02 00:53 | 42
| 1 | 2019-05-02 00:25 | 2019-05-02 00:42 | 17
| 1 | 2019-05-02 00:26 | 2019-05-02 00:48 | 22
| 1 | 2019-05-02 00:34 | 2019-05-02 07:14 | 400
| 1 | 2019-05-02 00:52 | 2019-05-02 01:00 | 8
| 1 | 2019-05-02 00:54 | 2019-05-02 01:10 | 16
| 2 | 2019-05-02 00:54 | 2019-05-02 01:39 | 45
| 1 | 2019-05-02 01:05 | 2019-05-02 08:41 | 456
| 1 | 2019-05-02 01:07 | 2019-05-02 01:35 | 28
| 1 | 2019-05-02 01:13 | 2019-05-02 07:39 | 386
| 1 | 2019-05-02 01:32 | 2019-05-02 01:48 | 16
| 1 | 2019-05-02 01:50 | 2019-05-02 07:30 | 340
| 10 | 2019-05-02 01:50 | 2019-05-02 08:42 | 412
| 168 | 2019-05-02 01:54 | 2019-05-02 02:02 | 8
| 6 | 2019-05-02 01:59 | 2019-05-02 02:25 | 26
| 2 | 2019-05-02 02:25 | 2019-05-02 02:57 | 32
| 1 | 2019-05-02 02:51 | 2019-05-02 07:08 | 257
| 2 | 2019-05-02 02:56 | 2019-05-02 03:19 | 23
| 85 | 2019-05-02 02:59 | 2019-05-02 03:09 | 10
| 265 | 2019-05-02 02:59 | 2019-05-02 03:10 | 11
| 1 | 2019-05-02 03:00 | 2019-05-02 09:24 | 384
| 4 | 2019-05-02 03:36 | 2019-05-02 03:44 | 8
| 3 | 2019-05-02 03:38 | 2019-05-02 04:04 | 26
| 1 | 2019-05-02 03:42 | 2019-05-02 05:41 | 119
| 11 | 2019-05-02 03:42 | 2019-05-02 07:00 | 198
| 10 | 2019-05-02 03:49 | 2019-05-02 07:27 | 218
| 1 | 2019-05-02 04:36 | 2019-05-02 10:13 | 337
| 13 | 2019-05-02 04:51 | 2019-05-02 05:32 | 41
| 1 | 2019-05-02 04:59 | 2019-05-02 09:59 | 300
| 2 | 2019-05-02 05:01 | 2019-05-02 08:37 | 216
| 1 | 2019-05-02 05:06 | 2019-05-02 05:12 | 6
| 1 | 2019-05-02 05:09 | 2019-05-02 11:52 | 403
| 1 | 2019-05-02 05:18 | 2019-05-02 09:58 | 280
| 1 | 2019-05-02 05:29 | 2019-05-02 05:34 | 5
| 3 | 2019-05-02 06:01 | 2019-05-02 10:40 | 279
| 1 | 2019-05-02 06:50 | 2019-05-02 06:56 | 6
| 1 | 2019-05-02 06:50 | 2019-05-02 07:56 | 66
| 1 | 2019-05-02 07:02 | 2019-05-02 07:08 | 6
| 1 | 2019-05-02 07:25 | 2019-05-02 07:30 | 5
| 4 | 2019-05-02 07:25 | 2019-05-02 07:44 | 19
| 1 | 2019-05-02 07:27 | 2019-05-02 07:33 | 6
| 1 | 2019-05-02 07:39 | 2019-05-02 07:45 | 6
| 1 | 2019-05-02 07:43 | 2019-05-02 07:49 | 6
| 38 | 2019-05-02 07:48 | 2019-05-02 07:56 | 8
| 1 | 2019-05-02 07:49 | 2019-05-02 07:55 | 6
| 1 | 2019-05-02 08:17 | 2019-05-02 08:23 | 6
| 1 | 2019-05-02 08:20 | 2019-05-02 08:26 | 6
| 2 | 2019-05-02 08:24 | 2019-05-02 08:30 | 6
| 2 | 2019-05-02 08:33 | 2019-05-02 08:39 | 6
| 1 | 2019-05-02 08:44 | 2019-05-02 08:49 | 5
| 1 | 2019-05-02 09:45 | 2019-05-02 09:51 | 6
| 1 | 2019-05-02 09:56 | 2019-05-02 10:02 | 6
| 61 | 2019-05-02 10:02 | 2019-05-02 10:16 | 14
| 12 | 2019-05-02 10:06 | 2019-05-02 10:54 | 48
| 1 | 2019-05-02 10:29 | 2019-05-02 10:39 | 10
| 61 | 2019-05-02 10:29 | 2019-05-02 10:40 | 11
| 1 | 2019-05-02 10:36 | 2019-05-02 10:41 | 5
| 1 | 2019-05-02 10:56 | 2019-05-02 11:02 | 6
| 1 | 2019-05-02 11:02 | 2019-05-02 11:08 | 6
| 1 | 2019-05-02 11:08 | 2019-05-02 15:16 | 248
| 1 | 2019-05-02 11:38 | 2019-05-02 11:44 | 6
| 2 | 2019-05-02 12:30 | 2019-05-02 12:37 | 7
| 7 | 2019-05-02 12:39 | 2019-05-02 12:45 | 6
| 1 | 2019-05-02 13:05 | 2019-05-02 13:07 | 2
| 1 | 2019-05-02 13:15 | 2019-05-02 13:19 | 4
| 46 | 2019-05-02 13:21 | 2019-05-02 13:34 | 13
| 1 | 2019-05-02 13:39 | 2019-05-02 13:42 | 3
| 1 | 2019-05-02 13:53 | 2019-05-02 13:57 | 4
| 1 | 2019-05-02 14:29 | 2019-05-02 14:35 | 6
| 1 | 2019-05-02 14:40 | 2019-05-02 14:46 | 6
| 2 | 2019-05-02 14:56 | 2019-05-02 15:02 | 6
| 1247 | 2019-05-02 15:20 | 2019-05-02 15:25 | 5
| 1 | 2019-05-02 15:33 | 2019-05-02 15:37 | 4
| 1 | 2019-05-02 15:35 | 2019-05-02 15:46 | 11
| 31 | 2019-05-02 15:36 | 2019-05-02 16:18 | 42
| 544 | 2019-05-02 15:36 | 2019-05-02 16:29 | 53
| 16 | 2019-05-02 15:37 | 2019-05-02 15:48 | 11
| 27 | 2019-05-02 15:39 | 2019-05-02 15:48 | 9
| 3 | 2019-05-02 15:55 | 2019-05-02 16:15 | 20
| 5 | 2019-05-02 15:58 | 2019-05-02 17:49 | 111
| 1 | 2019-05-02 16:08 | 2019-05-02 16:14 | 6
| 24 | 2019-05-02 16:08 | 2019-05-02 16:24 | 16
| 971 | 2019-05-02 16:08 | 2019-05-02 18:22 | 134
| 1 | 2019-05-02 16:09 | 2019-05-02 16:34 | 25
| 36 | 2019-05-02 16:09 | 2019-05-02 17:54 | 105
| 1 | 2019-05-02 16:13 | 2019-05-02 16:18 | 5
| 2 | 2019-05-02 16:37 | 2019-05-02 16:43 | 6
| 1 | 2019-05-02 16:47 | 2019-05-02 16:51 | 4
| 1 | 2019-05-02 16:57 | 2019-05-02 17:10 | 13
| 1 | 2019-05-02 17:12 | 2019-05-02 17:18 | 6
| 1 | 2019-05-02 17:30 | 2019-05-02 17:36 | 6
| 1 | 2019-05-02 17:30 | 2019-05-02 18:46 | 76
| 1 | 2019-05-02 17:35 | 2019-05-02 17:41 | 6
| 147 | 2019-05-02 17:43 | 2019-05-02 17:49 | 6
| 1 | 2019-05-02 18:02 | 2019-05-02 18:07 | 5
| 1 | 2019-05-02 18:05 | 2019-05-02 18:09 | 4
| 617 | 2019-05-02 18:14 | 2019-05-02 18:18 | 4
| 1 | 2019-05-02 18:22 | 2019-05-02 20:30 | 128
| 1 | 2019-05-02 18:33 | 2019-05-02 18:38 | 5
| 2 | 2019-05-02 18:37 | 2019-05-02 18:39 | 2
| 1 | 2019-05-02 18:38 | 2019-05-02 18:43 | 5
| 1 | 2019-05-02 18:42 | 2019-05-02 18:46 | 4
| 42 | 2019-05-02 18:42 | 2019-05-02 18:51 | 9
| 1 | 2019-05-02 18:47 | 2019-05-02 18:51 | 4
| 3 | 2019-05-02 18:47 | 2019-05-02 19:07 | 20
| 4 | 2019-05-02 18:52 | 2019-05-02 18:56 | 4
| 1 | 2019-05-02 19:06 | 2019-05-02 19:22 | 16
| 2 | 2019-05-02 19:06 | 2019-05-02 19:24 | 18
| 20 | 2019-05-02 19:23 | 2019-05-02 19:29 | 6
| 15 | 2019-05-02 19:56 | 2019-05-02 20:04 | 8
| 1 | 2019-05-02 19:57 | 2019-05-02 20:14 | 17
| 53 | 2019-05-02 19:59 | 2019-05-02 20:30 | 31
| 1 | 2019-05-02 20:42 | 2019-05-02 20:47 | 5
| 24 | 2019-05-02 20:42 | 2019-05-02 20:50 | 8
| 1 | 2019-05-02 20:45 | 2019-05-02 20:50 | 5
| 2 | 2019-05-02 20:45 | 2019-05-02 21:33 | 48
| 1 | 2019-05-02 20:47 | 2019-05-02 20:51 | 4
| 1 | 2019-05-02 21:16 | 2019-05-02 21:19 | 3
| 1 | 2019-05-02 21:25 | 2019-05-02 21:26 | 1
| 1 | 2019-05-02 21:35 | 2019-05-02 21:36 | 1
| 4 | 2019-05-03 01:55 | 2019-05-03 02:04 | 9
| 1 | 2019-05-03 03:36 | 2019-05-03 09:20 | 344
| 1 | 2019-05-03 09:28 | 2019-05-03 09:33 | 5
| 1 | 2019-05-03 09:28 | 2019-05-03 09:34 | 6
| 1 | 2019-05-03 09:32 | 2019-05-03 09:37 | 5
| 2 | 2019-05-03 10:12 | 2019-05-03 10:18 | 6
| 1 | 2019-05-03 11:30 | 2019-05-03 11:36 | 6
| 1 | 2019-05-03 12:30 | 2019-05-03 12:37 | 7
| 1 | 2019-05-03 13:23 | 2019-05-03 13:29 | 6
| 1 | 2019-05-03 13:42 | 2019-05-03 13:49 | 7
| 30 | 2019-05-03 13:45 | 2019-05-03 14:07 | 22
| 1 | 2019-05-03 14:08 | 2019-05-03 15:23 | 75
| 1 | 2019-05-03 14:29 | 2019-05-03 14:34 | 5
| 1 | 2019-05-03 15:25 | 2019-05-03 15:31 | 6
| 1 | 2019-05-03 16:00 | 2019-05-03 16:07 | 7
| 25 | 2019-05-03 16:36 | 2019-05-03 16:43 | 7
| 1 | 2019-05-03 18:05 | 2019-05-03 18:11 | 6
| 2 | 2019-05-03 18:35 | 2019-05-03 19:06 | 31
| 1 | 2019-05-03 18:38 | 2019-05-03 18:44 | 6
| 1 | 2019-05-03 19:20 | 2019-05-03 19:26 | 6
| 34 | 2019-05-03 20:00 | 2019-05-03 20:09 | 9
| 32 | 2019-05-03 20:00 | 2019-05-03 20:33 | 33
| 110 | 2019-05-03 21:25 | 2019-05-03 21:47 | 22
| 20 | 2019-05-03 21:26 | 2019-05-03 21:41 | 15
| 1 | 2019-05-03 23:24 | 2019-05-03 23:57 | 33
| 3 | 2019-05-04 05:54 | 2019-05-04 07:02 | 68
| 2589 | 2019-05-04 06:04 | 2019-05-04 06:11 | 7
| 1060 | 2019-05-04 06:04 | 2019-05-04 08:43 | 159
| 1 | 2019-05-04 07:41 | 2019-05-04 09:29 | 108
| 1 | 2019-05-04 07:56 | 2019-05-04 08:02 | 6
| 1 | 2019-05-04 08:48 | 2019-05-04 09:06 | 18
| 1 | 2019-05-04 08:51 | 2019-05-04 08:57 | 6
| 1 | 2019-05-04 09:14 | 2019-05-04 09:20 | 6
| 1 | 2019-05-04 09:15 | 2019-05-04 09:21 | 6
| 1 | 2019-05-04 09:16 | 2019-05-04 09:22 | 6
| 1 | 2019-05-04 09:17 | 2019-05-04 09:22 | 5
| 1 | 2019-05-04 09:17 | 2019-05-04 09:23 | 6
| 1 | 2019-05-04 09:17 | 2019-05-04 09:23 | 6
| 1 | 2019-05-04 09:18 | 2019-05-04 09:23 | 5
| 1 | 2019-05-04 09:18 | 2019-05-04 09:24 | 6
| 1 | 2019-05-04 09:18 | 2019-05-04 09:24 | 6
| 1 | 2019-05-04 09:18 | 2019-05-04 09:24 | 6
| 36 | 2019-05-04 09:18 | 2019-05-04 09:30 | 12
| 1 | 2019-05-04 09:19 | 2019-05-04 09:25 | 6
| 1 | 2019-05-04 09:19 | 2019-05-04 09:25 | 6
| 1 | 2019-05-04 09:20 | 2019-05-04 09:25 | 5
| 1 | 2019-05-04 09:21 | 2019-05-04 09:27 | 6
| 1 | 2019-05-04 09:21 | 2019-05-04 09:27 | 6
| 1 | 2019-05-04 09:23 | 2019-05-04 09:29 | 6
| 1 | 2019-05-04 09:24 | 2019-05-04 09:30 | 6
| 2845 | 2019-05-04 10:08 | 2019-05-04 10:16 | 8
| 1 | 2019-05-04 11:32 | 2019-05-04 14:54 | 202
| 3 | 2019-05-04 11:33 | 2019-05-04 11:40 | 7
| 1 | 2019-05-04 12:24 | 2019-05-04 12:44 | 20
| 2 | 2019-05-04 12:27 | 2019-05-04 12:33 | 6
| 21 | 2019-05-04 12:42 | 2019-05-04 12:56 | 14
| 12 | 2019-05-04 13:31 | 2019-05-04 13:56 | 25
| 1 | 2019-05-04 14:45 | 2019-05-04 14:50 | 5
| 1 | 2019-05-04 15:29 | 2019-05-04 15:35 | 6
| 6 | 2019-05-04 16:06 | 2019-05-04 16:18 | 12
| 3 | 2019-05-04 18:01 | 2019-05-04 18:24 | 23
| 6 | 2019-05-04 19:08 | 2019-05-04 19:23 | 15
| 11 | 2019-05-04 22:38 | 2019-05-04 22:54 | 16
| 4 | 2019-05-05 05:04 | 2019-05-05 05:17 | 13
| 8 | 2019-05-05 05:04 | 2019-05-05 06:16 | 72
| 1 | 2019-05-05 07:04 | 2019-05-05 14:03 | 419
| 1 | 2019-05-05 12:33 | 2019-05-05 12:47 | 14
| 1 | 2019-05-05 14:41 | 2019-05-05 14:47 | 6
| 1 | 2019-05-05 15:33 | 2019-05-05 15:39 | 6
| 1 | 2019-05-05 19:02 | 2019-05-05 19:14 | 12
| 2 | 2019-05-05 22:57 | 2019-05-05 23:09 | 12
| 1 | 2019-05-05 23:42 | 2019-05-06 08:44 | 542
| 2 | 2019-05-05 23:57 | 2019-05-06 00:03 | 6
| 7 | 2019-05-05 23:57 | 2019-05-06 02:47 | 170
| 12 | 2019-05-06 03:17 | 2019-05-06 03:33 | 16
| 1 | 2019-05-06 05:17 | 2019-05-06 12:48 | 451
| 1 | 2019-05-06 05:51 | 2019-05-06 08:34 | 163
| 1 | 2019-05-06 09:16 | 2019-05-06 09:22 | 6
| 1 | 2019-05-06 09:29 | 2019-05-06 09:35 | 6
| 1 | 2019-05-06 09:47 | 2019-05-06 09:53 | 6
| 1 | 2019-05-06 09:56 | 2019-05-06 10:02 | 6
| 1 | 2019-05-06 11:39 | 2019-05-06 11:45 | 6
| 1 | 2019-05-06 11:46 | 2019-05-06 14:36 | 170
| 1 | 2019-05-06 12:54 | 2019-05-06 12:59 | 5
| 1 | 2019-05-06 12:56 | 2019-05-06 13:03 | 7
| 5 | 2019-05-06 13:01 | 2019-05-06 13:09 | 8
| 2 | 2019-05-06 13:10 | 2019-05-06 13:16 | 6
| 1 | 2019-05-06 13:10 | 2019-05-06 14:24 | 74
| 1 | 2019-05-06 13:47 | 2019-05-06 13:53 | 6
| 1 | 2019-05-06 13:51 | 2019-05-06 13:57 | 6
| 1 | 2019-05-06 14:35 | 2019-05-06 14:38 | 3
| 1 | 2019-05-06 14:55 | 2019-05-06 15:01 | 6
| 1 | 2019-05-06 15:40 | 2019-05-06 15:41 | 1
| 2 | 2019-05-06 16:02 | 2019-05-06 16:18 | 16
| 2 | 2019-05-06 16:27 | 2019-05-06 16:33 | 6
| 1 | 2019-05-06 16:32 | 2019-05-06 16:38 | 6
| 1 | 2019-05-06 16:52 | 2019-05-06 16:58 | 6
| 16 | 2019-05-06 17:27 | 2019-05-06 18:00 | 33
| 1 | 2019-05-06 18:50 | 2019-05-06 18:57 | 7
| 9 | 2019-05-06 20:22 | 2019-05-06 20:29 | 7
| 1 | 2019-05-06 21:07 | 2019-05-06 21:13 | 6
| 1 | 2019-05-06 22:02 | 2019-05-06 22:05 | 3
| 21 | 2019-05-06 22:02 | 2019-05-06 22:12 | 10
| 75 | 2019-05-06 22:02 | 2019-05-06 22:24 | 22
| 1 | 2019-05-07 02:16 | 2019-05-07 07:34 | 318
| 40 | 2019-05-07 02:49 | 2019-05-07 05:30 | 161
| 1 | 2019-05-07 05:11 | 2019-05-07 08:18 | 187
| 1 | 2019-05-07 06:03 | 2019-05-07 06:09 | 6
| 1 | 2019-05-07 06:03 | 2019-05-07 06:09 | 6
| 8 | 2019-05-07 06:03 | 2019-05-07 06:56 | 53
| 1 | 2019-05-07 06:03 | 2019-05-07 07:43 | 100
| 1 | 2019-05-07 06:03 | 2019-05-07 08:22 | 139
| 1 | 2019-05-07 06:42 | 2019-05-07 13:15 | 393
| 2 | 2019-05-07 08:20 | 2019-05-07 08:50 | 30
| 1 | 2019-05-07 09:09 | 2019-05-07 12:40 | 211
| 97 | 2019-05-07 09:18 | 2019-05-07 09:28 | 10
| 70 | 2019-05-07 09:27 | 2019-05-07 09:34 | 7
| 14 | 2019-05-07 09:31 | 2019-05-07 09:37 | 6
| 2 | 2019-05-07 10:18 | 2019-05-07 10:20 | 2
| 56 | 2019-05-07 11:19 | 2019-05-07 11:38 | 19
| 13 | 2019-05-07 12:22 | 2019-05-07 12:42 | 20
| 2 | 2019-05-07 13:04 | 2019-05-07 13:56 | 52
| 1 | 2019-05-07 13:28 | 2019-05-07 13:34 | 6
| 1 | 2019-05-07 13:45 | 2019-05-07 15:54 | 129
| 1 | 2019-05-07 14:02 | 2019-05-07 14:04 | 2
| 1 | 2019-05-07 14:15 | 2019-05-07 14:47 | 32
| 1 | 2019-05-07 15:22 | 2019-05-07 15:29 | 7
| 1 | 2019-05-07 15:41 | 2019-05-07 19:07 | 206
| 1 | 2019-05-07 17:49 | 2019-05-07 17:59 | 10
| 122 | 2019-05-07 17:49 | 2019-05-07 18:01 | 12
| 1 | 2019-05-07 17:59 | 2019-05-07 18:05 | 6
| 1 | 2019-05-07 18:14 | 2019-05-07 18:20 | 6
| 1 | 2019-05-07 18:25 | 2019-05-07 18:31 | 6
| 6 | 2019-05-07 20:26 | 2019-05-07 20:32 | 6
| 507 | 2019-05-07 20:35 | 2019-05-07 20:42 | 7
| 12 | 2019-05-07 20:53 | 2019-05-07 21:13 | 20
| 58 | 2019-05-07 22:23 | 2019-05-07 22:39 | 16
| 1 | 2019-05-07 23:28 | 2019-05-08 07:12 | 464
| 1 | 2019-05-07 23:36 | 2019-05-08 08:06 | 510
| 1 | 2019-05-08 00:54 | 2019-05-08 14:35 | 821
| 25 | 2019-05-08 00:54 | 2019-05-08 17:21 | 987
| 2 | 2019-05-08 01:32 | 2019-05-08 08:01 | 389
| 1 | 2019-05-08 03:39 | 2019-05-08 06:06 | 147
| 1 | 2019-05-08 05:10 | 2019-05-08 05:41 | 31
| 1 | 2019-05-08 05:19 | 2019-05-08 05:39 | 20
| 2 | 2019-05-08 06:26 | 2019-05-08 06:41 | 15
| 1 | 2019-05-08 07:27 | 2019-05-08 08:15 | 48
| 8 | 2019-05-08 07:27 | 2019-05-08 08:18 | 51
| 1 | 2019-05-08 09:06 | 2019-05-08 09:12 | 6
| 1 | 2019-05-08 09:08 | 2019-05-08 11:20 | 132
| 1 | 2019-05-08 09:21 | 2019-05-08 09:28 | 7
| 1 | 2019-05-08 09:28 | 2019-05-08 09:34 | 6
| 1 | 2019-05-08 09:34 | 2019-05-08 10:18 | 44
| 1 | 2019-05-08 09:53 | 2019-05-08 09:59 | 6
| 92 | 2019-05-08 10:25 | 2019-05-08 10:31 | 6
| 1 | 2019-05-08 10:29 | 2019-05-08 11:54 | 85
| 1 | 2019-05-08 11:04 | 2019-05-08 11:10 | 6
| 1 | 2019-05-08 12:04 | 2019-05-08 12:10 | 6
| 1 | 2019-05-08 12:08 | 2019-05-08 12:10 | 2
| 2 | 2019-05-08 12:11 | 2019-05-08 12:14 | 3
| 1 | 2019-05-08 12:32 | 2019-05-08 12:37 | 5
| 7 | 2019-05-08 13:05 | 2019-05-08 13:08 | 3
| 1 | 2019-05-08 13:57 | 2019-05-08 14:01 | 4
| 1 | 2019-05-08 14:03 | 2019-05-08 14:08 | 5
| 1 | 2019-05-08 14:19 | 2019-05-08 14:25 | 6
| 9 | 2019-05-08 14:23 | 2019-05-08 14:46 | 23
| 10 | 2019-05-08 15:00 | 2019-05-08 15:23 | 23
| 26 | 2019-05-08 15:06 | 2019-05-08 15:31 | 25
| 1 | 2019-05-08 15:15 | 2019-05-08 15:34 | 19
| 1 | 2019-05-08 15:24 | 2019-05-08 15:30 | 6
| 1 | 2019-05-08 17:11 | 2019-05-08 17:17 | 6
| 1 | 2019-05-08 18:20 | 2019-05-08 18:26 | 6
| 4 | 2019-05-08 21:46 | 2019-05-08 21:52 | 6
| 2 | 2019-05-09 01:21 | 2019-05-09 07:25 | 364
| 1 | 2019-05-09 01:49 | 2019-05-09 09:59 | 490
| 1 | 2019-05-09 06:37 | 2019-05-09 06:43 | 6
| 1 | 2019-05-09 06:52 | 2019-05-09 07:09 | 17
| 1 | 2019-05-09 09:10 | 2019-05-09 09:16 | 6
| 1 | 2019-05-09 10:05 | 2019-05-09 10:13 | 8
| 1 | 2019-05-09 10:12 | 2019-05-09 10:18 | 6
| 1 | 2019-05-09 10:41 | 2019-05-09 10:45 | 4
| 1 | 2019-05-09 10:50 | 2019-05-09 10:52 | 2
| 6 | 2019-05-09 10:52 | 2019-05-09 10:58 | 6
| 1 | 2019-05-09 10:52 | 2019-05-09 10:59 | 7
| 1 | 2019-05-09 11:17 | 2019-05-09 11:23 | 6
| 1 | 2019-05-09 11:33 | 2019-05-09 11:35 | 2
| 1 | 2019-05-09 12:23 | 2019-05-09 12:29 | 6
| 1 | 2019-05-09 12:29 | 2019-05-09 12:35 | 6
| 1 | 2019-05-09 13:01 | 2019-05-09 13:06 | 5
| 1 | 2019-05-09 13:06 | 2019-05-09 13:08 | 2
| 15 | 2019-05-09 13:20 | 2019-05-09 13:27 | 7
| 1 | 2019-05-09 13:37 | 2019-05-09 20:43 | 426
| 1 | 2019-05-09 14:01 | 2019-05-09 14:08 | 7
| 2 | 2019-05-09 14:14 | 2019-05-09 14:20 | 6
| 37 | 2019-05-09 14:30 | 2019-05-09 14:50 | 20
| 1 | 2019-05-09 15:52 | 2019-05-09 15:58 | 6
| 71 | 2019-05-09 17:50 | 2019-05-09 18:17 | 27
| 1 | 2019-05-09 18:03 | 2019-05-09 18:09 | 6
| 1 | 2019-05-09 18:19 | 2019-05-09 18:34 | 15
| 1 | 2019-05-09 18:52 | 2019-05-09 18:57 | 5
| 1 | 2019-05-09 19:29 | 2019-05-09 19:35 | 6
| 23 | 2019-05-09 19:29 | 2019-05-09 19:40 | 11
| 1 | 2019-05-09 20:05 | 2019-05-09 20:11 | 6
| 4 | 2019-05-09 20:49 | 2019-05-09 21:07 | 18
| 1 | 2019-05-10 01:29 | 2019-05-10 07:20 | 351
| 1 | 2019-05-10 02:43 | 2019-05-10 09:34 | 411
| 5 | 2019-05-10 02:52 | 2019-05-10 08:44 | 352
| 1 | 2019-05-10 03:36 | 2019-05-10 03:55 | 19
| 1 | 2019-05-10 05:23 | 2019-05-10 07:37 | 134
| 1143 | 2019-05-10 06:18 | 2019-05-10 06:25 | 7
| 57 | 2019-05-10 06:23 | 2019-05-10 06:43 | 20
| 59 | 2019-05-10 06:35 | 2019-05-10 08:36 | 121
| 1 | 2019-05-10 07:07 | 2019-05-10 09:58 | 171
| 1 | 2019-05-10 07:16 | 2019-05-10 12:57 | 341
| 1 | 2019-05-10 08:15 | 2019-05-10 08:21 | 6
| 1 | 2019-05-10 08:18 | 2019-05-10 08:24 | 6
| 1 | 2019-05-10 08:20 | 2019-05-10 16:28 | 488
| 4 | 2019-05-10 08:38 | 2019-05-10 12:58 | 260
| 1 | 2019-05-10 08:40 | 2019-05-10 09:31 | 51
| 1 | 2019-05-10 08:54 | 2019-05-10 09:41 | 47
| 1 | 2019-05-10 08:58 | 2019-05-10 09:45 | 47
| 1 | 2019-05-10 09:25 | 2019-05-10 09:27 | 2
| 5 | 2019-05-10 09:58 | 2019-05-10 10:13 | 15
| 1 | 2019-05-10 10:01 | 2019-05-10 10:13 | 12
| 2 | 2019-05-10 10:08 | 2019-05-10 11:20 | 72
| 5 | 2019-05-10 10:16 | 2019-05-10 12:57 | 161
| 8 | 2019-05-10 10:21 | 2019-05-10 10:28 | 7
| 1 | 2019-05-10 10:31 | 2019-05-10 14:55 | 264
| 1 | 2019-05-10 10:38 | 2019-05-10 11:19 | 41
| 1 | 2019-05-10 11:05 | 2019-05-10 11:49 | 44
| 1 | 2019-05-10 12:25 | 2019-05-10 12:32 | 7
| 2 | 2019-05-10 12:26 | 2019-05-10 12:32 | 6
| 1 | 2019-05-10 12:50 | 2019-05-10 12:52 | 2
| 1 | 2019-05-10 13:01 | 2019-05-10 13:04 | 3
| 95 | 2019-05-10 13:12 | 2019-05-10 13:39 | 27
| 1 | 2019-05-10 13:15 | 2019-05-10 13:21 | 6
| 2 | 2019-05-10 13:37 | 2019-05-10 13:54 | 17
| 2 | 2019-05-10 13:37 | 2019-05-10 13:55 | 18
| 75 | 2019-05-10 13:44 | 2019-05-10 13:55 | 11
| 1 | 2019-05-10 13:56 | 2019-05-10 14:33 | 37
| 1 | 2019-05-10 14:13 | 2019-05-10 14:53 | 40
| 2 | 2019-05-10 14:17 | 2019-05-10 16:33 | 136
| 1 | 2019-05-10 14:22 | 2019-05-10 14:27 | 5
| 29 | 2019-05-10 14:38 | 2019-05-10 15:13 | 35
| 1 | 2019-05-10 14:52 | 2019-05-10 14:58 | 6
| 1 | 2019-05-10 15:46 | 2019-05-10 15:49 | 3
| 1 | 2019-05-10 16:22 | 2019-05-10 17:30 | 68
| 1 | 2019-05-10 16:49 | 2019-05-10 16:55 | 6
| 1 | 2019-05-10 16:52 | 2019-05-10 16:58 | 6
| 1 | 2019-05-10 17:20 | 2019-05-10 17:26 | 6
| 1 | 2019-05-10 17:35 | 2019-05-10 17:40 | 5
| 61 | 2019-05-10 17:36 | 2019-05-10 17:52 | 16
| 2 | 2019-05-10 18:44 | 2019-05-10 18:50 | 6
| 1 | 2019-05-10 18:51 | 2019-05-10 20:08 | 77
| 13 | 2019-05-10 19:19 | 2019-05-10 19:29 | 10
| 1 | 2019-05-10 19:39 | 2019-05-10 19:42 | 3
| 1 | 2019-05-10 21:07 | 2019-05-10 21:35 | 28
| 2 | 2019-05-10 22:11 | 2019-05-11 07:24 | 553
| 4 | 2019-05-11 07:14 | 2019-05-11 07:21 | 7
| 1 | 2019-05-11 08:16 | 2019-05-11 09:25 | 69
| 1 | 2019-05-11 08:23 | 2019-05-11 08:29 | 6
| 1 | 2019-05-11 08:30 | 2019-05-11 12:52 | 262
| 2 | 2019-05-11 08:39 | 2019-05-11 08:45 | 6
| 1 | 2019-05-11 09:20 | 2019-05-11 09:26 | 6
| 15 | 2019-05-11 09:45 | 2019-05-11 09:59 | 14
| 1 | 2019-05-11 10:50 | 2019-05-11 10:56 | 6
| 79 | 2019-05-11 11:00 | 2019-05-11 11:06 | 6
| 1 | 2019-05-11 11:51 | 2019-05-11 11:57 | 6
| 1 | 2019-05-11 12:12 | 2019-05-11 13:54 | 102
| 1 | 2019-05-11 12:55 | 2019-05-11 13:01 | 6
| 3 | 2019-05-11 13:20 | 2019-05-11 13:26 | 6
| 50 | 2019-05-11 13:20 | 2019-05-11 13:36 | 16
| 1 | 2019-05-11 13:22 | 2019-05-11 13:28 | 6
| 106 | 2019-05-11 13:36 | 2019-05-11 13:49 | 13
| 53 | 2019-05-11 14:21 | 2019-05-11 14:33 | 12
| 1 | 2019-05-11 16:04 | 2019-05-11 16:12 | 8
| 2 | 2019-05-11 16:04 | 2019-05-11 16:13 | 9
| 2 | 2019-05-11 17:35 | 2019-05-12 10:44 | 1029
| 1 | 2019-05-11 17:39 | 2019-05-11 17:45 | 6
| 3 | 2019-05-11 17:48 | 2019-05-11 19:12 | 84
| 4 | 2019-05-11 18:06 | 2019-05-11 18:29 | 23
| 1 | 2019-05-11 18:42 | 2019-05-11 18:48 | 6
| 1 | 2019-05-11 19:11 | 2019-05-11 19:26 | 15
| 1 | 2019-05-12 06:53 | 2019-05-12 07:03 | 10
| 18 | 2019-05-12 06:53 | 2019-05-12 07:47 | 54
| 1 | 2019-05-12 07:08 | 2019-05-12 07:14 | 6
| 1 | 2019-05-12 11:11 | 2019-05-12 11:16 | 5
| 1 | 2019-05-12 11:38 | 2019-05-12 11:44 | 6
| 1 | 2019-05-12 15:43 | 2019-05-12 15:48 | 5
| 1 | 2019-05-12 16:55 | 2019-05-12 17:01 | 6
| 1 | 2019-05-12 16:57 | 2019-05-12 17:03 | 6
| 1 | 2019-05-12 16:58 | 2019-05-12 17:04 | 6
| 31 | 2019-05-12 17:25 | 2019-05-12 17:44 | 19
| 1 | 2019-05-12 18:01 | 2019-05-12 18:07 | 6
| 1 | 2019-05-12 20:14 | 2019-05-12 20:36 | 22
| 1 | 2019-05-12 23:27 | 2019-05-13 11:20 | 713
| 21 | 2019-05-13 03:16 | 2019-05-13 06:25 | 189
| 1 | 2019-05-13 05:15 | 2019-05-13 06:21 | 66
| 1 | 2019-05-13 05:42 | 2019-05-13 16:49 | 667
| 1 | 2019-05-13 06:59 | 2019-05-13 10:38 | 219
| 5 | 2019-05-13 07:25 | 2019-05-13 11:37 | 252
| 1 | 2019-05-13 08:09 | 2019-05-13 11:11 | 182
| 1 | 2019-05-13 08:46 | 2019-05-13 08:52 | 6
| 25 | 2019-05-13 08:55 | 2019-05-13 09:01 | 6
| 30 | 2019-05-13 08:55 | 2019-05-13 09:14 | 19
| 3 | 2019-05-13 09:03 | 2019-05-13 09:15 | 12
| 1 | 2019-05-13 09:40 | 2019-05-13 09:46 | 6
| 1 | 2019-05-13 10:12 | 2019-05-13 10:33 | 21
| 1 | 2019-05-13 10:56 | 2019-05-13 11:34 | 38
| 1 | 2019-05-13 11:56 | 2019-05-13 13:10 | 74
| 1 | 2019-05-13 12:12 | 2019-05-13 15:58 | 226
| 1 | 2019-05-13 12:17 | 2019-05-13 15:57 | 220
| 1 | 2019-05-13 13:01 | 2019-05-13 13:07 | 6
| 1 | 2019-05-13 14:42 | 2019-05-13 14:48 | 6
| 1 | 2019-05-13 15:15 | 2019-05-13 15:21 | 6
| 1 | 2019-05-13 15:19 | 2019-05-13 15:25 | 6
| 1 | 2019-05-13 16:03 | 2019-05-13 16:09 | 6
| 4 | 2019-05-13 16:18 | 2019-05-13 16:25 | 7
| 13 | 2019-05-13 16:32 | 2019-05-13 16:40 | 8
| 37 | 2019-05-13 17:24 | 2019-05-13 17:30 | 6
| 4 | 2019-05-13 17:51 | 2019-05-13 17:58 | 7
| 1 | 2019-05-13 17:57 | 2019-05-13 19:00 | 63
| 1 | 2019-05-13 19:29 | 2019-05-13 20:01 | 32
| 1 | 2019-05-13 20:10 | 2019-05-13 20:16 | 6
| 1 | 2019-05-13 20:57 | 2019-05-13 21:03 | 6
| 1 | 2019-05-13 23:18 | 2019-05-14 06:02 | 404
| 1 | 2019-05-13 23:22 | 2019-05-14 08:36 | 554
| 4 | 2019-05-13 23:28 | 2019-05-13 23:34 | 6
| 2 | 2019-05-14 00:12 | 2019-05-14 06:33 | 381
| 1 | 2019-05-14 03:29 | 2019-05-14 12:39 | 550
| 1 | 2019-05-14 04:11 | 2019-05-14 15:57 | 706
| 1 | 2019-05-14 06:31 | 2019-05-14 10:00 | 209
| 1 | 2019-05-14 06:55 | 2019-05-14 07:01 | 6
| 8 | 2019-05-14 06:56 | 2019-05-14 07:15 | 19
| 1 | 2019-05-14 07:42 | 2019-05-14 07:48 | 6
| 1 | 2019-05-14 08:48 | 2019-05-14 08:54 | 6
| 1 | 2019-05-14 08:50 | 2019-05-14 08:56 | 6
| 1 | 2019-05-14 09:17 | 2019-05-14 09:19 | 2
| 1 | 2019-05-14 09:35 | 2019-05-14 09:41 | 6
| 1 | 2019-05-14 10:14 | 2019-05-14 10:19 | 5
| 1 | 2019-05-14 11:30 | 2019-05-14 11:31 | 1
| 1 | 2019-05-14 11:43 | 2019-05-14 11:58 | 15
| 1 | 2019-05-14 13:02 | 2019-05-14 13:08 | 6
| 2 | 2019-05-14 13:23 | 2019-05-14 13:29 | 6
| 1 | 2019-05-14 14:46 | 2019-05-14 15:25 | 39
| 4 | 2019-05-14 14:46 | 2019-05-14 15:28 | 42
| 16 | 2019-05-14 14:46 | 2019-05-14 15:53 | 67
| 12 | 2019-05-14 14:59 | 2019-05-14 15:05 | 6
| 2 | 2019-05-14 15:00 | 2019-05-14 15:07 | 7
| 1 | 2019-05-14 16:12 | 2019-05-14 17:44 | 92
| 29 | 2019-05-14 22:49 | 2019-05-14 22:51 | 2
| 30 | 2019-05-15 02:55 | 2019-05-15 03:02 | 7
| 50 | 2019-05-15 02:55 | 2019-05-15 06:28 | 213
| 1 | 2019-05-15 04:58 | 2019-05-15 08:58 | 240
| 2 | 2019-05-15 06:48 | 2019-05-15 07:08 | 20
| 22 | 2019-05-15 07:03 | 2019-05-15 07:22 | 19
| 2 | 2019-05-15 08:59 | 2019-05-15 09:05 | 6
| 1 | 2019-05-15 09:00 | 2019-05-15 10:53 | 113
| 1 | 2019-05-15 09:04 | 2019-05-15 09:10 | 6
| 1 | 2019-05-15 09:06 | 2019-05-15 09:12 | 6
| 1 | 2019-05-15 09:07 | 2019-05-15 09:13 | 6
| 10 | 2019-05-15 10:09 | 2019-05-15 10:15 | 6
| 13 | 2019-05-15 10:20 | 2019-05-15 10:26 | 6
| 32 | 2019-05-15 10:21 | 2019-05-15 10:47 | 26
| 8 | 2019-05-15 11:35 | 2019-05-15 11:44 | 9
| 65 | 2019-05-15 12:17 | 2019-05-15 12:38 | 21
| 2 | 2019-05-15 13:26 | 2019-05-15 13:33 | 7
| 1 | 2019-05-15 13:49 | 2019-05-15 13:55 | 6
| 1 | 2019-05-15 15:33 | 2019-05-15 15:39 | 6
| 80 | 2019-05-15 15:33 | 2019-05-15 15:46 | 13
| 1 | 2019-05-15 16:57 | 2019-05-15 17:03 | 6
| 1 | 2019-05-15 17:06 | 2019-05-15 17:12 | 6
| 1 | 2019-05-15 17:58 | 2019-05-15 19:12 | 74
| 1 | 2019-05-15 21:12 | 2019-05-15 21:17 | 5
| 1 | 2019-05-16 00:11 | 2019-05-16 00:28 | 17
| 1 | 2019-05-16 05:03 | 2019-05-16 10:32 | 329
| 30 | 2019-05-16 06:53 | 2019-05-16 07:15 | 22
| 1 | 2019-05-16 07:03 | 2019-05-16 07:33 | 30
| 1 | 2019-05-16 08:07 | 2019-05-16 08:13 | 6
| 6 | 2019-05-16 08:18 | 2019-05-16 08:34 | 16
| 1 | 2019-05-16 08:26 | 2019-05-16 09:06 | 40
| 1 | 2019-05-16 10:53 | 2019-05-16 15:59 | 306
| 1 | 2019-05-16 12:34 | 2019-05-16 12:40 | 6
| 82 | 2019-05-16 13:55 | 2019-05-16 14:01 | 6
| 1 | 2019-05-16 14:39 | 2019-05-16 14:43 | 4
| 1 | 2019-05-16 15:08 | 2019-05-16 15:14 | 6
| 1 | 2019-05-16 15:48 | 2019-05-16 15:54 | 6
| 2 | 2019-05-16 16:06 | 2019-05-16 16:11 | 5
| 1 | 2019-05-16 16:34 | 2019-05-16 16:40 | 6
| 1 | 2019-05-16 16:46 | 2019-05-16 16:51 | 5
| 1 | 2019-05-16 18:57 | 2019-05-16 19:09 | 12
| 20 | 2019-05-16 18:57 | 2019-05-16 19:10 | 13
| 1 | 2019-05-16 19:31 | 2019-05-16 19:37 | 6
| 1 | 2019-05-16 20:42 | 2019-05-16 20:57 | 15
| 11 | 2019-05-17 06:12 | 2019-05-17 08:03 | 111
| 23 | 2019-05-17 06:50 | 2019-05-17 06:59 | 9
| 1 | 2019-05-17 07:01 | 2019-05-17 07:07 | 6
| 1 | 2019-05-17 07:29 | 2019-05-17 07:35 | 6
| 4 | 2019-05-17 08:30 | 2019-05-17 08:58 | 28
| 1 | 2019-05-17 09:22 | 2019-05-17 09:28 | 6
| 105 | 2019-05-17 09:35 | 2019-05-17 09:54 | 19
| 10 | 2019-05-17 12:22 | 2019-05-17 19:26 | 424
| 1 | 2019-05-17 12:53 | 2019-05-17 12:59 | 6
| 13 | 2019-05-17 13:38 | 2019-05-17 13:45 | 7
| 1 | 2019-05-17 13:53 | 2019-05-17 15:17 | 84
| 1 | 2019-05-17 15:37 | 2019-05-17 15:43 | 6
| 1 | 2019-05-17 15:46 | 2019-05-17 15:52 | 6
| 1 | 2019-05-17 16:56 | 2019-05-17 17:02 | 6
| 1 | 2019-05-17 17:20 | 2019-05-17 17:25 | 5
| 1 | 2019-05-17 18:16 | 2019-05-17 19:00 | 44
| 3 | 2019-05-18 02:49 | 2019-05-18 07:08 | 259
| 1 | 2019-05-18 07:58 | 2019-05-18 08:04 | 6
| 7 | 2019-05-18 08:08 | 2019-05-18 08:14 | 6
| 1 | 2019-05-18 10:00 | 2019-05-18 10:22 | 22
| 1 | 2019-05-18 10:50 | 2019-05-18 10:56 | 6
| 12 | 2019-05-18 10:57 | 2019-05-18 11:23 | 26
| 1 | 2019-05-18 16:49 | 2019-05-18 16:55 | 6
| 908 | 2019-05-18 17:06 | 2019-05-18 17:16 | 10
| 1 | 2019-05-18 17:55 | 2019-05-18 18:01 | 6
| 1 | 2019-05-18 19:39 | 2019-05-18 19:52 | 13
| 40 | 2019-05-18 20:51 | 2019-05-18 21:14 | 23
| 17 | 2019-05-19 00:17 | 2019-05-19 06:09 | 352
| 5 | 2019-05-19 02:03 | 2019-05-19 02:19 | 16
| 4 | 2019-05-19 04:09 | 2019-05-19 04:16 | 7
| 1 | 2019-05-19 04:16 | 2019-05-19 07:08 | 172
| 1 | 2019-05-19 07:35 | 2019-05-19 07:41 | 6
| 15 | 2019-05-19 07:47 | 2019-05-19 08:11 | 24
| 1 | 2019-05-19 08:04 | 2019-05-19 08:53 | 49
| 1 | 2019-05-19 09:37 | 2019-05-19 09:43 | 6
| 1 | 2019-05-19 11:56 | 2019-05-19 12:01 | 5
| 1 | 2019-05-19 12:07 | 2019-05-19 12:13 | 6
| 2 | 2019-05-19 18:12 | 2019-05-19 18:18 | 6
| 1 | 2019-05-19 18:44 | 2019-05-19 19:01 | 17
| 1 | 2019-05-19 20:21 | 2019-05-19 21:09 | 48
| 1 | 2019-05-19 21:26 | 2019-05-19 21:46 | 20
| 6 | 2019-05-20 01:53 | 2019-05-20 08:10 | 377
| 3 | 2019-05-20 05:04 | 2019-05-20 09:05 | 241
| 16 | 2019-05-20 05:04 | 2019-05-20 09:06 | 242
| 1 | 2019-05-20 05:22 | 2019-05-20 05:28 | 6
| 1 | 2019-05-20 06:44 | 2019-05-20 07:16 | 32
| 1 | 2019-05-20 07:23 | 2019-05-20 07:29 | 6
| 3 | 2019-05-20 07:23 | 2019-05-20 07:36 | 13
| 2 | 2019-05-20 07:48 | 2019-05-20 07:54 | 6
| 8 | 2019-05-20 07:48 | 2019-05-20 08:09 | 21
| 3 | 2019-05-20 08:43 | 2019-05-20 09:07 | 24
| 2 | 2019-05-20 09:03 | 2019-05-20 09:09 | 6
| 1 | 2019-05-20 10:10 | 2019-05-20 10:15 | 5
| 37 | 2019-05-20 11:00 | 2019-05-20 11:21 | 21
| 28 | 2019-05-20 11:12 | 2019-05-20 11:19 | 7
| 4 | 2019-05-20 11:39 | 2019-05-20 11:51 | 12
| 46 | 2019-05-20 11:39 | 2019-05-20 11:52 | 13
| 1 | 2019-05-20 11:43 | 2019-05-20 13:25 | 102
| 1 | 2019-05-20 12:04 | 2019-05-20 13:50 | 106
| 1 | 2019-05-20 12:24 | 2019-05-20 12:26 | 2
| 5 | 2019-05-20 12:52 | 2019-05-20 13:06 | 14
| 13 | 2019-05-20 13:18 | 2019-05-20 13:24 | 6
| 38 | 2019-05-20 15:12 | 2019-05-20 15:18 | 6
| 1 | 2019-05-20 15:12 | 2019-05-20 17:31 | 139
| 4 | 2019-05-20 16:26 | 2019-05-20 16:31 | 5
| 1 | 2019-05-20 17:02 | 2019-05-20 17:08 | 6
| 1 | 2019-05-20 17:38 | 2019-05-20 17:44 | 6
| 1 | 2019-05-20 17:48 | 2019-05-20 18:07 | 19
| 1 | 2019-05-20 17:53 | 2019-05-20 17:59 | 6
| 2 | 2019-05-20 18:58 | 2019-05-20 19:19 | 21
| 1 | 2019-05-21 07:29 | 2019-05-21 07:35 | 6
| 1 | 2019-05-21 08:17 | 2019-05-21 08:23 | 6
| 1 | 2019-05-21 08:17 | 2019-05-21 09:09 | 52
| 1 | 2019-05-21 09:07 | 2019-05-21 09:13 | 6
| 1 | 2019-05-21 11:50 | 2019-05-21 11:54 | 4
| 1 | 2019-05-21 12:25 | 2019-05-21 12:28 | 3
| 1 | 2019-05-21 13:45 | 2019-05-21 13:51 | 6
| 1 | 2019-05-21 13:55 | 2019-05-21 14:02 | 7
| 1 | 2019-05-21 14:08 | 2019-05-21 14:12 | 4
| 7 | 2019-05-21 14:45 | 2019-05-21 14:51 | 6
| 14 | 2019-05-21 14:51 | 2019-05-21 15:00 | 9
| 1 | 2019-05-21 14:56 | 2019-05-21 15:02 | 6
| 1 | 2019-05-21 15:10 | 2019-05-21 15:15 | 5
| 1 | 2019-05-21 15:12 | 2019-05-21 15:18 | 6
| 1 | 2019-05-21 17:10 | 2019-05-21 17:14 | 4
| 1 | 2019-05-21 20:46 | 2019-05-21 20:52 | 6
| 26 | 2019-05-21 22:31 | 2019-05-21 22:47 | 16
| 60 | 2019-05-21 22:31 | 2019-05-21 22:50 | 19
| 1 | 2019-05-21 23:47 | 2019-05-22 10:28 | 641
| 11 | 2019-05-22 07:00 | 2019-05-22 07:26 | 26
| 1 | 2019-05-22 07:48 | 2019-05-22 19:25 | 697
| 10 | 2019-05-22 08:22 | 2019-05-22 08:28 | 6
| 1 | 2019-05-22 08:31 | 2019-05-22 08:37 | 6
| 1 | 2019-05-22 08:34 | 2019-05-22 08:40 | 6
| 1 | 2019-05-22 09:18 | 2019-05-22 09:50 | 32
| 1 | 2019-05-22 09:46 | 2019-05-22 09:52 | 6
| 1 | 2019-05-22 09:51 | 2019-05-22 11:48 | 117
| 4 | 2019-05-22 09:59 | 2019-05-22 10:23 | 24
| 1 | 2019-05-22 10:00 | 2019-05-22 14:15 | 255
| 1 | 2019-05-22 10:09 | 2019-05-22 10:15 | 6
| 1 | 2019-05-22 11:13 | 2019-05-22 11:19 | 6
| 1 | 2019-05-22 11:55 | 2019-05-22 20:02 | 487
| 1 | 2019-05-22 12:06 | 2019-05-22 12:12 | 6
| 1 | 2019-05-22 12:25 | 2019-05-22 12:31 | 6
| 1 | 2019-05-22 12:53 | 2019-05-22 12:58 | 5
| 6 | 2019-05-22 13:06 | 2019-05-22 13:21 | 15
| 3 | 2019-05-22 13:37 | 2019-05-22 13:43 | 6
| 2 | 2019-05-22 14:07 | 2019-05-22 14:08 | 1
| 1 | 2019-05-22 14:52 | 2019-05-22 14:58 | 6
| 2 | 2019-05-22 14:57 | 2019-05-22 15:02 | 5
| 18 | 2019-05-22 15:14 | 2019-05-22 15:48 | 34
| 2 | 2019-05-22 15:41 | 2019-05-22 18:09 | 148
| 1 | 2019-05-22 16:01 | 2019-05-22 16:07 | 6
| 3 | 2019-05-22 16:01 | 2019-05-22 16:13 | 12
| 1 | 2019-05-22 16:36 | 2019-05-22 16:42 | 6
| 1 | 2019-05-22 16:36 | 2019-05-22 17:16 | 40
| 1 | 2019-05-22 17:27 | 2019-05-22 17:39 | 12
| 1 | 2019-05-22 17:50 | 2019-05-22 18:19 | 29
| 1 | 2019-05-22 18:34 | 2019-05-22 18:39 | 5
| 22 | 2019-05-22 19:12 | 2019-05-22 19:27 | 15
| 1 | 2019-05-22 19:18 | 2019-05-22 19:24 | 6
| 4 | 2019-05-22 20:19 | 2019-05-22 20:46 | 27
| 1 | 2019-05-22 20:35 | 2019-05-22 20:41 | 6
| 1 | 2019-05-23 08:36 | 2019-05-23 08:42 | 6
| 1 | 2019-05-23 09:01 | 2019-05-23 09:21 | 20
| 57 | 2019-05-23 10:46 | 2019-05-23 10:53 | 7
| 2 | 2019-05-23 11:45 | 2019-05-23 11:48 | 3
| 1 | 2019-05-23 11:48 | 2019-05-23 11:54 | 6
| 1 | 2019-05-23 12:12 | 2019-05-23 12:18 | 6
| 1 | 2019-05-23 13:26 | 2019-05-23 13:33 | 7
| 1 | 2019-05-23 13:47 | 2019-05-23 14:16 | 29
| 1 | 2019-05-23 15:04 | 2019-05-23 15:51 | 47
| 7 | 2019-05-23 15:05 | 2019-05-23 15:28 | 23
| 13 | 2019-05-23 15:15 | 2019-05-23 15:23 | 8
| 4 | 2019-05-23 16:49 | 2019-05-23 17:07 | 18
| 1 | 2019-05-23 17:09 | 2019-05-23 17:15 | 6
| 15 | 2019-05-23 17:56 | 2019-05-23 18:08 | 12
| 1 | 2019-05-23 18:16 | 2019-05-23 18:22 | 6
| 1 | 2019-05-23 22:37 | 2019-05-24 07:16 | 519
| 4 | 2019-05-23 23:25 | 2019-05-23 23:39 | 14
| 2 | 2019-05-23 23:32 | 2019-05-23 23:56 | 24
| 1 | 2019-05-24 00:04 | 2019-05-24 00:30 | 26
| 4 | 2019-05-24 00:25 | 2019-05-24 01:20 | 55
| 11 | 2019-05-24 02:55 | 2019-05-24 03:03 | 8
| 2 | 2019-05-24 03:12 | 2019-05-24 06:12 | 180
| 6 | 2019-05-24 03:29 | 2019-05-24 06:35 | 186
| 1 | 2019-05-24 05:03 | 2019-05-24 05:09 | 6
| 10 | 2019-05-24 05:03 | 2019-05-24 05:58 | 55
| 1 | 2019-05-24 06:57 | 2019-05-24 07:03 | 6
| 1 | 2019-05-24 06:57 | 2019-05-24 07:53 | 56
| 1 | 2019-05-24 09:13 | 2019-05-24 09:20 | 7
| 6 | 2019-05-24 09:45 | 2019-05-24 09:49 | 4
| 1 | 2019-05-24 09:50 | 2019-05-24 09:51 | 1
| 1 | 2019-05-24 10:30 | 2019-05-24 10:34 | 4
| 4 | 2019-05-24 10:30 | 2019-05-24 10:54 | 24
| 1 | 2019-05-24 10:42 | 2019-05-24 10:44 | 2
| 1 | 2019-05-24 10:49 | 2019-05-24 11:53 | 64
| 1 | 2019-05-24 11:06 | 2019-05-24 11:10 | 4
| 1 | 2019-05-24 11:24 | 2019-05-24 11:28 | 4
| 2 | 2019-05-24 11:44 | 2019-05-24 11:50 | 6
| 2 | 2019-05-24 11:52 | 2019-05-24 11:55 | 3
| 1 | 2019-05-24 12:10 | 2019-05-24 12:13 | 3
| 1 | 2019-05-24 12:13 | 2019-05-24 12:17 | 4
| 15 | 2019-05-24 12:21 | 2019-05-24 12:27 | 6
| 1 | 2019-05-24 12:52 | 2019-05-24 13:06 | 14
| 1 | 2019-05-24 12:53 | 2019-05-24 12:59 | 6
| 8 | 2019-05-24 13:19 | 2019-05-24 13:40 | 21
| 1 | 2019-05-24 13:54 | 2019-05-24 15:14 | 80
| 2 | 2019-05-24 15:28 | 2019-05-24 15:34 | 6
| 52 | 2019-05-24 16:11 | 2019-05-24 16:17 | 6
| 2 | 2019-05-24 18:06 | 2019-05-24 18:19 | 13
| 3 | 2019-05-24 18:06 | 2019-05-24 18:21 | 15
| 1 | 2019-05-24 18:09 | 2019-05-24 18:29 | 20
| 1 | 2019-05-24 18:09 | 2019-05-24 18:31 | 22
| 94 | 2019-05-24 19:33 | 2019-05-24 19:56 | 23
| 33 | 2019-05-24 19:35 | 2019-05-24 19:46 | 11
| 1 | 2019-05-24 22:01 | 2019-05-24 22:07 | 6
| 871 | 2019-05-24 22:14 | 2019-05-24 22:22 | 8
| 2 | 2019-05-24 23:42 | 2019-05-24 23:49 | 7
| 1 | 2019-05-25 07:05 | 2019-05-25 07:11 | 6
| 1 | 2019-05-25 07:11 | 2019-05-25 07:17 | 6
| 7 | 2019-05-25 07:26 | 2019-05-25 07:58 | 32
| 1 | 2019-05-25 08:19 | 2019-05-25 08:36 | 17
| 35 | 2019-05-25 08:19 | 2019-05-25 08:42 | 23
| 1 | 2019-05-25 08:28 | 2019-05-25 19:22 | 654
| 1 | 2019-05-25 09:58 | 2019-05-25 10:04 | 6
| 1 | 2019-05-25 12:26 | 2019-05-25 12:32 | 6
| 1 | 2019-05-25 14:44 | 2019-05-25 14:50 | 6
| 1 | 2019-05-25 15:05 | 2019-05-25 15:21 | 16
| 10 | 2019-05-25 15:33 | 2019-05-25 16:57 | 84
| 16 | 2019-05-25 15:45 | 2019-05-25 16:13 | 28
| 1 | 2019-05-25 17:33 | 2019-05-25 19:43 | 130
| 1 | 2019-05-25 18:51 | 2019-05-25 19:08 | 17
| 86 | 2019-05-25 18:52 | 2019-05-25 19:05 | 13
| 5 | 2019-05-25 19:27 | 2019-05-25 20:03 | 36
| 1 | 2019-05-25 19:29 | 2019-05-25 19:35 | 6
| 1 | 2019-05-25 20:16 | 2019-05-25 20:21 | 5
| 1 | 2019-05-25 21:39 | 2019-05-25 22:09 | 30
| 1 | 2019-05-25 22:42 | 2019-05-25 22:48 | 6
| 2 | 2019-05-25 23:50 | 2019-05-26 00:02 | 12
| 1 | 2019-05-26 00:45 | 2019-05-26 00:54 | 9
| 3 | 2019-05-26 13:21 | 2019-05-26 16:03 | 162
| 1 | 2019-05-26 14:53 | 2019-05-26 16:03 | 70
| 3 | 2019-05-26 15:54 | 2019-05-26 16:03 | 9
| 1 | 2019-05-26 16:17 | 2019-05-26 17:11 | 54
| 1 | 2019-05-26 16:22 | 2019-05-26 16:47 | 25
| 8 | 2019-05-26 16:22 | 2019-05-26 16:52 | 30
| 1 | 2019-05-26 16:27 | 2019-05-26 16:32 | 5
| 20 | 2019-05-26 16:29 | 2019-05-26 16:41 | 12
| 1 | 2019-05-26 18:44 | 2019-05-26 18:56 | 12
| 121 | 2019-05-26 18:44 | 2019-05-26 19:01 | 17
| 1 | 2019-05-26 18:48 | 2019-05-26 18:54 | 6
| 1 | 2019-05-26 18:58 | 2019-05-26 19:04 | 6
| 1 | 2019-05-26 19:22 | 2019-05-26 19:29 | 7
| 1 | 2019-05-26 19:40 | 2019-05-26 19:45 | 5
| 1 | 2019-05-26 19:52 | 2019-05-26 19:58 | 6
| 1 | 2019-05-26 20:20 | 2019-05-26 20:35 | 15
| 1 | 2019-05-26 21:16 | 2019-05-26 21:27 | 11
| 616 | 2019-05-26 21:32 | 2019-05-26 21:39 | 7
| 996 | 2019-05-26 21:37 | 2019-05-26 21:46 | 9
| 1 | 2019-05-26 23:13 | 2019-05-27 08:41 | 568
| 1 | 2019-05-27 02:26 | 2019-05-27 06:31 | 245
| 2 | 2019-05-27 04:09 | 2019-05-27 09:47 | 338
| 1 | 2019-05-27 05:03 | 2019-05-27 10:13 | 310
| 17 | 2019-05-27 05:49 | 2019-05-27 09:14 | 205
| 1 | 2019-05-27 05:56 | 2019-05-27 06:55 | 59
| 2 | 2019-05-27 06:22 | 2019-05-27 06:35 | 13
| 1 | 2019-05-27 07:31 | 2019-05-27 12:18 | 287
| 1 | 2019-05-27 07:43 | 2019-05-27 07:49 | 6
| 42 | 2019-05-27 07:59 | 2019-05-27 08:23 | 24
| 1 | 2019-05-27 08:22 | 2019-05-27 08:28 | 6
| 1 | 2019-05-27 08:56 | 2019-05-27 09:01 | 5
| 3 | 2019-05-27 09:42 | 2019-05-27 09:43 | 1
| 1 | 2019-05-27 10:17 | 2019-05-27 10:59 | 42
| 5 | 2019-05-27 10:34 | 2019-05-27 10:52 | 18
| 1 | 2019-05-27 10:49 | 2019-05-27 10:55 | 6
| 1 | 2019-05-27 10:49 | 2019-05-27 13:37 | 168
| 1 | 2019-05-27 10:56 | 2019-05-27 11:02 | 6
| 1 | 2019-05-27 10:56 | 2019-05-27 16:25 | 329
| 1 | 2019-05-27 11:03 | 2019-05-27 11:09 | 6
| 1 | 2019-05-27 11:49 | 2019-05-27 13:50 | 121
| 1 | 2019-05-27 11:51 | 2019-05-27 11:57 | 6
| 1 | 2019-05-27 11:57 | 2019-05-27 12:03 | 6
| 3 | 2019-05-27 11:57 | 2019-05-27 12:46 | 49
| 716 | 2019-05-27 12:10 | 2019-05-27 12:16 | 6
| 1 | 2019-05-27 12:36 | 2019-05-27 12:42 | 6
| 1 | 2019-05-27 13:05 | 2019-05-27 13:11 | 6
| 1 | 2019-05-27 13:19 | 2019-05-27 13:24 | 5
| 1 | 2019-05-27 13:26 | 2019-05-27 13:32 | 6
| 1 | 2019-05-27 14:51 | 2019-05-27 16:17 | 86
| 1 | 2019-05-27 15:03 | 2019-05-27 15:07 | 4
| 51 | 2019-05-27 15:20 | 2019-05-27 15:50 | 30
| 6 | 2019-05-27 17:47 | 2019-05-27 18:06 | 19
| 31 | 2019-05-27 17:48 | 2019-05-27 18:02 | 14
| 28 | 2019-05-27 17:48 | 2019-05-27 18:12 | 24
| 105 | 2019-05-27 18:01 | 2019-05-27 18:17 | 16
| 1 | 2019-05-27 18:02 | 2019-05-27 18:30 | 28
| 1 | 2019-05-27 18:25 | 2019-05-27 19:57 | 92
| 1 | 2019-05-27 18:38 | 2019-05-27 18:44 | 6
| 1 | 2019-05-27 19:53 | 2019-05-27 20:13 | 20
| 1497 | 2019-05-27 20:43 | 2019-05-27 20:51 | 8
| 1 | 2019-05-27 21:02 | 2019-05-27 22:38 | 96
| 6 | 2019-05-27 21:49 | 2019-05-27 22:02 | 13
| 64 | 2019-05-27 21:58 | 2019-05-27 22:10 | 12
| 1 | 2019-05-27 22:19 | 2019-05-27 22:23 | 4
| 1 | 2019-05-27 23:02 | 2019-05-28 09:30 | 628
| 2 | 2019-05-27 23:23 | 2019-05-28 06:12 | 409
| 2 | 2019-05-27 23:28 | 2019-05-28 08:49 | 561
| 6 | 2019-05-28 00:55 | 2019-05-28 08:01 | 426
| 5 | 2019-05-28 01:13 | 2019-05-28 07:27 | 374
| 1 | 2019-05-28 02:27 | 2019-05-28 08:38 | 371
| 1 | 2019-05-28 08:20 | 2019-05-28 08:26 | 6
| 3 | 2019-05-28 09:10 | 2019-05-28 09:16 | 6
| 1 | 2019-05-28 10:19 | 2019-05-28 10:25 | 6
| 45 | 2019-05-28 11:03 | 2019-05-28 11:11 | 8
| 1 | 2019-05-28 11:34 | 2019-05-28 11:40 | 6
| 1 | 2019-05-28 12:12 | 2019-05-28 12:18 | 6
| 1 | 2019-05-28 13:15 | 2019-05-28 14:08 | 53
| 49 | 2019-05-28 15:01 | 2019-05-28 15:38 | 37
| 1 | 2019-05-28 15:16 | 2019-05-28 16:11 | 55
| 1 | 2019-05-28 15:33 | 2019-05-28 15:39 | 6
| 1 | 2019-05-28 16:11 | 2019-05-28 16:17 | 6
| 1 | 2019-05-28 16:24 | 2019-05-28 16:30 | 6
| 1 | 2019-05-28 17:04 | 2019-05-28 18:51 | 107
| 1 | 2019-05-28 18:30 | 2019-05-28 18:44 | 14
| 570 | 2019-05-28 18:54 | 2019-05-28 19:01 | 7
| 67 | 2019-05-28 19:00 | 2019-05-28 19:23 | 23
| 1 | 2019-05-28 19:06 | 2019-05-28 19:11 | 5
| 33 | 2019-05-28 19:15 | 2019-05-28 19:22 | 7
| 1 | 2019-05-28 19:39 | 2019-05-28 19:44 | 5
| 1 | 2019-05-28 20:26 | 2019-05-28 20:32 | 6
| 57 | 2019-05-28 20:54 | 2019-05-28 21:09 | 15
| 7 | 2019-05-28 21:10 | 2019-05-28 23:06 | 116
| 1 | 2019-05-28 21:51 | 2019-05-29 07:47 | 596
| 1 | 2019-05-28 22:18 | 2019-05-28 22:24 | 6
| 90 | 2019-05-28 22:50 | 2019-05-28 22:59 | 9
| 7 | 2019-05-29 00:15 | 2019-05-29 00:34 | 19
| 8 | 2019-05-29 00:33 | 2019-05-29 01:11 | 38
| 23 | 2019-05-29 00:40 | 2019-05-29 00:47 | 7
| 2 | 2019-05-29 01:08 | 2019-05-29 01:21 | 13
| 1 | 2019-05-29 03:27 | 2019-05-29 03:56 | 29
| 1 | 2019-05-29 03:34 | 2019-05-29 05:46 | 132
| 3 | 2019-05-29 03:34 | 2019-05-29 07:17 | 223
| 5 | 2019-05-29 03:34 | 2019-05-29 07:20 | 226
| 4 | 2019-05-29 03:40 | 2019-05-29 03:47 | 7
| 1 | 2019-05-29 05:03 | 2019-05-29 10:28 | 325
| 1 | 2019-05-29 06:29 | 2019-05-29 06:58 | 29
| 16 | 2019-05-29 06:29 | 2019-05-29 10:03 | 214
| 16 | 2019-05-29 07:12 | 2019-05-29 07:27 | 15
| 1 | 2019-05-29 08:42 | 2019-05-29 08:48 | 6
| 2 | 2019-05-29 08:51 | 2019-05-29 08:57 | 6
| 1 | 2019-05-29 08:51 | 2019-05-29 09:03 | 12
| 973 | 2019-05-29 09:13 | 2019-05-29 09:22 | 9
| 1 | 2019-05-29 09:48 | 2019-05-29 11:58 | 130
| 1 | 2019-05-29 10:00 | 2019-05-29 10:13 | 13
| 1 | 2019-05-29 11:06 | 2019-05-29 11:12 | 6
| 11 | 2019-05-29 11:28 | 2019-05-29 11:34 | 6
| 26 | 2019-05-29 11:31 | 2019-05-29 13:41 | 130
| 46 | 2019-05-29 11:52 | 2019-05-29 11:55 | 3
| 11 | 2019-05-29 11:52 | 2019-05-29 12:03 | 11
| 34 | 2019-05-29 11:58 | 2019-05-29 12:08 | 10
| 1 | 2019-05-29 12:13 | 2019-05-29 13:05 | 52
| 24 | 2019-05-29 12:19 | 2019-05-29 12:32 | 13
| 2 | 2019-05-29 12:39 | 2019-05-29 13:06 | 27
| 1 | 2019-05-29 13:11 | 2019-05-29 14:32 | 81
| 3 | 2019-05-29 13:32 | 2019-05-29 13:43 | 11
| 11 | 2019-05-29 14:00 | 2019-05-29 14:08 | 8
| 1 | 2019-05-29 14:32 | 2019-05-29 14:38 | 6
| 1 | 2019-05-29 14:32 | 2019-05-29 14:49 | 17
| 1 | 2019-05-29 14:57 | 2019-05-29 15:06 | 9
| 1 | 2019-05-29 15:22 | 2019-05-29 15:26 | 4
| 17 | 2019-05-29 15:22 | 2019-05-29 15:28 | 6
| 28 | 2019-05-29 16:20 | 2019-05-29 16:46 | 26
| 1 | 2019-05-29 17:03 | 2019-05-29 17:09 | 6
| 1 | 2019-05-29 17:10 | 2019-05-29 17:16 | 6
| 1 | 2019-05-29 19:48 | 2019-05-29 19:54 | 6
| 1 | 2019-05-29 20:18 | 2019-05-29 20:24 | 6
| 13 | 2019-05-29 20:18 | 2019-05-29 21:52 | 94
| 1 | 2019-05-29 20:21 | 2019-05-29 20:42 | 21
| 1 | 2019-05-29 20:35 | 2019-05-29 20:41 | 6
| 1 | 2019-05-29 21:22 | 2019-05-29 21:28 | 6
| 1 | 2019-05-29 22:01 | 2019-05-29 22:24 | 23
| 1 | 2019-05-29 22:08 | 2019-05-29 22:55 | 47
| 1 | 2019-05-30 02:22 | 2019-05-30 09:22 | 420
| 1 | 2019-05-30 06:25 | 2019-05-30 08:04 | 99
| 32 | 2019-05-30 06:57 | 2019-05-30 07:12 | 15
| 1 | 2019-05-30 07:01 | 2019-05-30 07:07 | 6
| 51 | 2019-05-30 07:10 | 2019-05-30 07:17 | 7
| 1 | 2019-05-30 07:58 | 2019-05-30 07:59 | 1
| 1 | 2019-05-30 08:37 | 2019-05-30 08:43 | 6
| 4 | 2019-05-30 09:16 | 2019-05-30 09:20 | 4
| 1 | 2019-05-30 09:22 | 2019-05-30 09:24 | 2
| 1 | 2019-05-30 09:32 | 2019-05-30 09:34 | 2
| 1 | 2019-05-30 09:35 | 2019-05-30 09:39 | 4
| 1 | 2019-05-30 09:54 | 2019-05-30 09:58 | 4
| 1 | 2019-05-30 09:55 | 2019-05-30 10:00 | 5
| 3 | 2019-05-30 10:05 | 2019-05-30 10:12 | 7
| 1 | 2019-05-30 11:18 | 2019-05-30 11:24 | 6
| 2 | 2019-05-30 11:33 | 2019-05-30 11:39 | 6
| 1 | 2019-05-30 11:51 | 2019-05-30 11:59 | 8
| 1 | 2019-05-30 11:52 | 2019-05-30 11:54 | 2
| 1 | 2019-05-30 13:05 | 2019-05-30 13:12 | 7
| 1 | 2019-05-30 13:08 | 2019-05-30 13:44 | 36
| 1 | 2019-05-30 14:28 | 2019-05-30 14:34 | 6
| 1 | 2019-05-30 15:07 | 2019-05-30 15:13 | 6
| 1 | 2019-05-30 17:33 | 2019-05-30 17:39 | 6
| 1 | 2019-05-30 17:33 | 2019-05-30 17:39 | 6
| 1 | 2019-05-30 17:59 | 2019-05-30 18:26 | 27
| 1 | 2019-05-30 18:31 | 2019-05-30 21:24 | 173
| 1 | 2019-05-30 18:32 | 2019-05-30 19:15 | 43
| 82 | 2019-05-30 18:42 | 2019-05-30 18:59 | 17
| 60 | 2019-05-30 19:05 | 2019-05-30 19:19 | 14
| 24 | 2019-05-30 19:05 | 2019-05-30 19:40 | 35
| 58 | 2019-05-30 19:06 | 2019-05-30 19:20 | 14
| 1 | 2019-05-30 19:08 | 2019-05-30 19:14 | 6
| 1 | 2019-05-30 19:12 | 2019-05-30 19:43 | 31
| 1 | 2019-05-30 19:32 | 2019-05-30 19:47 | 15
| 1 | 2019-05-30 19:49 | 2019-05-30 19:55 | 6
| 18 | 2019-05-30 22:49 | 2019-05-30 22:55 | 6
| 4 | 2019-05-31 01:34 | 2019-05-31 01:56 | 22
| 1 | 2019-05-31 05:38 | 2019-05-31 13:49 | 491
| 1 | 2019-05-31 05:45 | 2019-05-31 08:54 | 189
| 20 | 2019-05-31 07:05 | 2019-05-31 07:29 | 24
| 2 | 2019-05-31 08:38 | 2019-05-31 12:37 | 239
| 1 | 2019-05-31 09:00 | 2019-05-31 09:05 | 5
| 4 | 2019-05-31 09:13 | 2019-05-31 09:19 | 6
| 11 | 2019-05-31 09:13 | 2019-05-31 09:25 | 12
| 2 | 2019-05-31 09:53 | 2019-05-31 10:58 | 65
| 1 | 2019-05-31 10:10 | 2019-05-31 10:18 | 8
| 1 | 2019-05-31 10:18 | 2019-05-31 10:36 | 18
| 1 | 2019-05-31 11:06 | 2019-05-31 11:23 | 17
| 1 | 2019-05-31 11:36 | 2019-05-31 17:12 | 336
| 1 | 2019-05-31 11:48 | 2019-05-31 11:54 | 6
| 13 | 2019-05-31 11:49 | 2019-05-31 12:02 | 13
| 1 | 2019-05-31 12:45 | 2019-05-31 13:11 | 26
| 1 | 2019-05-31 13:47 | 2019-05-31 13:54 | 7
| 1 | 2019-05-31 14:03 | 2019-05-31 14:26 | 23
| 1 | 2019-05-31 15:15 | 2019-05-31 15:21 | 6
| 2 | 2019-05-31 16:00 | 2019-05-31 16:06 | 6
| 2 | 2019-05-31 16:37 | 2019-05-31 16:40 | 3
| 9 | 2019-05-31 17:23 | 2019-05-31 17:29 | 6
| 1 | 2019-05-31 17:31 | 2019-05-31 17:33 | 2
| 1 | 2019-05-31 18:07 | 2019-05-31 18:14 | 7
| 130 | 2019-05-31 20:00 | 2019-05-31 20:06 | 6
| 1 | 2019-05-31 21:02 | 2019-05-31 21:08 | 6
| 77 | 2019-05-31 23:44 | 2019-05-31 23:51 | 7
| 1 | 2019-06-01 01:16 | 2019-06-01 09:19 | 483
| 56 | 2019-06-01 01:43 | 2019-06-01 01:49 | 6
| 51 | 2019-06-01 01:43 | 2019-06-01 02:04 | 21
| 7 | 2019-06-01 02:18 | 2019-06-01 02:33 | 15
| 1 | 2019-06-01 06:14 | 2019-06-01 06:20 | 6
| 1 | 2019-06-01 08:23 | 2019-06-01 08:29 | 6
| 1 | 2019-06-01 09:14 | 2019-06-01 09:20 | 6
| 2 | 2019-06-01 11:10 | 2019-06-01 11:21 | 11
| 9 | 2019-06-01 11:56 | 2019-06-01 12:05 | 9
| 7 | 2019-06-01 12:44 | 2019-06-01 13:11 | 27
| 1 | 2019-06-01 13:12 | 2019-06-01 13:18 | 6
| 1 | 2019-06-01 13:35 | 2019-06-01 19:28 | 353
| 1 | 2019-06-01 14:17 | 2019-06-01 14:22 | 5
| 1 | 2019-06-01 14:18 | 2019-06-01 18:27 | 249
| 20 | 2019-06-01 16:57 | 2019-06-01 17:09 | 12
| 47 | 2019-06-01 17:04 | 2019-06-01 17:21 | 17
| 1 | 2019-06-01 17:30 | 2019-06-01 17:35 | 5
| 18 | 2019-06-01 17:30 | 2019-06-01 17:36 | 6
| 60 | 2019-06-01 18:27 | 2019-06-01 18:40 | 13
| 1 | 2019-06-01 19:13 | 2019-06-01 19:28 | 15
| 1 | 2019-06-01 19:24 | 2019-06-01 19:31 | 7
| 2 | 2019-06-01 19:24 | 2019-06-01 19:45 | 21
| 1 | 2019-06-01 21:45 | 2019-06-02 00:11 | 146
| 1 | 2019-06-01 22:23 | 2019-06-01 22:28 | 5
| 1 | 2019-06-02 00:16 | 2019-06-02 11:11 | 655
| 1 | 2019-06-02 07:55 | 2019-06-02 08:37 | 42
| 1 | 2019-06-02 08:37 | 2019-06-02 08:43 | 6
| 1 | 2019-06-02 09:04 | 2019-06-02 09:10 | 6
| 2 | 2019-06-02 09:08 | 2019-06-02 09:14 | 6
| 1 | 2019-06-02 09:17 | 2019-06-02 10:13 | 56
| 1 | 2019-06-02 09:38 | 2019-06-02 09:44 | 6
| 1 | 2019-06-02 10:46 | 2019-06-02 10:52 | 6
| 1 | 2019-06-02 10:46 | 2019-06-02 10:52 | 6
| 1 | 2019-06-02 12:03 | 2019-06-02 12:20 | 17
| 1 | 2019-06-02 12:08 | 2019-06-02 12:14 | 6
| 1 | 2019-06-02 12:15 | 2019-06-02 15:49 | 214
| 2 | 2019-06-02 12:30 | 2019-06-02 12:56 | 26
| 1 | 2019-06-02 13:28 | 2019-06-02 14:47 | 79
| 1 | 2019-06-02 15:03 | 2019-06-02 15:09 | 6
| 1 | 2019-06-02 16:17 | 2019-06-02 16:32 | 15
| 1523 | 2019-06-02 17:18 | 2019-06-02 17:26 | 8
| 1 | 2019-06-02 17:47 | 2019-06-02 17:53 | 6
| 7 | 2019-06-02 18:16 | 2019-06-02 18:26 | 10
| 1 | 2019-06-02 19:29 | 2019-06-02 19:35 | 6
| 1 | 2019-06-02 20:19 | 2019-06-02 20:35 | 16
| 1 | 2019-06-02 23:49 | 2019-06-03 09:02 | 553
| 2 | 2019-06-03 01:18 | 2019-06-03 01:27 | 9
| 1 | 2019-06-03 02:22 | 2019-06-03 07:54 | 332
| 79 | 2019-06-03 05:50 | 2019-06-03 06:04 | 14
| 1 | 2019-06-03 05:56 | 2019-06-03 15:13 | 557
| 871 | 2019-06-03 05:58 | 2019-06-03 06:05 | 7
| 1 | 2019-06-03 06:21 | 2019-06-03 06:27 | 6
| 1 | 2019-06-03 07:06 | 2019-06-03 07:11 | 5
| 1 | 2019-06-03 07:29 | 2019-06-03 08:49 | 80
| 1 | 2019-06-03 07:46 | 2019-06-03 07:52 | 6
| 74 | 2019-06-03 07:49 | 2019-06-03 14:39 | 410
| 1 | 2019-06-03 07:53 | 2019-06-03 10:46 | 173
| 1 | 2019-06-03 08:00 | 2019-06-03 10:13 | 133
| 2 | 2019-06-03 08:10 | 2019-06-03 08:16 | 6
| 1 | 2019-06-03 08:10 | 2019-06-03 13:29 | 319
| 1 | 2019-06-03 08:21 | 2019-06-03 08:27 | 6
| 1 | 2019-06-03 08:45 | 2019-06-03 08:50 | 5
| 68 | 2019-06-03 08:55 | 2019-06-03 09:01 | 6
| 1 | 2019-06-03 09:18 | 2019-06-03 09:48 | 30
| 13 | 2019-06-03 09:31 | 2019-06-03 09:43 | 12
| 1 | 2019-06-03 09:48 | 2019-06-03 12:06 | 138
| 5 | 2019-06-03 10:00 | 2019-06-03 12:12 | 132
| 1 | 2019-06-03 10:18 | 2019-06-03 10:23 | 5
| 1 | 2019-06-03 10:27 | 2019-06-03 14:10 | 223
| 1 | 2019-06-03 10:37 | 2019-06-03 10:56 | 19
| 1411 | 2019-06-03 10:37 | 2019-06-03 11:10 | 33
| 1 | 2019-06-03 10:46 | 2019-06-03 10:51 | 5
| 1 | 2019-06-03 10:48 | 2019-06-03 10:52 | 4
| 1 | 2019-06-03 10:58 | 2019-06-03 13:26 | 148
| 1 | 2019-06-03 11:03 | 2019-06-03 11:10 | 7
| 1 | 2019-06-03 11:06 | 2019-06-03 11:12 | 6
| 93 | 2019-06-03 11:40 | 2019-06-03 11:53 | 13
| 1 | 2019-06-03 12:03 | 2019-06-03 12:09 | 6
| 1 | 2019-06-03 12:17 | 2019-06-03 12:23 | 6
| 18 | 2019-06-03 12:17 | 2019-06-03 12:52 | 35
| 1 | 2019-06-03 12:35 | 2019-06-03 12:41 | 6
| 1 | 2019-06-03 12:39 | 2019-06-03 12:45 | 6
| 1 | 2019-06-03 12:39 | 2019-06-03 13:11 | 32
| 5 | 2019-06-03 12:46 | 2019-06-03 13:13 | 27
| 84 | 2019-06-03 12:46 | 2019-06-03 13:14 | 28
| 17 | 2019-06-03 12:48 | 2019-06-03 12:55 | 7
| 15 | 2019-06-03 12:48 | 2019-06-04 12:33 | 1425
| 1 | 2019-06-03 12:52 | 2019-06-03 12:57 | 5
| 1 | 2019-06-03 12:58 | 2019-06-03 13:19 | 21
| 1 | 2019-06-03 13:34 | 2019-06-03 13:40 | 6
| 1 | 2019-06-03 13:36 | 2019-06-03 13:51 | 15
| 1 | 2019-06-03 13:54 | 2019-06-03 14:32 | 38
| 70 | 2019-06-03 15:01 | 2019-06-03 15:18 | 17
| 25 | 2019-06-03 16:01 | 2019-06-03 16:18 | 17
| 1 | 2019-06-03 16:37 | 2019-06-03 16:43 | 6
| 2 | 2019-06-03 16:51 | 2019-06-03 17:15 | 24
| 69 | 2019-06-03 17:00 | 2019-06-03 17:10 | 10
| 1832 | 2019-06-03 17:04 | 2019-06-03 17:11 | 7
| 2 | 2019-06-03 17:40 | 2019-06-03 18:01 | 21
| 1 | 2019-06-03 17:58 | 2019-06-03 18:20 | 22
| 1 | 2019-06-03 18:34 | 2019-06-03 18:40 | 6
| 132 | 2019-06-03 18:41 | 2019-06-03 18:51 | 10
| 1 | 2019-06-03 18:45 | 2019-06-03 18:47 | 2
| 1 | 2019-06-03 22:43 | 2019-06-03 22:49 | 6
| 2 | 2019-06-04 05:59 | 2019-06-04 06:05 | 6
| 4 | 2019-06-04 07:23 | 2019-06-04 07:41 | 18
| 2 | 2019-06-04 07:24 | 2019-06-04 09:34 | 130
| 1 | 2019-06-04 08:15 | 2019-06-04 08:21 | 6
| 1 | 2019-06-04 08:55 | 2019-06-04 09:14 | 19
| 8 | 2019-06-04 08:58 | 2019-06-04 09:04 | 6
| 2 | 2019-06-04 09:22 | 2019-06-04 09:28 | 6
| 1 | 2019-06-04 09:24 | 2019-06-04 09:39 | 15
| 1 | 2019-06-04 09:34 | 2019-06-04 09:40 | 6
| 1 | 2019-06-04 09:56 | 2019-06-04 10:01 | 5
| 94 | 2019-06-04 10:21 | 2019-06-04 10:27 | 6
| 1 | 2019-06-04 11:21 | 2019-06-04 11:26 | 5
| 73 | 2019-06-04 12:43 | 2019-06-04 12:59 | 16
| 1 | 2019-06-04 13:32 | 2019-06-04 13:38 | 6
| 25 | 2019-06-04 13:32 | 2019-06-04 16:06 | 154
| 1 | 2019-06-04 14:05 | 2019-06-04 14:11 | 6
| 102 | 2019-06-04 14:58 | 2019-06-04 15:18 | 20
| 1 | 2019-06-04 15:10 | 2019-06-04 15:16 | 6
| 6 | 2019-06-04 16:04 | 2019-06-04 16:09 | 5
| 8 | 2019-06-04 16:04 | 2019-06-04 16:45 | 41
| 4 | 2019-06-04 16:16 | 2019-06-04 16:33 | 17
| 134 | 2019-06-04 16:16 | 2019-06-04 16:43 | 27
| 173 | 2019-06-04 16:17 | 2019-06-04 16:32 | 15
| 1 | 2019-06-04 16:45 | 2019-06-04 16:49 | 4
| 1 | 2019-06-04 17:27 | 2019-06-04 17:33 | 6
| 1 | 2019-06-04 19:15 | 2019-06-04 19:21 | 6
| 1 | 2019-06-04 19:45 | 2019-06-04 20:26 | 41
| 1 | 2019-06-04 19:53 | 2019-06-04 19:59 | 6
| 1 | 2019-06-04 19:58 | 2019-06-04 20:03 | 5
| 1 | 2019-06-04 22:16 | 2019-06-05 07:08 | 532
| 8 | 2019-06-04 22:24 | 2019-06-04 23:02 | 38
| 15 | 2019-06-04 22:44 | 2019-06-04 23:02 | 18
| 68 | 2019-06-04 23:30 | 2019-06-04 23:38 | 8
| 1 | 2019-06-05 01:00 | 2019-06-05 06:37 | 337
| 1 | 2019-06-05 04:29 | 2019-06-05 13:26 | 537
| 1 | 2019-06-05 04:43 | 2019-06-05 05:28 | 45
| 1 | 2019-06-05 07:34 | 2019-06-05 07:40 | 6
| 2 | 2019-06-05 07:39 | 2019-06-05 08:23 | 44
| 1 | 2019-06-05 08:31 | 2019-06-05 08:37 | 6
| 1 | 2019-06-05 08:46 | 2019-06-05 09:52 | 66
| 1 | 2019-06-05 09:11 | 2019-06-05 09:17 | 6
| 1 | 2019-06-05 09:28 | 2019-06-05 09:46 | 18
| 1 | 2019-06-05 09:45 | 2019-06-05 09:55 | 10
| 1 | 2019-06-05 10:01 | 2019-06-05 10:13 | 12
| 1 | 2019-06-05 10:09 | 2019-06-05 10:15 | 6
| 1 | 2019-06-05 10:17 | 2019-06-05 10:22 | 5
| 1 | 2019-06-05 11:12 | 2019-06-05 11:24 | 12
| 1 | 2019-06-05 14:31 | 2019-06-05 14:37 | 6
| 1 | 2019-06-05 14:49 | 2019-06-05 14:54 | 5
| 1 | 2019-06-05 16:22 | 2019-06-05 16:42 | 20
| 75 | 2019-06-05 17:15 | 2019-06-05 17:32 | 17
| 1 | 2019-06-05 17:18 | 2019-06-05 17:23 | 5
| 1 | 2019-06-05 17:18 | 2019-06-05 17:23 | 5
| 1 | 2019-06-05 18:17 | 2019-06-05 18:38 | 21
| 1 | 2019-06-05 19:11 | 2019-06-05 19:17 | 6
| 34 | 2019-06-05 19:11 | 2019-06-05 21:52 | 161
| 1 | 2019-06-05 21:06 | 2019-06-06 08:38 | 692
| 1 | 2019-06-05 22:26 | 2019-06-06 08:48 | 622
| 1 | 2019-06-05 23:24 | 2019-06-06 11:03 | 699
| 3 | 2019-06-06 03:09 | 2019-06-06 03:25 | 16
| 7 | 2019-06-06 04:47 | 2019-06-06 05:18 | 31
| 82 | 2019-06-06 04:48 | 2019-06-06 07:03 | 135
| 1 | 2019-06-06 04:48 | 2019-06-06 07:05 | 137
| 5 | 2019-06-06 04:59 | 2019-06-06 05:10 | 11
| 1 | 2019-06-06 07:11 | 2019-06-06 08:47 | 96
| 2 | 2019-06-06 08:10 | 2019-06-06 08:16 | 6
| 1 | 2019-06-06 08:34 | 2019-06-06 08:40 | 6
| 1 | 2019-06-06 08:49 | 2019-06-06 09:04 | 15
| 1 | 2019-06-06 09:18 | 2019-06-06 09:24 | 6
| 1 | 2019-06-06 09:45 | 2019-06-06 09:51 | 6
| 1 | 2019-06-06 09:49 | 2019-06-06 09:55 | 6
| 1 | 2019-06-06 09:50 | 2019-06-06 09:51 | 1
| 1 | 2019-06-06 10:07 | 2019-06-06 10:13 | 6
| 1 | 2019-06-06 10:13 | 2019-06-06 13:06 | 173
| 1 | 2019-06-06 12:03 | 2019-06-06 12:09 | 6
| 2254 | 2019-06-06 12:04 | 2019-06-06 12:14 | 10
| 1 | 2019-06-06 13:34 | 2019-06-06 13:45 | 11
| 63 | 2019-06-06 13:34 | 2019-06-06 13:46 | 12
| 1 | 2019-06-06 14:07 | 2019-06-06 14:13 | 6
| 38 | 2019-06-06 14:20 | 2019-06-06 14:28 | 8
| 1 | 2019-06-06 14:28 | 2019-06-06 14:34 | 6
| 1 | 2019-06-06 15:57 | 2019-06-06 16:03 | 6
| 1 | 2019-06-06 16:46 | 2019-06-06 18:21 | 95
| 1 | 2019-06-06 17:57 | 2019-06-06 18:25 | 28
| 3 | 2019-06-06 18:33 | 2019-06-06 18:59 | 26
| 1 | 2019-06-06 20:01 | 2019-06-06 20:06 | 5
| 9 | 2019-06-06 20:01 | 2019-06-06 20:10 | 9
| 11 | 2019-06-06 20:01 | 2019-06-06 20:11 | 10
| 1 | 2019-06-06 20:06 | 2019-06-06 20:12 | 6
| 1 | 2019-06-06 21:12 | 2019-06-06 21:18 | 6
| 1 | 2019-06-06 21:25 | 2019-06-06 21:31 | 6
| 1 | 2019-06-06 22:10 | 2019-06-06 22:31 | 21
| 6 | 2019-06-06 22:10 | 2019-06-06 22:37 | 27
| 1 | 2019-06-06 23:44 | 2019-06-07 10:23 | 639
| 2 | 2019-06-06 23:47 | 2019-06-07 00:01 | 14
| 1 | 2019-06-07 01:48 | 2019-06-07 09:09 | 441
| 2 | 2019-06-07 04:43 | 2019-06-07 06:56 | 133
| 1 | 2019-06-07 05:36 | 2019-06-07 08:21 | 165
| 1 | 2019-06-07 08:25 | 2019-06-07 09:16 | 51
| 1 | 2019-06-07 08:32 | 2019-06-07 08:38 | 6
| 16 | 2019-06-07 09:38 | 2019-06-07 13:28 | 230
| 2 | 2019-06-07 09:59 | 2019-06-07 10:04 | 5
| 1 | 2019-06-07 10:01 | 2019-06-07 10:13 | 12
| 1 | 2019-06-07 10:35 | 2019-06-07 10:36 | 1
| 1 | 2019-06-07 10:48 | 2019-06-07 10:54 | 6
| 20 | 2019-06-07 10:50 | 2019-06-07 10:58 | 8
| 1 | 2019-06-07 11:07 | 2019-06-07 11:13 | 6
| 2 | 2019-06-07 11:08 | 2019-06-07 11:10 | 2
| 1 | 2019-06-07 11:33 | 2019-06-07 11:39 | 6
| 1 | 2019-06-07 12:25 | 2019-06-07 13:20 | 55
| 21 | 2019-06-07 13:48 | 2019-06-07 14:08 | 20
| 1 | 2019-06-07 14:37 | 2019-06-07 14:42 | 5
| 10 | 2019-06-07 15:48 | 2019-06-07 16:14 | 26
| 1 | 2019-06-07 16:01 | 2019-06-07 17:04 | 63
| 39 | 2019-06-07 16:01 | 2019-06-07 18:36 | 155
| 2 | 2019-06-07 18:24 | 2019-06-07 18:30 | 6
| 1 | 2019-06-07 18:38 | 2019-06-07 18:44 | 6
| 1 | 2019-06-07 20:40 | 2019-06-07 20:46 | 6
| 1 | 2019-06-07 21:11 | 2019-06-07 21:17 | 6
| 1 | 2019-06-07 21:39 | 2019-06-07 21:45 | 6
| 1 | 2019-06-08 04:21 | 2019-06-08 07:26 | 185
| 54 | 2019-06-08 05:47 | 2019-06-08 06:22 | 35
| 7 | 2019-06-08 07:12 | 2019-06-08 08:59 | 107
| 1 | 2019-06-08 08:06 | 2019-06-08 09:54 | 108
| 1 | 2019-06-08 08:12 | 2019-06-08 09:54 | 102
| 1 | 2019-06-08 08:36 | 2019-06-08 08:42 | 6
| 1 | 2019-06-08 08:39 | 2019-06-08 08:45 | 6
| 1 | 2019-06-08 08:52 | 2019-06-08 08:58 | 6
| 1 | 2019-06-08 08:58 | 2019-06-08 09:04 | 6
| 99 | 2019-06-08 09:07 | 2019-06-08 09:16 | 9
| 1 | 2019-06-08 09:25 | 2019-06-08 09:37 | 12
| 95 | 2019-06-08 09:26 | 2019-06-08 09:33 | 7
| 1 | 2019-06-08 09:30 | 2019-06-08 15:06 | 336
| 64 | 2019-06-08 09:30 | 2019-06-08 16:08 | 398
| 2 | 2019-06-08 10:40 | 2019-06-08 10:46 | 6
| 1 | 2019-06-08 12:45 | 2019-06-08 13:15 | 30
| 4 | 2019-06-08 12:50 | 2019-06-08 13:12 | 22
| 63 | 2019-06-08 13:29 | 2019-06-08 13:35 | 6
| 1 | 2019-06-08 14:57 | 2019-06-08 15:01 | 4
| 18 | 2019-06-08 15:04 | 2019-06-08 15:29 | 25
| 1 | 2019-06-08 16:37 | 2019-06-08 16:43 | 6
| 1 | 2019-06-08 17:06 | 2019-06-08 17:12 | 6
| 1 | 2019-06-08 17:06 | 2019-06-08 19:12 | 126
| 1 | 2019-06-08 17:31 | 2019-06-08 17:37 | 6
| 56 | 2019-06-08 17:41 | 2019-06-08 17:55 | 14
| 1 | 2019-06-08 17:46 | 2019-06-08 18:21 | 35
| 1 | 2019-06-08 17:56 | 2019-06-08 18:02 | 6
| 38 | 2019-06-08 18:02 | 2019-06-08 18:14 | 12
| 3 | 2019-06-08 18:14 | 2019-06-08 18:27 | 13
| 19 | 2019-06-08 18:36 | 2019-06-08 18:45 | 9
| 1 | 2019-06-08 19:15 | 2019-06-08 19:21 | 6
| 1 | 2019-06-08 19:31 | 2019-06-08 19:37 | 6
| 15 | 2019-06-08 19:53 | 2019-06-08 21:49 | 116
| 1 | 2019-06-08 21:42 | 2019-06-08 21:55 | 13
| 84 | 2019-06-08 21:49 | 2019-06-08 22:01 | 12
| 1 | 2019-06-08 22:42 | 2019-06-08 23:00 | 18
| 1 | 2019-06-09 00:18 | 2019-06-09 09:08 | 530
| 1 | 2019-06-09 07:13 | 2019-06-09 10:36 | 203
| 1 | 2019-06-09 09:23 | 2019-06-09 09:28 | 5
| 1 | 2019-06-09 09:49 | 2019-06-09 14:35 | 286
| 1 | 2019-06-09 12:20 | 2019-06-09 12:26 | 6
| 1 | 2019-06-09 12:42 | 2019-06-09 12:48 | 6
| 43 | 2019-06-09 12:42 | 2019-06-09 14:28 | 106
| 1 | 2019-06-09 13:11 | 2019-06-09 13:17 | 6
| 1 | 2019-06-09 13:21 | 2019-06-09 13:27 | 6
| 1 | 2019-06-09 13:47 | 2019-06-09 13:53 | 6
| 1 | 2019-06-09 13:50 | 2019-06-09 16:48 | 178
| 10 | 2019-06-09 17:05 | 2019-06-09 18:05 | 60
| 1 | 2019-06-09 18:25 | 2019-06-09 18:32 | 7
| 3 | 2019-06-09 18:25 | 2019-06-09 18:53 | 28
| 1 | 2019-06-09 18:32 | 2019-06-09 18:38 | 6
| 1 | 2019-06-09 18:57 | 2019-06-09 19:02 | 5
| 2 | 2019-06-09 21:03 | 2019-06-09 21:09 | 6
| 1347 | 2019-06-09 21:55 | 2019-06-09 22:02 | 7
| 315 | 2019-06-09 22:15 | 2019-06-09 22:23 | 8
| 1 | 2019-06-10 00:25 | 2019-06-10 07:10 | 405
| 5 | 2019-06-10 01:43 | 2019-06-10 01:55 | 12
| 25 | 2019-06-10 03:29 | 2019-06-10 03:36 | 7
| 3 | 2019-06-10 03:31 | 2019-06-10 03:49 | 18
| 12 | 2019-06-10 06:38 | 2019-06-10 06:55 | 17
| 1 | 2019-06-10 08:18 | 2019-06-10 08:24 | 6
| 1 | 2019-06-10 08:49 | 2019-06-10 08:55 | 6
| 2 | 2019-06-10 09:03 | 2019-06-10 09:35 | 32
| 3 | 2019-06-10 09:08 | 2019-06-10 09:15 | 7
| 1 | 2019-06-10 09:23 | 2019-06-10 09:29 | 6
| 31 | 2019-06-10 09:23 | 2019-06-10 09:33 | 10
| 1 | 2019-06-10 09:49 | 2019-06-10 09:54 | 5
| 1 | 2019-06-10 10:07 | 2019-06-10 10:12 | 5
| 1 | 2019-06-10 10:11 | 2019-06-10 10:17 | 6
| 34 | 2019-06-10 11:58 | 2019-06-10 12:10 | 12
| 1 | 2019-06-10 12:22 | 2019-06-10 16:11 | 229
| 1 | 2019-06-10 14:43 | 2019-06-10 15:00 | 17
| 6 | 2019-06-10 15:09 | 2019-06-10 15:18 | 9
| 6 | 2019-06-10 15:09 | 2019-06-11 09:11 | 1082
| 1 | 2019-06-10 17:04 | 2019-06-10 17:10 | 6
| 103 | 2019-06-10 17:08 | 2019-06-10 19:37 | 149
| 1 | 2019-06-10 18:13 | 2019-06-10 18:59 | 46
| 1 | 2019-06-10 18:31 | 2019-06-10 18:36 | 5
| 4 | 2019-06-10 18:31 | 2019-06-10 18:37 | 6
| 10 | 2019-06-10 18:45 | 2019-06-10 18:58 | 13
| 1 | 2019-06-10 19:03 | 2019-06-10 19:09 | 6
| 1 | 2019-06-10 20:25 | 2019-06-10 20:31 | 6
| 1 | 2019-06-10 22:17 | 2019-06-11 08:03 | 586
| 81 | 2019-06-10 22:26 | 2019-06-10 22:40 | 14
| 1 | 2019-06-11 00:37 | 2019-06-11 01:59 | 82
| 1 | 2019-06-11 07:14 | 2019-06-11 07:18 | 4
| 2 | 2019-06-11 07:14 | 2019-06-11 07:21 | 7
| 10 | 2019-06-11 07:14 | 2019-06-11 07:33 | 19
| 1 | 2019-06-11 08:14 | 2019-06-11 08:39 | 25
| 1 | 2019-06-11 09:30 | 2019-06-11 09:36 | 6
| 1 | 2019-06-11 10:58 | 2019-06-11 11:04 | 6
| 1 | 2019-06-11 11:22 | 2019-06-11 11:28 | 6
| 1 | 2019-06-11 11:35 | 2019-06-11 11:39 | 4
| 1 | 2019-06-11 11:35 | 2019-06-11 11:41 | 6
| 1 | 2019-06-11 12:05 | 2019-06-11 12:10 | 5
| 1 | 2019-06-11 14:38 | 2019-06-11 14:42 | 4
| 1 | 2019-06-11 15:37 | 2019-06-11 15:43 | 6
| 1 | 2019-06-11 15:51 | 2019-06-11 15:57 | 6
| 1 | 2019-06-11 17:03 | 2019-06-11 17:37 | 34
| 1 | 2019-06-11 18:17 | 2019-06-11 20:55 | 158
| 8 | 2019-06-11 18:17 | 2019-06-11 22:28 | 251
| 1 | 2019-06-11 18:21 | 2019-06-11 18:43 | 22
| 36 | 2019-06-11 19:51 | 2019-06-11 20:04 | 13
| 2 | 2019-06-11 22:10 | 2019-06-11 22:27 | 17
| 1 | 2019-06-11 22:31 | 2019-06-12 07:12 | 521
| 1 | 2019-06-11 23:00 | 2019-06-12 10:00 | 660
| 12 | 2019-06-12 06:55 | 2019-06-12 07:08 | 13
| 2 | 2019-06-12 07:12 | 2019-06-12 08:30 | 78
| 1437 | 2019-06-12 09:39 | 2019-06-12 09:46 | 7
| 1 | 2019-06-12 09:54 | 2019-06-12 10:17 | 23
| 2 | 2019-06-12 11:20 | 2019-06-12 11:26 | 6
| 1 | 2019-06-12 11:23 | 2019-06-12 11:29 | 6
| 1 | 2019-06-12 11:23 | 2019-06-12 11:29 | 6
| 1 | 2019-06-12 11:23 | 2019-06-12 13:55 | 152
| 96 | 2019-06-12 11:32 | 2019-06-12 11:47 | 15
| 1 | 2019-06-12 11:47 | 2019-06-12 12:22 | 35
| 1 | 2019-06-12 12:00 | 2019-06-12 12:12 | 12
| 1 | 2019-06-12 12:25 | 2019-06-12 12:30 | 5
| 1 | 2019-06-12 12:25 | 2019-06-12 12:31 | 6
| 1 | 2019-06-12 12:45 | 2019-06-12 18:46 | 361
| 1 | 2019-06-12 12:46 | 2019-06-12 13:00 | 14
| 1 | 2019-06-12 12:55 | 2019-06-12 15:01 | 126
| 4 | 2019-06-12 13:18 | 2019-06-12 13:27 | 9
| 4 | 2019-06-12 13:18 | 2019-06-12 15:58 | 160
| 1 | 2019-06-12 13:42 | 2019-06-12 13:48 | 6
| 1 | 2019-06-12 14:04 | 2019-06-12 14:11 | 7
| 1 | 2019-06-12 15:15 | 2019-06-12 15:20 | 5
| 5 | 2019-06-12 15:41 | 2019-06-12 15:50 | 9
| 1 | 2019-06-12 16:02 | 2019-06-12 16:08 | 6
| 1 | 2019-06-12 16:10 | 2019-06-12 16:34 | 24
| 1 | 2019-06-12 16:56 | 2019-06-12 17:40 | 44
| 1 | 2019-06-12 17:49 | 2019-06-12 18:10 | 21
| 1 | 2019-06-12 17:51 | 2019-06-12 18:09 | 18
| 4 | 2019-06-12 17:51 | 2019-06-12 18:15 | 24
| 1 | 2019-06-12 18:06 | 2019-06-12 18:41 | 35
| 1 | 2019-06-12 18:31 | 2019-06-12 18:37 | 6
| 1 | 2019-06-12 18:31 | 2019-06-12 20:02 | 91
| 31 | 2019-06-12 18:31 | 2019-06-12 20:05 | 94
| 1 | 2019-06-12 18:35 | 2019-06-12 18:57 | 22
| 1 | 2019-06-12 18:49 | 2019-06-12 18:57 | 8
| 60 | 2019-06-12 19:49 | 2019-06-12 20:02 | 13
| 1 | 2019-06-12 19:53 | 2019-06-12 19:59 | 6
| 96 | 2019-06-12 20:36 | 2019-06-12 20:52 | 16
| 4 | 2019-06-12 23:59 | 2019-06-13 00:15 | 16
| 2 | 2019-06-13 01:01 | 2019-06-13 01:08 | 7
| 1 | 2019-06-13 01:01 | 2019-06-13 03:33 | 152
| 1 | 2019-06-13 02:51 | 2019-06-13 09:51 | 420
| 32 | 2019-06-13 06:10 | 2019-06-13 06:20 | 10
| 22 | 2019-06-13 06:50 | 2019-06-13 07:23 | 33
| 1 | 2019-06-13 07:12 | 2019-06-13 07:37 | 25
| 27 | 2019-06-13 07:12 | 2019-06-13 07:47 | 35
| 1 | 2019-06-13 07:14 | 2019-06-13 07:20 | 6
| 1 | 2019-06-13 08:56 | 2019-06-13 14:30 | 334
| 1 | 2019-06-13 09:07 | 2019-06-13 14:21 | 314
| 1 | 2019-06-13 09:22 | 2019-06-13 12:20 | 178
| 1 | 2019-06-13 09:22 | 2019-06-13 13:04 | 222
| 3 | 2019-06-13 09:55 | 2019-06-13 10:01 | 6
| 1 | 2019-06-13 10:06 | 2019-06-13 10:12 | 6
| 28 | 2019-06-13 10:45 | 2019-06-13 14:55 | 250
| 1 | 2019-06-13 10:56 | 2019-06-13 10:59 | 3
| 19 | 2019-06-13 10:59 | 2019-06-13 11:57 | 58
| 5 | 2019-06-13 11:00 | 2019-06-13 11:07 | 7
| 1 | 2019-06-13 11:03 | 2019-06-13 12:00 | 57
| 1 | 2019-06-13 11:45 | 2019-06-13 11:51 | 6
| 1 | 2019-06-13 11:51 | 2019-06-13 12:33 | 42
| 40 | 2019-06-13 12:16 | 2019-06-13 12:48 | 32
| 1 | 2019-06-13 12:18 | 2019-06-13 12:24 | 6
| 8 | 2019-06-13 13:08 | 2019-06-13 13:09 | 1
| 1 | 2019-06-13 13:37 | 2019-06-13 13:44 | 7
| 7 | 2019-06-13 13:56 | 2019-06-13 14:10 | 14
| 1 | 2019-06-13 13:59 | 2019-06-13 14:18 | 19
| 1 | 2019-06-13 14:57 | 2019-06-13 15:03 | 6
| 1 | 2019-06-13 17:02 | 2019-06-13 18:33 | 91
| 175 | 2019-06-13 17:14 | 2019-06-13 17:27 | 13
| 1 | 2019-06-13 17:19 | 2019-06-13 17:25 | 6
| 2005 | 2019-06-13 17:30 | 2019-06-13 17:37 | 7
| 1 | 2019-06-13 19:35 | 2019-06-13 19:52 | 17
| 1 | 2019-06-13 19:44 | 2019-06-13 19:49 | 5
| 1 | 2019-06-13 21:14 | 2019-06-13 21:42 | 28
| 2 | 2019-06-13 21:15 | 2019-06-13 21:21 | 6
| 1 | 2019-06-14 03:30 | 2019-06-14 13:36 | 606
| 34 | 2019-06-14 04:46 | 2019-06-14 07:23 | 157
| 2 | 2019-06-14 05:01 | 2019-06-14 07:00 | 119
| 9 | 2019-06-14 05:01 | 2019-06-14 07:45 | 164
| 23 | 2019-06-14 05:41 | 2019-06-14 08:30 | 169
| 1 | 2019-06-14 06:32 | 2019-06-14 06:38 | 6
| 1 | 2019-06-14 08:05 | 2019-06-14 08:56 | 51
| 1 | 2019-06-14 08:40 | 2019-06-14 08:46 | 6
| 4 | 2019-06-14 09:22 | 2019-06-14 09:25 | 3
| 1 | 2019-06-14 10:12 | 2019-06-14 10:15 | 3
| 1 | 2019-06-14 10:28 | 2019-06-14 10:34 | 6
| 99 | 2019-06-14 10:43 | 2019-06-14 11:28 | 45
| 1 | 2019-06-14 11:53 | 2019-06-14 11:59 | 6
| 1 | 2019-06-14 12:03 | 2019-06-14 12:09 | 6
| 1 | 2019-06-14 12:04 | 2019-06-14 12:14 | 10
| 20 | 2019-06-14 14:01 | 2019-06-14 14:15 | 14
| 1 | 2019-06-14 14:32 | 2019-06-14 14:59 | 27
| 1 | 2019-06-14 14:54 | 2019-06-14 15:00 | 6
| 8 | 2019-06-14 14:54 | 2019-06-14 15:35 | 41
| 53 | 2019-06-14 16:07 | 2019-06-14 16:24 | 17
| 1 | 2019-06-14 17:58 | 2019-06-14 18:04 | 6
| 1 | 2019-06-14 19:15 | 2019-06-14 19:21 | 6
| 17 | 2019-06-14 22:25 | 2019-06-14 22:46 | 21
| 1 | 2019-06-14 22:48 | 2019-06-14 23:12 | 24
| 1 | 2019-06-15 04:22 | 2019-06-15 04:31 | 9
| 6 | 2019-06-15 09:45 | 2019-06-15 10:12 | 27
| 1 | 2019-06-15 10:22 | 2019-06-15 12:26 | 124
| 1 | 2019-06-15 11:39 | 2019-06-15 15:29 | 230
| 4 | 2019-06-15 13:34 | 2019-06-15 13:51 | 17
| 1 | 2019-06-15 13:58 | 2019-06-15 14:01 | 3
| 1 | 2019-06-15 15:14 | 2019-06-15 17:31 | 137
| 1 | 2019-06-15 17:11 | 2019-06-15 17:17 | 6
| 1 | 2019-06-15 19:53 | 2019-06-15 20:30 | 37
| 1 | 2019-06-15 22:41 | 2019-06-15 22:56 | 15
| 1 | 2019-06-15 23:04 | 2019-06-16 06:56 | 472
| 1 | 2019-06-16 02:31 | 2019-06-16 02:47 | 16
| 1 | 2019-06-16 08:12 | 2019-06-16 08:18 | 6
| 1 | 2019-06-16 08:13 | 2019-06-16 08:19 | 6
| 60 | 2019-06-16 15:40 | 2019-06-16 20:12 | 272
| 1 | 2019-06-16 19:16 | 2019-06-16 20:12 | 56
| 1 | 2019-06-16 19:47 | 2019-06-16 20:12 | 25
| 36 | 2019-06-16 20:05 | 2019-06-16 20:15 | 10
| 2 | 2019-06-16 20:16 | 2019-06-16 20:22 | 6
| 1 | 2019-06-16 21:20 | 2019-06-16 21:35 | 15
| 4 | 2019-06-17 01:50 | 2019-06-17 02:14 | 24
| 1 | 2019-06-17 06:40 | 2019-06-17 07:28 | 48
| 25 | 2019-06-17 07:15 | 2019-06-17 07:40 | 25
| 22 | 2019-06-17 07:17 | 2019-06-17 07:32 | 15
| 1 | 2019-06-17 07:31 | 2019-06-17 07:37 | 6
| 8 | 2019-06-17 07:45 | 2019-06-17 08:08 | 23
| 2 | 2019-06-17 08:01 | 2019-06-17 08:07 | 6
| 2 | 2019-06-17 08:11 | 2019-06-17 08:17 | 6
| 1 | 2019-06-17 08:38 | 2019-06-17 10:23 | 105
| 12 | 2019-06-17 08:56 | 2019-06-17 09:04 | 8
| 1 | 2019-06-17 09:41 | 2019-06-17 09:47 | 6
| 1 | 2019-06-17 09:45 | 2019-06-17 09:51 | 6
| 36 | 2019-06-17 10:08 | 2019-06-17 10:32 | 24
| 23 | 2019-06-17 10:08 | 2019-06-17 10:34 | 26
| 1 | 2019-06-17 10:23 | 2019-06-17 10:28 | 5
| 1 | 2019-06-17 12:24 | 2019-06-17 12:30 | 6
| 1 | 2019-06-17 12:52 | 2019-06-17 12:58 | 6
| 1 | 2019-06-17 12:52 | 2019-06-17 20:52 | 480
| 94 | 2019-06-17 13:09 | 2019-06-17 13:58 | 49
| 1 | 2019-06-17 13:18 | 2019-06-17 13:24 | 6
| 1 | 2019-06-17 15:28 | 2019-06-17 17:37 | 129
| 3 | 2019-06-17 17:01 | 2019-06-17 17:07 | 6
| 1 | 2019-06-17 17:03 | 2019-06-17 17:20 | 17
| 1 | 2019-06-17 20:10 | 2019-06-17 20:18 | 8
| 2 | 2019-06-17 20:44 | 2019-06-17 21:19 | 35
| 1 | 2019-06-17 21:12 | 2019-06-17 21:28 | 16
| 22 | 2019-06-17 21:18 | 2019-06-17 21:31 | 13
| 1 | 2019-06-17 21:39 | 2019-06-17 21:46 | 7
| 1 | 2019-06-18 04:14 | 2019-06-18 04:20 | 6
| 19 | 2019-06-18 07:11 | 2019-06-18 07:23 | 12
| 9 | 2019-06-18 08:59 | 2019-06-18 09:22 | 23
| 1 | 2019-06-18 09:05 | 2019-06-18 10:44 | 99
| 1 | 2019-06-18 09:15 | 2019-06-18 09:19 | 4
| 2 | 2019-06-18 10:16 | 2019-06-18 10:33 | 17
| 1 | 2019-06-18 11:00 | 2019-06-18 11:04 | 4
| 6 | 2019-06-18 11:04 | 2019-06-18 11:34 | 30
| 2 | 2019-06-18 11:35 | 2019-06-18 11:41 | 6
| 1 | 2019-06-18 12:19 | 2019-06-18 12:25 | 6
| 1 | 2019-06-18 12:29 | 2019-06-18 12:34 | 5
| 1 | 2019-06-18 12:54 | 2019-06-18 15:13 | 139
| 98 | 2019-06-18 12:55 | 2019-06-18 13:03 | 8
| 2 | 2019-06-18 14:01 | 2019-06-18 14:04 | 3
| 1 | 2019-06-18 14:11 | 2019-06-18 14:31 | 20
| 82 | 2019-06-18 14:11 | 2019-06-18 14:37 | 26
| 1 | 2019-06-18 14:22 | 2019-06-18 14:28 | 6
| 1 | 2019-06-18 15:10 | 2019-06-18 16:10 | 60
| 1 | 2019-06-18 15:14 | 2019-06-18 16:34 | 80
| 1 | 2019-06-18 16:15 | 2019-06-18 19:36 | 201
| 1 | 2019-06-18 16:23 | 2019-06-18 16:29 | 6
| 43 | 2019-06-18 17:39 | 2019-06-18 17:55 | 16
| 1 | 2019-06-18 17:53 | 2019-06-18 18:13 | 20
| 1 | 2019-06-18 18:30 | 2019-06-18 18:36 | 6
| 1210 | 2019-06-18 18:34 | 2019-06-18 18:40 | 6
| 3 | 2019-06-18 18:42 | 2019-06-18 18:57 | 15
| 4 | 2019-06-18 18:47 | 2019-06-18 18:59 | 12
| 1 | 2019-06-18 18:53 | 2019-06-18 19:09 | 16
| 1 | 2019-06-18 21:32 | 2019-06-18 21:38 | 6
| 1 | 2019-06-18 22:53 | 2019-06-19 10:02 | 669
| 2 | 2019-06-18 23:24 | 2019-06-18 23:31 | 7
| 32 | 2019-06-19 04:53 | 2019-06-19 05:02 | 9
| 5 | 2019-06-19 04:53 | 2019-06-19 05:02 | 9
| 50 | 2019-06-19 04:53 | 2019-06-19 05:03 | 10
| 7 | 2019-06-19 04:53 | 2019-06-19 05:03 | 10
| 5 | 2019-06-19 05:01 | 2019-06-19 06:36 | 95
| 1 | 2019-06-19 07:47 | 2019-06-19 07:53 | 6
| 63 | 2019-06-19 08:44 | 2019-06-19 11:16 | 152
| 1 | 2019-06-19 08:46 | 2019-06-19 08:52 | 6
| 4 | 2019-06-19 08:48 | 2019-06-19 09:41 | 53
| 2 | 2019-06-19 09:24 | 2019-06-19 09:27 | 3
| 1 | 2019-06-19 09:41 | 2019-06-19 12:55 | 194
| 1 | 2019-06-19 10:14 | 2019-06-19 14:27 | 253
| 1 | 2019-06-19 10:34 | 2019-06-19 11:03 | 29
| 1 | 2019-06-19 10:57 | 2019-06-19 11:03 | 6
| 1 | 2019-06-19 11:09 | 2019-06-19 13:15 | 126
| 1 | 2019-06-19 11:29 | 2019-06-19 11:35 | 6
| 1 | 2019-06-19 11:55 | 2019-06-19 12:54 | 59
| 71 | 2019-06-19 12:04 | 2019-06-19 12:48 | 44
| 3 | 2019-06-19 12:22 | 2019-06-19 12:23 | 1
| 1 | 2019-06-19 13:35 | 2019-06-19 13:41 | 6
| 2 | 2019-06-19 13:35 | 2019-06-19 13:42 | 7
| 3 | 2019-06-19 15:01 | 2019-06-19 15:47 | 46
| 1 | 2019-06-19 16:28 | 2019-06-19 17:05 | 37
| 1 | 2019-06-19 16:58 | 2019-06-19 17:05 | 7
| 41 | 2019-06-19 16:58 | 2019-06-19 17:09 | 11
| 1 | 2019-06-19 17:21 | 2019-06-19 17:31 | 10
| 58 | 2019-06-19 18:24 | 2019-06-19 18:45 | 21
| 1 | 2019-06-19 18:55 | 2019-06-19 19:20 | 25
| 1 | 2019-06-19 19:05 | 2019-06-19 19:16 | 11
| 8 | 2019-06-19 19:44 | 2019-06-19 19:58 | 14
| 1 | 2019-06-19 19:57 | 2019-06-19 20:03 | 6
| 1 | 2019-06-19 20:19 | 2019-06-19 20:25 | 6
| 1 | 2019-06-19 21:19 | 2019-06-19 21:31 | 12
| 1 | 2019-06-19 22:04 | 2019-06-19 22:26 | 22
| 3 | 2019-06-19 22:46 | 2019-06-19 23:04 | 18
| 1 | 2019-06-19 23:18 | 2019-06-20 09:56 | 638
| 1 | 2019-06-20 06:57 | 2019-06-20 07:03 | 6
| 2 | 2019-06-20 06:57 | 2019-06-20 09:32 | 155
| 1 | 2019-06-20 06:59 | 2019-06-20 14:33 | 454
| 2 | 2019-06-20 07:23 | 2019-06-20 07:51 | 28
| 1 | 2019-06-20 07:35 | 2019-06-20 08:04 | 29
| 2 | 2019-06-20 07:35 | 2019-06-20 09:44 | 129
| 1 | 2019-06-20 09:11 | 2019-06-20 09:17 | 6
| 1 | 2019-06-20 09:11 | 2019-06-20 09:26 | 15
| 1 | 2019-06-20 09:25 | 2019-06-20 09:29 | 4
| 21 | 2019-06-20 09:54 | 2019-06-20 10:02 | 8
| 63 | 2019-06-20 09:54 | 2019-06-20 10:25 | 31
| 1 | 2019-06-20 10:05 | 2019-06-20 10:13 | 8
| 1 | 2019-06-20 10:14 | 2019-06-20 10:20 | 6
| 1 | 2019-06-20 10:20 | 2019-06-20 10:26 | 6
| 2 | 2019-06-20 11:12 | 2019-06-20 11:17 | 5
| 1 | 2019-06-20 12:49 | 2019-06-20 18:38 | 349
| 1 | 2019-06-20 13:22 | 2019-06-20 14:33 | 71
| 1 | 2019-06-20 14:05 | 2019-06-20 14:33 | 28
| 1 | 2019-06-20 14:18 | 2019-06-20 14:33 | 15
| 2 | 2019-06-20 14:18 | 2019-06-20 17:22 | 184
| 2 | 2019-06-20 15:22 | 2019-06-20 15:28 | 6
| 29 | 2019-06-20 15:52 | 2019-06-20 16:09 | 17
| 1 | 2019-06-20 15:55 | 2019-06-20 16:13 | 18
| 1 | 2019-06-20 16:09 | 2019-06-20 16:15 | 6
| 1 | 2019-06-20 16:22 | 2019-06-20 16:27 | 5
| 282 | 2019-06-20 16:57 | 2019-06-20 17:03 | 6
| 1 | 2019-06-20 17:05 | 2019-06-20 17:11 | 6
| 15 | 2019-06-20 17:55 | 2019-06-20 18:11 | 16
| 1 | 2019-06-20 18:13 | 2019-06-20 18:39 | 26
| 1 | 2019-06-20 18:29 | 2019-06-20 18:34 | 5
| 3 | 2019-06-20 18:35 | 2019-06-20 18:55 | 20
| 1 | 2019-06-20 18:53 | 2019-06-20 18:59 | 6
| 1 | 2019-06-20 19:32 | 2019-06-20 19:48 | 16
| 3 | 2019-06-20 21:43 | 2019-06-20 22:33 | 50
| 4 | 2019-06-20 21:45 | 2019-06-20 21:52 | 7
| 1 | 2019-06-20 21:54 | 2019-06-20 22:00 | 6
| 1 | 2019-06-20 23:59 | 2019-06-21 07:27 | 448
| 2 | 2019-06-21 00:29 | 2019-06-21 00:41 | 12
| 1 | 2019-06-21 01:12 | 2019-06-21 01:46 | 34
| 1 | 2019-06-21 05:54 | 2019-06-21 06:00 | 6
| 15 | 2019-06-21 06:55 | 2019-06-21 08:03 | 68
| 42 | 2019-06-21 07:11 | 2019-06-21 07:30 | 19
| 1 | 2019-06-21 07:27 | 2019-06-21 07:33 | 6
| 1 | 2019-06-21 07:29 | 2019-06-21 08:25 | 56
| 1 | 2019-06-21 07:30 | 2019-06-21 07:36 | 6
| 1 | 2019-06-21 07:54 | 2019-06-21 08:22 | 28
| 827 | 2019-06-21 08:17 | 2019-06-21 08:24 | 7
| 575 | 2019-06-21 08:17 | 2019-06-21 08:25 | 8
| 600 | 2019-06-21 08:17 | 2019-06-21 08:25 | 8
| 631 | 2019-06-21 08:17 | 2019-06-21 08:25 | 8
| 1340 | 2019-06-21 08:19 | 2019-06-21 08:25 | 6
| 1 | 2019-06-21 08:40 | 2019-06-21 08:46 | 6
| 1 | 2019-06-21 08:48 | 2019-06-21 08:54 | 6
| 63 | 2019-06-21 09:04 | 2019-06-21 09:27 | 23
| 1 | 2019-06-21 09:31 | 2019-06-21 11:52 | 141
| 1 | 2019-06-21 09:52 | 2019-06-21 09:57 | 5
| 1 | 2019-06-21 09:56 | 2019-06-21 10:02 | 6
| 1 | 2019-06-21 10:21 | 2019-06-21 10:27 | 6
| 1 | 2019-06-21 10:41 | 2019-06-21 10:47 | 6
| 9 | 2019-06-21 11:00 | 2019-06-21 11:05 | 5
| 1 | 2019-06-21 11:09 | 2019-06-21 11:14 | 5
| 1 | 2019-06-21 11:22 | 2019-06-21 12:30 | 68
| 1 | 2019-06-21 12:12 | 2019-06-21 12:18 | 6
| 1 | 2019-06-21 12:47 | 2019-06-21 12:53 | 6
| 1 | 2019-06-21 13:12 | 2019-06-21 15:35 | 143
| 1 | 2019-06-21 13:31 | 2019-06-21 13:37 | 6
| 1 | 2019-06-21 14:00 | 2019-06-21 17:03 | 183
| 26 | 2019-06-21 14:14 | 2019-06-21 20:46 | 392
| 1 | 2019-06-21 14:21 | 2019-06-21 14:27 | 6
| 1 | 2019-06-21 14:38 | 2019-06-21 14:44 | 6
| 1 | 2019-06-21 15:00 | 2019-06-21 15:06 | 6
| 1 | 2019-06-21 17:34 | 2019-06-21 17:40 | 6
| 1 | 2019-06-21 17:42 | 2019-06-21 19:40 | 118
| 26 | 2019-06-21 18:16 | 2019-06-21 18:32 | 16
| 2 | 2019-06-21 19:04 | 2019-06-21 19:11 | 7
| 1 | 2019-06-21 19:19 | 2019-06-21 19:31 | 12
| 1 | 2019-06-21 19:24 | 2019-06-21 19:40 | 16
| 2 | 2019-06-21 19:24 | 2019-06-21 19:41 | 17
| 5 | 2019-06-21 19:24 | 2019-06-21 20:19 | 55
| 1 | 2019-06-21 19:37 | 2019-06-21 19:56 | 19
| 1 | 2019-06-21 20:39 | 2019-06-21 21:12 | 33
| 1 | 2019-06-21 21:04 | 2019-06-21 21:39 | 35
| 1 | 2019-06-21 21:17 | 2019-06-21 21:28 | 11
| 3 | 2019-06-21 23:27 | 2019-06-21 23:48 | 21
| 1 | 2019-06-22 01:33 | 2019-06-22 07:12 | 339
| 26 | 2019-06-22 06:30 | 2019-06-22 07:13 | 43
| 14569 | 2019-06-22 07:11 | 2019-06-22 07:17 | 6
| 1 | 2019-06-22 07:42 | 2019-06-22 07:48 | 6
| 1 | 2019-06-22 08:05 | 2019-06-22 08:11 | 6
| 1 | 2019-06-22 08:12 | 2019-06-22 08:18 | 6
| 1 | 2019-06-22 08:26 | 2019-06-22 08:32 | 6
| 1 | 2019-06-22 09:04 | 2019-06-22 09:15 | 11
| 1 | 2019-06-22 10:02 | 2019-06-22 10:29 | 27
| 2 | 2019-06-22 10:02 | 2019-06-22 10:35 | 33
| 1 | 2019-06-22 13:46 | 2019-06-22 13:52 | 6
| 1 | 2019-06-22 13:53 | 2019-06-22 14:23 | 30
| 18 | 2019-06-22 14:18 | 2019-06-22 14:27 | 9
| 1 | 2019-06-22 14:22 | 2019-06-22 18:24 | 242
| 1 | 2019-06-22 14:40 | 2019-06-22 14:46 | 6
| 13 | 2019-06-22 15:34 | 2019-06-22 15:53 | 19
| 1 | 2019-06-22 15:34 | 2019-06-22 15:55 | 21
| 7 | 2019-06-22 16:13 | 2019-06-22 16:21 | 8
| 1 | 2019-06-22 16:51 | 2019-06-22 18:39 | 108
| 1 | 2019-06-22 17:50 | 2019-06-22 17:56 | 6
| 1 | 2019-06-22 18:26 | 2019-06-22 18:32 | 6
| 92 | 2019-06-22 22:17 | 2019-06-22 22:31 | 14
| 1 | 2019-06-23 06:45 | 2019-06-23 07:08 | 23
| 2 | 2019-06-24 00:21 | 2019-06-24 00:43 | 22
| 2 | 2019-06-24 05:56 | 2019-06-24 06:02 | 6
| 1 | 2019-06-24 07:21 | 2019-06-24 07:38 | 17
| 3 | 2019-06-24 07:27 | 2019-06-24 09:08 | 101
| 1 | 2019-06-24 07:47 | 2019-06-24 08:17 | 30
| 8 | 2019-06-24 07:59 | 2019-06-24 09:05 | 66
| 38 | 2019-06-24 08:11 | 2019-06-24 08:26 | 15
| 40 | 2019-06-24 08:30 | 2019-06-24 08:43 | 13
| 1 | 2019-06-24 08:34 | 2019-06-24 08:40 | 6
| 1 | 2019-06-24 08:57 | 2019-06-24 14:03 | 306
| 2 | 2019-06-24 09:43 | 2019-06-24 09:45 | 2
| 2 | 2019-06-24 09:50 | 2019-06-24 09:56 | 6
| 87 | 2019-06-24 10:01 | 2019-06-24 10:25 | 24
| 1 | 2019-06-24 10:22 | 2019-06-24 10:27 | 5
| 1 | 2019-06-24 11:59 | 2019-06-24 17:36 | 337
| 2 | 2019-06-24 13:29 | 2019-06-24 17:12 | 223
| 79 | 2019-06-24 14:18 | 2019-06-24 14:26 | 8
| 1 | 2019-06-24 14:34 | 2019-06-24 14:40 | 6
| 1 | 2019-06-24 15:14 | 2019-06-24 15:20 | 6
| 1 | 2019-06-24 17:41 | 2019-06-24 17:47 | 6
| 1 | 2019-06-24 18:02 | 2019-06-24 18:12 | 10
| 1 | 2019-06-24 18:34 | 2019-06-24 18:40 | 6
| 1 | 2019-06-24 18:38 | 2019-06-24 19:02 | 24
| 1 | 2019-06-24 19:34 | 2019-06-24 20:07 | 33
| 1 | 2019-06-24 19:52 | 2019-06-24 20:05 | 13
| 64 | 2019-06-24 21:45 | 2019-06-24 21:59 | 14
| 1 | 2019-06-24 21:45 | 2019-06-24 22:00 | 15
| 1 | 2019-06-24 22:41 | 2019-06-24 23:06 | 25
| 1 | 2019-06-24 23:23 | 2019-06-25 10:18 | 655
| 6 | 2019-06-25 01:18 | 2019-06-25 07:49 | 391
| 1 | 2019-06-25 01:48 | 2019-06-25 09:05 | 437
| 11 | 2019-06-25 02:59 | 2019-06-25 06:06 | 187
| 1 | 2019-06-25 07:56 | 2019-06-25 08:02 | 6
| 71 | 2019-06-25 07:56 | 2019-06-25 08:09 | 13
| 1 | 2019-06-25 08:01 | 2019-06-25 12:04 | 243
| 2 | 2019-06-25 08:51 | 2019-06-25 08:57 | 6
| 1 | 2019-06-25 09:08 | 2019-06-25 09:14 | 6
| 1 | 2019-06-25 09:12 | 2019-06-25 11:27 | 135
| 1 | 2019-06-25 09:24 | 2019-06-25 09:28 | 4
| 1 | 2019-06-25 09:24 | 2019-06-25 09:30 | 6
| 1 | 2019-06-25 09:51 | 2019-06-25 09:57 | 6
| 1 | 2019-06-25 10:04 | 2019-06-25 10:57 | 53
| 1 | 2019-06-25 10:05 | 2019-06-25 10:18 | 13
| 2 | 2019-06-25 10:11 | 2019-06-25 10:16 | 5
| 1 | 2019-06-25 10:26 | 2019-06-25 10:32 | 6
| 9 | 2019-06-25 10:49 | 2019-06-25 11:05 | 16
| 93 | 2019-06-25 11:26 | 2019-06-25 11:41 | 15
| 23 | 2019-06-25 12:04 | 2019-06-25 12:15 | 11
| 19 | 2019-06-25 12:04 | 2019-06-25 12:28 | 24
| 4 | 2019-06-25 13:46 | 2019-06-25 14:06 | 20
| 2 | 2019-06-25 13:59 | 2019-06-25 14:05 | 6
| 216 | 2019-06-25 15:40 | 2019-06-25 15:46 | 6
| 1 | 2019-06-25 16:11 | 2019-06-25 16:27 | 16
| 1 | 2019-06-25 16:31 | 2019-06-25 16:37 | 6
| 6 | 2019-06-25 17:28 | 2019-06-25 17:35 | 7
| 1 | 2019-06-25 17:31 | 2019-06-25 17:56 | 25
| 2 | 2019-06-25 17:31 | 2019-06-25 20:44 | 193
| 4 | 2019-06-25 17:47 | 2019-06-25 17:59 | 12
| 2 | 2019-06-25 17:47 | 2019-06-25 18:04 | 17
| 1 | 2019-06-25 18:12 | 2019-06-25 18:38 | 26
| 1 | 2019-06-25 19:04 | 2019-06-25 19:10 | 6
| 1 | 2019-06-25 19:22 | 2019-06-25 19:28 | 6
| 1 | 2019-06-25 20:36 | 2019-06-25 20:41 | 5
| 1 | 2019-06-25 20:40 | 2019-06-25 20:46 | 6
| 86 | 2019-06-25 20:58 | 2019-06-25 21:10 | 12
| 2 | 2019-06-25 21:22 | 2019-06-25 21:50 | 28
| 1 | 2019-06-25 22:31 | 2019-06-25 22:37 | 6
| 1 | 2019-06-26 02:23 | 2019-06-26 11:46 | 563
| 38 | 2019-06-26 06:17 | 2019-06-26 06:38 | 21
| 1 | 2019-06-26 07:15 | 2019-06-26 12:08 | 293
| 1 | 2019-06-26 07:22 | 2019-06-26 08:37 | 75
| 1 | 2019-06-26 08:35 | 2019-06-26 09:24 | 49
| 1 | 2019-06-26 08:58 | 2019-06-26 09:04 | 6
| 1 | 2019-06-26 09:06 | 2019-06-26 09:12 | 6
| 3 | 2019-06-26 09:35 | 2019-06-26 09:38 | 3
| 1 | 2019-06-26 09:54 | 2019-06-26 10:00 | 6
| 283 | 2019-06-26 10:43 | 2019-06-26 10:50 | 7
| 1 | 2019-06-26 10:53 | 2019-06-26 10:59 | 6
| 1 | 2019-06-26 11:36 | 2019-06-26 11:42 | 6
| 18 | 2019-06-26 12:39 | 2019-06-26 12:48 | 9
| 23 | 2019-06-26 12:39 | 2019-06-26 12:48 | 9
| 1 | 2019-06-26 12:52 | 2019-06-26 12:58 | 6
| 1 | 2019-06-26 13:16 | 2019-06-26 13:34 | 18
| 37 | 2019-06-26 13:22 | 2019-06-26 13:39 | 17
| 16 | 2019-06-26 13:34 | 2019-06-26 13:49 | 15
| 1 | 2019-06-26 13:46 | 2019-06-26 13:49 | 3
| 29 | 2019-06-26 14:15 | 2019-06-26 14:21 | 6
| 1 | 2019-06-26 14:19 | 2019-06-26 14:25 | 6
| 89 | 2019-06-26 15:39 | 2019-06-26 16:10 | 31
| 8 | 2019-06-26 16:51 | 2019-06-26 16:57 | 6
| 6 | 2019-06-26 17:07 | 2019-06-26 17:30 | 23
| 26 | 2019-06-26 17:22 | 2019-06-26 17:32 | 10
| 2 | 2019-06-26 17:44 | 2019-06-26 17:50 | 6
| 21 | 2019-06-26 17:46 | 2019-06-26 17:52 | 6
| 1 | 2019-06-26 18:01 | 2019-06-26 18:07 | 6
| 2 | 2019-06-26 18:01 | 2019-06-26 18:10 | 9
| 1 | 2019-06-26 19:29 | 2019-06-26 19:50 | 21
| 1 | 2019-06-26 19:56 | 2019-06-26 20:02 | 6
| 1 | 2019-06-26 19:57 | 2019-06-26 20:24 | 27
| 1 | 2019-06-26 20:28 | 2019-06-26 20:49 | 21
| 68 | 2019-06-26 20:28 | 2019-06-26 20:52 | 24
| 1 | 2019-06-26 21:45 | 2019-06-26 21:51 | 6
| 1 | 2019-06-26 23:21 | 2019-06-26 23:30 | 9
| 1 | 2019-06-27 05:51 | 2019-06-27 05:57 | 6
| 2 | 2019-06-27 05:51 | 2019-06-27 19:00 | 789
| 3 | 2019-06-27 05:51 | 2019-06-27 22:11 | 980
| 2 | 2019-06-27 05:51 | 2019-06-27 22:12 | 981
| 1 | 2019-06-27 07:29 | 2019-06-27 07:39 | 10
| 62 | 2019-06-27 07:29 | 2019-06-27 07:40 | 11
| 2 | 2019-06-27 07:52 | 2019-06-27 08:44 | 52
| 1 | 2019-06-27 08:53 | 2019-06-27 10:35 | 102
| 1 | 2019-06-27 09:32 | 2019-06-27 10:13 | 41
| 2 | 2019-06-27 09:36 | 2019-06-27 09:42 | 6
| 1 | 2019-06-27 09:43 | 2019-06-27 09:49 | 6
| 1 | 2019-06-27 10:20 | 2019-06-27 10:26 | 6
| 1 | 2019-06-27 10:47 | 2019-06-27 10:53 | 6
| 2 | 2019-06-27 11:25 | 2019-06-27 11:31 | 6
| 1 | 2019-06-27 11:57 | 2019-06-27 12:02 | 5
| 1 | 2019-06-27 12:20 | 2019-06-27 12:24 | 4
| 2 | 2019-06-27 12:25 | 2019-06-27 12:28 | 3
| 1 | 2019-06-27 12:42 | 2019-06-27 12:48 | 6
| 1 | 2019-06-27 13:00 | 2019-06-27 13:06 | 6
| 1 | 2019-06-27 13:08 | 2019-06-27 13:14 | 6
| 1 | 2019-06-27 13:10 | 2019-06-27 13:16 | 6
| 1 | 2019-06-27 15:54 | 2019-06-27 16:29 | 35
| 1 | 2019-06-27 16:01 | 2019-06-27 16:07 | 6
| 1 | 2019-06-27 16:02 | 2019-06-27 16:40 | 38
| 2 | 2019-06-27 16:04 | 2019-06-27 16:10 | 6
| 1 | 2019-06-27 16:23 | 2019-06-27 17:13 | 50
| 35 | 2019-06-27 17:30 | 2019-06-27 17:36 | 6
| 1 | 2019-06-27 17:59 | 2019-06-27 18:13 | 14
| 1 | 2019-06-27 17:59 | 2019-06-27 18:26 | 27
| 2 | 2019-06-27 17:59 | 2019-06-27 18:55 | 56
| 38 | 2019-06-27 18:05 | 2019-06-27 18:12 | 7
| 1 | 2019-06-27 18:19 | 2019-06-27 19:46 | 87
| 3 | 2019-06-27 18:26 | 2019-06-27 19:00 | 34
| 58 | 2019-06-27 18:30 | 2019-06-27 18:36 | 6
| 1 | 2019-06-27 19:39 | 2019-06-27 19:59 | 20
| 1 | 2019-06-27 19:46 | 2019-06-27 19:52 | 6
| 2 | 2019-06-27 22:58 | 2019-06-28 10:41 | 703
| 1 | 2019-06-27 23:32 | 2019-06-28 09:27 | 595
| 21 | 2019-06-28 01:56 | 2019-06-28 02:06 | 10
| 1 | 2019-06-28 07:31 | 2019-06-28 07:45 | 14
| 1 | 2019-06-28 08:39 | 2019-06-28 09:18 | 39
| 39 | 2019-06-28 09:00 | 2019-06-28 09:21 | 21
| 1 | 2019-06-28 09:35 | 2019-06-28 09:41 | 6
| 1 | 2019-06-28 09:55 | 2019-06-28 10:00 | 5
| 1 | 2019-06-28 10:05 | 2019-06-28 10:13 | 8
| 2 | 2019-06-28 10:06 | 2019-06-28 10:13 | 7
| 3 | 2019-06-28 10:27 | 2019-06-28 10:33 | 6
| 1 | 2019-06-28 10:30 | 2019-06-28 10:36 | 6
| 1 | 2019-06-28 10:34 | 2019-06-28 10:40 | 6
| 1 | 2019-06-28 10:47 | 2019-06-28 10:53 | 6
| 1 | 2019-06-28 11:28 | 2019-06-28 11:34 | 6
| 6 | 2019-06-28 11:28 | 2019-06-28 19:56 | 508
| 2 | 2019-06-28 12:13 | 2019-06-28 12:19 | 6
| 2 | 2019-06-28 12:37 | 2019-06-28 12:43 | 6
| 1 | 2019-06-28 12:57 | 2019-06-28 13:03 | 6
| 1 | 2019-06-28 13:11 | 2019-06-28 13:33 | 22
| 1 | 2019-06-28 13:20 | 2019-06-28 13:25 | 5
| 26 | 2019-06-28 14:11 | 2019-06-28 14:35 | 24
| 21 | 2019-06-28 15:03 | 2019-06-28 15:18 | 15
| 1 | 2019-06-28 15:39 | 2019-06-28 15:45 | 6
| 1 | 2019-06-28 15:49 | 2019-06-28 15:55 | 6
| 28 | 2019-06-28 16:14 | 2019-06-28 16:22 | 8
| 1 | 2019-06-28 16:15 | 2019-06-28 16:36 | 21
| 1 | 2019-06-28 17:04 | 2019-06-28 17:10 | 6
| 4 | 2019-06-28 17:04 | 2019-06-28 17:11 | 7
| 1 | 2019-06-28 17:27 | 2019-06-28 17:33 | 6
| 1 | 2019-06-28 17:59 | 2019-06-28 18:13 | 14
| 1 | 2019-06-28 18:24 | 2019-06-28 18:30 | 6
| 58 | 2019-06-28 18:24 | 2019-06-28 18:57 | 33
| 24 | 2019-06-28 19:02 | 2019-06-28 19:08 | 6
| 1 | 2019-06-28 19:03 | 2019-06-28 19:09 | 6
| 1 | 2019-06-28 20:03 | 2019-06-28 20:09 | 6
| 1 | 2019-06-29 00:01 | 2019-06-29 11:19 | 678
| 116 | 2019-06-29 02:03 | 2019-06-29 10:52 | 529
| 77 | 2019-06-29 04:27 | 2019-06-29 07:31 | 184
| 2 | 2019-06-29 04:28 | 2019-06-29 04:45 | 17
| 29 | 2019-06-29 05:52 | 2019-06-29 06:17 | 25
| 253 | 2019-06-29 06:15 | 2019-06-29 06:22 | 7
| 1 | 2019-06-29 06:41 | 2019-06-29 06:47 | 6
| 1 | 2019-06-29 08:47 | 2019-06-29 08:53 | 6
| 1 | 2019-06-29 08:55 | 2019-06-29 12:13 | 198
| 1 | 2019-06-29 09:05 | 2019-06-29 09:11 | 6
| 1 | 2019-06-29 09:18 | 2019-06-29 16:33 | 435
| 2 | 2019-06-29 09:44 | 2019-06-29 09:50 | 6
| 1 | 2019-06-29 09:53 | 2019-06-29 14:05 | 252
| 2 | 2019-06-29 09:58 | 2019-06-29 10:04 | 6
| 1 | 2019-06-29 10:43 | 2019-06-29 10:48 | 5
| 1 | 2019-06-29 10:50 | 2019-06-29 11:58 | 68
| 1 | 2019-06-29 11:06 | 2019-06-29 11:12 | 6
| 126 | 2019-06-29 11:29 | 2019-06-29 11:36 | 7
| 2 | 2019-06-29 11:31 | 2019-06-29 11:37 | 6
| 1 | 2019-06-29 11:31 | 2019-06-29 13:03 | 92
| 16 | 2019-06-29 11:31 | 2019-06-29 16:43 | 312
| 1 | 2019-06-29 12:33 | 2019-06-29 13:30 | 57
| 124 | 2019-06-29 12:58 | 2019-06-29 13:14 | 16
| 1396 | 2019-06-29 13:04 | 2019-06-29 13:11 | 7
| 1386 | 2019-06-29 13:16 | 2019-06-29 13:23 | 7
| 263 | 2019-06-29 13:16 | 2019-06-29 14:51 | 95
| 1 | 2019-06-29 13:29 | 2019-06-29 13:35 | 6
| 108 | 2019-06-29 13:48 | 2019-06-29 13:55 | 7
| 2 | 2019-06-29 14:04 | 2019-06-29 14:43 | 39
| 38 | 2019-06-29 14:08 | 2019-06-29 14:24 | 16
| 1 | 2019-06-29 14:34 | 2019-06-29 16:47 | 133
| 1048 | 2019-06-29 14:45 | 2019-06-29 14:52 | 7
| 1 | 2019-06-29 14:45 | 2019-06-29 15:18 | 33
| 14 | 2019-06-29 14:45 | 2019-06-29 15:26 | 41
| 3 | 2019-06-29 14:58 | 2019-06-29 16:32 | 94
| 1 | 2019-06-29 14:59 | 2019-06-29 15:05 | 6
| 57 | 2019-06-29 14:59 | 2019-06-29 15:08 | 9
| 2 | 2019-06-29 15:04 | 2019-06-29 15:10 | 6
| 80 | 2019-06-29 15:04 | 2019-06-29 15:18 | 14
| 2000 | 2019-06-29 15:13 | 2019-06-29 15:20 | 7
| 418 | 2019-06-29 15:18 | 2019-06-29 15:25 | 7
| 82 | 2019-06-29 15:20 | 2019-06-29 16:57 | 97
| 41 | 2019-06-29 15:22 | 2019-06-29 16:00 | 38
| 1293 | 2019-06-29 15:24 | 2019-06-29 15:30 | 6
| 2 | 2019-06-29 15:24 | 2019-06-29 15:32 | 8
| 9 | 2019-06-29 15:27 | 2019-06-29 17:51 | 144
| 1 | 2019-06-29 15:30 | 2019-06-29 15:41 | 11
| 122 | 2019-06-29 15:30 | 2019-06-29 15:43 | 13
| 56 | 2019-06-29 15:30 | 2019-06-29 16:01 | 31
| 2 | 2019-06-29 15:32 | 2019-06-29 15:51 | 19
| 10 | 2019-06-29 15:36 | 2019-06-29 15:54 | 18
| 1 | 2019-06-29 15:36 | 2019-06-29 17:21 | 105
| 28 | 2019-06-29 15:43 | 2019-06-29 15:56 | 13
| 17 | 2019-06-29 15:48 | 2019-06-29 16:06 | 18
| 7 | 2019-06-29 15:48 | 2019-06-29 16:21 | 33
| 1 | 2019-06-29 15:48 | 2019-06-29 18:27 | 159
| 37 | 2019-06-29 15:51 | 2019-06-29 16:20 | 29
| 1 | 2019-06-29 15:51 | 2019-06-29 20:56 | 305
| 1 | 2019-06-29 15:53 | 2019-06-29 16:04 | 11
| 1037 | 2019-06-29 15:57 | 2019-06-29 16:04 | 7
| 3 | 2019-06-29 15:57 | 2019-06-30 17:57 | 1560
| 89 | 2019-06-29 15:58 | 2019-06-29 16:04 | 6
| 14 | 2019-06-29 15:58 | 2019-06-29 16:12 | 14
| 3 | 2019-06-29 15:58 | 2019-06-29 16:42 | 44
| 1 | 2019-06-29 15:59 | 2019-06-29 16:24 | 25
| 14 | 2019-06-29 16:00 | 2019-06-29 16:13 | 13
| 1 | 2019-06-29 16:00 | 2019-06-29 16:37 | 37
| 1073 | 2019-06-29 16:01 | 2019-06-29 16:08 | 7
| 482 | 2019-06-29 16:01 | 2019-06-29 20:14 | 253
| 21 | 2019-06-29 16:09 | 2019-06-29 16:30 | 21
| 996 | 2019-06-29 16:12 | 2019-06-29 16:19 | 7
| 44 | 2019-06-29 16:12 | 2019-06-29 16:31 | 19
| 28 | 2019-06-29 16:20 | 2019-06-29 18:42 | 142
| 6 | 2019-06-29 16:21 | 2019-06-29 16:36 | 15
| 24 | 2019-06-29 16:21 | 2019-06-29 17:42 | 81
| 1 | 2019-06-29 16:23 | 2019-06-29 16:38 | 15
| 1 | 2019-06-29 16:23 | 2019-06-29 19:30 | 187
| 1 | 2019-06-29 16:25 | 2019-06-29 16:31 | 6
| 33 | 2019-06-29 16:25 | 2019-06-29 16:44 | 19
| 1 | 2019-06-29 16:25 | 2019-06-29 17:00 | 35
| 46 | 2019-06-29 16:25 | 2019-06-29 21:18 | 293
| 1231 | 2019-06-29 16:28 | 2019-06-29 16:35 | 7
| 1 | 2019-06-29 16:31 | 2019-06-29 17:19 | 48
| 130 | 2019-06-29 16:32 | 2019-06-29 16:48 | 16
| 1 | 2019-06-29 16:34 | 2019-06-29 17:08 | 34
| 15 | 2019-06-29 16:38 | 2019-06-29 17:55 | 77
| 2 | 2019-06-29 16:41 | 2019-06-29 18:44 | 123
| 70 | 2019-06-29 16:46 | 2019-06-29 17:03 | 17
| 1 | 2019-06-29 16:47 | 2019-06-29 16:53 | 6
| 2 | 2019-06-29 16:49 | 2019-06-29 16:57 | 8
| 2 | 2019-06-29 16:52 | 2019-06-29 16:58 | 6
| 13 | 2019-06-29 16:52 | 2019-06-29 17:00 | 8
| 2 | 2019-06-29 16:55 | 2019-06-29 17:01 | 6
| 1 | 2019-06-29 16:59 | 2019-06-29 17:05 | 6
| 1 | 2019-06-29 17:05 | 2019-06-29 17:11 | 6
| 1 | 2019-06-29 17:05 | 2019-06-29 17:12 | 7
| 20 | 2019-06-29 17:06 | 2019-06-29 17:14 | 8
| 1 | 2019-06-29 17:07 | 2019-06-29 17:13 | 6
| 1 | 2019-06-29 17:11 | 2019-06-30 01:31 | 500
| 1 | 2019-06-29 17:14 | 2019-06-29 17:20 | 6
| 158 | 2019-06-29 17:35 | 2019-06-29 19:43 | 128
| 168 | 2019-06-29 17:42 | 2019-06-29 17:56 | 14
| 12 | 2019-06-29 17:58 | 2019-06-29 18:05 | 7
| 7 | 2019-06-29 17:58 | 2019-06-29 18:08 | 10
| 1 | 2019-06-29 18:09 | 2019-06-29 18:15 | 6
| 1 | 2019-06-29 18:23 | 2019-06-29 18:29 | 6
| 1 | 2019-06-29 18:39 | 2019-06-29 18:45 | 6
| 123 | 2019-06-29 19:36 | 2019-06-29 19:46 | 10
| 1 | 2019-06-29 19:40 | 2019-06-29 19:46 | 6
| 2 | 2019-06-29 19:42 | 2019-06-29 19:48 | 6
| 2 | 2019-06-29 20:09 | 2019-06-29 20:15 | 6
| 1 | 2019-06-29 21:41 | 2019-06-29 21:47 | 6
| 1 | 2019-06-29 22:10 | 2019-06-29 22:16 | 6
| 1603 | 2019-06-29 22:31 | 2019-06-29 22:40 | 9
| 1 | 2019-06-30 00:22 | 2019-06-30 00:27 | 5
| 33 | 2019-06-30 00:22 | 2019-06-30 07:20 | 418
| 6 | 2019-06-30 01:31 | 2019-06-30 01:40 | 9
| 1 | 2019-06-30 02:25 | 2019-06-30 09:19 | 414
| 2 | 2019-06-30 04:45 | 2019-06-30 05:02 | 17
| 1 | 2019-06-30 05:53 | 2019-06-30 10:16 | 263
| 1 | 2019-06-30 07:54 | 2019-06-30 08:13 | 19
| 2 | 2019-06-30 08:14 | 2019-06-30 08:20 | 6
| 2 | 2019-06-30 08:23 | 2019-06-30 08:29 | 6
| 3 | 2019-06-30 08:51 | 2019-06-30 09:21 | 30
| 1 | 2019-06-30 08:58 | 2019-06-30 09:03 | 5
| 1 | 2019-06-30 09:29 | 2019-06-30 09:57 | 28
| 1 | 2019-06-30 09:29 | 2019-06-30 10:03 | 34
| 1 | 2019-06-30 09:35 | 2019-06-30 09:41 | 6
| 1 | 2019-06-30 09:37 | 2019-06-30 09:43 | 6
| 1 | 2019-06-30 09:39 | 2019-06-30 09:45 | 6
| 1 | 2019-06-30 09:46 | 2019-06-30 09:52 | 6
| 1 | 2019-06-30 10:06 | 2019-06-30 10:13 | 7
| 1 | 2019-06-30 10:08 | 2019-06-30 10:14 | 6
| 1 | 2019-06-30 10:21 | 2019-06-30 10:27 | 6
| 1 | 2019-06-30 10:58 | 2019-06-30 11:04 | 6
| 1 | 2019-06-30 11:10 | 2019-06-30 15:11 | 241
| 1 | 2019-06-30 11:16 | 2019-06-30 11:21 | 5
| 2 | 2019-06-30 11:24 | 2019-06-30 11:51 | 27
| 63 | 2019-06-30 11:28 | 2019-06-30 11:40 | 12
| 1 | 2019-06-30 11:40 | 2019-06-30 11:46 | 6
| 1 | 2019-06-30 11:50 | 2019-06-30 11:56 | 6
| 1 | 2019-06-30 12:04 | 2019-06-30 12:10 | 6
| 1 | 2019-06-30 13:20 | 2019-06-30 13:26 | 6
| 1 | 2019-06-30 14:24 | 2019-06-30 14:30 | 6
| 3 | 2019-06-30 14:24 | 2019-06-30 14:36 | 12
| 1 | 2019-06-30 14:46 | 2019-06-30 14:52 | 6
| 1 | 2019-06-30 14:53 | 2019-06-30 15:27 | 34
| 1 | 2019-06-30 15:04 | 2019-06-30 15:43 | 39
| 1 | 2019-06-30 15:17 | 2019-06-30 15:23 | 6
| 1 | 2019-06-30 15:21 | 2019-06-30 15:28 | 7
| 1 | 2019-06-30 15:24 | 2019-06-30 15:30 | 6
| 1 | 2019-06-30 15:41 | 2019-06-30 16:03 | 22
| 6 | 2019-06-30 15:41 | 2019-06-30 17:47 | 126
| 2 | 2019-06-30 16:06 | 2019-06-30 18:09 | 123
| 17 | 2019-06-30 16:35 | 2019-06-30 16:59 | 24
| 1 | 2019-06-30 16:38 | 2019-06-30 16:44 | 6
| 1 | 2019-06-30 16:48 | 2019-06-30 16:54 | 6
| 2 | 2019-06-30 17:46 | 2019-06-30 17:52 | 6
| 4 | 2019-06-30 17:46 | 2019-06-30 18:09 | 23
| 1 | 2019-06-30 17:54 | 2019-06-30 18:00 | 6
| 26 | 2019-06-30 17:54 | 2019-06-30 18:53 | 59
| 1 | 2019-06-30 18:05 | 2019-06-30 18:36 | 31
| 21 | 2019-06-30 18:05 | 2019-06-30 18:55 | 50
| 1 | 2019-06-30 18:09 | 2019-06-30 18:15 | 6
| 3 | 2019-06-30 18:09 | 2019-06-30 18:25 | 16
| 1 | 2019-06-30 19:29 | 2019-06-30 19:34 | 5
| 1 | 2019-06-30 19:33 | 2019-06-30 20:11 | 38
| 1 | 2019-06-30 20:15 | 2019-06-30 20:21 | 6
| 1 | 2019-06-30 21:50 | 2019-06-30 21:56 | 6
| 1 | 2019-06-30 22:23 | 2019-06-30 22:37 | 14
| 5 | 2019-07-01 04:05 | 2019-07-01 06:22 | 137
| 1 | 2019-07-01 04:05 | 2019-07-01 07:12 | 187
| 5 | 2019-07-01 07:04 | 2019-07-01 07:33 | 29
| 7 | 2019-07-01 07:04 | 2019-07-01 07:47 | 43
| 1 | 2019-07-01 08:45 | 2019-07-01 08:50 | 5
| 1 | 2019-07-01 08:49 | 2019-07-01 08:54 | 5
| 1 | 2019-07-01 10:04 | 2019-07-01 10:13 | 9
| 1 | 2019-07-01 10:53 | 2019-07-01 10:59 | 6
| 1 | 2019-07-01 11:02 | 2019-07-01 11:08 | 6
| 1 | 2019-07-01 11:02 | 2019-07-01 11:08 | 6
| 9 | 2019-07-01 11:02 | 2019-07-01 11:48 | 46
| 1 | 2019-07-01 11:34 | 2019-07-01 14:57 | 203
| 15 | 2019-07-01 12:15 | 2019-07-01 12:25 | 10
| 1 | 2019-07-01 13:21 | 2019-07-01 13:27 | 6
| 83 | 2019-07-01 13:30 | 2019-07-01 14:37 | 67
| 1 | 2019-07-01 14:58 | 2019-07-01 15:24 | 26
| 1 | 2019-07-01 15:13 | 2019-07-01 15:19 | 6
| 1 | 2019-07-01 15:53 | 2019-07-01 15:59 | 6
| 1 | 2019-07-01 16:22 | 2019-07-01 16:58 | 36
| 1 | 2019-07-01 17:45 | 2019-07-01 18:05 | 20
| 1 | 2019-07-01 18:05 | 2019-07-01 18:11 | 6
| 57 | 2019-07-01 18:41 | 2019-07-01 18:47 | 6
| 33 | 2019-07-01 18:47 | 2019-07-01 18:54 | 7
| 101 | 2019-07-01 21:56 | 2019-07-01 22:02 | 6
| 1 | 2019-07-01 22:26 | 2019-07-01 22:31 | 5
| 3 | 2019-07-01 23:37 | 2019-07-01 23:53 | 16
| 1 | 2019-07-02 06:50 | 2019-07-02 06:56 | 6
| 1 | 2019-07-02 08:08 | 2019-07-02 08:14 | 6
| 1 | 2019-07-02 08:28 | 2019-07-02 08:53 | 25
| 1 | 2019-07-02 08:43 | 2019-07-02 08:49 | 6
| 1 | 2019-07-02 09:06 | 2019-07-02 14:59 | 353
| 72 | 2019-07-02 09:06 | 2019-07-02 17:55 | 529
| 1 | 2019-07-02 09:10 | 2019-07-02 16:31 | 441
| 1 | 2019-07-02 09:36 | 2019-07-02 09:42 | 6
| 1 | 2019-07-02 09:36 | 2019-07-02 10:26 | 50
| 2 | 2019-07-02 10:10 | 2019-07-02 10:15 | 5
| 1 | 2019-07-02 10:33 | 2019-07-02 10:39 | 6
| 2 | 2019-07-02 11:30 | 2019-07-02 11:32 | 2
| 1 | 2019-07-02 11:33 | 2019-07-02 11:39 | 6
| 1 | 2019-07-02 11:53 | 2019-07-02 11:56 | 3
| 26 | 2019-07-02 11:54 | 2019-07-02 12:15 | 21
| 2 | 2019-07-02 12:32 | 2019-07-02 12:55 | 23
| 1 | 2019-07-02 12:42 | 2019-07-02 12:45 | 3
| 1 | 2019-07-02 13:20 | 2019-07-02 13:26 | 6
| 1 | 2019-07-02 13:30 | 2019-07-02 13:34 | 4
| 1 | 2019-07-02 13:32 | 2019-07-02 13:38 | 6
| 1 | 2019-07-02 13:42 | 2019-07-02 13:48 | 6
| 4 | 2019-07-02 14:38 | 2019-07-02 14:40 | 2
| 1 | 2019-07-02 14:39 | 2019-07-02 14:45 | 6
| 1 | 2019-07-02 14:53 | 2019-07-02 15:00 | 7
| 1 | 2019-07-02 14:56 | 2019-07-02 15:01 | 5
| 10 | 2019-07-02 15:40 | 2019-07-02 16:30 | 50
| 1 | 2019-07-02 16:34 | 2019-07-02 16:40 | 6
| 1 | 2019-07-02 16:37 | 2019-07-02 19:09 | 152
| 1 | 2019-07-02 17:12 | 2019-07-02 17:18 | 6
| 1 | 2019-07-02 17:28 | 2019-07-02 18:06 | 38
| 1 | 2019-07-02 17:47 | 2019-07-02 19:37 | 110
| 1 | 2019-07-02 17:58 | 2019-07-02 18:04 | 6
| 53 | 2019-07-02 17:58 | 2019-07-02 19:13 | 75
| 1 | 2019-07-02 19:03 | 2019-07-02 19:17 | 14
| 22 | 2019-07-02 19:03 | 2019-07-02 19:18 | 15
| 60 | 2019-07-02 19:03 | 2019-07-02 19:22 | 19
| 65 | 2019-07-02 19:22 | 2019-07-02 19:36 | 14
| 1 | 2019-07-02 19:32 | 2019-07-02 19:42 | 10
| 29 | 2019-07-02 19:32 | 2019-07-02 19:43 | 11
| 1 | 2019-07-02 19:56 | 2019-07-02 20:02 | 6
| 1 | 2019-07-02 20:41 | 2019-07-02 20:47 | 6
| 1 | 2019-07-02 20:50 | 2019-07-02 20:56 | 6
| 62 | 2019-07-02 20:50 | 2019-07-02 21:01 | 11
| 1 | 2019-07-02 21:09 | 2019-07-02 21:15 | 6
| 1 | 2019-07-02 23:44 | 2019-07-03 04:55 | 311
| 1 | 2019-07-03 07:31 | 2019-07-03 08:00 | 29
| 1 | 2019-07-03 08:47 | 2019-07-03 08:53 | 6
| 1 | 2019-07-03 08:51 | 2019-07-03 08:57 | 6
| 1 | 2019-07-03 09:48 | 2019-07-03 14:43 | 295
| 1 | 2019-07-03 10:00 | 2019-07-03 10:14 | 14
| 1 | 2019-07-03 10:28 | 2019-07-03 10:34 | 6
| 1 | 2019-07-03 10:45 | 2019-07-03 10:48 | 3
| 1 | 2019-07-03 10:52 | 2019-07-03 11:05 | 13
| 2 | 2019-07-03 11:41 | 2019-07-03 11:47 | 6
| 1 | 2019-07-03 11:52 | 2019-07-03 12:06 | 14
| 1 | 2019-07-03 12:54 | 2019-07-03 13:09 | 15
| 1 | 2019-07-03 12:54 | 2019-07-03 14:26 | 92
| 1 | 2019-07-03 12:58 | 2019-07-03 15:39 | 161
| 1 | 2019-07-03 13:01 | 2019-07-03 19:23 | 382
| 19 | 2019-07-03 13:34 | 2019-07-03 13:47 | 13
| 1 | 2019-07-03 14:10 | 2019-07-03 14:16 | 6
| 1 | 2019-07-03 14:50 | 2019-07-03 14:55 | 5
| 2 | 2019-07-03 15:06 | 2019-07-03 15:12 | 6
| 38 | 2019-07-03 15:12 | 2019-07-03 15:22 | 10
| 1 | 2019-07-03 15:43 | 2019-07-03 18:25 | 162
| 2 | 2019-07-03 15:50 | 2019-07-03 15:56 | 6
| 10 | 2019-07-03 15:50 | 2019-07-03 16:07 | 17
| 1 | 2019-07-03 16:45 | 2019-07-03 18:38 | 113
| 1 | 2019-07-03 16:46 | 2019-07-03 16:59 | 13
| 23 | 2019-07-03 16:52 | 2019-07-03 16:58 | 6
| 1 | 2019-07-03 17:24 | 2019-07-03 17:29 | 5
| 1 | 2019-07-03 17:29 | 2019-07-03 17:35 | 6
| 33 | 2019-07-03 18:29 | 2019-07-03 18:45 | 16
| 1 | 2019-07-03 18:51 | 2019-07-03 19:09 | 18
| 1 | 2019-07-03 18:59 | 2019-07-03 19:05 | 6
| 153 | 2019-07-03 19:15 | 2019-07-03 19:37 | 22
| 113 | 2019-07-03 19:15 | 2019-07-03 19:40 | 25
| 68 | 2019-07-03 19:37 | 2019-07-03 19:43 | 6
| 42 | 2019-07-03 19:42 | 2019-07-03 19:53 | 11
| 1 | 2019-07-03 21:08 | 2019-07-03 21:14 | 6
| 1 | 2019-07-03 23:21 | 2019-07-04 08:01 | 520
| 1 | 2019-07-04 07:53 | 2019-07-04 07:59 | 6
| 1 | 2019-07-04 08:31 | 2019-07-04 08:37 | 6
| 1 | 2019-07-04 08:50 | 2019-07-04 09:55 | 65
| 1 | 2019-07-04 09:11 | 2019-07-04 14:47 | 336
| 1 | 2019-07-04 09:16 | 2019-07-04 09:33 | 17
| 1 | 2019-07-04 09:22 | 2019-07-04 09:27 | 5
| 37 | 2019-07-04 09:22 | 2019-07-04 12:06 | 164
| 1 | 2019-07-04 09:32 | 2019-07-04 16:41 | 429
| 1 | 2019-07-04 10:06 | 2019-07-04 10:13 | 7
| 1 | 2019-07-04 10:33 | 2019-07-04 10:39 | 6
| 38 | 2019-07-04 10:33 | 2019-07-04 11:00 | 27
| 1 | 2019-07-04 10:37 | 2019-07-04 15:47 | 310
| 2 | 2019-07-04 10:37 | 2019-07-04 16:30 | 353
| 53 | 2019-07-04 11:41 | 2019-07-04 11:51 | 10
| 1 | 2019-07-04 12:01 | 2019-07-04 12:07 | 6
| 1 | 2019-07-04 12:07 | 2019-07-04 12:13 | 6
| 4 | 2019-07-04 12:07 | 2019-07-04 12:30 | 23
| 1 | 2019-07-04 12:52 | 2019-07-04 13:15 | 23
| 1 | 2019-07-04 13:05 | 2019-07-04 13:10 | 5
| 2 | 2019-07-04 13:50 | 2019-07-04 14:17 | 27
| 649 | 2019-07-04 15:17 | 2019-07-04 15:26 | 9
| 1 | 2019-07-04 15:26 | 2019-07-04 15:35 | 9
| 1 | 2019-07-04 16:01 | 2019-07-04 16:07 | 6
| 1 | 2019-07-04 16:09 | 2019-07-04 16:14 | 5
| 1 | 2019-07-04 16:15 | 2019-07-04 18:55 | 160
| 1 | 2019-07-04 17:30 | 2019-07-04 17:36 | 6
| 1 | 2019-07-04 18:05 | 2019-07-04 18:11 | 6
| 1 | 2019-07-04 18:07 | 2019-07-04 18:53 | 46
| 1 | 2019-07-04 19:50 | 2019-07-04 20:02 | 12
| 1 | 2019-07-04 20:05 | 2019-07-04 20:24 | 19
| 44 | 2019-07-04 21:10 | 2019-07-04 21:31 | 21
| 1 | 2019-07-05 00:17 | 2019-07-05 07:45 | 448
| 2 | 2019-07-05 06:20 | 2019-07-05 07:21 | 61
| 1 | 2019-07-05 06:20 | 2019-07-05 10:13 | 233
| 1 | 2019-07-05 06:42 | 2019-07-05 06:48 | 6
| 1 | 2019-07-05 07:38 | 2019-07-05 07:56 | 18
| 1 | 2019-07-05 07:50 | 2019-07-05 07:56 | 6
| 1 | 2019-07-05 07:50 | 2019-07-05 07:56 | 6
| 3 | 2019-07-05 07:55 | 2019-07-05 08:43 | 48
| 1 | 2019-07-05 08:06 | 2019-07-05 12:22 | 256
| 1 | 2019-07-05 08:18 | 2019-07-05 08:25 | 7
| 104 | 2019-07-05 08:40 | 2019-07-05 08:52 | 12
| 30 | 2019-07-05 08:47 | 2019-07-05 09:00 | 13
| 1 | 2019-07-05 09:03 | 2019-07-05 09:34 | 31
| 1 | 2019-07-05 09:40 | 2019-07-05 09:46 | 6
| 4 | 2019-07-05 09:40 | 2019-07-05 17:17 | 457
| 4 | 2019-07-05 09:53 | 2019-07-05 09:55 | 2
| 1 | 2019-07-05 10:04 | 2019-07-05 10:13 | 9
| 1 | 2019-07-05 10:15 | 2019-07-05 11:12 | 57
| 1 | 2019-07-05 10:24 | 2019-07-05 10:30 | 6
| 1 | 2019-07-05 10:42 | 2019-07-05 10:48 | 6
| 4 | 2019-07-05 10:46 | 2019-07-05 10:52 | 6
| 89 | 2019-07-05 11:43 | 2019-07-05 11:57 | 14
| 8 | 2019-07-05 12:03 | 2019-07-05 12:11 | 8
| 1 | 2019-07-05 13:09 | 2019-07-05 13:20 | 11
| 2 | 2019-07-05 15:51 | 2019-07-05 15:57 | 6
| 1 | 2019-07-05 15:54 | 2019-07-05 16:00 | 6
| 1 | 2019-07-05 16:19 | 2019-07-05 16:26 | 7
| 2 | 2019-07-05 16:19 | 2019-07-05 16:31 | 12
| 1 | 2019-07-05 17:15 | 2019-07-05 17:21 | 6
| 1 | 2019-07-05 18:17 | 2019-07-05 18:23 | 6
| 37 | 2019-07-05 18:45 | 2019-07-05 19:00 | 15
| 1 | 2019-07-05 19:31 | 2019-07-05 19:50 | 19
| 1 | 2019-07-05 20:03 | 2019-07-05 20:32 | 29
| 1 | 2019-07-05 20:23 | 2019-07-05 21:08 | 45
| 3 | 2019-07-05 21:56 | 2019-07-05 22:02 | 6
| 1 | 2019-07-06 01:05 | 2019-07-06 13:03 | 718
| 1 | 2019-07-06 01:53 | 2019-07-06 11:25 | 572
| 14 | 2019-07-06 07:41 | 2019-07-06 08:09 | 28
| 245 | 2019-07-06 07:48 | 2019-07-06 07:56 | 8
| 1 | 2019-07-06 08:18 | 2019-07-06 08:24 | 6
| 1 | 2019-07-06 08:18 | 2019-07-06 08:25 | 7
| 1 | 2019-07-06 08:53 | 2019-07-06 08:59 | 6
| 2 | 2019-07-06 10:03 | 2019-07-06 10:24 | 21
| 4 | 2019-07-06 11:32 | 2019-07-06 11:48 | 16
| 58 | 2019-07-06 13:24 | 2019-07-06 13:49 | 25
| 14 | 2019-07-06 13:24 | 2019-07-06 15:16 | 112
| 1 | 2019-07-06 13:39 | 2019-07-06 13:45 | 6
| 1 | 2019-07-06 15:34 | 2019-07-06 16:05 | 31
| 1 | 2019-07-06 15:46 | 2019-07-06 17:06 | 80
| 1 | 2019-07-06 16:35 | 2019-07-06 16:41 | 6
| 1 | 2019-07-06 16:43 | 2019-07-06 18:17 | 94
| 1 | 2019-07-06 16:50 | 2019-07-06 17:46 | 56
| 1 | 2019-07-06 18:55 | 2019-07-06 19:01 | 6
| 1 | 2019-07-06 19:21 | 2019-07-06 19:43 | 22
| 1 | 2019-07-06 19:42 | 2019-07-06 20:54 | 72
| 28 | 2019-07-06 21:23 | 2019-07-06 21:34 | 11
| 1 | 2019-07-06 23:05 | 2019-07-06 23:14 | 9
| 1 | 2019-07-06 23:05 | 2019-07-06 23:46 | 41
| 1 | 2019-07-07 07:35 | 2019-07-07 07:41 | 6
| 2 | 2019-07-07 07:40 | 2019-07-07 07:56 | 16
| 1 | 2019-07-07 08:53 | 2019-07-07 08:59 | 6
| 4 | 2019-07-07 09:08 | 2019-07-07 09:20 | 12
| 9 | 2019-07-07 11:10 | 2019-07-07 12:43 | 93
| 9 | 2019-07-07 11:13 | 2019-07-07 11:24 | 11
| 1 | 2019-07-07 13:05 | 2019-07-07 14:44 | 99
| 2 | 2019-07-07 15:28 | 2019-07-07 16:15 | 47
| 6 | 2019-07-07 15:36 | 2019-07-07 16:04 | 28
| 44 | 2019-07-07 15:53 | 2019-07-07 18:06 | 133
| 43 | 2019-07-07 16:01 | 2019-07-07 16:24 | 23
| 16 | 2019-07-07 16:01 | 2019-07-07 16:27 | 26
| 2 | 2019-07-07 16:01 | 2019-07-07 18:16 | 135
| 1 | 2019-07-07 16:38 | 2019-07-07 16:43 | 5
| 1 | 2019-07-07 16:41 | 2019-07-07 16:55 | 14
| 1 | 2019-07-07 17:09 | 2019-07-07 17:24 | 15
| 2 | 2019-07-07 18:26 | 2019-07-07 18:32 | 6
| 1 | 2019-07-07 18:44 | 2019-07-07 18:54 | 10
| 1 | 2019-07-07 21:02 | 2019-07-07 21:07 | 5
| 1 | 2019-07-07 21:02 | 2019-07-07 21:44 | 42
| 1 | 2019-07-07 21:10 | 2019-07-07 21:16 | 6
| 1 | 2019-07-08 00:23 | 2019-07-08 00:29 | 6
| 1 | 2019-07-08 08:44 | 2019-07-08 13:41 | 297
| 1 | 2019-07-08 08:58 | 2019-07-08 09:13 | 15
| 2 | 2019-07-08 09:00 | 2019-07-08 09:10 | 10
| 1 | 2019-07-08 09:05 | 2019-07-08 09:11 | 6
| 1 | 2019-07-08 09:24 | 2019-07-08 09:30 | 6
| 1 | 2019-07-08 09:46 | 2019-07-08 15:39 | 353
| 1 | 2019-07-08 11:08 | 2019-07-08 11:14 | 6
| 1 | 2019-07-08 11:18 | 2019-07-08 11:24 | 6
| 1 | 2019-07-08 11:19 | 2019-07-08 12:16 | 57
| 1 | 2019-07-08 13:32 | 2019-07-08 13:38 | 6
| 1 | 2019-07-08 14:32 | 2019-07-08 14:39 | 7
| 2 | 2019-07-08 15:35 | 2019-07-08 16:03 | 28
| 1 | 2019-07-08 17:45 | 2019-07-08 17:51 | 6
| 1 | 2019-07-08 20:14 | 2019-07-08 20:20 | 6
| 8 | 2019-07-08 22:03 | 2019-07-08 22:11 | 8
| 1 | 2019-07-09 00:59 | 2019-07-09 01:52 | 53
| 1 | 2019-07-09 02:41 | 2019-07-09 03:44 | 63
| 1 | 2019-07-09 02:41 | 2019-07-09 04:07 | 86
| 5 | 2019-07-09 02:41 | 2019-07-09 04:19 | 98
| 1 | 2019-07-09 07:24 | 2019-07-09 09:02 | 98
| 1 | 2019-07-09 07:48 | 2019-07-09 12:01 | 253
| 1 | 2019-07-09 08:57 | 2019-07-09 12:40 | 223
| 3 | 2019-07-09 09:05 | 2019-07-09 09:48 | 43
| 1 | 2019-07-09 09:53 | 2019-07-09 09:59 | 6
| 1 | 2019-07-09 12:46 | 2019-07-09 13:50 | 64
| 1 | 2019-07-09 13:24 | 2019-07-09 14:35 | 71
| 6 | 2019-07-09 13:57 | 2019-07-09 14:04 | 7
| 2 | 2019-07-09 14:30 | 2019-07-09 14:42 | 12
| 1599 | 2019-07-09 14:36 | 2019-07-09 14:43 | 7
| 1 | 2019-07-09 14:45 | 2019-07-09 14:51 | 6
| 1 | 2019-07-09 15:00 | 2019-07-09 16:30 | 90
| 20 | 2019-07-09 15:28 | 2019-07-09 15:36 | 8
| 1 | 2019-07-09 16:12 | 2019-07-09 16:18 | 6
| 6165 | 2019-07-09 16:54 | 2019-07-09 17:01 | 7
| 1 | 2019-07-09 16:54 | 2019-07-09 17:03 | 9
| 5340 | 2019-07-09 16:54 | 2019-07-09 18:58 | 124
| 1 | 2019-07-09 17:29 | 2019-07-09 17:35 | 6
| 1 | 2019-07-09 18:02 | 2019-07-09 18:08 | 6
| 1 | 2019-07-09 18:56 | 2019-07-09 19:02 | 6
| 1 | 2019-07-09 19:12 | 2019-07-09 19:26 | 14
| 1 | 2019-07-09 19:59 | 2019-07-09 20:13 | 14
| 1 | 2019-07-09 20:36 | 2019-07-09 20:42 | 6
| 1 | 2019-07-09 21:58 | 2019-07-09 22:04 | 6
| 1 | 2019-07-10 03:45 | 2019-07-10 04:02 | 17
| 1 | 2019-07-10 09:13 | 2019-07-10 12:04 | 171
| 1 | 2019-07-10 09:29 | 2019-07-10 10:13 | 44
| 27 | 2019-07-10 09:42 | 2019-07-10 10:03 | 21
| 1 | 2019-07-10 10:00 | 2019-07-10 10:56 | 56
| 1 | 2019-07-10 10:29 | 2019-07-10 10:35 | 6
| 2 | 2019-07-10 10:31 | 2019-07-10 10:37 | 6
| 1 | 2019-07-10 11:32 | 2019-07-10 11:42 | 10
| 1 | 2019-07-10 12:19 | 2019-07-10 12:25 | 6
| 1 | 2019-07-10 12:21 | 2019-07-10 17:32 | 311
| 1 | 2019-07-10 12:22 | 2019-07-10 12:28 | 6
| 4 | 2019-07-10 13:05 | 2019-07-10 13:11 | 6
| 1 | 2019-07-10 13:47 | 2019-07-10 13:53 | 6
| 1 | 2019-07-10 14:12 | 2019-07-10 14:18 | 6
| 1 | 2019-07-10 14:17 | 2019-07-10 14:23 | 6
| 1 | 2019-07-10 14:28 | 2019-07-10 14:34 | 6
| 7 | 2019-07-10 14:53 | 2019-07-10 15:16 | 23
| 1 | 2019-07-10 15:09 | 2019-07-10 15:15 | 6
| 1 | 2019-07-10 15:29 | 2019-07-10 15:35 | 6
| 1 | 2019-07-10 16:00 | 2019-07-10 16:57 | 57
| 1 | 2019-07-10 16:00 | 2019-07-10 18:36 | 156
| 166 | 2019-07-10 16:00 | 2019-07-10 22:01 | 361
| 1 | 2019-07-10 16:11 | 2019-07-10 17:12 | 61
| 1 | 2019-07-10 16:19 | 2019-07-10 16:25 | 6
| 4 | 2019-07-10 16:19 | 2019-07-10 17:00 | 41
| 1 | 2019-07-10 16:33 | 2019-07-10 16:39 | 6
| 1 | 2019-07-10 16:42 | 2019-07-10 19:48 | 186
| 1 | 2019-07-10 16:58 | 2019-07-10 17:04 | 6
| 73 | 2019-07-10 16:58 | 2019-07-10 22:01 | 303
| 1 | 2019-07-10 17:02 | 2019-07-10 17:12 | 10
| 1 | 2019-07-10 17:11 | 2019-07-10 17:18 | 7
| 1 | 2019-07-10 17:30 | 2019-07-10 18:44 | 74
| 1387 | 2019-07-10 18:02 | 2019-07-10 18:10 | 8
| 1 | 2019-07-10 18:02 | 2019-07-10 18:11 | 9
| 4 | 2019-07-10 18:03 | 2019-07-10 18:12 | 9
| 1 | 2019-07-10 18:19 | 2019-07-10 18:23 | 4
| 24 | 2019-07-10 18:19 | 2019-07-10 18:25 | 6
| 8 | 2019-07-10 18:22 | 2019-07-10 18:33 | 11
| 79 | 2019-07-10 18:28 | 2019-07-10 18:36 | 8
| 5 | 2019-07-10 18:29 | 2019-07-10 18:40 | 11
| 1 | 2019-07-10 18:37 | 2019-07-10 19:43 | 66
| 24 | 2019-07-10 18:40 | 2019-07-10 18:47 | 7
| 20 | 2019-07-10 18:49 | 2019-07-10 19:11 | 22
| 197 | 2019-07-10 18:53 | 2019-07-10 18:59 | 6
| 8 | 2019-07-10 18:54 | 2019-07-10 19:04 | 10
| 15 | 2019-07-10 19:02 | 2019-07-10 19:09 | 7
| 84 | 2019-07-10 19:07 | 2019-07-10 19:21 | 14
| 1 | 2019-07-10 19:10 | 2019-07-10 19:16 | 6
| 1 | 2019-07-10 19:24 | 2019-07-10 19:30 | 6
| 4 | 2019-07-10 19:33 | 2019-07-10 19:48 | 15
| 1 | 2019-07-10 19:44 | 2019-07-10 19:50 | 6
| 2 | 2019-07-10 20:00 | 2019-07-12 09:20 | 2240
| 1 | 2019-07-10 20:09 | 2019-07-10 20:33 | 24
| 24 | 2019-07-10 20:09 | 2019-07-10 21:05 | 56
| 1033 | 2019-07-10 20:12 | 2019-07-10 20:19 | 7
| 14 | 2019-07-10 20:14 | 2019-07-10 20:21 | 7
| 289 | 2019-07-10 20:15 | 2019-07-10 20:24 | 9
| 1 | 2019-07-10 20:27 | 2019-07-11 07:39 | 672
| 1 | 2019-07-10 20:40 | 2019-07-10 23:55 | 195
| 1 | 2019-07-10 20:55 | 2019-07-10 21:01 | 6
| 667 | 2019-07-10 20:55 | 2019-07-10 21:01 | 6
| 1 | 2019-07-10 20:56 | 2019-07-10 21:04 | 8
| 86 | 2019-07-10 20:56 | 2019-07-10 21:06 | 10
| 368 | 2019-07-10 20:56 | 2019-07-10 21:29 | 33
| 1 | 2019-07-10 21:02 | 2019-07-10 21:30 | 28
| 1 | 2019-07-10 21:05 | 2019-07-10 21:42 | 37
| 6 | 2019-07-10 21:07 | 2019-07-10 21:13 | 6
| 2437 | 2019-07-10 21:11 | 2019-07-10 21:18 | 7
| 67 | 2019-07-10 21:12 | 2019-07-10 21:22 | 10
| 311 | 2019-07-10 21:12 | 2019-07-10 21:29 | 17
| 1 | 2019-07-10 21:15 | 2019-07-10 21:28 | 13
| 1 | 2019-07-10 21:17 | 2019-07-10 21:25 | 8
| 1 | 2019-07-10 21:36 | 2019-07-11 09:33 | 717
| 10 | 2019-07-10 21:37 | 2019-07-10 21:52 | 15
| 38 | 2019-07-10 21:39 | 2019-07-10 21:48 | 9
| 1 | 2019-07-10 21:40 | 2019-07-11 06:44 | 544
| 67 | 2019-07-10 21:48 | 2019-07-10 21:57 | 9
| 1158 | 2019-07-10 21:49 | 2019-07-10 22:11 | 22
| 17 | 2019-07-10 21:49 | 2019-07-10 22:12 | 23
| 5 | 2019-07-10 21:49 | 2019-07-10 22:13 | 24
| 191 | 2019-07-10 21:49 | 2019-07-10 22:19 | 30
| 58 | 2019-07-10 21:49 | 2019-07-10 22:21 | 32
| 28 | 2019-07-10 21:49 | 2019-07-10 22:25 | 36
| 10 | 2019-07-10 21:49 | 2019-07-10 22:48 | 59
| 1733 | 2019-07-10 21:53 | 2019-07-10 22:01 | 8
| 1 | 2019-07-10 21:55 | 2019-07-10 22:01 | 6
| 1 | 2019-07-10 21:55 | 2019-07-10 22:07 | 12
| 1 | 2019-07-10 21:57 | 2019-07-10 22:03 | 6
| 1 | 2019-07-10 22:00 | 2019-07-10 22:23 | 23
| 1 | 2019-07-10 22:01 | 2019-07-10 22:07 | 6
| 1 | 2019-07-10 22:01 | 2019-07-10 22:07 | 6
| 1 | 2019-07-10 22:03 | 2019-07-10 22:09 | 6
| 1 | 2019-07-10 22:04 | 2019-07-10 22:10 | 6
| 1383 | 2019-07-10 22:04 | 2019-07-10 22:20 | 16
| 1 | 2019-07-10 22:07 | 2019-07-10 22:13 | 6
| 24 | 2019-07-10 22:42 | 2019-07-10 22:56 | 14
| 11 | 2019-07-10 22:46 | 2019-07-10 23:00 | 14
| 6 | 2019-07-10 22:46 | 2019-07-10 23:02 | 16
| 6 | 2019-07-10 22:46 | 2019-07-10 23:04 | 18
| 2 | 2019-07-10 22:46 | 2019-07-10 23:15 | 29
| 5 | 2019-07-10 22:47 | 2019-07-10 23:03 | 16
| 1 | 2019-07-10 22:47 | 2019-07-10 23:21 | 34
| 2 | 2019-07-10 22:48 | 2019-07-10 23:09 | 21
| 7 | 2019-07-10 22:56 | 2019-07-10 23:12 | 16
| 12 | 2019-07-10 22:56 | 2019-07-10 23:16 | 20
| 1 | 2019-07-10 23:02 | 2019-07-10 23:08 | 6
| 1 | 2019-07-10 23:03 | 2019-07-10 23:09 | 6
| 1 | 2019-07-10 23:04 | 2019-07-10 23:10 | 6
| 1 | 2019-07-10 23:07 | 2019-07-10 23:13 | 6
| 1 | 2019-07-10 23:41 | 2019-07-10 23:47 | 6
| 14 | 2019-07-10 23:41 | 2019-07-10 23:50 | 9
| 1 | 2019-07-10 23:45 | 2019-07-10 23:51 | 6
| 3 | 2019-07-11 01:23 | 2019-07-11 08:08 | 405
| 1 | 2019-07-11 01:57 | 2019-07-11 02:03 | 6
| 4 | 2019-07-11 01:57 | 2019-07-11 06:09 | 252
| 37 | 2019-07-11 01:57 | 2019-07-11 09:41 | 464
| 10 | 2019-07-11 02:12 | 2019-07-11 02:18 | 6
| 2 | 2019-07-11 02:25 | 2019-07-11 02:34 | 9
| 22 | 2019-07-11 03:07 | 2019-07-11 03:14 | 7
| 1 | 2019-07-11 05:06 | 2019-07-11 09:10 | 244
| 1 | 2019-07-11 06:26 | 2019-07-11 06:32 | 6
| 1 | 2019-07-11 06:30 | 2019-07-11 06:36 | 6
| 19 | 2019-07-11 07:16 | 2019-07-11 07:22 | 6
| 1 | 2019-07-11 07:25 | 2019-07-11 07:46 | 21
| 1 | 2019-07-11 07:26 | 2019-07-11 13:46 | 380
| 1 | 2019-07-11 08:02 | 2019-07-11 08:08 | 6
| 1 | 2019-07-11 08:16 | 2019-07-11 08:22 | 6
| 1034 | 2019-07-11 08:26 | 2019-07-11 08:33 | 7
| 23 | 2019-07-11 08:27 | 2019-07-11 08:32 | 5
| 39 | 2019-07-11 08:28 | 2019-07-11 09:17 | 49
| 1 | 2019-07-11 08:45 | 2019-07-11 08:50 | 5
| 2 | 2019-07-11 08:57 | 2019-07-11 09:03 | 6
| 1 | 2019-07-11 09:13 | 2019-07-11 09:50 | 37
| 3 | 2019-07-11 09:13 | 2019-07-11 12:48 | 215
| 1 | 2019-07-11 09:14 | 2019-07-11 09:20 | 6
| 4 | 2019-07-11 09:14 | 2019-07-11 12:00 | 166
| 22 | 2019-07-11 09:20 | 2019-07-11 09:26 | 6
| 1 | 2019-07-11 09:50 | 2019-07-11 09:55 | 5
| 21 | 2019-07-11 09:52 | 2019-07-11 09:58 | 6
| 2 | 2019-07-11 10:18 | 2019-07-11 11:29 | 71
| 1 | 2019-07-11 10:21 | 2019-07-11 10:27 | 6
| 8 | 2019-07-11 10:22 | 2019-07-11 10:56 | 34
| 2 | 2019-07-11 10:36 | 2019-07-11 11:28 | 52
| 1 | 2019-07-11 10:43 | 2019-07-11 10:49 | 6
| 1 | 2019-07-11 10:44 | 2019-07-11 10:50 | 6
| 1 | 2019-07-11 10:47 | 2019-07-11 10:53 | 6
| 26 | 2019-07-11 10:47 | 2019-07-11 10:53 | 6
| 1 | 2019-07-11 11:56 | 2019-07-11 12:02 | 6
| 2 | 2019-07-11 12:38 | 2019-07-11 12:44 | 6
| 1 | 2019-07-11 12:47 | 2019-07-11 12:53 | 6
| 1 | 2019-07-11 13:06 | 2019-07-11 13:11 | 5
| 1 | 2019-07-11 13:06 | 2019-07-11 13:12 | 6
| 1 | 2019-07-11 13:09 | 2019-07-11 13:14 | 5
| 61 | 2019-07-11 13:16 | 2019-07-11 13:22 | 6
| 10 | 2019-07-11 13:18 | 2019-07-11 13:37 | 19
| 4 | 2019-07-11 13:19 | 2019-07-11 13:25 | 6
| 1 | 2019-07-11 13:23 | 2019-07-11 13:29 | 6
| 42 | 2019-07-11 13:23 | 2019-07-11 13:48 | 25
| 21 | 2019-07-11 13:32 | 2019-07-11 14:39 | 67
| 1 | 2019-07-11 13:35 | 2019-07-11 13:41 | 6
| 210 | 2019-07-11 14:00 | 2019-07-11 14:06 | 6
| 3 | 2019-07-11 14:04 | 2019-07-11 14:06 | 2
| 2 | 2019-07-11 14:21 | 2019-07-11 14:27 | 6
| 1 | 2019-07-11 14:31 | 2019-07-11 14:37 | 6
| 1 | 2019-07-11 14:42 | 2019-07-11 15:16 | 34
| 27 | 2019-07-11 14:52 | 2019-07-11 15:03 | 11
| 6 | 2019-07-11 14:56 | 2019-07-11 15:44 | 48
| 1 | 2019-07-11 15:25 | 2019-07-11 15:31 | 6
| 9 | 2019-07-11 16:30 | 2019-07-11 16:58 | 28
| 1 | 2019-07-11 17:23 | 2019-07-11 17:43 | 20
| 1 | 2019-07-11 18:21 | 2019-07-11 18:27 | 6
| 1 | 2019-07-11 18:29 | 2019-07-11 18:35 | 6
| 1 | 2019-07-11 18:32 | 2019-07-11 18:38 | 6
| 1 | 2019-07-11 18:34 | 2019-07-11 18:40 | 6
| 1 | 2019-07-11 20:09 | 2019-07-11 20:14 | 5
| 1 | 2019-07-11 21:05 | 2019-07-11 21:11 | 6
| 1 | 2019-07-11 21:06 | 2019-07-11 21:30 | 24
| 1 | 2019-07-11 21:06 | 2019-07-11 21:57 | 51
| 1 | 2019-07-11 21:55 | 2019-07-11 22:24 | 29
| 2 | 2019-07-11 22:15 | 2019-07-11 22:25 | 10
| 6 | 2019-07-11 22:33 | 2019-07-12 08:25 | 592
| 1 | 2019-07-12 00:11 | 2019-07-12 00:58 | 47
| 2 | 2019-07-12 00:25 | 2019-07-12 01:10 | 45
| 119 | 2019-07-12 00:30 | 2019-07-12 00:36 | 6
| 189 | 2019-07-12 03:24 | 2019-07-12 03:31 | 7
| 1 | 2019-07-12 04:09 | 2019-07-12 06:00 | 111
| 2 | 2019-07-12 07:53 | 2019-07-12 07:59 | 6
| 1 | 2019-07-12 08:13 | 2019-07-12 08:27 | 14
| 2 | 2019-07-12 09:26 | 2019-07-12 09:32 | 6
| 1 | 2019-07-12 09:51 | 2019-07-12 09:57 | 6
| 1 | 2019-07-12 10:02 | 2019-07-12 10:12 | 10
| 54 | 2019-07-12 10:04 | 2019-07-12 11:15 | 71
| 1 | 2019-07-12 10:10 | 2019-07-12 10:21 | 11
| 3 | 2019-07-12 10:17 | 2019-07-12 10:30 | 13
| 1 | 2019-07-12 10:24 | 2019-07-12 10:30 | 6
| 1 | 2019-07-12 10:37 | 2019-07-12 10:43 | 6
| 1 | 2019-07-12 10:48 | 2019-07-12 10:54 | 6
| 1 | 2019-07-12 11:32 | 2019-07-12 11:38 | 6
| 1 | 2019-07-12 12:26 | 2019-07-12 13:15 | 49
| 1 | 2019-07-12 13:03 | 2019-07-12 16:00 | 177
| 1 | 2019-07-12 13:53 | 2019-07-12 13:59 | 6
| 1 | 2019-07-12 14:29 | 2019-07-12 14:35 | 6
| 1 | 2019-07-12 15:51 | 2019-07-12 15:57 | 6
| 1 | 2019-07-12 15:52 | 2019-07-12 15:58 | 6
| 1 | 2019-07-12 16:23 | 2019-07-12 16:29 | 6
| 1 | 2019-07-12 16:26 | 2019-07-12 16:32 | 6
| 1 | 2019-07-12 16:36 | 2019-07-12 17:09 | 33
| 1 | 2019-07-12 16:45 | 2019-07-12 17:47 | 62
| 312 | 2019-07-12 16:48 | 2019-07-12 16:57 | 9
| 1 | 2019-07-12 17:20 | 2019-07-12 17:26 | 6
| 1 | 2019-07-12 17:59 | 2019-07-12 18:06 | 7
| 2 | 2019-07-12 18:05 | 2019-07-12 18:11 | 6
| 1 | 2019-07-12 18:41 | 2019-07-12 19:31 | 50
| 1 | 2019-07-12 19:30 | 2019-07-12 20:00 | 30
| 49 | 2019-07-12 19:36 | 2019-07-12 19:53 | 17
| 1 | 2019-07-12 20:28 | 2019-07-12 21:27 | 59
| 1 | 2019-07-12 21:08 | 2019-07-12 21:14 | 6
| 1 | 2019-07-12 21:14 | 2019-07-13 07:58 | 644
| 1 | 2019-07-12 21:45 | 2019-07-12 21:51 | 6
| 1 | 2019-07-12 22:25 | 2019-07-12 22:31 | 6
| 1 | 2019-07-13 00:20 | 2019-07-13 08:48 | 508
| 1 | 2019-07-13 00:56 | 2019-07-13 01:27 | 31
| 4 | 2019-07-13 00:56 | 2019-07-13 01:54 | 58
| 2 | 2019-07-13 02:28 | 2019-07-13 06:19 | 231
| 1 | 2019-07-13 03:35 | 2019-07-13 03:41 | 6
| 1 | 2019-07-13 05:38 | 2019-07-13 08:12 | 154
| 2 | 2019-07-13 07:13 | 2019-07-13 08:16 | 63
| 1 | 2019-07-13 07:20 | 2019-07-13 07:26 | 6
| 1 | 2019-07-13 08:41 | 2019-07-13 08:47 | 6
| 1 | 2019-07-13 08:44 | 2019-07-13 10:57 | 133
| 12 | 2019-07-13 09:03 | 2019-07-13 17:09 | 486
| 6 | 2019-07-13 09:03 | 2019-07-13 17:22 | 499
| 5 | 2019-07-13 09:07 | 2019-07-13 11:03 | 116
| 1 | 2019-07-13 09:19 | 2019-07-13 09:35 | 16
| 1 | 2019-07-13 09:58 | 2019-07-13 10:04 | 6
| 1 | 2019-07-13 10:04 | 2019-07-13 10:13 | 9
| 1 | 2019-07-13 10:11 | 2019-07-13 10:17 | 6
| 1 | 2019-07-13 10:32 | 2019-07-13 10:41 | 9
| 2 | 2019-07-13 10:52 | 2019-07-13 10:58 | 6
| 1 | 2019-07-13 13:11 | 2019-07-13 13:17 | 6
| 1 | 2019-07-13 13:11 | 2019-07-13 13:36 | 25
| 1 | 2019-07-13 13:46 | 2019-07-13 14:22 | 36
| 1 | 2019-07-13 13:48 | 2019-07-13 14:22 | 34
| 4 | 2019-07-13 14:23 | 2019-07-13 16:20 | 117
| 1 | 2019-07-13 14:43 | 2019-07-13 15:04 | 21
| 119 | 2019-07-13 15:50 | 2019-07-13 16:03 | 13
| 1 | 2019-07-13 16:14 | 2019-07-13 21:22 | 308
| 1 | 2019-07-13 16:14 | 2019-07-13 21:23 | 309
| 1 | 2019-07-13 16:48 | 2019-07-13 16:53 | 5
| 1 | 2019-07-13 17:15 | 2019-07-13 17:31 | 16
| 2 | 2019-07-13 18:17 | 2019-07-13 18:23 | 6
| 3 | 2019-07-13 18:48 | 2019-07-13 19:36 | 48
| 1 | 2019-07-13 19:20 | 2019-07-13 19:52 | 32
| 1 | 2019-07-13 19:49 | 2019-07-13 20:01 | 12
| 1 | 2019-07-13 19:49 | 2019-07-13 20:12 | 23
| 1 | 2019-07-13 20:28 | 2019-07-13 20:43 | 15
| 4 | 2019-07-13 21:10 | 2019-07-13 21:43 | 33
| 1 | 2019-07-13 22:12 | 2019-07-13 22:18 | 6
| 35 | 2019-07-13 22:12 | 2019-07-13 22:32 | 20
| 3 | 2019-07-13 23:17 | 2019-07-13 23:31 | 14
| 1 | 2019-07-13 23:39 | 2019-07-13 23:54 | 15
| 7 | 2019-07-13 23:40 | 2019-07-13 23:43 | 3
| 3 | 2019-07-14 00:19 | 2019-07-14 02:38 | 139
| 1 | 2019-07-14 01:37 | 2019-07-14 01:43 | 6
| 36 | 2019-07-14 08:12 | 2019-07-14 18:49 | 637
| 1 | 2019-07-14 12:58 | 2019-07-14 18:49 | 351
| 86 | 2019-07-14 14:16 | 2019-07-15 13:04 | 1368
| 103 | 2019-07-14 14:27 | 2019-07-14 18:49 | 262
| 264 | 2019-07-14 15:45 | 2019-07-14 18:49 | 184
| 1 | 2019-07-14 16:15 | 2019-07-14 18:49 | 154
| 30 | 2019-07-14 16:56 | 2019-07-14 18:49 | 113
| 1 | 2019-07-14 17:41 | 2019-07-14 18:49 | 68
| 1 | 2019-07-14 17:51 | 2019-07-14 18:49 | 58
| 1 | 2019-07-14 18:05 | 2019-07-14 18:49 | 44
| 1 | 2019-07-14 18:17 | 2019-07-14 18:49 | 32
| 1 | 2019-07-14 18:35 | 2019-07-14 18:49 | 14
| 16 | 2019-07-14 19:47 | 2019-07-14 20:02 | 15
| 174 | 2019-07-14 20:41 | 2019-07-14 20:48 | 7
| 1 | 2019-07-14 21:18 | 2019-07-14 21:34 | 16
| 2 | 2019-07-14 21:18 | 2019-07-14 22:20 | 62
| 1 | 2019-07-14 22:08 | 2019-07-14 22:15 | 7
| 1 | 2019-07-14 22:33 | 2019-07-14 22:56 | 23
| 1 | 2019-07-14 22:33 | 2019-07-14 23:08 | 35
| 7 | 2019-07-14 23:30 | 2019-07-14 23:43 | 13
| 2 | 2019-07-15 00:23 | 2019-07-15 04:43 | 260
| 120 | 2019-07-15 00:33 | 2019-07-15 00:40 | 7
| 7 | 2019-07-15 00:33 | 2019-07-15 02:08 | 95
| 46 | 2019-07-15 00:33 | 2019-07-15 03:58 | 205
| 7 | 2019-07-15 01:37 | 2019-07-15 01:52 | 15
| 2 | 2019-07-15 04:10 | 2019-07-15 04:16 | 6
| 1 | 2019-07-15 04:10 | 2019-07-15 04:17 | 7
| 2 | 2019-07-15 04:10 | 2019-07-15 04:27 | 17
| 48 | 2019-07-15 04:49 | 2019-07-15 06:59 | 130
| 31 | 2019-07-15 04:55 | 2019-07-15 05:01 | 6
| 1 | 2019-07-15 06:27 | 2019-07-15 06:34 | 7
| 3 | 2019-07-15 06:30 | 2019-07-15 08:09 | 99
| 3 | 2019-07-15 07:05 | 2019-07-15 07:55 | 50
| 11 | 2019-07-15 07:05 | 2019-07-15 07:57 | 52
| 22 | 2019-07-15 07:10 | 2019-07-15 07:28 | 18
| 2 | 2019-07-15 07:13 | 2019-07-15 07:46 | 33
| 1 | 2019-07-15 08:09 | 2019-07-15 08:15 | 6
| 1 | 2019-07-15 08:16 | 2019-07-15 17:21 | 545
| 43 | 2019-07-15 08:25 | 2019-07-15 08:35 | 10
| 1 | 2019-07-15 08:28 | 2019-07-15 13:38 | 310
| 1 | 2019-07-15 08:31 | 2019-07-15 08:41 | 10
| 103 | 2019-07-15 08:31 | 2019-07-15 08:44 | 13
| 1 | 2019-07-15 08:41 | 2019-07-15 08:47 | 6
| 1 | 2019-07-15 09:13 | 2019-07-15 09:19 | 6
| 1 | 2019-07-15 09:33 | 2019-07-15 11:55 | 142
| 1 | 2019-07-15 10:37 | 2019-07-15 10:43 | 6
| 1 | 2019-07-15 11:07 | 2019-07-15 11:13 | 6
| 2381 | 2019-07-15 12:33 | 2019-07-15 12:41 | 8
| 4799 | 2019-07-15 12:33 | 2019-07-15 12:42 | 9
| 3 | 2019-07-15 12:33 | 2019-07-15 12:43 | 10
| 12 | 2019-07-15 12:52 | 2019-07-15 12:57 | 5
| 1 | 2019-07-15 13:04 | 2019-07-15 13:10 | 6
| 1 | 2019-07-15 13:24 | 2019-07-15 13:35 | 11
| 102 | 2019-07-15 13:24 | 2019-07-15 13:36 | 12
| 1 | 2019-07-15 14:22 | 2019-07-15 14:49 | 27
| 1 | 2019-07-15 15:03 | 2019-07-15 15:08 | 5
| 1 | 2019-07-15 15:05 | 2019-07-15 15:11 | 6
| 12 | 2019-07-15 15:13 | 2019-07-15 15:19 | 6
| 1 | 2019-07-15 15:43 | 2019-07-15 15:49 | 6
| 1 | 2019-07-15 17:40 | 2019-07-15 17:50 | 10
| 2 | 2019-07-15 21:34 | 2019-07-15 21:53 | 19
| 4 | 2019-07-16 00:21 | 2019-07-16 00:35 | 14
| 1 | 2019-07-16 03:25 | 2019-07-16 09:58 | 393
| 1 | 2019-07-16 07:31 | 2019-07-16 07:55 | 24
| 8 | 2019-07-16 07:37 | 2019-07-16 07:46 | 9
| 1 | 2019-07-16 08:33 | 2019-07-16 08:39 | 6
| 1 | 2019-07-16 08:34 | 2019-07-16 08:40 | 6
| 23 | 2019-07-16 09:18 | 2019-07-16 09:33 | 15
| 1 | 2019-07-16 09:21 | 2019-07-16 09:42 | 21
| 1 | 2019-07-16 09:47 | 2019-07-16 09:53 | 6
| 1 | 2019-07-16 10:23 | 2019-07-16 15:12 | 289
| 1 | 2019-07-16 10:50 | 2019-07-16 10:56 | 6
| 3 | 2019-07-16 10:57 | 2019-07-16 10:59 | 2
| 152 | 2019-07-16 11:21 | 2019-07-16 11:27 | 6
| 12 | 2019-07-16 11:37 | 2019-07-16 11:44 | 7
| 61 | 2019-07-16 11:49 | 2019-07-16 12:17 | 28
| 5 | 2019-07-16 13:50 | 2019-07-16 14:10 | 20
| 2 | 2019-07-16 14:00 | 2019-07-16 14:06 | 6
| 2 | 2019-07-16 14:28 | 2019-07-16 14:34 | 6
| 2 | 2019-07-16 15:09 | 2019-07-16 16:47 | 98
| 1 | 2019-07-16 15:16 | 2019-07-16 15:22 | 6
| 1 | 2019-07-16 16:11 | 2019-07-16 16:17 | 6
| 8 | 2019-07-16 16:11 | 2019-07-16 16:32 | 21
| 9 | 2019-07-16 16:25 | 2019-07-16 17:28 | 63
| 1 | 2019-07-16 17:19 | 2019-07-16 17:24 | 5
| 1 | 2019-07-16 17:30 | 2019-07-16 18:54 | 84
| 2 | 2019-07-16 20:26 | 2019-07-16 20:35 | 9
| 32 | 2019-07-16 21:15 | 2019-07-16 21:21 | 6
| 1 | 2019-07-16 23:31 | 2019-07-16 23:39 | 8
| 1 | 2019-07-17 01:02 | 2019-07-17 01:30 | 28
| 1 | 2019-07-17 04:34 | 2019-07-17 09:27 | 293
| 3 | 2019-07-17 07:32 | 2019-07-17 07:47 | 15
| 1 | 2019-07-17 07:47 | 2019-07-17 07:53 | 6
| 1 | 2019-07-17 07:54 | 2019-07-17 08:56 | 62
| 1 | 2019-07-17 08:35 | 2019-07-17 08:41 | 6
| 1 | 2019-07-17 09:06 | 2019-07-17 09:32 | 26
| 1 | 2019-07-17 09:27 | 2019-07-17 09:33 | 6
| 1 | 2019-07-17 10:43 | 2019-07-17 10:52 | 9
| 65 | 2019-07-17 10:43 | 2019-07-17 11:34 | 51
| 1 | 2019-07-17 10:46 | 2019-07-17 10:52 | 6
| 119 | 2019-07-17 11:38 | 2019-07-17 11:50 | 12
| 3 | 2019-07-17 11:40 | 2019-07-17 14:32 | 172
| 1 | 2019-07-17 12:04 | 2019-07-17 13:19 | 75
| 1 | 2019-07-17 13:11 | 2019-07-17 13:17 | 6
| 1 | 2019-07-17 13:28 | 2019-07-17 13:34 | 6
| 8 | 2019-07-17 13:28 | 2019-07-17 14:36 | 68
| 1 | 2019-07-17 13:34 | 2019-07-17 14:05 | 31
| 1 | 2019-07-17 13:54 | 2019-07-17 13:59 | 5
| 7 | 2019-07-17 14:03 | 2019-07-17 15:34 | 91
| 364 | 2019-07-17 14:04 | 2019-07-17 14:11 | 7
| 1 | 2019-07-17 14:10 | 2019-07-17 18:47 | 277
| 1 | 2019-07-17 15:03 | 2019-07-17 15:05 | 2
| 1 | 2019-07-17 15:47 | 2019-07-17 15:53 | 6
| 1 | 2019-07-17 16:16 | 2019-07-17 16:22 | 6
| 1 | 2019-07-17 17:07 | 2019-07-17 18:54 | 107
| 21 | 2019-07-17 18:02 | 2019-07-17 18:08 | 6
| 118 | 2019-07-17 18:29 | 2019-07-17 18:45 | 16
| 1 | 2019-07-17 19:51 | 2019-07-17 19:58 | 7
| 1 | 2019-07-17 21:15 | 2019-07-17 22:13 | 58
| 1 | 2019-07-17 21:35 | 2019-07-17 21:49 | 14
| 1 | 2019-07-17 21:36 | 2019-07-17 22:40 | 64
| 1 | 2019-07-17 22:36 | 2019-07-17 22:42 | 6
| 1 | 2019-07-18 03:39 | 2019-07-18 09:30 | 351
| 1 | 2019-07-18 07:03 | 2019-07-18 07:09 | 6
| 1 | 2019-07-18 07:16 | 2019-07-18 07:22 | 6
| 27 | 2019-07-18 08:02 | 2019-07-18 08:36 | 34
| 39 | 2019-07-18 09:26 | 2019-07-18 09:42 | 16
| 110 | 2019-07-18 09:32 | 2019-07-18 11:43 | 131
| 1 | 2019-07-18 09:40 | 2019-07-18 09:45 | 5
| 2 | 2019-07-18 09:51 | 2019-07-18 09:57 | 6
| 20 | 2019-07-18 09:52 | 2019-07-18 09:58 | 6
| 1 | 2019-07-18 11:10 | 2019-07-18 11:16 | 6
| 5 | 2019-07-18 13:20 | 2019-07-18 14:10 | 50
| 1 | 2019-07-18 13:41 | 2019-07-18 13:47 | 6
| 1 | 2019-07-18 13:46 | 2019-07-18 13:51 | 5
| 1 | 2019-07-18 13:54 | 2019-07-18 14:00 | 6
| 1 | 2019-07-18 14:04 | 2019-07-18 14:10 | 6
| 1 | 2019-07-18 15:37 | 2019-07-18 15:43 | 6
| 1 | 2019-07-18 15:57 | 2019-07-18 16:03 | 6
| 1 | 2019-07-18 16:29 | 2019-07-18 16:35 | 6
| 1 | 2019-07-18 17:30 | 2019-07-18 17:36 | 6
| 11 | 2019-07-18 17:59 | 2019-07-18 18:12 | 13
| 1 | 2019-07-18 18:51 | 2019-07-18 18:57 | 6
| 82 | 2019-07-18 19:48 | 2019-07-18 20:15 | 27
| 1 | 2019-07-18 19:50 | 2019-07-18 19:56 | 6
| 348 | 2019-07-18 20:17 | 2019-07-18 20:23 | 6
| 1 | 2019-07-18 20:22 | 2019-07-18 20:28 | 6
| 1 | 2019-07-18 22:00 | 2019-07-19 10:03 | 723
| 20 | 2019-07-18 23:20 | 2019-07-18 23:27 | 7
| 9 | 2019-07-18 23:20 | 2019-07-19 01:32 | 132
| 1 | 2019-07-19 00:14 | 2019-07-19 01:03 | 49
| 1 | 2019-07-19 01:03 | 2019-07-19 08:12 | 429
| 1 | 2019-07-19 01:07 | 2019-07-19 07:19 | 372
| 1 | 2019-07-19 07:39 | 2019-07-19 07:45 | 6
| 1 | 2019-07-19 07:54 | 2019-07-19 12:30 | 276
| 8 | 2019-07-19 08:14 | 2019-07-19 08:21 | 7
| 1 | 2019-07-19 08:34 | 2019-07-19 08:40 | 6
| 1 | 2019-07-19 08:40 | 2019-07-19 08:53 | 13
| 1 | 2019-07-19 08:59 | 2019-07-19 09:05 | 6
| 2 | 2019-07-19 10:34 | 2019-07-19 10:40 | 6
| 1 | 2019-07-19 10:49 | 2019-07-19 10:55 | 6
| 73 | 2019-07-19 11:15 | 2019-07-19 12:15 | 60
| 13 | 2019-07-19 12:09 | 2019-07-19 12:17 | 8
| 1 | 2019-07-19 13:34 | 2019-07-19 13:40 | 6
| 51 | 2019-07-19 14:18 | 2019-07-19 14:33 | 15
| 6 | 2019-07-19 14:20 | 2019-07-19 14:27 | 7
| 1 | 2019-07-19 14:20 | 2019-07-19 14:29 | 9
| 1 | 2019-07-19 14:55 | 2019-07-19 15:01 | 6
| 26 | 2019-07-19 14:55 | 2019-07-19 15:22 | 27
| 1 | 2019-07-19 15:29 | 2019-07-19 15:35 | 6
| 1 | 2019-07-19 17:06 | 2019-07-19 17:47 | 41
| 48 | 2019-07-19 17:06 | 2019-07-19 18:05 | 59
| 1 | 2019-07-19 17:16 | 2019-07-19 17:22 | 6
| 2442 | 2019-07-19 17:41 | 2019-07-19 18:33 | 52
| 3 | 2019-07-19 17:41 | 2019-07-19 18:35 | 54
| 109 | 2019-07-19 17:47 | 2019-07-19 18:04 | 17
| 105 | 2019-07-19 17:47 | 2019-07-19 18:06 | 19
| 22 | 2019-07-19 17:51 | 2019-07-19 18:13 | 22
| 1 | 2019-07-19 17:52 | 2019-07-19 17:58 | 6
| 23 | 2019-07-19 17:52 | 2019-07-19 18:07 | 15
| 1 | 2019-07-19 18:06 | 2019-07-19 18:12 | 6
| 1 | 2019-07-19 18:07 | 2019-07-19 18:25 | 18
| 1 | 2019-07-19 18:39 | 2019-07-19 18:45 | 6
| 1 | 2019-07-19 19:02 | 2019-07-19 19:08 | 6
| 1 | 2019-07-19 19:25 | 2019-07-19 19:31 | 6
| 1 | 2019-07-19 19:44 | 2019-07-19 20:21 | 37
| 2514 | 2019-07-19 20:09 | 2019-07-19 20:16 | 7
| 1 | 2019-07-19 20:09 | 2019-07-19 20:28 | 19
| 1 | 2019-07-19 20:30 | 2019-07-19 20:53 | 23
| 1 | 2019-07-19 21:33 | 2019-07-19 21:39 | 6
| 12 | 2019-07-19 21:33 | 2019-07-19 21:44 | 11
| 99 | 2019-07-19 21:33 | 2019-07-19 21:48 | 15
| 1 | 2019-07-20 00:15 | 2019-07-20 09:16 | 541
| 1 | 2019-07-20 03:47 | 2019-07-20 07:55 | 248
| 3 | 2019-07-20 06:24 | 2019-07-20 06:30 | 6
| 3 | 2019-07-20 07:14 | 2019-07-20 08:42 | 88
| 1 | 2019-07-20 09:40 | 2019-07-20 09:46 | 6
| 73 | 2019-07-20 10:32 | 2019-07-20 10:48 | 16
| 1 | 2019-07-20 16:17 | 2019-07-20 16:23 | 6
| 66 | 2019-07-20 16:17 | 2019-07-20 17:10 | 53
| 2 | 2019-07-20 17:00 | 2019-07-20 17:06 | 6
| 1 | 2019-07-20 17:15 | 2019-07-20 17:21 | 6
| 1 | 2019-07-20 17:49 | 2019-07-20 18:07 | 18
| 1 | 2019-07-20 20:32 | 2019-07-20 20:38 | 6
| 1 | 2019-07-20 22:23 | 2019-07-21 08:02 | 579
| 1 | 2019-07-20 23:52 | 2019-07-21 00:14 | 22
| 4 | 2019-07-21 02:57 | 2019-07-21 07:28 | 271
| 29 | 2019-07-21 02:57 | 2019-07-21 08:36 | 339
| 1 | 2019-07-21 03:00 | 2019-07-21 09:48 | 408
| 3 | 2019-07-21 03:42 | 2019-07-21 07:51 | 249
| 1 | 2019-07-21 04:07 | 2019-07-21 11:11 | 424
| 1 | 2019-07-21 05:00 | 2019-07-21 09:21 | 261
| 1 | 2019-07-21 05:19 | 2019-07-21 07:42 | 143
| 1 | 2019-07-21 05:48 | 2019-07-21 06:23 | 35
| 1 | 2019-07-21 06:14 | 2019-07-21 06:20 | 6
| 634 | 2019-07-21 07:30 | 2019-07-21 07:38 | 8
| 1 | 2019-07-21 07:35 | 2019-07-21 07:41 | 6
| 60 | 2019-07-21 07:35 | 2019-07-21 07:42 | 7
| 123 | 2019-07-21 07:35 | 2019-07-21 07:49 | 14
| 1 | 2019-07-21 09:08 | 2019-07-21 12:34 | 206
| 1 | 2019-07-21 09:36 | 2019-07-21 09:42 | 6
| 1 | 2019-07-21 10:12 | 2019-07-21 10:18 | 6
| 66 | 2019-07-21 10:12 | 2019-07-21 16:25 | 373
| 2 | 2019-07-21 10:38 | 2019-07-21 11:28 | 50
| 1 | 2019-07-21 10:39 | 2019-07-21 11:19 | 40
| 1 | 2019-07-21 11:37 | 2019-07-21 11:43 | 6
| 1 | 2019-07-21 12:24 | 2019-07-21 12:29 | 5
| 1 | 2019-07-21 12:46 | 2019-07-21 12:52 | 6
| 78 | 2019-07-21 17:31 | 2019-07-21 17:48 | 17
| 1 | 2019-07-21 18:23 | 2019-07-21 18:50 | 27
| 1 | 2019-07-21 19:33 | 2019-07-21 19:59 | 26
| 2 | 2019-07-21 20:01 | 2019-07-21 20:08 | 7
| 1 | 2019-07-21 23:04 | 2019-07-21 23:17 | 13
| 36 | 2019-07-22 07:12 | 2019-07-22 07:28 | 16
| 1 | 2019-07-22 07:41 | 2019-07-22 12:46 | 305
| 1 | 2019-07-22 08:34 | 2019-07-22 08:40 | 6
| 1 | 2019-07-22 09:37 | 2019-07-22 09:43 | 6
| 1 | 2019-07-22 11:03 | 2019-07-22 11:09 | 6
| 1 | 2019-07-22 11:56 | 2019-07-22 12:29 | 33
| 3 | 2019-07-22 13:44 | 2019-07-22 13:50 | 6
| 1000 | 2019-07-22 13:49 | 2019-07-22 13:56 | 7
| 1 | 2019-07-22 13:49 | 2019-07-22 14:52 | 63
| 295 | 2019-07-22 15:10 | 2019-07-22 15:18 | 8
| 2 | 2019-07-22 15:35 | 2019-07-22 16:26 | 51
| 1 | 2019-07-22 15:47 | 2019-07-22 16:55 | 68
| 2 | 2019-07-22 15:58 | 2019-07-22 16:03 | 5
| 1 | 2019-07-22 16:12 | 2019-07-22 16:18 | 6
| 18 | 2019-07-22 16:27 | 2019-07-22 16:38 | 11
| 174 | 2019-07-22 16:29 | 2019-07-22 16:35 | 6
| 1 | 2019-07-22 17:21 | 2019-07-22 17:27 | 6
| 1 | 2019-07-22 17:33 | 2019-07-22 17:38 | 5
| 1 | 2019-07-22 19:07 | 2019-07-22 19:13 | 6
| 1 | 2019-07-22 19:15 | 2019-07-22 19:41 | 26
| 1 | 2019-07-22 19:53 | 2019-07-22 19:59 | 6
| 1 | 2019-07-22 20:52 | 2019-07-22 20:58 | 6
| 25 | 2019-07-22 20:58 | 2019-07-22 21:15 | 17
| 8 | 2019-07-22 21:06 | 2019-07-22 21:26 | 20
| 19 | 2019-07-23 07:41 | 2019-07-23 07:53 | 12
| 110 | 2019-07-23 07:41 | 2019-07-23 07:57 | 16
| 1 | 2019-07-23 10:25 | 2019-07-23 10:31 | 6
| 1 | 2019-07-23 10:46 | 2019-07-23 11:46 | 60
| 1 | 2019-07-23 11:15 | 2019-07-23 11:21 | 6
| 1 | 2019-07-23 11:21 | 2019-07-23 11:27 | 6
| 20 | 2019-07-23 13:57 | 2019-07-23 14:12 | 15
| 1 | 2019-07-23 14:45 | 2019-07-23 14:50 | 5
| 1 | 2019-07-23 15:54 | 2019-07-23 17:10 | 76
| 4 | 2019-07-23 16:31 | 2019-07-23 16:46 | 15
| 1 | 2019-07-23 17:22 | 2019-07-23 17:28 | 6
| 4 | 2019-07-23 17:40 | 2019-07-23 17:52 | 12
| 10 | 2019-07-23 17:40 | 2019-07-23 17:59 | 19
| 40 | 2019-07-23 17:47 | 2019-07-23 18:03 | 16
| 83 | 2019-07-23 17:53 | 2019-07-23 18:06 | 13
| 21 | 2019-07-23 17:53 | 2019-07-23 21:17 | 204
| 21 | 2019-07-23 17:53 | 2019-07-24 12:41 | 1128
| 1 | 2019-07-23 18:03 | 2019-07-23 18:09 | 6
| 2 | 2019-07-23 18:12 | 2019-07-23 18:18 | 6
| 1 | 2019-07-23 18:20 | 2019-07-23 18:26 | 6
| 1 | 2019-07-23 18:27 | 2019-07-23 18:39 | 12
| 1 | 2019-07-23 20:25 | 2019-07-23 20:31 | 6
| 1 | 2019-07-23 22:52 | 2019-07-24 08:14 | 562
| 1 | 2019-07-24 02:14 | 2019-07-24 10:26 | 492
| 1 | 2019-07-24 02:31 | 2019-07-24 03:14 | 43
| 1 | 2019-07-24 03:34 | 2019-07-24 07:27 | 233
| 38 | 2019-07-24 04:55 | 2019-07-24 07:01 | 126
| 1 | 2019-07-24 08:14 | 2019-07-24 17:59 | 585
| 1 | 2019-07-24 09:03 | 2019-07-24 09:09 | 6
| 1 | 2019-07-24 09:08 | 2019-07-24 09:14 | 6
| 1 | 2019-07-24 09:09 | 2019-07-24 09:15 | 6
| 1 | 2019-07-24 09:17 | 2019-07-24 09:23 | 6
| 1 | 2019-07-24 09:20 | 2019-07-24 09:26 | 6
| 6 | 2019-07-24 09:20 | 2019-07-24 13:07 | 227
| 10 | 2019-07-24 09:22 | 2019-07-24 09:42 | 20
| 1 | 2019-07-24 10:13 | 2019-07-24 10:33 | 20
| 1 | 2019-07-24 11:48 | 2019-07-24 13:35 | 107
| 2 | 2019-07-24 11:55 | 2019-07-24 11:57 | 2
| 442 | 2019-07-24 12:26 | 2019-07-24 12:39 | 13
| 2 | 2019-07-24 12:32 | 2019-07-24 12:33 | 1
| 4 | 2019-07-24 12:38 | 2019-07-24 12:40 | 2
| 1 | 2019-07-24 12:54 | 2019-07-24 13:34 | 40
| 1 | 2019-07-24 13:18 | 2019-07-24 13:24 | 6
| 50 | 2019-07-24 13:18 | 2019-07-24 13:25 | 7
| 1 | 2019-07-24 15:17 | 2019-07-24 15:22 | 5
| 1 | 2019-07-24 15:42 | 2019-07-24 16:35 | 53
| 1 | 2019-07-24 18:44 | 2019-07-24 18:51 | 7
| 1 | 2019-07-24 20:13 | 2019-07-24 20:24 | 11
| 36 | 2019-07-24 20:13 | 2019-07-24 20:25 | 12
| 1 | 2019-07-25 03:22 | 2019-07-25 10:04 | 402
| 1 | 2019-07-25 05:02 | 2019-07-25 05:43 | 41
| 1 | 2019-07-25 07:11 | 2019-07-25 14:23 | 432
| 2 | 2019-07-25 08:00 | 2019-07-25 10:31 | 151
| 1 | 2019-07-25 08:30 | 2019-07-25 08:33 | 3
| 1 | 2019-07-25 09:18 | 2019-07-25 09:24 | 6
| 1 | 2019-07-25 10:13 | 2019-07-25 10:19 | 6
| 1 | 2019-07-25 10:44 | 2019-07-25 10:50 | 6
| 1 | 2019-07-25 11:15 | 2019-07-25 11:17 | 2
| 1 | 2019-07-25 12:17 | 2019-07-25 12:33 | 16
| 2 | 2019-07-25 14:18 | 2019-07-25 14:24 | 6
| 20 | 2019-07-25 16:16 | 2019-07-25 16:22 | 6
| 4 | 2019-07-25 18:09 | 2019-07-25 18:23 | 14
| 1 | 2019-07-25 19:27 | 2019-07-25 19:36 | 9
| 1 | 2019-07-25 20:39 | 2019-07-25 21:04 | 25
| 2 | 2019-07-25 21:15 | 2019-07-25 21:31 | 16
| 9 | 2019-07-26 07:26 | 2019-07-26 07:38 | 12
| 1 | 2019-07-26 07:59 | 2019-07-26 08:05 | 6
| 6 | 2019-07-26 07:59 | 2019-07-26 09:14 | 75
| 1 | 2019-07-26 09:36 | 2019-07-26 09:43 | 7
| 1 | 2019-07-26 09:57 | 2019-07-26 10:03 | 6
| 37 | 2019-07-26 09:57 | 2019-07-26 12:25 | 148
| 8 | 2019-07-26 10:01 | 2019-07-26 10:14 | 13
| 1 | 2019-07-26 10:05 | 2019-07-26 10:14 | 9
| 2 | 2019-07-26 10:10 | 2019-07-26 10:14 | 4
| 1 | 2019-07-26 10:29 | 2019-07-26 10:35 | 6
| 1 | 2019-07-26 11:06 | 2019-07-26 11:12 | 6
| 2 | 2019-07-26 11:49 | 2019-07-26 11:55 | 6
| 1 | 2019-07-26 12:29 | 2019-07-26 13:13 | 44
| 1 | 2019-07-26 12:59 | 2019-07-26 13:05 | 6
| 1 | 2019-07-26 14:00 | 2019-07-26 14:06 | 6
| 48 | 2019-07-26 14:46 | 2019-07-26 18:36 | 230
| 1 | 2019-07-26 16:53 | 2019-07-26 17:00 | 7
| 2 | 2019-07-26 18:08 | 2019-07-26 18:13 | 5
| 9 | 2019-07-26 18:19 | 2019-07-26 18:29 | 10
| 1 | 2019-07-26 18:32 | 2019-07-26 18:40 | 8
| 1 | 2019-07-26 19:46 | 2019-07-26 19:51 | 5
| 1 | 2019-07-27 07:21 | 2019-07-27 08:13 | 52
| 5 | 2019-07-27 07:49 | 2019-07-27 08:23 | 34
| 1 | 2019-07-27 08:05 | 2019-07-27 08:11 | 6
| 3 | 2019-07-27 08:05 | 2019-07-27 09:35 | 90
| 1 | 2019-07-27 08:50 | 2019-07-27 08:56 | 6
| 1 | 2019-07-27 10:08 | 2019-07-27 10:24 | 16
| 1 | 2019-07-27 10:48 | 2019-07-27 19:45 | 537
| 1 | 2019-07-27 11:02 | 2019-07-27 11:22 | 20
| 1 | 2019-07-27 11:03 | 2019-07-27 11:09 | 6
| 2 | 2019-07-27 11:30 | 2019-07-27 11:36 | 6
| 1 | 2019-07-27 11:36 | 2019-07-27 11:42 | 6
| 1 | 2019-07-27 12:14 | 2019-07-27 12:20 | 6
| 1 | 2019-07-27 13:57 | 2019-07-27 14:58 | 61
| 1 | 2019-07-27 14:58 | 2019-07-27 15:04 | 6
| 1 | 2019-07-27 16:59 | 2019-07-27 21:58 | 299
| 1 | 2019-07-27 18:20 | 2019-07-27 18:42 | 22
| 1 | 2019-07-27 19:36 | 2019-07-27 19:42 | 6
| 1 | 2019-07-27 21:22 | 2019-07-27 21:59 | 37
| 3 | 2019-07-28 01:10 | 2019-07-28 01:24 | 14
| 6 | 2019-07-28 02:40 | 2019-07-28 03:04 | 24
| 1 | 2019-07-28 07:20 | 2019-07-28 08:46 | 86
| 1 | 2019-07-28 07:57 | 2019-07-28 08:03 | 6
| 1 | 2019-07-28 07:57 | 2019-07-28 09:54 | 117
| 2 | 2019-07-28 08:01 | 2019-07-28 08:07 | 6
| 1 | 2019-07-28 08:19 | 2019-07-28 08:36 | 17
| 50 | 2019-07-28 09:07 | 2019-07-28 09:49 | 42
| 1 | 2019-07-28 09:17 | 2019-07-28 09:41 | 24
| 1 | 2019-07-28 09:36 | 2019-07-28 09:54 | 18
| 31 | 2019-07-28 09:36 | 2019-07-28 09:58 | 22
| 1 | 2019-07-28 12:57 | 2019-07-28 16:42 | 225
| 1 | 2019-07-28 14:48 | 2019-07-28 16:42 | 114
| 2 | 2019-07-28 16:32 | 2019-07-28 16:42 | 10
| 1 | 2019-07-28 17:11 | 2019-07-28 17:17 | 6
| 5 | 2019-07-28 18:30 | 2019-07-28 18:56 | 26
| 1 | 2019-07-28 18:36 | 2019-07-28 18:42 | 6
| 1 | 2019-07-28 18:47 | 2019-07-28 18:53 | 6
| 1 | 2019-07-28 20:07 | 2019-07-28 20:19 | 12
| 1 | 2019-07-28 20:14 | 2019-07-28 20:20 | 6
| 1 | 2019-07-28 20:14 | 2019-07-28 21:29 | 75
| 1 | 2019-07-28 20:20 | 2019-07-28 21:28 | 68
| 1 | 2019-07-29 00:03 | 2019-07-29 08:08 | 485
| 1 | 2019-07-29 07:27 | 2019-07-29 07:34 | 7
| 1 | 2019-07-29 07:32 | 2019-07-29 07:46 | 14
| 1 | 2019-07-29 07:35 | 2019-07-29 07:41 | 6
| 1 | 2019-07-29 07:57 | 2019-07-29 08:30 | 33
| 1 | 2019-07-29 08:25 | 2019-07-29 08:52 | 27
| 1 | 2019-07-29 09:05 | 2019-07-29 10:19 | 74
| 1 | 2019-07-29 09:21 | 2019-07-29 09:27 | 6
| 2 | 2019-07-29 09:46 | 2019-07-29 09:52 | 6
| 1 | 2019-07-29 11:10 | 2019-07-29 11:16 | 6
| 8 | 2019-07-29 11:23 | 2019-07-29 11:29 | 6
| 25 | 2019-07-29 12:56 | 2019-07-29 13:05 | 9
| 46 | 2019-07-29 13:34 | 2019-07-29 13:45 | 11
| 1 | 2019-07-29 13:44 | 2019-07-29 13:50 | 6
| 1 | 2019-07-29 14:00 | 2019-07-29 14:06 | 6
| 2299 | 2019-07-29 14:33 | 2019-07-29 14:40 | 7
| 1 | 2019-07-29 14:33 | 2019-07-29 14:59 | 26
| 7 | 2019-07-29 15:10 | 2019-07-29 15:17 | 7
| 9 | 2019-07-29 15:21 | 2019-07-29 15:39 | 18
| 1 | 2019-07-29 16:10 | 2019-07-29 16:16 | 6
| 1 | 2019-07-29 16:10 | 2019-07-29 16:31 | 21
| 1 | 2019-07-30 01:25 | 2019-07-30 08:58 | 453
| 1 | 2019-07-30 04:20 | 2019-07-30 13:01 | 521
| 1 | 2019-07-30 07:20 | 2019-07-30 07:49 | 29
| 1 | 2019-07-30 08:05 | 2019-07-30 08:50 | 45
| 1 | 2019-07-30 09:18 | 2019-07-30 09:30 | 12
| 1 | 2019-07-30 09:35 | 2019-07-30 09:43 | 8
| 1 | 2019-07-30 10:15 | 2019-07-30 10:29 | 14
| 1 | 2019-07-30 10:16 | 2019-07-30 10:21 | 5
| 1 | 2019-07-30 10:23 | 2019-07-30 10:32 | 9
| 1 | 2019-07-30 10:49 | 2019-07-30 10:57 | 8
| 1 | 2019-07-30 11:16 | 2019-07-30 11:22 | 6
| 1 | 2019-07-30 11:53 | 2019-07-30 11:59 | 6
| 1 | 2019-07-30 12:02 | 2019-07-30 15:12 | 190
| 23 | 2019-07-30 12:14 | 2019-07-30 12:33 | 19
| 18 | 2019-07-30 12:33 | 2019-07-30 12:39 | 6
| 1 | 2019-07-30 13:11 | 2019-07-30 13:22 | 11
| 1 | 2019-07-30 13:30 | 2019-07-30 13:36 | 6
| 1 | 2019-07-30 13:30 | 2019-07-30 15:11 | 101
| 2 | 2019-07-30 13:33 | 2019-07-30 13:37 | 4
| 1 | 2019-07-30 15:16 | 2019-07-30 15:57 | 41
| 1 | 2019-07-30 15:26 | 2019-07-30 15:27 | 1
| 1 | 2019-07-30 15:56 | 2019-07-30 16:02 | 6
| 1 | 2019-07-30 16:16 | 2019-07-30 18:09 | 113
| 1 | 2019-07-30 16:26 | 2019-07-30 16:32 | 6
| 1 | 2019-07-30 16:40 | 2019-07-30 16:46 | 6
| 1 | 2019-07-30 16:40 | 2019-07-30 17:29 | 49
| 1 | 2019-07-30 17:19 | 2019-07-30 17:32 | 13
| 1 | 2019-07-30 17:52 | 2019-07-30 18:18 | 26
| 8 | 2019-07-30 18:02 | 2019-07-30 18:12 | 10
| 1 | 2019-07-30 18:37 | 2019-07-30 19:09 | 32
| 1 | 2019-07-30 18:39 | 2019-07-30 18:45 | 6
| 1 | 2019-07-30 19:50 | 2019-07-30 20:19 | 29
| 1 | 2019-07-31 00:52 | 2019-07-31 07:06 | 374
| 1 | 2019-07-31 07:23 | 2019-07-31 07:29 | 6
| 35 | 2019-07-31 07:28 | 2019-07-31 07:52 | 24
| 1 | 2019-07-31 07:53 | 2019-07-31 08:36 | 43
| 2 | 2019-07-31 08:28 | 2019-07-31 08:31 | 3
| 587 | 2019-07-31 08:29 | 2019-07-31 09:02 | 33
| 2 | 2019-07-31 08:29 | 2019-07-31 09:03 | 34
| 1 | 2019-07-31 08:47 | 2019-07-31 08:52 | 5
| 1 | 2019-07-31 08:47 | 2019-07-31 08:53 | 6
| 1 | 2019-07-31 08:58 | 2019-07-31 09:31 | 33
| 1 | 2019-07-31 09:03 | 2019-07-31 09:09 | 6
| 1 | 2019-07-31 09:32 | 2019-07-31 09:38 | 6
| 1 | 2019-07-31 09:57 | 2019-07-31 10:15 | 18
| 67 | 2019-07-31 10:20 | 2019-07-31 10:25 | 5
| 1 | 2019-07-31 10:43 | 2019-07-31 10:49 | 6
| 2 | 2019-07-31 11:33 | 2019-07-31 11:39 | 6
| 1 | 2019-07-31 11:39 | 2019-07-31 12:10 | 31
| 1 | 2019-07-31 11:44 | 2019-07-31 11:50 | 6
| 1 | 2019-07-31 11:53 | 2019-07-31 11:59 | 6
| 1 | 2019-07-31 12:08 | 2019-07-31 12:11 | 3
| 99 | 2019-07-31 12:12 | 2019-07-31 12:21 | 9
| 20 | 2019-07-31 12:43 | 2019-07-31 13:13 | 30
| 1 | 2019-07-31 13:11 | 2019-07-31 13:13 | 2
| 25 | 2019-07-31 13:11 | 2019-07-31 13:18 | 7
| 1 | 2019-07-31 13:33 | 2019-07-31 13:39 | 6
| 1 | 2019-07-31 13:35 | 2019-07-31 13:41 | 6
| 1 | 2019-07-31 13:42 | 2019-07-31 13:48 | 6
| 1 | 2019-07-31 14:01 | 2019-07-31 15:47 | 106
| 1 | 2019-07-31 14:35 | 2019-07-31 16:05 | 90
| 2 | 2019-07-31 15:21 | 2019-07-31 15:27 | 6
| 1 | 2019-07-31 15:50 | 2019-07-31 16:12 | 22
| 23 | 2019-07-31 16:08 | 2019-07-31 16:17 | 9
| 1 | 2019-07-31 16:23 | 2019-07-31 16:28 | 5
| 1 | 2019-07-31 17:16 | 2019-07-31 17:23 | 7
| 2 | 2019-07-31 17:16 | 2019-07-31 18:14 | 58
| 1 | 2019-07-31 17:17 | 2019-07-31 17:40 | 23
| 111 | 2019-07-31 18:16 | 2019-07-31 21:20 | 184
| 1 | 2019-07-31 18:17 | 2019-07-31 18:36 | 19
| 1 | 2019-07-31 18:19 | 2019-07-31 18:25 | 6
| 8 | 2019-07-31 18:24 | 2019-07-31 19:15 | 51
| 2 | 2019-07-31 18:34 | 2019-07-31 18:40 | 6
| 1 | 2019-07-31 19:31 | 2019-07-31 19:38 | 7
| 13 | 2019-07-31 19:52 | 2019-07-31 19:58 | 6
| 1 | 2019-07-31 19:58 | 2019-07-31 20:04 | 6
| 1 | 2019-07-31 20:10 | 2019-07-31 20:16 | 6
| 122 | 2019-07-31 20:11 | 2019-07-31 20:18 | 7
| 1 | 2019-07-31 22:41 | 2019-07-31 22:46 | 5
| 6 | 2019-07-31 23:53 | 2019-08-01 00:37 | 44
| 8 | 2019-08-01 01:02 | 2019-08-01 01:15 | 13
| 3 | 2019-08-01 01:05 | 2019-08-01 01:11 | 6
| 1 | 2019-08-01 01:08 | 2019-08-01 06:18 | 310
| 1 | 2019-08-01 01:39 | 2019-08-01 02:00 | 21
| 3 | 2019-08-01 01:39 | 2019-08-01 02:01 | 22
| 1 | 2019-08-01 05:28 | 2019-08-01 08:33 | 185
| 3 | 2019-08-01 08:10 | 2019-08-01 08:18 | 8
| 1 | 2019-08-01 08:24 | 2019-08-01 08:30 | 6
| 1 | 2019-08-01 08:48 | 2019-08-01 08:54 | 6
| 1 | 2019-08-01 08:50 | 2019-08-01 08:54 | 4
| 1 | 2019-08-01 08:55 | 2019-08-01 09:01 | 6
| 2 | 2019-08-01 09:24 | 2019-08-01 09:44 | 20
| 1 | 2019-08-01 09:30 | 2019-08-01 10:13 | 43
| 1 | 2019-08-01 10:10 | 2019-08-01 10:15 | 5
| 1 | 2019-08-01 10:41 | 2019-08-01 10:47 | 6
| 3 | 2019-08-01 10:41 | 2019-08-01 10:51 | 10
| 5 | 2019-08-01 10:41 | 2019-08-01 10:53 | 12
| 1 | 2019-08-01 11:19 | 2019-08-01 11:25 | 6
| 8 | 2019-08-01 11:19 | 2019-08-01 11:40 | 21
| 45 | 2019-08-01 11:20 | 2019-08-01 12:15 | 55
| 13 | 2019-08-01 12:00 | 2019-08-01 12:09 | 9
| 1 | 2019-08-01 12:21 | 2019-08-01 12:27 | 6
| 76 | 2019-08-01 12:55 | 2019-08-01 13:16 | 21
| 2 | 2019-08-01 13:15 | 2019-08-01 13:17 | 2
| 2 | 2019-08-01 15:50 | 2019-08-01 18:54 | 184
| 1 | 2019-08-01 16:32 | 2019-08-01 16:45 | 13
| 1 | 2019-08-01 17:31 | 2019-08-01 17:37 | 6
| 3 | 2019-08-01 18:31 | 2019-08-01 18:46 | 15
| 1 | 2019-08-01 19:28 | 2019-08-01 20:50 | 82
| 62 | 2019-08-01 19:28 | 2019-08-01 20:51 | 83
| 5 | 2019-08-01 23:27 | 2019-08-01 23:44 | 17
| 1 | 2019-08-02 05:03 | 2019-08-02 07:08 | 125
| 13 | 2019-08-02 05:03 | 2019-08-02 07:43 | 160
| 4 | 2019-08-02 07:00 | 2019-08-02 07:36 | 36
| 1 | 2019-08-02 08:19 | 2019-08-02 08:25 | 6
| 2 | 2019-08-02 08:47 | 2019-08-02 08:50 | 3
| 1 | 2019-08-02 09:22 | 2019-08-02 09:28 | 6
| 1 | 2019-08-02 09:29 | 2019-08-02 09:35 | 6
| 1 | 2019-08-02 09:38 | 2019-08-02 09:44 | 6
| 1 | 2019-08-02 10:22 | 2019-08-02 10:28 | 6
| 1 | 2019-08-02 11:16 | 2019-08-02 11:22 | 6
| 2 | 2019-08-02 12:32 | 2019-08-02 12:38 | 6
| 1 | 2019-08-02 12:33 | 2019-08-02 12:39 | 6
| 1 | 2019-08-02 13:04 | 2019-08-02 13:10 | 6
| 1 | 2019-08-02 13:17 | 2019-08-02 13:42 | 25
| 1 | 2019-08-02 13:21 | 2019-08-02 16:47 | 206
| 1 | 2019-08-02 13:42 | 2019-08-02 14:02 | 20
| 15 | 2019-08-02 13:43 | 2019-08-02 14:26 | 43
| 2495 | 2019-08-02 13:43 | 2019-08-02 18:44 | 301
| 2 | 2019-08-02 13:43 | 2019-08-02 18:45 | 302
| 87 | 2019-08-02 15:05 | 2019-08-02 15:13 | 8
| 1 | 2019-08-02 15:23 | 2019-08-02 15:29 | 6
| 1 | 2019-08-02 18:02 | 2019-08-02 18:07 | 5
| 1 | 2019-08-02 18:07 | 2019-08-02 18:25 | 18
| 1 | 2019-08-02 21:58 | 2019-08-02 22:04 | 6
| 99 | 2019-08-02 22:12 | 2019-08-02 22:25 | 13
| 1 | 2019-08-03 03:03 | 2019-08-03 11:11 | 488
| 1 | 2019-08-03 03:43 | 2019-08-03 13:57 | 614
| 3 | 2019-08-03 03:43 | 2019-08-03 16:38 | 775
| 1 | 2019-08-03 08:42 | 2019-08-03 08:56 | 14
| 97 | 2019-08-03 08:49 | 2019-08-03 08:55 | 6
| 3 | 2019-08-03 09:06 | 2019-08-03 09:21 | 15
| 1 | 2019-08-03 09:12 | 2019-08-03 09:18 | 6
| 1 | 2019-08-03 09:24 | 2019-08-03 18:35 | 551
| 1 | 2019-08-03 09:34 | 2019-08-03 09:41 | 7
| 1 | 2019-08-03 10:13 | 2019-08-03 10:18 | 5
| 1 | 2019-08-03 10:25 | 2019-08-03 10:36 | 11
| 33 | 2019-08-03 10:25 | 2019-08-03 10:37 | 12
| 1 | 2019-08-03 10:55 | 2019-08-03 11:08 | 13
| 1 | 2019-08-03 12:24 | 2019-08-03 12:30 | 6
| 25 | 2019-08-03 12:28 | 2019-08-03 13:01 | 33
| 14 | 2019-08-03 15:12 | 2019-08-03 16:00 | 48
| 1 | 2019-08-03 16:11 | 2019-08-03 16:17 | 6
| 1 | 2019-08-03 16:14 | 2019-08-03 16:20 | 6
| 2 | 2019-08-03 17:28 | 2019-08-03 17:33 | 5
| 1 | 2019-08-03 17:58 | 2019-08-03 18:14 | 16
| 1 | 2019-08-03 18:25 | 2019-08-03 18:43 | 18
| 1 | 2019-08-03 19:20 | 2019-08-03 19:59 | 39
| 1 | 2019-08-03 21:18 | 2019-08-03 21:28 | 10
| 1 | 2019-08-04 01:12 | 2019-08-04 11:29 | 617
| 1 | 2019-08-04 06:56 | 2019-08-04 07:02 | 6
| 28 | 2019-08-04 06:56 | 2019-08-04 07:21 | 25
| 1 | 2019-08-04 09:04 | 2019-08-04 09:10 | 6
| 1 | 2019-08-04 09:30 | 2019-08-04 10:45 | 75
| 2 | 2019-08-04 10:36 | 2019-08-04 10:42 | 6
| 7 | 2019-08-04 10:36 | 2019-08-04 11:10 | 34
| 1 | 2019-08-04 11:01 | 2019-08-04 11:07 | 6
| 4 | 2019-08-04 11:01 | 2019-08-04 11:26 | 25
| 118 | 2019-08-04 11:40 | 2019-08-04 11:46 | 6
| 1 | 2019-08-04 12:00 | 2019-08-04 12:08 | 8
| 13 | 2019-08-04 12:00 | 2019-08-04 12:33 | 33
| 1 | 2019-08-04 13:33 | 2019-08-04 13:39 | 6
| 1 | 2019-08-04 14:05 | 2019-08-04 14:11 | 6
| 25 | 2019-08-04 14:43 | 2019-08-04 14:51 | 8
| 1 | 2019-08-04 17:02 | 2019-08-04 17:07 | 5
| 1 | 2019-08-04 17:52 | 2019-08-04 17:57 | 5
| 1 | 2019-08-04 18:57 | 2019-08-04 19:03 | 6
| 1 | 2019-08-04 19:21 | 2019-08-04 19:27 | 6
| 2 | 2019-08-04 19:21 | 2019-08-04 19:29 | 8
| 56 | 2019-08-04 22:34 | 2019-08-04 22:45 | 11
| 18 | 2019-08-05 08:34 | 2019-08-05 08:53 | 19
| 1 | 2019-08-05 08:55 | 2019-08-05 09:01 | 6
| 1 | 2019-08-05 09:22 | 2019-08-05 09:28 | 6
| 1 | 2019-08-05 09:30 | 2019-08-05 10:33 | 63
| 1 | 2019-08-05 09:58 | 2019-08-05 10:04 | 6
| 1 | 2019-08-05 11:07 | 2019-08-05 11:13 | 6
| 2 | 2019-08-05 13:58 | 2019-08-05 14:04 | 6
| 1 | 2019-08-05 14:00 | 2019-08-05 14:12 | 12
| 101 | 2019-08-05 14:25 | 2019-08-05 14:32 | 7
| 34 | 2019-08-05 14:31 | 2019-08-05 14:53 | 22
| 2 | 2019-08-05 16:04 | 2019-08-05 16:10 | 6
| 1 | 2019-08-05 16:46 | 2019-08-05 16:52 | 6
| 1 | 2019-08-05 18:18 | 2019-08-05 18:24 | 6
| 1 | 2019-08-05 18:32 | 2019-08-05 18:38 | 6
| 1 | 2019-08-05 19:25 | 2019-08-05 20:17 | 52
| 34 | 2019-08-05 19:25 | 2019-08-05 20:26 | 61
| 1 | 2019-08-05 20:49 | 2019-08-05 20:55 | 6
| 1 | 2019-08-06 00:16 | 2019-08-06 00:31 | 15
| 1 | 2019-08-06 02:49 | 2019-08-06 03:11 | 22
| 2 | 2019-08-06 04:54 | 2019-08-06 11:34 | 400
| 56 | 2019-08-06 06:44 | 2019-08-06 07:17 | 33
| 1 | 2019-08-06 07:19 | 2019-08-06 07:26 | 7
| 89 | 2019-08-06 07:35 | 2019-08-06 07:59 | 24
| 1 | 2019-08-06 08:15 | 2019-08-06 08:21 | 6
| 1 | 2019-08-06 10:07 | 2019-08-06 10:14 | 7
| 11 | 2019-08-06 10:07 | 2019-08-06 11:18 | 71
| 1 | 2019-08-06 10:13 | 2019-08-06 12:05 | 112
| 1 | 2019-08-06 10:59 | 2019-08-06 11:05 | 6
| 1 | 2019-08-06 11:04 | 2019-08-06 11:10 | 6
| 1 | 2019-08-06 11:31 | 2019-08-06 11:37 | 6
| 1 | 2019-08-06 11:44 | 2019-08-06 11:51 | 7
| 1 | 2019-08-06 12:58 | 2019-08-06 13:04 | 6
| 11 | 2019-08-06 13:40 | 2019-08-06 13:47 | 7
| 22 | 2019-08-06 13:46 | 2019-08-06 13:56 | 10
| 11 | 2019-08-06 14:11 | 2019-08-06 15:01 | 50
| 1 | 2019-08-06 14:25 | 2019-08-06 14:31 | 6
| 1 | 2019-08-06 15:51 | 2019-08-06 15:57 | 6
| 8 | 2019-08-06 16:26 | 2019-08-06 16:32 | 6
| 1 | 2019-08-06 17:58 | 2019-08-06 18:04 | 6
| 1 | 2019-08-06 18:44 | 2019-08-06 18:56 | 12
| 10 | 2019-08-06 19:00 | 2019-08-06 19:11 | 11
| 1 | 2019-08-06 19:04 | 2019-08-06 19:22 | 18
| 2 | 2019-08-06 19:37 | 2019-08-06 19:49 | 12
| 1 | 2019-08-06 19:46 | 2019-08-06 19:52 | 6
| 7 | 2019-08-06 20:33 | 2019-08-06 20:51 | 18
| 1 | 2019-08-06 20:56 | 2019-08-06 21:02 | 6
| 567 | 2019-08-06 21:08 | 2019-08-06 21:14 | 6
| 1 | 2019-08-06 21:57 | 2019-08-06 22:03 | 6
| 2 | 2019-08-06 22:24 | 2019-08-07 08:15 | 591
| 1 | 2019-08-06 23:38 | 2019-08-07 08:59 | 561
| 1 | 2019-08-07 00:31 | 2019-08-07 00:37 | 6
| 1 | 2019-08-07 08:45 | 2019-08-07 10:16 | 91
| 2 | 2019-08-07 09:55 | 2019-08-07 10:03 | 8
| 1 | 2019-08-07 10:57 | 2019-08-07 11:16 | 19
| 57 | 2019-08-07 11:56 | 2019-08-07 12:09 | 13
| 1 | 2019-08-07 12:00 | 2019-08-07 12:16 | 16
| 1 | 2019-08-07 12:30 | 2019-08-07 17:08 | 278
| 27 | 2019-08-07 13:04 | 2019-08-07 13:41 | 37
| 1 | 2019-08-07 13:08 | 2019-08-07 13:14 | 6
| 1 | 2019-08-07 13:29 | 2019-08-07 13:35 | 6
| 1 | 2019-08-07 13:53 | 2019-08-07 13:59 | 6
| 1 | 2019-08-07 14:30 | 2019-08-07 14:36 | 6
| 1 | 2019-08-07 14:31 | 2019-08-07 14:37 | 6
| 1 | 2019-08-07 15:47 | 2019-08-07 15:53 | 6
| 1 | 2019-08-07 16:39 | 2019-08-07 16:51 | 12
| 108 | 2019-08-07 17:42 | 2019-08-07 17:48 | 6
| 11 | 2019-08-07 17:54 | 2019-08-07 18:15 | 21
| 1 | 2019-08-07 18:03 | 2019-08-07 18:27 | 24
| 205 | 2019-08-07 18:04 | 2019-08-07 18:12 | 8
| 1 | 2019-08-07 18:51 | 2019-08-07 18:57 | 6
| 1 | 2019-08-07 18:53 | 2019-08-07 19:25 | 32
| 78 | 2019-08-07 19:17 | 2019-08-07 19:29 | 12
| 1 | 2019-08-07 19:24 | 2019-08-07 19:45 | 21
| 1 | 2019-08-07 19:58 | 2019-08-07 20:04 | 6
| 17 | 2019-08-07 19:58 | 2019-08-07 20:23 | 25
| 2 | 2019-08-07 20:46 | 2019-08-07 20:52 | 6
| 19 | 2019-08-07 21:24 | 2019-08-07 21:40 | 16
| 1 | 2019-08-07 22:39 | 2019-08-07 22:52 | 13
| 2 | 2019-08-08 01:39 | 2019-08-08 05:28 | 229
| 1 | 2019-08-08 03:18 | 2019-08-08 07:16 | 238
| 2 | 2019-08-08 03:37 | 2019-08-08 03:51 | 14
| 1 | 2019-08-08 06:33 | 2019-08-08 07:41 | 68
| 1 | 2019-08-08 08:07 | 2019-08-08 08:13 | 6
| 1 | 2019-08-08 08:11 | 2019-08-08 08:17 | 6
| 14 | 2019-08-08 08:38 | 2019-08-08 08:44 | 6
| 1 | 2019-08-08 08:46 | 2019-08-08 09:47 | 61
| 1 | 2019-08-08 09:31 | 2019-08-08 09:37 | 6
| 1 | 2019-08-08 09:46 | 2019-08-08 09:52 | 6
| 1 | 2019-08-08 10:41 | 2019-08-08 10:47 | 6
| 2 | 2019-08-08 12:41 | 2019-08-08 12:46 | 5
| 1 | 2019-08-08 13:14 | 2019-08-08 13:20 | 6
| 554 | 2019-08-08 13:28 | 2019-08-08 13:36 | 8
| 791 | 2019-08-08 13:28 | 2019-08-08 13:36 | 8
| 983 | 2019-08-08 13:28 | 2019-08-08 13:36 | 8
| 1 | 2019-08-08 14:36 | 2019-08-08 14:48 | 12
| 1 | 2019-08-08 15:09 | 2019-08-08 15:15 | 6
| 1 | 2019-08-08 15:19 | 2019-08-08 15:25 | 6
| 19 | 2019-08-08 17:06 | 2019-08-08 17:24 | 18
| 5 | 2019-08-08 17:59 | 2019-08-08 18:07 | 8
| 356 | 2019-08-08 18:36 | 2019-08-08 18:43 | 7
| 2 | 2019-08-08 19:19 | 2019-08-08 19:25 | 6
| 1 | 2019-08-08 19:46 | 2019-08-08 20:38 | 52
| 1 | 2019-08-08 20:25 | 2019-08-08 20:30 | 5
| 1 | 2019-08-08 20:51 | 2019-08-08 21:05 | 14
| 2 | 2019-08-08 20:56 | 2019-08-08 21:02 | 6
| 2 | 2019-08-08 21:13 | 2019-08-08 21:44 | 31
| 1 | 2019-08-08 22:37 | 2019-08-08 22:51 | 14
| 1 | 2019-08-08 22:41 | 2019-08-09 10:45 | 724
| 16 | 2019-08-08 23:07 | 2019-08-08 23:14 | 7
| 2 | 2019-08-08 23:08 | 2019-08-09 09:40 | 632
| 5 | 2019-08-08 23:15 | 2019-08-08 23:23 | 8
| 9 | 2019-08-08 23:31 | 2019-08-08 23:47 | 16
| 1 | 2019-08-09 00:26 | 2019-08-09 09:08 | 522
| 29 | 2019-08-09 00:50 | 2019-08-09 00:57 | 7
| 12 | 2019-08-09 00:51 | 2019-08-09 00:58 | 7
| 1 | 2019-08-09 00:51 | 2019-08-09 00:59 | 8
| 27 | 2019-08-09 01:13 | 2019-08-09 01:20 | 7
| 1 | 2019-08-09 01:33 | 2019-08-09 11:11 | 578
| 56 | 2019-08-09 02:06 | 2019-08-09 18:40 | 994
| 6 | 2019-08-09 02:10 | 2019-08-09 02:38 | 28
| 8 | 2019-08-09 02:19 | 2019-08-09 02:33 | 14
| 1 | 2019-08-09 02:22 | 2019-08-09 07:29 | 307
| 2 | 2019-08-09 02:47 | 2019-08-09 03:00 | 13
| 30 | 2019-08-09 02:50 | 2019-08-09 03:07 | 17
| 4 | 2019-08-09 03:10 | 2019-08-09 03:38 | 28
| 56 | 2019-08-09 03:14 | 2019-08-09 07:01 | 227
| 1 | 2019-08-09 03:31 | 2019-08-09 07:11 | 220
| 1 | 2019-08-09 04:23 | 2019-08-09 09:20 | 297
| 8 | 2019-08-09 04:24 | 2019-08-09 04:44 | 20
| 7 | 2019-08-09 04:31 | 2019-08-09 05:07 | 36
| 3 | 2019-08-09 04:55 | 2019-08-09 07:48 | 173
| 1 | 2019-08-09 04:59 | 2019-08-09 05:05 | 6
| 4 | 2019-08-09 04:59 | 2019-08-09 05:46 | 47
| 105 | 2019-08-09 04:59 | 2019-08-09 07:16 | 137
| 13 | 2019-08-09 05:25 | 2019-08-09 05:33 | 8
| 3 | 2019-08-09 05:37 | 2019-08-09 05:44 | 7
| 3 | 2019-08-09 05:40 | 2019-08-09 07:05 | 85
| 262 | 2019-08-09 06:39 | 2019-08-09 06:48 | 9
| 1 | 2019-08-09 06:41 | 2019-08-09 06:52 | 11
| 72 | 2019-08-09 06:41 | 2019-08-09 06:54 | 13
| 15 | 2019-08-09 06:41 | 2019-08-09 07:08 | 27
| 43 | 2019-08-09 06:41 | 2019-08-09 07:09 | 28
| 1 | 2019-08-09 06:55 | 2019-08-09 09:08 | 133
| 1 | 2019-08-09 06:57 | 2019-08-09 07:02 | 5
| 25 | 2019-08-09 07:16 | 2019-08-09 07:31 | 15
| 16 | 2019-08-09 07:16 | 2019-08-09 08:23 | 67
| 1 | 2019-08-09 07:24 | 2019-08-09 11:18 | 234
| 1 | 2019-08-09 08:08 | 2019-08-09 08:14 | 6
| 1 | 2019-08-09 08:16 | 2019-08-09 12:21 | 245
| 31 | 2019-08-09 08:19 | 2019-08-09 10:19 | 120
| 135 | 2019-08-09 08:50 | 2019-08-09 09:08 | 18
| 1 | 2019-08-09 09:29 | 2019-08-09 09:34 | 5
| 1 | 2019-08-09 09:32 | 2019-08-09 09:38 | 6
| 1268 | 2019-08-09 09:37 | 2019-08-09 09:45 | 8
| 219 | 2019-08-09 09:41 | 2019-08-09 09:48 | 7
| 1 | 2019-08-09 10:20 | 2019-08-09 10:25 | 5
| 4 | 2019-08-09 10:44 | 2019-08-09 11:19 | 35
| 1 | 2019-08-09 11:12 | 2019-08-09 11:17 | 5
| 1 | 2019-08-09 11:35 | 2019-08-09 11:41 | 6
| 1 | 2019-08-09 11:48 | 2019-08-09 11:54 | 6
| 1 | 2019-08-09 12:02 | 2019-08-09 12:08 | 6
| 1 | 2019-08-09 12:03 | 2019-08-09 12:09 | 6
| 1 | 2019-08-09 12:07 | 2019-08-09 12:13 | 6
| 1 | 2019-08-09 12:30 | 2019-08-09 12:36 | 6
| 1 | 2019-08-09 12:37 | 2019-08-09 12:43 | 6
| 1 | 2019-08-09 13:32 | 2019-08-09 13:38 | 6
| 1568 | 2019-08-09 14:25 | 2019-08-09 14:31 | 6
| 1 | 2019-08-09 14:46 | 2019-08-09 14:51 | 5
| 1 | 2019-08-09 14:47 | 2019-08-09 21:47 | 420
| 1 | 2019-08-09 15:18 | 2019-08-09 16:52 | 94
| 14 | 2019-08-09 15:29 | 2019-08-09 15:44 | 15
| 5 | 2019-08-09 15:29 | 2019-08-09 15:47 | 18
| 1694 | 2019-08-09 15:33 | 2019-08-09 15:38 | 5
| 1 | 2019-08-09 15:33 | 2019-08-09 15:39 | 6
| 9 | 2019-08-09 15:47 | 2019-08-09 16:02 | 15
| 1 | 2019-08-09 16:16 | 2019-08-09 16:22 | 6
| 1 | 2019-08-09 17:01 | 2019-08-09 17:07 | 6
| 1 | 2019-08-09 17:06 | 2019-08-09 17:12 | 6
| 1 | 2019-08-09 17:10 | 2019-08-09 17:15 | 5
| 7 | 2019-08-09 17:10 | 2019-08-09 17:17 | 7
| 1 | 2019-08-09 17:27 | 2019-08-09 17:56 | 29
| 1 | 2019-08-09 17:35 | 2019-08-09 17:54 | 19
| 1 | 2019-08-09 18:46 | 2019-08-09 19:05 | 19
| 1 | 2019-08-09 18:55 | 2019-08-09 19:31 | 36
| 1 | 2019-08-09 20:31 | 2019-08-09 21:09 | 38
| 2 | 2019-08-09 21:08 | 2019-08-09 21:14 | 6
| 106 | 2019-08-09 21:18 | 2019-08-09 22:05 | 47
| 1 | 2019-08-09 21:21 | 2019-08-09 21:37 | 16
| 2 | 2019-08-09 22:35 | 2019-08-09 22:44 | 9
| 1 | 2019-08-09 23:51 | 2019-08-10 07:16 | 445
| 6 | 2019-08-10 02:07 | 2019-08-10 02:37 | 30
| 24 | 2019-08-10 02:34 | 2019-08-10 11:00 | 506
| 10 | 2019-08-10 02:36 | 2019-08-10 02:51 | 15
| 4 | 2019-08-10 02:36 | 2019-08-10 03:24 | 48
| 1 | 2019-08-10 02:41 | 2019-08-10 02:51 | 10
| 95 | 2019-08-10 04:16 | 2019-08-10 06:08 | 112
| 1 | 2019-08-10 04:17 | 2019-08-10 04:23 | 6
| 1 | 2019-08-10 06:56 | 2019-08-10 09:12 | 136
| 1 | 2019-08-10 08:20 | 2019-08-10 08:42 | 22
| 1 | 2019-08-10 09:17 | 2019-08-10 09:23 | 6
| 1 | 2019-08-10 09:40 | 2019-08-10 09:46 | 6
| 1 | 2019-08-10 10:08 | 2019-08-10 10:14 | 6
| 1 | 2019-08-10 10:27 | 2019-08-10 10:33 | 6
| 1 | 2019-08-10 11:21 | 2019-08-10 11:28 | 7
| 1 | 2019-08-10 11:49 | 2019-08-10 11:55 | 6
| 1 | 2019-08-10 12:39 | 2019-08-10 13:06 | 27
| 2 | 2019-08-10 13:01 | 2019-08-10 13:06 | 5
| 1 | 2019-08-10 13:34 | 2019-08-10 16:05 | 151
| 31 | 2019-08-10 13:38 | 2019-08-10 13:44 | 6
| 2 | 2019-08-10 13:38 | 2019-08-10 13:45 | 7
| 1 | 2019-08-10 13:56 | 2019-08-10 14:02 | 6
| 2 | 2019-08-10 13:56 | 2019-08-10 14:13 | 17
| 1 | 2019-08-10 14:46 | 2019-08-10 14:52 | 6
| 1 | 2019-08-10 14:47 | 2019-08-10 14:53 | 6
| 1 | 2019-08-10 15:01 | 2019-08-10 15:07 | 6
| 1 | 2019-08-10 15:11 | 2019-08-10 15:17 | 6
| 31 | 2019-08-10 15:28 | 2019-08-10 15:43 | 15
| 1 | 2019-08-10 15:42 | 2019-08-10 15:48 | 6
| 2 | 2019-08-10 16:00 | 2019-08-10 16:07 | 7
| 1 | 2019-08-10 16:02 | 2019-08-10 16:08 | 6
| 1 | 2019-08-10 16:38 | 2019-08-10 16:43 | 5
| 1 | 2019-08-10 16:51 | 2019-08-10 17:07 | 16
| 67 | 2019-08-10 20:57 | 2019-08-10 21:18 | 21
| 100 | 2019-08-10 21:11 | 2019-08-10 21:23 | 12
| 1 | 2019-08-10 21:25 | 2019-08-10 21:33 | 8
| 71 | 2019-08-10 21:25 | 2019-08-10 21:35 | 10
| 1 | 2019-08-10 23:14 | 2019-08-11 06:55 | 461
| 1 | 2019-08-11 00:06 | 2019-08-11 12:12 | 726
| 46 | 2019-08-11 03:57 | 2019-08-11 04:04 | 7
| 1 | 2019-08-11 04:07 | 2019-08-11 04:15 | 8
| 11 | 2019-08-11 04:18 | 2019-08-11 04:27 | 9
| 23 | 2019-08-11 06:16 | 2019-08-11 06:25 | 9
| 17 | 2019-08-11 06:16 | 2019-08-11 06:28 | 12
| 1 | 2019-08-11 06:54 | 2019-08-11 09:45 | 171
| 1 | 2019-08-11 07:17 | 2019-08-11 10:54 | 217
| 1 | 2019-08-11 07:19 | 2019-08-11 07:26 | 7
| 6 | 2019-08-11 07:19 | 2019-08-11 08:18 | 59
| 1 | 2019-08-11 07:58 | 2019-08-11 08:27 | 29
| 1 | 2019-08-11 08:15 | 2019-08-11 08:21 | 6
| 43 | 2019-08-11 08:17 | 2019-08-11 09:12 | 55
| 1 | 2019-08-11 08:26 | 2019-08-11 08:32 | 6
| 1 | 2019-08-11 08:38 | 2019-08-11 08:44 | 6
| 2 | 2019-08-11 08:53 | 2019-08-11 12:04 | 191
| 3 | 2019-08-11 09:18 | 2019-08-11 09:25 | 7
| 5 | 2019-08-11 09:58 | 2019-08-11 11:24 | 86
| 148 | 2019-08-11 10:01 | 2019-08-11 10:12 | 11
| 1 | 2019-08-11 11:18 | 2019-08-11 11:24 | 6
| 1 | 2019-08-11 11:44 | 2019-08-11 14:33 | 169
| 2 | 2019-08-11 13:45 | 2019-08-11 13:51 | 6
| 1 | 2019-08-11 15:43 | 2019-08-11 16:13 | 30
| 1 | 2019-08-11 16:07 | 2019-08-11 16:13 | 6
| 71 | 2019-08-11 16:16 | 2019-08-11 16:40 | 24
| 1 | 2019-08-11 16:54 | 2019-08-11 17:00 | 6
| 2 | 2019-08-11 17:20 | 2019-08-11 17:26 | 6
| 1 | 2019-08-11 17:20 | 2019-08-11 17:26 | 6
| 3 | 2019-08-11 17:20 | 2019-08-11 17:31 | 11
| 1 | 2019-08-11 17:46 | 2019-08-11 17:52 | 6
| 1 | 2019-08-11 17:49 | 2019-08-11 17:54 | 5
| 1 | 2019-08-11 18:18 | 2019-08-11 18:24 | 6
| 55 | 2019-08-11 18:27 | 2019-08-11 18:45 | 18
| 593 | 2019-08-11 18:42 | 2019-08-11 18:54 | 12
| 147 | 2019-08-11 18:48 | 2019-08-11 19:01 | 13
| 1 | 2019-08-11 18:54 | 2019-08-11 19:05 | 11
| 1 | 2019-08-11 19:53 | 2019-08-11 19:59 | 6
| 26 | 2019-08-11 19:53 | 2019-08-11 20:01 | 8
| 1 | 2019-08-11 20:11 | 2019-08-11 20:46 | 35
| 1 | 2019-08-11 20:27 | 2019-08-11 20:32 | 5
| 1 | 2019-08-11 21:02 | 2019-08-11 21:46 | 44
| 1 | 2019-08-12 00:38 | 2019-08-12 07:42 | 424
| 1 | 2019-08-12 07:06 | 2019-08-12 08:28 | 82
| 1 | 2019-08-12 07:20 | 2019-08-12 13:57 | 397
| 8 | 2019-08-12 07:24 | 2019-08-12 08:53 | 89
| 1 | 2019-08-12 07:51 | 2019-08-12 08:20 | 29
| 6 | 2019-08-12 07:51 | 2019-08-12 08:21 | 30
| 1 | 2019-08-12 08:24 | 2019-08-12 08:29 | 5
| 6 | 2019-08-12 08:24 | 2019-08-12 08:30 | 6
| 2 | 2019-08-12 08:43 | 2019-08-12 09:08 | 25
| 1 | 2019-08-12 09:38 | 2019-08-12 09:44 | 6
| 1 | 2019-08-12 10:11 | 2019-08-12 10:37 | 26
| 1 | 2019-08-12 10:51 | 2019-08-12 10:57 | 6
| 1 | 2019-08-12 12:18 | 2019-08-12 12:24 | 6
| 1 | 2019-08-12 12:18 | 2019-08-12 12:45 | 27
| 1 | 2019-08-12 12:34 | 2019-08-12 12:40 | 6
| 1 | 2019-08-12 13:46 | 2019-08-12 13:52 | 6
| 1 | 2019-08-12 16:35 | 2019-08-12 16:41 | 6
| 9 | 2019-08-12 16:35 | 2019-08-12 16:47 | 12
| 1 | 2019-08-12 17:09 | 2019-08-12 17:39 | 30
| 1 | 2019-08-12 17:11 | 2019-08-12 17:17 | 6
| 1 | 2019-08-12 18:28 | 2019-08-12 20:52 | 144
| 1 | 2019-08-12 19:08 | 2019-08-12 19:14 | 6
| 1 | 2019-08-12 19:51 | 2019-08-13 07:09 | 678
| 1 | 2019-08-12 20:45 | 2019-08-12 20:51 | 6
| 1 | 2019-08-13 00:31 | 2019-08-13 00:36 | 5
| 1 | 2019-08-13 01:41 | 2019-08-13 08:25 | 404
| 1 | 2019-08-13 02:35 | 2019-08-13 06:11 | 216
| 1 | 2019-08-13 02:35 | 2019-08-13 08:54 | 379
| 1 | 2019-08-13 03:14 | 2019-08-13 06:14 | 180
| 69 | 2019-08-13 04:41 | 2019-08-13 08:29 | 228
| 475 | 2019-08-13 05:50 | 2019-08-13 05:59 | 9
| 42 | 2019-08-13 05:56 | 2019-08-13 06:13 | 17
| 1 | 2019-08-13 05:56 | 2019-08-13 06:39 | 43
| 1 | 2019-08-13 06:10 | 2019-08-13 06:17 | 7
| 1 | 2019-08-13 06:26 | 2019-08-13 06:32 | 6
| 1 | 2019-08-13 06:29 | 2019-08-13 06:35 | 6
| 1 | 2019-08-13 07:43 | 2019-08-13 07:49 | 6
| 3 | 2019-08-13 08:02 | 2019-08-13 09:55 | 113
| 1 | 2019-08-13 09:09 | 2019-08-13 12:26 | 197
| 1 | 2019-08-13 09:55 | 2019-08-13 16:55 | 420
| 1 | 2019-08-13 10:00 | 2019-08-13 10:13 | 13
| 46 | 2019-08-13 10:01 | 2019-08-13 10:20 | 19
| 3 | 2019-08-13 11:34 | 2019-08-13 11:40 | 6
| 138 | 2019-08-13 11:34 | 2019-08-13 11:47 | 13
| 1 | 2019-08-13 12:49 | 2019-08-13 14:07 | 78
| 1 | 2019-08-13 13:16 | 2019-08-13 13:22 | 6
| 1 | 2019-08-13 13:16 | 2019-08-13 13:22 | 6
| 1 | 2019-08-13 13:19 | 2019-08-13 15:30 | 131
| 45 | 2019-08-13 13:35 | 2019-08-13 17:29 | 234
| 12 | 2019-08-13 13:36 | 2019-08-13 14:06 | 30
| 2 | 2019-08-13 13:38 | 2019-08-13 13:39 | 1
| 1 | 2019-08-13 13:41 | 2019-08-13 13:47 | 6
| 3 | 2019-08-13 13:41 | 2019-08-13 16:21 | 160
| 1 | 2019-08-13 14:56 | 2019-08-13 15:02 | 6
| 142 | 2019-08-13 15:01 | 2019-08-13 15:07 | 6
| 1 | 2019-08-13 15:19 | 2019-08-13 15:24 | 5
| 1 | 2019-08-13 17:19 | 2019-08-13 17:25 | 6
| 4 | 2019-08-13 17:47 | 2019-08-13 17:53 | 6
| 1 | 2019-08-13 17:52 | 2019-08-13 18:17 | 25
| 1 | 2019-08-13 18:40 | 2019-08-13 18:52 | 12
| 1 | 2019-08-13 19:00 | 2019-08-13 19:29 | 29
| 1 | 2019-08-13 19:01 | 2019-08-13 19:07 | 6
| 2 | 2019-08-13 19:32 | 2019-08-13 19:38 | 6
| 1 | 2019-08-13 19:36 | 2019-08-13 19:42 | 6
| 1 | 2019-08-13 20:47 | 2019-08-13 20:54 | 7
| 1 | 2019-08-13 21:18 | 2019-08-13 21:34 | 16
| 1 | 2019-08-14 07:17 | 2019-08-14 08:01 | 44
| 1 | 2019-08-14 07:32 | 2019-08-14 09:06 | 94
| 2 | 2019-08-14 08:40 | 2019-08-14 08:41 | 1
| 1 | 2019-08-14 09:09 | 2019-08-14 09:15 | 6
| 1 | 2019-08-14 09:36 | 2019-08-14 09:50 | 14
| 23 | 2019-08-14 09:58 | 2019-08-14 10:12 | 14
| 1 | 2019-08-14 09:59 | 2019-08-14 10:12 | 13
| 1 | 2019-08-14 10:44 | 2019-08-14 10:50 | 6
| 2 | 2019-08-14 12:09 | 2019-08-14 12:15 | 6
| 2 | 2019-08-14 12:11 | 2019-08-14 12:34 | 23
| 2 | 2019-08-14 13:18 | 2019-08-14 15:14 | 116
| 1 | 2019-08-14 13:22 | 2019-08-14 13:28 | 6
| 1 | 2019-08-14 13:23 | 2019-08-14 13:29 | 6
| 4 | 2019-08-14 13:53 | 2019-08-14 13:59 | 6
| 1992 | 2019-08-14 14:55 | 2019-08-14 15:06 | 11
| 1 | 2019-08-14 16:04 | 2019-08-14 16:08 | 4
| 103 | 2019-08-14 16:09 | 2019-08-14 16:22 | 13
| 1 | 2019-08-14 16:13 | 2019-08-14 16:19 | 6
| 62 | 2019-08-14 16:57 | 2019-08-14 17:04 | 7
| 1 | 2019-08-14 18:21 | 2019-08-14 18:27 | 6
| 1 | 2019-08-14 18:34 | 2019-08-14 19:25 | 51
| 3 | 2019-08-14 18:40 | 2019-08-14 19:20 | 40
| 1 | 2019-08-14 18:42 | 2019-08-14 19:04 | 22
| 155 | 2019-08-14 18:44 | 2019-08-14 18:58 | 14
| 1 | 2019-08-14 18:44 | 2019-08-14 18:58 | 14
| 1 | 2019-08-14 18:55 | 2019-08-14 20:27 | 92
| 2 | 2019-08-14 19:15 | 2019-08-14 19:35 | 20
| 1 | 2019-08-14 19:16 | 2019-08-14 19:38 | 22
| 1 | 2019-08-14 19:20 | 2019-08-14 19:53 | 33
| 3 | 2019-08-14 19:52 | 2019-08-14 20:05 | 13
| 1 | 2019-08-14 19:54 | 2019-08-14 20:00 | 6
| 2 | 2019-08-14 20:22 | 2019-08-14 20:59 | 37
| 2 | 2019-08-14 22:30 | 2019-08-15 06:15 | 465
| 1 | 2019-08-15 07:36 | 2019-08-15 07:42 | 6
| 1 | 2019-08-15 07:52 | 2019-08-15 09:01 | 69
| 1 | 2019-08-15 08:26 | 2019-08-15 08:32 | 6
| 3 | 2019-08-15 09:55 | 2019-08-15 10:00 | 5
| 2 | 2019-08-15 10:25 | 2019-08-15 10:31 | 6
| 45 | 2019-08-15 11:06 | 2019-08-15 11:20 | 14
| 1 | 2019-08-15 11:20 | 2019-08-15 11:21 | 1
| 51 | 2019-08-15 11:45 | 2019-08-15 11:51 | 6
| 64 | 2019-08-15 12:33 | 2019-08-15 12:52 | 19
| 2 | 2019-08-15 15:29 | 2019-08-15 15:35 | 6
| 1 | 2019-08-15 16:43 | 2019-08-15 16:48 | 5
| 1 | 2019-08-15 17:10 | 2019-08-15 17:16 | 6
| 1 | 2019-08-15 17:14 | 2019-08-15 17:20 | 6
| 14 | 2019-08-15 17:37 | 2019-08-15 17:59 | 22
| 1 | 2019-08-16 07:36 | 2019-08-16 07:42 | 6
| 7 | 2019-08-16 09:37 | 2019-08-16 09:43 | 6
| 1 | 2019-08-16 10:30 | 2019-08-16 10:53 | 23
| 18 | 2019-08-16 10:46 | 2019-08-16 11:01 | 15
| 1 | 2019-08-16 11:13 | 2019-08-16 11:19 | 6
| 1 | 2019-08-16 11:23 | 2019-08-16 11:28 | 5
| 1 | 2019-08-16 12:03 | 2019-08-16 12:09 | 6
| 47 | 2019-08-16 12:57 | 2019-08-16 13:48 | 51
| 7 | 2019-08-16 15:30 | 2019-08-16 15:38 | 8
| 7 | 2019-08-16 15:30 | 2019-08-16 16:17 | 47
| 1 | 2019-08-16 16:13 | 2019-08-16 17:50 | 97
| 166 | 2019-08-16 19:11 | 2019-08-16 19:19 | 8
| 1 | 2019-08-16 19:48 | 2019-08-16 22:45 | 177
| 1 | 2019-08-16 20:41 | 2019-08-16 20:48 | 7
| 4 | 2019-08-16 20:56 | 2019-08-16 21:26 | 30
| 1 | 2019-08-16 21:57 | 2019-08-16 22:03 | 6
| 1 | 2019-08-17 00:53 | 2019-08-17 08:05 | 432
| 1 | 2019-08-17 01:27 | 2019-08-17 03:49 | 142
| 7 | 2019-08-17 02:25 | 2019-08-17 02:57 | 32
| 2 | 2019-08-17 02:52 | 2019-08-17 03:27 | 35
| 3 | 2019-08-17 02:52 | 2019-08-17 03:28 | 36
| 12 | 2019-08-17 02:52 | 2019-08-17 03:29 | 37
| 1 | 2019-08-17 04:52 | 2019-08-17 07:56 | 184
| 50 | 2019-08-17 05:20 | 2019-08-17 06:38 | 78
| 1 | 2019-08-17 05:54 | 2019-08-17 07:33 | 99
| 7 | 2019-08-17 07:03 | 2019-08-17 07:30 | 27
| 1 | 2019-08-17 08:21 | 2019-08-17 08:27 | 6
| 1 | 2019-08-17 09:06 | 2019-08-17 09:12 | 6
| 1 | 2019-08-17 10:46 | 2019-08-17 10:51 | 5
| 2 | 2019-08-17 10:50 | 2019-08-17 10:55 | 5
| 1 | 2019-08-17 12:10 | 2019-08-17 12:16 | 6
| 7 | 2019-08-17 13:48 | 2019-08-17 13:54 | 6
| 1 | 2019-08-17 13:52 | 2019-08-17 14:07 | 15
| 1 | 2019-08-17 13:58 | 2019-08-17 14:04 | 6
| 35 | 2019-08-17 14:20 | 2019-08-17 14:50 | 30
| 1 | 2019-08-17 15:14 | 2019-08-17 15:20 | 6
| 2 | 2019-08-17 15:15 | 2019-08-17 15:19 | 4
| 46 | 2019-08-17 15:23 | 2019-08-17 15:34 | 11
| 1 | 2019-08-17 15:24 | 2019-08-17 15:51 | 27
| 1 | 2019-08-17 15:39 | 2019-08-17 15:49 | 10
| 1 | 2019-08-17 17:17 | 2019-08-17 17:23 | 6
| 1 | 2019-08-17 17:24 | 2019-08-17 17:30 | 6
| 1 | 2019-08-17 18:25 | 2019-08-17 18:58 | 33
| 3 | 2019-08-17 19:25 | 2019-08-17 19:40 | 15
| 3 | 2019-08-17 19:39 | 2019-08-17 19:48 | 9
| 61 | 2019-08-17 21:33 | 2019-08-17 21:46 | 13
| 1 | 2019-08-18 09:50 | 2019-08-18 15:08 | 318
| 10 | 2019-08-18 12:35 | 2019-08-18 16:47 | 252
| 1 | 2019-08-18 14:44 | 2019-08-18 15:08 | 24
| 55 | 2019-08-18 15:22 | 2019-08-18 15:36 | 14
| 1 | 2019-08-18 15:56 | 2019-08-18 16:57 | 61
| 15 | 2019-08-18 17:24 | 2019-08-18 17:31 | 7
| 1 | 2019-08-18 17:40 | 2019-08-18 19:09 | 89
| 1 | 2019-08-18 18:16 | 2019-08-18 18:22 | 6
| 1 | 2019-08-18 18:42 | 2019-08-18 18:54 | 12
| 80 | 2019-08-18 18:47 | 2019-08-18 18:56 | 9
| 13 | 2019-08-18 18:56 | 2019-08-18 19:20 | 24
| 1 | 2019-08-18 19:13 | 2019-08-18 19:28 | 15
| 1 | 2019-08-18 19:25 | 2019-08-19 06:13 | 648
| 79 | 2019-08-18 19:33 | 2019-08-18 19:49 | 16
| 68 | 2019-08-18 20:20 | 2019-08-18 20:30 | 10
| 63 | 2019-08-18 20:20 | 2019-08-18 20:40 | 20
| 174 | 2019-08-18 20:26 | 2019-08-18 20:34 | 8
| 1 | 2019-08-18 20:57 | 2019-08-18 21:13 | 16
| 2 | 2019-08-18 21:55 | 2019-08-18 22:29 | 34
| 1 | 2019-08-19 04:21 | 2019-08-19 10:56 | 395
| 1 | 2019-08-19 05:04 | 2019-08-19 08:36 | 212
| 1 | 2019-08-19 05:20 | 2019-08-19 13:38 | 498
| 173 | 2019-08-19 05:27 | 2019-08-19 06:17 | 50
| 1 | 2019-08-19 05:56 | 2019-08-19 07:59 | 123
| 1 | 2019-08-19 07:39 | 2019-08-19 07:44 | 5
| 1 | 2019-08-19 09:00 | 2019-08-19 09:06 | 6
| 1 | 2019-08-19 09:14 | 2019-08-19 11:20 | 126
| 40 | 2019-08-19 09:40 | 2019-08-19 09:46 | 6
| 1 | 2019-08-19 10:15 | 2019-08-19 10:50 | 35
| 2 | 2019-08-19 11:43 | 2019-08-19 17:17 | 334
| 1 | 2019-08-19 12:34 | 2019-08-19 12:40 | 6
| 1 | 2019-08-19 13:08 | 2019-08-19 15:53 | 165
| 32 | 2019-08-19 13:29 | 2019-08-19 13:48 | 19
| 34 | 2019-08-19 13:40 | 2019-08-19 14:08 | 28
| 1 | 2019-08-19 17:44 | 2019-08-19 17:50 | 6
| 1 | 2019-08-19 18:36 | 2019-08-19 18:42 | 6
| 16 | 2019-08-19 18:48 | 2019-08-19 18:55 | 7
| 9 | 2019-08-19 19:15 | 2019-08-19 19:21 | 6
| 20 | 2019-08-19 19:15 | 2019-08-19 19:22 | 7
| 1 | 2019-08-19 19:59 | 2019-08-19 20:12 | 13
| 1 | 2019-08-19 21:36 | 2019-08-20 07:04 | 568
| 1 | 2019-08-20 09:15 | 2019-08-20 09:20 | 5
| 2 | 2019-08-20 09:31 | 2019-08-20 09:37 | 6
| 1 | 2019-08-20 09:35 | 2019-08-20 12:28 | 173
| 1 | 2019-08-20 10:34 | 2019-08-20 10:42 | 8
| 1 | 2019-08-20 10:58 | 2019-08-20 11:04 | 6
| 1 | 2019-08-20 11:57 | 2019-08-20 13:19 | 82
| 1 | 2019-08-20 12:42 | 2019-08-20 12:48 | 6
| 2 | 2019-08-20 12:43 | 2019-08-20 12:45 | 2
| 1 | 2019-08-20 12:43 | 2019-08-20 12:49 | 6
| 1 | 2019-08-20 13:04 | 2019-08-20 13:10 | 6
| 3 | 2019-08-20 14:03 | 2019-08-20 14:09 | 6
| 1 | 2019-08-20 14:52 | 2019-08-20 15:17 | 25
| 1 | 2019-08-20 15:19 | 2019-08-20 17:16 | 117
| 1 | 2019-08-20 16:15 | 2019-08-20 16:20 | 5
| 4 | 2019-08-20 16:19 | 2019-08-20 16:31 | 12
| 1 | 2019-08-20 18:39 | 2019-08-20 18:54 | 15
| 1 | 2019-08-20 22:58 | 2019-08-20 23:04 | 6
| 1 | 2019-08-20 23:37 | 2019-08-20 23:43 | 6
| 33 | 2019-08-21 02:55 | 2019-08-21 09:35 | 400
| 1 | 2019-08-21 04:29 | 2019-08-21 07:55 | 206
| 3 | 2019-08-21 07:05 | 2019-08-21 07:12 | 7
| 3 | 2019-08-21 07:05 | 2019-08-21 14:19 | 434
| 2 | 2019-08-21 07:17 | 2019-08-21 11:24 | 247
| 6 | 2019-08-21 07:23 | 2019-08-21 07:51 | 28
| 24 | 2019-08-21 08:04 | 2019-08-21 08:40 | 36
| 1 | 2019-08-21 08:18 | 2019-08-21 08:23 | 5
| 1 | 2019-08-21 08:53 | 2019-08-21 08:59 | 6
| 8 | 2019-08-21 09:13 | 2019-08-21 09:20 | 7
| 1 | 2019-08-21 09:26 | 2019-08-21 09:32 | 6
| 1 | 2019-08-21 09:28 | 2019-08-21 09:34 | 6
| 1 | 2019-08-21 09:54 | 2019-08-21 10:00 | 6
| 2 | 2019-08-21 09:55 | 2019-08-21 09:57 | 2
| 3 | 2019-08-21 10:26 | 2019-08-21 10:29 | 3
| 2 | 2019-08-21 11:11 | 2019-08-21 11:17 | 6
| 2 | 2019-08-21 11:34 | 2019-08-21 11:35 | 1
| 2 | 2019-08-21 11:52 | 2019-08-21 11:58 | 6
| 2 | 2019-08-21 13:32 | 2019-08-21 13:38 | 6
| 2 | 2019-08-21 13:46 | 2019-08-21 13:47 | 1
| 46 | 2019-08-21 13:47 | 2019-08-21 14:15 | 28
| 1 | 2019-08-21 14:20 | 2019-08-21 14:21 | 1
| 1 | 2019-08-21 15:10 | 2019-08-21 15:14 | 4
| 1 | 2019-08-21 15:30 | 2019-08-21 15:39 | 9
| 7 | 2019-08-21 15:58 | 2019-08-21 16:04 | 6
| 1 | 2019-08-21 16:53 | 2019-08-21 18:07 | 74
| 1 | 2019-08-21 17:09 | 2019-08-21 17:15 | 6
| 1 | 2019-08-21 17:09 | 2019-08-21 21:33 | 264
| 1 | 2019-08-21 17:35 | 2019-08-21 21:28 | 233
| 2 | 2019-08-21 17:58 | 2019-08-21 18:12 | 14
| 2 | 2019-08-21 19:59 | 2019-08-21 21:14 | 75
| 1 | 2019-08-21 20:00 | 2019-08-21 20:14 | 14
| 84 | 2019-08-21 21:20 | 2019-08-21 21:26 | 6
| 1 | 2019-08-21 22:04 | 2019-08-22 07:02 | 538
| 1 | 2019-08-21 23:53 | 2019-08-22 07:41 | 468
| 6 | 2019-08-22 00:25 | 2019-08-22 00:39 | 14
| 1 | 2019-08-22 01:08 | 2019-08-22 08:06 | 418
| 3 | 2019-08-22 01:37 | 2019-08-22 01:45 | 8
| 1 | 2019-08-22 04:18 | 2019-08-22 08:10 | 232
| 6 | 2019-08-22 07:41 | 2019-08-22 08:02 | 21
| 4 | 2019-08-22 07:41 | 2019-08-22 08:52 | 71
| 1 | 2019-08-22 07:46 | 2019-08-22 09:01 | 75
| 1 | 2019-08-22 08:43 | 2019-08-22 08:48 | 5
| 2 | 2019-08-22 09:49 | 2019-08-22 11:24 | 95
| 2 | 2019-08-22 09:49 | 2019-08-22 12:15 | 146
| 1 | 2019-08-22 12:00 | 2019-08-22 12:01 | 1
| 1 | 2019-08-22 13:13 | 2019-08-22 13:19 | 6
| 1 | 2019-08-22 13:40 | 2019-08-22 17:27 | 227
| 14 | 2019-08-22 14:30 | 2019-08-22 14:36 | 6
| 30 | 2019-08-22 14:51 | 2019-08-22 16:34 | 103
| 1 | 2019-08-22 17:27 | 2019-08-22 17:33 | 6
| 1 | 2019-08-22 17:48 | 2019-08-22 17:54 | 6
| 45 | 2019-08-22 17:48 | 2019-08-22 18:03 | 15
| 2 | 2019-08-22 18:39 | 2019-08-22 18:45 | 6
| 12 | 2019-08-22 19:36 | 2019-08-22 19:45 | 9
| 3 | 2019-08-22 20:38 | 2019-08-22 20:48 | 10
| 253 | 2019-08-22 22:50 | 2019-08-22 22:56 | 6
| 12 | 2019-08-23 06:33 | 2019-08-23 06:57 | 24
| 1 | 2019-08-23 07:02 | 2019-08-23 07:09 | 7
| 1 | 2019-08-23 08:23 | 2019-08-23 09:49 | 86
| 1 | 2019-08-23 08:43 | 2019-08-23 08:49 | 6
| 1 | 2019-08-23 08:55 | 2019-08-23 09:01 | 6
| 1 | 2019-08-23 09:01 | 2019-08-23 09:06 | 5
| 58 | 2019-08-23 09:40 | 2019-08-23 09:54 | 14
| 27 | 2019-08-23 12:18 | 2019-08-23 12:27 | 9
| 1 | 2019-08-23 13:12 | 2019-08-23 13:28 | 16
| 1 | 2019-08-23 13:31 | 2019-08-23 13:54 | 23
| 1 | 2019-08-23 14:00 | 2019-08-23 14:05 | 5
| 1 | 2019-08-23 14:47 | 2019-08-23 14:53 | 6
| 1 | 2019-08-23 15:09 | 2019-08-23 15:15 | 6
| 2 | 2019-08-23 15:15 | 2019-08-23 15:21 | 6
| 1 | 2019-08-23 16:32 | 2019-08-23 16:38 | 6
| 8 | 2019-08-23 16:54 | 2019-08-23 17:08 | 14
| 7 | 2019-08-23 16:54 | 2019-08-26 10:13 | 3919
| 26 | 2019-08-23 19:06 | 2019-08-23 19:12 | 6
| 1 | 2019-08-23 19:09 | 2019-08-23 19:33 | 24
| 903 | 2019-08-23 19:21 | 2019-08-23 19:26 | 5
| 786 | 2019-08-23 19:21 | 2019-08-23 21:14 | 113
| 1 | 2019-08-23 19:24 | 2019-08-26 08:35 | 3671
| 1 | 2019-08-23 19:30 | 2019-08-23 19:36 | 6
| 1 | 2019-08-23 19:56 | 2019-08-23 20:02 | 6
| 1 | 2019-08-23 19:57 | 2019-08-23 20:03 | 6
| 1 | 2019-08-23 20:02 | 2019-08-23 21:21 | 79
| 1 | 2019-08-24 03:08 | 2019-08-24 03:24 | 16
| 1 | 2019-08-24 03:37 | 2019-08-24 07:47 | 250
| 31 | 2019-08-24 06:25 | 2019-08-24 06:40 | 15
| 12 | 2019-08-24 06:35 | 2019-08-24 06:49 | 14
| 566 | 2019-08-24 07:03 | 2019-08-24 07:17 | 14
| 1 | 2019-08-24 07:03 | 2019-08-24 07:18 | 15
| 11 | 2019-08-24 07:03 | 2019-08-24 07:19 | 16
| 3 | 2019-08-24 07:03 | 2019-08-24 07:20 | 17
| 41 | 2019-08-24 07:08 | 2019-08-24 07:16 | 8
| 1 | 2019-08-24 07:09 | 2019-08-24 07:15 | 6
| 83 | 2019-08-24 07:09 | 2019-08-24 07:16 | 7
| 65 | 2019-08-24 07:10 | 2019-08-24 07:16 | 6
| 19 | 2019-08-24 07:10 | 2019-08-24 07:17 | 7
| 59 | 2019-08-24 07:10 | 2019-08-24 07:23 | 13
| 12 | 2019-08-24 07:10 | 2019-08-24 07:25 | 15
| 40 | 2019-08-24 08:23 | 2019-08-24 08:43 | 20
| 3 | 2019-08-24 09:13 | 2019-08-24 09:19 | 6
| 1 | 2019-08-24 09:22 | 2019-08-24 10:12 | 50
| 1 | 2019-08-24 09:52 | 2019-08-24 16:08 | 376
| 2 | 2019-08-24 09:55 | 2019-08-24 10:12 | 17
| 1 | 2019-08-24 10:12 | 2019-08-24 10:18 | 6
| 4 | 2019-08-24 10:12 | 2019-08-24 10:24 | 12
| 1 | 2019-08-24 12:05 | 2019-08-24 12:22 | 17
| 1 | 2019-08-24 12:48 | 2019-08-24 13:34 | 46
| 3 | 2019-08-24 12:48 | 2019-08-24 14:55 | 127
| 1 | 2019-08-24 15:42 | 2019-08-24 15:48 | 6
| 31 | 2019-08-24 19:22 | 2019-08-24 19:35 | 13
| 12 | 2019-08-24 19:22 | 2019-08-24 19:37 | 15
| 1 | 2019-08-24 20:44 | 2019-08-24 20:50 | 6
| 1 | 2019-08-24 20:47 | 2019-08-24 20:53 | 6
| 1 | 2019-08-24 21:10 | 2019-08-24 21:16 | 6
| 7 | 2019-08-24 21:42 | 2019-08-24 22:00 | 18
| 1 | 2019-08-24 22:24 | 2019-08-24 22:56 | 32
| 2 | 2019-08-24 22:26 | 2019-08-25 07:40 | 554
| 3 | 2019-08-24 23:12 | 2019-08-24 23:31 | 19
| 2 | 2019-08-25 05:35 | 2019-08-25 07:27 | 112
| 6 | 2019-08-25 07:11 | 2019-08-25 07:34 | 23
| 1 | 2019-08-25 10:01 | 2019-08-25 10:12 | 11
| 1 | 2019-08-25 10:13 | 2019-08-25 10:19 | 6
| 1 | 2019-08-25 11:36 | 2019-08-25 11:42 | 6
| 1 | 2019-08-25 12:22 | 2019-08-25 12:28 | 6
| 1 | 2019-08-25 14:14 | 2019-08-25 14:19 | 5
| 1 | 2019-08-25 17:13 | 2019-08-25 17:19 | 6
| 1 | 2019-08-25 19:58 | 2019-08-25 20:18 | 20
| 4 | 2019-08-25 19:58 | 2019-08-25 20:20 | 22
| 1 | 2019-08-25 20:10 | 2019-08-25 20:24 | 14
| 1 | 2019-08-25 22:28 | 2019-08-25 22:34 | 6
| 54 | 2019-08-25 23:54 | 2019-08-26 00:01 | 7
| 1 | 2019-08-26 01:26 | 2019-08-26 09:29 | 483
| 1 | 2019-08-26 03:02 | 2019-08-26 03:08 | 6
| 1 | 2019-08-26 04:52 | 2019-08-26 09:27 | 275
| 2 | 2019-08-26 08:23 | 2019-08-26 08:29 | 6
| 59 | 2019-08-26 08:26 | 2019-08-26 09:19 | 53
| 1 | 2019-08-26 08:47 | 2019-08-26 09:57 | 70
| 1 | 2019-08-26 09:25 | 2019-08-26 09:31 | 6
| 1 | 2019-08-26 10:51 | 2019-08-26 10:56 | 5
| 2 | 2019-08-26 12:23 | 2019-08-26 12:29 | 6
| 10 | 2019-08-26 13:28 | 2019-08-26 13:34 | 6
| 6 | 2019-08-26 13:42 | 2019-08-26 16:02 | 140
| 5 | 2019-08-26 19:56 | 2019-08-26 20:16 | 20
| 1 | 2019-08-27 01:34 | 2019-08-27 10:46 | 552
| 3 | 2019-08-27 02:42 | 2019-08-27 09:33 | 411
| 17 | 2019-08-27 06:31 | 2019-08-27 06:43 | 12
| 62 | 2019-08-27 06:31 | 2019-08-27 06:47 | 16
| 36 | 2019-08-27 07:35 | 2019-08-27 07:52 | 17
| 93 | 2019-08-27 07:42 | 2019-08-27 07:53 | 11
| 1 | 2019-08-27 08:54 | 2019-08-27 09:00 | 6
| 52 | 2019-08-27 08:54 | 2019-08-27 09:37 | 43
| 1 | 2019-08-27 08:59 | 2019-08-27 09:05 | 6
| 1 | 2019-08-27 09:00 | 2019-08-27 09:07 | 7
| 1 | 2019-08-27 09:19 | 2019-08-27 10:14 | 55
| 1 | 2019-08-27 09:46 | 2019-08-27 10:29 | 43
| 2 | 2019-08-27 09:50 | 2019-08-27 09:53 | 3
| 1 | 2019-08-27 10:50 | 2019-08-27 10:56 | 6
| 1 | 2019-08-27 10:53 | 2019-08-27 10:57 | 4
| 1 | 2019-08-27 12:05 | 2019-08-27 18:14 | 369
| 1 | 2019-08-27 12:17 | 2019-08-27 12:23 | 6
| 1 | 2019-08-27 12:58 | 2019-08-27 13:04 | 6
| 23 | 2019-08-27 13:10 | 2019-08-27 13:23 | 13
| 1 | 2019-08-27 13:28 | 2019-08-27 13:34 | 6
| 1 | 2019-08-27 13:40 | 2019-08-27 13:51 | 11
| 130 | 2019-08-27 14:10 | 2019-08-27 14:16 | 6
| 1 | 2019-08-27 14:42 | 2019-08-27 14:52 | 10
| 58 | 2019-08-27 14:42 | 2019-08-27 15:19 | 37
| 1 | 2019-08-27 16:04 | 2019-08-27 16:16 | 12
| 1 | 2019-08-27 17:05 | 2019-08-27 17:11 | 6
| 1 | 2019-08-27 17:06 | 2019-08-27 17:12 | 6
| 139 | 2019-08-27 17:54 | 2019-08-27 18:00 | 6
| 1 | 2019-08-27 21:47 | 2019-08-27 21:53 | 6
| 1 | 2019-08-27 22:26 | 2019-08-27 22:32 | 6
| 7 | 2019-08-27 22:36 | 2019-08-27 23:10 | 34
| 1 | 2019-08-28 07:57 | 2019-08-28 08:02 | 5
| 2 | 2019-08-28 08:53 | 2019-08-28 08:59 | 6
| 1 | 2019-08-28 08:57 | 2019-08-28 09:02 | 5
| 94 | 2019-08-28 09:05 | 2019-08-28 12:39 | 214
| 2 | 2019-08-28 09:25 | 2019-08-28 09:31 | 6
| 2 | 2019-08-28 09:50 | 2019-08-28 09:51 | 1
| 1 | 2019-08-28 10:07 | 2019-08-28 10:13 | 6
| 36 | 2019-08-28 11:57 | 2019-08-28 12:15 | 18
| 1 | 2019-08-28 12:11 | 2019-08-28 12:31 | 20
| 1 | 2019-08-28 14:32 | 2019-08-28 14:37 | 5
| 1 | 2019-08-28 16:09 | 2019-08-28 16:15 | 6
| 3 | 2019-08-28 16:09 | 2019-08-28 16:27 | 18
| 1 | 2019-08-28 16:12 | 2019-08-28 16:19 | 7
| 1 | 2019-08-29 00:32 | 2019-08-29 09:44 | 552
| 26 | 2019-08-29 06:57 | 2019-08-29 07:11 | 14
| 1 | 2019-08-29 08:34 | 2019-08-29 08:40 | 6
| 1 | 2019-08-29 08:41 | 2019-08-29 08:47 | 6
| 12 | 2019-08-29 08:41 | 2019-08-29 08:55 | 14
| 2 | 2019-08-29 09:26 | 2019-08-29 09:32 | 6
| 1 | 2019-08-29 09:36 | 2019-08-29 09:42 | 6
| 45 | 2019-08-29 09:39 | 2019-08-29 09:45 | 6
| 6 | 2019-08-29 09:48 | 2019-08-29 09:55 | 7
| 1 | 2019-08-29 10:15 | 2019-08-29 11:12 | 57
| 1 | 2019-08-29 10:40 | 2019-08-29 10:46 | 6
| 1 | 2019-08-29 10:54 | 2019-08-29 11:00 | 6
| 1 | 2019-08-29 11:25 | 2019-08-29 11:31 | 6
| 1 | 2019-08-29 13:49 | 2019-08-29 13:55 | 6
| 1 | 2019-08-29 14:55 | 2019-08-29 15:01 | 6
| 1 | 2019-08-29 16:08 | 2019-08-29 16:44 | 36
| 1 | 2019-08-29 16:32 | 2019-08-29 16:38 | 6
| 1 | 2019-08-29 17:45 | 2019-08-29 17:51 | 6
| 22 | 2019-08-29 17:45 | 2019-08-29 22:41 | 296
| 42 | 2019-08-29 19:13 | 2019-08-29 19:26 | 13
| 1 | 2019-08-29 19:33 | 2019-08-29 19:39 | 6
| 2 | 2019-08-29 20:11 | 2019-08-29 20:17 | 6
| 1 | 2019-08-29 20:19 | 2019-08-29 20:25 | 6
| 114 | 2019-08-29 20:28 | 2019-08-29 20:40 | 12
| 1 | 2019-08-29 20:43 | 2019-08-29 20:49 | 6
| 1 | 2019-08-29 20:57 | 2019-08-29 21:03 | 6
| 4 | 2019-08-29 22:11 | 2019-08-29 22:27 | 16
| 1 | 2019-08-29 22:25 | 2019-08-29 22:52 | 27
| 91 | 2019-08-29 22:30 | 2019-08-29 22:45 | 15
| 1 | 2019-08-29 22:41 | 2019-08-30 01:43 | 182
| 1 | 2019-08-30 07:16 | 2019-08-30 14:40 | 444
| 1 | 2019-08-30 07:37 | 2019-08-30 07:43 | 6
| 1 | 2019-08-30 08:08 | 2019-08-30 08:14 | 6
| 1 | 2019-08-30 08:15 | 2019-08-30 08:21 | 6
| 3 | 2019-08-30 08:22 | 2019-08-30 08:29 | 7
| 2 | 2019-08-30 09:02 | 2019-08-30 09:08 | 6
| 1 | 2019-08-30 09:42 | 2019-08-30 09:48 | 6
| 1 | 2019-08-30 09:43 | 2019-08-30 14:53 | 310
| 1 | 2019-08-30 10:17 | 2019-08-30 12:41 | 144
| 4 | 2019-08-30 10:24 | 2019-08-30 10:41 | 17
| 5 | 2019-08-30 10:24 | 2019-08-30 11:34 | 70
| 1 | 2019-08-30 11:08 | 2019-08-30 11:13 | 5
| 2 | 2019-08-30 11:40 | 2019-08-30 11:42 | 2
| 1 | 2019-08-30 11:45 | 2019-08-30 11:51 | 6
| 4 | 2019-08-30 12:05 | 2019-08-30 12:14 | 9
| 2 | 2019-08-30 14:39 | 2019-08-30 15:58 | 79
| 3 | 2019-08-30 14:39 | 2019-08-30 15:59 | 80
| 1 | 2019-08-30 14:45 | 2019-08-30 15:03 | 18
| 1361 | 2019-08-30 16:30 | 2019-08-30 16:38 | 8
| 1 | 2019-08-30 16:43 | 2019-08-30 16:49 | 6
| 1 | 2019-08-30 19:18 | 2019-08-30 19:24 | 6
| 1 | 2019-08-30 20:47 | 2019-08-30 20:53 | 6
| 1 | 2019-08-31 00:09 | 2019-08-31 01:04 | 55
| 46 | 2019-08-31 02:08 | 2019-08-31 02:15 | 7
| 9 | 2019-08-31 02:31 | 2019-08-31 06:52 | 261
| 3 | 2019-08-31 02:31 | 2019-08-31 07:57 | 326
| 1 | 2019-08-31 08:17 | 2019-08-31 08:22 | 5
| 1 | 2019-08-31 08:28 | 2019-08-31 08:34 | 6
| 1 | 2019-08-31 09:08 | 2019-08-31 09:14 | 6
| 1 | 2019-08-31 09:26 | 2019-08-31 11:57 | 151
| 1 | 2019-08-31 11:00 | 2019-08-31 11:07 | 7
| 2 | 2019-08-31 11:40 | 2019-08-31 11:46 | 6
| 1 | 2019-08-31 12:15 | 2019-08-31 12:34 | 19
| 25 | 2019-08-31 13:30 | 2019-08-31 13:37 | 7
| 1 | 2019-08-31 13:42 | 2019-08-31 13:48 | 6
| 5 | 2019-08-31 14:25 | 2019-08-31 14:31 | 6
| 1 | 2019-08-31 14:44 | 2019-08-31 14:50 | 6
| 1 | 2019-08-31 16:58 | 2019-08-31 17:04 | 6
| 1 | 2019-08-31 17:21 | 2019-08-31 17:28 | 7
| 3 | 2019-08-31 17:37 | 2019-08-31 18:25 | 48
| 1 | 2019-08-31 18:09 | 2019-08-31 18:15 | 6
| 1 | 2019-08-31 19:11 | 2019-08-31 20:55 | 104
| 27 | 2019-08-31 20:52 | 2019-08-31 21:06 | 14
| 1 | 2019-09-01 04:01 | 2019-09-01 04:33 | 32
| 1 | 2019-09-01 04:07 | 2019-09-01 09:20 | 313
| 1 | 2019-09-01 06:31 | 2019-09-01 06:38 | 7
| 12 | 2019-09-01 06:39 | 2019-09-01 06:49 | 10
| 1 | 2019-09-01 07:55 | 2019-09-01 08:01 | 6
| 1 | 2019-09-01 09:06 | 2019-09-01 09:28 | 22
| 1 | 2019-09-01 09:09 | 2019-09-01 09:16 | 7
| 1 | 2019-09-01 09:41 | 2019-09-01 09:47 | 6
| 11 | 2019-09-01 09:49 | 2019-09-01 10:01 | 12
| 3 | 2019-09-01 10:44 | 2019-09-01 11:21 | 37
| 2 | 2019-09-01 11:04 | 2019-09-01 11:10 | 6
| 5 | 2019-09-01 11:21 | 2019-09-01 11:33 | 12
| 1 | 2019-09-01 11:59 | 2019-09-01 12:05 | 6
| 8 | 2019-09-01 13:05 | 2019-09-01 14:45 | 100
| 140 | 2019-09-01 13:05 | 2019-09-01 15:31 | 146
| 550 | 2019-09-01 13:24 | 2019-09-01 13:32 | 8
| 10 | 2019-09-01 13:45 | 2019-09-01 13:57 | 12
| 19 | 2019-09-01 13:45 | 2019-09-01 13:58 | 13
| 1 | 2019-09-01 14:01 | 2019-09-01 14:07 | 6
| 1 | 2019-09-01 14:02 | 2019-09-01 14:08 | 6
| 1 | 2019-09-01 14:02 | 2019-09-01 14:08 | 6
| 1 | 2019-09-01 14:07 | 2019-09-01 14:12 | 5
| 58 | 2019-09-01 14:07 | 2019-09-01 14:30 | 23
| 1 | 2019-09-01 14:12 | 2019-09-01 14:18 | 6
| 42 | 2019-09-01 14:12 | 2019-09-01 14:20 | 8
| 5 | 2019-09-01 14:21 | 2019-09-01 14:30 | 9
| 1 | 2019-09-01 14:35 | 2019-09-01 18:56 | 261
| 1044 | 2019-09-01 14:39 | 2019-09-01 14:47 | 8
| 112 | 2019-09-01 14:39 | 2019-09-01 16:06 | 87
| 1 | 2019-09-01 14:43 | 2019-09-01 14:49 | 6
| 322 | 2019-09-01 15:13 | 2019-09-01 15:28 | 15
| 2 | 2019-09-01 15:26 | 2019-09-01 15:32 | 6
| 1 | 2019-09-01 16:17 | 2019-09-01 16:23 | 6
| 1 | 2019-09-01 16:19 | 2019-09-01 18:56 | 157
| 1 | 2019-09-01 16:53 | 2019-09-01 16:59 | 6
| 1 | 2019-09-01 17:09 | 2019-09-01 17:15 | 6
| 1 | 2019-09-01 17:42 | 2019-09-01 17:48 | 6
| 7 | 2019-09-01 18:22 | 2019-09-01 18:34 | 12
| 5 | 2019-09-01 18:22 | 2019-09-01 18:46 | 24
| 33 | 2019-09-01 18:23 | 2019-09-01 18:40 | 17
| 1 | 2019-09-01 19:37 | 2019-09-01 19:43 | 6
| 17 | 2019-09-01 20:03 | 2019-09-01 20:20 | 17
| 1 | 2019-09-01 21:49 | 2019-09-02 08:32 | 643
| 1 | 2019-09-01 22:52 | 2019-09-02 08:09 | 557
| 1 | 2019-09-02 01:04 | 2019-09-02 01:20 | 16
| 2 | 2019-09-02 01:04 | 2019-09-02 10:29 | 565
| 1 | 2019-09-02 01:35 | 2019-09-02 07:48 | 373
| 1 | 2019-09-02 04:15 | 2019-09-02 11:57 | 462
| 24 | 2019-09-02 07:27 | 2019-09-02 07:52 | 25
| 4 | 2019-09-02 07:30 | 2019-09-02 08:00 | 30
| 60 | 2019-09-02 07:47 | 2019-09-02 08:00 | 13
| 1 | 2019-09-02 07:51 | 2019-09-02 07:56 | 5
| 6 | 2019-09-02 08:29 | 2019-09-02 09:19 | 50
| 1 | 2019-09-02 09:16 | 2019-09-02 09:22 | 6
| 1 | 2019-09-02 09:24 | 2019-09-02 09:43 | 19
| 1 | 2019-09-02 09:47 | 2019-09-02 14:25 | 278
| 1 | 2019-09-02 09:50 | 2019-09-02 09:56 | 6
| 1 | 2019-09-02 11:42 | 2019-09-02 11:46 | 4
| 1 | 2019-09-02 13:43 | 2019-09-02 13:49 | 6
| 1 | 2019-09-02 14:31 | 2019-09-02 14:37 | 6
| 2 | 2019-09-02 14:39 | 2019-09-02 16:15 | 96
| 1 | 2019-09-02 14:58 | 2019-09-02 15:04 | 6
| 1 | 2019-09-02 15:05 | 2019-09-02 15:11 | 6
| 1 | 2019-09-02 16:14 | 2019-09-02 16:20 | 6
| 1 | 2019-09-02 22:12 | 2019-09-02 22:23 | 11
| 28 | 2019-09-02 22:12 | 2019-09-02 22:24 | 12
| 380 | 2019-09-03 07:40 | 2019-09-03 07:46 | 6
| 836 | 2019-09-03 07:40 | 2019-09-03 07:46 | 6
| 903 | 2019-09-03 07:40 | 2019-09-03 07:46 | 6
| 1664 | 2019-09-03 07:41 | 2019-09-03 07:47 | 6
| 1437 | 2019-09-03 07:41 | 2019-09-03 07:47 | 6
| 1057 | 2019-09-03 07:41 | 2019-09-03 07:47 | 6
| 1 | 2019-09-03 07:57 | 2019-09-03 08:03 | 6
| 2 | 2019-09-03 08:02 | 2019-09-03 08:08 | 6
| 2 | 2019-09-03 08:49 | 2019-09-03 09:58 | 69
| 1 | 2019-09-03 08:54 | 2019-09-03 09:40 | 46
| 1 | 2019-09-03 09:08 | 2019-09-03 09:17 | 9
| 1 | 2019-09-03 11:41 | 2019-09-03 11:47 | 6
| 738 | 2019-09-03 11:54 | 2019-09-03 12:01 | 7
| 1 | 2019-09-03 12:10 | 2019-09-03 12:16 | 6
| 1 | 2019-09-03 12:27 | 2019-09-03 12:33 | 6
| 944 | 2019-09-03 13:01 | 2019-09-03 13:09 | 8
| 2 | 2019-09-03 16:38 | 2019-09-03 16:44 | 6
| 1 | 2019-09-03 17:16 | 2019-09-03 17:40 | 24
| 1 | 2019-09-03 17:55 | 2019-09-03 18:01 | 6
| 1 | 2019-09-03 18:16 | 2019-09-03 18:22 | 6
| 1 | 2019-09-03 23:07 | 2019-09-03 23:24 | 17
| 2 | 2019-09-03 23:11 | 2019-09-03 23:30 | 19
| 1 | 2019-09-04 02:27 | 2019-09-04 08:29 | 362
| 1 | 2019-09-04 06:57 | 2019-09-04 07:58 | 61
| 95 | 2019-09-04 08:47 | 2019-09-04 08:58 | 11
| 1 | 2019-09-04 08:53 | 2019-09-04 08:59 | 6
| 31 | 2019-09-04 10:10 | 2019-09-04 10:37 | 27
| 2367 | 2019-09-04 10:52 | 2019-09-04 11:00 | 8
| 3 | 2019-09-04 10:52 | 2019-09-04 11:04 | 12
| 108 | 2019-09-04 11:23 | 2019-09-04 11:32 | 9
| 1 | 2019-09-04 11:27 | 2019-09-04 11:33 | 6
| 2214 | 2019-09-04 11:47 | 2019-09-04 11:54 | 7
| 1 | 2019-09-04 12:18 | 2019-09-04 14:39 | 141
| 2 | 2019-09-04 12:18 | 2019-09-04 15:11 | 173
| 12 | 2019-09-04 12:41 | 2019-09-04 13:09 | 28
| 1 | 2019-09-04 13:01 | 2019-09-04 13:07 | 6
| 2 | 2019-09-04 13:38 | 2019-09-04 13:45 | 7
| 1 | 2019-09-04 14:06 | 2019-09-04 14:09 | 3
| 3 | 2019-09-04 15:26 | 2019-09-04 15:32 | 6
| 15 | 2019-09-04 15:32 | 2019-09-04 15:39 | 7
| 101 | 2019-09-04 16:30 | 2019-09-04 16:51 | 21
| 1 | 2019-09-04 16:40 | 2019-09-04 16:46 | 6
| 1 | 2019-09-04 16:53 | 2019-09-04 16:58 | 5
| 1 | 2019-09-04 17:22 | 2019-09-04 17:28 | 6
| 2 | 2019-09-04 17:43 | 2019-09-04 17:49 | 6
| 1 | 2019-09-04 17:45 | 2019-09-04 17:59 | 14
| 2 | 2019-09-04 18:20 | 2019-09-04 18:53 | 33
| 1 | 2019-09-04 18:57 | 2019-09-04 19:03 | 6
| 5 | 2019-09-04 18:57 | 2019-09-04 19:08 | 11
| 26 | 2019-09-04 20:45 | 2019-09-04 20:51 | 6
| 1 | 2019-09-05 00:43 | 2019-09-05 01:09 | 26
| 4 | 2019-09-05 00:43 | 2019-09-05 03:43 | 180
| 1 | 2019-09-05 00:43 | 2019-09-05 03:53 | 190
| 24 | 2019-09-05 04:46 | 2019-09-05 06:04 | 78
| 1 | 2019-09-05 05:05 | 2019-09-05 05:23 | 18
| 40 | 2019-09-05 05:28 | 2019-09-05 06:06 | 38
| 579 | 2019-09-05 06:30 | 2019-09-05 06:38 | 8
| 5 | 2019-09-05 06:55 | 2019-09-05 08:45 | 110
| 1 | 2019-09-05 07:36 | 2019-09-05 07:51 | 15
| 1 | 2019-09-05 08:36 | 2019-09-05 08:42 | 6
| 1 | 2019-09-05 08:39 | 2019-09-05 10:39 | 120
| 2 | 2019-09-05 09:06 | 2019-09-05 09:08 | 2
| 1 | 2019-09-05 09:37 | 2019-09-05 09:43 | 6
| 1 | 2019-09-05 10:57 | 2019-09-05 11:02 | 5
| 1 | 2019-09-05 11:04 | 2019-09-05 11:11 | 7
| 1 | 2019-09-05 13:00 | 2019-09-05 13:05 | 5
| 392 | 2019-09-05 13:03 | 2019-09-05 13:09 | 6
| 2 | 2019-09-05 13:05 | 2019-09-05 13:08 | 3
| 1 | 2019-09-05 13:19 | 2019-09-05 13:25 | 6
| 1 | 2019-09-05 13:26 | 2019-09-05 13:32 | 6
| 4 | 2019-09-05 13:26 | 2019-09-05 16:11 | 165
| 1 | 2019-09-05 13:33 | 2019-09-05 13:38 | 5
| 1 | 2019-09-05 13:55 | 2019-09-05 14:02 | 7
| 1 | 2019-09-05 14:06 | 2019-09-05 14:12 | 6
| 2 | 2019-09-05 14:15 | 2019-09-05 14:21 | 6
| 80 | 2019-09-05 14:22 | 2019-09-05 14:31 | 9
| 5 | 2019-09-05 14:26 | 2019-09-05 14:49 | 23
| 4 | 2019-09-05 14:26 | 2019-09-05 14:59 | 33
| 1 | 2019-09-05 14:29 | 2019-09-05 14:35 | 6
| 12 | 2019-09-05 14:30 | 2019-09-05 17:25 | 175
| 29 | 2019-09-05 16:09 | 2019-09-05 17:11 | 62
| 22 | 2019-09-05 16:29 | 2019-09-05 16:46 | 17
| 18 | 2019-09-05 17:18 | 2019-09-05 17:49 | 31
| 1 | 2019-09-05 17:50 | 2019-09-05 17:56 | 6
| 45 | 2019-09-05 18:05 | 2019-09-05 18:20 | 15
| 1 | 2019-09-05 18:20 | 2019-09-05 18:25 | 5
| 1 | 2019-09-05 18:43 | 2019-09-05 18:49 | 6
| 18 | 2019-09-05 18:43 | 2019-09-05 18:56 | 13
| 1 | 2019-09-05 18:54 | 2019-09-05 19:45 | 51
| 1 | 2019-09-05 19:03 | 2019-09-05 19:09 | 6
| 77 | 2019-09-05 20:03 | 2019-09-05 20:09 | 6
| 1 | 2019-09-05 20:30 | 2019-09-05 21:09 | 39
| 1 | 2019-09-05 21:03 | 2019-09-05 21:09 | 6
| 1 | 2019-09-05 21:11 | 2019-09-05 21:17 | 6
| 1 | 2019-09-05 21:22 | 2019-09-05 21:31 | 9
| 5 | 2019-09-05 21:30 | 2019-09-05 21:49 | 19
| 2 | 2019-09-05 22:57 | 2019-09-06 07:14 | 497
| 1 | 2019-09-06 08:18 | 2019-09-06 12:47 | 269
| 1 | 2019-09-06 08:58 | 2019-09-06 09:12 | 14
| 27 | 2019-09-06 09:39 | 2019-09-06 09:45 | 6
| 11 | 2019-09-06 10:00 | 2019-09-06 10:16 | 16
| 22 | 2019-09-06 10:05 | 2019-09-06 10:13 | 8
| 1 | 2019-09-06 10:07 | 2019-09-06 10:12 | 5
| 1 | 2019-09-06 10:29 | 2019-09-06 10:35 | 6
| 1 | 2019-09-06 10:37 | 2019-09-06 10:42 | 5
| 1 | 2019-09-06 11:39 | 2019-09-06 13:19 | 100
| 30 | 2019-09-06 12:48 | 2019-09-06 13:20 | 32
| 1 | 2019-09-06 12:51 | 2019-09-06 12:56 | 5
| 1 | 2019-09-06 13:10 | 2019-09-06 13:16 | 6
| 1 | 2019-09-06 13:18 | 2019-09-06 21:12 | 474
| 1 | 2019-09-06 15:45 | 2019-09-06 15:51 | 6
| 1 | 2019-09-06 15:52 | 2019-09-06 15:58 | 6
| 52 | 2019-09-06 17:32 | 2019-09-06 17:40 | 8
| 1 | 2019-09-06 17:40 | 2019-09-06 17:56 | 16
| 1 | 2019-09-06 18:06 | 2019-09-06 18:12 | 6
| 1 | 2019-09-06 20:04 | 2019-09-06 21:17 | 73
| 1 | 2019-09-06 20:21 | 2019-09-06 20:27 | 6
| 1 | 2019-09-06 21:47 | 2019-09-06 21:53 | 6
| 1 | 2019-09-06 23:55 | 2019-09-07 07:56 | 481
| 26 | 2019-09-06 23:55 | 2019-09-07 09:36 | 581
| 107 | 2019-09-07 00:31 | 2019-09-07 00:37 | 6
| 3 | 2019-09-07 00:50 | 2019-09-07 01:05 | 15
| 1 | 2019-09-07 01:17 | 2019-09-07 01:23 | 6
| 1 | 2019-09-07 06:32 | 2019-09-07 06:38 | 6
| 1 | 2019-09-07 06:41 | 2019-09-07 06:47 | 6
| 1 | 2019-09-07 07:21 | 2019-09-07 09:32 | 131
| 7 | 2019-09-07 07:22 | 2019-09-07 07:28 | 6
| 1 | 2019-09-07 08:33 | 2019-09-07 08:39 | 6
| 1 | 2019-09-07 08:41 | 2019-09-07 09:04 | 23
| 1 | 2019-09-07 08:58 | 2019-09-07 09:36 | 38
| 4 | 2019-09-07 09:46 | 2019-09-07 10:12 | 26
| 1 | 2019-09-07 09:59 | 2019-09-07 10:12 | 13
| 2375 | 2019-09-07 10:55 | 2019-09-07 11:03 | 8
| 122 | 2019-09-07 10:55 | 2019-09-07 12:21 | 86
| 17 | 2019-09-07 11:27 | 2019-09-07 11:40 | 13
| 1 | 2019-09-07 11:58 | 2019-09-07 12:04 | 6
| 38 | 2019-09-07 11:58 | 2019-09-07 12:57 | 59
| 42 | 2019-09-07 12:05 | 2019-09-07 12:18 | 13
| 1 | 2019-09-07 12:51 | 2019-09-07 12:57 | 6
| 17 | 2019-09-07 13:55 | 2019-09-07 14:09 | 14
| 9 | 2019-09-07 15:02 | 2019-09-07 15:09 | 7
| 1 | 2019-09-07 15:24 | 2019-09-07 15:30 | 6
| 1 | 2019-09-07 16:45 | 2019-09-07 16:52 | 7
| 1 | 2019-09-07 16:56 | 2019-09-07 17:03 | 7
| 1 | 2019-09-07 17:47 | 2019-09-07 18:28 | 41
| 9 | 2019-09-07 18:04 | 2019-09-07 18:07 | 3
| 1 | 2019-09-07 18:19 | 2019-09-07 18:36 | 17
| 1 | 2019-09-07 20:26 | 2019-09-07 21:44 | 78
| 1 | 2019-09-07 21:40 | 2019-09-07 21:46 | 6
| 2 | 2019-09-07 22:42 | 2019-09-07 22:48 | 6
| 2 | 2019-09-08 06:25 | 2019-09-08 06:59 | 34
| 1 | 2019-09-08 06:30 | 2019-09-08 10:12 | 222
| 20 | 2019-09-08 07:01 | 2019-09-08 07:29 | 28
| 1 | 2019-09-08 12:55 | 2019-09-08 13:01 | 6
| 1 | 2019-09-08 13:05 | 2019-09-08 13:11 | 6
| 1 | 2019-09-08 14:06 | 2019-09-08 17:44 | 218
| 1 | 2019-09-08 14:20 | 2019-09-08 14:26 | 6
| 1 | 2019-09-08 14:33 | 2019-09-08 16:14 | 101
| 1 | 2019-09-08 15:41 | 2019-09-08 17:36 | 115
| 17 | 2019-09-08 16:05 | 2019-09-08 16:16 | 11
| 1 | 2019-09-08 16:26 | 2019-09-08 16:49 | 23
| 1 | 2019-09-08 17:52 | 2019-09-08 17:58 | 6
| 1 | 2019-09-08 19:51 | 2019-09-08 21:55 | 124
| 1 | 2019-09-08 21:02 | 2019-09-08 21:50 | 48
| 2 | 2019-09-08 21:06 | 2019-09-08 21:12 | 6
| 7 | 2019-09-08 21:06 | 2019-09-08 21:13 | 7
| 3 | 2019-09-08 23:00 | 2019-09-08 23:16 | 16
| 3 | 2019-09-08 23:00 | 2019-09-08 23:17 | 17
| 7 | 2019-09-08 23:00 | 2019-09-08 23:18 | 18
| 1 | 2019-09-08 23:41 | 2019-09-08 23:58 | 17
| 1 | 2019-09-09 04:37 | 2019-09-09 04:52 | 15
| 30 | 2019-09-09 04:37 | 2019-09-09 06:38 | 121
| 1 | 2019-09-09 08:53 | 2019-09-09 08:59 | 6
| 1 | 2019-09-09 09:18 | 2019-09-09 09:23 | 5
| 1 | 2019-09-09 09:41 | 2019-09-09 09:47 | 6
| 63 | 2019-09-09 09:47 | 2019-09-09 10:04 | 17
| 1 | 2019-09-09 10:11 | 2019-09-09 18:00 | 469
| 1 | 2019-09-09 10:18 | 2019-09-09 11:05 | 47
| 28 | 2019-09-09 10:51 | 2019-09-09 11:29 | 38
| 1 | 2019-09-09 11:09 | 2019-09-09 11:15 | 6
| 27 | 2019-09-09 11:09 | 2019-09-09 11:23 | 14
| 73 | 2019-09-09 11:17 | 2019-09-09 11:32 | 15
| 2 | 2019-09-09 12:09 | 2019-09-09 14:22 | 133
| 1 | 2019-09-09 14:53 | 2019-09-09 15:20 | 27
| 1 | 2019-09-09 15:08 | 2019-09-09 16:22 | 74
| 107 | 2019-09-09 15:51 | 2019-09-09 16:00 | 9
| 9 | 2019-09-09 15:54 | 2019-09-09 16:00 | 6
| 1 | 2019-09-09 15:56 | 2019-09-09 16:02 | 6
| 1 | 2019-09-09 16:13 | 2019-09-09 16:19 | 6
| 3 | 2019-09-09 16:29 | 2019-09-09 16:59 | 30
| 1 | 2019-09-09 16:39 | 2019-09-09 16:50 | 11
| 9 | 2019-09-09 19:36 | 2019-09-09 19:48 | 12
| 1 | 2019-09-09 19:41 | 2019-09-09 20:12 | 31
| 1 | 2019-09-09 19:52 | 2019-09-09 20:10 | 18
| 21 | 2019-09-09 22:29 | 2019-09-09 22:47 | 18
| 1 | 2019-09-09 22:39 | 2019-09-09 22:45 | 6
| 1 | 2019-09-09 22:48 | 2019-09-10 07:45 | 537
| 1 | 2019-09-09 22:59 | 2019-09-10 00:05 | 66
| 1 | 2019-09-10 06:52 | 2019-09-10 06:58 | 6
| 1 | 2019-09-10 06:52 | 2019-09-10 09:33 | 161
| 16 | 2019-09-10 06:54 | 2019-09-10 07:46 | 52
| 2 | 2019-09-10 09:14 | 2019-09-10 09:20 | 6
| 2 | 2019-09-10 09:17 | 2019-09-10 09:44 | 27
| 1 | 2019-09-10 09:29 | 2019-09-10 09:35 | 6
| 1 | 2019-09-10 09:30 | 2019-09-10 09:35 | 5
| 1 | 2019-09-10 09:31 | 2019-09-10 11:50 | 139
| 1 | 2019-09-10 09:51 | 2019-09-10 11:31 | 100
| 1 | 2019-09-10 10:30 | 2019-09-10 10:37 | 7
| 1 | 2019-09-10 12:20 | 2019-09-10 12:26 | 6
| 1 | 2019-09-10 12:46 | 2019-09-10 12:49 | 3
| 1 | 2019-09-10 13:50 | 2019-09-10 13:56 | 6
| 1 | 2019-09-10 13:58 | 2019-09-10 14:03 | 5
| 1 | 2019-09-10 19:02 | 2019-09-10 19:08 | 6
| 1 | 2019-09-11 01:45 | 2019-09-11 13:07 | 682
| 1 | 2019-09-11 06:57 | 2019-09-11 07:03 | 6
| 1 | 2019-09-11 07:02 | 2019-09-11 12:00 | 298
| 1 | 2019-09-11 08:06 | 2019-09-11 08:12 | 6
| 29 | 2019-09-11 08:13 | 2019-09-11 08:37 | 24
| 1 | 2019-09-11 08:22 | 2019-09-11 09:21 | 59
| 1 | 2019-09-11 08:37 | 2019-09-11 08:43 | 6
| 1 | 2019-09-11 09:04 | 2019-09-11 09:10 | 6
| 1 | 2019-09-11 10:07 | 2019-09-11 10:12 | 5
| 1 | 2019-09-11 10:34 | 2019-09-11 10:40 | 6
| 14 | 2019-09-11 11:32 | 2019-09-11 11:47 | 15
| 1 | 2019-09-11 11:33 | 2019-09-11 11:39 | 6
| 1 | 2019-09-11 12:25 | 2019-09-11 12:31 | 6
| 1 | 2019-09-11 13:17 | 2019-09-11 13:23 | 6
| 1 | 2019-09-11 14:00 | 2019-09-11 14:06 | 6
| 1 | 2019-09-11 15:54 | 2019-09-11 16:40 | 46
| 1 | 2019-09-11 16:53 | 2019-09-11 16:59 | 6
| 1 | 2019-09-11 17:20 | 2019-09-11 17:26 | 6
| 2 | 2019-09-11 20:35 | 2019-09-11 20:41 | 6
| 37 | 2019-09-11 20:47 | 2019-09-11 21:00 | 13
| 7 | 2019-09-12 00:49 | 2019-09-12 01:01 | 12
| 1 | 2019-09-12 09:03 | 2019-09-12 09:38 | 35
| 1 | 2019-09-12 10:30 | 2019-09-12 10:36 | 6
| 1 | 2019-09-12 10:30 | 2019-09-12 11:13 | 43
| 1 | 2019-09-12 10:34 | 2019-09-12 10:40 | 6
| 43 | 2019-09-12 10:34 | 2019-09-12 10:52 | 18
| 3 | 2019-09-12 10:55 | 2019-09-12 11:16 | 21
| 1 | 2019-09-12 11:24 | 2019-09-12 11:29 | 5
| 2 | 2019-09-12 11:26 | 2019-09-12 11:32 | 6
| 1625 | 2019-09-12 11:29 | 2019-09-12 11:36 | 7
| 649 | 2019-09-12 11:29 | 2019-09-12 12:21 | 52
| 133 | 2019-09-12 11:29 | 2019-09-12 13:13 | 104
| 165 | 2019-09-12 11:29 | 2019-09-12 13:14 | 105
| 54 | 2019-09-12 11:29 | 2019-09-12 19:54 | 505
| 1 | 2019-09-12 11:59 | 2019-09-12 12:05 | 6
| 3 | 2019-09-12 12:18 | 2019-09-12 12:24 | 6
| 2 | 2019-09-12 12:31 | 2019-09-12 12:37 | 6
| 1 | 2019-09-12 13:09 | 2019-09-12 13:15 | 6
| 1 | 2019-09-12 13:16 | 2019-09-12 13:26 | 10
| 2 | 2019-09-12 13:34 | 2019-09-12 13:40 | 6
| 2 | 2019-09-12 13:48 | 2019-09-12 13:55 | 7
| 35 | 2019-09-12 16:42 | 2019-09-12 16:55 | 13
| 20 | 2019-09-12 16:42 | 2019-09-12 17:02 | 20
| 13 | 2019-09-12 17:12 | 2019-09-12 17:24 | 12
| 1 | 2019-09-12 17:12 | 2019-09-12 17:26 | 14
| 1 | 2019-09-12 17:37 | 2019-09-12 17:43 | 6
| 1 | 2019-09-12 17:56 | 2019-09-12 18:02 | 6
| 1 | 2019-09-12 19:54 | 2019-09-12 20:17 | 23
| 36 | 2019-09-12 19:55 | 2019-09-12 19:59 | 4
| 1 | 2019-09-12 20:46 | 2019-09-13 09:00 | 734
| 1 | 2019-09-12 20:49 | 2019-09-12 20:56 | 7
| 45 | 2019-09-12 20:54 | 2019-09-12 21:00 | 6
| 1 | 2019-09-13 00:23 | 2019-09-13 00:32 | 9
| 1 | 2019-09-13 04:14 | 2019-09-13 08:45 | 271
| 64 | 2019-09-13 07:36 | 2019-09-13 07:50 | 14
| 1 | 2019-09-13 08:02 | 2019-09-13 08:08 | 6
| 17 | 2019-09-13 08:03 | 2019-09-13 08:18 | 15
| 1 | 2019-09-13 08:49 | 2019-09-13 09:42 | 53
| 32 | 2019-09-13 08:49 | 2019-09-13 09:45 | 56
| 1 | 2019-09-13 09:05 | 2019-09-13 09:49 | 44
| 1 | 2019-09-13 10:10 | 2019-09-13 10:12 | 2
| 2 | 2019-09-13 10:10 | 2019-09-13 14:47 | 277
| 1 | 2019-09-13 11:21 | 2019-09-13 11:26 | 5
| 3 | 2019-09-13 12:26 | 2019-09-13 12:33 | 7
| 1 | 2019-09-13 13:15 | 2019-09-13 13:55 | 40
| 14 | 2019-09-13 13:30 | 2019-09-13 13:32 | 2
| 1 | 2019-09-13 14:06 | 2019-09-13 14:12 | 6
| 1 | 2019-09-13 15:21 | 2019-09-13 15:27 | 6
| 2 | 2019-09-13 15:56 | 2019-09-13 16:27 | 31
| 23 | 2019-09-13 22:31 | 2019-09-13 22:49 | 18
| 1 | 2019-09-13 22:39 | 2019-09-13 22:45 | 6
| 1 | 2019-09-14 02:14 | 2019-09-14 06:02 | 228
| 1 | 2019-09-14 03:25 | 2019-09-14 08:32 | 307
| 48 | 2019-09-14 06:07 | 2019-09-14 06:22 | 15
| 3 | 2019-09-14 06:20 | 2019-09-14 06:49 | 29
| 1 | 2019-09-14 06:40 | 2019-09-14 06:46 | 6
| 1 | 2019-09-14 07:37 | 2019-09-14 07:43 | 6
| 1 | 2019-09-14 08:08 | 2019-09-14 12:12 | 244
| 11 | 2019-09-14 08:32 | 2019-09-14 08:39 | 7
| 1 | 2019-09-14 08:33 | 2019-09-14 09:56 | 83
| 4 | 2019-09-14 08:35 | 2019-09-14 08:41 | 6
| 20 | 2019-09-14 08:58 | 2019-09-14 09:05 | 7
| 3 | 2019-09-14 09:16 | 2019-09-14 09:22 | 6
| 1 | 2019-09-14 10:21 | 2019-09-14 10:27 | 6
| 31 | 2019-09-14 10:31 | 2019-09-14 10:52 | 21
| 1 | 2019-09-14 14:48 | 2019-09-14 14:54 | 6
| 1 | 2019-09-14 15:26 | 2019-09-14 15:32 | 6
| 3 | 2019-09-14 17:59 | 2019-09-14 18:06 | 7
| 1 | 2019-09-14 18:25 | 2019-09-14 18:37 | 12
| 1 | 2019-09-14 20:22 | 2019-09-14 20:45 | 23
| 1 | 2019-09-14 20:27 | 2019-09-14 20:46 | 19
| 1 | 2019-09-14 20:38 | 2019-09-14 20:44 | 6
| 1 | 2019-09-14 23:43 | 2019-09-15 09:09 | 566
| 6 | 2019-09-15 03:08 | 2019-09-15 03:16 | 8
| 28 | 2019-09-15 05:08 | 2019-09-15 05:30 | 22
| 6 | 2019-09-15 07:00 | 2019-09-15 07:28 | 28
| 36 | 2019-09-15 07:07 | 2019-09-15 07:19 | 12
| 2 | 2019-09-15 09:22 | 2019-09-15 09:28 | 6
| 2 | 2019-09-15 09:47 | 2019-09-15 10:16 | 29
| 1507 | 2019-09-15 12:01 | 2019-09-15 12:09 | 8
| 48 | 2019-09-15 12:01 | 2019-09-15 15:46 | 225
| 239 | 2019-09-15 12:01 | 2019-09-15 17:25 | 324
| 1 | 2019-09-15 12:26 | 2019-09-15 12:32 | 6
| 1 | 2019-09-15 13:45 | 2019-09-15 13:51 | 6
| 45 | 2019-09-15 13:45 | 2019-09-15 14:03 | 18
| 1 | 2019-09-15 13:48 | 2019-09-15 13:54 | 6
| 1 | 2019-09-15 14:04 | 2019-09-15 14:10 | 6
| 1 | 2019-09-15 14:29 | 2019-09-15 14:43 | 14
| 2 | 2019-09-15 14:32 | 2019-09-15 19:31 | 299
| 26 | 2019-09-15 16:24 | 2019-09-15 16:37 | 13
| 2 | 2019-09-15 18:01 | 2019-09-15 18:20 | 19
| 1 | 2019-09-15 19:03 | 2019-09-15 19:09 | 6
| 1 | 2019-09-15 19:25 | 2019-09-15 20:01 | 36
| 1 | 2019-09-15 19:44 | 2019-09-15 19:50 | 6
| 1 | 2019-09-15 20:13 | 2019-09-15 20:21 | 8
| 1 | 2019-09-16 01:27 | 2019-09-16 08:08 | 401
| 1 | 2019-09-16 04:54 | 2019-09-16 05:00 | 6
| 1 | 2019-09-16 06:38 | 2019-09-16 09:20 | 162
| 1 | 2019-09-16 07:59 | 2019-09-16 08:04 | 5
| 2 | 2019-09-16 10:57 | 2019-09-16 12:18 | 81
| 1 | 2019-09-16 11:56 | 2019-09-16 12:02 | 6
| 1 | 2019-09-16 14:01 | 2019-09-16 15:04 | 63
| 70 | 2019-09-16 14:15 | 2019-09-16 14:21 | 6
| 4 | 2019-09-16 14:19 | 2019-09-16 14:26 | 7
| 1 | 2019-09-16 14:25 | 2019-09-16 14:31 | 6
| 427 | 2019-09-16 14:32 | 2019-09-16 14:40 | 8
| 1 | 2019-09-16 14:42 | 2019-09-16 14:48 | 6
| 1 | 2019-09-16 14:44 | 2019-09-16 14:46 | 2
| 1 | 2019-09-16 14:53 | 2019-09-16 15:13 | 20
| 1 | 2019-09-16 15:02 | 2019-09-16 16:19 | 77
| 1 | 2019-09-16 15:06 | 2019-09-16 15:21 | 15
| 1 | 2019-09-16 17:31 | 2019-09-16 17:37 | 6
| 1 | 2019-09-16 21:32 | 2019-09-16 21:45 | 13
| 1 | 2019-09-16 22:07 | 2019-09-16 22:19 | 12
| 1 | 2019-09-17 00:07 | 2019-09-17 11:38 | 691
| 1 | 2019-09-17 07:59 | 2019-09-17 08:22 | 23
| 1 | 2019-09-17 08:29 | 2019-09-17 08:40 | 11
| 57 | 2019-09-17 08:29 | 2019-09-17 08:41 | 12
| 1625 | 2019-09-17 08:35 | 2019-09-17 08:45 | 10
| 1 | 2019-09-17 08:41 | 2019-09-17 08:47 | 6
| 5 | 2019-09-17 08:59 | 2019-09-17 09:05 | 6
| 1 | 2019-09-17 11:35 | 2019-09-17 12:10 | 35
| 41 | 2019-09-17 11:36 | 2019-09-17 11:51 | 15
| 1 | 2019-09-17 12:28 | 2019-09-17 12:34 | 6
| 1 | 2019-09-17 12:49 | 2019-09-17 14:39 | 110
| 1 | 2019-09-17 13:08 | 2019-09-17 13:30 | 22
| 3 | 2019-09-17 13:32 | 2019-09-17 13:47 | 15
| 1 | 2019-09-17 14:46 | 2019-09-17 18:55 | 249
| 1 | 2019-09-17 15:17 | 2019-09-17 15:23 | 6
| 42 | 2019-09-17 16:21 | 2019-09-17 17:42 | 81
| 1 | 2019-09-17 17:18 | 2019-09-17 17:25 | 7
| 1 | 2019-09-17 18:38 | 2019-09-17 18:44 | 6
| 11 | 2019-09-17 18:54 | 2019-09-17 19:10 | 16
| 12 | 2019-09-17 19:35 | 2019-09-17 19:47 | 12
| 1 | 2019-09-17 20:13 | 2019-09-17 20:19 | 6
| 21 | 2019-09-17 22:20 | 2019-09-17 22:29 | 9
| 340 | 2019-09-17 22:20 | 2019-09-17 22:38 | 18
| 90 | 2019-09-17 22:41 | 2019-09-17 22:46 | 5
| 1 | 2019-09-18 00:38 | 2019-09-18 04:16 | 218
| 1 | 2019-09-18 00:51 | 2019-09-18 09:37 | 526
| 1 | 2019-09-18 01:08 | 2019-09-18 08:33 | 445
| 1 | 2019-09-18 06:10 | 2019-09-18 14:21 | 491
| 1 | 2019-09-18 06:11 | 2019-09-18 09:53 | 222
| 1 | 2019-09-18 06:32 | 2019-09-18 10:12 | 220
| 1 | 2019-09-18 06:52 | 2019-09-18 07:04 | 12
| 1 | 2019-09-18 07:01 | 2019-09-18 07:07 | 6
| 1 | 2019-09-18 07:02 | 2019-09-18 07:08 | 6
| 1 | 2019-09-18 07:39 | 2019-09-18 07:45 | 6
| 1 | 2019-09-18 08:51 | 2019-09-18 08:57 | 6
| 1 | 2019-09-18 08:58 | 2019-09-18 09:09 | 11
| 1 | 2019-09-18 09:11 | 2019-09-18 18:52 | 581
| 1 | 2019-09-18 09:50 | 2019-09-18 09:56 | 6
| 1 | 2019-09-18 09:53 | 2019-09-18 09:59 | 6
| 51 | 2019-09-18 10:21 | 2019-09-18 10:27 | 6
| 1 | 2019-09-18 10:29 | 2019-09-18 10:34 | 5
| 7 | 2019-09-18 10:32 | 2019-09-18 10:42 | 10
| 2372 | 2019-09-18 11:05 | 2019-09-18 11:12 | 7
| 1 | 2019-09-18 11:11 | 2019-09-18 11:35 | 24
| 1 | 2019-09-18 11:21 | 2019-09-18 11:24 | 3
| 1 | 2019-09-18 11:43 | 2019-09-18 11:49 | 6
| 42 | 2019-09-18 11:46 | 2019-09-18 12:41 | 55
| 5 | 2019-09-18 14:25 | 2019-09-18 14:32 | 7
| 122 | 2019-09-18 14:31 | 2019-09-18 14:44 | 13
| 1 | 2019-09-18 14:49 | 2019-09-18 16:59 | 130
| 2 | 2019-09-18 15:11 | 2019-09-18 15:16 | 5
| 3927 | 2019-09-18 15:24 | 2019-09-18 15:32 | 8
| 2073 | 2019-09-18 15:32 | 2019-09-18 15:39 | 7
| 1 | 2019-09-18 15:39 | 2019-09-18 15:45 | 6
| 1 | 2019-09-18 15:43 | 2019-09-18 15:49 | 6
| 1 | 2019-09-18 15:51 | 2019-09-18 15:57 | 6
| 1 | 2019-09-18 15:52 | 2019-09-18 15:59 | 7
| 1 | 2019-09-18 16:11 | 2019-09-18 16:17 | 6
| 1 | 2019-09-18 16:11 | 2019-09-18 17:27 | 76
| 1 | 2019-09-18 16:27 | 2019-09-18 16:33 | 6
| 44 | 2019-09-18 16:37 | 2019-09-18 17:17 | 40
| 17 | 2019-09-18 17:43 | 2019-09-18 17:49 | 6
| 19 | 2019-09-18 18:08 | 2019-09-18 18:17 | 9
| 1 | 2019-09-18 18:20 | 2019-09-18 18:26 | 6
| 15 | 2019-09-18 18:49 | 2019-09-18 19:05 | 16
| 9 | 2019-09-18 20:00 | 2019-09-18 20:17 | 17
| 1 | 2019-09-18 21:52 | 2019-09-18 21:58 | 6
| 1 | 2019-09-18 21:52 | 2019-09-18 22:03 | 11
| 10 | 2019-09-18 21:52 | 2019-09-18 22:04 | 12
| 1 | 2019-09-19 08:59 | 2019-09-19 09:05 | 6
| 31 | 2019-09-19 08:59 | 2019-09-19 09:08 | 9
| 45 | 2019-09-19 08:59 | 2019-09-19 09:17 | 18
| 1 | 2019-09-19 09:20 | 2019-09-19 09:27 | 7
| 1 | 2019-09-19 10:07 | 2019-09-19 10:13 | 6
| 1 | 2019-09-19 10:18 | 2019-09-19 10:24 | 6
| 1 | 2019-09-19 10:49 | 2019-09-19 10:55 | 6
| 1 | 2019-09-19 11:13 | 2019-09-19 11:19 | 6
| 1 | 2019-09-19 11:41 | 2019-09-19 11:47 | 6
| 92 | 2019-09-19 12:32 | 2019-09-19 14:05 | 93
| 12 | 2019-09-19 13:07 | 2019-09-19 13:21 | 14
| 1 | 2019-09-19 13:08 | 2019-09-19 13:14 | 6
| 4 | 2019-09-19 13:19 | 2019-09-19 14:19 | 60
| 24 | 2019-09-19 13:29 | 2019-09-19 13:48 | 19
| 1 | 2019-09-19 14:08 | 2019-09-19 14:14 | 6
| 1 | 2019-09-19 14:25 | 2019-09-19 14:31 | 6
| 2270 | 2019-09-19 14:28 | 2019-09-19 14:36 | 8
| 1 | 2019-09-19 14:28 | 2019-09-19 14:37 | 9
| 54 | 2019-09-19 14:28 | 2019-09-19 14:43 | 15
| 55 | 2019-09-19 14:46 | 2019-09-19 16:17 | 91
| 1 | 2019-09-19 14:47 | 2019-09-19 17:02 | 135
| 2 | 2019-09-19 14:52 | 2019-09-19 15:12 | 20
| 77 | 2019-09-19 14:58 | 2019-09-19 15:18 | 20
| 28 | 2019-09-19 14:58 | 2019-09-19 15:22 | 24
| 8 | 2019-09-19 14:58 | 2019-09-19 15:28 | 30
| 1 | 2019-09-19 14:59 | 2019-09-19 15:08 | 9
| 29 | 2019-09-19 14:59 | 2019-09-19 15:26 | 27
| 1 | 2019-09-19 15:06 | 2019-09-19 16:07 | 61
| 87 | 2019-09-19 15:48 | 2019-09-19 15:54 | 6
| 1 | 2019-09-19 16:27 | 2019-09-19 16:32 | 5
| 1 | 2019-09-19 17:47 | 2019-09-19 19:14 | 87
| 98 | 2019-09-19 20:05 | 2019-09-19 20:21 | 16
| 1 | 2019-09-19 22:11 | 2019-09-19 22:17 | 6
| 2 | 2019-09-19 22:46 | 2019-09-20 01:42 | 176
| 4 | 2019-09-19 22:46 | 2019-09-20 01:54 | 188
| 4 | 2019-09-19 22:52 | 2019-09-19 23:00 | 8
| 4 | 2019-09-19 22:52 | 2019-09-19 23:01 | 9
| 4 | 2019-09-19 22:52 | 2019-09-19 23:07 | 15
| 1 | 2019-09-19 22:53 | 2019-09-20 07:30 | 517
| 2 | 2019-09-19 23:32 | 2019-09-19 23:50 | 18
| 1 | 2019-09-20 01:14 | 2019-09-20 10:12 | 538
| 1 | 2019-09-20 02:21 | 2019-09-20 02:27 | 6
| 1 | 2019-09-20 06:42 | 2019-09-20 06:48 | 6
| 1 | 2019-09-20 06:46 | 2019-09-20 06:52 | 6
| 1 | 2019-09-20 08:05 | 2019-09-20 08:14 | 9
| 1 | 2019-09-20 08:30 | 2019-09-20 08:36 | 6
| 1 | 2019-09-20 08:40 | 2019-09-20 08:46 | 6
| 1674 | 2019-09-20 09:13 | 2019-09-20 09:22 | 9
| 1 | 2019-09-20 09:22 | 2019-09-20 09:28 | 6
| 13 | 2019-09-20 09:31 | 2019-09-20 09:37 | 6
| 1 | 2019-09-20 09:44 | 2019-09-20 09:50 | 6
| 1 | 2019-09-20 09:47 | 2019-09-20 09:53 | 6
| 1 | 2019-09-20 11:11 | 2019-09-20 11:17 | 6
| 1 | 2019-09-20 11:49 | 2019-09-20 11:55 | 6
| 1 | 2019-09-20 11:51 | 2019-09-20 11:57 | 6
| 1 | 2019-09-20 11:51 | 2019-09-20 12:39 | 48
| 1 | 2019-09-20 11:59 | 2019-09-20 12:02 | 3
| 1 | 2019-09-20 13:09 | 2019-09-20 13:15 | 6
| 1 | 2019-09-20 13:24 | 2019-09-20 14:35 | 71
| 2 | 2019-09-20 14:05 | 2019-09-20 14:07 | 2
| 1 | 2019-09-20 14:05 | 2019-09-20 14:10 | 5
| 7 | 2019-09-20 14:44 | 2019-09-20 14:49 | 5
| 1 | 2019-09-20 17:09 | 2019-09-20 17:22 | 13
| 1 | 2019-09-20 17:31 | 2019-09-20 17:37 | 6
| 2 | 2019-09-20 17:58 | 2019-09-20 18:15 | 17
| 3 | 2019-09-20 18:24 | 2019-09-20 18:30 | 6
| 1 | 2019-09-20 18:42 | 2019-09-20 18:48 | 6
| 47 | 2019-09-20 18:56 | 2019-09-20 19:02 | 6
| 1 | 2019-09-20 19:29 | 2019-09-20 19:35 | 6
| 1 | 2019-09-20 19:29 | 2019-09-20 20:42 | 73
| 1 | 2019-09-20 19:52 | 2019-09-20 19:59 | 7
| 24 | 2019-09-20 21:35 | 2019-09-20 21:41 | 6
| 1 | 2019-09-21 02:09 | 2019-09-21 02:30 | 21
| 1 | 2019-09-21 08:02 | 2019-09-21 09:38 | 96
| 1 | 2019-09-21 08:21 | 2019-09-21 08:27 | 6
| 9 | 2019-09-21 08:37 | 2019-09-21 08:52 | 15
| 3 | 2019-09-21 09:00 | 2019-09-21 09:06 | 6
| 62 | 2019-09-21 11:38 | 2019-09-21 12:00 | 22
| 10 | 2019-09-21 11:48 | 2019-09-21 12:23 | 35
| 36 | 2019-09-21 11:51 | 2019-09-21 11:58 | 7
| 1 | 2019-09-21 11:53 | 2019-09-21 12:11 | 18
| 1 | 2019-09-21 14:01 | 2019-09-21 14:07 | 6
| 48 | 2019-09-21 15:15 | 2019-09-21 15:27 | 12
| 1 | 2019-09-21 17:15 | 2019-09-21 17:20 | 5
| 1 | 2019-09-21 17:28 | 2019-09-21 18:48 | 80
| 72 | 2019-09-21 18:08 | 2019-09-21 18:24 | 16
| 1 | 2019-09-21 18:10 | 2019-09-21 18:16 | 6
| 1 | 2019-09-21 18:14 | 2019-09-21 18:44 | 30
| 1 | 2019-09-21 19:59 | 2019-09-21 20:17 | 18
| 4 | 2019-09-21 20:48 | 2019-09-21 21:21 | 33
| 1 | 2019-09-21 22:18 | 2019-09-21 22:24 | 6
| 1 | 2019-09-21 23:16 | 2019-09-21 23:22 | 6
| 22 | 2019-09-22 06:14 | 2019-09-22 06:27 | 13
| 2 | 2019-09-22 07:59 | 2019-09-22 08:33 | 34
| 1 | 2019-09-22 08:48 | 2019-09-22 08:54 | 6
| 1 | 2019-09-22 14:59 | 2019-09-22 15:05 | 6
| 1 | 2019-09-22 16:58 | 2019-09-22 18:08 | 70
| 1 | 2019-09-22 18:17 | 2019-09-22 18:23 | 6
| 1 | 2019-09-22 18:50 | 2019-09-22 18:56 | 6
| 2 | 2019-09-22 18:56 | 2019-09-22 19:44 | 48
| 1 | 2019-09-22 19:22 | 2019-09-22 19:28 | 6
| 1 | 2019-09-23 03:29 | 2019-09-23 08:09 | 280
| 75 | 2019-09-23 05:32 | 2019-09-23 05:40 | 8
| 16 | 2019-09-23 05:48 | 2019-09-23 06:06 | 18
| 1 | 2019-09-23 06:52 | 2019-09-23 06:58 | 6
| 1 | 2019-09-23 07:09 | 2019-09-23 07:15 | 6
| 25 | 2019-09-23 09:00 | 2019-09-23 09:24 | 24
| 1 | 2019-09-23 09:10 | 2019-09-23 09:46 | 36
| 1 | 2019-09-23 10:33 | 2019-09-23 10:39 | 6
| 1 | 2019-09-23 10:34 | 2019-09-23 10:40 | 6
| 973 | 2019-09-23 11:36 | 2019-09-23 13:32 | 116
| 2 | 2019-09-23 12:35 | 2019-09-23 12:42 | 7
| 1 | 2019-09-23 13:52 | 2019-09-23 13:58 | 6
| 1 | 2019-09-23 14:41 | 2019-09-23 14:48 | 7
| 2 | 2019-09-23 14:45 | 2019-09-23 14:48 | 3
| 1 | 2019-09-23 15:07 | 2019-09-23 15:28 | 21
| 1 | 2019-09-23 15:12 | 2019-09-23 15:18 | 6
| 1 | 2019-09-23 15:13 | 2019-09-23 16:14 | 61
| 1 | 2019-09-23 16:38 | 2019-09-23 16:44 | 6
| 1 | 2019-09-23 16:38 | 2019-09-23 17:51 | 73
| 3 | 2019-09-23 17:05 | 2019-09-23 17:25 | 20
| 58 | 2019-09-23 17:21 | 2019-09-23 17:32 | 11
| 132 | 2019-09-23 20:34 | 2019-09-23 20:47 | 13
| 45 | 2019-09-23 22:07 | 2019-09-23 22:21 | 14
| 75 | 2019-09-24 05:39 | 2019-09-24 05:46 | 7
| 1 | 2019-09-24 06:31 | 2019-09-24 06:37 | 6
| 1 | 2019-09-24 06:37 | 2019-09-24 06:43 | 6
| 1 | 2019-09-24 07:22 | 2019-09-24 07:28 | 6
| 1 | 2019-09-24 07:25 | 2019-09-24 07:31 | 6
| 1 | 2019-09-24 07:35 | 2019-09-24 07:41 | 6
| 1 | 2019-09-24 08:45 | 2019-09-24 08:51 | 6
| 1 | 2019-09-24 09:20 | 2019-09-24 09:26 | 6
| 1 | 2019-09-24 10:19 | 2019-09-24 10:25 | 6
| 1 | 2019-09-24 10:40 | 2019-09-24 15:37 | 297
| 2 | 2019-09-24 11:49 | 2019-09-24 11:56 | 7
| 1 | 2019-09-24 12:33 | 2019-09-24 12:39 | 6
| 1 | 2019-09-24 13:39 | 2019-09-24 13:45 | 6
| 1 | 2019-09-24 14:31 | 2019-09-24 14:38 | 7
| 1 | 2019-09-24 16:06 | 2019-09-24 16:12 | 6
| 1 | 2019-09-24 16:25 | 2019-09-24 16:42 | 17
| 1 | 2019-09-24 18:43 | 2019-09-24 18:49 | 6
| 38 | 2019-09-24 18:52 | 2019-09-24 18:58 | 6
| 1 | 2019-09-24 19:17 | 2019-09-24 19:24 | 7
| 15 | 2019-09-24 19:35 | 2019-09-24 19:41 | 6
| 1 | 2019-09-24 20:44 | 2019-09-24 20:49 | 5
| 1 | 2019-09-24 21:15 | 2019-09-24 21:21 | 6
| 1 | 2019-09-24 21:16 | 2019-09-24 21:22 | 6
| 1 | 2019-09-24 21:17 | 2019-09-24 21:25 | 8
| 1 | 2019-09-25 00:34 | 2019-09-25 00:55 | 21
| 3 | 2019-09-25 02:04 | 2019-09-25 02:54 | 50
| 6 | 2019-09-25 05:45 | 2019-09-25 05:58 | 13
| 1 | 2019-09-25 06:19 | 2019-09-25 06:54 | 35
| 772 | 2019-09-25 06:40 | 2019-09-25 06:47 | 7
| 1 | 2019-09-25 08:25 | 2019-09-25 09:32 | 67
| 1 | 2019-09-25 09:52 | 2019-09-25 09:58 | 6
| 1 | 2019-09-25 12:27 | 2019-09-25 12:34 | 7
| 1 | 2019-09-25 12:28 | 2019-09-25 12:34 | 6
| 8 | 2019-09-25 13:07 | 2019-09-25 14:21 | 74
| 1 | 2019-09-25 13:16 | 2019-09-25 13:22 | 6
| 3 | 2019-09-25 14:43 | 2019-09-25 15:08 | 25
| 1 | 2019-09-25 14:45 | 2019-09-25 14:48 | 3
| 1 | 2019-09-25 15:02 | 2019-09-25 15:08 | 6
| 1 | 2019-09-25 15:14 | 2019-09-25 15:20 | 6
| 1 | 2019-09-25 17:53 | 2019-09-25 17:59 | 6
| 53 | 2019-09-25 19:06 | 2019-09-25 19:12 | 6
| 1 | 2019-09-25 19:11 | 2019-09-25 19:17 | 6
| 2 | 2019-09-25 19:32 | 2019-09-25 19:38 | 6
| 44 | 2019-09-25 20:24 | 2019-09-25 20:30 | 6
| 14 | 2019-09-25 21:10 | 2019-09-25 21:32 | 22
| 1 | 2019-09-25 21:10 | 2019-09-25 21:33 | 23
| 1 | 2019-09-25 22:02 | 2019-09-26 02:08 | 246
| 1 | 2019-09-25 22:35 | 2019-09-26 07:07 | 512
| 1 | 2019-09-26 02:40 | 2019-09-26 03:03 | 23
| 80 | 2019-09-26 05:18 | 2019-09-26 05:25 | 7
| 81 | 2019-09-26 05:18 | 2019-09-26 05:48 | 30
| 1 | 2019-09-26 07:30 | 2019-09-26 07:53 | 23
| 11 | 2019-09-26 09:45 | 2019-09-26 10:13 | 28
| 2 | 2019-09-26 10:23 | 2019-09-26 10:44 | 21
| 1 | 2019-09-26 10:26 | 2019-09-26 10:32 | 6
| 2 | 2019-09-26 10:36 | 2019-09-26 10:42 | 6
| 1 | 2019-09-26 11:16 | 2019-09-26 11:22 | 6
| 2 | 2019-09-26 11:16 | 2019-09-26 13:50 | 154
| 3 | 2019-09-26 11:16 | 2019-09-26 13:51 | 155
| 1 | 2019-09-26 11:35 | 2019-09-26 11:41 | 6
| 26 | 2019-09-26 11:58 | 2019-09-26 12:04 | 6
| 1 | 2019-09-26 12:08 | 2019-09-26 12:49 | 41
| 1 | 2019-09-26 13:34 | 2019-09-26 13:40 | 6
| 1 | 2019-09-26 14:10 | 2019-09-26 14:15 | 5
| 699 | 2019-09-26 15:30 | 2019-09-26 15:41 | 11
| 2 | 2019-09-26 16:55 | 2019-09-26 17:08 | 13
| 1 | 2019-09-26 17:33 | 2019-09-26 17:39 | 6
| 1 | 2019-09-26 18:54 | 2019-09-26 19:04 | 10
| 1 | 2019-09-26 19:08 | 2019-09-26 19:14 | 6
| 13 | 2019-09-26 19:08 | 2019-09-26 19:17 | 9
| 1 | 2019-09-26 19:47 | 2019-09-26 20:19 | 32
| 13 | 2019-09-26 19:53 | 2019-09-26 20:00 | 7
| 1 | 2019-09-26 19:54 | 2019-09-26 20:00 | 6
| 1 | 2019-09-26 20:30 | 2019-09-26 20:53 | 23
| 1 | 2019-09-26 21:21 | 2019-09-26 21:27 | 6
| 75 | 2019-09-26 21:45 | 2019-09-26 21:58 | 13
| 1 | 2019-09-26 22:11 | 2019-09-26 22:24 | 13
| 2 | 2019-09-27 04:00 | 2019-09-27 04:07 | 7
| 14 | 2019-09-27 05:28 | 2019-09-27 05:43 | 15
| 1 | 2019-09-27 05:29 | 2019-09-27 06:06 | 37
| 4 | 2019-09-27 05:34 | 2019-09-27 05:41 | 7
| 6 | 2019-09-27 05:35 | 2019-09-27 05:45 | 10
| 9 | 2019-09-27 05:35 | 2019-09-27 06:18 | 43
| 2 | 2019-09-27 05:38 | 2019-09-27 05:45 | 7
| 1 | 2019-09-27 06:03 | 2019-09-27 06:09 | 6
| 1 | 2019-09-27 06:06 | 2019-09-27 06:12 | 6
| 66 | 2019-09-27 06:06 | 2019-09-27 06:20 | 14
| 14 | 2019-09-27 06:30 | 2019-09-27 09:17 | 167
| 43 | 2019-09-27 07:38 | 2019-09-27 08:10 | 32
| 2 | 2019-09-27 08:18 | 2019-09-27 08:52 | 34
| 1 | 2019-09-27 09:07 | 2019-09-27 09:14 | 7
| 3 | 2019-09-27 10:02 | 2019-09-27 10:15 | 13
| 1 | 2019-09-27 13:18 | 2019-09-27 17:31 | 253
| 1 | 2019-09-27 14:02 | 2019-09-27 14:22 | 20
| 1 | 2019-09-27 14:32 | 2019-09-27 14:38 | 6
| 1 | 2019-09-27 14:53 | 2019-09-27 15:14 | 21
| 1 | 2019-09-27 14:56 | 2019-09-27 15:43 | 47
| 55 | 2019-09-27 16:09 | 2019-09-27 16:28 | 19
| 2 | 2019-09-27 16:34 | 2019-09-27 16:52 | 18
| 1 | 2019-09-27 16:52 | 2019-09-27 16:57 | 5
| 1 | 2019-09-27 17:03 | 2019-09-27 17:08 | 5
| 35 | 2019-09-27 17:15 | 2019-09-27 17:25 | 10
| 1 | 2019-09-27 17:56 | 2019-09-27 18:03 | 7
| 1 | 2019-09-27 20:07 | 2019-09-27 20:24 | 17
| 1 | 2019-09-27 21:41 | 2019-09-27 21:57 | 16
| 1 | 2019-09-28 05:15 | 2019-09-28 08:14 | 179
| 18 | 2019-09-28 05:15 | 2019-09-28 09:42 | 267
| 1 | 2019-09-28 06:38 | 2019-09-28 08:59 | 141
| 2 | 2019-09-28 06:38 | 2019-09-28 09:57 | 199
| 2 | 2019-09-28 07:11 | 2019-09-28 07:17 | 6
| 10 | 2019-09-28 08:45 | 2019-09-28 08:59 | 14
| 1 | 2019-09-28 09:24 | 2019-09-28 09:30 | 6
| 1 | 2019-09-28 09:33 | 2019-09-28 09:39 | 6
| 1 | 2019-09-28 09:47 | 2019-09-28 15:49 | 362
| 3 | 2019-09-28 11:28 | 2019-09-28 11:35 | 7
| 1 | 2019-09-28 12:54 | 2019-09-28 13:00 | 6
| 1 | 2019-09-28 14:55 | 2019-09-28 16:16 | 81
| 1 | 2019-09-28 15:56 | 2019-09-28 16:40 | 44
| 1 | 2019-09-28 16:31 | 2019-09-28 16:41 | 10
| 1 | 2019-09-28 16:47 | 2019-09-28 16:53 | 6
| 2 | 2019-09-28 18:02 | 2019-09-28 18:09 | 7
| 74 | 2019-09-28 21:29 | 2019-09-28 21:39 | 10
| 1 | 2019-09-29 00:02 | 2019-09-29 11:28 | 686
| 7 | 2019-09-29 07:41 | 2019-09-29 07:57 | 16
| 2 | 2019-09-29 07:46 | 2019-09-29 10:00 | 134
| 3 | 2019-09-29 07:54 | 2019-09-29 08:31 | 37
| 1 | 2019-09-29 09:51 | 2019-09-29 09:57 | 6
| 1 | 2019-09-29 10:31 | 2019-09-29 10:37 | 6
| 1 | 2019-09-29 11:51 | 2019-09-29 11:57 | 6
| 1 | 2019-09-29 12:18 | 2019-09-29 12:40 | 22
| 1 | 2019-09-29 12:36 | 2019-09-29 12:42 | 6
| 1 | 2019-09-29 12:36 | 2019-09-29 14:37 | 121
| 4 | 2019-09-29 14:27 | 2019-09-29 14:41 | 14
| 1 | 2019-09-29 16:55 | 2019-09-29 18:18 | 83
| 39 | 2019-09-29 20:58 | 2019-09-29 21:04 | 6
| 1 | 2019-09-30 02:49 | 2019-09-30 06:02 | 193
| 1 | 2019-09-30 04:54 | 2019-09-30 08:37 | 223
| 2 | 2019-09-30 10:05 | 2019-09-30 10:55 | 50
| 18 | 2019-09-30 10:18 | 2019-09-30 10:25 | 7
| 1 | 2019-09-30 10:43 | 2019-09-30 10:49 | 6
| 1 | 2019-09-30 10:46 | 2019-09-30 10:53 | 7
| 3 | 2019-09-30 12:00 | 2019-09-30 12:05 | 5
| 2 | 2019-09-30 13:28 | 2019-09-30 13:33 | 5
| 1 | 2019-09-30 13:31 | 2019-09-30 13:36 | 5
| 1 | 2019-09-30 13:50 | 2019-09-30 13:55 | 5
| 5 | 2019-09-30 14:43 | 2019-09-30 19:20 | 277
| 1 | 2019-09-30 16:37 | 2019-09-30 16:44 | 7
| 1 | 2019-09-30 18:11 | 2019-09-30 19:03 | 52
| 4268 | 2019-09-30 18:29 | 2019-09-30 18:36 | 7
| 1 | 2019-09-30 20:03 | 2019-09-30 20:09 | 6
| 13 | 2019-10-01 07:12 | 2019-10-01 07:42 | 30
| 1 | 2019-10-01 07:38 | 2019-10-01 13:08 | 330
| 1 | 2019-10-01 08:18 | 2019-10-01 18:10 | 592
| 1 | 2019-10-01 08:41 | 2019-10-01 09:25 | 44
| 1 | 2019-10-01 09:59 | 2019-10-01 10:34 | 35
| 1 | 2019-10-01 10:04 | 2019-10-01 10:22 | 18
| 1 | 2019-10-01 10:05 | 2019-10-01 10:12 | 7
| 35 | 2019-10-01 10:10 | 2019-10-01 10:26 | 16
| 1 | 2019-10-01 10:21 | 2019-10-01 10:42 | 21
| 1 | 2019-10-01 11:12 | 2019-10-01 11:37 | 25
| 2 | 2019-10-01 11:26 | 2019-10-01 11:33 | 7
| 165 | 2019-10-01 13:03 | 2019-10-01 13:09 | 6
| 2583 | 2019-10-01 13:34 | 2019-10-01 13:41 | 7
| 2585 | 2019-10-01 13:34 | 2019-10-01 15:26 | 112
| 60 | 2019-10-01 13:49 | 2019-10-01 14:05 | 16
| 2 | 2019-10-01 13:56 | 2019-10-01 14:02 | 6
| 1 | 2019-10-01 13:58 | 2019-10-01 14:14 | 16
| 1 | 2019-10-01 14:16 | 2019-10-01 14:22 | 6
| 49 | 2019-10-01 14:18 | 2019-10-01 14:24 | 6
| 1 | 2019-10-01 15:46 | 2019-10-01 15:51 | 5
| 2 | 2019-10-01 17:07 | 2019-10-01 18:26 | 79
| 2 | 2019-10-01 17:07 | 2019-10-02 10:43 | 1056
| 2 | 2019-10-01 17:17 | 2019-10-01 17:50 | 33
| 1 | 2019-10-01 17:37 | 2019-10-01 17:43 | 6
| 7381 | 2019-10-01 19:20 | 2019-10-01 19:28 | 8
| 1 | 2019-10-01 19:41 | 2019-10-01 19:47 | 6
| 83 | 2019-10-02 01:46 | 2019-10-02 03:57 | 131
| 2 | 2019-10-02 02:03 | 2019-10-02 02:12 | 9
| 25 | 2019-10-02 05:50 | 2019-10-02 06:29 | 39
| 2 | 2019-10-02 06:33 | 2019-10-02 06:46 | 13
| 3 | 2019-10-02 06:33 | 2019-10-02 09:34 | 181
| 1 | 2019-10-02 07:05 | 2019-10-02 10:44 | 219
| 1 | 2019-10-02 07:43 | 2019-10-02 07:49 | 6
| 1 | 2019-10-02 07:48 | 2019-10-02 07:54 | 6
| 1 | 2019-10-02 10:32 | 2019-10-02 11:31 | 59
| 1 | 2019-10-02 10:56 | 2019-10-02 11:02 | 6
| 1 | 2019-10-02 11:39 | 2019-10-02 12:11 | 32
| 1 | 2019-10-02 11:54 | 2019-10-02 12:00 | 6
| 1 | 2019-10-02 13:01 | 2019-10-02 13:07 | 6
| 22 | 2019-10-02 13:49 | 2019-10-02 14:02 | 13
| 3 | 2019-10-02 14:08 | 2019-10-02 14:14 | 6
| 1 | 2019-10-02 14:21 | 2019-10-02 14:27 | 6
| 1 | 2019-10-02 17:01 | 2019-10-02 19:52 | 171
| 13 | 2019-10-02 17:02 | 2019-10-02 17:08 | 6
| 1 | 2019-10-02 17:02 | 2019-10-02 17:12 | 10
| 11 | 2019-10-02 17:25 | 2019-10-02 17:37 | 12
| 1 | 2019-10-02 17:25 | 2019-10-02 17:38 | 13
| 1 | 2019-10-02 17:28 | 2019-10-02 17:33 | 5
| 397 | 2019-10-02 20:56 | 2019-10-02 21:04 | 8
| 1 | 2019-10-02 21:33 | 2019-10-02 21:39 | 6
| 1 | 2019-10-02 21:39 | 2019-10-02 21:59 | 20
| 1 | 2019-10-02 22:17 | 2019-10-02 22:29 | 12
| 2 | 2019-10-03 01:33 | 2019-10-03 01:49 | 16
| 3 | 2019-10-03 04:23 | 2019-10-03 04:55 | 32
| 1 | 2019-10-03 06:22 | 2019-10-03 06:45 | 23
| 11 | 2019-10-03 06:22 | 2019-10-03 08:08 | 106
| 2 | 2019-10-03 08:29 | 2019-10-03 08:35 | 6
| 1 | 2019-10-03 08:32 | 2019-10-03 08:38 | 6
| 2 | 2019-10-03 09:52 | 2019-10-03 09:58 | 6
| 32 | 2019-10-03 10:22 | 2019-10-03 10:58 | 36
| 1 | 2019-10-03 10:22 | 2019-10-03 11:00 | 38
| 208 | 2019-10-03 10:28 | 2019-10-03 10:36 | 8
| 1 | 2019-10-03 11:00 | 2019-10-03 16:58 | 358
| 17 | 2019-10-03 11:24 | 2019-10-03 11:40 | 16
| 2 | 2019-10-03 13:33 | 2019-10-03 14:22 | 49
| 2 | 2019-10-03 13:55 | 2019-10-03 14:01 | 6
| 1 | 2019-10-03 14:09 | 2019-10-03 14:15 | 6
| 1 | 2019-10-03 14:29 | 2019-10-03 14:35 | 6
| 91 | 2019-10-03 14:45 | 2019-10-03 14:51 | 6
| 1 | 2019-10-03 15:46 | 2019-10-03 15:52 | 6
| 1 | 2019-10-03 16:25 | 2019-10-03 16:55 | 30
| 1 | 2019-10-03 16:44 | 2019-10-03 16:50 | 6
| 5 | 2019-10-03 17:04 | 2019-10-03 17:10 | 6
| 1 | 2019-10-03 17:25 | 2019-10-03 18:21 | 56
| 2 | 2019-10-03 19:42 | 2019-10-03 19:57 | 15
| 1 | 2019-10-03 20:35 | 2019-10-03 21:31 | 56
| 2 | 2019-10-04 00:40 | 2019-10-04 00:45 | 5
| 19 | 2019-10-04 00:40 | 2019-10-04 00:47 | 7
| 1 | 2019-10-04 00:40 | 2019-10-04 02:47 | 127
| 44 | 2019-10-04 00:40 | 2019-10-04 02:48 | 128
| 4 | 2019-10-04 00:40 | 2019-10-04 02:51 | 131
| 1 | 2019-10-04 01:39 | 2019-10-04 02:01 | 22
| 4 | 2019-10-04 01:39 | 2019-10-04 02:34 | 55
| 1 | 2019-10-04 03:38 | 2019-10-04 03:49 | 11
| 1 | 2019-10-04 04:12 | 2019-10-04 07:36 | 204
| 2 | 2019-10-04 05:25 | 2019-10-04 09:07 | 222
| 6 | 2019-10-04 05:35 | 2019-10-04 05:48 | 13
| 2 | 2019-10-04 06:19 | 2019-10-04 06:28 | 9
| 1 | 2019-10-04 06:57 | 2019-10-04 07:02 | 5
| 16 | 2019-10-04 07:13 | 2019-10-04 07:25 | 12
| 1 | 2019-10-04 07:58 | 2019-10-04 08:04 | 6
| 48 | 2019-10-04 08:53 | 2019-10-04 08:59 | 6
| 1 | 2019-10-04 08:53 | 2019-10-04 08:59 | 6
| 1 | 2019-10-04 09:06 | 2019-10-04 09:12 | 6
| 1 | 2019-10-04 09:15 | 2019-10-04 09:25 | 10
| 1 | 2019-10-04 09:28 | 2019-10-04 09:34 | 6
| 1 | 2019-10-04 09:32 | 2019-10-04 09:37 | 5
| 1 | 2019-10-04 11:39 | 2019-10-04 11:45 | 6
| 1 | 2019-10-04 13:28 | 2019-10-04 13:30 | 2
| 1 | 2019-10-04 14:00 | 2019-10-04 14:09 | 9
| 1 | 2019-10-04 14:30 | 2019-10-04 14:36 | 6
| 1 | 2019-10-04 15:20 | 2019-10-04 15:25 | 5
| 28 | 2019-10-04 15:24 | 2019-10-04 15:31 | 7
| 1 | 2019-10-04 15:39 | 2019-10-04 15:45 | 6
| 1 | 2019-10-04 16:24 | 2019-10-04 16:30 | 6
| 1 | 2019-10-04 16:41 | 2019-10-04 16:47 | 6
| 69 | 2019-10-04 17:11 | 2019-10-04 17:25 | 14
| 301 | 2019-10-04 17:54 | 2019-10-04 18:01 | 7
| 1 | 2019-10-04 18:27 | 2019-10-04 18:33 | 6
| 1 | 2019-10-04 19:48 | 2019-10-04 19:54 | 6
| 1 | 2019-10-04 22:14 | 2019-10-04 22:23 | 9
| 45 | 2019-10-04 22:36 | 2019-10-04 22:57 | 21
| 1 | 2019-10-04 23:48 | 2019-10-05 00:21 | 33
| 2 | 2019-10-05 01:30 | 2019-10-05 09:25 | 475
| 1 | 2019-10-05 03:19 | 2019-10-05 03:59 | 40
| 1 | 2019-10-05 04:21 | 2019-10-05 06:58 | 157
| 1 | 2019-10-05 05:00 | 2019-10-05 13:18 | 498
| 1 | 2019-10-05 05:14 | 2019-10-05 10:42 | 328
| 1 | 2019-10-05 07:47 | 2019-10-05 08:48 | 61
| 1 | 2019-10-05 10:57 | 2019-10-05 11:19 | 22
| 1 | 2019-10-05 11:19 | 2019-10-05 11:24 | 5
| 1 | 2019-10-05 12:50 | 2019-10-05 12:57 | 7
| 1 | 2019-10-05 12:50 | 2019-10-05 13:55 | 65
| 1 | 2019-10-05 12:50 | 2019-10-05 14:26 | 96
| 75 | 2019-10-05 13:11 | 2019-10-05 13:28 | 17
| 27 | 2019-10-05 13:40 | 2019-10-05 13:47 | 7
| 1 | 2019-10-05 13:40 | 2019-10-05 14:21 | 41
| 1 | 2019-10-05 18:24 | 2019-10-05 18:29 | 5
| 38 | 2019-10-05 19:39 | 2019-10-05 19:46 | 7
| 53 | 2019-10-05 21:20 | 2019-10-05 21:26 | 6
| 1368 | 2019-10-05 21:35 | 2019-10-05 21:42 | 7
| 1 | 2019-10-05 21:35 | 2019-10-05 21:43 | 8
| 1 | 2019-10-06 00:57 | 2019-10-06 01:12 | 15
| 1 | 2019-10-06 08:08 | 2019-10-06 08:23 | 15
| 1 | 2019-10-06 08:11 | 2019-10-06 08:23 | 12
| 2 | 2019-10-06 09:56 | 2019-10-06 10:01 | 5
| 107 | 2019-10-06 10:35 | 2019-10-06 10:42 | 7
| 1 | 2019-10-06 10:49 | 2019-10-06 10:55 | 6
| 1 | 2019-10-06 12:53 | 2019-10-06 12:59 | 6
| 1 | 2019-10-06 14:40 | 2019-10-06 15:22 | 42
| 1 | 2019-10-06 14:51 | 2019-10-06 14:56 | 5
| 116 | 2019-10-06 14:53 | 2019-10-06 14:59 | 6
| 1 | 2019-10-06 15:11 | 2019-10-06 15:17 | 6
| 1 | 2019-10-06 15:21 | 2019-10-06 15:31 | 10
| 1 | 2019-10-06 15:33 | 2019-10-06 18:02 | 149
| 1 | 2019-10-06 15:34 | 2019-10-06 17:28 | 114
| 191 | 2019-10-06 15:55 | 2019-10-06 16:01 | 6
| 3 | 2019-10-06 15:59 | 2019-10-06 17:29 | 90
| 1 | 2019-10-06 16:15 | 2019-10-06 16:21 | 6
| 1 | 2019-10-06 17:02 | 2019-10-06 19:17 | 135
| 1 | 2019-10-06 17:47 | 2019-10-06 17:53 | 6
| 12 | 2019-10-06 17:47 | 2019-10-06 19:36 | 109
| 2 | 2019-10-06 18:23 | 2019-10-06 18:29 | 6
| 2 | 2019-10-06 18:52 | 2019-10-06 19:03 | 11
| 92 | 2019-10-06 18:52 | 2019-10-06 19:04 | 12
| 2 | 2019-10-06 18:56 | 2019-10-06 19:40 | 44
| 62 | 2019-10-06 19:28 | 2019-10-06 19:51 | 23
| 43 | 2019-10-06 19:28 | 2019-10-06 19:53 | 25
| 1 | 2019-10-06 19:43 | 2019-10-06 19:48 | 5
| 2 | 2019-10-07 00:23 | 2019-10-07 00:35 | 12
| 2 | 2019-10-07 03:28 | 2019-10-07 07:35 | 247
| 9 | 2019-10-07 06:32 | 2019-10-07 06:47 | 15
| 1 | 2019-10-07 06:32 | 2019-10-07 08:19 | 107
| 31 | 2019-10-07 06:35 | 2019-10-07 06:50 | 15
| 1 | 2019-10-07 06:41 | 2019-10-07 15:13 | 512
| 1 | 2019-10-07 07:14 | 2019-10-07 07:20 | 6
| 3 | 2019-10-07 08:11 | 2019-10-07 08:18 | 7
| 13 | 2019-10-07 09:54 | 2019-10-07 10:49 | 55
| 1 | 2019-10-07 10:34 | 2019-10-07 10:58 | 24
| 2 | 2019-10-07 11:16 | 2019-10-07 12:07 | 51
| 90 | 2019-10-07 12:00 | 2019-10-07 12:06 | 6
| 4 | 2019-10-07 12:27 | 2019-10-07 12:51 | 24
| 1 | 2019-10-07 12:38 | 2019-10-07 12:44 | 6
| 4 | 2019-10-07 12:59 | 2019-10-07 13:05 | 6
| 1 | 2019-10-07 12:59 | 2019-10-07 17:09 | 250
| 4 | 2019-10-07 13:01 | 2019-10-07 16:19 | 198
| 10 | 2019-10-07 13:38 | 2019-10-07 13:44 | 6
| 1 | 2019-10-07 13:50 | 2019-10-07 16:19 | 149
| 1 | 2019-10-07 15:11 | 2019-10-07 15:52 | 41
| 16 | 2019-10-07 16:28 | 2019-10-07 16:35 | 7
| 1 | 2019-10-07 16:47 | 2019-10-07 17:05 | 18
| 3 | 2019-10-07 17:11 | 2019-10-07 17:17 | 6
| 1746 | 2019-10-07 21:26 | 2019-10-07 21:33 | 7
| 1 | 2019-10-07 21:32 | 2019-10-07 21:38 | 6
| 1 | 2019-10-07 21:33 | 2019-10-07 21:39 | 6
| 1 | 2019-10-08 07:27 | 2019-10-08 08:55 | 88
| 1 | 2019-10-08 07:51 | 2019-10-08 07:56 | 5
| 3 | 2019-10-08 07:51 | 2019-10-08 08:16 | 25
| 14 | 2019-10-08 10:06 | 2019-10-08 10:12 | 6
| 2 | 2019-10-08 10:10 | 2019-10-08 10:12 | 2
| 1 | 2019-10-08 10:33 | 2019-10-08 10:42 | 9
| 1 | 2019-10-08 10:36 | 2019-10-08 10:42 | 6
| 2 | 2019-10-08 10:52 | 2019-10-08 10:59 | 7
| 8 | 2019-10-08 11:04 | 2019-10-08 11:30 | 26
| 24 | 2019-10-08 11:18 | 2019-10-08 11:34 | 16
| 1 | 2019-10-08 11:42 | 2019-10-08 17:29 | 347
| 1 | 2019-10-08 12:31 | 2019-10-08 12:52 | 21
| 91 | 2019-10-08 14:28 | 2019-10-08 14:37 | 9
| 1 | 2019-10-08 14:33 | 2019-10-08 14:39 | 6
| 2 | 2019-10-08 15:09 | 2019-10-08 15:59 | 50
| 1 | 2019-10-08 15:30 | 2019-10-08 15:36 | 6
| 3 | 2019-10-08 16:16 | 2019-10-08 18:05 | 109
| 2 | 2019-10-08 16:57 | 2019-10-08 17:03 | 6
| 200 | 2019-10-08 17:09 | 2019-10-08 17:42 | 33
| 1 | 2019-10-08 18:25 | 2019-10-08 18:30 | 5
| 1 | 2019-10-08 19:37 | 2019-10-08 19:43 | 6
| 25 | 2019-10-08 19:37 | 2019-10-08 19:58 | 21
| 1 | 2019-10-08 23:08 | 2019-10-08 23:35 | 27
| 1 | 2019-10-09 06:59 | 2019-10-09 07:05 | 6
| 1 | 2019-10-09 07:36 | 2019-10-09 11:45 | 249
| 1 | 2019-10-09 08:20 | 2019-10-09 08:26 | 6
| 10 | 2019-10-09 08:30 | 2019-10-09 09:08 | 38
| 1 | 2019-10-09 09:04 | 2019-10-09 09:17 | 13
| 1 | 2019-10-09 09:13 | 2019-10-09 09:18 | 5
| 1 | 2019-10-09 09:45 | 2019-10-09 12:03 | 138
| 1615 | 2019-10-09 10:19 | 2019-10-09 10:28 | 9
| 33 | 2019-10-09 10:19 | 2019-10-09 16:31 | 372
| 1 | 2019-10-09 10:23 | 2019-10-09 10:24 | 1
| 1 | 2019-10-09 11:14 | 2019-10-09 12:59 | 105
| 1 | 2019-10-09 14:03 | 2019-10-09 14:08 | 5
| 1 | 2019-10-09 14:31 | 2019-10-09 14:36 | 5
| 1 | 2019-10-09 17:08 | 2019-10-09 17:15 | 7
| 74 | 2019-10-09 17:44 | 2019-10-09 18:00 | 16
| 85 | 2019-10-09 18:02 | 2019-10-09 18:33 | 31
| 1 | 2019-10-09 18:05 | 2019-10-09 18:11 | 6
| 1 | 2019-10-09 18:22 | 2019-10-09 18:32 | 10
| 26 | 2019-10-09 18:22 | 2019-10-09 18:34 | 12
| 1 | 2019-10-10 07:05 | 2019-10-10 07:11 | 6
| 5 | 2019-10-10 09:24 | 2019-10-10 09:30 | 6
| 68 | 2019-10-10 09:38 | 2019-10-10 09:45 | 7
| 39 | 2019-10-10 09:38 | 2019-10-10 10:02 | 24
| 1 | 2019-10-10 10:15 | 2019-10-10 10:20 | 5
| 1 | 2019-10-10 10:18 | 2019-10-10 10:23 | 5
| 1 | 2019-10-10 10:24 | 2019-10-10 10:29 | 5
| 33 | 2019-10-10 10:54 | 2019-10-10 11:00 | 6
| 1 | 2019-10-10 13:03 | 2019-10-10 13:09 | 6
| 1 | 2019-10-10 13:11 | 2019-10-10 13:16 | 5
| 1 | 2019-10-10 13:30 | 2019-10-10 13:36 | 6
| 1 | 2019-10-10 13:30 | 2019-10-10 13:37 | 7
| 1 | 2019-10-10 15:37 | 2019-10-10 16:01 | 24
| 1 | 2019-10-10 16:56 | 2019-10-10 17:01 | 5
| 43 | 2019-10-11 05:59 | 2019-10-11 06:14 | 15
| 6 | 2019-10-11 07:16 | 2019-10-11 08:55 | 99
| 1 | 2019-10-11 07:32 | 2019-10-11 07:38 | 6
| 41 | 2019-10-11 07:44 | 2019-10-11 08:05 | 21
| 1 | 2019-10-11 08:09 | 2019-10-11 08:14 | 5
| 1 | 2019-10-11 08:35 | 2019-10-11 08:41 | 6
| 2 | 2019-10-11 08:39 | 2019-10-11 08:45 | 6
| 2 | 2019-10-11 09:00 | 2019-10-11 09:04 | 4
| 4 | 2019-10-11 09:00 | 2019-10-11 09:04 | 4
| 1 | 2019-10-11 09:42 | 2019-10-11 09:48 | 6
| 1 | 2019-10-11 09:50 | 2019-10-11 11:28 | 98
| 1 | 2019-10-11 09:54 | 2019-10-11 10:00 | 6
| 1 | 2019-10-11 10:27 | 2019-10-11 10:32 | 5
| 2 | 2019-10-11 12:20 | 2019-10-11 12:21 | 1
| 1 | 2019-10-11 13:16 | 2019-10-11 13:22 | 6
| 1 | 2019-10-11 15:13 | 2019-10-11 15:18 | 5
| 1 | 2019-10-11 16:07 | 2019-10-11 16:13 | 6
| 1 | 2019-10-11 16:13 | 2019-10-11 16:20 | 7
| 1 | 2019-10-11 16:35 | 2019-10-11 16:41 | 6
| 1 | 2019-10-11 16:57 | 2019-10-11 17:04 | 7
| 3 | 2019-10-11 17:58 | 2019-10-11 18:16 | 18
| 1 | 2019-10-11 19:54 | 2019-10-11 20:40 | 46
| 2 | 2019-10-11 19:58 | 2019-10-11 20:11 | 13
| 57 | 2019-10-11 19:58 | 2019-10-11 20:20 | 22
| 60 | 2019-10-11 20:31 | 2019-10-11 20:37 | 6
| 1 | 2019-10-11 20:39 | 2019-10-11 20:45 | 6
| 1 | 2019-10-11 20:51 | 2019-10-11 20:56 | 5
| 1 | 2019-10-11 22:24 | 2019-10-11 22:32 | 8
| 1 | 2019-10-12 06:02 | 2019-10-12 06:09 | 7
| 1 | 2019-10-12 09:24 | 2019-10-12 10:02 | 38
| 15 | 2019-10-12 09:24 | 2019-10-12 10:04 | 40
| 4 | 2019-10-12 10:09 | 2019-10-12 10:59 | 50
| 1 | 2019-10-12 10:38 | 2019-10-12 10:44 | 6
| 37 | 2019-10-12 10:38 | 2019-10-12 11:08 | 30
| 1 | 2019-10-12 11:22 | 2019-10-12 11:28 | 6
| 1 | 2019-10-12 14:23 | 2019-10-12 14:40 | 17
| 1 | 2019-10-12 15:09 | 2019-10-12 15:42 | 33
| 1 | 2019-10-12 16:41 | 2019-10-12 16:47 | 6
| 1 | 2019-10-12 17:29 | 2019-10-12 17:35 | 6
| 1 | 2019-10-12 17:43 | 2019-10-12 17:49 | 6
| 1 | 2019-10-12 18:27 | 2019-10-12 18:33 | 6
| 1 | 2019-10-12 19:11 | 2019-10-12 19:32 | 21
| 7 | 2019-10-12 19:57 | 2019-10-12 20:05 | 8
| 1 | 2019-10-12 21:15 | 2019-10-12 21:44 | 29
| 1 | 2019-10-13 01:38 | 2019-10-13 03:59 | 141
| 1 | 2019-10-13 01:38 | 2019-10-13 05:00 | 202
| 2 | 2019-10-13 09:32 | 2019-10-13 09:38 | 6
| 1 | 2019-10-13 09:40 | 2019-10-13 10:23 | 43
| 1 | 2019-10-13 10:17 | 2019-10-13 10:23 | 6
| 1 | 2019-10-13 11:36 | 2019-10-13 11:46 | 10
| 2 | 2019-10-13 13:56 | 2019-10-13 14:02 | 6
| 3 | 2019-10-13 15:08 | 2019-10-13 15:14 | 6
| 1 | 2019-10-13 16:56 | 2019-10-13 17:13 | 17
| 1 | 2019-10-13 17:11 | 2019-10-13 17:17 | 6
| 1 | 2019-10-13 17:36 | 2019-10-13 17:42 | 6
| 2 | 2019-10-13 17:47 | 2019-10-13 18:00 | 13
| 3861 | 2019-10-13 18:45 | 2019-10-13 18:52 | 7
| 2463 | 2019-10-13 19:05 | 2019-10-13 19:12 | 7
| 1 | 2019-10-13 19:15 | 2019-10-13 19:20 | 5
| 1 | 2019-10-13 19:46 | 2019-10-13 19:51 | 5
| 25 | 2019-10-13 21:05 | 2019-10-13 21:29 | 24
| 2 | 2019-10-14 00:30 | 2019-10-14 07:25 | 415
| 1 | 2019-10-14 05:57 | 2019-10-14 08:04 | 127
| 1 | 2019-10-14 07:27 | 2019-10-14 07:52 | 25
| 2 | 2019-10-14 08:18 | 2019-10-14 08:24 | 6
| 2 | 2019-10-14 08:54 | 2019-10-14 09:15 | 21
| 1 | 2019-10-14 09:04 | 2019-10-14 10:48 | 104
| 2 | 2019-10-14 09:46 | 2019-10-14 09:50 | 4
| 1 | 2019-10-14 10:19 | 2019-10-14 10:20 | 1
| 1 | 2019-10-14 10:25 | 2019-10-14 10:28 | 3
| 1 | 2019-10-14 10:34 | 2019-10-14 10:40 | 6
| 2 | 2019-10-14 10:34 | 2019-10-14 11:47 | 73
| 1 | 2019-10-14 10:49 | 2019-10-14 10:55 | 6
| 1 | 2019-10-14 11:40 | 2019-10-14 17:50 | 370
| 1 | 2019-10-14 12:21 | 2019-10-14 12:27 | 6
| 1 | 2019-10-14 12:46 | 2019-10-14 12:52 | 6
| 1 | 2019-10-14 13:30 | 2019-10-14 13:36 | 6
| 1 | 2019-10-14 13:42 | 2019-10-14 14:06 | 24
| 3 | 2019-10-14 15:23 | 2019-10-14 15:29 | 6
| 78 | 2019-10-14 15:55 | 2019-10-14 16:07 | 12
| 44 | 2019-10-14 15:55 | 2019-10-14 16:08 | 13
| 1 | 2019-10-14 16:45 | 2019-10-14 16:51 | 6
| 1 | 2019-10-14 16:53 | 2019-10-14 16:59 | 6
| 1 | 2019-10-14 17:08 | 2019-10-14 17:46 | 38
| 273 | 2019-10-14 18:12 | 2019-10-14 18:25 | 13
| 2 | 2019-10-14 18:15 | 2019-10-14 18:21 | 6
| 1 | 2019-10-14 21:10 | 2019-10-14 21:16 | 6
| 1 | 2019-10-14 21:16 | 2019-10-14 21:22 | 6
| 24 | 2019-10-15 02:16 | 2019-10-15 02:23 | 7
| 1 | 2019-10-15 04:21 | 2019-10-15 10:12 | 351
| 9 | 2019-10-15 06:31 | 2019-10-15 07:42 | 71
| 27 | 2019-10-15 07:38 | 2019-10-15 07:52 | 14
| 1 | 2019-10-15 08:14 | 2019-10-15 08:20 | 6
| 76 | 2019-10-15 08:31 | 2019-10-15 08:46 | 15
| 1 | 2019-10-15 09:21 | 2019-10-15 09:27 | 6
| 1 | 2019-10-15 09:32 | 2019-10-15 09:47 | 15
| 1 | 2019-10-15 09:32 | 2019-10-15 10:33 | 61
| 35 | 2019-10-15 10:06 | 2019-10-15 10:26 | 20
| 1 | 2019-10-15 11:50 | 2019-10-15 11:53 | 3
| 2 | 2019-10-15 11:53 | 2019-10-15 11:59 | 6
| 1 | 2019-10-15 11:59 | 2019-10-15 12:05 | 6
| 1 | 2019-10-15 12:23 | 2019-10-15 12:29 | 6
| 1 | 2019-10-15 13:32 | 2019-10-15 15:26 | 114
| 1 | 2019-10-15 15:35 | 2019-10-15 15:41 | 6
| 1 | 2019-10-15 16:47 | 2019-10-15 16:52 | 5
| 2 | 2019-10-15 18:39 | 2019-10-15 18:56 | 17
| 2 | 2019-10-15 23:12 | 2019-10-16 07:30 | 498
| 1 | 2019-10-16 01:38 | 2019-10-16 06:50 | 312
| 35 | 2019-10-16 04:16 | 2019-10-16 04:24 | 8
| 16 | 2019-10-16 05:32 | 2019-10-16 05:39 | 7
| 1 | 2019-10-16 06:19 | 2019-10-16 06:25 | 6
| 2 | 2019-10-16 06:32 | 2019-10-16 06:38 | 6
| 225 | 2019-10-16 07:11 | 2019-10-16 07:18 | 7
| 47 | 2019-10-16 07:29 | 2019-10-16 07:36 | 7
| 96 | 2019-10-16 07:31 | 2019-10-16 08:01 | 30
| 6 | 2019-10-16 07:32 | 2019-10-16 09:51 | 139
| 270 | 2019-10-16 07:43 | 2019-10-16 07:54 | 11
| 1 | 2019-10-16 08:46 | 2019-10-16 08:52 | 6
| 17 | 2019-10-16 09:17 | 2019-10-16 09:44 | 27
| 2 | 2019-10-16 09:20 | 2019-10-16 10:37 | 77
| 1 | 2019-10-16 09:21 | 2019-10-16 09:36 | 15
| 1 | 2019-10-16 09:45 | 2019-10-16 09:51 | 6
| 1 | 2019-10-16 10:04 | 2019-10-16 12:21 | 137
| 1 | 2019-10-16 11:04 | 2019-10-16 13:49 | 165
| 4 | 2019-10-16 11:17 | 2019-10-16 11:23 | 6
| 7 | 2019-10-16 11:25 | 2019-10-16 11:26 | 1
| 20 | 2019-10-16 11:42 | 2019-10-16 11:49 | 7
| 1 | 2019-10-16 11:58 | 2019-10-16 12:00 | 2
| 2 | 2019-10-16 12:00 | 2019-10-16 12:05 | 5
| 20 | 2019-10-16 12:00 | 2019-10-16 12:11 | 11
| 1 | 2019-10-16 12:21 | 2019-10-16 12:27 | 6
| 36 | 2019-10-16 13:13 | 2019-10-16 13:26 | 13
| 6 | 2019-10-16 15:24 | 2019-10-16 15:43 | 19
| 1 | 2019-10-16 15:44 | 2019-10-16 15:50 | 6
| 1 | 2019-10-16 15:44 | 2019-10-16 15:50 | 6
| 2 | 2019-10-16 16:13 | 2019-10-16 16:20 | 7
| 1951 | 2019-10-16 16:14 | 2019-10-16 16:23 | 9
| 143 | 2019-10-16 16:14 | 2019-10-16 17:10 | 56
| 1 | 2019-10-16 16:35 | 2019-10-16 16:41 | 6
| 1 | 2019-10-16 16:45 | 2019-10-16 16:51 | 6
| 11 | 2019-10-16 17:30 | 2019-10-16 17:36 | 6
| 1 | 2019-10-16 17:32 | 2019-10-16 17:37 | 5
| 1 | 2019-10-16 18:31 | 2019-10-16 18:37 | 6
| 1 | 2019-10-16 18:53 | 2019-10-16 18:59 | 6
| 3 | 2019-10-16 19:35 | 2019-10-16 19:41 | 6
| 8 | 2019-10-16 21:32 | 2019-10-16 23:29 | 117
| 2 | 2019-10-16 22:12 | 2019-10-16 23:17 | 65
| 1 | 2019-10-17 00:37 | 2019-10-17 08:46 | 489
| 2 | 2019-10-17 02:52 | 2019-10-17 03:05 | 13
| 1 | 2019-10-17 02:56 | 2019-10-17 07:00 | 244
| 1 | 2019-10-17 07:16 | 2019-10-17 12:02 | 286
| 1 | 2019-10-17 07:16 | 2019-10-17 12:40 | 324
| 1429 | 2019-10-17 07:45 | 2019-10-17 07:52 | 7
| 79 | 2019-10-17 08:14 | 2019-10-17 08:22 | 8
| 1 | 2019-10-17 08:33 | 2019-10-17 10:47 | 134
| 83 | 2019-10-17 08:55 | 2019-10-17 19:09 | 614
| 3 | 2019-10-17 09:09 | 2019-10-17 09:10 | 1
| 1 | 2019-10-17 09:21 | 2019-10-17 09:27 | 6
| 2 | 2019-10-17 09:21 | 2019-10-17 09:28 | 7
| 1 | 2019-10-17 09:26 | 2019-10-17 09:32 | 6
| 32 | 2019-10-17 09:58 | 2019-10-17 10:04 | 6
| 1 | 2019-10-17 10:27 | 2019-10-17 12:25 | 118
| 1 | 2019-10-17 12:45 | 2019-10-17 12:51 | 6
| 1 | 2019-10-17 12:54 | 2019-10-17 13:00 | 6
| 6 | 2019-10-17 13:05 | 2019-10-17 13:11 | 6
| 2 | 2019-10-17 13:25 | 2019-10-17 13:31 | 6
| 1 | 2019-10-17 13:55 | 2019-10-17 14:01 | 6
| 1 | 2019-10-17 14:30 | 2019-10-17 14:36 | 6
| 38 | 2019-10-17 14:38 | 2019-10-17 14:55 | 17
| 2 | 2019-10-17 14:40 | 2019-10-17 14:42 | 2
| 1 | 2019-10-17 15:10 | 2019-10-17 15:16 | 6
| 1 | 2019-10-17 15:36 | 2019-10-17 15:42 | 6
| 37 | 2019-10-17 15:36 | 2019-10-17 17:12 | 96
| 3 | 2019-10-17 16:21 | 2019-10-17 16:26 | 5
| 54 | 2019-10-17 16:57 | 2019-10-17 17:09 | 12
| 4 | 2019-10-17 17:03 | 2019-10-17 17:09 | 6
| 1 | 2019-10-17 17:15 | 2019-10-17 17:21 | 6
| 1 | 2019-10-17 18:19 | 2019-10-17 18:25 | 6
| 1 | 2019-10-17 21:11 | 2019-10-17 21:17 | 6
| 1 | 2019-10-17 21:13 | 2019-10-17 21:19 | 6
| 13 | 2019-10-17 21:19 | 2019-10-17 21:35 | 16
| 1 | 2019-10-18 06:28 | 2019-10-18 07:20 | 52
| 24 | 2019-10-18 06:53 | 2019-10-18 07:14 | 21
| 1 | 2019-10-18 07:11 | 2019-10-18 07:17 | 6
| 2 | 2019-10-18 07:29 | 2019-10-18 10:53 | 204
| 1 | 2019-10-18 08:08 | 2019-10-18 08:14 | 6
| 7 | 2019-10-18 08:13 | 2019-10-18 08:31 | 18
| 4 | 2019-10-18 08:30 | 2019-10-18 08:33 | 3
| 2 | 2019-10-18 08:46 | 2019-10-18 08:53 | 7
| 3 | 2019-10-18 08:46 | 2019-10-18 11:25 | 159
| 16 | 2019-10-18 08:54 | 2019-10-18 09:22 | 28
| 1 | 2019-10-18 09:20 | 2019-10-18 09:26 | 6
| 1 | 2019-10-18 11:14 | 2019-10-18 11:47 | 33
| 1 | 2019-10-18 12:13 | 2019-10-18 12:35 | 22
| 23 | 2019-10-18 12:55 | 2019-10-18 13:17 | 22
| 85 | 2019-10-18 15:13 | 2019-10-18 16:08 | 55
| 1 | 2019-10-18 15:50 | 2019-10-18 15:56 | 6
| 1 | 2019-10-18 15:51 | 2019-10-18 19:11 | 200
| 1 | 2019-10-18 16:24 | 2019-10-18 16:31 | 7
| 1 | 2019-10-18 16:39 | 2019-10-18 19:29 | 170
| 2 | 2019-10-18 16:48 | 2019-10-18 16:55 | 7
| 2 | 2019-10-18 17:13 | 2019-10-18 17:30 | 17
| 1 | 2019-10-18 18:22 | 2019-10-18 18:28 | 6
| 1 | 2019-10-18 18:24 | 2019-10-18 18:30 | 6
| 3 | 2019-10-18 18:38 | 2019-10-18 18:54 | 16
| 1 | 2019-10-18 18:47 | 2019-10-18 19:30 | 43
| 1 | 2019-10-18 19:00 | 2019-10-18 19:05 | 5
| 1 | 2019-10-18 19:27 | 2019-10-18 19:32 | 5
| 40 | 2019-10-18 19:45 | 2019-10-18 19:57 | 12
| 2 | 2019-10-18 20:50 | 2019-10-18 23:27 | 157
| 1335 | 2019-10-18 22:44 | 2019-10-18 22:52 | 8
| 1 | 2019-10-18 22:55 | 2019-10-18 23:01 | 6
| 1 | 2019-10-19 06:04 | 2019-10-19 10:16 | 252
| 1 | 2019-10-19 07:01 | 2019-10-19 07:07 | 6
| 1 | 2019-10-19 07:13 | 2019-10-19 07:23 | 10
| 16 | 2019-10-19 07:13 | 2019-10-19 07:25 | 12
| 18 | 2019-10-19 07:19 | 2019-10-19 07:49 | 30
| 1 | 2019-10-19 07:51 | 2019-10-19 08:30 | 39
| 19 | 2019-10-19 08:07 | 2019-10-19 08:23 | 16
| 1 | 2019-10-19 08:13 | 2019-10-19 08:19 | 6
| 41 | 2019-10-19 09:20 | 2019-10-19 10:00 | 40
| 1 | 2019-10-19 10:15 | 2019-10-19 10:21 | 6
| 1 | 2019-10-19 11:54 | 2019-10-19 13:48 | 114
| 1 | 2019-10-19 12:03 | 2019-10-19 12:09 | 6
| 1 | 2019-10-19 12:22 | 2019-10-19 18:17 | 355
| 93 | 2019-10-19 12:24 | 2019-10-19 13:57 | 93
| 1 | 2019-10-19 14:52 | 2019-10-19 14:58 | 6
| 87 | 2019-10-19 16:28 | 2019-10-19 16:35 | 7
| 66 | 2019-10-19 17:28 | 2019-10-19 17:41 | 13
| 1 | 2019-10-19 17:46 | 2019-10-19 17:52 | 6
| 30 | 2019-10-19 17:58 | 2019-10-19 18:11 | 13
| 1 | 2019-10-19 18:38 | 2019-10-19 19:27 | 49
| 1 | 2019-10-19 18:43 | 2019-10-19 18:55 | 12
| 1 | 2019-10-19 20:35 | 2019-10-19 20:41 | 6
| 1 | 2019-10-19 21:58 | 2019-10-19 22:03 | 5
| 2 | 2019-10-20 02:01 | 2019-10-20 02:15 | 14
| 1 | 2019-10-20 05:32 | 2019-10-20 05:43 | 11
| 1 | 2019-10-20 05:59 | 2019-10-20 07:31 | 92
| 1 | 2019-10-20 07:39 | 2019-10-20 07:45 | 6
| 1 | 2019-10-20 09:01 | 2019-10-20 16:32 | 451
| 1 | 2019-10-20 09:11 | 2019-10-20 09:17 | 6
| 1 | 2019-10-20 09:18 | 2019-10-20 09:24 | 6
| 3 | 2019-10-20 09:18 | 2019-10-20 10:18 | 60
| 41 | 2019-10-20 09:25 | 2019-10-20 10:17 | 52
| 4 | 2019-10-20 09:46 | 2019-10-20 10:17 | 31
| 1 | 2019-10-20 10:36 | 2019-10-20 10:42 | 6
| 1 | 2019-10-20 10:53 | 2019-10-20 10:59 | 6
| 134 | 2019-10-20 11:44 | 2019-10-20 11:50 | 6
| 1 | 2019-10-20 11:44 | 2019-10-20 11:51 | 7
| 1 | 2019-10-20 12:52 | 2019-10-20 14:42 | 110
| 665 | 2019-10-20 14:26 | 2019-10-20 14:32 | 6
| 52 | 2019-10-20 15:20 | 2019-10-20 15:42 | 22
| 21 | 2019-10-20 15:20 | 2019-10-20 15:48 | 28
| 1 | 2019-10-21 03:56 | 2019-10-21 08:11 | 255
| 5 | 2019-10-21 06:34 | 2019-10-21 07:02 | 28
| 35 | 2019-10-21 07:09 | 2019-10-21 08:00 | 51
| 2015 | 2019-10-21 07:46 | 2019-10-21 07:53 | 7
| 1 | 2019-10-21 07:52 | 2019-10-21 08:59 | 67
| 1 | 2019-10-21 09:08 | 2019-10-21 09:14 | 6
| 1 | 2019-10-21 11:02 | 2019-10-21 11:17 | 15
| 1 | 2019-10-21 11:42 | 2019-10-21 12:52 | 70
| 12 | 2019-10-21 12:48 | 2019-10-21 12:54 | 6
| 1 | 2019-10-21 12:48 | 2019-10-21 12:56 | 8
| 113 | 2019-10-21 13:28 | 2019-10-21 13:37 | 9
| 1 | 2019-10-21 14:00 | 2019-10-21 14:01 | 1
| 55 | 2019-10-21 14:46 | 2019-10-21 15:07 | 21
| 12 | 2019-10-21 14:47 | 2019-10-21 15:09 | 22
| 11 | 2019-10-21 15:35 | 2019-10-21 16:14 | 39
| 14 | 2019-10-21 16:23 | 2019-10-21 16:31 | 8
| 1 | 2019-10-21 16:54 | 2019-10-21 17:00 | 6
| 1 | 2019-10-21 17:20 | 2019-10-21 17:26 | 6
| 1 | 2019-10-21 19:29 | 2019-10-21 20:03 | 34
| 2 | 2019-10-21 19:52 | 2019-10-21 19:58 | 6
| 1 | 2019-10-21 21:33 | 2019-10-21 21:39 | 6
| 1 | 2019-10-22 06:20 | 2019-10-22 08:25 | 125
| 54 | 2019-10-22 06:37 | 2019-10-22 07:01 | 24
| 3 | 2019-10-22 08:11 | 2019-10-22 08:29 | 18
| 1 | 2019-10-22 08:31 | 2019-10-22 10:43 | 132
| 2 | 2019-10-22 09:00 | 2019-10-22 09:06 | 6
| 2 | 2019-10-22 09:19 | 2019-10-22 09:25 | 6
| 3 | 2019-10-22 09:26 | 2019-10-22 09:35 | 9
| 13 | 2019-10-22 10:26 | 2019-10-22 10:33 | 7
| 2 | 2019-10-22 10:26 | 2019-10-22 10:52 | 26
| 1 | 2019-10-22 10:52 | 2019-10-22 12:04 | 72
| 1 | 2019-10-22 11:15 | 2019-10-22 17:40 | 385
| 3 | 2019-10-22 11:23 | 2019-10-22 12:04 | 41
| 5 | 2019-10-22 11:57 | 2019-10-22 12:00 | 3
| 1 | 2019-10-22 12:20 | 2019-10-22 12:26 | 6
| 117 | 2019-10-22 12:59 | 2019-10-22 13:10 | 11
| 4 | 2019-10-22 13:02 | 2019-10-22 13:09 | 7
| 1 | 2019-10-22 13:33 | 2019-10-22 13:39 | 6
| 1 | 2019-10-22 14:07 | 2019-10-22 14:12 | 5
| 1 | 2019-10-22 15:43 | 2019-10-22 15:49 | 6
| 1 | 2019-10-22 16:19 | 2019-10-22 16:25 | 6
| 1 | 2019-10-22 16:33 | 2019-10-22 16:50 | 17
| 1 | 2019-10-22 17:09 | 2019-10-22 17:15 | 6
| 144 | 2019-10-22 17:27 | 2019-10-22 18:09 | 42
| 1 | 2019-10-22 17:31 | 2019-10-22 17:36 | 5
| 15 | 2019-10-22 18:14 | 2019-10-22 18:45 | 31
| 1 | 2019-10-22 18:38 | 2019-10-22 18:44 | 6
| 3 | 2019-10-22 18:48 | 2019-10-22 19:06 | 18
| 4 | 2019-10-22 18:48 | 2019-10-22 19:12 | 24
| 1 | 2019-10-22 19:14 | 2019-10-22 19:34 | 20
| 1 | 2019-10-22 19:16 | 2019-10-22 19:35 | 19
| 1 | 2019-10-22 21:49 | 2019-10-22 22:14 | 25
| 3 | 2019-10-22 23:52 | 2019-10-23 00:18 | 26
| 2 | 2019-10-23 08:15 | 2019-10-23 08:27 | 12
| 1 | 2019-10-23 08:15 | 2019-10-23 09:01 | 46
| 1 | 2019-10-23 08:49 | 2019-10-23 08:55 | 6
| 1 | 2019-10-23 09:25 | 2019-10-23 09:30 | 5
| 1 | 2019-10-23 09:36 | 2019-10-23 11:35 | 119
| 439 | 2019-10-23 10:23 | 2019-10-23 10:30 | 7
| 76 | 2019-10-23 10:49 | 2019-10-23 11:13 | 24
| 2 | 2019-10-23 11:18 | 2019-10-23 11:24 | 6
| 2 | 2019-10-23 11:19 | 2019-10-23 11:25 | 6
| 1 | 2019-10-23 11:44 | 2019-10-23 12:18 | 34
| 4 | 2019-10-23 11:44 | 2019-10-23 12:19 | 35
| 10 | 2019-10-23 11:44 | 2019-10-23 12:21 | 37
| 2 | 2019-10-23 13:14 | 2019-10-23 13:20 | 6
| 1 | 2019-10-23 13:23 | 2019-10-23 13:29 | 6
| 12 | 2019-10-23 13:58 | 2019-10-23 14:32 | 34
| 1 | 2019-10-23 14:24 | 2019-10-23 14:25 | 1
| 1 | 2019-10-23 15:29 | 2019-10-23 15:34 | 5
| 1 | 2019-10-23 16:16 | 2019-10-23 16:22 | 6
| 1 | 2019-10-23 16:27 | 2019-10-23 16:33 | 6
| 1 | 2019-10-23 16:27 | 2019-10-23 17:19 | 52
| 5 | 2019-10-23 16:33 | 2019-10-23 16:46 | 13
| 1 | 2019-10-23 16:38 | 2019-10-23 16:44 | 6
| 6 | 2019-10-23 17:42 | 2019-10-23 17:50 | 8
| 4 | 2019-10-23 19:05 | 2019-10-23 19:11 | 6
| 23 | 2019-10-23 22:09 | 2019-10-23 22:15 | 6
| 1 | 2019-10-24 00:28 | 2019-10-24 08:45 | 497
| 1 | 2019-10-24 01:26 | 2019-10-24 01:39 | 13
| 1 | 2019-10-24 04:10 | 2019-10-24 04:16 | 6
| 2 | 2019-10-24 04:10 | 2019-10-24 06:26 | 136
| 1 | 2019-10-24 04:57 | 2019-10-24 06:03 | 66
| 2 | 2019-10-24 05:58 | 2019-10-24 06:03 | 5
| 6 | 2019-10-24 06:17 | 2019-10-24 07:29 | 72
| 1 | 2019-10-24 06:41 | 2019-10-24 06:47 | 6
| 1 | 2019-10-24 07:23 | 2019-10-24 07:30 | 7
| 39 | 2019-10-24 07:23 | 2019-10-24 07:43 | 20
| 1 | 2019-10-24 08:09 | 2019-10-24 08:15 | 6
| 6 | 2019-10-24 08:21 | 2019-10-24 08:46 | 25
| 1 | 2019-10-24 08:59 | 2019-10-24 09:05 | 6
| 1 | 2019-10-24 09:18 | 2019-10-24 09:24 | 6
| 2 | 2019-10-24 09:22 | 2019-10-24 11:41 | 139
| 1 | 2019-10-24 09:23 | 2019-10-24 09:29 | 6
| 1 | 2019-10-24 09:40 | 2019-10-24 09:46 | 6
| 2 | 2019-10-24 10:15 | 2019-10-24 10:19 | 4
| 1 | 2019-10-24 10:40 | 2019-10-24 10:49 | 9
| 1 | 2019-10-24 12:17 | 2019-10-24 12:28 | 11
| 299 | 2019-10-24 12:17 | 2019-10-24 12:29 | 12
| 179 | 2019-10-24 12:18 | 2019-10-24 16:27 | 249
| 2 | 2019-10-24 12:50 | 2019-10-24 12:57 | 7
| 1 | 2019-10-24 13:49 | 2019-10-24 13:55 | 6
| 1 | 2019-10-24 14:00 | 2019-10-24 14:04 | 4
| 1 | 2019-10-24 14:52 | 2019-10-24 14:58 | 6
| 1 | 2019-10-24 15:49 | 2019-10-24 17:33 | 104
| 1 | 2019-10-24 16:43 | 2019-10-24 17:25 | 42
| 3 | 2019-10-24 17:45 | 2019-10-24 20:24 | 159
| 1 | 2019-10-24 18:02 | 2019-10-24 19:16 | 74
| 4 | 2019-10-24 18:05 | 2019-10-24 18:15 | 10
| 1 | 2019-10-24 18:17 | 2019-10-24 18:51 | 34
| 1 | 2019-10-24 18:48 | 2019-10-24 18:54 | 6
| 1 | 2019-10-24 20:07 | 2019-10-24 20:13 | 6
| 1 | 2019-10-24 20:26 | 2019-10-24 20:31 | 5
| 3 | 2019-10-24 21:26 | 2019-10-25 08:38 | 672
| 11 | 2019-10-24 21:51 | 2019-10-24 21:57 | 6
| 1 | 2019-10-24 22:11 | 2019-10-24 22:17 | 6
| 1 | 2019-10-25 02:51 | 2019-10-25 07:06 | 255
| 39 | 2019-10-25 03:27 | 2019-10-25 03:36 | 9
| 22 | 2019-10-25 03:46 | 2019-10-25 03:53 | 7
| 21 | 2019-10-25 03:59 | 2019-10-25 04:06 | 7
| 2 | 2019-10-25 05:34 | 2019-10-25 07:41 | 127
| 1 | 2019-10-25 06:47 | 2019-10-25 06:53 | 6
| 1 | 2019-10-25 07:22 | 2019-10-25 07:29 | 7
| 1 | 2019-10-25 07:42 | 2019-10-25 07:47 | 5
| 1 | 2019-10-25 07:58 | 2019-10-25 08:04 | 6
| 1 | 2019-10-25 08:04 | 2019-10-25 08:09 | 5
| 1 | 2019-10-25 08:54 | 2019-10-25 08:59 | 5
| 9 | 2019-10-25 09:02 | 2019-10-25 09:08 | 6
| 6 | 2019-10-25 09:27 | 2019-10-25 09:44 | 17
| 1 | 2019-10-25 09:31 | 2019-10-25 09:37 | 6
| 23 | 2019-10-25 10:35 | 2019-10-25 10:46 | 11
| 1 | 2019-10-25 10:46 | 2019-10-25 11:21 | 35
| 1 | 2019-10-25 11:28 | 2019-10-25 11:48 | 20
| 2 | 2019-10-25 12:21 | 2019-10-25 12:27 | 6
| 1 | 2019-10-25 13:23 | 2019-10-25 13:29 | 6
| 317 | 2019-10-25 14:20 | 2019-10-25 14:26 | 6
| 24 | 2019-10-25 14:45 | 2019-10-25 16:14 | 89
| 24 | 2019-10-25 14:45 | 2019-10-25 20:30 | 345
| 1 | 2019-10-25 14:52 | 2019-10-25 14:58 | 6
| 140 | 2019-10-25 15:10 | 2019-10-25 15:33 | 23
| 1 | 2019-10-25 17:50 | 2019-10-25 17:56 | 6
| 1 | 2019-10-25 22:11 | 2019-10-25 22:16 | 5
| 1 | 2019-10-26 05:49 | 2019-10-26 06:50 | 61
| 1 | 2019-10-26 07:51 | 2019-10-26 08:49 | 58
| 35 | 2019-10-26 07:57 | 2019-10-26 08:13 | 16
| 4 | 2019-10-26 08:03 | 2019-10-26 08:14 | 11
| 1 | 2019-10-26 08:14 | 2019-10-26 08:21 | 7
| 3 | 2019-10-26 08:14 | 2019-10-26 09:10 | 56
| 1 | 2019-10-26 08:17 | 2019-10-26 08:23 | 6
| 1 | 2019-10-26 09:26 | 2019-10-26 09:56 | 30
| 1 | 2019-10-26 09:48 | 2019-10-26 21:56 | 728
| 123 | 2019-10-26 09:54 | 2019-10-26 10:14 | 20
| 1 | 2019-10-26 09:57 | 2019-10-26 10:13 | 16
| 1 | 2019-10-26 10:12 | 2019-10-26 12:14 | 122
| 1 | 2019-10-26 10:24 | 2019-10-26 11:37 | 73
| 1 | 2019-10-26 11:35 | 2019-10-26 11:41 | 6
| 3 | 2019-10-26 12:02 | 2019-10-26 12:16 | 14
| 14 | 2019-10-26 12:07 | 2019-10-26 12:43 | 36
| 1 | 2019-10-26 12:09 | 2019-10-26 12:15 | 6
| 118 | 2019-10-26 12:44 | 2019-10-26 13:02 | 18
| 1 | 2019-10-26 12:49 | 2019-10-26 17:52 | 303
| 40 | 2019-10-26 12:56 | 2019-10-26 13:10 | 14
| 2391 | 2019-10-26 13:01 | 2019-10-26 13:08 | 7
| 218 | 2019-10-26 13:21 | 2019-10-26 13:29 | 8
| 1 | 2019-10-26 14:50 | 2019-10-26 14:56 | 6
| 92 | 2019-10-26 14:58 | 2019-10-26 15:12 | 14
| 1 | 2019-10-26 15:25 | 2019-10-26 15:30 | 5
| 1 | 2019-10-26 15:25 | 2019-10-26 15:58 | 33
| 1 | 2019-10-26 15:37 | 2019-10-26 15:43 | 6
| 944 | 2019-10-26 16:04 | 2019-10-26 16:11 | 7
| 1 | 2019-10-26 16:13 | 2019-10-26 16:19 | 6
| 7 | 2019-10-26 16:25 | 2019-10-26 16:40 | 15
| 1 | 2019-10-26 16:32 | 2019-10-26 16:50 | 18
| 39 | 2019-10-26 16:32 | 2019-10-26 16:55 | 23
| 51 | 2019-10-26 16:32 | 2019-10-26 16:56 | 24
| 1 | 2019-10-26 18:42 | 2019-10-26 18:48 | 6
| 1 | 2019-10-26 19:17 | 2019-10-26 20:04 | 47
| 1 | 2019-10-26 19:52 | 2019-10-26 20:28 | 36
| 1 | 2019-10-26 19:57 | 2019-10-26 20:03 | 6
| 38 | 2019-10-26 20:25 | 2019-10-26 20:31 | 6
| 1 | 2019-10-26 22:05 | 2019-10-26 22:11 | 6
| 1 | 2019-10-27 06:23 | 2019-10-27 06:29 | 6
| 1 | 2019-10-27 06:49 | 2019-10-27 06:55 | 6
| 1 | 2019-10-27 07:08 | 2019-10-27 08:53 | 105
| 1 | 2019-10-27 07:10 | 2019-10-27 09:01 | 111
| 1 | 2019-10-27 07:15 | 2019-10-27 07:40 | 25
| 31 | 2019-10-27 07:29 | 2019-10-27 07:46 | 17
| 51 | 2019-10-27 07:30 | 2019-10-27 07:41 | 11
| 1 | 2019-10-27 07:53 | 2019-10-27 08:20 | 27
| 2 | 2019-10-27 08:15 | 2019-10-27 08:21 | 6
| 1 | 2019-10-27 08:37 | 2019-10-27 08:43 | 6
| 1 | 2019-10-27 09:38 | 2019-10-27 11:40 | 122
| 1 | 2019-10-27 10:31 | 2019-10-27 11:07 | 36
| 1 | 2019-10-27 11:02 | 2019-10-27 16:38 | 336
| 33 | 2019-10-27 11:41 | 2019-10-27 11:56 | 15
| 5 | 2019-10-27 11:41 | 2019-10-27 12:04 | 23
| 1 | 2019-10-27 11:58 | 2019-10-27 12:04 | 6
| 12 | 2019-10-27 12:21 | 2019-10-27 12:33 | 12
| 1 | 2019-10-27 14:55 | 2019-10-27 16:37 | 102
| 2098 | 2019-10-27 16:05 | 2019-10-27 16:12 | 7
| 1 | 2019-10-27 16:11 | 2019-10-27 16:17 | 6
| 1 | 2019-10-27 16:22 | 2019-10-27 16:36 | 14
| 1 | 2019-10-27 16:43 | 2019-10-27 17:33 | 50
| 2 | 2019-10-27 18:07 | 2019-10-27 18:19 | 12
| 1 | 2019-10-27 19:18 | 2019-10-27 19:24 | 6
| 1 | 2019-10-27 19:39 | 2019-10-27 19:50 | 11
| 1 | 2019-10-27 19:42 | 2019-10-27 20:08 | 26
| 2 | 2019-10-28 07:12 | 2019-10-28 07:18 | 6
| 1 | 2019-10-28 07:22 | 2019-10-28 08:02 | 40
| 3 | 2019-10-28 07:22 | 2019-10-28 09:48 | 146
| 7 | 2019-10-28 08:00 | 2019-10-28 08:39 | 39
| 1 | 2019-10-28 08:06 | 2019-10-28 08:13 | 7
| 1 | 2019-10-28 08:11 | 2019-10-28 08:17 | 6
| 1 | 2019-10-28 08:24 | 2019-10-28 13:44 | 320
| 1 | 2019-10-28 08:25 | 2019-10-28 13:45 | 320
| 1 | 2019-10-28 08:44 | 2019-10-28 08:51 | 7
| 1 | 2019-10-28 09:38 | 2019-10-28 09:44 | 6
| 2 | 2019-10-28 09:49 | 2019-10-28 09:56 | 7
| 1 | 2019-10-28 09:57 | 2019-10-28 10:03 | 6
| 1 | 2019-10-28 10:07 | 2019-10-28 10:24 | 17
| 1 | 2019-10-28 10:15 | 2019-10-28 10:21 | 6
| 21 | 2019-10-28 10:15 | 2019-10-28 10:56 | 41
| 107 | 2019-10-28 11:04 | 2019-10-28 11:14 | 10
| 12 | 2019-10-28 11:57 | 2019-10-28 12:22 | 25
| 1 | 2019-10-28 12:42 | 2019-10-28 12:48 | 6
| 1 | 2019-10-28 12:49 | 2019-10-28 12:55 | 6
| 1 | 2019-10-28 13:04 | 2019-10-28 13:10 | 6
| 11 | 2019-10-28 13:07 | 2019-10-28 13:59 | 52
| 1 | 2019-10-28 13:10 | 2019-10-28 13:16 | 6
| 1 | 2019-10-28 13:50 | 2019-10-28 13:56 | 6
| 1 | 2019-10-28 14:21 | 2019-10-28 14:27 | 6
| 1 | 2019-10-28 15:28 | 2019-10-28 15:34 | 6
| 1 | 2019-10-28 16:16 | 2019-10-28 16:22 | 6
| 1 | 2019-10-28 16:28 | 2019-10-28 16:33 | 5
| 1 | 2019-10-28 17:11 | 2019-10-28 17:17 | 6
| 31 | 2019-10-28 19:13 | 2019-10-28 19:25 | 12
| 1 | 2019-10-28 23:45 | 2019-10-28 23:52 | 7
| 9 | 2019-10-29 05:43 | 2019-10-29 06:24 | 41
| 2 | 2019-10-29 07:03 | 2019-10-29 07:41 | 38
| 3 | 2019-10-29 07:30 | 2019-10-29 12:15 | 285
| 1 | 2019-10-29 07:48 | 2019-10-29 10:03 | 135
| 48 | 2019-10-29 08:15 | 2019-10-29 08:26 | 11
| 1 | 2019-10-29 08:18 | 2019-10-29 08:25 | 7
| 1 | 2019-10-29 08:29 | 2019-10-29 08:35 | 6
| 1 | 2019-10-29 08:45 | 2019-10-29 16:37 | 472
| 2 | 2019-10-29 08:50 | 2019-10-29 10:22 | 92
| 3 | 2019-10-29 09:23 | 2019-10-29 09:29 | 6
| 17 | 2019-10-29 09:35 | 2019-10-29 09:39 | 4
| 2 | 2019-10-29 09:47 | 2019-10-29 10:23 | 36
| 4 | 2019-10-29 09:58 | 2019-10-29 10:13 | 15
| 1 | 2019-10-29 10:10 | 2019-10-29 10:13 | 3
| 84 | 2019-10-29 10:37 | 2019-10-29 10:44 | 7
| 4 | 2019-10-29 10:55 | 2019-10-29 11:01 | 6
| 1 | 2019-10-29 10:59 | 2019-10-29 11:05 | 6
| 1 | 2019-10-29 11:03 | 2019-10-29 11:09 | 6
| 31 | 2019-10-29 11:30 | 2019-10-29 11:44 | 14
| 1 | 2019-10-29 11:37 | 2019-10-29 11:41 | 4
| 2 | 2019-10-29 11:44 | 2019-10-29 11:50 | 6
| 3 | 2019-10-29 11:45 | 2019-10-29 11:46 | 1
| 11 | 2019-10-29 12:39 | 2019-10-29 12:45 | 6
| 1 | 2019-10-29 12:41 | 2019-10-29 13:46 | 65
| 2 | 2019-10-29 13:01 | 2019-10-29 13:04 | 3
| 1 | 2019-10-29 13:21 | 2019-10-29 13:36 | 15
| 1 | 2019-10-29 14:08 | 2019-10-29 14:09 | 1
| 1 | 2019-10-29 14:32 | 2019-10-29 14:39 | 7
| 1 | 2019-10-29 14:32 | 2019-10-29 14:40 | 8
| 1 | 2019-10-29 14:36 | 2019-10-29 14:42 | 6
| 73 | 2019-10-29 15:05 | 2019-10-29 15:13 | 8
| 1 | 2019-10-29 15:55 | 2019-10-29 16:01 | 6
| 1 | 2019-10-29 16:26 | 2019-10-29 16:32 | 6
| 115 | 2019-10-29 17:35 | 2019-10-29 18:15 | 40
| 1 | 2019-10-29 19:19 | 2019-10-29 19:25 | 6
| 38 | 2019-10-29 21:24 | 2019-10-29 21:34 | 10
| 16 | 2019-10-30 05:46 | 2019-10-30 07:30 | 104
| 1 | 2019-10-30 07:02 | 2019-10-30 07:08 | 6
| 1 | 2019-10-30 09:11 | 2019-10-30 12:54 | 223
| 3 | 2019-10-30 09:15 | 2019-10-30 11:08 | 113
| 1 | 2019-10-30 09:24 | 2019-10-30 09:30 | 6
| 68 | 2019-10-30 09:25 | 2019-10-30 09:40 | 15
| 1 | 2019-10-30 09:32 | 2019-10-30 11:13 | 101
| 1 | 2019-10-30 09:32 | 2019-10-30 11:13 | 101
| 9 | 2019-10-30 10:03 | 2019-10-30 10:20 | 17
| 1 | 2019-10-30 10:12 | 2019-10-30 10:18 | 6
| 1 | 2019-10-30 10:14 | 2019-10-30 11:20 | 66
| 1 | 2019-10-30 10:17 | 2019-10-30 12:46 | 149
| 2 | 2019-10-30 10:35 | 2019-10-30 10:41 | 6
| 2 | 2019-10-30 12:11 | 2019-10-30 12:16 | 5
| 1 | 2019-10-30 12:14 | 2019-10-30 12:20 | 6
| 161 | 2019-10-30 13:46 | 2019-10-30 13:52 | 6
| 1 | 2019-10-30 13:46 | 2019-10-30 13:53 | 7
| 1 | 2019-10-30 13:51 | 2019-10-30 13:56 | 5
| 36 | 2019-10-30 13:55 | 2019-10-30 14:10 | 15
| 1 | 2019-10-30 14:15 | 2019-10-30 14:21 | 6
| 1 | 2019-10-30 14:21 | 2019-10-30 14:25 | 4
| 1 | 2019-10-30 15:16 | 2019-10-30 15:21 | 5
| 9 | 2019-10-30 16:00 | 2019-10-30 16:23 | 23
| 1 | 2019-10-30 16:11 | 2019-10-30 19:52 | 221
| 1 | 2019-10-30 16:11 | 2019-10-30 20:13 | 242
| 1 | 2019-10-30 17:04 | 2019-10-30 17:10 | 6
| 1 | 2019-10-30 17:18 | 2019-10-30 17:25 | 7
| 75 | 2019-10-30 17:28 | 2019-10-30 17:41 | 13
| 1 | 2019-10-30 17:44 | 2019-10-30 17:56 | 12
| 1 | 2019-10-30 19:17 | 2019-10-31 06:55 | 698
| 14 | 2019-10-30 19:47 | 2019-10-31 06:24 | 637
| 15 | 2019-10-30 19:53 | 2019-10-30 20:02 | 9
| 1 | 2019-10-30 20:25 | 2019-10-30 20:31 | 6
| 31 | 2019-10-30 20:25 | 2019-10-30 20:59 | 34
| 2 | 2019-10-30 20:39 | 2019-10-30 21:09 | 30
| 3 | 2019-10-31 00:34 | 2019-10-31 08:36 | 482
| 1 | 2019-10-31 01:51 | 2019-10-31 09:04 | 433
| 1 | 2019-10-31 06:30 | 2019-10-31 07:29 | 59
| 3 | 2019-10-31 07:40 | 2019-10-31 07:46 | 6
| 1 | 2019-10-31 08:50 | 2019-10-31 08:56 | 6
| 1 | 2019-10-31 09:03 | 2019-10-31 20:58 | 715
| 2898 | 2019-10-31 09:12 | 2019-10-31 09:20 | 8
| 1 | 2019-10-31 09:27 | 2019-10-31 09:33 | 6
| 2 | 2019-10-31 09:39 | 2019-10-31 09:45 | 6
| 7 | 2019-10-31 10:00 | 2019-10-31 10:02 | 2
| 1 | 2019-10-31 10:06 | 2019-10-31 10:12 | 6
| 1 | 2019-10-31 10:31 | 2019-10-31 10:44 | 13
| 2 | 2019-10-31 10:53 | 2019-10-31 10:57 | 4
| 1 | 2019-10-31 11:13 | 2019-10-31 11:46 | 33
| 1 | 2019-10-31 11:26 | 2019-10-31 11:52 | 26
| 1 | 2019-10-31 11:38 | 2019-10-31 11:44 | 6
| 1 | 2019-10-31 11:43 | 2019-10-31 12:39 | 56
| 40 | 2019-10-31 11:44 | 2019-10-31 12:13 | 29
| 5 | 2019-10-31 12:10 | 2019-10-31 12:15 | 5
| 1 | 2019-10-31 12:56 | 2019-10-31 13:02 | 6
| 1 | 2019-10-31 13:04 | 2019-10-31 13:12 | 8
| 1 | 2019-10-31 13:11 | 2019-10-31 13:17 | 6
| 1 | 2019-10-31 13:37 | 2019-10-31 13:43 | 6
| 1 | 2019-10-31 13:48 | 2019-10-31 15:39 | 111
| 2 | 2019-10-31 14:03 | 2019-10-31 14:04 | 1
| 5 | 2019-10-31 15:14 | 2019-10-31 15:37 | 23
| 1 | 2019-10-31 15:32 | 2019-10-31 15:50 | 18
| 3 | 2019-10-31 15:40 | 2019-10-31 15:46 | 6
| 1 | 2019-10-31 15:51 | 2019-10-31 15:57 | 6
| 2 | 2019-10-31 17:18 | 2019-10-31 17:41 | 23
| 1 | 2019-10-31 17:19 | 2019-10-31 17:36 | 17
| 2 | 2019-10-31 17:50 | 2019-10-31 17:56 | 6
| 1 | 2019-10-31 18:58 | 2019-10-31 19:04 | 6
| 1 | 2019-10-31 19:10 | 2019-10-31 19:23 | 13
| 72 | 2019-10-31 20:17 | 2019-10-31 20:56 | 39
| 1 | 2019-10-31 20:25 | 2019-10-31 20:31 | 6
| 1 | 2019-10-31 20:40 | 2019-10-31 20:46 | 6
| 1 | 2019-10-31 22:37 | 2019-10-31 22:51 | 14
| 2 | 2019-10-31 22:37 | 2019-10-31 23:00 | 23
| 1 | 2019-11-01 01:38 | 2019-11-01 02:17 | 39
| 11 | 2019-11-01 02:09 | 2019-11-01 09:49 | 460
| 1 | 2019-11-01 05:48 | 2019-11-01 07:05 | 77
| 1 | 2019-11-01 06:14 | 2019-11-01 06:20 | 6
| 47 | 2019-11-01 07:25 | 2019-11-01 07:42 | 17
| 2 | 2019-11-01 08:11 | 2019-11-01 08:17 | 6
| 2 | 2019-11-01 09:10 | 2019-11-01 09:22 | 12
| 3 | 2019-11-01 09:23 | 2019-11-01 09:29 | 6
| 1 | 2019-11-01 09:47 | 2019-11-01 09:54 | 7
| 1 | 2019-11-01 09:56 | 2019-11-01 10:02 | 6
| 1 | 2019-11-01 10:20 | 2019-11-01 10:26 | 6
| 2 | 2019-11-01 11:26 | 2019-11-01 11:32 | 6
| 30 | 2019-11-01 12:06 | 2019-11-01 12:19 | 13
| 4 | 2019-11-01 12:21 | 2019-11-01 13:16 | 55
| 1 | 2019-11-01 12:28 | 2019-11-01 12:43 | 15
| 2 | 2019-11-01 12:29 | 2019-11-01 13:11 | 42
| 1 | 2019-11-01 13:23 | 2019-11-01 13:29 | 6
| 1 | 2019-11-01 13:36 | 2019-11-01 13:42 | 6
| 2 | 2019-11-01 13:42 | 2019-11-01 13:59 | 17
| 1 | 2019-11-01 13:57 | 2019-11-01 14:03 | 6
| 45 | 2019-11-01 13:57 | 2019-11-01 14:07 | 10
| 4297 | 2019-11-01 14:00 | 2019-11-01 14:08 | 8
| 3 | 2019-11-01 14:07 | 2019-11-01 14:13 | 6
| 1 | 2019-11-01 15:25 | 2019-11-01 15:31 | 6
| 1 | 2019-11-01 15:27 | 2019-11-01 15:33 | 6
| 2 | 2019-11-01 15:30 | 2019-11-01 15:37 | 7
| 1 | 2019-11-01 15:42 | 2019-11-01 15:48 | 6
| 64 | 2019-11-01 15:48 | 2019-11-01 16:00 | 12
| 29 | 2019-11-01 15:48 | 2019-11-01 16:25 | 37
| 1 | 2019-11-01 15:57 | 2019-11-01 16:48 | 51
| 13 | 2019-11-01 16:01 | 2019-11-01 17:27 | 86
| 1 | 2019-11-01 16:07 | 2019-11-01 16:12 | 5
| 1 | 2019-11-01 16:21 | 2019-11-01 16:27 | 6
| 1 | 2019-11-01 17:04 | 2019-11-01 17:11 | 7
| 1 | 2019-11-01 17:15 | 2019-11-01 17:21 | 6
| 1 | 2019-11-01 17:20 | 2019-11-01 17:26 | 6
| 2 | 2019-11-01 17:44 | 2019-11-01 17:50 | 6
| 1 | 2019-11-01 18:00 | 2019-11-01 18:06 | 6
| 37 | 2019-11-01 18:18 | 2019-11-01 20:03 | 105
| 7 | 2019-11-01 18:44 | 2019-11-01 18:51 | 7
| 48 | 2019-11-01 20:17 | 2019-11-01 20:30 | 13
| 84 | 2019-11-01 20:32 | 2019-11-01 20:55 | 23
| 12 | 2019-11-01 20:44 | 2019-11-01 20:57 | 13
| 6 | 2019-11-01 20:44 | 2019-11-01 21:21 | 37
| 22 | 2019-11-01 21:07 | 2019-11-01 21:26 | 19
| 1 | 2019-11-02 00:32 | 2019-11-02 08:34 | 482
| 1 | 2019-11-02 01:36 | 2019-11-02 07:16 | 340
| 9 | 2019-11-02 02:43 | 2019-11-02 02:49 | 6
| 4 | 2019-11-02 02:43 | 2019-11-02 03:19 | 36
| 1 | 2019-11-02 03:22 | 2019-11-02 08:19 | 297
| 2 | 2019-11-02 03:39 | 2019-11-02 03:50 | 11
| 30 | 2019-11-02 03:43 | 2019-11-02 03:49 | 6
| 1 | 2019-11-02 04:32 | 2019-11-02 04:38 | 6
| 3 | 2019-11-02 04:32 | 2019-11-02 05:52 | 80
| 3 | 2019-11-02 05:31 | 2019-11-02 06:49 | 78
| 3 | 2019-11-02 05:31 | 2019-11-02 08:21 | 170
| 1 | 2019-11-02 05:42 | 2019-11-02 06:44 | 62
| 5 | 2019-11-02 05:42 | 2019-11-02 07:06 | 84
| 2 | 2019-11-02 05:51 | 2019-11-02 06:46 | 55
| 15 | 2019-11-02 05:58 | 2019-11-02 06:27 | 29
| 1 | 2019-11-02 06:02 | 2019-11-02 10:44 | 282
| 62 | 2019-11-02 06:20 | 2019-11-02 06:56 | 36
| 1 | 2019-11-02 06:24 | 2019-11-02 06:30 | 6
| 1 | 2019-11-02 06:24 | 2019-11-02 06:46 | 22
| 1 | 2019-11-02 06:24 | 2019-11-02 08:17 | 113
| 15 | 2019-11-02 06:24 | 2019-11-02 08:26 | 122
| 1 | 2019-11-02 07:05 | 2019-11-02 07:24 | 19
| 29 | 2019-11-02 07:05 | 2019-11-02 07:26 | 21
| 1 | 2019-11-02 07:06 | 2019-11-02 07:39 | 33
| 9 | 2019-11-02 07:15 | 2019-11-02 07:54 | 39
| 32 | 2019-11-02 07:18 | 2019-11-02 08:24 | 66
| 1 | 2019-11-02 07:33 | 2019-11-02 07:53 | 20
| 3 | 2019-11-02 07:33 | 2019-11-02 08:04 | 31
| 34 | 2019-11-02 07:33 | 2019-11-02 08:10 | 37
| 1 | 2019-11-02 08:03 | 2019-11-02 08:27 | 24
| 18 | 2019-11-02 08:06 | 2019-11-02 08:12 | 6
| 1 | 2019-11-02 08:12 | 2019-11-02 08:17 | 5
| 18 | 2019-11-02 08:19 | 2019-11-02 08:29 | 10
| 1 | 2019-11-02 08:39 | 2019-11-02 08:45 | 6
| 1 | 2019-11-02 08:39 | 2019-11-02 11:37 | 178
| 1 | 2019-11-02 08:47 | 2019-11-02 08:52 | 5
| 51 | 2019-11-02 08:47 | 2019-11-02 08:54 | 7
| 63 | 2019-11-02 08:47 | 2019-11-02 08:57 | 10
| 1 | 2019-11-02 09:29 | 2019-11-02 20:25 | 656
| 1 | 2019-11-02 10:14 | 2019-11-02 12:59 | 165
| 1 | 2019-11-02 10:14 | 2019-11-02 12:59 | 165
| 1 | 2019-11-02 10:14 | 2019-11-02 12:59 | 165
| 1 | 2019-11-02 10:19 | 2019-11-02 10:25 | 6
| 1 | 2019-11-02 10:34 | 2019-11-02 11:51 | 77
| 1 | 2019-11-02 10:41 | 2019-11-02 10:47 | 6
| 25 | 2019-11-02 10:41 | 2019-11-02 11:15 | 34
| 1 | 2019-11-02 11:40 | 2019-11-02 11:46 | 6
| 1 | 2019-11-02 11:40 | 2019-11-02 11:46 | 6
| 1 | 2019-11-02 11:56 | 2019-11-02 12:03 | 7
| 1309 | 2019-11-02 12:10 | 2019-11-02 12:17 | 7
| 1 | 2019-11-02 13:02 | 2019-11-02 13:23 | 21
| 1 | 2019-11-02 14:28 | 2019-11-02 14:46 | 18
| 1 | 2019-11-02 15:18 | 2019-11-02 15:32 | 14
| 1 | 2019-11-02 15:32 | 2019-11-02 15:37 | 5
| 1 | 2019-11-02 15:45 | 2019-11-02 15:51 | 6
| 2 | 2019-11-02 15:56 | 2019-11-02 17:02 | 66
| 17 | 2019-11-02 16:42 | 2019-11-02 17:02 | 20
| 1 | 2019-11-02 16:53 | 2019-11-02 16:59 | 6
| 1 | 2019-11-02 17:13 | 2019-11-02 17:19 | 6
| 1 | 2019-11-02 17:19 | 2019-11-02 17:25 | 6
| 31 | 2019-11-02 17:30 | 2019-11-02 17:58 | 28
| 2 | 2019-11-02 17:39 | 2019-11-02 17:48 | 9
| 6 | 2019-11-02 17:52 | 2019-11-02 18:15 | 23
| 1 | 2019-11-02 19:20 | 2019-11-02 19:26 | 6
| 183 | 2019-11-02 20:09 | 2019-11-02 20:16 | 7
| 1 | 2019-11-02 20:28 | 2019-11-02 20:34 | 6
| 1 | 2019-11-02 21:14 | 2019-11-02 21:20 | 6
| 2 | 2019-11-02 21:41 | 2019-11-02 21:46 | 5
| 1 | 2019-11-02 22:24 | 2019-11-02 22:30 | 6
| 1 | 2019-11-03 04:18 | 2019-11-03 08:19 | 241
| 9 | 2019-11-03 05:27 | 2019-11-03 07:01 | 94
| 1 | 2019-11-03 06:17 | 2019-11-03 13:07 | 410
| 12 | 2019-11-03 06:29 | 2019-11-03 06:52 | 23
| 8 | 2019-11-03 06:30 | 2019-11-03 06:45 | 15
| 12 | 2019-11-03 06:47 | 2019-11-03 07:47 | 60
| 11 | 2019-11-03 06:47 | 2019-11-03 08:05 | 78
| 19 | 2019-11-03 07:21 | 2019-11-03 07:34 | 13
| 1 | 2019-11-03 08:03 | 2019-11-03 08:09 | 6
| 4 | 2019-11-03 08:03 | 2019-11-03 08:21 | 18
| 33 | 2019-11-03 08:35 | 2019-11-03 08:50 | 15
| 1 | 2019-11-03 08:40 | 2019-11-03 09:28 | 48
| 16 | 2019-11-03 08:51 | 2019-11-03 09:07 | 16
| 2 | 2019-11-03 09:08 | 2019-11-03 09:26 | 18
| 1 | 2019-11-03 09:40 | 2019-11-03 09:46 | 6
| 1 | 2019-11-03 09:48 | 2019-11-03 09:53 | 5
| 1 | 2019-11-03 09:50 | 2019-11-03 09:56 | 6
| 96 | 2019-11-03 10:01 | 2019-11-03 10:26 | 25
| 1 | 2019-11-03 11:13 | 2019-11-03 11:19 | 6
| 1 | 2019-11-03 12:17 | 2019-11-03 12:23 | 6
| 1 | 2019-11-03 13:18 | 2019-11-03 13:36 | 18
| 45 | 2019-11-03 13:18 | 2019-11-03 13:42 | 24
| 1 | 2019-11-03 13:26 | 2019-11-03 13:32 | 6
| 1 | 2019-11-03 14:50 | 2019-11-03 15:21 | 31
| 1 | 2019-11-03 14:54 | 2019-11-03 15:26 | 32
| 44 | 2019-11-03 15:42 | 2019-11-03 15:48 | 6
| 1 | 2019-11-03 18:34 | 2019-11-03 18:40 | 6
| 1 | 2019-11-03 18:36 | 2019-11-03 18:41 | 5
| 12 | 2019-11-03 20:27 | 2019-11-03 21:04 | 37
| 5 | 2019-11-03 20:27 | 2019-11-03 21:56 | 89
| 1 | 2019-11-03 20:29 | 2019-11-03 20:35 | 6
| 1 | 2019-11-04 00:20 | 2019-11-04 10:45 | 625
| 47 | 2019-11-04 00:48 | 2019-11-04 00:54 | 6
| 2 | 2019-11-04 00:57 | 2019-11-04 01:53 | 56
| 10 | 2019-11-04 02:18 | 2019-11-04 02:51 | 33
| 30 | 2019-11-04 04:14 | 2019-11-04 04:38 | 24
| 2 | 2019-11-04 05:40 | 2019-11-04 06:19 | 39
| 80 | 2019-11-04 07:01 | 2019-11-04 08:01 | 60
| 1 | 2019-11-04 07:24 | 2019-11-04 07:29 | 5
| 1 | 2019-11-04 08:13 | 2019-11-04 13:13 | 300
| 2 | 2019-11-04 08:15 | 2019-11-04 08:21 | 6
| 1 | 2019-11-04 08:55 | 2019-11-04 09:19 | 24
| 1 | 2019-11-04 09:27 | 2019-11-04 09:33 | 6
| 1 | 2019-11-04 09:44 | 2019-11-04 10:57 | 73
| 1 | 2019-11-04 10:28 | 2019-11-04 10:34 | 6
| 1 | 2019-11-04 11:27 | 2019-11-04 11:33 | 6
| 2 | 2019-11-04 11:35 | 2019-11-04 11:41 | 6
| 1 | 2019-11-04 12:29 | 2019-11-04 12:35 | 6
| 1 | 2019-11-04 12:54 | 2019-11-04 13:39 | 45
| 13 | 2019-11-04 13:42 | 2019-11-04 14:42 | 60
| 24 | 2019-11-04 15:14 | 2019-11-04 15:28 | 14
| 2 | 2019-11-04 15:56 | 2019-11-04 16:01 | 5
| 3 | 2019-11-04 16:45 | 2019-11-04 17:06 | 21
| 2 | 2019-11-04 17:01 | 2019-11-04 18:04 | 63
| 1 | 2019-11-04 17:42 | 2019-11-04 17:48 | 6
| 1 | 2019-11-04 18:01 | 2019-11-04 18:46 | 45
| 1 | 2019-11-04 18:19 | 2019-11-04 18:50 | 31
| 122 | 2019-11-04 18:29 | 2019-11-04 18:42 | 13
| 33 | 2019-11-04 18:51 | 2019-11-04 20:30 | 99
| 1 | 2019-11-04 19:57 | 2019-11-04 20:04 | 7
| 71 | 2019-11-04 20:01 | 2019-11-04 21:03 | 62
| 8 | 2019-11-04 20:04 | 2019-11-04 20:12 | 8
| 3 | 2019-11-04 20:11 | 2019-11-04 20:35 | 24
| 80 | 2019-11-04 20:14 | 2019-11-04 20:28 | 14
| 14 | 2019-11-04 20:14 | 2019-11-04 20:50 | 36
| 1 | 2019-11-04 20:41 | 2019-11-04 20:48 | 7
| 2 | 2019-11-04 21:01 | 2019-11-04 21:06 | 5
| 1 | 2019-11-04 21:14 | 2019-11-04 21:20 | 6
| 1 | 2019-11-04 21:15 | 2019-11-04 21:57 | 42
| 33 | 2019-11-04 21:18 | 2019-11-04 21:36 | 18
| 1 | 2019-11-04 23:28 | 2019-11-05 09:16 | 588
| 1 | 2019-11-05 03:43 | 2019-11-05 06:12 | 149
| 38 | 2019-11-05 06:16 | 2019-11-05 06:31 | 15
| 22 | 2019-11-05 07:16 | 2019-11-05 07:33 | 17
| 1 | 2019-11-05 07:50 | 2019-11-05 07:56 | 6
| 1 | 2019-11-05 08:21 | 2019-11-05 08:27 | 6
| 1 | 2019-11-05 08:48 | 2019-11-05 08:54 | 6
| 3 | 2019-11-05 09:00 | 2019-11-05 09:02 | 2
| 25 | 2019-11-05 09:02 | 2019-11-05 09:25 | 23
| 1 | 2019-11-05 09:25 | 2019-11-05 09:31 | 6
| 1 | 2019-11-05 10:38 | 2019-11-05 11:00 | 22
| 1 | 2019-11-05 10:46 | 2019-11-05 10:52 | 6
| 1 | 2019-11-05 10:46 | 2019-11-05 10:52 | 6
| 5 | 2019-11-05 11:09 | 2019-11-05 14:11 | 182
| 8 | 2019-11-05 11:18 | 2019-11-05 11:30 | 12
| 2 | 2019-11-05 12:02 | 2019-11-05 12:29 | 27
| 2 | 2019-11-05 12:15 | 2019-11-05 12:20 | 5
| 5 | 2019-11-05 12:20 | 2019-11-05 12:31 | 11
| 1 | 2019-11-05 13:14 | 2019-11-05 14:19 | 65
| 18 | 2019-11-05 13:21 | 2019-11-05 13:40 | 19
| 1 | 2019-11-05 14:29 | 2019-11-05 14:35 | 6
| 1 | 2019-11-05 15:52 | 2019-11-05 15:58 | 6
| 1 | 2019-11-05 18:47 | 2019-11-05 19:21 | 34
| 12 | 2019-11-05 19:03 | 2019-11-05 19:16 | 13
| 1 | 2019-11-05 19:44 | 2019-11-05 20:06 | 22
| 18 | 2019-11-05 21:11 | 2019-11-06 06:27 | 556
| 1 | 2019-11-05 21:15 | 2019-11-05 21:21 | 6
| 1 | 2019-11-05 21:26 | 2019-11-05 21:32 | 6
| 4 | 2019-11-05 23:22 | 2019-11-05 23:34 | 12
| 35 | 2019-11-06 00:25 | 2019-11-06 00:47 | 22
| 1 | 2019-11-06 03:20 | 2019-11-06 08:36 | 316
| 1 | 2019-11-06 06:40 | 2019-11-06 06:54 | 14
| 2 | 2019-11-06 06:40 | 2019-11-06 07:12 | 32
| 14 | 2019-11-06 06:40 | 2019-11-06 07:31 | 51
| 1 | 2019-11-06 07:21 | 2019-11-06 07:27 | 6
| 1 | 2019-11-06 08:21 | 2019-11-06 08:28 | 7
| 2 | 2019-11-06 08:34 | 2019-11-06 09:09 | 35
| 3 | 2019-11-06 08:34 | 2019-11-06 09:29 | 55
| 1 | 2019-11-06 08:45 | 2019-11-06 08:50 | 5
| 1 | 2019-11-06 08:49 | 2019-11-06 09:32 | 43
| 1 | 2019-11-06 09:51 | 2019-11-06 10:13 | 22
| 1 | 2019-11-06 10:01 | 2019-11-06 10:13 | 12
| 1 | 2019-11-06 10:26 | 2019-11-06 10:34 | 8
| 4 | 2019-11-06 10:26 | 2019-11-06 10:41 | 15
| 1 | 2019-11-06 11:24 | 2019-11-06 11:30 | 6
| 1 | 2019-11-06 11:37 | 2019-11-06 14:43 | 186
| 1 | 2019-11-06 13:04 | 2019-11-06 13:06 | 2
| 1 | 2019-11-06 13:24 | 2019-11-06 13:30 | 6
| 1 | 2019-11-06 13:47 | 2019-11-06 13:52 | 5
| 1 | 2019-11-06 14:29 | 2019-11-06 14:35 | 6
| 1 | 2019-11-06 15:32 | 2019-11-06 15:37 | 5
| 1 | 2019-11-06 15:46 | 2019-11-06 15:52 | 6
| 175 | 2019-11-06 16:16 | 2019-11-06 16:22 | 6
| 1 | 2019-11-06 16:19 | 2019-11-06 16:24 | 5
| 1 | 2019-11-06 16:25 | 2019-11-06 16:32 | 7
| 1 | 2019-11-06 16:53 | 2019-11-06 16:59 | 6
| 1 | 2019-11-06 17:07 | 2019-11-06 17:46 | 39
| 5 | 2019-11-06 18:01 | 2019-11-06 18:02 | 1
| 1 | 2019-11-06 18:09 | 2019-11-06 19:57 | 108
| 1 | 2019-11-06 18:58 | 2019-11-06 19:04 | 6
| 22 | 2019-11-06 18:58 | 2019-11-06 22:07 | 189
| 3 | 2019-11-06 19:14 | 2019-11-06 19:20 | 6
| 1 | 2019-11-06 19:25 | 2019-11-06 19:32 | 7
| 27 | 2019-11-06 20:04 | 2019-11-06 20:56 | 52
| 9 | 2019-11-06 20:09 | 2019-11-06 20:26 | 17
| 4 | 2019-11-06 20:15 | 2019-11-06 20:39 | 24
| 1 | 2019-11-06 20:23 | 2019-11-06 20:50 | 27
| 30 | 2019-11-06 20:46 | 2019-11-06 20:52 | 6
| 51 | 2019-11-06 20:46 | 2019-11-06 20:53 | 7
| 1 | 2019-11-06 20:46 | 2019-11-06 20:54 | 8
| 4 | 2019-11-06 22:16 | 2019-11-06 22:30 | 14
| 5 | 2019-11-07 04:10 | 2019-11-07 04:39 | 29
| 9 | 2019-11-07 05:11 | 2019-11-07 07:59 | 168
| 1 | 2019-11-07 07:11 | 2019-11-07 07:24 | 13
| 1 | 2019-11-07 07:24 | 2019-11-07 07:37 | 13
| 20 | 2019-11-07 07:24 | 2019-11-07 07:41 | 17
| 1 | 2019-11-07 07:30 | 2019-11-07 07:36 | 6
| 1 | 2019-11-07 08:50 | 2019-11-07 13:05 | 255
| 3 | 2019-11-07 09:35 | 2019-11-07 09:36 | 1
| 1 | 2019-11-07 09:53 | 2019-11-07 09:59 | 6
| 1 | 2019-11-07 09:58 | 2019-11-07 10:04 | 6
| 1 | 2019-11-07 11:07 | 2019-11-07 11:09 | 2
| 1 | 2019-11-07 11:13 | 2019-11-07 11:19 | 6
| 27 | 2019-11-07 11:42 | 2019-11-07 11:48 | 6
| 1 | 2019-11-07 11:47 | 2019-11-07 11:53 | 6
| 82 | 2019-11-07 11:54 | 2019-11-07 12:01 | 7
| 1 | 2019-11-07 13:10 | 2019-11-07 13:16 | 6
| 1089 | 2019-11-07 13:26 | 2019-11-07 13:34 | 8
| 1 | 2019-11-07 13:36 | 2019-11-07 13:49 | 13
| 10 | 2019-11-07 13:36 | 2019-11-07 13:52 | 16
| 1319 | 2019-11-07 14:12 | 2019-11-07 14:18 | 6
| 55 | 2019-11-07 14:17 | 2019-11-07 14:29 | 12
| 1 | 2019-11-07 14:22 | 2019-11-07 14:28 | 6
| 6 | 2019-11-07 14:37 | 2019-11-07 15:02 | 25
| 1 | 2019-11-07 15:38 | 2019-11-07 15:44 | 6
| 1 | 2019-11-07 16:17 | 2019-11-07 16:26 | 9
| 2 | 2019-11-07 16:21 | 2019-11-07 17:01 | 40
| 37 | 2019-11-07 17:12 | 2019-11-07 17:27 | 15
| 21 | 2019-11-07 18:07 | 2019-11-07 18:14 | 7
| 19 | 2019-11-07 18:15 | 2019-11-07 18:31 | 16
| 1 | 2019-11-07 18:28 | 2019-11-07 18:34 | 6
| 1 | 2019-11-07 18:32 | 2019-11-07 18:45 | 13
| 1 | 2019-11-07 18:50 | 2019-11-07 18:56 | 6
| 1 | 2019-11-07 19:06 | 2019-11-07 19:36 | 30
| 1 | 2019-11-07 19:37 | 2019-11-07 19:57 | 20
| 1 | 2019-11-07 19:48 | 2019-11-07 20:25 | 37
| 1 | 2019-11-07 20:16 | 2019-11-07 20:22 | 6
| 870 | 2019-11-07 20:38 | 2019-11-07 20:48 | 10
| 241 | 2019-11-07 20:38 | 2019-11-08 15:05 | 1107
| 2 | 2019-11-07 21:11 | 2019-11-07 21:17 | 6
| 26 | 2019-11-07 21:22 | 2019-11-07 21:48 | 26
| 1 | 2019-11-08 04:41 | 2019-11-08 08:38 | 237
| 8 | 2019-11-08 06:59 | 2019-11-08 07:10 | 11
| 1 | 2019-11-08 07:30 | 2019-11-08 07:39 | 9
| 1 | 2019-11-08 07:32 | 2019-11-08 09:29 | 117
| 126 | 2019-11-08 07:59 | 2019-11-08 12:42 | 283
| 1 | 2019-11-08 08:41 | 2019-11-08 08:50 | 9
| 2 | 2019-11-08 08:41 | 2019-11-08 08:55 | 14
| 7 | 2019-11-08 08:42 | 2019-11-08 08:57 | 15
| 1 | 2019-11-08 09:05 | 2019-11-08 09:11 | 6
| 10 | 2019-11-08 09:19 | 2019-11-08 09:26 | 7
| 1 | 2019-11-08 09:55 | 2019-11-08 09:58 | 3
| 2 | 2019-11-08 09:57 | 2019-11-08 10:03 | 6
| 1 | 2019-11-08 10:35 | 2019-11-08 10:42 | 7
| 1 | 2019-11-08 10:56 | 2019-11-08 11:02 | 6
| 1 | 2019-11-08 11:24 | 2019-11-08 11:30 | 6
| 7 | 2019-11-08 11:24 | 2019-11-08 11:42 | 18
| 1 | 2019-11-08 11:32 | 2019-11-08 11:38 | 6
| 1 | 2019-11-08 12:17 | 2019-11-08 12:54 | 37
| 2 | 2019-11-08 12:39 | 2019-11-08 14:31 | 112
| 1 | 2019-11-08 12:52 | 2019-11-08 12:58 | 6
| 1 | 2019-11-08 14:33 | 2019-11-08 15:11 | 38
| 1 | 2019-11-08 14:37 | 2019-11-08 14:42 | 5
| 1 | 2019-11-08 14:54 | 2019-11-08 15:00 | 6
| 1 | 2019-11-08 15:29 | 2019-11-08 15:35 | 6
| 23 | 2019-11-08 16:58 | 2019-11-08 17:13 | 15
| 4 | 2019-11-08 17:42 | 2019-11-08 17:54 | 12
| 4 | 2019-11-08 18:25 | 2019-11-08 18:32 | 7
| 19 | 2019-11-08 19:05 | 2019-11-08 19:22 | 17
| 1 | 2019-11-08 19:18 | 2019-11-08 19:25 | 7
| 46 | 2019-11-08 20:02 | 2019-11-08 20:11 | 9
| 1 | 2019-11-08 20:34 | 2019-11-08 20:40 | 6
| 2 | 2019-11-08 22:43 | 2019-11-08 23:01 | 18
| 1 | 2019-11-09 06:58 | 2019-11-09 11:28 | 270
| 1 | 2019-11-09 07:23 | 2019-11-09 07:29 | 6
| 3 | 2019-11-09 07:23 | 2019-11-09 07:44 | 21
| 2 | 2019-11-09 07:58 | 2019-11-09 08:27 | 29
| 1 | 2019-11-09 08:57 | 2019-11-09 09:02 | 5
| 1 | 2019-11-09 10:12 | 2019-11-09 10:18 | 6
| 1 | 2019-11-09 10:12 | 2019-11-09 10:49 | 37
| 1 | 2019-11-09 10:35 | 2019-11-09 15:36 | 301
| 1 | 2019-11-09 11:12 | 2019-11-09 11:18 | 6
| 1 | 2019-11-09 13:50 | 2019-11-09 14:21 | 31
| 9 | 2019-11-09 13:50 | 2019-11-09 15:17 | 87
| 1 | 2019-11-09 15:01 | 2019-11-09 15:07 | 6
| 1 | 2019-11-09 15:07 | 2019-11-09 15:13 | 6
| 31 | 2019-11-09 20:05 | 2019-11-09 20:14 | 9
| 1 | 2019-11-09 21:24 | 2019-11-09 21:30 | 6
| 2 | 2019-11-09 22:10 | 2019-11-09 22:22 | 12
| 1 | 2019-11-09 23:10 | 2019-11-09 23:26 | 16
| 4 | 2019-11-10 01:03 | 2019-11-10 01:24 | 21
| 1 | 2019-11-10 01:03 | 2019-11-10 09:00 | 477
| 1 | 2019-11-10 04:43 | 2019-11-10 15:15 | 632
| 1 | 2019-11-10 06:09 | 2019-11-10 14:30 | 501
| 2 | 2019-11-10 06:22 | 2019-11-10 06:28 | 6
| 4 | 2019-11-10 06:57 | 2019-11-10 07:13 | 16
| 1 | 2019-11-10 06:58 | 2019-11-10 07:04 | 6
| 3 | 2019-11-10 07:22 | 2019-11-10 08:46 | 84
| 2 | 2019-11-10 08:12 | 2019-11-10 08:18 | 6
| 89 | 2019-11-10 11:31 | 2019-11-10 11:37 | 6
| 1 | 2019-11-10 12:04 | 2019-11-10 12:32 | 28
| 1 | 2019-11-10 13:02 | 2019-11-10 13:15 | 13
| 1 | 2019-11-10 13:24 | 2019-11-10 13:30 | 6
| 1 | 2019-11-10 14:03 | 2019-11-10 14:09 | 6
| 57 | 2019-11-10 14:08 | 2019-11-10 20:23 | 375
| 1 | 2019-11-10 15:00 | 2019-11-10 15:06 | 6
| 91 | 2019-11-10 15:12 | 2019-11-10 15:26 | 14
| 12 | 2019-11-10 18:51 | 2019-11-10 19:07 | 16
| 1 | 2019-11-10 19:53 | 2019-11-10 19:59 | 6
| 1 | 2019-11-10 20:06 | 2019-11-10 20:12 | 6
| 1 | 2019-11-10 22:15 | 2019-11-10 22:21 | 6
| 1 | 2019-11-11 00:01 | 2019-11-11 11:18 | 677
| 1 | 2019-11-11 08:04 | 2019-11-11 08:10 | 6
| 1097 | 2019-11-11 09:19 | 2019-11-11 09:27 | 8
| 49 | 2019-11-11 09:19 | 2019-11-11 12:42 | 203
| 18 | 2019-11-11 09:44 | 2019-11-11 10:13 | 29
| 69 | 2019-11-11 10:15 | 2019-11-11 10:21 | 6
| 1 | 2019-11-11 10:20 | 2019-11-11 10:28 | 8
| 1 | 2019-11-11 10:58 | 2019-11-11 11:02 | 4
| 3 | 2019-11-11 11:02 | 2019-11-11 11:12 | 10
| 1 | 2019-11-11 11:24 | 2019-11-11 11:26 | 2
| 21 | 2019-11-11 11:26 | 2019-11-11 11:48 | 22
| 1 | 2019-11-11 11:26 | 2019-11-11 16:43 | 317
| 1 | 2019-11-11 11:27 | 2019-11-11 11:33 | 6
| 1 | 2019-11-11 11:27 | 2019-11-11 11:33 | 6
| 1 | 2019-11-11 11:31 | 2019-11-11 11:32 | 1
| 1 | 2019-11-11 12:21 | 2019-11-11 13:00 | 39
| 1 | 2019-11-11 13:04 | 2019-11-11 13:10 | 6
| 3 | 2019-11-11 13:04 | 2019-11-11 13:16 | 12
| 1 | 2019-11-11 13:05 | 2019-11-11 13:11 | 6
| 3 | 2019-11-11 13:19 | 2019-11-11 13:57 | 38
| 1 | 2019-11-11 13:23 | 2019-11-11 13:29 | 6
| 1 | 2019-11-11 15:06 | 2019-11-11 15:12 | 6
| 1 | 2019-11-11 16:11 | 2019-11-11 17:11 | 60
| 2 | 2019-11-11 16:57 | 2019-11-11 17:03 | 6
| 2 | 2019-11-11 16:57 | 2019-11-11 18:35 | 98
| 1 | 2019-11-11 16:58 | 2019-11-11 17:04 | 6
| 1 | 2019-11-11 18:31 | 2019-11-11 18:37 | 6
| 195 | 2019-11-11 19:00 | 2019-11-11 19:48 | 48
| 1 | 2019-11-11 19:00 | 2019-11-11 19:50 | 50
| 3 | 2019-11-11 19:53 | 2019-11-11 20:09 | 16
| 1 | 2019-11-11 20:00 | 2019-11-11 21:05 | 65
| 1 | 2019-11-11 20:26 | 2019-11-11 20:32 | 6
| 4 | 2019-11-12 00:40 | 2019-11-12 00:56 | 16
| 21 | 2019-11-12 06:12 | 2019-11-12 06:20 | 8
| 2 | 2019-11-12 08:04 | 2019-11-12 08:11 | 7
| 54 | 2019-11-12 09:21 | 2019-11-12 09:44 | 23
| 108 | 2019-11-12 09:25 | 2019-11-12 09:31 | 6
| 1 | 2019-11-12 09:38 | 2019-11-12 10:13 | 35
| 1 | 2019-11-12 09:39 | 2019-11-12 09:46 | 7
| 13 | 2019-11-12 09:40 | 2019-11-12 09:57 | 17
| 8 | 2019-11-12 09:52 | 2019-11-12 10:13 | 21
| 1 | 2019-11-12 10:06 | 2019-11-12 10:13 | 7
| 44 | 2019-11-12 10:06 | 2019-11-12 11:28 | 82
| 2 | 2019-11-12 10:58 | 2019-11-12 11:00 | 2
| 1 | 2019-11-12 11:56 | 2019-11-12 12:02 | 6
| 1 | 2019-11-12 12:15 | 2019-11-12 12:49 | 34
| 19 | 2019-11-12 12:28 | 2019-11-12 12:37 | 9
| 5 | 2019-11-12 12:28 | 2019-11-12 13:25 | 57
| 1 | 2019-11-12 13:02 | 2019-11-12 13:08 | 6
| 73 | 2019-11-12 13:50 | 2019-11-12 14:06 | 16
| 5 | 2019-11-12 14:26 | 2019-11-12 16:57 | 151
| 12 | 2019-11-12 14:26 | 2019-11-12 18:23 | 237
| 1 | 2019-11-12 15:11 | 2019-11-12 15:20 | 9
| 1 | 2019-11-12 15:15 | 2019-11-12 15:21 | 6
| 27 | 2019-11-12 16:01 | 2019-11-12 16:08 | 7
| 1 | 2019-11-12 16:12 | 2019-11-12 18:15 | 123
| 1 | 2019-11-12 16:17 | 2019-11-12 16:23 | 6
| 24 | 2019-11-12 16:17 | 2019-11-12 16:25 | 8
| 1 | 2019-11-12 16:18 | 2019-11-12 16:24 | 6
| 1 | 2019-11-12 16:39 | 2019-11-12 17:22 | 43
| 1 | 2019-11-12 16:44 | 2019-11-12 16:50 | 6
| 1 | 2019-11-12 16:48 | 2019-11-12 19:32 | 164
| 1 | 2019-11-12 17:41 | 2019-11-12 17:47 | 6
| 1 | 2019-11-12 19:04 | 2019-11-12 19:54 | 50
| 1 | 2019-11-12 19:21 | 2019-11-12 20:00 | 39
| 1 | 2019-11-12 21:40 | 2019-11-12 21:46 | 6
| 19 | 2019-11-12 22:33 | 2019-11-12 22:45 | 12
| 1 | 2019-11-13 04:21 | 2019-11-13 13:38 | 557
| 1 | 2019-11-13 07:58 | 2019-11-13 08:04 | 6
| 1 | 2019-11-13 09:16 | 2019-11-13 18:15 | 539
| 1 | 2019-11-13 09:35 | 2019-11-13 09:41 | 6
| 9 | 2019-11-13 09:35 | 2019-11-13 11:23 | 108
| 1 | 2019-11-13 10:14 | 2019-11-13 10:19 | 5
| 1 | 2019-11-13 11:18 | 2019-11-13 13:34 | 136
| 2 | 2019-11-13 12:14 | 2019-11-13 12:25 | 11
| 1 | 2019-11-13 12:23 | 2019-11-13 12:27 | 4
| 1 | 2019-11-13 12:24 | 2019-11-13 15:52 | 208
| 105 | 2019-11-13 12:29 | 2019-11-13 12:37 | 8
| 1 | 2019-11-13 12:35 | 2019-11-13 12:38 | 3
| 1 | 2019-11-13 12:36 | 2019-11-13 12:54 | 18
| 1 | 2019-11-13 12:43 | 2019-11-13 12:48 | 5
| 1 | 2019-11-13 13:27 | 2019-11-13 13:33 | 6
| 1 | 2019-11-13 14:34 | 2019-11-13 14:40 | 6
| 1 | 2019-11-13 14:39 | 2019-11-13 14:44 | 5
| 1 | 2019-11-13 15:21 | 2019-11-13 15:33 | 12
| 1 | 2019-11-13 16:04 | 2019-11-13 16:10 | 6
| 1 | 2019-11-13 16:27 | 2019-11-13 17:18 | 51
| 1 | 2019-11-13 17:16 | 2019-11-13 21:09 | 233
| 1 | 2019-11-13 17:30 | 2019-11-13 17:36 | 6
| 3 | 2019-11-13 17:49 | 2019-11-13 17:56 | 7
| 22 | 2019-11-13 17:53 | 2019-11-13 17:59 | 6
| 1 | 2019-11-13 19:14 | 2019-11-13 19:23 | 9
| 1 | 2019-11-13 19:45 | 2019-11-13 20:55 | 70
| 1 | 2019-11-13 20:25 | 2019-11-13 20:31 | 6
| 12 | 2019-11-13 21:20 | 2019-11-13 21:27 | 7
| 31 | 2019-11-14 05:37 | 2019-11-14 06:08 | 31
| 1 | 2019-11-14 07:23 | 2019-11-14 07:29 | 6
| 1 | 2019-11-14 08:24 | 2019-11-14 08:30 | 6
| 1 | 2019-11-14 08:53 | 2019-11-14 09:00 | 7
| 2295 | 2019-11-14 10:08 | 2019-11-14 10:14 | 6
| 2744 | 2019-11-14 10:08 | 2019-11-14 10:16 | 8
| 200 | 2019-11-14 10:08 | 2019-11-14 10:17 | 9
| 20 | 2019-11-14 10:08 | 2019-11-14 11:35 | 87
| 1 | 2019-11-14 10:08 | 2019-11-14 13:02 | 174
| 65 | 2019-11-14 10:53 | 2019-11-14 10:59 | 6
| 76 | 2019-11-14 11:35 | 2019-11-14 11:41 | 6
| 28 | 2019-11-14 11:35 | 2019-11-14 11:41 | 6
| 1 | 2019-11-14 11:48 | 2019-11-14 11:50 | 2
| 1 | 2019-11-14 11:50 | 2019-11-14 11:52 | 2
| 1 | 2019-11-14 12:46 | 2019-11-14 12:52 | 6
| 30 | 2019-11-14 13:20 | 2019-11-14 13:26 | 6
| 1 | 2019-11-14 13:38 | 2019-11-14 13:44 | 6
| 2 | 2019-11-14 15:25 | 2019-11-14 15:31 | 6
| 1 | 2019-11-14 16:21 | 2019-11-14 16:27 | 6
| 1 | 2019-11-14 17:48 | 2019-11-14 17:54 | 6
| 79 | 2019-11-14 17:54 | 2019-11-14 18:00 | 6
| 1 | 2019-11-14 19:36 | 2019-11-14 19:41 | 5
| 1 | 2019-11-14 21:09 | 2019-11-14 21:14 | 5
| 6 | 2019-11-14 21:10 | 2019-11-14 21:28 | 18
| 2 | 2019-11-15 00:58 | 2019-11-15 06:56 | 358
| 1 | 2019-11-15 07:29 | 2019-11-15 07:35 | 6
| 1 | 2019-11-15 08:29 | 2019-11-15 08:35 | 6
| 1 | 2019-11-15 08:32 | 2019-11-15 08:38 | 6
| 10 | 2019-11-15 08:32 | 2019-11-15 11:37 | 185
| 5 | 2019-11-15 09:00 | 2019-11-15 09:02 | 2
| 1 | 2019-11-15 09:14 | 2019-11-15 09:20 | 6
| 1 | 2019-11-15 10:12 | 2019-11-15 15:50 | 338
| 1 | 2019-11-15 11:47 | 2019-11-15 12:03 | 16
| 1 | 2019-11-15 14:07 | 2019-11-15 14:43 | 36
| 1 | 2019-11-15 14:07 | 2019-11-15 16:12 | 125
| 1 | 2019-11-15 14:15 | 2019-11-15 14:21 | 6
| 1 | 2019-11-15 14:24 | 2019-11-15 14:42 | 18
| 1 | 2019-11-15 14:33 | 2019-11-15 14:47 | 14
| 1 | 2019-11-15 14:48 | 2019-11-15 14:54 | 6
| 103 | 2019-11-15 15:29 | 2019-11-15 15:42 | 13
| 1 | 2019-11-15 17:59 | 2019-11-15 18:05 | 6
| 1 | 2019-11-15 18:15 | 2019-11-15 21:53 | 218
| 4 | 2019-11-15 23:26 | 2019-11-15 23:39 | 13
| 3 | 2019-11-15 23:45 | 2019-11-16 00:17 | 32
| 129 | 2019-11-16 05:35 | 2019-11-16 07:19 | 104
| 1 | 2019-11-16 06:07 | 2019-11-16 07:02 | 55
| 1 | 2019-11-16 06:07 | 2019-11-16 15:44 | 577
| 1 | 2019-11-16 08:53 | 2019-11-16 08:59 | 6
| 1 | 2019-11-16 09:10 | 2019-11-16 09:16 | 6
| 1 | 2019-11-16 09:49 | 2019-11-16 09:55 | 6
| 1 | 2019-11-16 11:24 | 2019-11-16 14:22 | 178
| 1 | 2019-11-16 11:42 | 2019-11-16 11:48 | 6
| 1 | 2019-11-16 12:39 | 2019-11-16 12:54 | 15
| 1 | 2019-11-16 13:16 | 2019-11-16 13:22 | 6
| 1 | 2019-11-16 15:29 | 2019-11-16 15:35 | 6
| 1 | 2019-11-16 18:14 | 2019-11-16 18:21 | 7
| 2 | 2019-11-16 18:55 | 2019-11-16 19:01 | 6
| 1 | 2019-11-16 18:55 | 2019-11-16 20:05 | 70
| 1 | 2019-11-16 20:15 | 2019-11-16 21:07 | 52
| 1 | 2019-11-16 20:16 | 2019-11-16 20:22 | 6
| 4 | 2019-11-16 20:16 | 2019-11-16 20:57 | 41
| 1 | 2019-11-17 00:05 | 2019-11-17 00:40 | 35
| 3 | 2019-11-17 01:16 | 2019-11-17 01:30 | 14
| 1 | 2019-11-17 05:58 | 2019-11-17 08:17 | 139
| 6 | 2019-11-17 05:58 | 2019-11-17 08:29 | 151
| 90 | 2019-11-17 07:19 | 2019-11-17 07:30 | 11
| 1 | 2019-11-17 09:15 | 2019-11-17 09:17 | 2
| 1 | 2019-11-18 01:54 | 2019-11-18 06:36 | 282
| 1 | 2019-11-18 07:35 | 2019-11-18 07:41 | 6
| 1 | 2019-11-18 07:42 | 2019-11-18 18:16 | 634
| 1 | 2019-11-18 09:42 | 2019-11-18 09:48 | 6
| 1 | 2019-11-18 10:15 | 2019-11-18 10:21 | 6
| 1 | 2019-11-18 10:20 | 2019-11-18 10:26 | 6
| 1 | 2019-11-18 10:28 | 2019-11-18 10:34 | 6
| 1 | 2019-11-18 11:56 | 2019-11-18 12:02 | 6
| 3 | 2019-11-18 12:07 | 2019-11-18 13:26 | 79
| 1 | 2019-11-18 13:11 | 2019-11-18 13:17 | 6
| 1 | 2019-11-18 13:26 | 2019-11-18 13:42 | 16
| 1 | 2019-11-18 13:37 | 2019-11-18 14:35 | 58
| 1 | 2019-11-18 14:55 | 2019-11-18 15:01 | 6
| 1 | 2019-11-18 16:06 | 2019-11-18 16:12 | 6
| 113 | 2019-11-18 18:27 | 2019-11-18 18:35 | 8
| 1 | 2019-11-18 18:27 | 2019-11-18 18:44 | 17
| 30 | 2019-11-18 20:07 | 2019-11-18 20:21 | 14
| 2 | 2019-11-18 20:12 | 2019-11-18 20:49 | 37
| 3 | 2019-11-18 21:17 | 2019-11-18 22:06 | 49
| 1 | 2019-11-18 22:40 | 2019-11-19 07:53 | 553
| 1 | 2019-11-18 23:32 | 2019-11-19 07:45 | 493
| 1 | 2019-11-19 06:32 | 2019-11-19 06:38 | 6
| 1 | 2019-11-19 06:43 | 2019-11-19 06:49 | 6
| 1 | 2019-11-19 06:43 | 2019-11-19 08:02 | 79
| 1 | 2019-11-19 07:17 | 2019-11-19 09:24 | 127
| 7 | 2019-11-19 07:42 | 2019-11-19 08:17 | 35
| 1 | 2019-11-19 08:23 | 2019-11-19 08:33 | 10
| 1 | 2019-11-19 08:24 | 2019-11-19 08:25 | 1
| 6 | 2019-11-19 09:00 | 2019-11-19 09:02 | 2
| 19 | 2019-11-19 09:32 | 2019-11-19 09:38 | 6
| 1 | 2019-11-19 09:33 | 2019-11-19 09:39 | 6
| 7 | 2019-11-19 10:06 | 2019-11-19 10:13 | 7
| 2 | 2019-11-19 10:35 | 2019-11-19 10:42 | 7
| 1 | 2019-11-19 10:59 | 2019-11-19 11:07 | 8
| 1 | 2019-11-19 11:10 | 2019-11-19 12:39 | 89
| 1 | 2019-11-19 11:41 | 2019-11-19 13:10 | 89
| 5 | 2019-11-19 12:23 | 2019-11-19 12:31 | 8
| 1 | 2019-11-19 13:37 | 2019-11-19 16:26 | 169
| 1 | 2019-11-19 14:32 | 2019-11-19 14:46 | 14
| 1 | 2019-11-19 14:37 | 2019-11-19 14:52 | 15
| 1 | 2019-11-19 15:02 | 2019-11-19 15:08 | 6
| 1 | 2019-11-19 15:15 | 2019-11-19 15:21 | 6
| 1 | 2019-11-19 15:28 | 2019-11-19 15:34 | 6
| 1 | 2019-11-19 15:36 | 2019-11-19 15:42 | 6
| 3 | 2019-11-19 16:22 | 2019-11-19 16:28 | 6
| 19 | 2019-11-19 17:34 | 2019-11-19 17:42 | 8
| 1 | 2019-11-19 18:17 | 2019-11-19 18:23 | 6
| 100 | 2019-11-19 20:53 | 2019-11-19 21:05 | 12
| 1 | 2019-11-19 20:54 | 2019-11-19 21:00 | 6
| 1 | 2019-11-19 21:19 | 2019-11-19 21:25 | 6
| 11 | 2019-11-19 22:44 | 2019-11-19 22:51 | 7
| 1 | 2019-11-20 07:19 | 2019-11-20 13:20 | 361
| 1367 | 2019-11-20 07:32 | 2019-11-20 07:39 | 7
| 2 | 2019-11-20 08:43 | 2019-11-20 08:50 | 7
| 1 | 2019-11-20 08:50 | 2019-11-20 08:57 | 7
| 2 | 2019-11-20 09:18 | 2019-11-20 09:24 | 6
| 1 | 2019-11-20 10:02 | 2019-11-20 10:13 | 11
| 1 | 2019-11-20 10:05 | 2019-11-20 10:13 | 8
| 1 | 2019-11-20 10:07 | 2019-11-20 10:13 | 6
| 1 | 2019-11-20 10:08 | 2019-11-20 10:14 | 6
| 1 | 2019-11-20 10:55 | 2019-11-20 11:01 | 6
| 1 | 2019-11-20 11:10 | 2019-11-20 11:13 | 3
| 7 | 2019-11-20 12:41 | 2019-11-20 12:47 | 6
| 1 | 2019-11-20 13:15 | 2019-11-20 13:18 | 3
| 1 | 2019-11-20 13:18 | 2019-11-20 13:24 | 6
| 2 | 2019-11-20 14:12 | 2019-11-20 15:27 | 75
| 9 | 2019-11-20 14:48 | 2019-11-20 14:54 | 6
| 1 | 2019-11-20 15:15 | 2019-11-21 09:18 | 1083
| 48 | 2019-11-20 16:22 | 2019-11-20 16:40 | 18
| 1 | 2019-11-20 16:23 | 2019-11-20 16:29 | 6
| 2 | 2019-11-20 16:23 | 2019-11-20 17:36 | 73
| 14 | 2019-11-20 16:33 | 2019-11-20 16:38 | 5
| 1 | 2019-11-20 16:42 | 2019-11-20 20:05 | 203
| 70 | 2019-11-20 16:50 | 2019-11-20 17:05 | 15
| 18 | 2019-11-20 17:24 | 2019-11-20 17:31 | 7
| 1 | 2019-11-20 17:32 | 2019-11-20 17:38 | 6
| 2 | 2019-11-20 17:44 | 2019-11-20 17:50 | 6
| 19 | 2019-11-20 18:13 | 2019-11-20 18:23 | 10
| 1 | 2019-11-20 20:02 | 2019-11-20 20:08 | 6
| 1 | 2019-11-20 20:24 | 2019-11-20 20:30 | 6
| 8 | 2019-11-20 20:46 | 2019-11-20 20:52 | 6
| 1 | 2019-11-20 23:57 | 2019-11-21 10:41 | 644
| 2 | 2019-11-21 05:25 | 2019-11-21 05:40 | 15
| 135 | 2019-11-21 05:38 | 2019-11-21 05:47 | 9
| 14 | 2019-11-21 06:10 | 2019-11-21 06:29 | 19
| 1 | 2019-11-21 06:21 | 2019-11-21 06:27 | 6
| 77 | 2019-11-21 06:21 | 2019-11-21 07:10 | 49
| 83 | 2019-11-21 06:37 | 2019-11-21 06:51 | 14
| 1 | 2019-11-21 07:35 | 2019-11-21 07:55 | 20
| 136 | 2019-11-21 07:37 | 2019-11-21 07:44 | 7
| 1475 | 2019-11-21 07:37 | 2019-11-21 07:50 | 13
| 22 | 2019-11-21 07:39 | 2019-11-21 08:25 | 46
| 1309 | 2019-11-21 07:43 | 2019-11-21 07:52 | 9
| 62 | 2019-11-21 07:43 | 2019-11-21 07:53 | 10
| 66 | 2019-11-21 07:43 | 2019-11-21 07:54 | 11
| 77 | 2019-11-21 07:43 | 2019-11-21 07:55 | 12
| 73 | 2019-11-21 07:43 | 2019-11-21 07:59 | 16
| 167 | 2019-11-21 07:43 | 2019-11-21 07:59 | 16
| 1 | 2019-11-21 07:43 | 2019-11-21 08:03 | 20
| 20 | 2019-11-21 07:43 | 2019-11-21 08:20 | 37
| 5 | 2019-11-21 07:43 | 2019-11-21 08:52 | 69
| 31 | 2019-11-21 07:43 | 2019-11-21 09:30 | 107
| 57 | 2019-11-21 07:44 | 2019-11-21 08:37 | 53
| 1 | 2019-11-21 07:46 | 2019-11-21 07:51 | 5
| 1 | 2019-11-21 07:46 | 2019-11-21 07:52 | 6
| 1 | 2019-11-21 07:50 | 2019-11-21 07:55 | 5
| 1 | 2019-11-21 07:51 | 2019-11-21 07:57 | 6
| 1 | 2019-11-21 07:51 | 2019-11-21 07:57 | 6
| 1 | 2019-11-21 07:53 | 2019-11-21 07:58 | 5
| 1 | 2019-11-21 07:56 | 2019-11-21 08:01 | 5
| 1 | 2019-11-21 08:02 | 2019-11-21 08:07 | 5
| 1 | 2019-11-21 08:02 | 2019-11-21 08:08 | 6
| 1 | 2019-11-21 08:05 | 2019-11-21 08:11 | 6
| 1 | 2019-11-21 08:08 | 2019-11-21 08:13 | 5
| 1 | 2019-11-21 08:10 | 2019-11-21 08:16 | 6
| 1 | 2019-11-21 08:30 | 2019-11-21 08:52 | 22
| 1 | 2019-11-21 08:37 | 2019-11-21 08:43 | 6
| 1 | 2019-11-21 08:39 | 2019-11-21 08:45 | 6
| 1 | 2019-11-21 08:40 | 2019-11-21 08:56 | 16
| 1 | 2019-11-21 08:43 | 2019-11-21 08:49 | 6
| 1 | 2019-11-21 08:45 | 2019-11-21 08:58 | 13
| 2 | 2019-11-21 08:45 | 2019-11-21 09:01 | 16
| 1 | 2019-11-21 08:45 | 2019-11-21 09:03 | 18
| 1 | 2019-11-21 08:46 | 2019-11-21 08:52 | 6
| 61 | 2019-11-21 08:54 | 2019-11-21 09:01 | 7
| 560 | 2019-11-21 08:56 | 2019-11-21 09:04 | 8
| 1 | 2019-11-21 09:00 | 2019-11-21 09:21 | 21
| 541 | 2019-11-21 09:02 | 2019-11-21 09:09 | 7
| 1 | 2019-11-21 09:07 | 2019-11-21 09:13 | 6
| 57 | 2019-11-21 09:12 | 2019-11-21 10:41 | 89
| 1 | 2019-11-21 09:15 | 2019-11-21 09:24 | 9
| 1 | 2019-11-21 09:15 | 2019-11-21 09:35 | 20
| 418 | 2019-11-21 09:21 | 2019-11-21 14:33 | 312
| 1 | 2019-11-21 09:23 | 2019-11-21 09:29 | 6
| 1 | 2019-11-21 09:28 | 2019-11-21 09:34 | 6
| 1 | 2019-11-21 09:30 | 2019-11-21 09:45 | 15
| 1 | 2019-11-21 09:35 | 2019-11-21 10:43 | 68
| 43 | 2019-11-21 09:37 | 2019-11-21 10:01 | 24
| 2 | 2019-11-21 09:37 | 2019-11-21 18:40 | 543
| 1 | 2019-11-21 09:45 | 2019-11-21 10:02 | 17
| 685 | 2019-11-21 10:11 | 2019-11-21 10:41 | 30
| 18 | 2019-11-21 10:34 | 2019-11-21 10:51 | 17
| 8 | 2019-11-21 10:35 | 2019-11-21 11:02 | 27
| 1 | 2019-11-21 10:40 | 2019-11-21 10:45 | 5
| 1 | 2019-11-21 10:49 | 2019-11-21 10:59 | 10
| 72 | 2019-11-21 10:49 | 2019-11-21 11:00 | 11
| 953 | 2019-11-21 10:58 | 2019-11-21 11:06 | 8
| 1 | 2019-11-21 11:12 | 2019-11-21 11:18 | 6
| 1 | 2019-11-21 11:21 | 2019-11-21 11:59 | 38
| 3108 | 2019-11-21 11:24 | 2019-11-21 11:32 | 8
| 1 | 2019-11-21 11:24 | 2019-11-21 20:31 | 547
| 1 | 2019-11-21 11:37 | 2019-11-21 14:48 | 191
| 446 | 2019-11-21 11:44 | 2019-11-21 11:52 | 8
| 49 | 2019-11-21 11:52 | 2019-11-21 12:03 | 11
| 25 | 2019-11-21 11:52 | 2019-11-21 12:22 | 30
| 5 | 2019-11-21 11:52 | 2019-11-21 12:43 | 51
| 18 | 2019-11-21 11:52 | 2019-11-21 12:48 | 56
| 1 | 2019-11-21 11:52 | 2019-11-21 13:00 | 68
| 1 | 2019-11-21 11:56 | 2019-11-21 18:22 | 386
| 1 | 2019-11-21 12:03 | 2019-11-21 12:09 | 6
| 1 | 2019-11-21 12:03 | 2019-11-21 12:09 | 6
| 77 | 2019-11-21 12:03 | 2019-11-21 12:17 | 14
| 1 | 2019-11-21 12:04 | 2019-11-21 12:09 | 5
| 1 | 2019-11-21 12:04 | 2019-11-21 12:28 | 24
| 83 | 2019-11-21 12:12 | 2019-11-21 12:26 | 14
| 624 | 2019-11-21 12:12 | 2019-11-21 12:26 | 14
| 18 | 2019-11-21 12:12 | 2019-11-21 13:06 | 54
| 3075 | 2019-11-21 12:13 | 2019-11-21 12:20 | 7
| 1366 | 2019-11-21 12:13 | 2019-11-21 12:21 | 8
| 143 | 2019-11-21 12:13 | 2019-11-21 12:24 | 11
| 2 | 2019-11-21 12:14 | 2019-11-21 12:20 | 6
| 24 | 2019-11-21 12:14 | 2019-11-21 12:30 | 16
| 1 | 2019-11-21 12:15 | 2019-11-21 12:21 | 6
| 60 | 2019-11-21 12:18 | 2019-11-21 12:55 | 37
| 977 | 2019-11-21 12:20 | 2019-11-21 12:27 | 7
| 1 | 2019-11-21 12:21 | 2019-11-21 13:33 | 72
| 1 | 2019-11-21 12:23 | 2019-11-21 13:27 | 64
| 11 | 2019-11-21 12:24 | 2019-11-21 12:54 | 30
| 1 | 2019-11-21 12:25 | 2019-11-21 12:46 | 21
| 3987 | 2019-11-21 12:28 | 2019-11-21 12:36 | 8
| 27 | 2019-11-21 12:28 | 2019-11-21 17:48 | 320
| 4 | 2019-11-21 12:28 | 2019-11-21 17:49 | 321
| 2 | 2019-11-21 12:28 | 2019-11-21 21:02 | 514
| 3 | 2019-11-21 12:28 | 2019-11-21 21:03 | 515
| 434 | 2019-11-21 12:29 | 2019-11-21 12:37 | 8
| 1050 | 2019-11-21 12:29 | 2019-11-21 14:24 | 115
| 16 | 2019-11-21 12:30 | 2019-11-21 12:40 | 10
| 16 | 2019-11-21 12:30 | 2019-11-21 12:40 | 10
| 1 | 2019-11-21 12:32 | 2019-11-21 13:05 | 33
| 209 | 2019-11-21 12:34 | 2019-11-21 12:42 | 8
| 12 | 2019-11-21 12:34 | 2019-11-21 12:43 | 9
| 5 | 2019-11-21 12:34 | 2019-11-21 12:44 | 10
| 11 | 2019-11-21 12:34 | 2019-11-21 12:45 | 11
| 14 | 2019-11-21 12:34 | 2019-11-21 12:45 | 11
| 14 | 2019-11-21 12:34 | 2019-11-21 12:49 | 15
| 9 | 2019-11-21 12:34 | 2019-11-21 12:55 | 21
| 12 | 2019-11-21 12:34 | 2019-11-21 12:55 | 21
| 25 | 2019-11-21 12:34 | 2019-11-21 13:20 | 46
| 12 | 2019-11-21 12:34 | 2019-11-21 13:32 | 58
| 3 | 2019-11-21 12:34 | 2019-11-21 13:41 | 67
| 12 | 2019-11-21 12:35 | 2019-11-21 12:44 | 9
| 2 | 2019-11-21 12:35 | 2019-11-21 16:23 | 228
| 2 | 2019-11-21 12:36 | 2019-11-21 12:42 | 6
| 125 | 2019-11-21 12:40 | 2019-11-21 14:52 | 132
| 1 | 2019-11-21 12:41 | 2019-11-21 12:47 | 6
| 1 | 2019-11-21 12:44 | 2019-11-21 12:50 | 6
| 26 | 2019-11-21 12:44 | 2019-11-21 14:03 | 79
| 1 | 2019-11-21 12:44 | 2019-11-21 14:05 | 81
| 2 | 2019-11-21 12:45 | 2019-11-21 12:51 | 6
| 1 | 2019-11-21 12:47 | 2019-11-21 12:53 | 6
| 34 | 2019-11-21 12:48 | 2019-11-21 13:54 | 66
| 1 | 2019-11-21 12:50 | 2019-11-21 12:56 | 6
| 2076 | 2019-11-21 12:52 | 2019-11-21 12:59 | 7
| 1829 | 2019-11-21 12:52 | 2019-11-21 12:59 | 7
| 954 | 2019-11-21 12:53 | 2019-11-21 13:42 | 49
| 2117 | 2019-11-21 12:55 | 2019-11-21 13:03 | 8
| 1 | 2019-11-21 12:59 | 2019-11-21 13:05 | 6
| 1 | 2019-11-21 13:00 | 2019-11-21 13:06 | 6
| 37 | 2019-11-21 13:00 | 2019-11-21 13:07 | 7
| 49 | 2019-11-21 13:01 | 2019-11-21 13:13 | 12
| 106 | 2019-11-21 13:06 | 2019-11-21 13:46 | 40
| 1165 | 2019-11-21 13:08 | 2019-11-21 13:15 | 7
| 1327 | 2019-11-21 13:09 | 2019-11-21 13:16 | 7
| 2 | 2019-11-21 13:09 | 2019-11-21 13:17 | 8
| 2 | 2019-11-21 13:10 | 2019-11-21 13:15 | 5
| 1 | 2019-11-21 13:10 | 2019-11-21 13:16 | 6
| 77 | 2019-11-21 13:10 | 2019-11-21 13:25 | 15
| 3134 | 2019-11-21 13:20 | 2019-11-21 13:26 | 6
| 82 | 2019-11-21 13:26 | 2019-11-21 14:07 | 41
| 36 | 2019-11-21 13:29 | 2019-11-21 13:35 | 6
| 111 | 2019-11-21 13:29 | 2019-11-21 14:36 | 67
| 1883 | 2019-11-21 13:33 | 2019-11-21 13:41 | 8
| 2885 | 2019-11-21 13:36 | 2019-11-21 13:44 | 8
| 4194 | 2019-11-21 13:36 | 2019-11-21 13:46 | 10
| 2331 | 2019-11-21 13:38 | 2019-11-21 13:49 | 11
| 1814 | 2019-11-21 13:41 | 2019-11-21 13:47 | 6
| 4559 | 2019-11-21 13:42 | 2019-11-21 13:49 | 7
| 1 | 2019-11-21 13:42 | 2019-11-21 13:51 | 9
| 68 | 2019-11-21 13:43 | 2019-11-21 13:50 | 7
| 52 | 2019-11-21 13:43 | 2019-11-21 14:14 | 31
| 2 | 2019-11-21 13:44 | 2019-11-21 18:45 | 301
| 73 | 2019-11-21 13:45 | 2019-11-21 13:54 | 9
| 170 | 2019-11-21 13:47 | 2019-11-21 14:09 | 22
| 1647 | 2019-11-21 13:48 | 2019-11-21 14:05 | 17
| 7 | 2019-11-21 13:48 | 2019-11-21 14:06 | 18
| 2159 | 2019-11-21 13:49 | 2019-11-21 13:56 | 7
| 1 | 2019-11-21 13:53 | 2019-11-21 13:59 | 6
| 160 | 2019-11-21 13:53 | 2019-11-21 13:59 | 6
| 2 | 2019-11-21 13:53 | 2019-11-21 14:01 | 8
| 129 | 2019-11-21 13:54 | 2019-11-21 14:02 | 8
| 124 | 2019-11-21 13:54 | 2019-11-21 14:07 | 13
| 78 | 2019-11-21 13:54 | 2019-11-21 14:07 | 13
| 29 | 2019-11-21 13:54 | 2019-11-21 14:09 | 15
| 34 | 2019-11-21 13:54 | 2019-11-21 14:11 | 17
| 58 | 2019-11-21 13:54 | 2019-11-21 14:13 | 19
| 38 | 2019-11-21 13:54 | 2019-11-21 14:13 | 19
| 83 | 2019-11-21 13:54 | 2019-11-21 14:14 | 20
| 109 | 2019-11-21 13:54 | 2019-11-21 14:17 | 23
| 27 | 2019-11-21 13:54 | 2019-11-21 14:48 | 54
| 38 | 2019-11-21 13:56 | 2019-11-21 14:25 | 29
| 33 | 2019-11-21 13:56 | 2019-11-21 18:57 | 301
| 21 | 2019-11-21 13:57 | 2019-11-21 14:13 | 16
| 2365 | 2019-11-21 13:59 | 2019-11-21 14:06 | 7
| 69 | 2019-11-21 14:00 | 2019-11-21 14:23 | 23
| 220 | 2019-11-21 14:01 | 2019-11-21 14:08 | 7
| 1 | 2019-11-21 14:04 | 2019-11-21 15:40 | 96
| 2914 | 2019-11-21 14:05 | 2019-11-21 14:12 | 7
| 2908 | 2019-11-21 14:05 | 2019-11-21 16:11 | 126
| 5 | 2019-11-21 14:08 | 2019-11-21 14:43 | 35
| 2135 | 2019-11-21 14:09 | 2019-11-21 14:16 | 7
| 78 | 2019-11-21 14:12 | 2019-11-21 14:21 | 9
| 1 | 2019-11-21 14:13 | 2019-11-21 14:19 | 6
| 38 | 2019-11-21 14:14 | 2019-11-21 21:30 | 436
| 1412 | 2019-11-21 14:16 | 2019-11-21 14:24 | 8
| 1 | 2019-11-21 14:18 | 2019-11-21 14:24 | 6
| 57 | 2019-11-21 14:18 | 2019-11-21 14:37 | 19
| 30 | 2019-11-21 14:18 | 2019-11-21 17:52 | 214
| 1 | 2019-11-21 14:22 | 2019-11-21 14:28 | 6
| 2311 | 2019-11-21 14:22 | 2019-11-21 14:30 | 8
| 1 | 2019-11-21 14:22 | 2019-11-21 14:31 | 9
| 40 | 2019-11-21 14:22 | 2019-11-21 14:32 | 10
| 2 | 2019-11-21 14:23 | 2019-11-21 14:28 | 5
| 2 | 2019-11-21 14:23 | 2019-11-21 14:28 | 5
| 1 | 2019-11-21 14:23 | 2019-11-21 14:28 | 5
| 1 | 2019-11-21 14:23 | 2019-11-21 14:29 | 6
| 1 | 2019-11-21 14:23 | 2019-11-21 14:29 | 6
| 1 | 2019-11-21 14:23 | 2019-11-21 14:29 | 6
| 38 | 2019-11-21 14:23 | 2019-11-21 14:30 | 7
| 145 | 2019-11-21 14:23 | 2019-11-21 14:30 | 7
| 385 | 2019-11-21 14:23 | 2019-11-21 14:33 | 10
| 1 | 2019-11-21 14:24 | 2019-11-21 14:29 | 5
| 20 | 2019-11-21 14:24 | 2019-11-21 14:30 | 6
| 1 | 2019-11-21 14:24 | 2019-11-21 14:30 | 6
| 30 | 2019-11-21 14:24 | 2019-11-21 14:33 | 9
| 102 | 2019-11-21 14:24 | 2019-11-21 14:35 | 11
| 126 | 2019-11-21 14:24 | 2019-11-21 14:36 | 12
| 27 | 2019-11-21 14:24 | 2019-11-21 14:39 | 15
| 20 | 2019-11-21 14:24 | 2019-11-21 14:54 | 30
| 14 | 2019-11-21 14:24 | 2019-11-21 15:00 | 36
| 1 | 2019-11-21 14:25 | 2019-11-21 14:31 | 6
| 1 | 2019-11-21 14:26 | 2019-11-21 14:32 | 6
| 1 | 2019-11-21 14:26 | 2019-11-21 14:32 | 6
| 1 | 2019-11-21 14:26 | 2019-11-21 14:32 | 6
| 32 | 2019-11-21 14:26 | 2019-11-21 14:36 | 10
| 60 | 2019-11-21 14:26 | 2019-11-21 14:37 | 11
| 41 | 2019-11-21 14:26 | 2019-11-21 14:41 | 15
| 96 | 2019-11-21 14:26 | 2019-11-21 14:43 | 17
| 46 | 2019-11-21 14:26 | 2019-11-21 14:49 | 23
| 21 | 2019-11-21 14:26 | 2019-11-21 14:52 | 26
| 78 | 2019-11-21 14:26 | 2019-11-21 14:56 | 30
| 48 | 2019-11-21 14:26 | 2019-11-21 14:57 | 31
| 31 | 2019-11-21 14:26 | 2019-11-21 15:00 | 34
| 18 | 2019-11-21 14:26 | 2019-11-21 15:02 | 36
| 70 | 2019-11-21 14:26 | 2019-11-21 19:48 | 322
| 2544 | 2019-11-21 14:26 | 2019-11-21 19:49 | 323
| 1 | 2019-11-21 14:27 | 2019-11-21 14:33 | 6
| 88 | 2019-11-21 14:27 | 2019-11-21 14:36 | 9
| 44 | 2019-11-21 14:27 | 2019-11-21 14:38 | 11
| 27 | 2019-11-21 14:27 | 2019-11-21 14:40 | 13
| 49 | 2019-11-21 14:27 | 2019-11-21 14:40 | 13
| 51 | 2019-11-21 14:27 | 2019-11-21 14:47 | 20
| 37 | 2019-11-21 14:28 | 2019-11-21 14:34 | 6
| 25 | 2019-11-21 14:28 | 2019-11-21 14:40 | 12
| 62 | 2019-11-21 14:28 | 2019-11-21 14:43 | 15
| 5 | 2019-11-21 14:28 | 2019-11-21 15:09 | 41
| 613 | 2019-11-21 14:28 | 2019-11-21 19:45 | 317
| 1594 | 2019-11-21 14:28 | 2019-11-21 19:47 | 319
| 12 | 2019-11-21 14:29 | 2019-11-21 14:39 | 10
| 92 | 2019-11-21 14:29 | 2019-11-21 15:08 | 39
| 233 | 2019-11-21 14:29 | 2019-11-21 19:46 | 317
| 1 | 2019-11-21 14:31 | 2019-11-21 17:38 | 187
| 1 | 2019-11-21 14:34 | 2019-11-21 14:40 | 6
| 2 | 2019-11-21 14:36 | 2019-11-21 14:42 | 6
| 1089 | 2019-11-21 14:36 | 2019-11-21 14:42 | 6
| 1 | 2019-11-21 14:37 | 2019-11-21 14:43 | 6
| 1 | 2019-11-21 14:37 | 2019-11-21 14:43 | 6
| 319 | 2019-11-21 14:37 | 2019-11-21 14:46 | 9
| 6 | 2019-11-21 14:37 | 2019-11-21 16:09 | 92
| 9 | 2019-11-21 14:37 | 2019-11-21 20:41 | 364
| 1 | 2019-11-21 14:38 | 2019-11-21 14:43 | 5
| 134 | 2019-11-21 14:41 | 2019-11-21 16:21 | 100
| 955 | 2019-11-21 14:43 | 2019-11-21 14:54 | 11
| 1 | 2019-11-21 14:44 | 2019-11-21 14:49 | 5
| 84 | 2019-11-21 14:44 | 2019-11-21 15:02 | 18
| 1 | 2019-11-21 14:45 | 2019-11-21 14:51 | 6
| 305 | 2019-11-21 14:45 | 2019-11-21 14:51 | 6
| 1415 | 2019-11-21 14:46 | 2019-11-21 14:53 | 7
| 1 | 2019-11-21 14:47 | 2019-11-21 14:53 | 6
| 1 | 2019-11-21 14:47 | 2019-11-21 14:53 | 6
| 1 | 2019-11-21 14:48 | 2019-11-21 14:54 | 6
| 1 | 2019-11-21 14:49 | 2019-11-21 14:55 | 6
| 2 | 2019-11-21 14:50 | 2019-11-21 14:55 | 5
| 12 | 2019-11-21 14:50 | 2019-11-21 14:57 | 7
| 414 | 2019-11-21 14:52 | 2019-11-21 15:07 | 15
| 1 | 2019-11-21 14:53 | 2019-11-21 14:59 | 6
| 56 | 2019-11-21 14:53 | 2019-11-21 15:25 | 32
| 1396 | 2019-11-21 14:54 | 2019-11-21 15:02 | 8
| 1 | 2019-11-21 14:55 | 2019-11-21 15:01 | 6
| 1 | 2019-11-21 14:55 | 2019-11-21 15:01 | 6
| 1 | 2019-11-21 14:59 | 2019-11-21 15:05 | 6
| 1 | 2019-11-21 14:59 | 2019-11-22 08:45 | 1066
| 1 | 2019-11-21 15:00 | 2019-11-21 15:05 | 5
| 1 | 2019-11-21 15:04 | 2019-11-21 15:10 | 6
| 1 | 2019-11-21 15:04 | 2019-11-21 15:16 | 12
| 1 | 2019-11-21 15:05 | 2019-11-21 15:50 | 45
| 5 | 2019-11-21 15:05 | 2019-11-21 18:40 | 215
| 189 | 2019-11-21 15:06 | 2019-11-21 15:13 | 7
| 2 | 2019-11-21 15:06 | 2019-11-21 15:15 | 9
| 1 | 2019-11-21 15:06 | 2019-11-21 21:11 | 365
| 1 | 2019-11-21 15:09 | 2019-11-21 15:15 | 6
| 1381 | 2019-11-21 15:09 | 2019-11-21 15:23 | 14
| 9 | 2019-11-21 15:09 | 2019-11-21 15:24 | 15
| 1 | 2019-11-21 15:14 | 2019-11-21 15:20 | 6
| 1351 | 2019-11-21 15:15 | 2019-11-21 15:21 | 6
| 1 | 2019-11-21 15:18 | 2019-11-21 15:24 | 6
| 539 | 2019-11-21 15:20 | 2019-11-21 15:27 | 7
| 78 | 2019-11-21 15:27 | 2019-11-21 16:31 | 64
| 1 | 2019-11-21 15:31 | 2019-11-21 15:53 | 22
| 9 | 2019-11-21 15:31 | 2019-11-21 18:15 | 164
| 1 | 2019-11-21 15:31 | 2019-11-21 18:30 | 179
| 1 | 2019-11-21 15:41 | 2019-11-21 15:46 | 5
| 2 | 2019-11-21 15:43 | 2019-11-21 16:01 | 18
| 4 | 2019-11-21 15:43 | 2019-11-21 22:26 | 403
| 1 | 2019-11-21 15:45 | 2019-11-21 15:51 | 6
| 2 | 2019-11-21 15:47 | 2019-11-21 15:57 | 10
| 20 | 2019-11-21 15:47 | 2019-11-21 16:01 | 14
| 32 | 2019-11-21 15:49 | 2019-11-21 17:55 | 126
| 25 | 2019-11-21 16:02 | 2019-11-21 16:09 | 7
| 1 | 2019-11-21 16:06 | 2019-11-21 16:12 | 6
| 8 | 2019-11-21 16:08 | 2019-11-21 16:14 | 6
| 1 | 2019-11-21 16:10 | 2019-11-21 21:15 | 305
| 1 | 2019-11-21 16:15 | 2019-11-21 16:21 | 6
| 1 | 2019-11-21 16:17 | 2019-11-21 16:23 | 6
| 171 | 2019-11-21 16:21 | 2019-11-21 16:30 | 9
| 31 | 2019-11-21 16:29 | 2019-11-21 20:27 | 238
| 1 | 2019-11-21 16:34 | 2019-11-21 19:05 | 151
| 24 | 2019-11-21 16:35 | 2019-11-21 16:41 | 6
| 1 | 2019-11-21 16:37 | 2019-11-21 21:51 | 314
| 1 | 2019-11-21 16:40 | 2019-11-21 16:46 | 6
| 1 | 2019-11-21 16:40 | 2019-11-21 16:46 | 6
| 2 | 2019-11-21 16:43 | 2019-11-21 17:12 | 29
| 2 | 2019-11-21 17:12 | 2019-11-21 17:18 | 6
| 2922 | 2019-11-21 17:12 | 2019-11-21 19:58 | 166
| 1 | 2019-11-21 17:27 | 2019-11-21 17:33 | 6
| 1 | 2019-11-21 17:29 | 2019-11-22 00:46 | 437
| 1 | 2019-11-21 17:48 | 2019-11-21 17:54 | 6
| 1 | 2019-11-21 17:49 | 2019-11-21 17:55 | 6
| 71 | 2019-11-21 18:09 | 2019-11-21 18:24 | 15
| 15 | 2019-11-21 18:25 | 2019-11-21 18:40 | 15
| 1 | 2019-11-21 18:33 | 2019-11-21 18:39 | 6
| 1 | 2019-11-21 18:44 | 2019-11-21 18:50 | 6
| 147 | 2019-11-21 19:04 | 2019-11-21 19:25 | 21
| 1 | 2019-11-21 19:24 | 2019-11-21 19:29 | 5
| 1 | 2019-11-21 19:27 | 2019-11-21 19:33 | 6
| 51 | 2019-11-21 19:27 | 2019-11-21 21:40 | 133
| 1 | 2019-11-21 19:31 | 2019-11-21 19:55 | 24
| 2 | 2019-11-21 19:31 | 2019-11-21 21:42 | 131
| 1381 | 2019-11-21 19:32 | 2019-11-21 19:42 | 10
| 1 | 2019-11-21 19:36 | 2019-11-21 19:42 | 6
| 1 | 2019-11-21 19:36 | 2019-11-21 19:54 | 18
| 1669 | 2019-11-21 19:36 | 2019-11-21 19:55 | 19
| 1 | 2019-11-21 19:37 | 2019-11-21 19:43 | 6
| 67 | 2019-11-21 19:37 | 2019-11-21 19:52 | 15
| 20 | 2019-11-21 19:39 | 2019-11-21 19:55 | 16
| 76 | 2019-11-21 19:42 | 2019-11-21 19:48 | 6
| 1 | 2019-11-21 19:51 | 2019-11-21 19:57 | 6
| 1 | 2019-11-21 20:14 | 2019-11-21 20:20 | 6
| 163 | 2019-11-21 20:14 | 2019-11-21 20:21 | 7
| 1 | 2019-11-21 20:29 | 2019-11-21 20:35 | 6
| 54 | 2019-11-21 20:29 | 2019-11-21 20:42 | 13
| 1 | 2019-11-21 20:34 | 2019-11-21 20:40 | 6
| 1 | 2019-11-21 20:59 | 2019-11-21 21:05 | 6
| 13 | 2019-11-21 20:59 | 2019-11-21 21:15 | 16
| 1 | 2019-11-21 21:07 | 2019-11-21 21:12 | 5
| 31 | 2019-11-21 21:08 | 2019-11-22 06:23 | 555
| 1 | 2019-11-21 21:10 | 2019-11-21 21:16 | 6
| 4 | 2019-11-21 21:10 | 2019-11-21 22:06 | 56
| 1 | 2019-11-21 21:14 | 2019-11-21 21:19 | 5
| 1 | 2019-11-21 21:21 | 2019-11-21 21:30 | 9
| 1 | 2019-11-21 21:24 | 2019-11-21 21:30 | 6
| 1 | 2019-11-21 21:26 | 2019-11-21 21:31 | 5
| 5 | 2019-11-21 21:51 | 2019-11-21 22:12 | 21
| 9 | 2019-11-21 23:05 | 2019-11-22 08:14 | 549
| 6 | 2019-11-22 01:33 | 2019-11-22 01:52 | 19
| 2 | 2019-11-22 05:23 | 2019-11-22 11:31 | 368
| 3 | 2019-11-22 05:39 | 2019-11-22 06:29 | 50
| 1 | 2019-11-22 06:02 | 2019-11-22 06:09 | 7
| 1 | 2019-11-22 06:30 | 2019-11-22 06:59 | 29
| 28 | 2019-11-22 07:47 | 2019-11-22 08:03 | 16
| 1 | 2019-11-22 07:50 | 2019-11-22 07:56 | 6
| 1 | 2019-11-22 07:52 | 2019-11-22 07:58 | 6
| 1 | 2019-11-22 08:14 | 2019-11-22 08:20 | 6
| 1 | 2019-11-22 08:42 | 2019-11-22 08:58 | 16
| 4 | 2019-11-22 09:04 | 2019-11-22 09:53 | 49
| 33 | 2019-11-22 09:22 | 2019-11-22 09:43 | 21
| 1 | 2019-11-22 09:38 | 2019-11-22 10:12 | 34
| 1 | 2019-11-22 10:11 | 2019-11-22 10:17 | 6
| 16 | 2019-11-22 10:43 | 2019-11-22 10:49 | 6
| 60 | 2019-11-22 11:14 | 2019-11-22 13:14 | 120
| 42 | 2019-11-22 11:15 | 2019-11-22 11:37 | 22
| 18 | 2019-11-22 11:15 | 2019-11-22 11:52 | 37
| 93 | 2019-11-22 11:31 | 2019-11-22 11:40 | 9
| 1 | 2019-11-22 12:08 | 2019-11-22 12:14 | 6
| 1 | 2019-11-22 12:37 | 2019-11-22 12:43 | 6
| 1 | 2019-11-22 13:11 | 2019-11-22 13:17 | 6
| 75 | 2019-11-22 13:38 | 2019-11-22 13:44 | 6
| 2 | 2019-11-22 13:43 | 2019-11-22 18:29 | 286
| 3746 | 2019-11-22 13:54 | 2019-11-22 14:02 | 8
| 1 | 2019-11-22 14:23 | 2019-11-22 14:29 | 6
| 1 | 2019-11-22 14:29 | 2019-11-22 17:31 | 182
| 2 | 2019-11-22 14:43 | 2019-11-22 14:49 | 6
| 663 | 2019-11-22 14:59 | 2019-11-22 15:06 | 7
| 1 | 2019-11-22 15:35 | 2019-11-22 17:00 | 85
| 2 | 2019-11-22 15:55 | 2019-11-22 16:01 | 6
| 1 | 2019-11-22 16:44 | 2019-11-22 17:12 | 28
| 1 | 2019-11-22 17:41 | 2019-11-22 17:47 | 6
| 1 | 2019-11-22 18:35 | 2019-11-22 18:41 | 6
| 2 | 2019-11-22 21:13 | 2019-11-22 21:23 | 10
| 724 | 2019-11-22 21:13 | 2019-11-22 21:26 | 13
| 1 | 2019-11-22 21:40 | 2019-11-22 21:48 | 8
| 43 | 2019-11-22 22:37 | 2019-11-22 22:43 | 6
| 35 | 2019-11-23 00:56 | 2019-11-23 01:27 | 31
| 2 | 2019-11-23 01:39 | 2019-11-23 09:00 | 441
| 1 | 2019-11-23 01:54 | 2019-11-23 12:40 | 646
| 1 | 2019-11-23 03:49 | 2019-11-23 13:09 | 560
| 3 | 2019-11-23 07:13 | 2019-11-23 07:19 | 6
| 5 | 2019-11-23 07:36 | 2019-11-23 07:48 | 12
| 89 | 2019-11-23 08:02 | 2019-11-23 08:20 | 18
| 1 | 2019-11-23 08:15 | 2019-11-23 08:35 | 20
| 1 | 2019-11-23 09:49 | 2019-11-23 09:55 | 6
| 1 | 2019-11-23 10:58 | 2019-11-23 19:22 | 504
| 2 | 2019-11-23 11:01 | 2019-11-23 11:07 | 6
| 1 | 2019-11-23 11:03 | 2019-11-23 11:09 | 6
| 1 | 2019-11-23 11:58 | 2019-11-23 12:04 | 6
| 1 | 2019-11-23 12:50 | 2019-11-23 13:25 | 35
| 1 | 2019-11-23 15:03 | 2019-11-23 15:09 | 6
| 70 | 2019-11-23 16:37 | 2019-11-23 16:46 | 9
| 71 | 2019-11-23 17:55 | 2019-11-23 20:16 | 141
| 1 | 2019-11-23 18:01 | 2019-11-23 18:08 | 7
| 1 | 2019-11-23 19:57 | 2019-11-23 20:03 | 6
| 2332 | 2019-11-23 20:31 | 2019-11-23 20:39 | 8
| 1 | 2019-11-23 20:49 | 2019-11-23 20:55 | 6
| 1 | 2019-11-23 20:55 | 2019-11-24 07:23 | 628
| 1 | 2019-11-23 21:07 | 2019-11-23 21:44 | 37
| 1 | 2019-11-23 21:23 | 2019-11-23 21:51 | 28
| 32 | 2019-11-24 06:01 | 2019-11-24 06:16 | 15
| 2 | 2019-11-24 07:12 | 2019-11-24 07:29 | 17
| 8 | 2019-11-24 07:12 | 2019-11-24 08:38 | 86
| 1 | 2019-11-24 07:41 | 2019-11-24 07:46 | 5
| 1 | 2019-11-24 08:36 | 2019-11-24 08:42 | 6
| 18 | 2019-11-24 08:47 | 2019-11-24 08:55 | 8
| 1 | 2019-11-24 10:04 | 2019-11-24 10:12 | 8
| 2 | 2019-11-24 10:48 | 2019-11-24 10:54 | 6
| 1 | 2019-11-24 10:50 | 2019-11-24 10:55 | 5
| 2 | 2019-11-24 11:59 | 2019-11-24 12:05 | 6
| 7 | 2019-11-24 14:35 | 2019-11-24 14:54 | 19
| 1 | 2019-11-24 14:48 | 2019-11-24 19:17 | 269
| 1 | 2019-11-24 16:55 | 2019-11-24 17:01 | 6
| 6 | 2019-11-24 16:55 | 2019-11-24 17:40 | 45
| 32 | 2019-11-24 19:49 | 2019-11-24 20:01 | 12
| 2 | 2019-11-25 03:41 | 2019-11-25 03:48 | 7
| 1 | 2019-11-25 07:06 | 2019-11-25 07:12 | 6
| 1 | 2019-11-25 07:19 | 2019-11-25 07:25 | 6
| 14 | 2019-11-25 07:19 | 2019-11-25 07:45 | 26
| 255 | 2019-11-25 08:28 | 2019-11-25 08:47 | 19
| 1328 | 2019-11-25 08:41 | 2019-11-25 08:49 | 8
| 1 | 2019-11-25 08:52 | 2019-11-25 08:58 | 6
| 1 | 2019-11-25 08:55 | 2019-11-25 09:01 | 6
| 15 | 2019-11-25 08:55 | 2019-11-25 09:48 | 53
| 1 | 2019-11-25 09:06 | 2019-11-25 09:12 | 6
| 8 | 2019-11-25 09:35 | 2019-11-25 10:12 | 37
| 1 | 2019-11-25 09:38 | 2019-11-25 09:44 | 6
| 1 | 2019-11-25 10:43 | 2019-11-25 14:23 | 220
| 1 | 2019-11-25 11:12 | 2019-11-25 11:17 | 5
| 1 | 2019-11-25 12:01 | 2019-11-25 12:07 | 6
| 1 | 2019-11-25 12:58 | 2019-11-25 13:04 | 6
| 1 | 2019-11-25 14:17 | 2019-11-25 15:33 | 76
| 13 | 2019-11-25 16:42 | 2019-11-25 16:54 | 12
| 1 | 2019-11-25 17:05 | 2019-11-25 21:40 | 275
| 1 | 2019-11-25 17:17 | 2019-11-25 17:23 | 6
| 93 | 2019-11-25 17:25 | 2019-11-25 17:32 | 7
| 1 | 2019-11-25 17:29 | 2019-11-25 17:35 | 6
| 2 | 2019-11-25 18:04 | 2019-11-25 18:25 | 21
| 1 | 2019-11-25 19:06 | 2019-11-25 19:13 | 7
| 1 | 2019-11-25 20:59 | 2019-11-25 21:04 | 5
| 1 | 2019-11-25 22:16 | 2019-11-25 22:32 | 16
| 85 | 2019-11-25 22:16 | 2019-11-25 22:35 | 19
| 1 | 2019-11-26 02:03 | 2019-11-26 06:53 | 290
| 27 | 2019-11-26 06:36 | 2019-11-26 06:54 | 18
| 10 | 2019-11-26 06:51 | 2019-11-26 06:59 | 8
| 14 | 2019-11-26 07:02 | 2019-11-26 07:38 | 36
| 7 | 2019-11-26 07:02 | 2019-11-26 09:59 | 177
| 6 | 2019-11-26 07:04 | 2019-11-26 07:20 | 16
| 1 | 2019-11-26 07:12 | 2019-11-26 07:18 | 6
| 3 | 2019-11-26 07:12 | 2019-11-26 07:19 | 7
| 6 | 2019-11-26 07:12 | 2019-11-26 07:29 | 17
| 1 | 2019-11-26 07:19 | 2019-11-26 07:34 | 15
| 5 | 2019-11-26 07:24 | 2019-11-26 07:47 | 23
| 142 | 2019-11-26 07:37 | 2019-11-26 08:17 | 40
| 1386 | 2019-11-26 08:24 | 2019-11-26 08:30 | 6
| 2 | 2019-11-26 08:24 | 2019-11-26 08:32 | 8
| 1 | 2019-11-26 08:46 | 2019-11-26 08:51 | 5
| 1 | 2019-11-26 08:49 | 2019-11-26 08:55 | 6
| 1 | 2019-11-26 11:01 | 2019-11-26 11:28 | 27
| 1 | 2019-11-26 11:05 | 2019-11-26 11:36 | 31
| 1 | 2019-11-26 11:41 | 2019-11-26 13:29 | 108
| 39 | 2019-11-26 11:41 | 2019-11-26 15:40 | 239
| 1 | 2019-11-26 11:59 | 2019-11-26 12:05 | 6
| 1 | 2019-11-26 12:55 | 2019-11-26 13:00 | 5
| 1542 | 2019-11-26 13:00 | 2019-11-26 13:09 | 9
| 1 | 2019-11-26 13:06 | 2019-11-26 18:03 | 297
| 1 | 2019-11-26 13:13 | 2019-11-26 13:19 | 6
| 1 | 2019-11-26 13:54 | 2019-11-26 14:01 | 7
| 1 | 2019-11-26 15:05 | 2019-11-26 16:44 | 99
| 1 | 2019-11-26 15:49 | 2019-11-26 15:55 | 6
| 2 | 2019-11-26 16:44 | 2019-11-26 16:50 | 6
| 17 | 2019-11-26 16:49 | 2019-11-26 17:41 | 52
| 90 | 2019-11-26 16:49 | 2019-11-26 18:14 | 85
| 70 | 2019-11-26 17:09 | 2019-11-26 17:28 | 19
| 1 | 2019-11-26 17:12 | 2019-11-26 17:18 | 6
| 2 | 2019-11-26 17:18 | 2019-11-26 17:24 | 6
| 1 | 2019-11-26 17:50 | 2019-11-26 17:56 | 6
| 77 | 2019-11-26 18:45 | 2019-11-26 18:51 | 6
| 1 | 2019-11-26 18:51 | 2019-11-26 18:57 | 6
| 1 | 2019-11-26 19:06 | 2019-11-26 19:18 | 12
| 1 | 2019-11-26 21:35 | 2019-11-27 08:23 | 648
| 4352 | 2019-11-26 21:51 | 2019-11-26 21:59 | 8
| 2 | 2019-11-27 00:49 | 2019-11-27 01:07 | 18
| 24 | 2019-11-27 05:38 | 2019-11-27 08:40 | 182
| 21 | 2019-11-27 05:38 | 2019-11-27 15:38 | 600
| 20 | 2019-11-27 05:43 | 2019-11-27 06:06 | 23
| 23 | 2019-11-27 05:43 | 2019-11-27 08:08 | 145
| 1 | 2019-11-27 06:03 | 2019-11-27 08:25 | 142
| 1 | 2019-11-27 07:11 | 2019-11-27 07:29 | 18
| 1 | 2019-11-27 08:19 | 2019-11-27 08:25 | 6
| 1 | 2019-11-27 08:33 | 2019-11-27 08:39 | 6
| 1 | 2019-11-27 08:34 | 2019-11-27 08:39 | 5
| 87 | 2019-11-27 09:00 | 2019-11-27 09:21 | 21
| 2 | 2019-11-27 09:07 | 2019-11-27 14:54 | 347
| 1 | 2019-11-27 10:00 | 2019-11-27 10:03 | 3
| 3 | 2019-11-27 10:27 | 2019-11-27 10:28 | 1
| 11 | 2019-11-27 10:44 | 2019-11-27 11:45 | 61
| 1 | 2019-11-27 11:21 | 2019-11-27 11:27 | 6
| 1 | 2019-11-27 12:49 | 2019-11-27 12:54 | 5
| 3 | 2019-11-27 13:09 | 2019-11-27 13:11 | 2
| 1 | 2019-11-27 13:41 | 2019-11-27 13:47 | 6
| 1 | 2019-11-27 13:49 | 2019-11-27 13:56 | 7
| 1 | 2019-11-27 13:56 | 2019-11-27 14:02 | 6
| 1 | 2019-11-27 14:50 | 2019-11-27 14:56 | 6
| 1 | 2019-11-27 16:11 | 2019-11-27 16:49 | 38
| 1 | 2019-11-27 16:47 | 2019-11-27 17:52 | 65
| 1 | 2019-11-27 17:58 | 2019-11-27 18:04 | 6
| 1 | 2019-11-27 22:56 | 2019-11-27 23:14 | 18
| 7 | 2019-11-27 23:20 | 2019-11-27 23:35 | 15
| 1 | 2019-11-28 04:08 | 2019-11-28 04:56 | 48
| 5 | 2019-11-28 05:05 | 2019-11-28 05:17 | 12
| 1 | 2019-11-28 06:40 | 2019-11-28 06:46 | 6
| 2 | 2019-11-28 08:23 | 2019-11-28 08:29 | 6
| 3 | 2019-11-28 08:53 | 2019-11-28 10:47 | 114
| 1 | 2019-11-28 09:23 | 2019-11-28 11:04 | 101
| 1 | 2019-11-28 09:33 | 2019-11-28 09:39 | 6
| 1 | 2019-11-28 09:38 | 2019-11-28 09:45 | 7
| 19 | 2019-11-28 09:47 | 2019-11-28 10:24 | 37
| 2 | 2019-11-28 10:10 | 2019-11-28 10:13 | 3
| 3 | 2019-11-28 10:10 | 2019-11-28 10:19 | 9
| 1 | 2019-11-28 10:49 | 2019-11-28 12:52 | 123
| 1 | 2019-11-28 11:33 | 2019-11-28 11:46 | 13
| 1 | 2019-11-28 11:44 | 2019-11-28 11:46 | 2
| 46 | 2019-11-28 11:44 | 2019-11-28 12:01 | 17
| 3 | 2019-11-28 12:08 | 2019-11-28 12:14 | 6
| 3 | 2019-11-28 12:45 | 2019-11-28 13:28 | 43
| 1 | 2019-11-28 13:36 | 2019-11-28 13:42 | 6
| 2 | 2019-11-28 13:45 | 2019-11-28 13:51 | 6
| 2 | 2019-11-28 14:43 | 2019-11-28 14:48 | 5
| 33 | 2019-11-28 15:16 | 2019-11-28 15:22 | 6
| 1 | 2019-11-28 16:13 | 2019-11-28 16:26 | 13
| 19 | 2019-11-28 18:52 | 2019-11-28 18:57 | 5
| 5 | 2019-11-28 20:48 | 2019-11-28 20:54 | 6
| 1 | 2019-11-28 23:52 | 2019-11-29 00:07 | 15
| 1 | 2019-11-29 01:30 | 2019-11-29 09:09 | 459
| 61 | 2019-11-29 06:35 | 2019-11-29 06:50 | 15
| 2 | 2019-11-29 06:43 | 2019-11-29 07:06 | 23
| 19 | 2019-11-29 07:25 | 2019-11-29 07:51 | 26
| 1 | 2019-11-29 07:54 | 2019-11-29 12:08 | 254
| 1 | 2019-11-29 08:40 | 2019-11-29 08:46 | 6
| 2 | 2019-11-29 09:30 | 2019-11-29 09:32 | 2
| 1 | 2019-11-29 10:09 | 2019-11-29 10:15 | 6
| 50 | 2019-11-29 10:41 | 2019-11-29 10:52 | 11
| 1 | 2019-11-29 10:53 | 2019-11-29 17:25 | 392
| 1 | 2019-11-29 12:03 | 2019-11-29 12:57 | 54
| 1 | 2019-11-29 13:08 | 2019-11-29 13:14 | 6
| 1 | 2019-11-29 13:25 | 2019-11-29 13:40 | 15
| 1 | 2019-11-29 13:39 | 2019-11-29 15:21 | 102
| 1 | 2019-11-29 14:03 | 2019-11-29 18:22 | 259
| 1 | 2019-11-29 14:22 | 2019-11-29 14:28 | 6
| 1 | 2019-11-29 14:32 | 2019-11-29 14:38 | 6
| 90 | 2019-11-29 16:38 | 2019-11-29 16:58 | 20
| 1 | 2019-11-29 16:46 | 2019-11-29 16:52 | 6
| 15 | 2019-11-29 17:28 | 2019-11-29 17:51 | 23
| 1 | 2019-11-29 18:44 | 2019-11-29 18:50 | 6
| 1 | 2019-11-29 20:35 | 2019-11-29 21:01 | 26
| 1 | 2019-11-29 22:00 | 2019-11-29 22:22 | 22
| 3 | 2019-11-30 05:43 | 2019-11-30 09:58 | 255
| 4 | 2019-11-30 06:55 | 2019-11-30 07:14 | 19
| 1 | 2019-11-30 07:53 | 2019-11-30 07:58 | 5
| 211 | 2019-11-30 08:45 | 2019-11-30 08:52 | 7
| 1 | 2019-11-30 09:00 | 2019-11-30 09:39 | 39
| 1 | 2019-11-30 09:26 | 2019-11-30 12:43 | 197
| 1 | 2019-11-30 09:49 | 2019-11-30 09:55 | 6
| 124 | 2019-11-30 10:19 | 2019-11-30 10:25 | 6
| 37 | 2019-11-30 10:42 | 2019-11-30 10:59 | 17
| 16 | 2019-11-30 11:15 | 2019-11-30 11:46 | 31
| 3 | 2019-11-30 11:30 | 2019-11-30 11:37 | 7
| 6 | 2019-11-30 11:30 | 2019-11-30 12:35 | 65
| 1 | 2019-11-30 11:54 | 2019-11-30 13:12 | 78
| 1 | 2019-11-30 12:03 | 2019-11-30 12:28 | 25
| 12 | 2019-11-30 12:03 | 2019-11-30 12:33 | 30
| 8 | 2019-11-30 12:03 | 2019-11-30 13:10 | 67
| 1 | 2019-11-30 12:10 | 2019-11-30 12:53 | 43
| 1 | 2019-11-30 13:11 | 2019-11-30 13:16 | 5
| 1 | 2019-11-30 13:15 | 2019-11-30 13:32 | 17
| 29 | 2019-11-30 13:35 | 2019-11-30 13:48 | 13
| 41 | 2019-11-30 14:20 | 2019-11-30 14:34 | 14
| 77 | 2019-11-30 16:03 | 2019-11-30 16:38 | 35
| 111 | 2019-11-30 17:59 | 2019-11-30 18:51 | 52
| 137 | 2019-11-30 18:05 | 2019-11-30 18:17 | 12
| 1 | 2019-11-30 19:38 | 2019-11-30 19:44 | 6
| 1 | 2019-11-30 21:55 | 2019-11-30 22:01 | 6
| 1 | 2019-12-01 00:43 | 2019-12-01 09:24 | 521
| 1 | 2019-12-01 01:01 | 2019-12-01 12:20 | 679
| 2 | 2019-12-01 03:18 | 2019-12-01 03:31 | 13
| 1 | 2019-12-01 06:57 | 2019-12-01 07:03 | 6
| 1 | 2019-12-01 07:11 | 2019-12-01 10:04 | 173
| 1 | 2019-12-01 07:43 | 2019-12-01 07:49 | 6
| 4 | 2019-12-01 07:43 | 2019-12-01 08:26 | 43
| 1 | 2019-12-01 07:47 | 2019-12-01 07:53 | 6
| 2 | 2019-12-01 08:30 | 2019-12-01 08:36 | 6
| 1 | 2019-12-01 08:53 | 2019-12-01 08:59 | 6
| 1 | 2019-12-01 09:05 | 2019-12-01 09:10 | 5
| 5 | 2019-12-01 10:05 | 2019-12-01 10:17 | 12
| 1 | 2019-12-01 10:08 | 2019-12-01 10:14 | 6
| 1 | 2019-12-01 10:11 | 2019-12-01 10:17 | 6
| 1 | 2019-12-01 13:26 | 2019-12-01 18:09 | 283
| 106 | 2019-12-01 14:17 | 2019-12-01 14:23 | 6
| 23 | 2019-12-01 14:30 | 2019-12-01 15:04 | 34
| 23 | 2019-12-01 14:42 | 2019-12-01 14:48 | 6
| 3 | 2019-12-01 14:42 | 2019-12-01 14:55 | 13
| 1 | 2019-12-01 16:39 | 2019-12-01 16:45 | 6
| 38 | 2019-12-01 18:06 | 2019-12-01 18:11 | 5
| 8 | 2019-12-01 19:01 | 2019-12-01 19:09 | 8
| 10 | 2019-12-01 21:29 | 2019-12-01 21:40 | 11
| 1 | 2019-12-01 23:50 | 2019-12-02 09:14 | 564
| 4 | 2019-12-02 00:28 | 2019-12-02 00:47 | 19
| 1 | 2019-12-02 00:31 | 2019-12-02 01:45 | 74
| 1 | 2019-12-02 01:45 | 2019-12-02 06:01 | 256
| 1 | 2019-12-02 03:49 | 2019-12-02 04:09 | 20
| 1 | 2019-12-02 07:32 | 2019-12-02 07:38 | 6
| 1 | 2019-12-02 08:13 | 2019-12-02 10:12 | 119
| 1 | 2019-12-02 09:01 | 2019-12-02 09:15 | 14
| 11 | 2019-12-02 10:13 | 2019-12-02 10:34 | 21
| 1 | 2019-12-02 10:17 | 2019-12-02 10:31 | 14
| 1 | 2019-12-02 10:23 | 2019-12-02 10:29 | 6
| 1 | 2019-12-02 10:23 | 2019-12-02 10:40 | 17
| 1 | 2019-12-02 10:32 | 2019-12-02 10:37 | 5
| 114 | 2019-12-02 10:32 | 2019-12-02 10:54 | 22
| 1 | 2019-12-02 10:42 | 2019-12-02 12:55 | 133
| 1 | 2019-12-02 10:50 | 2019-12-02 10:56 | 6
| 1 | 2019-12-02 10:59 | 2019-12-02 11:06 | 7
| 69 | 2019-12-02 11:01 | 2019-12-02 11:07 | 6
| 6 | 2019-12-02 11:01 | 2019-12-02 11:10 | 9
| 1 | 2019-12-02 12:39 | 2019-12-02 12:45 | 6
| 1 | 2019-12-02 13:10 | 2019-12-02 13:12 | 2
| 1 | 2019-12-02 13:12 | 2019-12-02 17:48 | 276
| 1 | 2019-12-02 13:14 | 2019-12-02 13:22 | 8
| 946 | 2019-12-02 13:20 | 2019-12-02 13:28 | 8
| 1 | 2019-12-02 15:14 | 2019-12-02 18:44 | 210
| 1 | 2019-12-02 15:24 | 2019-12-02 16:48 | 84
| 1 | 2019-12-02 15:55 | 2019-12-02 17:50 | 115
| 80 | 2019-12-02 15:58 | 2019-12-02 16:04 | 6
| 53 | 2019-12-02 15:58 | 2019-12-02 16:22 | 24
| 1 | 2019-12-02 16:05 | 2019-12-02 16:16 | 11
| 127 | 2019-12-02 16:05 | 2019-12-02 16:17 | 12
| 1 | 2019-12-02 16:12 | 2019-12-02 16:17 | 5
| 1 | 2019-12-02 16:19 | 2019-12-02 16:25 | 6
| 1 | 2019-12-02 16:24 | 2019-12-02 16:30 | 6
| 1 | 2019-12-02 16:29 | 2019-12-02 16:35 | 6
| 1 | 2019-12-02 16:33 | 2019-12-02 16:39 | 6
| 1 | 2019-12-02 17:00 | 2019-12-02 17:06 | 6
| 1 | 2019-12-02 17:11 | 2019-12-02 17:58 | 47
| 16 | 2019-12-02 17:17 | 2019-12-02 17:24 | 7
| 1 | 2019-12-02 17:50 | 2019-12-02 17:56 | 6
| 2 | 2019-12-02 18:05 | 2019-12-02 18:11 | 6
| 1 | 2019-12-02 19:07 | 2019-12-02 19:12 | 5
| 1 | 2019-12-02 19:52 | 2019-12-02 19:58 | 6
| 1 | 2019-12-02 20:16 | 2019-12-02 20:22 | 6
| 4 | 2019-12-02 20:30 | 2019-12-02 20:36 | 6
| 1 | 2019-12-02 21:24 | 2019-12-02 21:30 | 6
| 1 | 2019-12-03 03:55 | 2019-12-03 10:38 | 403
| 21 | 2019-12-03 05:50 | 2019-12-03 07:09 | 79
| 47 | 2019-12-03 05:53 | 2019-12-03 06:04 | 11
| 1 | 2019-12-03 06:33 | 2019-12-03 06:52 | 19
| 7 | 2019-12-03 06:40 | 2019-12-03 07:28 | 48
| 2 | 2019-12-03 07:28 | 2019-12-03 10:36 | 188
| 42 | 2019-12-03 07:28 | 2019-12-03 13:06 | 338
| 33 | 2019-12-03 07:31 | 2019-12-03 15:51 | 500
| 1 | 2019-12-03 08:13 | 2019-12-03 15:20 | 427
| 2 | 2019-12-03 08:13 | 2019-12-03 15:32 | 439
| 1 | 2019-12-03 08:31 | 2019-12-03 08:33 | 2
| 87 | 2019-12-03 08:58 | 2019-12-03 09:06 | 8
| 1 | 2019-12-03 09:30 | 2019-12-03 09:36 | 6
| 43 | 2019-12-03 09:30 | 2019-12-03 09:56 | 26
| 5 | 2019-12-03 09:57 | 2019-12-03 10:12 | 15
| 2 | 2019-12-03 11:22 | 2019-12-03 11:28 | 6
| 1 | 2019-12-03 12:44 | 2019-12-03 17:39 | 295
| 727 | 2019-12-03 13:16 | 2019-12-03 13:24 | 8
| 723 | 2019-12-03 13:30 | 2019-12-03 19:00 | 330
| 29 | 2019-12-03 13:39 | 2019-12-03 13:46 | 7
| 44 | 2019-12-03 13:49 | 2019-12-03 14:22 | 33
| 19 | 2019-12-03 13:50 | 2019-12-03 14:07 | 17
| 20 | 2019-12-03 13:50 | 2019-12-03 15:12 | 82
| 109 | 2019-12-03 14:03 | 2019-12-03 14:09 | 6
| 1 | 2019-12-03 14:06 | 2019-12-03 14:12 | 6
| 7 | 2019-12-03 14:24 | 2019-12-03 14:38 | 14
| 47 | 2019-12-03 16:03 | 2019-12-03 16:21 | 18
| 1 | 2019-12-03 16:23 | 2019-12-03 16:29 | 6
| 1 | 2019-12-03 16:36 | 2019-12-03 20:16 | 220
| 13 | 2019-12-03 17:03 | 2019-12-03 17:10 | 7
| 1 | 2019-12-03 17:14 | 2019-12-03 17:28 | 14
| 1 | 2019-12-03 17:26 | 2019-12-03 23:11 | 345
| 9 | 2019-12-03 17:54 | 2019-12-03 18:00 | 6
| 1 | 2019-12-03 17:54 | 2019-12-03 18:02 | 8
| 1 | 2019-12-03 17:59 | 2019-12-03 18:05 | 6
| 1 | 2019-12-03 19:32 | 2019-12-03 19:38 | 6
| 1 | 2019-12-03 19:59 | 2019-12-03 20:05 | 6
| 40 | 2019-12-03 20:01 | 2019-12-03 20:22 | 21
| 130 | 2019-12-03 21:36 | 2019-12-03 21:43 | 7
| 1 | 2019-12-03 21:36 | 2019-12-04 00:16 | 160
| 1 | 2019-12-03 21:46 | 2019-12-03 22:15 | 29
| 1 | 2019-12-03 22:10 | 2019-12-03 22:16 | 6
| 4 | 2019-12-03 23:02 | 2019-12-03 23:21 | 19
| 1 | 2019-12-03 23:58 | 2019-12-04 00:18 | 20
| 1 | 2019-12-04 01:57 | 2019-12-04 07:00 | 303
| 2 | 2019-12-04 04:26 | 2019-12-04 04:43 | 17
| 1 | 2019-12-04 09:01 | 2019-12-04 12:43 | 222
| 1 | 2019-12-04 09:18 | 2019-12-04 09:19 | 1
| 1 | 2019-12-04 09:40 | 2019-12-04 10:37 | 57
| 1 | 2019-12-04 09:51 | 2019-12-04 09:57 | 6
| 1 | 2019-12-04 10:09 | 2019-12-04 10:15 | 6
| 1 | 2019-12-04 10:20 | 2019-12-04 12:16 | 116
| 4 | 2019-12-04 10:27 | 2019-12-04 10:30 | 3
| 1 | 2019-12-04 10:31 | 2019-12-04 10:37 | 6
| 1 | 2019-12-04 10:33 | 2019-12-04 10:36 | 3
| 1 | 2019-12-04 10:54 | 2019-12-04 10:59 | 5
| 1 | 2019-12-04 11:26 | 2019-12-04 11:32 | 6
| 1 | 2019-12-04 14:01 | 2019-12-04 17:40 | 219
| 13 | 2019-12-04 15:19 | 2019-12-04 15:31 | 12
| 3 | 2019-12-04 15:25 | 2019-12-04 15:31 | 6
| 1 | 2019-12-04 15:28 | 2019-12-04 15:35 | 7
| 71 | 2019-12-04 15:28 | 2019-12-04 16:05 | 37
| 1 | 2019-12-04 16:06 | 2019-12-04 16:12 | 6
| 2 | 2019-12-04 20:56 | 2019-12-04 21:28 | 32
| 26 | 2019-12-04 20:56 | 2019-12-04 21:49 | 53
| 2 | 2019-12-05 07:05 | 2019-12-05 08:05 | 60
| 1 | 2019-12-05 07:30 | 2019-12-05 08:57 | 87
| 1 | 2019-12-05 07:51 | 2019-12-05 07:57 | 6
| 1 | 2019-12-05 08:46 | 2019-12-05 08:52 | 6
| 1 | 2019-12-05 09:00 | 2019-12-05 13:37 | 277
| 2 | 2019-12-05 09:26 | 2019-12-05 09:32 | 6
| 3 | 2019-12-05 09:33 | 2019-12-05 10:42 | 69
| 1 | 2019-12-05 11:26 | 2019-12-05 11:32 | 6
| 12 | 2019-12-05 11:48 | 2019-12-05 12:06 | 18
| 30 | 2019-12-05 11:48 | 2019-12-05 14:00 | 132
| 1 | 2019-12-05 12:24 | 2019-12-05 15:56 | 212
| 10 | 2019-12-05 14:08 | 2019-12-05 14:14 | 6
| 1 | 2019-12-05 14:31 | 2019-12-05 14:37 | 6
| 1 | 2019-12-05 15:01 | 2019-12-05 15:06 | 5
| 1 | 2019-12-05 15:48 | 2019-12-05 15:53 | 5
| 1 | 2019-12-05 17:40 | 2019-12-05 17:46 | 6
| 1 | 2019-12-05 21:31 | 2019-12-05 21:36 | 5
| 1 | 2019-12-06 01:42 | 2019-12-06 07:00 | 318
| 1 | 2019-12-06 01:58 | 2019-12-06 07:39 | 341
| 4 | 2019-12-06 05:20 | 2019-12-06 06:36 | 76
| 19 | 2019-12-06 05:45 | 2019-12-06 06:21 | 36
| 3 | 2019-12-06 07:28 | 2019-12-06 09:23 | 115
| 1 | 2019-12-06 07:33 | 2019-12-06 07:39 | 6
| 1 | 2019-12-06 08:09 | 2019-12-06 12:24 | 255
| 1 | 2019-12-06 08:43 | 2019-12-06 08:49 | 6
| 1 | 2019-12-06 09:00 | 2019-12-06 09:03 | 3
| 1 | 2019-12-06 09:09 | 2019-12-06 09:44 | 35
| 1 | 2019-12-06 09:57 | 2019-12-06 10:03 | 6
| 30 | 2019-12-06 11:27 | 2019-12-06 12:08 | 41
| 1 | 2019-12-06 11:29 | 2019-12-06 16:42 | 313
| 1 | 2019-12-06 11:47 | 2019-12-06 11:53 | 6
| 1 | 2019-12-06 12:36 | 2019-12-06 12:42 | 6
| 2 | 2019-12-06 12:59 | 2019-12-06 14:27 | 88
| 15 | 2019-12-06 12:59 | 2019-12-06 14:28 | 89
| 1 | 2019-12-06 13:01 | 2019-12-06 13:44 | 43
| 1 | 2019-12-06 13:11 | 2019-12-06 13:17 | 6
| 1 | 2019-12-06 13:47 | 2019-12-06 13:52 | 5
| 22 | 2019-12-06 15:00 | 2019-12-06 15:08 | 8
| 2 | 2019-12-06 15:00 | 2019-12-06 15:09 | 9
| 626 | 2019-12-06 19:20 | 2019-12-06 19:27 | 7
| 3 | 2019-12-06 20:30 | 2019-12-06 20:40 | 10
| 1 | 2019-12-06 21:38 | 2019-12-06 21:50 | 12
| 80 | 2019-12-06 22:02 | 2019-12-06 22:09 | 7
| 1 | 2019-12-06 23:12 | 2019-12-06 23:32 | 20
| 1 | 2019-12-06 23:12 | 2019-12-06 23:34 | 22
| 4 | 2019-12-06 23:12 | 2019-12-06 23:38 | 26
| 1 | 2019-12-07 00:57 | 2019-12-07 07:41 | 404
| 6 | 2019-12-07 03:17 | 2019-12-07 03:25 | 8
| 2 | 2019-12-07 03:19 | 2019-12-07 03:28 | 9
| 2 | 2019-12-07 04:32 | 2019-12-07 07:11 | 159
| 1 | 2019-12-07 04:48 | 2019-12-07 04:54 | 6
| 2 | 2019-12-07 05:57 | 2019-12-07 06:19 | 22
| 1 | 2019-12-07 07:43 | 2019-12-07 07:50 | 7
| 6 | 2019-12-07 11:56 | 2019-12-07 12:28 | 32
| 1 | 2019-12-07 13:14 | 2019-12-07 13:20 | 6
| 2 | 2019-12-07 13:14 | 2019-12-07 13:21 | 7
| 2 | 2019-12-07 13:23 | 2019-12-07 13:55 | 32
| 1 | 2019-12-07 13:51 | 2019-12-07 13:57 | 6
| 3 | 2019-12-07 13:51 | 2019-12-07 13:58 | 7
| 13 | 2019-12-07 13:59 | 2019-12-07 14:06 | 7
| 1 | 2019-12-07 14:27 | 2019-12-07 14:33 | 6
| 9 | 2019-12-07 15:02 | 2019-12-07 15:08 | 6
| 1 | 2019-12-07 15:21 | 2019-12-07 15:28 | 7
| 3 | 2019-12-08 01:17 | 2019-12-08 01:32 | 15
| 2 | 2019-12-08 04:37 | 2019-12-08 08:08 | 211
| 1 | 2019-12-08 05:17 | 2019-12-08 08:36 | 199
| 101 | 2019-12-08 06:19 | 2019-12-08 06:31 | 12
| 1 | 2019-12-08 07:00 | 2019-12-08 07:08 | 8
| 2 | 2019-12-08 07:22 | 2019-12-08 08:56 | 94
| 1 | 2019-12-08 08:16 | 2019-12-08 08:22 | 6
| 1 | 2019-12-08 09:19 | 2019-12-08 13:36 | 257
| 1 | 2019-12-08 09:52 | 2019-12-08 09:58 | 6
| 4 | 2019-12-08 09:52 | 2019-12-08 11:46 | 114
| 8 | 2019-12-08 12:57 | 2019-12-08 13:05 | 8
| 1 | 2019-12-08 13:19 | 2019-12-08 13:25 | 6
| 1 | 2019-12-08 14:09 | 2019-12-08 14:15 | 6
| 1 | 2019-12-08 15:31 | 2019-12-08 15:52 | 21
| 1 | 2019-12-08 15:44 | 2019-12-08 15:50 | 6
| 98 | 2019-12-08 15:58 | 2019-12-08 16:11 | 13
| 80 | 2019-12-08 16:30 | 2019-12-08 16:37 | 7
| 2662 | 2019-12-08 16:30 | 2019-12-08 16:38 | 8
| 1 | 2019-12-08 16:48 | 2019-12-08 16:54 | 6
| 1 | 2019-12-08 17:33 | 2019-12-08 17:39 | 6
| 31 | 2019-12-08 17:52 | 2019-12-08 18:04 | 12
| 26 | 2019-12-09 00:37 | 2019-12-09 00:44 | 7
| 62 | 2019-12-09 00:37 | 2019-12-09 06:13 | 336
| 18 | 2019-12-09 07:04 | 2019-12-09 07:18 | 14
| 20 | 2019-12-09 07:04 | 2019-12-09 07:31 | 27
| 1 | 2019-12-09 07:18 | 2019-12-09 07:24 | 6
| 1 | 2019-12-09 07:59 | 2019-12-09 14:17 | 378
| 1 | 2019-12-09 08:31 | 2019-12-09 08:37 | 6
| 2 | 2019-12-09 09:10 | 2019-12-09 10:19 | 69
| 1 | 2019-12-09 09:40 | 2019-12-09 11:15 | 95
| 1 | 2019-12-09 09:41 | 2019-12-09 11:26 | 105
| 1 | 2019-12-09 09:53 | 2019-12-09 09:59 | 6
| 2 | 2019-12-09 09:53 | 2019-12-09 11:31 | 98
| 1 | 2019-12-09 09:57 | 2019-12-09 10:03 | 6
| 494 | 2019-12-09 10:10 | 2019-12-09 10:17 | 7
| 1 | 2019-12-09 10:10 | 2019-12-09 17:20 | 430
| 1 | 2019-12-09 10:28 | 2019-12-09 18:14 | 466
| 79 | 2019-12-09 10:34 | 2019-12-09 10:43 | 9
| 1 | 2019-12-09 11:28 | 2019-12-09 11:35 | 7
| 2 | 2019-12-09 12:18 | 2019-12-09 12:25 | 7
| 1 | 2019-12-09 13:53 | 2019-12-09 13:59 | 6
| 1 | 2019-12-09 14:03 | 2019-12-09 14:14 | 11
| 119 | 2019-12-09 14:07 | 2019-12-09 14:30 | 23
| 3 | 2019-12-09 14:33 | 2019-12-09 15:01 | 28
| 3 | 2019-12-09 14:44 | 2019-12-09 20:13 | 329
| 50 | 2019-12-09 15:31 | 2019-12-09 16:10 | 39
| 88 | 2019-12-09 16:01 | 2019-12-09 16:20 | 19
| 20 | 2019-12-09 16:37 | 2019-12-09 16:49 | 12
| 1 | 2019-12-09 17:14 | 2019-12-09 17:20 | 6
| 133 | 2019-12-09 17:18 | 2019-12-09 17:39 | 21
| 18 | 2019-12-09 17:54 | 2019-12-09 18:08 | 14
| 1 | 2019-12-09 19:09 | 2019-12-09 19:47 | 38
| 29 | 2019-12-09 20:17 | 2019-12-09 20:33 | 16
| 1 | 2019-12-09 20:54 | 2019-12-09 21:00 | 6
| 44 | 2019-12-10 02:33 | 2019-12-10 02:44 | 11
| 1 | 2019-12-10 02:33 | 2019-12-10 02:44 | 11
| 48 | 2019-12-10 02:33 | 2019-12-10 02:44 | 11
| 56 | 2019-12-10 02:33 | 2019-12-10 02:44 | 11
| 24 | 2019-12-10 02:33 | 2019-12-10 02:44 | 11
| 96 | 2019-12-10 02:33 | 2019-12-10 02:49 | 16
| 1 | 2019-12-10 03:49 | 2019-12-10 11:01 | 432
| 7 | 2019-12-10 04:30 | 2019-12-10 05:15 | 45
| 2 | 2019-12-10 05:49 | 2019-12-10 06:16 | 27
| 1 | 2019-12-10 06:50 | 2019-12-10 06:56 | 6
| 1 | 2019-12-10 07:03 | 2019-12-10 08:17 | 74
| 18 | 2019-12-10 07:13 | 2019-12-10 07:48 | 35
| 15 | 2019-12-10 09:29 | 2019-12-10 09:44 | 15
| 43 | 2019-12-10 09:41 | 2019-12-10 10:27 | 46
| 2 | 2019-12-10 10:22 | 2019-12-10 10:28 | 6
| 4 | 2019-12-10 10:30 | 2019-12-10 10:38 | 8
| 24 | 2019-12-10 10:41 | 2019-12-10 11:06 | 25
| 65 | 2019-12-10 10:41 | 2019-12-10 11:09 | 28
| 1 | 2019-12-10 10:54 | 2019-12-10 11:00 | 6
| 1 | 2019-12-10 11:17 | 2019-12-10 11:23 | 6
| 479 | 2019-12-10 12:19 | 2019-12-10 12:33 | 14
| 5 | 2019-12-10 12:19 | 2019-12-10 12:34 | 15
| 15 | 2019-12-10 12:25 | 2019-12-10 12:32 | 7
| 2 | 2019-12-10 12:43 | 2019-12-10 12:48 | 5
| 1 | 2019-12-10 13:13 | 2019-12-10 13:20 | 7
| 1893 | 2019-12-10 13:29 | 2019-12-10 13:36 | 7
| 3 | 2019-12-10 14:19 | 2019-12-10 14:25 | 6
| 1 | 2019-12-10 15:00 | 2019-12-10 15:16 | 16
| 1 | 2019-12-10 16:01 | 2019-12-10 18:58 | 177
| 5 | 2019-12-10 21:46 | 2019-12-10 22:03 | 17
| 8 | 2019-12-10 23:07 | 2019-12-10 23:21 | 14
| 2 | 2019-12-11 03:45 | 2019-12-11 09:59 | 374
| 1 | 2019-12-11 06:27 | 2019-12-11 08:11 | 104
| 1 | 2019-12-11 07:34 | 2019-12-11 09:57 | 143
| 236 | 2019-12-11 07:34 | 2019-12-11 10:27 | 173
| 1 | 2019-12-11 08:41 | 2019-12-11 08:47 | 6
| 1 | 2019-12-11 09:01 | 2019-12-11 09:07 | 6
| 3 | 2019-12-11 09:09 | 2019-12-11 09:15 | 6
| 1 | 2019-12-11 09:37 | 2019-12-11 14:38 | 301
| 1 | 2019-12-11 10:01 | 2019-12-11 10:28 | 27
| 1 | 2019-12-11 10:04 | 2019-12-11 10:13 | 9
| 1 | 2019-12-11 10:17 | 2019-12-11 10:29 | 12
| 1 | 2019-12-11 10:55 | 2019-12-11 11:01 | 6
| 1 | 2019-12-11 11:33 | 2019-12-11 16:47 | 314
| 1 | 2019-12-11 12:08 | 2019-12-11 12:11 | 3
| 1 | 2019-12-11 12:08 | 2019-12-11 12:14 | 6
| 1 | 2019-12-11 12:25 | 2019-12-11 12:32 | 7
| 34 | 2019-12-11 13:43 | 2019-12-11 14:03 | 20
| 1 | 2019-12-11 14:00 | 2019-12-11 14:02 | 2
| 1 | 2019-12-11 15:19 | 2019-12-11 15:25 | 6
| 50 | 2019-12-11 15:48 | 2019-12-11 16:00 | 12
| 1 | 2019-12-11 15:56 | 2019-12-11 16:02 | 6
| 9 | 2019-12-11 16:40 | 2019-12-11 16:51 | 11
| 27 | 2019-12-11 16:40 | 2019-12-11 16:52 | 12
| 695 | 2019-12-11 17:03 | 2019-12-11 17:10 | 7
| 6 | 2019-12-11 17:05 | 2019-12-11 17:18 | 13
| 3 | 2019-12-11 17:19 | 2019-12-11 19:41 | 142
| 1 | 2019-12-11 17:52 | 2019-12-11 17:57 | 5
| 1 | 2019-12-11 18:32 | 2019-12-11 18:38 | 6
| 1 | 2019-12-11 18:43 | 2019-12-11 18:48 | 5
| 1 | 2019-12-11 21:30 | 2019-12-11 21:35 | 5
| 59 | 2019-12-12 03:57 | 2019-12-12 04:05 | 8
| 4 | 2019-12-12 05:31 | 2019-12-12 05:45 | 14
| 73 | 2019-12-12 06:22 | 2019-12-12 06:39 | 17
| 1 | 2019-12-12 07:46 | 2019-12-12 07:52 | 6
| 58 | 2019-12-12 07:46 | 2019-12-12 08:04 | 18
| 1 | 2019-12-12 09:02 | 2019-12-12 09:05 | 3
| 1 | 2019-12-12 09:20 | 2019-12-12 09:26 | 6
| 1 | 2019-12-12 09:23 | 2019-12-12 10:02 | 39
| 1 | 2019-12-12 10:59 | 2019-12-12 11:07 | 8
| 1 | 2019-12-12 11:00 | 2019-12-12 11:07 | 7
| 1 | 2019-12-12 11:00 | 2019-12-12 13:21 | 141
| 1 | 2019-12-12 12:21 | 2019-12-12 12:39 | 18
| 1 | 2019-12-12 13:22 | 2019-12-12 13:27 | 5
| 12 | 2019-12-12 13:22 | 2019-12-12 13:28 | 6
| 1 | 2019-12-12 13:29 | 2019-12-12 13:35 | 6
| 1 | 2019-12-12 14:13 | 2019-12-12 14:14 | 1
| 1 | 2019-12-12 16:44 | 2019-12-12 17:06 | 22
| 1 | 2019-12-12 17:32 | 2019-12-12 17:38 | 6
| 29 | 2019-12-12 17:32 | 2019-12-12 17:40 | 8
| 1 | 2019-12-12 19:02 | 2019-12-12 19:08 | 6
| 1 | 2019-12-12 20:11 | 2019-12-12 20:17 | 6
| 3 | 2019-12-12 20:11 | 2019-12-12 20:40 | 29
| 1 | 2019-12-12 20:20 | 2019-12-12 21:22 | 62
| 1 | 2019-12-13 00:08 | 2019-12-13 12:00 | 712
| 1 | 2019-12-13 01:57 | 2019-12-13 05:54 | 237
| 1 | 2019-12-13 02:54 | 2019-12-13 03:20 | 26
| 1 | 2019-12-13 03:21 | 2019-12-13 04:07 | 46
| 8 | 2019-12-13 05:35 | 2019-12-13 08:00 | 145
| 1 | 2019-12-13 07:57 | 2019-12-13 08:03 | 6
| 49 | 2019-12-13 08:00 | 2019-12-13 08:02 | 2
| 50 | 2019-12-13 08:58 | 2019-12-13 09:20 | 22
| 3 | 2019-12-13 09:08 | 2019-12-13 09:11 | 3
| 11 | 2019-12-13 09:11 | 2019-12-13 09:25 | 14
| 1 | 2019-12-13 09:57 | 2019-12-13 10:03 | 6
| 1 | 2019-12-13 10:25 | 2019-12-13 10:31 | 6
| 1 | 2019-12-13 10:31 | 2019-12-13 10:37 | 6
| 1 | 2019-12-13 10:40 | 2019-12-13 10:46 | 6
| 129 | 2019-12-13 10:40 | 2019-12-13 11:57 | 77
| 1 | 2019-12-13 11:11 | 2019-12-13 11:13 | 2
| 1 | 2019-12-13 11:49 | 2019-12-13 11:55 | 6
| 2 | 2019-12-13 12:44 | 2019-12-13 12:51 | 7
| 97 | 2019-12-13 12:48 | 2019-12-13 13:06 | 18
| 1 | 2019-12-13 13:09 | 2019-12-13 13:58 | 49
| 1 | 2019-12-13 13:40 | 2019-12-13 13:46 | 6
| 1 | 2019-12-13 14:50 | 2019-12-13 14:57 | 7
| 1 | 2019-12-13 15:18 | 2019-12-13 15:24 | 6
| 4 | 2019-12-13 17:40 | 2019-12-13 17:46 | 6
| 185 | 2019-12-13 17:40 | 2019-12-13 17:50 | 10
| 1 | 2019-12-13 18:42 | 2019-12-13 18:48 | 6
| 33 | 2019-12-13 18:48 | 2019-12-13 18:54 | 6
| 1 | 2019-12-13 21:35 | 2019-12-13 21:41 | 6
| 2 | 2019-12-13 22:58 | 2019-12-13 23:14 | 16
| 5 | 2019-12-13 23:12 | 2019-12-13 23:25 | 13
| 1 | 2019-12-14 01:05 | 2019-12-14 09:20 | 495
| 10 | 2019-12-14 04:48 | 2019-12-14 04:54 | 6
| 1 | 2019-12-14 07:42 | 2019-12-14 07:48 | 6
| 4 | 2019-12-14 07:50 | 2019-12-14 08:50 | 60
| 9 | 2019-12-14 09:03 | 2019-12-14 09:45 | 42
| 220 | 2019-12-14 09:44 | 2019-12-14 09:51 | 7
| 1 | 2019-12-14 10:20 | 2019-12-14 10:26 | 6
| 1 | 2019-12-14 10:31 | 2019-12-14 10:37 | 6
| 3 | 2019-12-14 10:55 | 2019-12-14 11:03 | 8
| 129 | 2019-12-14 10:57 | 2019-12-14 11:03 | 6
| 1 | 2019-12-14 11:23 | 2019-12-14 11:29 | 6
| 1 | 2019-12-14 11:37 | 2019-12-14 13:46 | 129
| 28 | 2019-12-14 11:37 | 2019-12-14 13:48 | 131
| 29 | 2019-12-14 11:43 | 2019-12-14 12:12 | 29
| 1 | 2019-12-14 12:48 | 2019-12-14 13:05 | 17
| 1 | 2019-12-14 13:21 | 2019-12-14 15:33 | 132
| 22 | 2019-12-14 13:54 | 2019-12-14 14:08 | 14
| 1 | 2019-12-14 15:05 | 2019-12-14 15:11 | 6
| 1 | 2019-12-14 16:35 | 2019-12-14 16:41 | 6
| 5 | 2019-12-14 18:15 | 2019-12-14 19:30 | 75
| 1 | 2019-12-14 18:55 | 2019-12-14 19:01 | 6
| 1 | 2019-12-14 19:28 | 2019-12-14 19:34 | 6
| 2 | 2019-12-14 19:56 | 2019-12-14 21:37 | 101
| 37 | 2019-12-14 20:24 | 2019-12-14 20:40 | 16
| 1 | 2019-12-14 21:09 | 2019-12-14 21:15 | 6
| 11 | 2019-12-14 21:44 | 2019-12-14 22:02 | 18
| 2 | 2019-12-14 21:44 | 2019-12-14 23:31 | 107
| 1 | 2019-12-14 22:18 | 2019-12-15 07:15 | 537
| 1 | 2019-12-14 22:34 | 2019-12-14 22:40 | 6
| 1 | 2019-12-14 22:46 | 2019-12-15 06:19 | 453
| 2 | 2019-12-15 02:43 | 2019-12-15 14:23 | 700
| 1 | 2019-12-15 04:54 | 2019-12-15 06:23 | 89
| 1 | 2019-12-15 06:55 | 2019-12-15 07:01 | 6
| 3 | 2019-12-15 12:27 | 2019-12-15 14:23 | 116
| 36 | 2019-12-15 13:49 | 2019-12-15 14:23 | 34
| 1 | 2019-12-15 13:58 | 2019-12-15 14:23 | 25
| 1 | 2019-12-15 14:54 | 2019-12-15 15:00 | 6
| 1 | 2019-12-15 15:04 | 2019-12-15 15:41 | 37
| 1 | 2019-12-15 15:58 | 2019-12-15 16:04 | 6
| 34 | 2019-12-15 16:00 | 2019-12-15 16:07 | 7
| 34 | 2019-12-15 16:00 | 2019-12-15 18:03 | 123
| 1 | 2019-12-15 17:05 | 2019-12-15 17:11 | 6
| 12 | 2019-12-15 18:55 | 2019-12-15 19:01 | 6
| 1 | 2019-12-15 19:40 | 2019-12-15 20:07 | 27
| 32 | 2019-12-15 22:08 | 2019-12-15 22:18 | 10
| 1 | 2019-12-15 22:38 | 2019-12-15 22:44 | 6
| 2 | 2019-12-15 22:45 | 2019-12-15 22:51 | 6
| 1 | 2019-12-16 01:23 | 2019-12-16 08:17 | 414
| 7 | 2019-12-16 06:20 | 2019-12-16 06:49 | 29
| 1 | 2019-12-16 07:39 | 2019-12-16 08:07 | 28
| 1 | 2019-12-16 08:13 | 2019-12-16 08:19 | 6
| 1 | 2019-12-16 12:35 | 2019-12-16 12:50 | 15
| 1 | 2019-12-16 13:15 | 2019-12-16 13:21 | 6
| 1 | 2019-12-16 13:37 | 2019-12-16 15:07 | 90
| 1 | 2019-12-16 15:07 | 2019-12-16 15:13 | 6
| 1 | 2019-12-16 15:23 | 2019-12-16 15:28 | 5
| 1 | 2019-12-16 17:27 | 2019-12-16 17:58 | 31
| 33 | 2019-12-16 18:16 | 2019-12-16 18:27 | 11
| 28 | 2019-12-16 19:49 | 2019-12-16 19:55 | 6
| 1 | 2019-12-16 21:00 | 2019-12-16 21:06 | 6
| 1 | 2019-12-17 01:32 | 2019-12-17 07:47 | 375
| 2 | 2019-12-17 01:45 | 2019-12-17 07:51 | 366
| 3 | 2019-12-17 04:51 | 2019-12-17 06:42 | 111
| 1 | 2019-12-17 07:29 | 2019-12-17 07:35 | 6
| 1 | 2019-12-17 07:34 | 2019-12-17 07:39 | 5
| 4 | 2019-12-17 07:55 | 2019-12-17 09:35 | 100
| 1 | 2019-12-17 08:24 | 2019-12-17 08:30 | 6
| 41 | 2019-12-17 09:51 | 2019-12-17 10:02 | 11
| 2 | 2019-12-17 10:11 | 2019-12-17 10:16 | 5
| 5 | 2019-12-17 10:31 | 2019-12-17 10:34 | 3
| 1 | 2019-12-17 10:34 | 2019-12-17 10:40 | 6
| 1 | 2019-12-17 11:03 | 2019-12-17 11:14 | 11
| 27 | 2019-12-17 11:03 | 2019-12-17 11:15 | 12
| 2 | 2019-12-17 11:37 | 2019-12-17 11:44 | 7
| 1 | 2019-12-17 11:52 | 2019-12-17 11:56 | 4
| 1 | 2019-12-17 11:58 | 2019-12-17 12:04 | 6
| 1 | 2019-12-17 12:07 | 2019-12-17 12:13 | 6
| 1216 | 2019-12-17 12:07 | 2019-12-17 12:14 | 7
| 1291 | 2019-12-17 12:07 | 2019-12-17 12:14 | 7
| 1288 | 2019-12-17 12:07 | 2019-12-17 12:14 | 7
| 1616 | 2019-12-17 12:07 | 2019-12-17 12:14 | 7
| 1886 | 2019-12-17 12:07 | 2019-12-17 12:14 | 7
| 1442 | 2019-12-17 12:07 | 2019-12-17 12:14 | 7
| 603 | 2019-12-17 12:07 | 2019-12-17 12:14 | 7
| 1633 | 2019-12-17 12:09 | 2019-12-17 12:14 | 5
| 1 | 2019-12-17 12:34 | 2019-12-17 12:40 | 6
| 2 | 2019-12-17 12:53 | 2019-12-17 12:59 | 6
| 69 | 2019-12-17 12:53 | 2019-12-17 13:02 | 9
| 1 | 2019-12-17 14:30 | 2019-12-17 14:55 | 25
| 1 | 2019-12-17 15:25 | 2019-12-17 15:31 | 6
| 1 | 2019-12-17 15:37 | 2019-12-17 15:43 | 6
| 1 | 2019-12-17 17:28 | 2019-12-17 17:34 | 6
| 24 | 2019-12-17 18:04 | 2019-12-17 18:11 | 7
| 1 | 2019-12-17 18:05 | 2019-12-17 18:10 | 5
| 1 | 2019-12-17 18:20 | 2019-12-17 18:35 | 15
| 4 | 2019-12-17 18:20 | 2019-12-17 18:36 | 16
| 1 | 2019-12-17 18:29 | 2019-12-17 18:35 | 6
| 1 | 2019-12-17 18:29 | 2019-12-17 21:12 | 163
| 1 | 2019-12-17 19:44 | 2019-12-17 19:50 | 6
| 11 | 2019-12-17 20:17 | 2019-12-17 20:23 | 6
| 5 | 2019-12-17 20:17 | 2019-12-19 07:56 | 2139
| 6 | 2019-12-17 20:17 | 2019-12-19 08:41 | 2184
| 1 | 2019-12-17 20:22 | 2019-12-17 20:28 | 6
| 106 | 2019-12-17 20:22 | 2019-12-17 22:32 | 130
| 58 | 2019-12-17 20:27 | 2019-12-17 20:39 | 12
| 1 | 2019-12-17 20:56 | 2019-12-17 21:09 | 13
| 2 | 2019-12-17 22:09 | 2019-12-17 22:17 | 8
| 1 | 2019-12-18 01:33 | 2019-12-18 02:16 | 43
| 1 | 2019-12-18 06:09 | 2019-12-18 06:15 | 6
| 9 | 2019-12-18 06:09 | 2019-12-18 06:17 | 8
| 19 | 2019-12-18 06:39 | 2019-12-18 10:13 | 214
| 1 | 2019-12-18 07:09 | 2019-12-18 07:15 | 6
| 1 | 2019-12-18 07:28 | 2019-12-18 07:34 | 6
| 1 | 2019-12-18 07:38 | 2019-12-18 07:44 | 6
| 1 | 2019-12-18 08:40 | 2019-12-18 08:46 | 6
| 20 | 2019-12-18 09:15 | 2019-12-18 09:22 | 7
| 1 | 2019-12-18 09:25 | 2019-12-18 09:44 | 19
| 1 | 2019-12-18 10:34 | 2019-12-18 10:40 | 6
| 3 | 2019-12-18 10:53 | 2019-12-18 11:32 | 39
| 1 | 2019-12-18 11:05 | 2019-12-18 11:13 | 8
| 1 | 2019-12-18 11:41 | 2019-12-18 11:47 | 6
| 3 | 2019-12-18 11:55 | 2019-12-18 12:33 | 38
| 1 | 2019-12-18 12:05 | 2019-12-18 12:20 | 15
| 1 | 2019-12-18 12:26 | 2019-12-18 12:30 | 4
| 120 | 2019-12-18 12:30 | 2019-12-18 12:43 | 13
| 1 | 2019-12-18 12:32 | 2019-12-18 16:06 | 214
| 1 | 2019-12-18 13:17 | 2019-12-18 13:23 | 6
| 6 | 2019-12-18 14:03 | 2019-12-18 14:09 | 6
| 316 | 2019-12-18 14:05 | 2019-12-18 14:12 | 7
| 1 | 2019-12-18 14:21 | 2019-12-18 14:43 | 22
| 1 | 2019-12-18 15:00 | 2019-12-18 15:11 | 11
| 4 | 2019-12-18 15:00 | 2019-12-18 17:14 | 134
| 25 | 2019-12-18 15:01 | 2019-12-18 15:10 | 9
| 5 | 2019-12-18 15:19 | 2019-12-18 16:41 | 82
| 5 | 2019-12-18 15:22 | 2019-12-18 15:47 | 25
| 2028 | 2019-12-18 15:32 | 2019-12-18 15:40 | 8
| 62 | 2019-12-18 15:37 | 2019-12-18 15:45 | 8
| 77 | 2019-12-18 15:37 | 2019-12-18 16:14 | 37
| 1 | 2019-12-18 15:44 | 2019-12-18 15:51 | 7
| 56 | 2019-12-18 15:44 | 2019-12-18 15:57 | 13
| 1 | 2019-12-18 15:44 | 2019-12-18 17:20 | 96
| 1 | 2019-12-18 15:53 | 2019-12-18 16:09 | 16
| 28 | 2019-12-18 15:53 | 2019-12-18 16:12 | 19
| 45 | 2019-12-18 15:53 | 2019-12-18 16:17 | 24
| 124 | 2019-12-18 15:57 | 2019-12-18 16:17 | 20
| 1 | 2019-12-18 16:09 | 2019-12-18 16:15 | 6
| 75 | 2019-12-18 16:43 | 2019-12-18 16:50 | 7
| 24 | 2019-12-18 17:14 | 2019-12-18 17:21 | 7
| 2 | 2019-12-18 17:24 | 2019-12-18 18:09 | 45
| 1 | 2019-12-18 17:28 | 2019-12-18 17:34 | 6
| 18 | 2019-12-18 17:38 | 2019-12-18 17:51 | 13
| 1 | 2019-12-18 17:46 | 2019-12-18 17:52 | 6
| 55 | 2019-12-18 17:46 | 2019-12-18 17:55 | 9
| 1 | 2019-12-18 17:46 | 2019-12-18 18:06 | 20
| 1 | 2019-12-18 17:55 | 2019-12-18 18:07 | 12
| 57 | 2019-12-18 17:57 | 2019-12-18 18:16 | 19
| 8 | 2019-12-18 17:57 | 2019-12-18 18:24 | 27
| 2627 | 2019-12-18 18:01 | 2019-12-18 18:18 | 17
| 101 | 2019-12-18 18:02 | 2019-12-18 18:16 | 14
| 1 | 2019-12-18 18:11 | 2019-12-18 18:16 | 5
| 1 | 2019-12-18 18:20 | 2019-12-18 18:26 | 6
| 32 | 2019-12-18 18:20 | 2019-12-18 18:41 | 21
| 1 | 2019-12-18 18:24 | 2019-12-18 18:30 | 6
| 1 | 2019-12-18 18:42 | 2019-12-18 18:48 | 6
| 1 | 2019-12-18 18:57 | 2019-12-18 19:03 | 6
| 45 | 2019-12-18 19:05 | 2019-12-18 19:21 | 16
| 32 | 2019-12-18 19:11 | 2019-12-18 19:44 | 33
| 1 | 2019-12-18 19:42 | 2019-12-18 20:40 | 58
| 1 | 2019-12-18 19:49 | 2019-12-18 19:55 | 6
| 78 | 2019-12-18 20:03 | 2019-12-18 20:25 | 22
| 1 | 2019-12-18 20:03 | 2019-12-18 20:31 | 28
| 1 | 2019-12-18 20:09 | 2019-12-18 21:20 | 71
| 1 | 2019-12-18 20:09 | 2019-12-18 21:27 | 78
| 51 | 2019-12-18 20:18 | 2019-12-18 20:27 | 9
| 2 | 2019-12-18 20:33 | 2019-12-18 20:39 | 6
| 12 | 2019-12-18 20:33 | 2019-12-18 20:42 | 9
| 25 | 2019-12-18 20:41 | 2019-12-18 20:54 | 13
| 1 | 2019-12-18 21:13 | 2019-12-18 21:35 | 22
| 24 | 2019-12-18 21:13 | 2019-12-18 21:53 | 40
| 39 | 2019-12-18 21:13 | 2019-12-18 22:00 | 47
| 998 | 2019-12-18 21:13 | 2019-12-18 22:21 | 68
| 1 | 2019-12-18 21:15 | 2019-12-18 21:21 | 6
| 2 | 2019-12-18 21:17 | 2019-12-18 21:23 | 6
| 1 | 2019-12-18 21:18 | 2019-12-18 21:24 | 6
| 62 | 2019-12-18 21:21 | 2019-12-18 21:27 | 6
| 1 | 2019-12-18 21:29 | 2019-12-18 21:35 | 6
| 1 | 2019-12-18 21:30 | 2019-12-18 21:36 | 6
| 1 | 2019-12-18 21:32 | 2019-12-18 21:38 | 6
| 1 | 2019-12-18 21:33 | 2019-12-18 21:39 | 6
| 3278 | 2019-12-18 22:25 | 2019-12-18 22:34 | 9
| 24 | 2019-12-18 22:38 | 2019-12-18 22:46 | 8
| 6 | 2019-12-19 01:28 | 2019-12-19 01:48 | 20
| 20 | 2019-12-19 01:40 | 2019-12-19 01:48 | 8
| 169 | 2019-12-19 01:41 | 2019-12-19 01:49 | 8
| 1 | 2019-12-19 03:12 | 2019-12-19 03:19 | 7
| 10 | 2019-12-19 04:29 | 2019-12-19 04:46 | 17
| 1 | 2019-12-19 05:41 | 2019-12-19 08:18 | 157
| 1 | 2019-12-19 06:54 | 2019-12-19 08:11 | 77
| 1 | 2019-12-19 07:17 | 2019-12-19 07:23 | 6
| 7 | 2019-12-19 07:40 | 2019-12-19 07:46 | 6
| 1 | 2019-12-19 08:54 | 2019-12-19 09:00 | 6
| 1 | 2019-12-19 09:18 | 2019-12-19 09:24 | 6
| 1 | 2019-12-19 09:19 | 2019-12-19 09:38 | 19
| 1 | 2019-12-19 09:21 | 2019-12-19 09:26 | 5
| 1 | 2019-12-19 09:30 | 2019-12-19 10:04 | 34
| 1 | 2019-12-19 09:31 | 2019-12-19 09:37 | 6
| 5 | 2019-12-19 09:32 | 2019-12-19 12:48 | 196
| 146 | 2019-12-19 09:40 | 2019-12-19 09:55 | 15
| 1 | 2019-12-19 09:43 | 2019-12-19 09:49 | 6
| 1 | 2019-12-19 09:52 | 2019-12-19 09:57 | 5
| 17 | 2019-12-19 09:57 | 2019-12-19 10:56 | 59
| 31 | 2019-12-19 10:47 | 2019-12-19 11:15 | 28
| 1 | 2019-12-19 10:47 | 2019-12-19 15:31 | 284
| 1 | 2019-12-19 10:56 | 2019-12-19 11:02 | 6
| 1 | 2019-12-19 10:58 | 2019-12-19 11:07 | 9
| 266 | 2019-12-19 11:21 | 2019-12-19 11:27 | 6
| 1 | 2019-12-19 11:23 | 2019-12-19 11:29 | 6
| 1 | 2019-12-19 11:41 | 2019-12-19 11:47 | 6
| 1 | 2019-12-19 11:42 | 2019-12-19 11:53 | 11
| 16 | 2019-12-19 11:42 | 2019-12-19 11:54 | 12
| 1 | 2019-12-19 11:56 | 2019-12-19 12:02 | 6
| 2 | 2019-12-19 12:40 | 2019-12-19 12:43 | 3
| 1 | 2019-12-19 12:46 | 2019-12-19 16:25 | 219
| 1 | 2019-12-19 13:21 | 2019-12-19 13:28 | 7
| 1 | 2019-12-19 13:37 | 2019-12-19 14:21 | 44
| 1 | 2019-12-19 15:08 | 2019-12-19 15:14 | 6
| 3 | 2019-12-19 15:31 | 2019-12-19 15:59 | 28
| 29 | 2019-12-19 16:27 | 2019-12-19 16:42 | 15
| 25 | 2019-12-19 16:56 | 2019-12-19 17:09 | 13
| 1 | 2019-12-19 17:07 | 2019-12-19 17:13 | 6
| 1 | 2019-12-19 17:10 | 2019-12-19 17:16 | 6
| 1 | 2019-12-19 17:31 | 2019-12-19 19:42 | 131
| 1 | 2019-12-19 17:43 | 2019-12-19 17:49 | 6
| 1 | 2019-12-19 17:49 | 2019-12-19 17:55 | 6
| 1 | 2019-12-19 17:57 | 2019-12-19 18:03 | 6
| 897 | 2019-12-19 18:16 | 2019-12-19 18:24 | 8
| 8 | 2019-12-19 18:32 | 2019-12-19 18:54 | 22
| 39 | 2019-12-19 19:02 | 2019-12-19 19:28 | 26
| 1 | 2019-12-19 19:29 | 2019-12-19 19:35 | 6
| 1 | 2019-12-19 19:33 | 2019-12-19 21:46 | 133
| 1 | 2019-12-19 19:40 | 2019-12-19 19:46 | 6
| 1 | 2019-12-19 20:09 | 2019-12-19 21:33 | 84
| 1 | 2019-12-19 20:35 | 2019-12-19 20:41 | 6
| 67 | 2019-12-19 20:35 | 2019-12-19 20:50 | 15
| 119 | 2019-12-19 21:23 | 2019-12-19 21:39 | 16
| 1 | 2019-12-19 21:38 | 2019-12-19 21:44 | 6
| 1 | 2019-12-19 21:53 | 2019-12-20 08:32 | 639
| 1 | 2019-12-19 22:08 | 2019-12-19 22:21 | 13
| 1 | 2019-12-19 22:26 | 2019-12-19 22:33 | 7
| 1 | 2019-12-19 22:29 | 2019-12-19 22:35 | 6
| 5 | 2019-12-19 22:54 | 2019-12-19 23:23 | 29
| 1 | 2019-12-20 04:17 | 2019-12-20 07:57 | 220
| 1 | 2019-12-20 06:06 | 2019-12-20 06:12 | 6
| 1 | 2019-12-20 07:15 | 2019-12-20 07:21 | 6
| 1 | 2019-12-20 07:47 | 2019-12-20 07:53 | 6
| 14 | 2019-12-20 07:47 | 2019-12-20 08:22 | 35
| 2 | 2019-12-20 08:12 | 2019-12-20 08:18 | 6
| 38 | 2019-12-20 08:21 | 2019-12-20 08:34 | 13
| 1 | 2019-12-20 08:32 | 2019-12-20 08:38 | 6
| 1 | 2019-12-20 08:53 | 2019-12-20 09:11 | 18
| 1 | 2019-12-20 09:12 | 2019-12-20 09:18 | 6
| 5 | 2019-12-20 09:47 | 2019-12-20 10:00 | 13
| 1 | 2019-12-20 11:01 | 2019-12-20 11:07 | 6
| 312 | 2019-12-20 12:19 | 2019-12-20 12:26 | 7
| 2 | 2019-12-20 12:19 | 2019-12-20 12:27 | 8
| 1149 | 2019-12-20 12:26 | 2019-12-20 12:33 | 7
| 1 | 2019-12-20 12:26 | 2019-12-20 13:10 | 44
| 1 | 2019-12-20 12:44 | 2019-12-20 19:28 | 404
| 1 | 2019-12-20 12:52 | 2019-12-20 16:10 | 198
| 1 | 2019-12-20 13:22 | 2019-12-20 14:27 | 65
| 3 | 2019-12-20 13:22 | 2019-12-20 14:33 | 71
| 1 | 2019-12-20 13:43 | 2019-12-20 14:27 | 44
| 25 | 2019-12-20 13:50 | 2019-12-20 14:04 | 14
| 970 | 2019-12-20 14:00 | 2019-12-20 14:08 | 8
| 1 | 2019-12-20 14:11 | 2019-12-20 14:53 | 42
| 24 | 2019-12-20 14:36 | 2019-12-20 15:00 | 24
| 1 | 2019-12-20 14:55 | 2019-12-20 17:08 | 133
| 18 | 2019-12-20 14:57 | 2019-12-20 15:22 | 25
| 9 | 2019-12-20 15:01 | 2019-12-20 15:07 | 6
| 1338 | 2019-12-20 15:01 | 2019-12-20 15:08 | 7
| 175 | 2019-12-20 15:01 | 2019-12-20 15:09 | 8
| 1 | 2019-12-20 15:04 | 2019-12-20 15:10 | 6
| 1 | 2019-12-20 15:09 | 2019-12-20 15:14 | 5
| 41 | 2019-12-20 15:15 | 2019-12-20 17:31 | 136
| 1691 | 2019-12-20 15:32 | 2019-12-20 15:38 | 6
| 7 | 2019-12-20 15:35 | 2019-12-20 15:42 | 7
| 855 | 2019-12-20 15:37 | 2019-12-20 15:44 | 7
| 1 | 2019-12-20 15:37 | 2019-12-20 20:46 | 309
| 8 | 2019-12-20 15:37 | 2019-12-20 22:42 | 425
| 1 | 2019-12-20 15:57 | 2019-12-20 16:03 | 6
| 2 | 2019-12-20 16:07 | 2019-12-20 18:59 | 172
| 2 | 2019-12-20 16:08 | 2019-12-20 16:21 | 13
| 3 | 2019-12-20 16:11 | 2019-12-20 17:24 | 73
| 16 | 2019-12-20 16:12 | 2019-12-20 16:19 | 7
| 1 | 2019-12-20 16:12 | 2019-12-20 18:12 | 120
| 1 | 2019-12-20 16:14 | 2019-12-20 16:20 | 6
| 1 | 2019-12-20 16:16 | 2019-12-20 16:23 | 7
| 21 | 2019-12-20 16:17 | 2019-12-20 16:30 | 13
| 1 | 2019-12-20 16:18 | 2019-12-20 16:24 | 6
| 6 | 2019-12-20 16:21 | 2019-12-20 16:42 | 21
| 1 | 2019-12-20 16:32 | 2019-12-20 16:38 | 6
| 1 | 2019-12-20 16:58 | 2019-12-20 17:39 | 41
| 1 | 2019-12-20 17:08 | 2019-12-20 17:14 | 6
| 82 | 2019-12-20 17:10 | 2019-12-20 17:18 | 8
| 19 | 2019-12-20 17:18 | 2019-12-20 17:40 | 22
| 1 | 2019-12-20 17:22 | 2019-12-20 17:31 | 9
| 100 | 2019-12-20 17:22 | 2019-12-20 17:33 | 11
| 1 | 2019-12-20 17:27 | 2019-12-20 17:33 | 6
| 1 | 2019-12-20 17:28 | 2019-12-20 17:43 | 15
| 117 | 2019-12-20 17:35 | 2019-12-20 18:11 | 36
| 1 | 2019-12-20 17:36 | 2019-12-20 17:42 | 6
| 6 | 2019-12-20 17:36 | 2019-12-20 17:55 | 19
| 1 | 2019-12-20 18:05 | 2019-12-20 18:11 | 6
| 33 | 2019-12-20 18:10 | 2019-12-20 18:38 | 28
| 1 | 2019-12-20 18:11 | 2019-12-20 18:17 | 6
| 79 | 2019-12-20 18:11 | 2019-12-20 18:24 | 13
| 1 | 2019-12-20 18:15 | 2019-12-20 18:40 | 25
| 1 | 2019-12-20 18:17 | 2019-12-20 18:23 | 6
| 14 | 2019-12-20 18:17 | 2019-12-20 18:27 | 10
| 72 | 2019-12-20 18:18 | 2019-12-20 18:30 | 12
| 5 | 2019-12-20 18:18 | 2019-12-20 18:52 | 34
| 1 | 2019-12-20 18:22 | 2019-12-20 18:37 | 15
| 1 | 2019-12-20 18:24 | 2019-12-20 19:20 | 56
| 1 | 2019-12-20 18:24 | 2019-12-20 19:31 | 67
| 10 | 2019-12-20 18:36 | 2019-12-20 19:00 | 24
| 9 | 2019-12-20 18:40 | 2019-12-20 19:00 | 20
| 1 | 2019-12-20 18:41 | 2019-12-20 18:47 | 6
| 71 | 2019-12-20 18:41 | 2019-12-20 18:59 | 18
| 161 | 2019-12-20 18:44 | 2019-12-20 18:53 | 9
| 238 | 2019-12-20 18:44 | 2019-12-20 18:53 | 9
| 1 | 2019-12-20 18:45 | 2019-12-20 18:49 | 4
| 35 | 2019-12-20 18:45 | 2019-12-20 18:51 | 6
| 119 | 2019-12-20 18:57 | 2019-12-20 19:19 | 22
| 51 | 2019-12-20 18:57 | 2019-12-20 19:21 | 24
| 109 | 2019-12-20 19:01 | 2019-12-20 19:15 | 14
| 2 | 2019-12-20 19:02 | 2019-12-20 19:36 | 34
| 1 | 2019-12-20 19:08 | 2019-12-20 19:14 | 6
| 72 | 2019-12-20 19:08 | 2019-12-20 19:39 | 31
| 1 | 2019-12-20 19:12 | 2019-12-20 19:22 | 10
| 98 | 2019-12-20 19:12 | 2019-12-20 19:24 | 12
| 1 | 2019-12-20 19:13 | 2019-12-20 19:17 | 4
| 19 | 2019-12-20 19:13 | 2019-12-20 19:20 | 7
| 28 | 2019-12-20 19:20 | 2019-12-20 19:31 | 11
| 61 | 2019-12-20 19:20 | 2019-12-20 19:57 | 37
| 1 | 2019-12-20 19:22 | 2019-12-20 19:28 | 6
| 8 | 2019-12-20 19:22 | 2019-12-20 19:35 | 13
| 1 | 2019-12-20 19:31 | 2019-12-20 19:37 | 6
| 1 | 2019-12-20 19:36 | 2019-12-20 19:42 | 6
| 29 | 2019-12-20 19:39 | 2019-12-20 19:55 | 16
| 27 | 2019-12-20 19:39 | 2019-12-20 19:59 | 20
| 1 | 2019-12-20 19:40 | 2019-12-20 19:46 | 6
| 1 | 2019-12-20 19:45 | 2019-12-20 19:50 | 5
| 1 | 2019-12-20 19:45 | 2019-12-20 20:19 | 34
| 1 | 2019-12-20 19:48 | 2019-12-20 19:54 | 6
| 1 | 2019-12-20 19:55 | 2019-12-20 20:00 | 5
| 14 | 2019-12-20 19:55 | 2019-12-20 20:15 | 20
| 1 | 2019-12-20 20:00 | 2019-12-20 20:35 | 35
| 1 | 2019-12-20 20:05 | 2019-12-20 20:11 | 6
| 92 | 2019-12-20 20:07 | 2019-12-20 20:14 | 7
| 46 | 2019-12-20 20:08 | 2019-12-20 20:24 | 16
| 37 | 2019-12-20 20:11 | 2019-12-20 20:21 | 10
| 57 | 2019-12-20 20:12 | 2019-12-20 20:24 | 12
| 1 | 2019-12-20 20:12 | 2019-12-20 20:25 | 13
| 1 | 2019-12-20 20:27 | 2019-12-20 20:57 | 30
| 52 | 2019-12-20 20:27 | 2019-12-20 21:12 | 45
| 2 | 2019-12-20 20:28 | 2019-12-21 15:30 | 1142
| 1 | 2019-12-20 20:38 | 2019-12-20 20:44 | 6
| 32 | 2019-12-20 20:41 | 2019-12-20 21:01 | 20
| 3 | 2019-12-20 20:43 | 2019-12-20 20:49 | 6
| 20 | 2019-12-20 20:53 | 2019-12-20 21:14 | 21
| 34 | 2019-12-20 20:53 | 2019-12-20 21:21 | 28
| 25 | 2019-12-20 20:55 | 2019-12-20 21:33 | 38
| 3 | 2019-12-20 21:00 | 2019-12-21 07:31 | 631
| 1363 | 2019-12-20 21:04 | 2019-12-20 21:15 | 11
| 2 | 2019-12-20 21:06 | 2019-12-20 21:12 | 6
| 2 | 2019-12-20 21:09 | 2019-12-20 21:15 | 6
| 2 | 2019-12-20 21:09 | 2019-12-20 21:15 | 6
| 86 | 2019-12-20 21:09 | 2019-12-20 21:23 | 14
| 14 | 2019-12-20 21:22 | 2019-12-20 21:31 | 9
| 110 | 2019-12-20 21:27 | 2019-12-20 21:40 | 13
| 10 | 2019-12-20 21:44 | 2019-12-20 21:51 | 7
| 2 | 2019-12-20 21:51 | 2019-12-20 22:38 | 47
| 2 | 2019-12-20 21:52 | 2019-12-20 21:58 | 6
| 1 | 2019-12-20 21:55 | 2019-12-20 22:01 | 6
| 1 | 2019-12-20 22:10 | 2019-12-20 22:29 | 19
| 1 | 2019-12-20 22:12 | 2019-12-20 22:18 | 6
| 130 | 2019-12-20 22:16 | 2019-12-20 22:21 | 5
| 1124 | 2019-12-20 22:17 | 2019-12-20 22:23 | 6
| 27 | 2019-12-20 22:23 | 2019-12-20 22:36 | 13
| 1 | 2019-12-20 22:24 | 2019-12-20 22:30 | 6
| 1 | 2019-12-20 22:24 | 2019-12-20 22:41 | 17
| 1 | 2019-12-20 22:26 | 2019-12-20 22:32 | 6
| 1 | 2019-12-20 22:27 | 2019-12-20 22:33 | 6
| 2 | 2019-12-20 22:28 | 2019-12-20 22:34 | 6
| 1 | 2019-12-20 22:28 | 2019-12-20 22:34 | 6
| 5 | 2019-12-20 22:29 | 2019-12-20 22:50 | 21
| 29 | 2019-12-20 22:34 | 2019-12-20 22:41 | 7
| 2 | 2019-12-20 22:37 | 2019-12-20 22:50 | 13
| 1894 | 2019-12-20 22:38 | 2019-12-20 22:45 | 7
| 4 | 2019-12-20 22:38 | 2019-12-20 22:46 | 8
| 1 | 2019-12-20 22:40 | 2019-12-20 22:46 | 6
| 1 | 2019-12-20 22:43 | 2019-12-20 22:49 | 6
| 2 | 2019-12-20 22:45 | 2019-12-21 00:18 | 93
| 1 | 2019-12-20 22:45 | 2019-12-21 01:59 | 194
| 34 | 2019-12-20 22:47 | 2019-12-20 22:55 | 8
| 2 | 2019-12-20 22:59 | 2019-12-20 23:12 | 13
| 1 | 2019-12-21 00:14 | 2019-12-21 00:35 | 21
| 1 | 2019-12-21 00:33 | 2019-12-21 00:43 | 10
| 6 | 2019-12-21 00:44 | 2019-12-21 01:04 | 20
| 1 | 2019-12-21 00:50 | 2019-12-21 09:56 | 546
| 10 | 2019-12-21 00:55 | 2019-12-21 01:12 | 17
| 227 | 2019-12-21 01:28 | 2019-12-21 01:44 | 16
| 226 | 2019-12-21 01:37 | 2019-12-21 08:25 | 408
| 2 | 2019-12-21 01:38 | 2019-12-21 02:00 | 22
| 1 | 2019-12-21 05:56 | 2019-12-21 06:02 | 6
| 1 | 2019-12-21 06:49 | 2019-12-21 06:55 | 6
| 1 | 2019-12-21 06:56 | 2019-12-21 07:02 | 6
| 11 | 2019-12-21 07:16 | 2019-12-21 07:17 | 1
| 1 | 2019-12-21 07:16 | 2019-12-21 07:22 | 6
| 1 | 2019-12-21 07:17 | 2019-12-21 07:23 | 6
| 1 | 2019-12-21 07:27 | 2019-12-21 07:33 | 6
| 7 | 2019-12-21 07:27 | 2019-12-21 13:18 | 351
| 1 | 2019-12-21 07:28 | 2019-12-21 07:34 | 6
| 2 | 2019-12-21 07:28 | 2019-12-21 13:40 | 372
| 1 | 2019-12-21 07:30 | 2019-12-21 19:16 | 706
| 1 | 2019-12-21 07:31 | 2019-12-21 07:37 | 6
| 2 | 2019-12-21 07:52 | 2019-12-21 07:58 | 6
| 3 | 2019-12-21 07:56 | 2019-12-21 08:01 | 5
| 13 | 2019-12-21 08:32 | 2019-12-21 08:39 | 7
| 1 | 2019-12-21 08:41 | 2019-12-21 08:47 | 6
| 1 | 2019-12-21 08:56 | 2019-12-21 09:02 | 6
| 3 | 2019-12-21 09:00 | 2019-12-21 09:11 | 11
| 2 | 2019-12-21 09:38 | 2019-12-21 09:44 | 6
| 2 | 2019-12-21 09:39 | 2019-12-21 09:45 | 6
| 1 | 2019-12-21 10:01 | 2019-12-21 10:13 | 12
| 1 | 2019-12-21 10:03 | 2019-12-21 10:13 | 10
| 1 | 2019-12-21 10:13 | 2019-12-21 10:19 | 6
| 1 | 2019-12-21 10:19 | 2019-12-21 10:25 | 6
| 1 | 2019-12-21 10:53 | 2019-12-21 11:00 | 7
| 1 | 2019-12-21 11:21 | 2019-12-21 12:02 | 41
| 1 | 2019-12-21 11:26 | 2019-12-21 11:32 | 6
| 1 | 2019-12-21 12:18 | 2019-12-21 12:24 | 6
| 1 | 2019-12-21 12:34 | 2019-12-21 12:53 | 19
| 1 | 2019-12-21 13:29 | 2019-12-21 15:42 | 133
| 1 | 2019-12-21 13:32 | 2019-12-21 13:38 | 6
| 1 | 2019-12-21 14:03 | 2019-12-21 14:09 | 6
| 2 | 2019-12-21 14:03 | 2019-12-21 14:16 | 13
| 1 | 2019-12-21 14:10 | 2019-12-21 14:16 | 6
| 1 | 2019-12-21 14:56 | 2019-12-21 15:02 | 6
| 2 | 2019-12-21 15:13 | 2019-12-21 15:19 | 6
| 1 | 2019-12-21 15:20 | 2019-12-21 16:41 | 81
| 27 | 2019-12-21 15:28 | 2019-12-21 15:34 | 6
| 1 | 2019-12-21 16:07 | 2019-12-21 16:13 | 6
| 1 | 2019-12-21 16:27 | 2019-12-21 16:33 | 6
| 169 | 2019-12-21 16:37 | 2019-12-21 16:45 | 8
| 1 | 2019-12-21 17:03 | 2019-12-21 18:24 | 81
| 20 | 2019-12-21 17:03 | 2019-12-21 18:42 | 99
| 14 | 2019-12-21 17:03 | 2019-12-21 18:47 | 104
| 1 | 2019-12-21 17:52 | 2019-12-21 17:57 | 5
| 1 | 2019-12-21 18:19 | 2019-12-21 19:13 | 54
| 1 | 2019-12-21 18:33 | 2019-12-21 19:49 | 76
| 1 | 2019-12-21 19:44 | 2019-12-21 19:50 | 6
| 1 | 2019-12-21 21:25 | 2019-12-21 21:31 | 6
| 1 | 2019-12-21 21:25 | 2019-12-21 21:42 | 17
| 1 | 2019-12-21 21:29 | 2019-12-21 21:48 | 19
| 1 | 2019-12-21 22:41 | 2019-12-21 22:47 | 6
| 2 | 2019-12-22 04:38 | 2019-12-22 04:49 | 11
| 1 | 2019-12-22 06:52 | 2019-12-22 06:58 | 6
| 9 | 2019-12-22 09:46 | 2019-12-22 10:14 | 28
| 1 | 2019-12-22 11:15 | 2019-12-22 11:22 | 7
| 1 | 2019-12-22 11:27 | 2019-12-22 11:33 | 6
| 226 | 2019-12-22 12:02 | 2019-12-22 16:11 | 249
| 1 | 2019-12-22 12:37 | 2019-12-22 12:43 | 6
| 1 | 2019-12-22 12:45 | 2019-12-22 12:51 | 6
| 3 | 2019-12-22 14:39 | 2019-12-22 15:14 | 35
| 239 | 2019-12-22 14:39 | 2019-12-22 15:25 | 46
| 6 | 2019-12-22 15:02 | 2019-12-22 15:09 | 7
| 1 | 2019-12-22 15:49 | 2019-12-22 16:31 | 42
| 6 | 2019-12-22 19:25 | 2019-12-22 19:31 | 6
| 1 | 2019-12-22 19:33 | 2019-12-22 19:39 | 6
| 1 | 2019-12-22 20:42 | 2019-12-22 20:48 | 6
| 5 | 2019-12-22 21:30 | 2019-12-22 21:37 | 7
| 7 | 2019-12-23 00:05 | 2019-12-23 00:54 | 49
| 2 | 2019-12-23 02:29 | 2019-12-23 06:38 | 249
| 3 | 2019-12-23 02:41 | 2019-12-23 02:57 | 16
| 1 | 2019-12-23 04:29 | 2019-12-23 04:35 | 6
| 65 | 2019-12-23 04:29 | 2019-12-23 06:23 | 114
| 2 | 2019-12-23 05:44 | 2019-12-23 11:58 | 374
| 1 | 2019-12-23 06:27 | 2019-12-23 06:33 | 6
| 1 | 2019-12-23 06:57 | 2019-12-23 07:03 | 6
| 15 | 2019-12-23 07:00 | 2019-12-23 07:08 | 8
| 1 | 2019-12-23 07:22 | 2019-12-23 10:13 | 171
| 3 | 2019-12-23 07:25 | 2019-12-23 07:45 | 20
| 2 | 2019-12-23 08:36 | 2019-12-23 08:41 | 5
| 1 | 2019-12-23 08:42 | 2019-12-23 09:46 | 64
| 1 | 2019-12-23 09:11 | 2019-12-23 09:18 | 7
| 1 | 2019-12-23 10:32 | 2019-12-23 10:38 | 6
| 7 | 2019-12-23 12:25 | 2019-12-23 12:58 | 33
| 48 | 2019-12-23 12:56 | 2019-12-23 13:05 | 9
| 1 | 2019-12-23 13:20 | 2019-12-23 13:26 | 6
| 1 | 2019-12-23 13:33 | 2019-12-23 17:31 | 238
| 1 | 2019-12-23 13:51 | 2019-12-23 13:57 | 6
| 7 | 2019-12-23 14:50 | 2019-12-23 15:04 | 14
| 1 | 2019-12-23 15:16 | 2019-12-23 15:22 | 6
| 1 | 2019-12-23 16:37 | 2019-12-23 16:43 | 6
| 1 | 2019-12-23 17:44 | 2019-12-23 17:50 | 6
| 1 | 2019-12-23 17:59 | 2019-12-23 18:05 | 6
| 1 | 2019-12-23 21:51 | 2019-12-23 21:56 | 5
| 7 | 2019-12-23 22:14 | 2019-12-23 22:24 | 10
| 1 | 2019-12-24 03:20 | 2019-12-24 09:49 | 389
| 65 | 2019-12-24 09:34 | 2019-12-24 10:22 | 48
| 1 | 2019-12-24 09:41 | 2019-12-24 09:47 | 6
| 1 | 2019-12-24 10:20 | 2019-12-24 10:26 | 6
| 1 | 2019-12-24 13:40 | 2019-12-24 13:45 | 5
| 1 | 2019-12-24 13:56 | 2019-12-24 14:03 | 7
| 7 | 2019-12-24 13:56 | 2019-12-24 14:27 | 31
| 1 | 2019-12-24 14:54 | 2019-12-24 15:20 | 26
| 1 | 2019-12-24 15:17 | 2019-12-24 16:19 | 62
| 5 | 2019-12-24 15:25 | 2019-12-24 15:35 | 10
| 1 | 2019-12-24 15:31 | 2019-12-24 15:37 | 6
| 1 | 2019-12-24 15:55 | 2019-12-24 16:01 | 6
| 1 | 2019-12-24 15:55 | 2019-12-24 16:28 | 33
| 27 | 2019-12-24 18:49 | 2019-12-24 19:06 | 17
| 1 | 2019-12-24 19:31 | 2019-12-24 19:51 | 20
| 1 | 2019-12-24 21:54 | 2019-12-24 22:00 | 6
| 4 | 2019-12-24 21:54 | 2019-12-24 22:46 | 52
| 1 | 2019-12-24 22:08 | 2019-12-24 22:14 | 6
| 5 | 2019-12-25 01:13 | 2019-12-25 01:33 | 20
| 1 | 2019-12-25 04:29 | 2019-12-25 05:01 | 32
| 4 | 2019-12-25 05:31 | 2019-12-25 05:50 | 19
| 1 | 2019-12-25 07:20 | 2019-12-25 07:26 | 6
| 83 | 2019-12-25 07:22 | 2019-12-25 07:28 | 6
| 1 | 2019-12-25 07:30 | 2019-12-25 07:43 | 13
| 9 | 2019-12-25 07:30 | 2019-12-25 08:02 | 32
| 18 | 2019-12-25 08:57 | 2019-12-25 09:10 | 13
| 1 | 2019-12-25 08:58 | 2019-12-25 09:04 | 6
| 1 | 2019-12-25 11:46 | 2019-12-25 12:05 | 19
| 2628 | 2019-12-25 14:50 | 2019-12-25 14:57 | 7
| 539 | 2019-12-25 15:11 | 2019-12-25 15:18 | 7
| 1 | 2019-12-25 15:36 | 2019-12-25 19:58 | 262
| 68 | 2019-12-25 17:19 | 2019-12-25 17:35 | 16
| 1 | 2019-12-25 19:36 | 2019-12-25 19:43 | 7
| 4 | 2019-12-25 21:49 | 2019-12-25 22:12 | 23
| 1 | 2019-12-26 02:26 | 2019-12-26 02:32 | 6
| 1 | 2019-12-26 05:23 | 2019-12-26 08:27 | 184
| 2 | 2019-12-26 06:01 | 2019-12-26 07:19 | 78
| 1 | 2019-12-26 09:04 | 2019-12-26 09:10 | 6
| 1 | 2019-12-26 09:08 | 2019-12-26 12:33 | 205
| 1 | 2019-12-26 09:20 | 2019-12-26 09:45 | 25
| 1 | 2019-12-26 09:41 | 2019-12-26 09:47 | 6
| 1 | 2019-12-26 11:37 | 2019-12-26 11:44 | 7
| 1 | 2019-12-26 12:29 | 2019-12-26 12:35 | 6
| 1 | 2019-12-26 12:43 | 2019-12-26 12:48 | 5
| 1 | 2019-12-26 13:21 | 2019-12-26 13:27 | 6
| 1 | 2019-12-26 14:04 | 2019-12-26 14:11 | 7
| 1 | 2019-12-26 14:18 | 2019-12-26 19:51 | 333
| 1 | 2019-12-26 16:10 | 2019-12-26 16:27 | 17
| 1 | 2019-12-26 16:43 | 2019-12-26 16:50 | 7
| 25 | 2019-12-26 17:18 | 2019-12-26 17:24 | 6
| 2 | 2019-12-26 20:36 | 2019-12-26 20:42 | 6
| 2 | 2019-12-27 05:25 | 2019-12-27 07:02 | 97
| 20 | 2019-12-27 06:46 | 2019-12-27 07:01 | 15
| 20 | 2019-12-27 06:52 | 2019-12-27 07:10 | 18
| 2 | 2019-12-27 09:09 | 2019-12-27 09:15 | 6
| 55 | 2019-12-27 09:48 | 2019-12-27 11:32 | 104
| 1 | 2019-12-27 11:07 | 2019-12-27 11:14 | 7
| 1 | 2019-12-27 11:53 | 2019-12-27 11:59 | 6
| 1 | 2019-12-27 12:47 | 2019-12-27 12:53 | 6
| 4 | 2019-12-27 14:19 | 2019-12-27 15:20 | 61
| 747 | 2019-12-27 14:22 | 2019-12-27 14:29 | 7
| 223 | 2019-12-27 14:22 | 2019-12-27 14:42 | 20
| 4 | 2019-12-27 14:22 | 2019-12-27 14:43 | 21
| 1 | 2019-12-27 14:22 | 2019-12-27 14:44 | 22
| 1 | 2019-12-27 14:46 | 2019-12-27 14:52 | 6
| 1 | 2019-12-27 14:54 | 2019-12-27 15:00 | 6
| 1 | 2019-12-27 16:26 | 2019-12-27 16:50 | 24
| 1 | 2019-12-27 17:10 | 2019-12-27 17:15 | 5
| 1 | 2019-12-27 18:26 | 2019-12-27 19:27 | 61
| 1 | 2019-12-27 18:33 | 2019-12-27 18:39 | 6
| 2 | 2019-12-27 19:13 | 2019-12-27 22:32 | 199
| 2 | 2019-12-27 19:13 | 2019-12-28 09:55 | 882
| 1 | 2019-12-27 19:14 | 2019-12-27 19:19 | 5
| 1 | 2019-12-27 19:14 | 2019-12-27 19:39 | 25
| 1 | 2019-12-27 19:47 | 2019-12-27 19:53 | 6
| 1 | 2019-12-27 19:56 | 2019-12-27 20:02 | 6
| 38 | 2019-12-27 20:29 | 2019-12-27 20:47 | 18
| 1 | 2019-12-27 21:13 | 2019-12-27 21:19 | 6
| 1 | 2019-12-27 21:26 | 2019-12-27 21:32 | 6
| 1 | 2019-12-27 21:47 | 2019-12-27 21:51 | 4
| 55 | 2019-12-27 21:47 | 2019-12-27 21:53 | 6
| 1 | 2019-12-27 21:57 | 2019-12-27 22:12 | 15
| 1 | 2019-12-27 22:06 | 2019-12-27 22:12 | 6
| 1 | 2019-12-27 23:40 | 2019-12-27 23:47 | 7
| 1 | 2019-12-28 00:51 | 2019-12-28 01:10 | 19
| 1 | 2019-12-28 01:19 | 2019-12-28 01:29 | 10
| 165 | 2019-12-28 03:32 | 2019-12-28 03:40 | 8
| 7 | 2019-12-28 03:32 | 2019-12-28 03:52 | 20
| 1 | 2019-12-28 04:05 | 2019-12-28 08:32 | 267
| 3 | 2019-12-28 04:35 | 2019-12-28 04:49 | 14
| 1 | 2019-12-28 04:39 | 2019-12-28 04:45 | 6
| 1 | 2019-12-28 06:13 | 2019-12-28 07:33 | 80
| 16 | 2019-12-28 06:47 | 2019-12-28 07:05 | 18
| 1 | 2019-12-28 06:47 | 2019-12-28 08:02 | 75
| 1 | 2019-12-28 08:03 | 2019-12-28 08:09 | 6
| 1 | 2019-12-28 08:08 | 2019-12-28 11:09 | 181
| 1 | 2019-12-28 09:00 | 2019-12-28 09:07 | 7
| 1 | 2019-12-28 10:36 | 2019-12-28 13:13 | 157
| 1 | 2019-12-28 11:12 | 2019-12-28 11:18 | 6
| 1 | 2019-12-28 12:04 | 2019-12-28 13:19 | 75
| 1 | 2019-12-28 12:43 | 2019-12-28 12:49 | 6
| 1 | 2019-12-28 13:05 | 2019-12-28 13:10 | 5
| 1 | 2019-12-28 13:06 | 2019-12-28 13:12 | 6
| 112 | 2019-12-28 14:05 | 2019-12-28 14:39 | 34
| 5 | 2019-12-28 15:34 | 2019-12-28 15:40 | 6
| 1 | 2019-12-28 15:39 | 2019-12-28 20:01 | 262
| 1 | 2019-12-28 16:32 | 2019-12-28 17:56 | 84
| 1 | 2019-12-28 16:58 | 2019-12-28 17:12 | 14
| 1 | 2019-12-28 17:42 | 2019-12-28 17:48 | 6
| 26 | 2019-12-28 17:42 | 2019-12-28 21:06 | 204
| 70 | 2019-12-28 18:15 | 2019-12-28 18:38 | 23
| 158 | 2019-12-28 18:28 | 2019-12-28 18:41 | 13
| 1 | 2019-12-29 00:39 | 2019-12-29 01:02 | 23
| 1 | 2019-12-29 03:18 | 2019-12-29 03:48 | 30
| 1 | 2019-12-29 03:18 | 2019-12-29 04:05 | 47
| 6 | 2019-12-29 06:47 | 2019-12-29 08:59 | 132
| 2 | 2019-12-29 08:18 | 2019-12-29 08:24 | 6
| 1 | 2019-12-29 08:19 | 2019-12-29 08:25 | 6
| 1 | 2019-12-29 08:40 | 2019-12-29 09:24 | 44
| 1 | 2019-12-29 09:20 | 2019-12-29 09:26 | 6
| 3 | 2019-12-29 09:20 | 2019-12-29 10:13 | 53
| 9 | 2019-12-29 09:34 | 2019-12-29 09:46 | 12
| 1 | 2019-12-29 10:05 | 2019-12-29 10:30 | 25
| 29 | 2019-12-29 10:55 | 2019-12-29 12:29 | 94
| 8 | 2019-12-29 12:59 | 2019-12-29 13:06 | 7
| 1 | 2019-12-29 13:04 | 2019-12-29 13:12 | 8
| 50 | 2019-12-29 13:55 | 2019-12-29 14:19 | 24
| 1 | 2019-12-29 14:58 | 2019-12-29 17:02 | 124
| 1 | 2019-12-29 15:03 | 2019-12-29 15:09 | 6
| 16 | 2019-12-29 15:42 | 2019-12-29 15:55 | 13
| 1 | 2019-12-29 16:00 | 2019-12-29 16:04 | 4
| 93 | 2019-12-29 16:00 | 2019-12-29 16:07 | 7
| 31 | 2019-12-29 16:23 | 2019-12-29 16:31 | 8
| 1 | 2019-12-29 16:52 | 2019-12-29 16:58 | 6
| 6 | 2019-12-29 17:38 | 2019-12-29 21:44 | 246
| 1 | 2019-12-29 17:44 | 2019-12-29 17:50 | 6
| 35 | 2019-12-29 17:50 | 2019-12-29 17:57 | 7
| 1 | 2019-12-29 17:52 | 2019-12-29 18:47 | 55
| 10 | 2019-12-29 17:53 | 2019-12-29 18:05 | 12
| 1 | 2019-12-29 17:53 | 2019-12-29 18:10 | 17
| 1455 | 2019-12-29 18:28 | 2019-12-29 18:36 | 8
| 38 | 2019-12-29 19:00 | 2019-12-29 19:17 | 17
| 89 | 2019-12-29 19:06 | 2019-12-29 19:22 | 16
| 1 | 2019-12-29 19:23 | 2019-12-29 19:29 | 6
| 1 | 2019-12-29 19:31 | 2019-12-29 19:37 | 6
| 1 | 2019-12-29 19:31 | 2019-12-29 19:37 | 6
| 1 | 2019-12-29 19:39 | 2019-12-29 19:57 | 18
| 1 | 2019-12-29 19:42 | 2019-12-29 20:17 | 35
| 81 | 2019-12-29 20:52 | 2019-12-29 21:00 | 8
| 1 | 2019-12-29 21:02 | 2019-12-29 21:08 | 6
| 4 | 2019-12-29 21:12 | 2019-12-29 21:25 | 13
| 1 | 2019-12-29 21:30 | 2019-12-29 21:36 | 6
| 2 | 2019-12-29 21:46 | 2019-12-29 21:53 | 7
| 1 | 2019-12-29 22:06 | 2019-12-29 22:12 | 6
| 47 | 2019-12-29 22:08 | 2019-12-29 22:31 | 23
| 1 | 2019-12-29 22:58 | 2019-12-29 23:17 | 19
| 7 | 2019-12-30 01:40 | 2019-12-30 01:56 | 16
| 1 | 2019-12-30 03:50 | 2019-12-30 06:58 | 188
| 2 | 2019-12-30 05:13 | 2019-12-30 05:27 | 14
| 9 | 2019-12-30 05:48 | 2019-12-30 06:17 | 29
| 1 | 2019-12-30 06:29 | 2019-12-30 07:59 | 90
| 1 | 2019-12-30 08:13 | 2019-12-30 08:21 | 8
| 1 | 2019-12-30 08:44 | 2019-12-30 09:05 | 21
| 1 | 2019-12-30 08:47 | 2019-12-30 08:58 | 11
| 1 | 2019-12-30 08:50 | 2019-12-30 09:06 | 16
| 2 | 2019-12-30 09:01 | 2019-12-30 09:12 | 11
| 1 | 2019-12-30 09:02 | 2019-12-30 09:08 | 6
| 4 | 2019-12-30 09:02 | 2019-12-30 10:51 | 109
| 1 | 2019-12-30 09:08 | 2019-12-30 09:14 | 6
| 4 | 2019-12-30 10:16 | 2019-12-30 10:22 | 6
| 27 | 2019-12-30 10:22 | 2019-12-30 10:35 | 13
| 14 | 2019-12-30 10:28 | 2019-12-30 10:43 | 15
| 1 | 2019-12-30 10:59 | 2019-12-30 15:22 | 263
| 2 | 2019-12-30 11:12 | 2019-12-30 11:21 | 9
| 315 | 2019-12-30 11:22 | 2019-12-30 11:29 | 7
| 5 | 2019-12-30 11:30 | 2019-12-30 11:43 | 13
| 1 | 2019-12-30 11:49 | 2019-12-30 11:55 | 6
| 49 | 2019-12-30 11:51 | 2019-12-30 12:09 | 18
| 1 | 2019-12-30 12:27 | 2019-12-30 18:46 | 379
| 1813 | 2019-12-30 12:38 | 2019-12-30 12:45 | 7
| 51 | 2019-12-30 12:54 | 2019-12-30 13:03 | 9
| 1 | 2019-12-30 12:58 | 2019-12-30 13:04 | 6
| 7 | 2019-12-30 12:58 | 2019-12-30 13:34 | 36
| 1 | 2019-12-30 13:12 | 2019-12-30 14:10 | 58
| 4905 | 2019-12-30 13:17 | 2019-12-30 13:25 | 8
| 1 | 2019-12-30 13:22 | 2019-12-30 13:51 | 29
| 1 | 2019-12-30 13:34 | 2019-12-30 16:20 | 166
| 90 | 2019-12-30 13:43 | 2019-12-30 14:26 | 43
| 1 | 2019-12-30 13:47 | 2019-12-30 14:34 | 47
| 24 | 2019-12-30 13:55 | 2019-12-30 14:02 | 7
| 1 | 2019-12-30 14:00 | 2019-12-30 14:06 | 6
| 1 | 2019-12-30 14:02 | 2019-12-30 14:08 | 6
| 1 | 2019-12-30 14:02 | 2019-12-30 14:26 | 24
| 1 | 2019-12-30 14:10 | 2019-12-30 20:46 | 396
| 1 | 2019-12-30 14:15 | 2019-12-30 14:21 | 6
| 1047 | 2019-12-30 14:15 | 2019-12-30 14:22 | 7
| 29 | 2019-12-30 14:16 | 2019-12-30 14:33 | 17
| 25 | 2019-12-30 14:17 | 2019-12-30 14:39 | 22
| 1 | 2019-12-30 14:18 | 2019-12-30 16:46 | 148
| 1 | 2019-12-30 14:28 | 2019-12-30 14:34 | 6
| 75 | 2019-12-30 14:30 | 2019-12-30 14:43 | 13
| 1 | 2019-12-30 14:37 | 2019-12-30 14:43 | 6
| 1 | 2019-12-30 14:38 | 2019-12-30 15:06 | 28
| 1 | 2019-12-30 14:39 | 2019-12-30 14:45 | 6
| 26 | 2019-12-30 14:46 | 2019-12-30 15:01 | 15
| 1 | 2019-12-30 14:54 | 2019-12-30 15:10 | 16
| 60 | 2019-12-30 14:54 | 2019-12-30 17:27 | 153
| 117 | 2019-12-30 15:05 | 2019-12-30 15:12 | 7
| 2142 | 2019-12-30 15:08 | 2019-12-30 15:15 | 7
| 12 | 2019-12-30 15:10 | 2019-12-30 15:20 | 10
| 1 | 2019-12-30 15:12 | 2019-12-30 15:18 | 6
| 1 | 2019-12-30 15:14 | 2019-12-30 18:27 | 193
| 9 | 2019-12-30 15:18 | 2019-12-30 15:31 | 13
| 1751 | 2019-12-30 15:19 | 2019-12-30 15:27 | 8
| 1 | 2019-12-30 15:25 | 2019-12-30 16:37 | 72
| 905 | 2019-12-30 15:30 | 2019-12-30 15:37 | 7
| 1 | 2019-12-30 15:39 | 2019-12-30 15:45 | 6
| 1 | 2019-12-30 15:41 | 2019-12-30 16:00 | 19
| 21 | 2019-12-30 15:42 | 2019-12-30 16:02 | 20
| 96 | 2019-12-30 15:52 | 2019-12-30 16:06 | 14
| 1 | 2019-12-30 15:53 | 2019-12-30 18:01 | 128
| 5 | 2019-12-30 15:55 | 2019-12-30 16:02 | 7
| 2938 | 2019-12-30 16:03 | 2019-12-30 16:12 | 9
| 1323 | 2019-12-30 16:03 | 2019-12-30 16:13 | 10
| 1 | 2019-12-30 16:03 | 2019-12-30 16:44 | 41
| 4207 | 2019-12-30 16:04 | 2019-12-30 16:12 | 8
| 1 | 2019-12-30 16:07 | 2019-12-30 16:13 | 6
| 31 | 2019-12-30 16:34 | 2019-12-30 16:41 | 7
| 1 | 2019-12-30 16:43 | 2019-12-30 17:06 | 23
| 2 | 2019-12-30 16:43 | 2019-12-30 17:28 | 45
| 134 | 2019-12-30 16:45 | 2019-12-30 16:52 | 7
| 1 | 2019-12-30 16:56 | 2019-12-30 17:32 | 36
| 90 | 2019-12-30 17:01 | 2019-12-30 17:14 | 13
| 1 | 2019-12-30 17:13 | 2019-12-30 17:19 | 6
| 1 | 2019-12-30 17:15 | 2019-12-30 17:21 | 6
| 8 | 2019-12-30 17:18 | 2019-12-30 17:39 | 21
| 1 | 2019-12-30 17:22 | 2019-12-30 17:27 | 5
| 6 | 2019-12-30 17:22 | 2019-12-30 17:42 | 20
| 1 | 2019-12-30 17:35 | 2019-12-30 17:44 | 9
| 141 | 2019-12-30 17:35 | 2019-12-30 17:47 | 12
| 3038 | 2019-12-30 17:35 | 2019-12-30 17:47 | 12
| 1360 | 2019-12-30 17:35 | 2019-12-30 17:54 | 19
| 5 | 2019-12-30 17:39 | 2019-12-30 17:46 | 7
| 1 | 2019-12-30 17:45 | 2019-12-30 17:51 | 6
| 56 | 2019-12-30 17:46 | 2019-12-30 17:53 | 7
| 3642 | 2019-12-30 17:51 | 2019-12-30 17:59 | 8
| 1 | 2019-12-30 17:51 | 2019-12-30 18:02 | 11
| 1 | 2019-12-30 17:51 | 2019-12-30 18:04 | 13
| 1 | 2019-12-30 17:51 | 2019-12-30 18:08 | 17
| 1 | 2019-12-30 17:51 | 2019-12-30 18:14 | 23
| 1 | 2019-12-30 17:51 | 2019-12-30 18:19 | 28
| 2 | 2019-12-30 17:51 | 2019-12-30 18:20 | 29
| 1 | 2019-12-30 17:51 | 2019-12-30 18:21 | 30
| 1 | 2019-12-30 17:51 | 2019-12-30 18:27 | 36
| 1 | 2019-12-30 17:51 | 2019-12-30 18:29 | 38
| 1 | 2019-12-30 17:51 | 2019-12-30 18:30 | 39
| 1 | 2019-12-30 17:51 | 2019-12-30 18:31 | 40
| 1 | 2019-12-30 17:51 | 2019-12-30 18:32 | 41
| 1 | 2019-12-30 17:51 | 2019-12-30 18:35 | 44
| 2 | 2019-12-30 17:51 | 2019-12-30 18:36 | 45
| 1 | 2019-12-30 17:51 | 2019-12-30 18:37 | 46
| 2 | 2019-12-30 17:51 | 2019-12-30 18:41 | 50
| 1 | 2019-12-30 17:51 | 2019-12-30 18:42 | 51
| 1 | 2019-12-30 17:51 | 2019-12-30 18:43 | 52
| 1 | 2019-12-30 17:51 | 2019-12-30 18:44 | 53
| 1 | 2019-12-30 17:51 | 2019-12-30 18:46 | 55
| 1 | 2019-12-30 17:51 | 2019-12-30 18:47 | 56
| 2 | 2019-12-30 17:51 | 2019-12-30 18:49 | 58
| 1 | 2019-12-30 17:51 | 2019-12-30 18:54 | 63
| 2 | 2019-12-30 17:51 | 2019-12-30 18:55 | 64
| 1 | 2019-12-30 17:51 | 2019-12-30 18:58 | 67
| 1 | 2019-12-30 17:51 | 2019-12-30 19:00 | 69
| 1 | 2019-12-30 17:51 | 2019-12-30 19:01 | 70
| 1 | 2019-12-30 17:51 | 2019-12-30 19:06 | 75
| 2 | 2019-12-30 17:51 | 2019-12-30 19:11 | 80
| 1 | 2019-12-30 17:51 | 2019-12-30 19:12 | 81
| 1 | 2019-12-30 17:51 | 2019-12-30 19:13 | 82
| 2 | 2019-12-30 17:51 | 2019-12-30 19:16 | 85
| 2 | 2019-12-30 17:55 | 2019-12-30 18:36 | 41
| 1 | 2019-12-30 17:58 | 2019-12-30 18:04 | 6
| 1 | 2019-12-30 17:58 | 2019-12-30 18:04 | 6
| 1 | 2019-12-30 18:01 | 2019-12-30 18:08 | 7
| 1 | 2019-12-30 18:09 | 2019-12-30 18:22 | 13
| 3 | 2019-12-30 18:09 | 2019-12-30 18:33 | 24
| 1571 | 2019-12-30 18:15 | 2019-12-30 18:22 | 7
| 24 | 2019-12-30 18:18 | 2019-12-30 18:34 | 16
| 112 | 2019-12-30 18:18 | 2019-12-30 18:37 | 19
| 591 | 2019-12-30 18:22 | 2019-12-30 18:29 | 7
| 1 | 2019-12-30 18:31 | 2019-12-30 18:43 | 12
| 1 | 2019-12-30 18:31 | 2019-12-30 18:58 | 27
| 1 | 2019-12-30 18:31 | 2019-12-30 19:40 | 69
| 1 | 2019-12-30 18:36 | 2019-12-30 18:51 | 15
| 1 | 2019-12-30 18:37 | 2019-12-30 20:23 | 106
| 20 | 2019-12-30 18:41 | 2019-12-30 19:07 | 26
| 2 | 2019-12-30 18:42 | 2019-12-30 19:54 | 72
| 1 | 2019-12-30 18:45 | 2019-12-30 19:58 | 73
| 1 | 2019-12-30 18:48 | 2019-12-30 20:03 | 75
| 625 | 2019-12-30 18:49 | 2019-12-30 18:55 | 6
| 1 | 2019-12-30 18:50 | 2019-12-30 19:22 | 32
| 19 | 2019-12-30 18:56 | 2019-12-30 19:20 | 24
| 44 | 2019-12-30 19:00 | 2019-12-30 19:13 | 13
| 66 | 2019-12-30 19:04 | 2019-12-30 19:23 | 19
| 1 | 2019-12-30 19:16 | 2019-12-30 19:22 | 6
| 1 | 2019-12-30 19:20 | 2019-12-30 19:49 | 29
| 563 | 2019-12-30 19:21 | 2019-12-30 19:27 | 6
| 2 | 2019-12-30 19:25 | 2019-12-30 19:31 | 6
| 1 | 2019-12-30 19:31 | 2019-12-30 19:36 | 5
| 18 | 2019-12-30 19:31 | 2019-12-30 20:04 | 33
| 22 | 2019-12-30 19:41 | 2019-12-30 19:48 | 7
| 1 | 2019-12-30 19:53 | 2019-12-30 20:16 | 23
| 8 | 2019-12-30 19:53 | 2019-12-30 20:43 | 50
| 22 | 2019-12-30 20:02 | 2019-12-30 20:09 | 7
| 22 | 2019-12-30 20:02 | 2019-12-30 20:35 | 33
| 21 | 2019-12-30 20:05 | 2019-12-30 22:29 | 144
| 74 | 2019-12-30 20:06 | 2019-12-30 20:25 | 19
| 2 | 2019-12-30 20:08 | 2019-12-30 20:14 | 6
| 1146 | 2019-12-30 20:08 | 2019-12-30 20:14 | 6
| 37 | 2019-12-30 20:10 | 2019-12-30 20:22 | 12
| 214 | 2019-12-30 20:21 | 2019-12-30 20:28 | 7
| 2 | 2019-12-30 20:27 | 2019-12-30 20:58 | 31
| 1 | 2019-12-30 20:31 | 2019-12-30 20:37 | 6
| 1 | 2019-12-30 20:31 | 2019-12-30 20:38 | 7
| 1 | 2019-12-30 20:31 | 2019-12-30 20:44 | 13
| 14 | 2019-12-30 20:37 | 2019-12-30 20:48 | 11
| 1 | 2019-12-30 20:39 | 2019-12-30 21:18 | 39
| 1 | 2019-12-30 20:46 | 2019-12-30 20:51 | 5
| 2 | 2019-12-30 20:49 | 2019-12-30 21:17 | 28
| 2 | 2019-12-30 20:53 | 2019-12-30 20:59 | 6
| 1819 | 2019-12-30 20:59 | 2019-12-30 21:06 | 7
| 1 | 2019-12-30 21:00 | 2019-12-30 21:06 | 6
| 1 | 2019-12-30 21:00 | 2019-12-30 21:07 | 7
| 9 | 2019-12-30 21:00 | 2019-12-30 21:09 | 9
| 2 | 2019-12-30 21:04 | 2019-12-30 21:10 | 6
| 195 | 2019-12-30 21:05 | 2019-12-30 21:13 | 8
| 20 | 2019-12-30 21:09 | 2019-12-30 21:16 | 7
| 415 | 2019-12-30 21:09 | 2019-12-30 21:16 | 7
| 1 | 2019-12-30 21:14 | 2019-12-30 21:29 | 15
| 2 | 2019-12-30 21:15 | 2019-12-30 22:26 | 71
| 15 | 2019-12-30 21:16 | 2019-12-30 21:38 | 22
| 1 | 2019-12-30 21:19 | 2019-12-30 21:25 | 6
| 60 | 2019-12-30 21:21 | 2019-12-30 21:36 | 15
| 1 | 2019-12-30 21:28 | 2019-12-30 21:34 | 6
| 1 | 2019-12-30 21:49 | 2019-12-31 09:38 | 709
| 1 | 2019-12-30 21:56 | 2019-12-30 22:07 | 11
| 24 | 2019-12-30 21:56 | 2019-12-30 22:08 | 12
| 8 | 2019-12-30 22:01 | 2019-12-30 22:11 | 10
| 1 | 2019-12-30 22:11 | 2019-12-30 22:22 | 11
| 1 | 2019-12-30 22:13 | 2019-12-30 22:37 | 24
| 2 | 2019-12-30 22:30 | 2019-12-30 22:36 | 6
| 1 | 2019-12-30 22:35 | 2019-12-30 22:40 | 5
| 18 | 2019-12-30 22:35 | 2019-12-30 22:55 | 20
| 10 | 2019-12-30 22:45 | 2019-12-30 22:51 | 6
| 1 | 2019-12-30 22:58 | 2019-12-30 23:04 | 6
| 56 | 2019-12-30 23:30 | 2019-12-30 23:36 | 6
| 55 | 2019-12-31 00:23 | 2019-12-31 00:32 | 9
| 4 | 2019-12-31 00:23 | 2019-12-31 02:22 | 119
| 2 | 2019-12-31 00:24 | 2019-12-31 01:54 | 90
| 2 | 2019-12-31 02:15 | 2019-12-31 09:00 | 405
| 185 | 2019-12-31 02:38 | 2019-12-31 02:45 | 7
| 11 | 2019-12-31 02:43 | 2019-12-31 02:50 | 7
| 181 | 2019-12-31 02:52 | 2019-12-31 02:59 | 7
| 1 | 2019-12-31 03:21 | 2019-12-31 09:58 | 397
| 2 | 2019-12-31 03:44 | 2019-12-31 04:01 | 17
| 1 | 2019-12-31 03:44 | 2019-12-31 07:17 | 213
| 37 | 2019-12-31 03:44 | 2019-12-31 07:37 | 233
| 5 | 2019-12-31 03:50 | 2019-12-31 04:02 | 12
| 3 | 2019-12-31 03:50 | 2019-12-31 04:03 | 13
| 4 | 2019-12-31 03:50 | 2019-12-31 04:04 | 14
| 3 | 2019-12-31 03:50 | 2019-12-31 05:14 | 84
| 2 | 2019-12-31 03:51 | 2019-12-31 04:06 | 15
| 46 | 2019-12-31 04:51 | 2019-12-31 05:05 | 14
| 174 | 2019-12-31 05:11 | 2019-12-31 05:20 | 9
| 1 | 2019-12-31 05:16 | 2019-12-31 11:18 | 362
| 1 | 2019-12-31 05:16 | 2019-12-31 17:30 | 734
| 93 | 2019-12-31 05:16 | 2019-12-31 17:34 | 738
| 90 | 2019-12-31 05:17 | 2019-12-31 06:45 | 88
| 52 | 2019-12-31 05:17 | 2019-12-31 06:48 | 91
| 80 | 2019-12-31 05:17 | 2019-12-31 09:36 | 259
| 64 | 2019-12-31 05:44 | 2019-12-31 06:27 | 43
| 38 | 2019-12-31 05:46 | 2019-12-31 05:55 | 9
| 54 | 2019-12-31 05:46 | 2019-12-31 05:56 | 10
| 501 | 2019-12-31 05:46 | 2019-12-31 06:02 | 16
| 1 | 2019-12-31 05:55 | 2019-12-31 06:41 | 46
| 42 | 2019-12-31 06:16 | 2019-12-31 06:52 | 36
| 1 | 2019-12-31 06:18 | 2019-12-31 06:23 | 5
| 1 | 2019-12-31 06:21 | 2019-12-31 06:27 | 6
| 1 | 2019-12-31 06:30 | 2019-12-31 06:36 | 6
| 14 | 2019-12-31 06:30 | 2019-12-31 06:47 | 17
| 482 | 2019-12-31 06:40 | 2019-12-31 06:47 | 7
| 2 | 2019-12-31 06:51 | 2019-12-31 06:57 | 6
| 1 | 2019-12-31 07:00 | 2019-12-31 07:06 | 6
| 745 | 2019-12-31 07:10 | 2019-12-31 07:19 | 9
| 95 | 2019-12-31 07:10 | 2019-12-31 09:07 | 117
| 36 | 2019-12-31 07:24 | 2019-12-31 07:52 | 28
| 1 | 2019-12-31 07:27 | 2019-12-31 07:33 | 6
| 1 | 2019-12-31 07:38 | 2019-12-31 07:44 | 6
| 1 | 2019-12-31 07:46 | 2019-12-31 07:52 | 6
| 1 | 2019-12-31 07:57 | 2019-12-31 08:27 | 30
| 5 | 2019-12-31 08:15 | 2019-12-31 08:47 | 32
| 10 | 2019-12-31 08:15 | 2019-12-31 09:18 | 63
| 1 | 2019-12-31 08:31 | 2019-12-31 08:36 | 5
| 1 | 2019-12-31 08:56 | 2019-12-31 09:02 | 6
| 2 | 2019-12-31 08:58 | 2019-12-31 09:05 | 7
| 1 | 2019-12-31 09:10 | 2019-12-31 09:16 | 6
| 1 | 2019-12-31 09:17 | 2019-12-31 09:23 | 6
| 1 | 2019-12-31 09:33 | 2019-12-31 09:39 | 6
| 1 | 2019-12-31 09:47 | 2019-12-31 09:54 | 7
| 1 | 2019-12-31 09:53 | 2019-12-31 09:59 | 6
| 321 | 2019-12-31 10:03 | 2019-12-31 10:12 | 9
| 1 | 2019-12-31 10:22 | 2019-12-31 10:28 | 6
| 1 | 2019-12-31 10:27 | 2019-12-31 10:33 | 6
| 1 | 2019-12-31 10:38 | 2019-12-31 11:07 | 29
| 24 | 2019-12-31 10:38 | 2019-12-31 11:13 | 35
| 1 | 2019-12-31 10:56 | 2019-12-31 11:12 | 16
| 1 | 2019-12-31 11:07 | 2019-12-31 11:12 | 5
| 1 | 2019-12-31 11:31 | 2019-12-31 11:37 | 6
| 1 | 2019-12-31 11:52 | 2019-12-31 13:42 | 110
| 1 | 2019-12-31 11:55 | 2019-12-31 12:01 | 6
| 1 | 2019-12-31 12:15 | 2019-12-31 12:21 | 6
| 8 | 2019-12-31 12:16 | 2019-12-31 12:24 | 8
| 23 | 2019-12-31 12:50 | 2019-12-31 13:09 | 19
| 2 | 2019-12-31 13:03 | 2019-12-31 13:09 | 6
| 1 | 2019-12-31 14:36 | 2019-12-31 14:42 | 6
| 1 | 2019-12-31 15:38 | 2019-12-31 15:44 | 6
| 1 | 2019-12-31 15:59 | 2019-12-31 16:05 | 6
| 1 | 2019-12-31 16:23 | 2019-12-31 16:29 | 6
| 4 | 2019-12-31 16:43 | 2019-12-31 16:49 | 6
| 1 | 2019-12-31 17:18 | 2019-12-31 17:23 | 5
| 1 | 2019-12-31 20:14 | 2019-12-31 20:20 | 6
| 1 | 2019-12-31 20:31 | 2019-12-31 20:37 | 6
| 83 | 2019-12-31 20:31 | 2019-12-31 20:38 | 7
| 10 | 2020-01-01 00:17 | 2020-01-01 00:34 | 17
| 1 | 2020-01-01 00:48 | 2020-01-01 01:12 | 24
| 1 | 2020-01-01 06:28 | 2020-01-01 12:53 | 385
| 1 | 2020-01-01 06:49 | 2020-01-01 07:34 | 45
| 2 | 2020-01-01 07:10 | 2020-01-01 07:16 | 6
| 1 | 2020-01-01 07:31 | 2020-01-01 07:37 | 6
| 2 | 2020-01-01 08:06 | 2020-01-01 08:12 | 6
| 1 | 2020-01-01 09:03 | 2020-01-01 09:08 | 5
| 1 | 2020-01-01 10:36 | 2020-01-01 10:41 | 5
| 1 | 2020-01-01 11:47 | 2020-01-01 11:53 | 6
| 3 | 2020-01-01 12:17 | 2020-01-01 12:38 | 21
| 1 | 2020-01-01 13:14 | 2020-01-01 13:20 | 6
| 13 | 2020-01-01 16:19 | 2020-01-01 16:25 | 6
| 1 | 2020-01-01 17:02 | 2020-01-01 17:08 | 6
| 1 | 2020-01-01 18:40 | 2020-01-01 18:46 | 6
| 37 | 2020-01-01 19:00 | 2020-01-01 19:12 | 12
| 1 | 2020-01-01 19:15 | 2020-01-01 19:44 | 29
| 1 | 2020-01-01 19:34 | 2020-01-01 19:40 | 6
| 238 | 2020-01-01 19:51 | 2020-01-01 20:10 | 19
| 1 | 2020-01-01 19:59 | 2020-01-01 21:35 | 96
| 1 | 2020-01-01 20:05 | 2020-01-01 20:21 | 16
| 71 | 2020-01-01 21:01 | 2020-01-01 21:37 | 36
| 64 | 2020-01-01 21:17 | 2020-01-01 21:34 | 17
| 1 | 2020-01-01 21:17 | 2020-01-01 21:51 | 34
| 3 | 2020-01-01 21:55 | 2020-01-01 22:07 | 12
| 1 | 2020-01-01 22:06 | 2020-01-02 06:04 | 478
| 1 | 2020-01-01 22:39 | 2020-01-01 22:45 | 6
| 1 | 2020-01-02 07:14 | 2020-01-02 10:18 | 184
| 1 | 2020-01-02 07:20 | 2020-01-02 13:39 | 379
| 1 | 2020-01-02 08:48 | 2020-01-02 08:54 | 6
| 1 | 2020-01-02 09:49 | 2020-01-02 09:55 | 6
| 1 | 2020-01-02 10:01 | 2020-01-02 10:12 | 11
| 71 | 2020-01-02 10:28 | 2020-01-02 10:51 | 23
| 1 | 2020-01-02 10:58 | 2020-01-02 11:04 | 6
| 2 | 2020-01-02 11:22 | 2020-01-02 11:28 | 6
| 1 | 2020-01-02 11:46 | 2020-01-02 14:42 | 176
| 1 | 2020-01-02 12:05 | 2020-01-02 12:11 | 6
| 1 | 2020-01-02 13:01 | 2020-01-02 13:07 | 6
| 11 | 2020-01-02 14:46 | 2020-01-02 14:52 | 6
| 1 | 2020-01-02 16:02 | 2020-01-02 16:21 | 19
| 1 | 2020-01-02 16:03 | 2020-01-02 17:38 | 95
| 3118 | 2020-01-02 16:36 | 2020-01-02 16:45 | 9
| 1409 | 2020-01-02 17:25 | 2020-01-02 17:32 | 7
| 1 | 2020-01-02 17:46 | 2020-01-02 18:03 | 17
| 1 | 2020-01-02 18:49 | 2020-01-02 19:12 | 23
| 1 | 2020-01-02 19:07 | 2020-01-02 19:13 | 6
| 16 | 2020-01-02 19:29 | 2020-01-02 19:31 | 2
| 1 | 2020-01-02 21:33 | 2020-01-02 21:38 | 5
| 16 | 2020-01-02 22:26 | 2020-01-02 22:38 | 12
| 3 | 2020-01-02 22:26 | 2020-01-03 00:11 | 105
| 1 | 2020-01-02 23:42 | 2020-01-02 23:48 | 6
| 15 | 2020-01-03 00:19 | 2020-01-03 11:38 | 679
| 2 | 2020-01-03 01:19 | 2020-01-03 01:23 | 4
| 1 | 2020-01-03 05:47 | 2020-01-03 15:23 | 576
| 1 | 2020-01-03 06:51 | 2020-01-03 06:57 | 6
| 2 | 2020-01-03 06:55 | 2020-01-03 07:02 | 7
| 1 | 2020-01-03 07:09 | 2020-01-03 07:15 | 6
| 1 | 2020-01-03 09:10 | 2020-01-03 09:12 | 2
| 1 | 2020-01-03 09:36 | 2020-01-03 09:42 | 6
| 8 | 2020-01-03 10:20 | 2020-01-03 10:29 | 9
| 1 | 2020-01-03 10:40 | 2020-01-03 10:51 | 11
| 510 | 2020-01-03 10:59 | 2020-01-03 11:06 | 7
| 1182 | 2020-01-03 10:59 | 2020-01-03 11:08 | 9
| 31 | 2020-01-03 11:08 | 2020-01-03 11:19 | 11
| 1 | 2020-01-03 11:19 | 2020-01-03 11:25 | 6
| 2 | 2020-01-03 12:10 | 2020-01-03 12:16 | 6
| 4 | 2020-01-03 13:24 | 2020-01-03 15:47 | 143
| 196 | 2020-01-03 14:01 | 2020-01-03 14:08 | 7
| 1 | 2020-01-03 15:04 | 2020-01-03 15:09 | 5
| 51 | 2020-01-03 15:26 | 2020-01-03 15:54 | 28
| 3 | 2020-01-03 16:53 | 2020-01-03 16:59 | 6
| 1 | 2020-01-03 17:36 | 2020-01-03 18:44 | 68
| 24 | 2020-01-03 17:41 | 2020-01-03 17:48 | 7
| 2 | 2020-01-03 18:45 | 2020-01-03 18:51 | 6
| 1 | 2020-01-03 20:36 | 2020-01-03 20:42 | 6
| 1 | 2020-01-03 20:52 | 2020-01-03 20:58 | 6
| 1 | 2020-01-03 22:56 | 2020-01-04 10:38 | 702
| 1 | 2020-01-03 23:41 | 2020-01-03 23:48 | 7
| 3 | 2020-01-04 | 2020-01-04 00:09 | 9
| 4 | 2020-01-04 03:51 | 2020-01-04 04:07 | 16
| 907 | 2020-01-04 06:25 | 2020-01-04 06:32 | 7
| 8 | 2020-01-04 06:25 | 2020-01-04 07:42 | 77
| 1 | 2020-01-04 07:27 | 2020-01-04 07:32 | 5
| 1 | 2020-01-04 07:33 | 2020-01-04 07:38 | 5
| 1 | 2020-01-04 07:36 | 2020-01-04 07:41 | 5
| 1 | 2020-01-04 08:26 | 2020-01-04 08:32 | 6
| 1 | 2020-01-04 08:46 | 2020-01-04 08:52 | 6
| 4 | 2020-01-04 12:11 | 2020-01-04 14:14 | 123
| 1 | 2020-01-04 12:41 | 2020-01-04 12:47 | 6
| 1 | 2020-01-04 12:51 | 2020-01-04 13:14 | 23
| 1 | 2020-01-04 12:57 | 2020-01-04 13:03 | 6
| 2 | 2020-01-04 13:16 | 2020-01-04 13:22 | 6
| 25 | 2020-01-04 13:32 | 2020-01-04 13:39 | 7
| 1 | 2020-01-04 13:43 | 2020-01-04 13:57 | 14
| 24 | 2020-01-04 13:45 | 2020-01-04 13:52 | 7
| 91 | 2020-01-04 14:13 | 2020-01-04 14:35 | 22
| 1 | 2020-01-04 14:14 | 2020-01-04 14:24 | 10
| 1 | 2020-01-04 14:55 | 2020-01-04 15:01 | 6
| 26 | 2020-01-04 16:10 | 2020-01-04 16:25 | 15
| 17 | 2020-01-04 17:01 | 2020-01-04 17:17 | 16
| 1 | 2020-01-04 17:08 | 2020-01-04 21:52 | 284
| 16 | 2020-01-04 18:00 | 2020-01-04 18:38 | 38
| 13 | 2020-01-04 18:01 | 2020-01-04 18:07 | 6
| 4 | 2020-01-04 18:07 | 2020-01-04 18:22 | 15
| 1 | 2020-01-04 18:38 | 2020-01-04 18:44 | 6
| 1 | 2020-01-04 19:40 | 2020-01-04 19:46 | 6
| 1 | 2020-01-04 19:45 | 2020-01-04 19:50 | 5
| 16 | 2020-01-04 19:45 | 2020-01-04 19:59 | 14
| 1 | 2020-01-04 21:39 | 2020-01-04 21:45 | 6
| 1 | 2020-01-04 22:57 | 2020-01-05 00:43 | 106
| 1 | 2020-01-05 04:00 | 2020-01-05 12:25 | 505
| 1 | 2020-01-05 04:01 | 2020-01-05 07:44 | 223
| 1 | 2020-01-05 05:01 | 2020-01-05 09:58 | 297
| 2 | 2020-01-05 07:23 | 2020-01-05 09:11 | 108
| 1 | 2020-01-05 07:49 | 2020-01-05 09:07 | 78
| 25 | 2020-01-05 08:01 | 2020-01-05 08:08 | 7
| 1 | 2020-01-05 08:06 | 2020-01-05 08:12 | 6
| 25 | 2020-01-05 08:10 | 2020-01-05 08:17 | 7
| 17 | 2020-01-05 08:13 | 2020-01-05 09:11 | 58
| 12 | 2020-01-05 08:24 | 2020-01-05 08:37 | 13
| 1 | 2020-01-05 08:28 | 2020-01-05 08:58 | 30
| 18 | 2020-01-05 08:30 | 2020-01-05 08:40 | 10
| 1 | 2020-01-05 08:30 | 2020-01-05 08:44 | 14
| 58 | 2020-01-05 08:30 | 2020-01-05 08:48 | 18
| 11 | 2020-01-05 09:00 | 2020-01-05 09:06 | 6
| 1 | 2020-01-05 09:11 | 2020-01-05 10:19 | 68
| 752 | 2020-01-05 09:23 | 2020-01-05 09:29 | 6
| 1041 | 2020-01-05 09:49 | 2020-01-05 09:56 | 7
| 1 | 2020-01-05 10:08 | 2020-01-05 10:43 | 35
| 47 | 2020-01-05 10:10 | 2020-01-05 10:18 | 8
| 11 | 2020-01-05 11:14 | 2020-01-05 11:20 | 6
| 10 | 2020-01-05 11:57 | 2020-01-05 12:05 | 8
| 1 | 2020-01-05 12:22 | 2020-01-05 12:28 | 6
| 1 | 2020-01-05 12:22 | 2020-01-05 13:14 | 52
| 14 | 2020-01-05 12:32 | 2020-01-05 12:39 | 7
| 182 | 2020-01-05 13:39 | 2020-01-05 13:48 | 9
| 1 | 2020-01-05 13:44 | 2020-01-05 14:03 | 19
| 58 | 2020-01-05 13:44 | 2020-01-05 16:49 | 185
| 10 | 2020-01-05 15:38 | 2020-01-05 15:56 | 18
| 352 | 2020-01-05 16:28 | 2020-01-05 16:35 | 7
| 1 | 2020-01-05 16:39 | 2020-01-05 16:52 | 13
| 31 | 2020-01-05 16:57 | 2020-01-05 17:03 | 6
| 1 | 2020-01-05 16:57 | 2020-01-05 17:04 | 7
| 144 | 2020-01-05 17:52 | 2020-01-05 18:01 | 9
| 25 | 2020-01-05 18:13 | 2020-01-05 18:25 | 12
| 1 | 2020-01-05 18:56 | 2020-01-05 19:02 | 6
| 3 | 2020-01-05 19:26 | 2020-01-05 19:36 | 10
| 2 | 2020-01-05 19:26 | 2020-01-05 19:41 | 15
| 17 | 2020-01-05 19:46 | 2020-01-05 19:48 | 2
| 5 | 2020-01-05 20:14 | 2020-01-05 20:20 | 6
| 12 | 2020-01-05 20:28 | 2020-01-05 20:35 | 7
| 142 | 2020-01-05 21:30 | 2020-01-05 21:45 | 15
| 629 | 2020-01-05 21:35 | 2020-01-05 21:42 | 7
| 60 | 2020-01-05 21:42 | 2020-01-05 21:48 | 6
| 1 | 2020-01-05 21:45 | 2020-01-05 22:02 | 17
| 23 | 2020-01-05 21:59 | 2020-01-05 22:09 | 10
| 1 | 2020-01-05 22:01 | 2020-01-05 23:36 | 95
| 1 | 2020-01-05 22:04 | 2020-01-05 22:10 | 6
| 716 | 2020-01-05 22:04 | 2020-01-05 22:12 | 8
| 6 | 2020-01-05 22:06 | 2020-01-05 22:13 | 7
| 1 | 2020-01-05 22:20 | 2020-01-05 22:25 | 5
| 35 | 2020-01-05 23:10 | 2020-01-05 23:19 | 9
| 1 | 2020-01-06 00:18 | 2020-01-06 07:47 | 449
| 3 | 2020-01-06 01:45 | 2020-01-06 02:03 | 18
| 1 | 2020-01-06 01:47 | 2020-01-06 01:58 | 11
| 1 | 2020-01-06 02:51 | 2020-01-06 03:34 | 43
| 5 | 2020-01-06 05:22 | 2020-01-06 05:33 | 11
| 1 | 2020-01-06 06:46 | 2020-01-06 08:03 | 77
| 6 | 2020-01-06 06:50 | 2020-01-06 06:58 | 8
| 1 | 2020-01-06 07:21 | 2020-01-06 07:27 | 6
| 27 | 2020-01-06 07:22 | 2020-01-06 07:32 | 10
| 1 | 2020-01-06 07:46 | 2020-01-06 08:00 | 14
| 89 | 2020-01-06 07:53 | 2020-01-06 08:06 | 13
| 418 | 2020-01-06 08:14 | 2020-01-06 08:21 | 7
| 1637 | 2020-01-06 08:20 | 2020-01-06 08:45 | 25
| 1 | 2020-01-06 08:30 | 2020-01-06 08:31 | 1
| 81 | 2020-01-06 08:43 | 2020-01-06 08:50 | 7
| 1 | 2020-01-06 08:48 | 2020-01-06 08:54 | 6
| 1 | 2020-01-06 09:08 | 2020-01-06 09:11 | 3
| 1 | 2020-01-06 09:13 | 2020-01-06 09:29 | 16
| 2 | 2020-01-06 10:00 | 2020-01-06 10:24 | 24
| 1 | 2020-01-06 10:12 | 2020-01-06 10:18 | 6
| 1 | 2020-01-06 10:37 | 2020-01-06 11:47 | 70
| 1 | 2020-01-06 11:08 | 2020-01-06 19:38 | 510
| 1 | 2020-01-06 11:09 | 2020-01-06 11:15 | 6
| 1 | 2020-01-06 11:32 | 2020-01-06 12:55 | 83
| 2 | 2020-01-06 11:39 | 2020-01-06 12:03 | 24
| 1 | 2020-01-06 11:51 | 2020-01-06 11:57 | 6
| 2 | 2020-01-06 12:29 | 2020-01-06 12:35 | 6
| 1 | 2020-01-06 12:52 | 2020-01-06 12:58 | 6
| 3 | 2020-01-06 12:52 | 2020-01-06 14:41 | 109
| 23 | 2020-01-06 13:16 | 2020-01-06 13:36 | 20
| 13 | 2020-01-06 13:58 | 2020-01-06 14:08 | 10
| 17 | 2020-01-06 14:12 | 2020-01-06 14:18 | 6
| 1 | 2020-01-06 14:58 | 2020-01-06 15:04 | 6
| 1 | 2020-01-06 15:10 | 2020-01-06 15:16 | 6
| 1 | 2020-01-06 15:12 | 2020-01-06 15:18 | 6
| 72 | 2020-01-06 15:52 | 2020-01-06 16:19 | 27
| 96 | 2020-01-06 16:01 | 2020-01-06 20:05 | 244
| 165 | 2020-01-06 16:07 | 2020-01-06 16:16 | 9
| 165 | 2020-01-06 16:21 | 2020-01-06 16:27 | 6
| 90 | 2020-01-06 17:33 | 2020-01-06 17:48 | 15
| 89 | 2020-01-06 17:34 | 2020-01-06 17:47 | 13
| 1 | 2020-01-06 17:41 | 2020-01-06 17:47 | 6
| 1 | 2020-01-06 18:24 | 2020-01-06 18:30 | 6
| 1 | 2020-01-06 18:43 | 2020-01-06 18:49 | 6
| 2 | 2020-01-06 19:38 | 2020-01-06 19:44 | 6
| 34 | 2020-01-06 19:43 | 2020-01-06 19:53 | 10
| 20 | 2020-01-06 22:19 | 2020-01-06 22:24 | 5
| 1 | 2020-01-06 22:29 | 2020-01-06 22:35 | 6
| 184 | 2020-01-07 02:39 | 2020-01-07 02:46 | 7
| 5 | 2020-01-07 03:19 | 2020-01-07 03:31 | 12
| 4 | 2020-01-07 03:19 | 2020-01-07 03:36 | 17
| 1 | 2020-01-07 03:34 | 2020-01-07 08:07 | 273
| 1 | 2020-01-07 04:59 | 2020-01-07 05:11 | 12
| 1484 | 2020-01-07 07:05 | 2020-01-07 07:14 | 9
| 1 | 2020-01-07 07:17 | 2020-01-07 07:29 | 12
| 2 | 2020-01-07 09:15 | 2020-01-07 09:21 | 6
| 13 | 2020-01-07 09:17 | 2020-01-07 09:27 | 10
| 15 | 2020-01-07 09:24 | 2020-01-07 09:37 | 13
| 1 | 2020-01-07 09:26 | 2020-01-07 09:46 | 20
| 101 | 2020-01-07 09:59 | 2020-01-07 10:30 | 31
| 1 | 2020-01-07 10:19 | 2020-01-07 10:25 | 6
| 1 | 2020-01-07 10:34 | 2020-01-07 10:37 | 3
| 10 | 2020-01-07 10:39 | 2020-01-07 10:45 | 6
| 2 | 2020-01-07 11:20 | 2020-01-07 20:07 | 527
| 3 | 2020-01-07 11:30 | 2020-01-07 11:46 | 16
| 2 | 2020-01-07 11:46 | 2020-01-07 11:52 | 6
| 1 | 2020-01-07 12:16 | 2020-01-07 12:22 | 6
| 12 | 2020-01-07 13:04 | 2020-01-07 13:10 | 6
| 1 | 2020-01-07 13:38 | 2020-01-07 13:43 | 5
| 99 | 2020-01-07 13:38 | 2020-01-07 14:40 | 62
| 2 | 2020-01-07 15:40 | 2020-01-07 15:45 | 5
| 1 | 2020-01-07 16:07 | 2020-01-07 16:25 | 18
| 1 | 2020-01-07 16:22 | 2020-01-07 16:28 | 6
| 1 | 2020-01-07 16:51 | 2020-01-07 17:02 | 11
| 124 | 2020-01-07 16:51 | 2020-01-07 17:03 | 12
| 1245 | 2020-01-07 17:12 | 2020-01-07 17:21 | 9
| 137 | 2020-01-07 17:12 | 2020-01-07 17:22 | 10
| 29 | 2020-01-07 17:12 | 2020-01-07 17:23 | 11
| 1 | 2020-01-07 17:31 | 2020-01-07 20:53 | 202
| 49 | 2020-01-07 18:19 | 2020-01-07 18:35 | 16
| 1 | 2020-01-07 18:42 | 2020-01-07 18:47 | 5
| 1 | 2020-01-07 19:06 | 2020-01-07 19:12 | 6
| 1 | 2020-01-07 20:55 | 2020-01-07 21:01 | 6
| 104 | 2020-01-07 20:55 | 2020-01-07 21:05 | 10
| 32 | 2020-01-07 20:55 | 2020-01-07 21:12 | 17
| 2112 | 2020-01-07 20:55 | 2020-01-07 21:14 | 19
| 5 | 2020-01-07 20:56 | 2020-01-07 21:15 | 19
| 24 | 2020-01-07 20:57 | 2020-01-07 21:03 | 6
| 1389 | 2020-01-07 20:57 | 2020-01-07 21:09 | 12
| 1 | 2020-01-07 21:12 | 2020-01-07 21:26 | 14
| 1 | 2020-01-07 21:36 | 2020-01-07 21:42 | 6
| 10 | 2020-01-07 21:36 | 2020-01-07 21:52 | 16
| 23 | 2020-01-07 21:36 | 2020-01-07 21:53 | 17
| 1638 | 2020-01-07 22:22 | 2020-01-07 22:50 | 28
| 1 | 2020-01-07 23:43 | 2020-01-07 23:58 | 15
| 1 | 2020-01-08 01:56 | 2020-01-08 02:04 | 8
| 14 | 2020-01-08 05:42 | 2020-01-08 06:19 | 37
| 12 | 2020-01-08 06:06 | 2020-01-08 06:30 | 24
| 1 | 2020-01-08 06:08 | 2020-01-08 06:17 | 9
| 1 | 2020-01-08 07:01 | 2020-01-08 07:07 | 6
| 10 | 2020-01-08 07:01 | 2020-01-08 07:45 | 44
| 2 | 2020-01-08 07:17 | 2020-01-08 07:32 | 15
| 127 | 2020-01-08 07:59 | 2020-01-08 08:19 | 20
| 4 | 2020-01-08 07:59 | 2020-01-08 08:20 | 21
| 6 | 2020-01-08 07:59 | 2020-01-08 08:21 | 22
| 2 | 2020-01-08 08:12 | 2020-01-08 08:18 | 6
| 30 | 2020-01-08 08:12 | 2020-01-08 10:27 | 135
| 17 | 2020-01-08 08:13 | 2020-01-08 08:34 | 21
| 19 | 2020-01-08 08:13 | 2020-01-08 10:27 | 134
| 2 | 2020-01-08 08:13 | 2020-01-08 14:33 | 380
| 3 | 2020-01-08 08:14 | 2020-01-08 11:24 | 190
| 1 | 2020-01-08 08:22 | 2020-01-08 08:28 | 6
| 1 | 2020-01-08 08:45 | 2020-01-08 08:50 | 5
| 39 | 2020-01-08 08:45 | 2020-01-08 10:13 | 88
| 33 | 2020-01-08 08:57 | 2020-01-08 10:15 | 78
| 15 | 2020-01-08 09:16 | 2020-01-08 13:31 | 255
| 12 | 2020-01-08 09:59 | 2020-01-08 10:15 | 16
| 38 | 2020-01-08 10:06 | 2020-01-08 10:18 | 12
| 38 | 2020-01-08 10:06 | 2020-01-08 10:50 | 44
| 20 | 2020-01-08 10:08 | 2020-01-08 10:15 | 7
| 18 | 2020-01-08 10:08 | 2020-01-08 10:20 | 12
| 2 | 2020-01-08 10:08 | 2020-01-08 10:48 | 40
| 27 | 2020-01-08 10:09 | 2020-01-08 10:27 | 18
| 44 | 2020-01-08 10:09 | 2020-01-08 10:35 | 26
| 4 | 2020-01-08 10:09 | 2020-01-08 10:43 | 34
| 7 | 2020-01-08 10:09 | 2020-01-08 10:46 | 37
| 6 | 2020-01-08 10:09 | 2020-01-08 10:47 | 38
| 11 | 2020-01-08 10:09 | 2020-01-08 10:48 | 39
| 366 | 2020-01-08 10:11 | 2020-01-08 10:17 | 6
| 40 | 2020-01-08 10:11 | 2020-01-08 10:18 | 7
| 2 | 2020-01-08 10:11 | 2020-01-08 10:19 | 8
| 5 | 2020-01-08 10:11 | 2020-01-08 10:20 | 9
| 1 | 2020-01-08 10:11 | 2020-01-08 10:23 | 12
| 2 | 2020-01-08 10:11 | 2020-01-08 10:24 | 13
| 4 | 2020-01-08 10:11 | 2020-01-08 10:25 | 14
| 1 | 2020-01-08 10:11 | 2020-01-08 10:28 | 17
| 3 | 2020-01-08 10:11 | 2020-01-08 10:29 | 18
| 5 | 2020-01-08 10:11 | 2020-01-08 10:30 | 19
| 2 | 2020-01-08 10:11 | 2020-01-08 10:31 | 20
| 29 | 2020-01-08 10:11 | 2020-01-08 10:45 | 34
| 41 | 2020-01-08 10:11 | 2020-01-08 10:52 | 41
| 1 | 2020-01-08 10:11 | 2020-01-08 10:53 | 42
| 13 | 2020-01-08 10:11 | 2020-01-08 10:54 | 43
| 49 | 2020-01-08 10:11 | 2020-01-08 10:55 | 44
| 37 | 2020-01-08 10:12 | 2020-01-08 10:22 | 10
| 22 | 2020-01-08 10:12 | 2020-01-08 11:13 | 61
| 4 | 2020-01-08 10:12 | 2020-01-08 11:14 | 62
| 7 | 2020-01-08 10:13 | 2020-01-08 10:37 | 24
| 107 | 2020-01-08 10:14 | 2020-01-08 10:25 | 11
| 1 | 2020-01-08 10:14 | 2020-01-08 10:31 | 17
| 1 | 2020-01-08 10:17 | 2020-01-08 10:23 | 6
| 61 | 2020-01-08 10:19 | 2020-01-08 11:38 | 79
| 1 | 2020-01-08 11:30 | 2020-01-08 11:36 | 6
| 31 | 2020-01-08 14:21 | 2020-01-08 14:33 | 12
| 11 | 2020-01-08 14:26 | 2020-01-08 14:37 | 11
| 1 | 2020-01-08 14:45 | 2020-01-08 14:51 | 6
| 1 | 2020-01-08 14:47 | 2020-01-08 14:53 | 6
| 1 | 2020-01-08 16:05 | 2020-01-08 16:11 | 6
| 1 | 2020-01-08 19:21 | 2020-01-08 19:27 | 6
| 1 | 2020-01-08 19:23 | 2020-01-08 19:29 | 6
| 1 | 2020-01-08 20:08 | 2020-01-08 20:33 | 25
| 12 | 2020-01-08 20:48 | 2020-01-08 21:41 | 53
| 30 | 2020-01-08 21:12 | 2020-01-09 08:33 | 681
| 6 | 2020-01-08 21:19 | 2020-01-08 21:24 | 5
| 28 | 2020-01-08 23:03 | 2020-01-08 23:10 | 7
| 1 | 2020-01-09 04:31 | 2020-01-09 10:38 | 367
| 1 | 2020-01-09 07:06 | 2020-01-09 07:12 | 6
| 1 | 2020-01-09 09:11 | 2020-01-09 16:30 | 439
| 1 | 2020-01-09 10:27 | 2020-01-09 10:33 | 6
| 1 | 2020-01-09 10:36 | 2020-01-09 10:42 | 6
| 1021 | 2020-01-09 11:36 | 2020-01-09 11:42 | 6
| 1 | 2020-01-09 11:51 | 2020-01-09 11:56 | 5
| 1 | 2020-01-09 12:03 | 2020-01-09 21:55 | 592
| 1 | 2020-01-09 12:31 | 2020-01-09 12:38 | 7
| 1 | 2020-01-09 13:24 | 2020-01-09 13:30 | 6
| 33 | 2020-01-09 13:24 | 2020-01-09 14:08 | 44
| 1 | 2020-01-09 13:51 | 2020-01-09 17:32 | 221
| 1 | 2020-01-09 14:01 | 2020-01-09 22:05 | 484
| 33 | 2020-01-09 14:38 | 2020-01-09 14:45 | 7
| 1 | 2020-01-09 15:21 | 2020-01-09 15:26 | 5
| 1 | 2020-01-09 15:23 | 2020-01-09 15:29 | 6
| 2 | 2020-01-09 15:24 | 2020-01-09 15:30 | 6
| 1 | 2020-01-09 15:25 | 2020-01-09 15:31 | 6
| 1 | 2020-01-09 16:01 | 2020-01-09 16:23 | 22
| 6 | 2020-01-09 16:10 | 2020-01-09 16:14 | 4
| 1 | 2020-01-09 16:29 | 2020-01-09 16:35 | 6
| 1 | 2020-01-09 16:56 | 2020-01-09 17:02 | 6
| 1 | 2020-01-09 17:53 | 2020-01-09 17:59 | 6
| 44 | 2020-01-09 18:20 | 2020-01-09 18:34 | 14
| 1 | 2020-01-09 18:39 | 2020-01-09 18:45 | 6
| 1 | 2020-01-09 20:57 | 2020-01-09 21:03 | 6
| 3 | 2020-01-09 20:57 | 2020-01-09 21:26 | 29
| 1 | 2020-01-09 20:57 | 2020-01-09 21:53 | 56
| 1 | 2020-01-09 21:08 | 2020-01-09 21:15 | 7
| 1 | 2020-01-09 21:29 | 2020-01-09 22:13 | 44
| 1 | 2020-01-09 21:38 | 2020-01-09 21:44 | 6
| 7 | 2020-01-09 22:01 | 2020-01-09 22:10 | 9
| 11 | 2020-01-09 22:07 | 2020-01-09 22:13 | 6
| 85 | 2020-01-09 22:07 | 2020-01-09 22:21 | 14
| 1 | 2020-01-09 22:07 | 2020-01-09 22:22 | 15
| 3 | 2020-01-09 23:20 | 2020-01-10 06:24 | 424
| 3 | 2020-01-10 00:40 | 2020-01-10 00:46 | 6
| 36 | 2020-01-10 01:05 | 2020-01-10 01:14 | 9
| 1 | 2020-01-10 03:29 | 2020-01-10 11:41 | 492
| 4 | 2020-01-10 03:58 | 2020-01-10 04:12 | 14
| 2 | 2020-01-10 04:00 | 2020-01-10 04:16 | 16
| 1 | 2020-01-10 06:39 | 2020-01-10 06:45 | 6
| 7 | 2020-01-10 09:41 | 2020-01-10 10:03 | 22
| 1 | 2020-01-10 09:45 | 2020-01-10 09:51 | 6
| 2 | 2020-01-10 10:04 | 2020-01-10 10:24 | 20
| 28 | 2020-01-10 10:24 | 2020-01-10 10:57 | 33
| 1 | 2020-01-10 11:19 | 2020-01-10 11:25 | 6
| 1 | 2020-01-10 11:50 | 2020-01-10 11:56 | 6
| 14 | 2020-01-10 11:58 | 2020-01-10 12:10 | 12
| 1 | 2020-01-10 12:43 | 2020-01-10 12:49 | 6
| 1 | 2020-01-10 13:23 | 2020-01-10 13:29 | 6
| 1685 | 2020-01-10 13:30 | 2020-01-10 13:39 | 9
| 1 | 2020-01-10 13:30 | 2020-01-10 14:05 | 35
| 2 | 2020-01-10 13:35 | 2020-01-10 14:48 | 73
| 1 | 2020-01-10 13:36 | 2020-01-10 13:42 | 6
| 1028 | 2020-01-10 13:53 | 2020-01-10 14:00 | 7
| 161 | 2020-01-10 13:53 | 2020-01-10 14:41 | 48
| 1 | 2020-01-10 13:57 | 2020-01-10 14:31 | 34
| 1 | 2020-01-10 14:19 | 2020-01-10 14:25 | 6
| 1 | 2020-01-10 14:36 | 2020-01-10 14:42 | 6
| 5 | 2020-01-10 15:24 | 2020-01-10 15:37 | 13
| 91 | 2020-01-10 15:24 | 2020-01-10 16:02 | 38
| 572 | 2020-01-10 15:35 | 2020-01-10 15:42 | 7
| 213 | 2020-01-10 15:35 | 2020-01-10 15:43 | 8
| 14 | 2020-01-10 15:47 | 2020-01-10 16:03 | 16
| 1 | 2020-01-10 15:50 | 2020-01-10 16:26 | 36
| 577 | 2020-01-10 17:01 | 2020-01-10 17:08 | 7
| 2 | 2020-01-10 17:03 | 2020-01-10 17:30 | 27
| 1 | 2020-01-10 17:11 | 2020-01-10 17:17 | 6
| 29 | 2020-01-10 17:22 | 2020-01-10 17:31 | 9
| 1 | 2020-01-10 17:28 | 2020-01-10 18:03 | 35
| 7 | 2020-01-10 17:40 | 2020-01-10 19:38 | 118
| 1 | 2020-01-10 17:58 | 2020-01-10 18:13 | 15
| 25 | 2020-01-10 17:58 | 2020-01-10 18:17 | 19
| 1 | 2020-01-10 18:11 | 2020-01-10 18:17 | 6
| 1 | 2020-01-10 18:15 | 2020-01-10 18:22 | 7
| 35 | 2020-01-10 18:42 | 2020-01-10 18:54 | 12
| 2 | 2020-01-10 18:56 | 2020-01-10 19:02 | 6
| 1978 | 2020-01-10 18:58 | 2020-01-10 19:05 | 7
| 1 | 2020-01-10 18:58 | 2020-01-10 19:47 | 49
| 602 | 2020-01-10 20:20 | 2020-01-10 20:28 | 8
| 24 | 2020-01-10 20:24 | 2020-01-10 20:45 | 21
| 1 | 2020-01-10 21:16 | 2020-01-10 21:22 | 6
| 1 | 2020-01-10 21:16 | 2020-01-10 21:26 | 10
| 33 | 2020-01-10 21:16 | 2020-01-10 21:29 | 13
| 1 | 2020-01-10 21:24 | 2020-01-10 21:30 | 6
| 1 | 2020-01-10 21:25 | 2020-01-10 21:31 | 6
| 6 | 2020-01-10 21:41 | 2020-01-10 21:49 | 8
| 1 | 2020-01-10 23:23 | 2020-01-10 23:29 | 6
| 41 | 2020-01-10 23:36 | 2020-01-10 23:46 | 10
| 4 | 2020-01-11 01:39 | 2020-01-11 01:48 | 9
| 13 | 2020-01-11 06:20 | 2020-01-11 06:43 | 23
| 1 | 2020-01-11 08:35 | 2020-01-11 08:41 | 6
| 1 | 2020-01-11 09:36 | 2020-01-11 09:42 | 6
| 72 | 2020-01-11 09:54 | 2020-01-11 10:01 | 7
| 1 | 2020-01-11 09:58 | 2020-01-11 10:04 | 6
| 1 | 2020-01-11 11:25 | 2020-01-11 11:31 | 6
| 1 | 2020-01-11 12:20 | 2020-01-11 12:42 | 22
| 1 | 2020-01-11 13:26 | 2020-01-11 13:32 | 6
| 1 | 2020-01-11 14:38 | 2020-01-11 14:44 | 6
| 1 | 2020-01-11 14:50 | 2020-01-11 14:55 | 5
| 1 | 2020-01-11 16:19 | 2020-01-11 16:24 | 5
| 23 | 2020-01-11 17:33 | 2020-01-11 17:42 | 9
| 1 | 2020-01-11 17:52 | 2020-01-11 17:58 | 6
| 8 | 2020-01-12 00:02 | 2020-01-12 00:33 | 31
| 2 | 2020-01-12 00:49 | 2020-01-12 00:56 | 7
| 1 | 2020-01-12 06:04 | 2020-01-12 12:58 | 414
| 1 | 2020-01-12 07:19 | 2020-01-12 07:25 | 6
| 1 | 2020-01-12 08:20 | 2020-01-12 08:26 | 6
| 4 | 2020-01-12 09:00 | 2020-01-12 09:09 | 9
| 2 | 2020-01-12 09:03 | 2020-01-12 09:09 | 6
| 1 | 2020-01-12 11:06 | 2020-01-12 11:12 | 6
| 1 | 2020-01-12 11:54 | 2020-01-12 12:00 | 6
| 1 | 2020-01-12 13:28 | 2020-01-12 13:34 | 6
| 1 | 2020-01-12 15:42 | 2020-01-12 15:48 | 6
| 1 | 2020-01-12 16:05 | 2020-01-12 16:11 | 6
| 20 | 2020-01-12 16:05 | 2020-01-12 16:17 | 12
| 1 | 2020-01-12 16:41 | 2020-01-12 16:47 | 6
| 1060 | 2020-01-12 17:05 | 2020-01-12 17:12 | 7
| 1 | 2020-01-12 17:41 | 2020-01-12 17:50 | 9
| 2 | 2020-01-13 00:09 | 2020-01-13 00:16 | 7
| 1 | 2020-01-13 03:28 | 2020-01-13 12:35 | 547
| 1 | 2020-01-13 05:30 | 2020-01-13 07:47 | 137
| 1 | 2020-01-13 07:11 | 2020-01-13 07:58 | 47
| 1 | 2020-01-13 07:15 | 2020-01-13 07:21 | 6
| 14 | 2020-01-13 07:15 | 2020-01-13 09:07 | 112
| 1 | 2020-01-13 08:00 | 2020-01-13 08:07 | 7
| 2 | 2020-01-13 09:17 | 2020-01-13 09:24 | 7
| 582 | 2020-01-13 09:56 | 2020-01-13 10:12 | 16
| 3530 | 2020-01-13 09:56 | 2020-01-13 10:15 | 19
| 1 | 2020-01-13 10:13 | 2020-01-13 10:19 | 6
| 1 | 2020-01-13 10:44 | 2020-01-13 10:50 | 6
| 2 | 2020-01-13 13:05 | 2020-01-13 13:11 | 6
| 1 | 2020-01-13 13:37 | 2020-01-13 13:43 | 6
| 1 | 2020-01-13 16:19 | 2020-01-13 16:25 | 6
| 1 | 2020-01-13 16:29 | 2020-01-13 16:35 | 6
| 1161 | 2020-01-13 16:41 | 2020-01-13 16:49 | 8
| 1 | 2020-01-13 16:41 | 2020-01-13 16:52 | 11
| 83 | 2020-01-13 16:41 | 2020-01-13 22:43 | 362
| 11 | 2020-01-13 16:41 | 2020-01-13 23:49 | 428
| 1 | 2020-01-13 17:24 | 2020-01-13 17:49 | 25
| 1 | 2020-01-13 17:32 | 2020-01-13 17:38 | 6
| 1 | 2020-01-13 17:32 | 2020-01-13 17:39 | 7
| 32 | 2020-01-13 17:32 | 2020-01-13 17:44 | 12
| 1 | 2020-01-13 18:09 | 2020-01-13 19:32 | 83
| 5 | 2020-01-13 18:21 | 2020-01-13 18:43 | 22
| 22 | 2020-01-13 18:31 | 2020-01-13 18:48 | 17
| 1 | 2020-01-13 18:32 | 2020-01-13 20:50 | 138
| 1 | 2020-01-13 20:06 | 2020-01-13 20:12 | 6
| 1 | 2020-01-13 20:29 | 2020-01-13 21:03 | 34
| 1 | 2020-01-13 21:12 | 2020-01-13 21:18 | 6
| 1 | 2020-01-13 22:38 | 2020-01-13 22:45 | 7
| 1 | 2020-01-14 06:12 | 2020-01-14 06:18 | 6
| 20 | 2020-01-14 07:03 | 2020-01-14 07:11 | 8
| 1 | 2020-01-14 07:36 | 2020-01-14 07:42 | 6
| 1 | 2020-01-14 08:08 | 2020-01-14 08:14 | 6
| 1 | 2020-01-14 08:35 | 2020-01-14 08:41 | 6
| 2 | 2020-01-14 08:40 | 2020-01-14 08:56 | 16
| 1 | 2020-01-14 09:05 | 2020-01-14 09:11 | 6
| 1 | 2020-01-14 09:11 | 2020-01-14 09:17 | 6
| 1 | 2020-01-14 09:17 | 2020-01-14 09:23 | 6
| 29 | 2020-01-14 09:20 | 2020-01-14 09:26 | 6
| 1 | 2020-01-14 09:35 | 2020-01-14 10:52 | 77
| 1 | 2020-01-14 10:00 | 2020-01-14 10:54 | 54
| 1 | 2020-01-14 10:08 | 2020-01-14 10:14 | 6
| 1 | 2020-01-14 10:46 | 2020-01-14 12:05 | 79
| 2 | 2020-01-14 11:45 | 2020-01-14 11:52 | 7
| 1 | 2020-01-14 11:51 | 2020-01-14 11:57 | 6
| 1 | 2020-01-14 12:10 | 2020-01-14 12:16 | 6
| 371 | 2020-01-14 13:03 | 2020-01-14 13:10 | 7
| 1 | 2020-01-14 13:15 | 2020-01-14 13:31 | 16
| 1 | 2020-01-14 13:36 | 2020-01-14 13:39 | 3
| 3 | 2020-01-14 13:48 | 2020-01-14 20:00 | 372
| 1 | 2020-01-14 14:17 | 2020-01-14 14:23 | 6
| 1 | 2020-01-14 14:22 | 2020-01-14 14:27 | 5
| 1 | 2020-01-14 14:23 | 2020-01-14 14:29 | 6
| 1 | 2020-01-14 14:30 | 2020-01-14 14:36 | 6
| 1 | 2020-01-14 14:38 | 2020-01-14 14:45 | 7
| 2 | 2020-01-14 15:57 | 2020-01-14 16:03 | 6
| 1 | 2020-01-14 17:13 | 2020-01-14 17:19 | 6
| 17 | 2020-01-14 17:50 | 2020-01-14 17:58 | 8
| 47 | 2020-01-14 18:06 | 2020-01-14 18:19 | 13
| 28 | 2020-01-14 18:10 | 2020-01-14 18:39 | 29
| 1 | 2020-01-14 18:23 | 2020-01-14 18:29 | 6
| 3 | 2020-01-14 18:25 | 2020-01-14 18:30 | 5
| 1 | 2020-01-14 20:50 | 2020-01-14 20:56 | 6
| 3 | 2020-01-15 00:01 | 2020-01-15 00:15 | 14
| 1 | 2020-01-15 02:46 | 2020-01-15 03:30 | 44
| 1 | 2020-01-15 06:05 | 2020-01-15 06:11 | 6
| 1 | 2020-01-15 06:17 | 2020-01-15 09:06 | 169
| 44 | 2020-01-15 06:17 | 2020-01-15 10:55 | 278
| 1 | 2020-01-15 08:34 | 2020-01-15 09:39 | 65
| 5 | 2020-01-15 08:43 | 2020-01-15 08:57 | 14
| 221 | 2020-01-15 09:04 | 2020-01-15 09:12 | 8
| 2 | 2020-01-15 09:09 | 2020-01-15 14:08 | 299
| 2446 | 2020-01-15 09:13 | 2020-01-15 09:21 | 8
| 4 | 2020-01-15 09:13 | 2020-01-15 09:24 | 11
| 1 | 2020-01-15 10:14 | 2020-01-15 10:20 | 6
| 1 | 2020-01-15 10:26 | 2020-01-15 11:00 | 34
| 11 | 2020-01-15 10:26 | 2020-01-15 11:55 | 89
| 23 | 2020-01-15 11:06 | 2020-01-15 11:33 | 27
| 1 | 2020-01-15 11:08 | 2020-01-15 11:14 | 6
| 1 | 2020-01-15 12:00 | 2020-01-15 12:47 | 47
| 2 | 2020-01-15 12:06 | 2020-01-15 12:12 | 6
| 1 | 2020-01-15 12:06 | 2020-01-15 12:14 | 8
| 2 | 2020-01-15 12:26 | 2020-01-15 12:52 | 26
| 2 | 2020-01-15 12:51 | 2020-01-15 12:57 | 6
| 19 | 2020-01-15 12:51 | 2020-01-15 15:58 | 187
| 3 | 2020-01-15 12:57 | 2020-01-15 13:03 | 6
| 1 | 2020-01-15 13:11 | 2020-01-15 13:16 | 5
| 1 | 2020-01-15 13:20 | 2020-01-15 13:26 | 6
| 3 | 2020-01-15 13:25 | 2020-01-15 13:31 | 6
| 7 | 2020-01-15 13:40 | 2020-01-15 13:46 | 6
| 1 | 2020-01-15 14:00 | 2020-01-15 14:01 | 1
| 2 | 2020-01-15 14:19 | 2020-01-15 14:25 | 6
| 1 | 2020-01-15 14:22 | 2020-01-15 20:35 | 373
| 1 | 2020-01-15 14:34 | 2020-01-15 14:40 | 6
| 148 | 2020-01-15 14:34 | 2020-01-15 14:42 | 8
| 1 | 2020-01-15 14:53 | 2020-01-15 14:59 | 6
| 8 | 2020-01-15 14:56 | 2020-01-15 15:04 | 8
| 11 | 2020-01-15 14:57 | 2020-01-15 15:06 | 9
| 207 | 2020-01-15 14:57 | 2020-01-15 16:22 | 85
| 3 | 2020-01-15 14:58 | 2020-01-15 15:34 | 36
| 73 | 2020-01-15 14:58 | 2020-01-15 16:00 | 62
| 1 | 2020-01-15 14:59 | 2020-01-15 15:12 | 13
| 27 | 2020-01-15 14:59 | 2020-01-15 15:55 | 56
| 1066 | 2020-01-15 15:05 | 2020-01-15 15:13 | 8
| 1 | 2020-01-15 15:07 | 2020-01-15 17:28 | 141
| 1 | 2020-01-15 15:11 | 2020-01-15 15:17 | 6
| 9 | 2020-01-15 15:21 | 2020-01-15 15:39 | 18
| 26 | 2020-01-15 15:23 | 2020-01-15 15:56 | 33
| 1 | 2020-01-15 15:25 | 2020-01-15 15:45 | 20
| 7 | 2020-01-15 15:25 | 2020-01-15 15:54 | 29
| 88 | 2020-01-15 15:27 | 2020-01-15 15:35 | 8
| 1 | 2020-01-15 15:28 | 2020-01-15 15:55 | 27
| 46 | 2020-01-15 15:28 | 2020-01-15 16:09 | 41
| 1 | 2020-01-15 15:28 | 2020-01-16 06:44 | 916
| 35 | 2020-01-15 15:28 | 2020-01-16 07:59 | 991
| 1284 | 2020-01-15 15:29 | 2020-01-15 15:37 | 8
| 1 | 2020-01-15 15:29 | 2020-01-15 15:38 | 9
| 2 | 2020-01-15 15:29 | 2020-01-15 15:39 | 10
| 1119 | 2020-01-15 15:29 | 2020-01-15 16:10 | 41
| 1 | 2020-01-15 15:30 | 2020-01-15 16:19 | 49
| 1 | 2020-01-15 15:30 | 2020-01-15 18:45 | 195
| 2 | 2020-01-15 15:32 | 2020-01-15 15:36 | 4
| 19 | 2020-01-15 15:33 | 2020-01-15 15:51 | 18
| 1 | 2020-01-15 15:37 | 2020-01-15 15:43 | 6
| 9 | 2020-01-15 15:37 | 2020-01-15 15:48 | 11
| 74 | 2020-01-15 15:37 | 2020-01-15 17:17 | 100
| 169 | 2020-01-15 15:43 | 2020-01-15 15:49 | 6
| 1 | 2020-01-15 15:43 | 2020-01-15 15:50 | 7
| 1 | 2020-01-15 15:43 | 2020-01-15 15:51 | 8
| 34 | 2020-01-15 15:43 | 2020-01-15 15:59 | 16
| 48 | 2020-01-15 15:47 | 2020-01-15 16:07 | 20
| 1 | 2020-01-15 15:49 | 2020-01-15 16:36 | 47
| 1 | 2020-01-15 15:50 | 2020-01-15 19:45 | 235
| 5 | 2020-01-15 15:50 | 2020-01-15 20:05 | 255
| 30 | 2020-01-15 15:57 | 2020-01-15 16:06 | 9
| 152 | 2020-01-15 15:58 | 2020-01-15 16:06 | 8
| 2 | 2020-01-15 16:00 | 2020-01-16 19:00 | 1620
| 2 | 2020-01-15 16:02 | 2020-01-15 16:21 | 19
| 1 | 2020-01-15 16:02 | 2020-01-15 17:41 | 99
| 1 | 2020-01-15 16:04 | 2020-01-15 16:10 | 6
| 42 | 2020-01-15 16:05 | 2020-01-15 16:21 | 16
| 1 | 2020-01-15 16:09 | 2020-01-15 16:38 | 29
| 93 | 2020-01-15 16:09 | 2020-01-15 16:53 | 44
| 22 | 2020-01-15 16:12 | 2020-01-15 16:53 | 41
| 34 | 2020-01-15 16:14 | 2020-01-15 16:50 | 36
| 1 | 2020-01-15 16:14 | 2020-01-15 21:38 | 324
| 1 | 2020-01-15 16:16 | 2020-01-15 16:22 | 6
| 374 | 2020-01-15 16:16 | 2020-01-15 16:24 | 8
| 118 | 2020-01-15 16:18 | 2020-01-15 17:23 | 65
| 1 | 2020-01-15 16:20 | 2020-01-15 17:03 | 43
| 1 | 2020-01-15 16:21 | 2020-01-15 16:27 | 6
| 1685 | 2020-01-15 16:21 | 2020-01-15 16:28 | 7
| 341 | 2020-01-15 16:21 | 2020-01-15 19:20 | 179
| 1 | 2020-01-15 16:23 | 2020-01-15 17:13 | 50
| 51 | 2020-01-15 16:24 | 2020-01-15 17:17 | 53
| 81 | 2020-01-15 16:25 | 2020-01-15 17:24 | 59
| 1 | 2020-01-15 16:28 | 2020-01-15 17:27 | 59
| 8 | 2020-01-15 16:29 | 2020-01-15 16:55 | 26
| 1707 | 2020-01-15 16:30 | 2020-01-15 16:45 | 15
| 1 | 2020-01-15 16:30 | 2020-01-15 16:46 | 16
| 50 | 2020-01-15 16:36 | 2020-01-15 16:48 | 12
| 664 | 2020-01-15 16:36 | 2020-01-15 19:30 | 174
| 1 | 2020-01-15 16:38 | 2020-01-15 17:05 | 27
| 1399 | 2020-01-15 16:40 | 2020-01-15 16:46 | 6
| 5 | 2020-01-15 16:40 | 2020-01-15 16:47 | 7
| 2 | 2020-01-15 16:41 | 2020-01-15 16:47 | 6
| 99 | 2020-01-15 16:41 | 2020-01-15 16:58 | 17
| 1 | 2020-01-15 16:41 | 2020-01-15 17:08 | 27
| 60 | 2020-01-15 16:42 | 2020-01-15 16:50 | 8
| 3 | 2020-01-15 16:42 | 2020-01-15 16:58 | 16
| 2 | 2020-01-15 16:45 | 2020-01-15 18:20 | 95
| 26 | 2020-01-15 16:48 | 2020-01-15 17:18 | 30
| 1 | 2020-01-15 16:49 | 2020-01-15 17:10 | 21
| 2 | 2020-01-15 16:51 | 2020-01-15 17:49 | 58
| 1 | 2020-01-15 16:58 | 2020-01-15 17:04 | 6
| 12 | 2020-01-15 17:00 | 2020-01-15 17:28 | 28
| 1 | 2020-01-15 17:04 | 2020-01-15 17:09 | 5
| 1 | 2020-01-15 17:04 | 2020-01-15 17:10 | 6
| 20 | 2020-01-15 17:04 | 2020-01-15 17:18 | 14
| 1 | 2020-01-15 17:04 | 2020-01-15 18:15 | 71
| 1775 | 2020-01-15 17:07 | 2020-01-15 17:26 | 19
| 464 | 2020-01-15 17:07 | 2020-01-15 19:18 | 131
| 556 | 2020-01-15 17:07 | 2020-01-15 19:38 | 151
| 74 | 2020-01-15 17:08 | 2020-01-15 17:45 | 37
| 2962 | 2020-01-15 17:09 | 2020-01-15 17:16 | 7
| 2 | 2020-01-15 17:10 | 2020-01-15 17:15 | 5
| 95 | 2020-01-15 17:10 | 2020-01-15 20:51 | 221
| 1 | 2020-01-15 17:11 | 2020-01-15 17:17 | 6
| 1 | 2020-01-15 17:11 | 2020-01-15 17:36 | 25
| 2201 | 2020-01-15 17:11 | 2020-01-15 19:15 | 124
| 45 | 2020-01-15 17:13 | 2020-01-15 17:21 | 8
| 89 | 2020-01-15 17:13 | 2020-01-15 17:26 | 13
| 28 | 2020-01-15 17:14 | 2020-01-15 17:40 | 26
| 1 | 2020-01-15 17:17 | 2020-01-15 17:23 | 6
| 1 | 2020-01-15 17:18 | 2020-01-15 17:23 | 5
| 1 | 2020-01-15 17:20 | 2020-01-15 17:32 | 12
| 129 | 2020-01-15 17:20 | 2020-01-15 17:37 | 17
| 1 | 2020-01-15 17:30 | 2020-01-15 17:36 | 6
| 105 | 2020-01-15 17:41 | 2020-01-15 18:13 | 32
| 38 | 2020-01-15 17:42 | 2020-01-15 18:17 | 35
| 4 | 2020-01-15 17:45 | 2020-01-15 18:18 | 33
| 18 | 2020-01-15 17:46 | 2020-01-15 18:36 | 50
| 6 | 2020-01-15 17:47 | 2020-01-15 20:18 | 151
| 1 | 2020-01-15 17:50 | 2020-01-15 17:56 | 6
| 24 | 2020-01-15 17:50 | 2020-01-15 18:07 | 17
| 1 | 2020-01-15 17:55 | 2020-01-15 18:01 | 6
| 31 | 2020-01-15 17:56 | 2020-01-15 18:04 | 8
| 1 | 2020-01-15 17:59 | 2020-01-15 18:05 | 6
| 38 | 2020-01-15 17:59 | 2020-01-15 18:20 | 21
| 1 | 2020-01-15 18:00 | 2020-01-16 09:09 | 909
| 1 | 2020-01-15 18:06 | 2020-01-15 21:10 | 184
| 26 | 2020-01-15 18:07 | 2020-01-15 18:22 | 15
| 100 | 2020-01-15 18:09 | 2020-01-15 18:20 | 11
| 2 | 2020-01-15 18:15 | 2020-01-15 18:53 | 38
| 1 | 2020-01-15 18:16 | 2020-01-15 18:46 | 30
| 1 | 2020-01-15 18:19 | 2020-01-15 18:25 | 6
| 31 | 2020-01-15 18:19 | 2020-01-15 18:50 | 31
| 10 | 2020-01-15 18:21 | 2020-01-15 19:41 | 80
| 42 | 2020-01-15 18:24 | 2020-01-15 18:36 | 12
| 44 | 2020-01-15 18:24 | 2020-01-15 18:39 | 15
| 53 | 2020-01-15 18:24 | 2020-01-15 18:41 | 17
| 2 | 2020-01-15 18:31 | 2020-01-15 18:46 | 15
| 594 | 2020-01-15 18:32 | 2020-01-15 18:41 | 9
| 16 | 2020-01-15 18:34 | 2020-01-15 18:51 | 17
| 1 | 2020-01-15 18:37 | 2020-01-15 18:43 | 6
| 1 | 2020-01-15 18:43 | 2020-01-15 18:49 | 6
| 71 | 2020-01-15 18:47 | 2020-01-15 19:02 | 15
| 1 | 2020-01-15 18:51 | 2020-01-15 19:34 | 43
| 3 | 2020-01-15 18:52 | 2020-01-15 20:22 | 90
| 62 | 2020-01-15 18:52 | 2020-01-15 21:22 | 150
| 31 | 2020-01-15 18:58 | 2020-01-15 22:31 | 213
| 76 | 2020-01-15 19:03 | 2020-01-15 19:22 | 19
| 17 | 2020-01-15 19:05 | 2020-01-15 20:07 | 62
| 29 | 2020-01-15 19:07 | 2020-01-15 19:26 | 19
| 111 | 2020-01-15 19:12 | 2020-01-15 19:24 | 12
| 26 | 2020-01-15 19:16 | 2020-01-15 21:03 | 107
| 98 | 2020-01-15 19:18 | 2020-01-15 19:44 | 26
| 1 | 2020-01-15 19:18 | 2020-01-15 19:46 | 28
| 1 | 2020-01-15 19:30 | 2020-01-15 19:39 | 9
| 17 | 2020-01-15 19:30 | 2020-01-15 19:42 | 12
| 22 | 2020-01-15 19:30 | 2020-01-15 20:40 | 70
| 3 | 2020-01-15 19:30 | 2020-01-15 20:41 | 71
| 108 | 2020-01-15 19:32 | 2020-01-15 19:40 | 8
| 1 | 2020-01-15 19:34 | 2020-01-15 19:39 | 5
| 17 | 2020-01-15 19:36 | 2020-01-15 20:09 | 33
| 31 | 2020-01-15 19:37 | 2020-01-15 20:07 | 30
| 1 | 2020-01-15 19:38 | 2020-01-15 19:44 | 6
| 7 | 2020-01-15 19:38 | 2020-01-15 20:05 | 27
| 3 | 2020-01-15 19:40 | 2020-01-15 19:46 | 6
| 1 | 2020-01-15 19:42 | 2020-01-15 19:48 | 6
| 1 | 2020-01-15 19:43 | 2020-01-15 20:07 | 24
| 25 | 2020-01-15 19:43 | 2020-01-15 20:42 | 59
| 1 | 2020-01-15 19:45 | 2020-01-15 21:00 | 75
| 1 | 2020-01-15 19:58 | 2020-01-15 20:03 | 5
| 1 | 2020-01-15 19:58 | 2020-01-15 20:04 | 6
| 90 | 2020-01-15 20:02 | 2020-01-15 20:11 | 9
| 1 | 2020-01-15 20:20 | 2020-01-15 20:26 | 6
| 17 | 2020-01-15 20:20 | 2020-01-15 21:12 | 52
| 1 | 2020-01-15 20:21 | 2020-01-15 20:27 | 6
| 1 | 2020-01-15 20:25 | 2020-01-15 20:32 | 7
| 1 | 2020-01-15 20:27 | 2020-01-15 20:33 | 6
| 8 | 2020-01-15 20:27 | 2020-01-15 20:44 | 17
| 2 | 2020-01-15 20:27 | 2020-01-15 21:09 | 42
| 1 | 2020-01-15 20:31 | 2020-01-15 20:37 | 6
| 1 | 2020-01-15 20:40 | 2020-01-15 20:46 | 6
| 1 | 2020-01-15 20:55 | 2020-01-15 21:00 | 5
| 30 | 2020-01-15 20:55 | 2020-01-15 21:05 | 10
| 1 | 2020-01-15 21:11 | 2020-01-15 22:20 | 69
| 2 | 2020-01-15 21:14 | 2020-01-15 21:20 | 6
| 1 | 2020-01-15 21:15 | 2020-01-15 21:21 | 6
| 6 | 2020-01-15 21:15 | 2020-01-15 21:26 | 11
| 3 | 2020-01-15 21:15 | 2020-01-16 07:00 | 585
| 1 | 2020-01-15 21:17 | 2020-01-15 21:23 | 6
| 33 | 2020-01-15 21:20 | 2020-01-15 21:27 | 7
| 1 | 2020-01-15 21:34 | 2020-01-15 21:40 | 6
| 108 | 2020-01-15 21:43 | 2020-01-15 21:50 | 7
| 1 | 2020-01-15 21:46 | 2020-01-15 21:52 | 6
| 185 | 2020-01-15 22:25 | 2020-01-16 11:07 | 762
| 72 | 2020-01-15 22:25 | 2020-01-16 11:08 | 763
| 6 | 2020-01-15 22:31 | 2020-01-16 09:36 | 665
| 1 | 2020-01-15 22:41 | 2020-01-15 22:46 | 5
| 4 | 2020-01-15 22:48 | 2020-01-15 23:00 | 12
| 2 | 2020-01-15 23:26 | 2020-01-16 17:18 | 1072
| 24 | 2020-01-15 23:26 | 2020-01-16 19:20 | 1194
| 1 | 2020-01-15 23:35 | 2020-01-16 06:04 | 389
| 1 | 2020-01-15 23:43 | 2020-01-15 23:49 | 6
| 5 | 2020-01-16 00:09 | 2020-01-16 00:16 | 7
| 1 | 2020-01-16 00:38 | 2020-01-16 07:58 | 440
| 6 | 2020-01-16 00:38 | 2020-01-16 08:04 | 446
| 7 | 2020-01-16 01:50 | 2020-01-16 06:18 | 268
| 7 | 2020-01-16 03:44 | 2020-01-16 03:50 | 6
| 13 | 2020-01-16 05:01 | 2020-01-16 06:04 | 63
| 1 | 2020-01-16 05:01 | 2020-01-16 09:10 | 249
| 30 | 2020-01-16 06:00 | 2020-01-16 08:15 | 135
| 16 | 2020-01-16 06:00 | 2020-01-16 19:12 | 792
| 2 | 2020-01-16 06:16 | 2020-01-16 06:36 | 20
| 1 | 2020-01-16 06:40 | 2020-01-16 06:46 | 6
| 12 | 2020-01-16 06:44 | 2020-01-16 11:56 | 312
| 1 | 2020-01-16 07:00 | 2020-01-16 07:06 | 6
| 35 | 2020-01-16 07:00 | 2020-01-16 10:21 | 201
| 1 | 2020-01-16 07:00 | 2020-01-16 15:19 | 499
| 2 | 2020-01-16 07:06 | 2020-01-16 07:33 | 27
| 1 | 2020-01-16 07:31 | 2020-01-16 07:37 | 6
| 1 | 2020-01-16 07:41 | 2020-01-16 07:47 | 6
| 1 | 2020-01-16 08:02 | 2020-01-16 08:08 | 6
| 2 | 2020-01-16 08:26 | 2020-01-16 08:54 | 28
| 1 | 2020-01-16 09:03 | 2020-01-16 09:09 | 6
| 1 | 2020-01-16 09:03 | 2020-01-16 09:10 | 7
| 1 | 2020-01-16 09:08 | 2020-01-16 09:14 | 6
| 4 | 2020-01-16 09:08 | 2020-01-16 12:09 | 181
| 1 | 2020-01-16 09:34 | 2020-01-16 09:40 | 6
| 1 | 2020-01-16 10:25 | 2020-01-16 10:31 | 6
| 1 | 2020-01-16 10:33 | 2020-01-16 10:39 | 6
| 2 | 2020-01-16 10:40 | 2020-01-16 10:46 | 6
| 1 | 2020-01-16 10:44 | 2020-01-16 10:50 | 6
| 1 | 2020-01-16 10:55 | 2020-01-16 11:01 | 6
| 1 | 2020-01-16 11:01 | 2020-01-16 11:07 | 6
| 1 | 2020-01-16 11:03 | 2020-01-16 11:09 | 6
| 11 | 2020-01-16 11:18 | 2020-01-16 11:24 | 6
| 2 | 2020-01-16 11:30 | 2020-01-16 11:43 | 13
| 1 | 2020-01-16 11:49 | 2020-01-16 11:55 | 6
| 1 | 2020-01-16 11:54 | 2020-01-16 12:00 | 6
| 1 | 2020-01-16 11:59 | 2020-01-16 12:22 | 23
| 82 | 2020-01-16 13:39 | 2020-01-16 13:58 | 19
| 89 | 2020-01-16 13:47 | 2020-01-16 14:02 | 15
| 1 | 2020-01-16 14:02 | 2020-01-16 14:08 | 6
| 1 | 2020-01-16 14:05 | 2020-01-16 14:11 | 6
| 2 | 2020-01-16 14:12 | 2020-01-16 14:18 | 6
| 1 | 2020-01-16 14:14 | 2020-01-16 14:20 | 6
| 1 | 2020-01-16 14:47 | 2020-01-16 14:53 | 6
| 1 | 2020-01-16 14:56 | 2020-01-16 15:02 | 6
| 1 | 2020-01-16 15:02 | 2020-01-16 15:08 | 6
| 1050 | 2020-01-16 15:53 | 2020-01-16 16:00 | 7
| 752 | 2020-01-16 16:16 | 2020-01-16 16:24 | 8
| 1 | 2020-01-16 16:17 | 2020-01-16 16:23 | 6
| 1 | 2020-01-16 16:20 | 2020-01-16 16:26 | 6
| 1 | 2020-01-16 16:24 | 2020-01-16 16:30 | 6
| 1 | 2020-01-16 16:28 | 2020-01-16 21:21 | 293
| 1 | 2020-01-16 17:13 | 2020-01-16 17:35 | 22
| 17 | 2020-01-16 17:13 | 2020-01-16 17:45 | 32
| 1 | 2020-01-16 17:36 | 2020-01-16 17:42 | 6
| 1 | 2020-01-16 17:44 | 2020-01-16 17:50 | 6
| 1 | 2020-01-16 18:10 | 2020-01-16 18:16 | 6
| 1 | 2020-01-16 18:28 | 2020-01-16 20:01 | 93
| 1 | 2020-01-16 18:35 | 2020-01-16 18:41 | 6
| 1 | 2020-01-16 18:45 | 2020-01-16 18:51 | 6
| 1 | 2020-01-16 19:33 | 2020-01-16 19:50 | 17
| 274 | 2020-01-16 20:32 | 2020-01-16 20:40 | 8
| 1 | 2020-01-16 20:36 | 2020-01-17 07:00 | 624
| 29 | 2020-01-16 21:31 | 2020-01-16 21:40 | 9
| 1 | 2020-01-16 21:55 | 2020-01-16 22:01 | 6
| 1 | 2020-01-16 22:37 | 2020-01-16 22:43 | 6
| 3 | 2020-01-16 22:41 | 2020-01-16 23:10 | 29
| 51 | 2020-01-16 23:35 | 2020-01-17 08:03 | 508
| 1 | 2020-01-17 00:39 | 2020-01-17 00:44 | 5
| 6 | 2020-01-17 02:34 | 2020-01-17 02:44 | 10
| 1 | 2020-01-17 06:27 | 2020-01-17 12:38 | 371
| 1 | 2020-01-17 07:03 | 2020-01-17 07:34 | 31
| 1 | 2020-01-17 08:22 | 2020-01-17 08:28 | 6
| 65 | 2020-01-17 09:20 | 2020-01-17 10:37 | 77
| 1 | 2020-01-17 09:39 | 2020-01-17 09:45 | 6
| 2 | 2020-01-17 10:43 | 2020-01-17 10:49 | 6
| 1 | 2020-01-17 10:44 | 2020-01-17 10:51 | 7
| 1 | 2020-01-17 10:54 | 2020-01-17 11:44 | 50
| 7 | 2020-01-17 10:54 | 2020-01-17 12:36 | 102
| 45 | 2020-01-17 11:10 | 2020-01-17 11:17 | 7
| 1 | 2020-01-17 11:19 | 2020-01-17 11:24 | 5
| 3 | 2020-01-17 11:41 | 2020-01-17 18:35 | 414
| 1 | 2020-01-17 11:51 | 2020-01-17 11:57 | 6
| 1 | 2020-01-17 11:54 | 2020-01-17 12:00 | 6
| 1 | 2020-01-17 13:28 | 2020-01-17 13:33 | 5
| 1 | 2020-01-17 14:24 | 2020-01-17 14:30 | 6
| 1 | 2020-01-17 14:49 | 2020-01-17 15:12 | 23
| 1 | 2020-01-17 16:08 | 2020-01-17 16:14 | 6
| 1 | 2020-01-17 16:31 | 2020-01-17 16:37 | 6
| 1 | 2020-01-17 17:09 | 2020-01-17 17:15 | 6
| 79 | 2020-01-17 17:09 | 2020-01-17 18:35 | 86
| 1 | 2020-01-17 17:50 | 2020-01-17 18:15 | 25
| 1 | 2020-01-17 18:05 | 2020-01-17 18:11 | 6
| 1 | 2020-01-17 18:59 | 2020-01-17 19:05 | 6
| 1 | 2020-01-17 19:12 | 2020-01-17 19:18 | 6
| 1 | 2020-01-17 20:19 | 2020-01-17 20:24 | 5
| 38 | 2020-01-17 20:57 | 2020-01-17 21:14 | 17
| 4 | 2020-01-17 20:57 | 2020-01-17 21:16 | 19
| 5 | 2020-01-17 20:57 | 2020-01-17 21:17 | 20
| 2 | 2020-01-17 20:57 | 2020-01-17 21:18 | 21
| 2 | 2020-01-17 20:57 | 2020-01-17 21:20 | 23
| 18 | 2020-01-17 20:57 | 2020-01-17 21:21 | 24
| 1 | 2020-01-17 21:02 | 2020-01-17 21:08 | 6
| 44 | 2020-01-17 21:02 | 2020-01-17 21:12 | 10
| 3 | 2020-01-17 21:03 | 2020-01-17 21:11 | 8
| 87 | 2020-01-17 21:04 | 2020-01-17 21:17 | 13
| 2 | 2020-01-17 22:07 | 2020-01-18 08:24 | 617
| 1 | 2020-01-18 07:09 | 2020-01-18 07:14 | 5
| 12 | 2020-01-18 08:55 | 2020-01-18 09:01 | 6
| 1 | 2020-01-18 10:41 | 2020-01-18 11:19 | 38
| 236 | 2020-01-18 10:42 | 2020-01-18 10:52 | 10
| 477 | 2020-01-18 10:43 | 2020-01-18 10:53 | 10
| 579 | 2020-01-18 10:43 | 2020-01-18 10:54 | 11
| 14 | 2020-01-18 10:47 | 2020-01-18 11:05 | 18
| 2 | 2020-01-18 10:49 | 2020-01-18 16:06 | 317
| 1 | 2020-01-18 12:01 | 2020-01-18 15:42 | 221
| 1 | 2020-01-18 12:11 | 2020-01-18 12:16 | 5
| 1 | 2020-01-18 13:26 | 2020-01-18 13:47 | 21
| 3 | 2020-01-18 15:34 | 2020-01-18 15:39 | 5
| 79 | 2020-01-18 17:10 | 2020-01-18 17:24 | 14
| 1 | 2020-01-18 17:10 | 2020-01-18 18:19 | 69
| 1 | 2020-01-18 17:23 | 2020-01-18 17:40 | 17
| 1 | 2020-01-18 17:40 | 2020-01-18 17:46 | 6
| 1 | 2020-01-18 18:22 | 2020-01-18 18:28 | 6
| 2 | 2020-01-18 19:41 | 2020-01-18 19:47 | 6
| 2 | 2020-01-18 20:33 | 2020-01-18 20:39 | 6
| 1 | 2020-01-18 21:37 | 2020-01-18 21:43 | 6
| 8 | 2020-01-18 22:19 | 2020-01-18 22:42 | 23
| 2 | 2020-01-18 23:32 | 2020-01-18 23:45 | 13
| 1 | 2020-01-19 01:28 | 2020-01-19 01:34 | 6
| 56 | 2020-01-19 01:28 | 2020-01-19 06:49 | 321
| 1 | 2020-01-19 03:55 | 2020-01-19 06:51 | 176
| 9 | 2020-01-19 04:18 | 2020-01-19 04:32 | 14
| 1 | 2020-01-19 05:45 | 2020-01-19 15:24 | 579
| 1 | 2020-01-19 06:50 | 2020-01-19 10:12 | 202
| 1 | 2020-01-19 07:26 | 2020-01-19 07:32 | 6
| 13 | 2020-01-19 07:42 | 2020-01-19 07:51 | 9
| 2 | 2020-01-19 07:42 | 2020-01-19 07:55 | 13
| 1 | 2020-01-19 07:52 | 2020-01-19 07:58 | 6
| 1 | 2020-01-19 08:31 | 2020-01-19 08:37 | 6
| 1 | 2020-01-19 09:29 | 2020-01-19 12:24 | 175
| 16 | 2020-01-19 10:01 | 2020-01-19 10:23 | 22
| 15 | 2020-01-19 10:03 | 2020-01-19 10:17 | 14
| 1 | 2020-01-19 10:21 | 2020-01-19 12:15 | 114
| 187 | 2020-01-19 13:31 | 2020-01-19 13:40 | 9
| 2313 | 2020-01-19 13:32 | 2020-01-19 13:40 | 8
| 28 | 2020-01-19 13:43 | 2020-01-19 14:13 | 30
| 1 | 2020-01-19 13:43 | 2020-01-19 16:57 | 194
| 3 | 2020-01-19 13:53 | 2020-01-19 14:59 | 66
| 1 | 2020-01-19 13:55 | 2020-01-19 14:01 | 6
| 1 | 2020-01-19 13:55 | 2020-01-19 14:10 | 15
| 12 | 2020-01-19 13:57 | 2020-01-19 14:13 | 16
| 1 | 2020-01-19 14:03 | 2020-01-19 14:09 | 6
| 23 | 2020-01-19 14:04 | 2020-01-19 14:31 | 27
| 8 | 2020-01-19 14:06 | 2020-01-19 14:20 | 14
| 15 | 2020-01-19 14:06 | 2020-01-19 14:39 | 33
| 14 | 2020-01-19 14:10 | 2020-01-19 14:31 | 21
| 2 | 2020-01-19 14:16 | 2020-01-19 21:13 | 417
| 1 | 2020-01-19 14:19 | 2020-01-19 14:25 | 6
| 55 | 2020-01-19 14:19 | 2020-01-19 14:36 | 17
| 1 | 2020-01-19 14:29 | 2020-01-19 14:35 | 6
| 18 | 2020-01-19 14:44 | 2020-01-19 15:03 | 19
| 89 | 2020-01-19 14:44 | 2020-01-19 15:05 | 21
| 2 | 2020-01-19 14:48 | 2020-01-19 14:56 | 8
| 13 | 2020-01-19 14:48 | 2020-01-19 15:06 | 18
| 2 | 2020-01-19 15:01 | 2020-01-19 15:07 | 6
| 2 | 2020-01-19 15:01 | 2020-01-19 15:08 | 7
| 7 | 2020-01-19 15:01 | 2020-01-19 17:50 | 169
| 1 | 2020-01-19 15:26 | 2020-01-19 21:11 | 345
| 1 | 2020-01-19 15:34 | 2020-01-19 21:36 | 362
| 1 | 2020-01-19 15:42 | 2020-01-19 15:48 | 6
| 17 | 2020-01-19 15:55 | 2020-01-19 16:13 | 18
| 1 | 2020-01-19 16:05 | 2020-01-19 16:11 | 6
| 36 | 2020-01-19 16:10 | 2020-01-19 16:16 | 6
| 12 | 2020-01-19 16:25 | 2020-01-19 16:57 | 32
| 37 | 2020-01-19 16:27 | 2020-01-19 17:16 | 49
| 46 | 2020-01-19 16:27 | 2020-01-19 18:15 | 108
| 15 | 2020-01-19 16:27 | 2020-01-19 18:22 | 115
| 43 | 2020-01-19 16:29 | 2020-01-19 17:19 | 50
| 1 | 2020-01-19 16:29 | 2020-01-19 19:43 | 194
| 1458 | 2020-01-19 16:31 | 2020-01-19 16:38 | 7
| 15 | 2020-01-19 16:31 | 2020-01-19 16:39 | 8
| 8 | 2020-01-19 16:31 | 2020-01-19 16:40 | 9
| 2 | 2020-01-19 16:31 | 2020-01-19 19:18 | 167
| 653 | 2020-01-19 16:33 | 2020-01-19 16:40 | 7
| 969 | 2020-01-19 16:33 | 2020-01-19 16:41 | 8
| 1 | 2020-01-19 16:33 | 2020-01-19 16:42 | 9
| 23 | 2020-01-19 16:34 | 2020-01-19 16:42 | 8
| 30 | 2020-01-19 16:34 | 2020-01-19 17:16 | 42
| 1 | 2020-01-19 16:34 | 2020-01-19 19:21 | 167
| 13 | 2020-01-19 16:34 | 2020-01-19 19:45 | 191
| 1247 | 2020-01-19 16:35 | 2020-01-19 16:42 | 7
| 60 | 2020-01-19 16:41 | 2020-01-19 18:26 | 105
| 8 | 2020-01-19 16:41 | 2020-01-19 19:34 | 173
| 1 | 2020-01-19 16:44 | 2020-01-19 18:03 | 79
| 1 | 2020-01-19 16:48 | 2020-01-19 16:54 | 6
| 9 | 2020-01-19 16:48 | 2020-01-19 19:29 | 161
| 107 | 2020-01-19 16:49 | 2020-01-19 17:06 | 17
| 4 | 2020-01-19 16:50 | 2020-01-19 18:33 | 103
| 39 | 2020-01-19 17:00 | 2020-01-19 18:50 | 110
| 1 | 2020-01-19 17:09 | 2020-01-19 17:49 | 40
| 1 | 2020-01-19 17:33 | 2020-01-19 17:39 | 6
| 1 | 2020-01-19 17:56 | 2020-01-19 18:02 | 6
| 15 | 2020-01-19 17:56 | 2020-01-19 18:47 | 51
| 1 | 2020-01-19 17:58 | 2020-01-19 18:04 | 6
| 2 | 2020-01-19 18:05 | 2020-01-19 20:11 | 126
| 1 | 2020-01-19 18:17 | 2020-01-19 19:34 | 77
| 1 | 2020-01-19 18:19 | 2020-01-19 18:25 | 6
| 50 | 2020-01-19 18:19 | 2020-01-19 18:30 | 11
| 2 | 2020-01-19 18:27 | 2020-01-19 18:33 | 6
| 36 | 2020-01-19 18:27 | 2020-01-19 18:45 | 18
| 1 | 2020-01-19 18:28 | 2020-01-19 18:34 | 6
| 1 | 2020-01-19 18:31 | 2020-01-19 18:37 | 6
| 4 | 2020-01-19 18:31 | 2020-01-19 19:16 | 45
| 14 | 2020-01-19 18:31 | 2020-01-19 19:19 | 48
| 1 | 2020-01-19 18:33 | 2020-01-19 18:39 | 6
| 1 | 2020-01-19 18:36 | 2020-01-19 18:42 | 6
| 1 | 2020-01-19 18:36 | 2020-01-19 18:47 | 11
| 3 | 2020-01-19 18:36 | 2020-01-19 18:48 | 12
| 2 | 2020-01-19 18:36 | 2020-01-19 19:01 | 25
| 1 | 2020-01-19 18:37 | 2020-01-19 18:43 | 6
| 1 | 2020-01-19 18:46 | 2020-01-19 19:28 | 42
| 1 | 2020-01-19 18:46 | 2020-01-19 19:55 | 69
| 18 | 2020-01-19 18:46 | 2020-01-19 20:02 | 76
| 36 | 2020-01-19 18:46 | 2020-01-19 20:09 | 83
| 72 | 2020-01-19 18:46 | 2020-01-19 20:34 | 108
| 1 | 2020-01-19 18:47 | 2020-01-19 18:53 | 6
| 1 | 2020-01-19 18:47 | 2020-01-19 18:57 | 10
| 1 | 2020-01-19 18:50 | 2020-01-19 18:56 | 6
| 209 | 2020-01-19 18:51 | 2020-01-19 19:49 | 58
| 3 | 2020-01-19 18:51 | 2020-01-19 19:50 | 59
| 18 | 2020-01-19 18:53 | 2020-01-19 19:10 | 17
| 19 | 2020-01-19 18:54 | 2020-01-19 19:06 | 12
| 22 | 2020-01-19 18:54 | 2020-01-19 19:22 | 28
| 6 | 2020-01-19 18:55 | 2020-01-20 07:43 | 768
| 1025 | 2020-01-19 18:56 | 2020-01-19 19:03 | 7
| 25 | 2020-01-19 18:57 | 2020-01-19 19:24 | 27
| 22 | 2020-01-19 18:57 | 2020-01-19 19:36 | 39
| 1 | 2020-01-19 18:59 | 2020-01-19 19:05 | 6
| 4 | 2020-01-19 19:01 | 2020-01-19 19:16 | 15
| 113 | 2020-01-19 19:01 | 2020-01-19 19:20 | 19
| 13 | 2020-01-19 19:04 | 2020-01-19 19:19 | 15
| 2 | 2020-01-19 19:05 | 2020-01-19 19:11 | 6
| 32 | 2020-01-19 19:19 | 2020-01-19 19:41 | 22
| 1 | 2020-01-19 19:25 | 2020-01-19 19:31 | 6
| 29 | 2020-01-19 19:25 | 2020-01-19 20:33 | 68
| 2 | 2020-01-19 19:26 | 2020-01-19 19:32 | 6
| 1 | 2020-01-19 19:27 | 2020-01-19 19:33 | 6
| 1 | 2020-01-19 19:29 | 2020-01-19 19:35 | 6
| 2 | 2020-01-19 19:32 | 2020-01-19 19:38 | 6
| 2 | 2020-01-19 19:33 | 2020-01-19 19:39 | 6
| 31 | 2020-01-19 19:33 | 2020-01-19 19:49 | 16
| 1 | 2020-01-19 19:41 | 2020-01-19 19:47 | 6
| 1 | 2020-01-19 19:42 | 2020-01-19 19:48 | 6
| 2 | 2020-01-19 19:45 | 2020-01-19 19:52 | 7
| 23 | 2020-01-19 19:48 | 2020-01-19 19:59 | 11
| 1 | 2020-01-19 19:49 | 2020-01-19 19:59 | 10
| 1 | 2020-01-19 19:52 | 2020-01-19 19:58 | 6
| 1 | 2020-01-19 19:55 | 2020-01-19 20:01 | 6
| 123 | 2020-01-19 20:00 | 2020-01-19 20:08 | 8
| 18 | 2020-01-19 20:25 | 2020-01-19 20:40 | 15
| 1 | 2020-01-19 20:53 | 2020-01-19 20:58 | 5
| 2 | 2020-01-19 20:55 | 2020-01-19 21:01 | 6
| 1569 | 2020-01-19 20:59 | 2020-01-19 21:06 | 7
| 153 | 2020-01-19 21:07 | 2020-01-19 21:13 | 6
| 3 | 2020-01-19 21:07 | 2020-01-19 21:14 | 7
| 1 | 2020-01-19 21:09 | 2020-01-19 21:15 | 6
| 1 | 2020-01-19 21:10 | 2020-01-20 19:25 | 1335
| 1 | 2020-01-19 21:16 | 2020-01-19 21:50 | 34
| 23 | 2020-01-19 21:16 | 2020-01-19 21:58 | 42
| 31 | 2020-01-19 21:16 | 2020-01-19 22:15 | 59
| 1 | 2020-01-19 21:30 | 2020-01-19 21:49 | 19
| 1 | 2020-01-19 21:30 | 2020-01-20 07:56 | 626
| 1 | 2020-01-19 21:33 | 2020-01-19 21:39 | 6
| 1 | 2020-01-19 21:37 | 2020-01-19 21:42 | 5
| 1 | 2020-01-19 21:39 | 2020-01-19 21:45 | 6
| 37 | 2020-01-19 21:46 | 2020-01-19 22:01 | 15
| 1 | 2020-01-19 21:56 | 2020-01-19 22:02 | 6
| 1 | 2020-01-19 22:05 | 2020-01-19 22:11 | 6
| 1 | 2020-01-19 22:12 | 2020-01-19 22:31 | 19
| 13 | 2020-01-19 22:12 | 2020-01-19 22:43 | 31
| 221 | 2020-01-19 22:12 | 2020-01-19 22:59 | 47
| 1 | 2020-01-19 22:19 | 2020-01-20 03:59 | 340
| 1 | 2020-01-19 22:29 | 2020-01-19 22:34 | 5
| 1 | 2020-01-19 22:52 | 2020-01-19 22:58 | 6
| 3 | 2020-01-19 22:52 | 2020-01-19 23:28 | 36
| 1 | 2020-01-19 23:17 | 2020-01-20 07:13 | 476
| 2 | 2020-01-19 23:23 | 2020-01-19 23:29 | 6
| 1 | 2020-01-19 23:27 | 2020-01-19 23:33 | 6
| 1 | 2020-01-19 23:38 | 2020-01-20 01:21 | 103
| 3 | 2020-01-19 23:38 | 2020-01-20 09:37 | 599
| 1 | 2020-01-19 23:38 | 2020-01-20 09:38 | 600
| 1 | 2020-01-19 23:43 | 2020-01-19 23:49 | 6
| 3 | 2020-01-19 23:43 | 2020-01-20 00:16 | 33
| 1 | 2020-01-20 00:04 | 2020-01-20 00:10 | 6
| 19 | 2020-01-20 00:29 | 2020-01-20 00:33 | 4
| 2 | 2020-01-20 00:29 | 2020-01-20 03:17 | 168
| 61 | 2020-01-20 00:46 | 2020-01-20 00:56 | 10
| 3 | 2020-01-20 00:49 | 2020-01-20 02:36 | 107
| 3 | 2020-01-20 01:01 | 2020-01-20 14:07 | 786
| 1 | 2020-01-20 01:06 | 2020-01-20 09:10 | 484
| 2 | 2020-01-20 01:07 | 2020-01-20 01:15 | 8
| 1 | 2020-01-20 01:28 | 2020-01-20 05:41 | 253
| 1 | 2020-01-20 02:32 | 2020-01-20 09:03 | 391
| 1 | 2020-01-20 02:32 | 2020-01-20 09:07 | 395
| 1 | 2020-01-20 02:36 | 2020-01-20 07:59 | 323
| 1 | 2020-01-20 03:01 | 2020-01-20 07:16 | 255
| 1 | 2020-01-20 03:03 | 2020-01-20 06:21 | 198
| 12 | 2020-01-20 03:20 | 2020-01-20 03:35 | 15
| 13 | 2020-01-20 03:33 | 2020-01-20 03:57 | 24
| 1 | 2020-01-20 03:48 | 2020-01-20 08:09 | 261
| 11 | 2020-01-20 04:18 | 2020-01-20 06:11 | 113
| 1 | 2020-01-20 04:22 | 2020-01-20 04:54 | 32
| 1 | 2020-01-20 04:34 | 2020-01-20 18:26 | 832
| 35 | 2020-01-20 04:34 | 2020-01-20 18:30 | 836
| 1 | 2020-01-20 04:50 | 2020-01-20 06:41 | 111
| 5 | 2020-01-20 04:50 | 2020-01-20 07:06 | 136
| 31 | 2020-01-20 05:18 | 2020-01-20 05:35 | 17
| 14 | 2020-01-20 05:23 | 2020-01-20 06:35 | 72
| 18 | 2020-01-20 05:25 | 2020-01-20 06:14 | 49
| 1 | 2020-01-20 05:31 | 2020-01-20 05:37 | 6
| 3 | 2020-01-20 05:31 | 2020-01-20 07:42 | 131
| 14 | 2020-01-20 05:33 | 2020-01-20 06:24 | 51
| 17 | 2020-01-20 05:41 | 2020-01-20 06:35 | 54
| 8 | 2020-01-20 05:52 | 2020-01-20 07:34 | 102
| 4 | 2020-01-20 06:01 | 2020-01-20 06:15 | 14
| 1 | 2020-01-20 06:24 | 2020-01-20 06:30 | 6
| 1 | 2020-01-20 06:28 | 2020-01-20 06:34 | 6
| 2 | 2020-01-20 06:29 | 2020-01-20 06:35 | 6
| 1 | 2020-01-20 06:35 | 2020-01-20 06:41 | 6
| 8 | 2020-01-20 06:35 | 2020-01-20 07:53 | 78
| 336 | 2020-01-20 06:39 | 2020-01-20 06:46 | 7
| 1 | 2020-01-20 06:42 | 2020-01-20 06:48 | 6
| 14 | 2020-01-20 06:42 | 2020-01-20 06:53 | 11
| 49 | 2020-01-20 06:48 | 2020-01-20 08:48 | 120
| 38 | 2020-01-20 06:48 | 2020-01-20 11:34 | 286
| 8 | 2020-01-20 06:49 | 2020-01-20 07:00 | 11
| 41 | 2020-01-20 06:49 | 2020-01-20 08:41 | 112
| 1117 | 2020-01-20 06:51 | 2020-01-20 06:59 | 8
| 1817 | 2020-01-20 06:51 | 2020-01-20 07:00 | 9
| 20 | 2020-01-20 06:51 | 2020-01-20 07:01 | 10
| 13 | 2020-01-20 06:51 | 2020-01-20 07:02 | 11
| 5 | 2020-01-20 06:51 | 2020-01-20 07:03 | 12
| 1 | 2020-01-20 06:51 | 2020-01-20 07:19 | 28
| 17 | 2020-01-20 06:51 | 2020-01-20 08:47 | 116
| 2 | 2020-01-20 06:51 | 2020-01-20 14:39 | 468
| 85 | 2020-01-20 06:52 | 2020-01-20 07:30 | 38
| 53 | 2020-01-20 06:52 | 2020-01-20 07:42 | 50
| 74 | 2020-01-20 06:53 | 2020-01-20 08:00 | 67
| 1 | 2020-01-20 06:54 | 2020-01-20 07:36 | 42
| 31 | 2020-01-20 06:54 | 2020-01-20 08:59 | 125
| 16 | 2020-01-20 06:59 | 2020-01-20 09:06 | 127
| 13 | 2020-01-20 07:03 | 2020-01-20 08:08 | 65
| 3 | 2020-01-20 07:05 | 2020-01-20 08:29 | 84
| 306 | 2020-01-20 07:06 | 2020-01-20 07:15 | 9
| 9 | 2020-01-20 07:12 | 2020-01-20 08:44 | 92
| 1 | 2020-01-20 07:15 | 2020-01-20 07:21 | 6
| 52 | 2020-01-20 07:22 | 2020-01-20 07:52 | 30
| 154 | 2020-01-20 07:26 | 2020-01-20 08:13 | 47
| 51 | 2020-01-20 07:31 | 2020-01-20 07:49 | 18
| 51 | 2020-01-20 07:33 | 2020-01-20 07:54 | 21
| 29 | 2020-01-20 07:36 | 2020-01-20 08:08 | 32
| 2 | 2020-01-20 07:39 | 2020-01-20 07:45 | 6
| 472 | 2020-01-20 07:40 | 2020-01-20 07:47 | 7
| 1 | 2020-01-20 07:40 | 2020-01-20 07:48 | 8
| 1 | 2020-01-20 07:45 | 2020-01-20 07:51 | 6
| 2 | 2020-01-20 08:00 | 2020-01-20 08:16 | 16
| 16 | 2020-01-20 08:00 | 2020-01-20 08:17 | 17
| 1 | 2020-01-20 08:08 | 2020-01-20 08:14 | 6
| 17 | 2020-01-20 08:09 | 2020-01-20 08:18 | 9
| 2 | 2020-01-20 08:10 | 2020-01-20 08:16 | 6
| 2 | 2020-01-20 08:22 | 2020-01-20 08:28 | 6
| 1 | 2020-01-20 08:22 | 2020-01-20 08:51 | 29
| 25 | 2020-01-20 08:27 | 2020-01-20 08:54 | 27
| 2 | 2020-01-20 08:38 | 2020-01-20 08:44 | 6
| 71 | 2020-01-20 08:39 | 2020-01-20 08:51 | 12
| 2 | 2020-01-20 08:39 | 2020-01-20 13:44 | 305
| 2 | 2020-01-20 08:45 | 2020-01-20 08:51 | 6
| 1 | 2020-01-20 08:48 | 2020-01-20 08:54 | 6
| 6 | 2020-01-20 08:48 | 2020-01-20 13:23 | 275
| 15 | 2020-01-20 08:48 | 2020-01-20 14:53 | 365
| 1 | 2020-01-20 08:52 | 2020-01-20 09:06 | 14
| 2 | 2020-01-20 09:00 | 2020-01-20 11:57 | 177
| 2 | 2020-01-20 09:00 | 2020-01-20 12:53 | 233
| 561 | 2020-01-20 09:01 | 2020-01-20 09:08 | 7
| 1 | 2020-01-20 09:04 | 2020-01-20 09:10 | 6
| 2 | 2020-01-20 09:06 | 2020-01-20 09:12 | 6
| 28 | 2020-01-20 09:06 | 2020-01-20 15:04 | 358
| 1 | 2020-01-20 09:08 | 2020-01-20 09:14 | 6
| 1 | 2020-01-20 09:13 | 2020-01-20 09:19 | 6
| 1 | 2020-01-20 09:21 | 2020-01-20 09:27 | 6
| 1 | 2020-01-20 09:23 | 2020-01-20 09:29 | 6
| 1 | 2020-01-20 09:28 | 2020-01-20 09:34 | 6
| 1 | 2020-01-20 09:32 | 2020-01-20 09:55 | 23
| 1 | 2020-01-20 09:39 | 2020-01-20 09:50 | 11
| 114 | 2020-01-20 09:39 | 2020-01-20 09:51 | 12
| 1 | 2020-01-20 09:43 | 2020-01-20 09:49 | 6
| 1 | 2020-01-20 09:45 | 2020-01-20 09:51 | 6
| 1 | 2020-01-20 09:49 | 2020-01-20 11:14 | 85
| 5 | 2020-01-20 10:03 | 2020-01-20 12:57 | 174
| 2 | 2020-01-20 10:06 | 2020-01-20 10:12 | 6
| 1 | 2020-01-20 10:08 | 2020-01-20 10:14 | 6
| 29 | 2020-01-20 10:08 | 2020-01-20 10:15 | 7
| 5 | 2020-01-20 10:08 | 2020-01-20 14:29 | 261
| 1 | 2020-01-20 10:14 | 2020-01-20 10:20 | 6
| 1 | 2020-01-20 10:21 | 2020-01-20 16:54 | 393
| 1 | 2020-01-20 10:22 | 2020-01-20 10:28 | 6
| 1 | 2020-01-20 10:25 | 2020-01-20 10:31 | 6
| 1 | 2020-01-20 10:37 | 2020-01-20 10:43 | 6
| 2 | 2020-01-20 10:41 | 2020-01-20 10:47 | 6
| 1 | 2020-01-20 10:47 | 2020-01-20 10:53 | 6
| 1 | 2020-01-20 10:47 | 2020-01-20 15:44 | 297
| 1 | 2020-01-20 10:50 | 2020-01-20 11:25 | 35
| 16 | 2020-01-20 11:04 | 2020-01-20 11:17 | 13
| 2 | 2020-01-20 11:25 | 2020-01-20 11:31 | 6
| 1 | 2020-01-20 11:25 | 2020-01-20 13:49 | 144
| 1 | 2020-01-20 11:32 | 2020-01-20 11:37 | 5
| 1 | 2020-01-20 11:46 | 2020-01-20 11:52 | 6
| 10 | 2020-01-20 12:01 | 2020-01-20 17:23 | 322
| 2 | 2020-01-20 12:25 | 2020-01-20 12:58 | 33
| 1 | 2020-01-20 12:31 | 2020-01-20 12:37 | 6
| 1 | 2020-01-20 12:37 | 2020-01-20 12:43 | 6
| 3 | 2020-01-20 12:38 | 2020-01-20 13:23 | 45
| 2 | 2020-01-20 12:39 | 2020-01-20 12:45 | 6
| 1 | 2020-01-20 12:45 | 2020-01-20 16:52 | 247
| 8 | 2020-01-20 12:45 | 2020-01-20 17:00 | 255
| 5 | 2020-01-20 12:58 | 2020-01-20 13:11 | 13
| 7 | 2020-01-20 12:58 | 2020-01-20 16:08 | 190
| 1 | 2020-01-20 13:00 | 2020-01-20 21:09 | 489
| 8 | 2020-01-20 13:05 | 2020-01-20 13:23 | 18
| 12 | 2020-01-20 13:16 | 2020-01-20 13:51 | 35
| 1 | 2020-01-20 13:32 | 2020-01-20 13:38 | 6
| 5 | 2020-01-20 13:38 | 2020-01-20 16:08 | 150
| 2 | 2020-01-20 13:38 | 2020-01-20 16:10 | 152
| 12 | 2020-01-20 13:40 | 2020-01-20 14:26 | 46
| 2 | 2020-01-20 13:42 | 2020-01-20 13:50 | 8
| 3 | 2020-01-20 13:43 | 2020-01-20 14:42 | 59
| 1 | 2020-01-20 13:46 | 2020-01-20 13:52 | 6
| 1 | 2020-01-20 13:52 | 2020-01-20 13:58 | 6
| 3 | 2020-01-20 13:53 | 2020-01-20 14:09 | 16
| 2 | 2020-01-20 13:58 | 2020-01-20 14:04 | 6
| 1 | 2020-01-20 14:00 | 2020-01-20 14:06 | 6
| 6 | 2020-01-20 14:06 | 2020-01-20 15:39 | 93
| 1 | 2020-01-20 14:07 | 2020-01-20 14:13 | 6
| 1 | 2020-01-20 14:08 | 2020-01-20 14:14 | 6
| 1 | 2020-01-20 14:13 | 2020-01-20 14:19 | 6
| 1 | 2020-01-20 14:13 | 2020-01-20 15:29 | 76
| 22 | 2020-01-20 14:15 | 2020-01-20 14:34 | 19
| 1 | 2020-01-20 14:18 | 2020-01-20 14:24 | 6
| 1 | 2020-01-20 14:19 | 2020-01-20 14:25 | 6
| 2 | 2020-01-20 14:21 | 2020-01-20 14:27 | 6
| 1 | 2020-01-20 14:33 | 2020-01-20 14:38 | 5
| 1 | 2020-01-20 14:39 | 2020-01-20 14:42 | 3
| 1 | 2020-01-20 14:45 | 2020-01-20 14:51 | 6
| 1 | 2020-01-20 14:54 | 2020-01-20 16:24 | 90
| 9 | 2020-01-20 14:56 | 2020-01-20 15:20 | 24
| 9 | 2020-01-20 15:11 | 2020-01-20 15:32 | 21
| 1 | 2020-01-20 15:13 | 2020-01-20 15:19 | 6
| 1 | 2020-01-20 15:24 | 2020-01-20 17:42 | 138
| 1 | 2020-01-20 15:28 | 2020-01-20 15:34 | 6
| 1 | 2020-01-20 15:32 | 2020-01-20 15:48 | 16
| 1 | 2020-01-20 15:33 | 2020-01-20 15:39 | 6
| 1 | 2020-01-20 15:35 | 2020-01-20 15:41 | 6
| 2 | 2020-01-20 15:38 | 2020-01-20 18:35 | 177
| 10 | 2020-01-20 15:40 | 2020-01-20 15:46 | 6
| 41 | 2020-01-20 15:53 | 2020-01-20 15:58 | 5
| 1 | 2020-01-20 16:04 | 2020-01-20 16:10 | 6
| 42 | 2020-01-20 16:04 | 2020-01-20 16:18 | 14
| 1 | 2020-01-20 16:08 | 2020-01-21 08:31 | 983
| 11 | 2020-01-20 16:19 | 2020-01-20 16:27 | 8
| 160 | 2020-01-20 16:19 | 2020-01-20 16:39 | 20
| 10 | 2020-01-20 16:19 | 2020-01-20 16:40 | 21
| 12 | 2020-01-20 16:19 | 2020-01-20 16:41 | 22
| 21 | 2020-01-20 16:19 | 2020-01-20 17:20 | 61
| 2 | 2020-01-20 16:19 | 2020-01-20 18:10 | 111
| 2 | 2020-01-20 16:24 | 2020-01-20 16:29 | 5
| 41 | 2020-01-20 16:24 | 2020-01-20 16:30 | 6
| 26 | 2020-01-20 16:24 | 2020-01-20 16:31 | 7
| 20 | 2020-01-20 16:24 | 2020-01-20 16:32 | 8
| 73 | 2020-01-20 16:24 | 2020-01-20 16:34 | 10
| 25 | 2020-01-20 16:24 | 2020-01-20 16:38 | 14
| 37 | 2020-01-20 16:24 | 2020-01-20 16:43 | 19
| 13 | 2020-01-20 16:24 | 2020-01-20 16:44 | 20
| 7 | 2020-01-20 16:24 | 2020-01-20 16:50 | 26
| 3 | 2020-01-20 16:25 | 2020-01-20 16:34 | 9
| 3 | 2020-01-20 16:25 | 2020-01-20 17:32 | 67
| 8 | 2020-01-20 16:25 | 2020-01-20 17:36 | 71
| 1 | 2020-01-20 16:30 | 2020-01-20 16:36 | 6
| 1 | 2020-01-20 16:31 | 2020-01-20 16:37 | 6
| 1 | 2020-01-20 16:34 | 2020-01-20 16:40 | 6
| 3 | 2020-01-20 16:48 | 2020-01-20 17:16 | 28
| 7 | 2020-01-20 16:48 | 2020-01-20 18:55 | 127
| 1 | 2020-01-20 16:50 | 2020-01-20 17:35 | 45
| 1 | 2020-01-20 16:50 | 2020-01-20 20:16 | 206
| 1 | 2020-01-20 16:53 | 2020-01-20 16:59 | 6
| 1 | 2020-01-20 16:55 | 2020-01-20 17:14 | 19
| 1 | 2020-01-20 16:59 | 2020-01-20 17:06 | 7
| 8 | 2020-01-20 16:59 | 2020-01-20 17:35 | 36
| 1 | 2020-01-20 16:59 | 2020-01-20 18:02 | 63
| 1 | 2020-01-20 17:13 | 2020-01-20 17:19 | 6
| 1 | 2020-01-20 17:19 | 2020-01-20 22:54 | 335
| 2 | 2020-01-20 17:30 | 2020-01-20 17:36 | 6
| 1 | 2020-01-20 17:30 | 2020-01-20 18:16 | 46
| 5 | 2020-01-20 17:51 | 2020-01-20 19:34 | 103
| 1 | 2020-01-20 17:57 | 2020-01-20 18:03 | 6
| 13 | 2020-01-20 18:10 | 2020-01-20 18:22 | 12
| 1 | 2020-01-20 18:20 | 2020-01-20 18:27 | 7
| 1 | 2020-01-20 18:43 | 2020-01-20 18:49 | 6
| 1 | 2020-01-20 18:45 | 2020-01-20 23:53 | 308
| 1 | 2020-01-20 19:21 | 2020-01-20 19:28 | 7
| 1 | 2020-01-20 19:51 | 2020-01-20 19:57 | 6
| 1 | 2020-01-20 19:52 | 2020-01-20 19:58 | 6
| 1 | 2020-01-20 19:52 | 2020-01-20 20:28 | 36
| 17 | 2020-01-20 19:52 | 2020-01-20 21:49 | 117
| 309 | 2020-01-20 19:52 | 2020-01-20 21:54 | 122
| 8 | 2020-01-20 19:56 | 2020-01-20 20:02 | 6
| 11 | 2020-01-20 20:07 | 2020-01-20 20:14 | 7
| 5 | 2020-01-20 20:44 | 2020-01-20 20:49 | 5
| 3 | 2020-01-20 20:59 | 2020-01-20 21:05 | 6
| 1 | 2020-01-20 21:01 | 2020-01-20 21:07 | 6
| 13 | 2020-01-20 21:11 | 2020-01-20 21:18 | 7
| 1 | 2020-01-20 21:32 | 2020-01-20 21:38 | 6
| 1 | 2020-01-20 21:43 | 2020-01-20 22:16 | 33
| 1 | 2020-01-20 21:56 | 2020-01-20 22:02 | 6
| 1 | 2020-01-20 21:57 | 2020-01-20 22:03 | 6
| 1 | 2020-01-20 22:10 | 2020-01-20 22:16 | 6
| 1 | 2020-01-20 22:27 | 2020-01-20 22:33 | 6
| 1 | 2020-01-20 22:31 | 2020-01-20 22:37 | 6
| 1 | 2020-01-21 00:07 | 2020-01-21 00:17 | 10
| 2 | 2020-01-21 01:16 | 2020-01-21 07:32 | 376
| 5 | 2020-01-21 02:57 | 2020-01-21 03:21 | 24
| 1 | 2020-01-21 03:13 | 2020-01-21 09:44 | 391
| 1 | 2020-01-21 03:39 | 2020-01-21 03:45 | 6
| 3 | 2020-01-21 06:56 | 2020-01-21 07:02 | 6
| 8 | 2020-01-21 07:34 | 2020-01-21 07:52 | 18
| 1 | 2020-01-21 07:39 | 2020-01-21 07:45 | 6
| 11 | 2020-01-21 08:12 | 2020-01-21 08:20 | 8
| 1 | 2020-01-21 08:35 | 2020-01-21 08:42 | 7
| 1 | 2020-01-21 09:15 | 2020-01-21 09:22 | 7
| 1 | 2020-01-21 09:16 | 2020-01-21 09:22 | 6
| 3 | 2020-01-21 09:31 | 2020-01-21 09:37 | 6
| 8 | 2020-01-21 10:37 | 2020-01-21 10:43 | 6
| 1950 | 2020-01-21 11:01 | 2020-01-21 11:08 | 7
| 12 | 2020-01-21 11:10 | 2020-01-21 11:22 | 12
| 1 | 2020-01-21 11:25 | 2020-01-21 11:31 | 6
| 1 | 2020-01-21 11:53 | 2020-01-21 11:59 | 6
| 1 | 2020-01-21 12:43 | 2020-01-21 12:49 | 6
| 1 | 2020-01-21 13:34 | 2020-01-21 13:40 | 6
| 1 | 2020-01-21 13:36 | 2020-01-21 13:42 | 6
| 62 | 2020-01-21 13:43 | 2020-01-21 14:20 | 37
| 1 | 2020-01-21 14:08 | 2020-01-21 14:14 | 6
| 1 | 2020-01-21 14:41 | 2020-01-21 16:52 | 131
| 76 | 2020-01-21 15:15 | 2020-01-21 15:52 | 37
| 1 | 2020-01-21 16:19 | 2020-01-21 17:13 | 54
| 1 | 2020-01-21 16:19 | 2020-01-21 17:14 | 55
| 1 | 2020-01-21 16:24 | 2020-01-21 16:30 | 6
| 1 | 2020-01-21 16:33 | 2020-01-21 16:39 | 6
| 12 | 2020-01-21 16:39 | 2020-01-21 16:46 | 7
| 1 | 2020-01-21 18:57 | 2020-01-21 19:21 | 24
| 3 | 2020-01-21 18:57 | 2020-01-21 19:55 | 58
| 3 | 2020-01-21 18:57 | 2020-01-21 19:57 | 60
| 10 | 2020-01-21 18:57 | 2020-01-21 19:58 | 61
| 1 | 2020-01-21 19:11 | 2020-01-21 19:17 | 6
| 43 | 2020-01-21 19:16 | 2020-01-21 19:28 | 12
| 1 | 2020-01-21 20:21 | 2020-01-21 20:26 | 5
| 1 | 2020-01-21 20:54 | 2020-01-21 21:00 | 6
| 1 | 2020-01-22 04:05 | 2020-01-22 04:50 | 45
| 1 | 2020-01-22 06:08 | 2020-01-22 06:14 | 6
| 1 | 2020-01-22 07:07 | 2020-01-22 07:38 | 31
| 5 | 2020-01-22 07:07 | 2020-01-22 07:55 | 48
| 1 | 2020-01-22 08:59 | 2020-01-22 09:32 | 33
| 1 | 2020-01-22 09:20 | 2020-01-22 09:21 | 1
| 3 | 2020-01-22 09:25 | 2020-01-22 10:31 | 66
| 1 | 2020-01-22 09:37 | 2020-01-22 09:43 | 6
| 1 | 2020-01-22 09:44 | 2020-01-22 09:50 | 6
| 37 | 2020-01-22 10:02 | 2020-01-22 10:41 | 39
| 412 | 2020-01-22 10:10 | 2020-01-22 10:18 | 8
| 1 | 2020-01-22 10:14 | 2020-01-22 10:20 | 6
| 21 | 2020-01-22 10:14 | 2020-01-22 11:53 | 99
| 300 | 2020-01-22 10:29 | 2020-01-22 10:35 | 6
| 1 | 2020-01-22 10:36 | 2020-01-22 10:42 | 6
| 1 | 2020-01-22 11:33 | 2020-01-22 11:50 | 17
| 1 | 2020-01-22 11:33 | 2020-01-22 11:53 | 20
| 2498 | 2020-01-22 11:34 | 2020-01-22 11:41 | 7
| 1 | 2020-01-22 11:59 | 2020-01-22 12:02 | 3
| 1 | 2020-01-22 12:23 | 2020-01-22 12:39 | 16
| 3 | 2020-01-22 12:28 | 2020-01-22 12:34 | 6
| 1 | 2020-01-22 12:56 | 2020-01-22 13:30 | 34
| 15 | 2020-01-22 12:56 | 2020-01-22 14:07 | 71
| 9 | 2020-01-22 12:57 | 2020-01-22 13:52 | 55
| 92 | 2020-01-22 13:01 | 2020-01-22 13:32 | 31
| 1 | 2020-01-22 13:03 | 2020-01-22 14:57 | 114
| 1 | 2020-01-22 13:34 | 2020-01-22 13:40 | 6
| 1 | 2020-01-22 13:37 | 2020-01-22 13:43 | 6
| 40 | 2020-01-22 13:54 | 2020-01-22 14:01 | 7
| 32 | 2020-01-22 13:56 | 2020-01-22 14:37 | 41
| 1 | 2020-01-22 14:17 | 2020-01-22 14:23 | 6
| 1 | 2020-01-22 14:18 | 2020-01-22 18:06 | 228
| 70 | 2020-01-22 14:47 | 2020-01-22 15:04 | 17
| 1002 | 2020-01-22 15:03 | 2020-01-22 15:12 | 9
| 1408 | 2020-01-22 15:07 | 2020-01-22 15:14 | 7
| 2 | 2020-01-22 15:07 | 2020-01-22 19:32 | 265
| 4 | 2020-01-22 15:07 | 2020-01-22 19:43 | 276
| 3 | 2020-01-22 15:19 | 2020-01-22 15:50 | 31
| 1 | 2020-01-22 15:45 | 2020-01-22 19:48 | 243
| 2 | 2020-01-22 16:02 | 2020-01-22 18:09 | 127
| 2 | 2020-01-22 16:06 | 2020-01-22 16:12 | 6
| 102 | 2020-01-22 16:15 | 2020-01-22 16:22 | 7
| 13 | 2020-01-22 16:42 | 2020-01-22 17:12 | 30
| 1 | 2020-01-22 16:50 | 2020-01-22 16:56 | 6
| 1 | 2020-01-22 16:50 | 2020-01-22 17:01 | 11
| 1 | 2020-01-22 16:51 | 2020-01-22 16:57 | 6
| 2 | 2020-01-22 17:27 | 2020-01-22 17:34 | 7
| 1 | 2020-01-22 17:54 | 2020-01-22 18:00 | 6
| 1 | 2020-01-22 17:57 | 2020-01-22 22:07 | 250
| 156 | 2020-01-22 18:11 | 2020-01-22 18:19 | 8
| 1 | 2020-01-22 18:50 | 2020-01-22 19:20 | 30
| 3 | 2020-01-22 19:11 | 2020-01-22 19:24 | 13
| 2 | 2020-01-22 19:14 | 2020-01-22 19:20 | 6
| 3 | 2020-01-22 19:17 | 2020-01-22 19:36 | 19
| 2 | 2020-01-22 19:19 | 2020-01-22 19:37 | 18
| 2 | 2020-01-22 19:23 | 2020-01-22 19:35 | 12
| 267 | 2020-01-22 19:24 | 2020-01-22 19:30 | 6
| 20 | 2020-01-22 19:25 | 2020-01-22 19:35 | 10
| 8 | 2020-01-22 19:47 | 2020-01-22 19:58 | 11
| 1 | 2020-01-22 19:57 | 2020-01-22 20:09 | 12
| 413 | 2020-01-22 20:00 | 2020-01-22 20:07 | 7
| 1 | 2020-01-22 20:58 | 2020-01-22 21:34 | 36
| 909 | 2020-01-22 21:02 | 2020-01-22 21:10 | 8
| 2 | 2020-01-22 21:17 | 2020-01-22 21:23 | 6
| 94 | 2020-01-22 21:21 | 2020-01-22 21:34 | 13
| 1 | 2020-01-22 21:31 | 2020-01-22 22:20 | 49
| 1 | 2020-01-22 21:34 | 2020-01-23 07:19 | 585
| 45 | 2020-01-22 22:03 | 2020-01-22 22:21 | 18
| 24 | 2020-01-22 22:07 | 2020-01-22 22:15 | 8
| 9 | 2020-01-22 22:17 | 2020-01-22 22:23 | 6
| 1 | 2020-01-22 22:17 | 2020-01-22 23:44 | 87
| 1 | 2020-01-22 22:46 | 2020-01-23 08:28 | 582
| 2 | 2020-01-22 23:07 | 2020-01-22 23:20 | 13
| 6 | 2020-01-22 23:07 | 2020-01-23 03:47 | 280
| 4 | 2020-01-22 23:13 | 2020-01-22 23:23 | 10
| 1 | 2020-01-23 00:09 | 2020-01-23 06:46 | 397
| 2 | 2020-01-23 00:38 | 2020-01-23 00:48 | 10
| 1 | 2020-01-23 02:07 | 2020-01-23 02:41 | 34
| 3 | 2020-01-23 02:23 | 2020-01-23 02:34 | 11
| 1 | 2020-01-23 02:23 | 2020-01-23 06:36 | 253
| 1 | 2020-01-23 02:23 | 2020-01-23 07:52 | 329
| 1 | 2020-01-23 03:12 | 2020-01-23 08:16 | 304
| 1 | 2020-01-23 03:28 | 2020-01-23 08:42 | 314
| 3 | 2020-01-23 03:43 | 2020-01-23 03:50 | 7
| 16 | 2020-01-23 03:43 | 2020-01-23 07:02 | 199
| 1 | 2020-01-23 03:49 | 2020-01-23 07:28 | 219
| 1 | 2020-01-23 03:58 | 2020-01-23 10:00 | 362
| 1 | 2020-01-23 06:09 | 2020-01-23 06:15 | 6
| 1 | 2020-01-23 06:26 | 2020-01-23 08:48 | 142
| 2 | 2020-01-23 06:42 | 2020-01-23 18:38 | 716
| 3 | 2020-01-23 07:12 | 2020-01-23 07:18 | 6
| 8 | 2020-01-23 07:12 | 2020-01-23 07:20 | 8
| 1 | 2020-01-23 07:14 | 2020-01-23 07:20 | 6
| 1 | 2020-01-23 08:25 | 2020-01-23 08:31 | 6
| 1 | 2020-01-23 08:25 | 2020-01-23 08:34 | 9
| 24 | 2020-01-23 08:25 | 2020-01-23 12:14 | 229
| 1 | 2020-01-23 08:34 | 2020-01-23 08:40 | 6
| 1 | 2020-01-23 08:42 | 2020-01-23 08:48 | 6
| 1 | 2020-01-23 08:47 | 2020-01-23 08:56 | 9
| 1 | 2020-01-23 08:54 | 2020-01-23 09:00 | 6
| 1 | 2020-01-23 08:56 | 2020-01-23 09:02 | 6
| 10 | 2020-01-23 08:56 | 2020-01-23 09:11 | 15
| 1 | 2020-01-23 09:24 | 2020-01-23 09:30 | 6
| 2 | 2020-01-23 09:32 | 2020-01-23 09:47 | 15
| 2 | 2020-01-23 09:34 | 2020-01-23 09:40 | 6
| 1 | 2020-01-23 09:50 | 2020-01-23 09:56 | 6
| 21 | 2020-01-23 10:32 | 2020-01-23 10:39 | 7
| 2 | 2020-01-23 10:34 | 2020-01-23 17:02 | 388
| 1 | 2020-01-23 10:44 | 2020-01-23 19:58 | 554
| 2 | 2020-01-23 10:46 | 2020-01-23 10:52 | 6
| 1 | 2020-01-23 10:53 | 2020-01-23 10:59 | 6
| 35 | 2020-01-23 10:53 | 2020-01-23 11:02 | 9
| 1 | 2020-01-23 10:57 | 2020-01-23 12:29 | 92
| 1 | 2020-01-23 11:06 | 2020-01-23 11:12 | 6
| 737 | 2020-01-23 11:29 | 2020-01-23 11:39 | 10
| 1 | 2020-01-23 11:29 | 2020-01-23 15:30 | 241
| 1 | 2020-01-23 12:10 | 2020-01-23 12:15 | 5
| 1484 | 2020-01-23 12:10 | 2020-01-23 12:17 | 7
| 140 | 2020-01-23 12:10 | 2020-01-23 12:18 | 8
| 1 | 2020-01-23 12:11 | 2020-01-23 12:17 | 6
| 1 | 2020-01-23 12:42 | 2020-01-23 12:49 | 7
| 21 | 2020-01-23 13:05 | 2020-01-23 13:16 | 11
| 81 | 2020-01-23 13:05 | 2020-01-23 13:25 | 20
| 29 | 2020-01-23 13:10 | 2020-01-23 13:39 | 29
| 18 | 2020-01-23 13:13 | 2020-01-23 13:19 | 6
| 1 | 2020-01-23 13:29 | 2020-01-23 13:35 | 6
| 1 | 2020-01-23 13:29 | 2020-01-23 13:38 | 9
| 83 | 2020-01-23 13:49 | 2020-01-23 13:56 | 7
| 722 | 2020-01-23 13:56 | 2020-01-23 14:02 | 6
| 1 | 2020-01-23 13:57 | 2020-01-23 16:42 | 165
| 2 | 2020-01-23 14:06 | 2020-01-23 14:12 | 6
| 42 | 2020-01-23 14:12 | 2020-01-23 14:18 | 6
| 6 | 2020-01-23 14:12 | 2020-01-23 14:37 | 25
| 1 | 2020-01-23 14:31 | 2020-01-23 14:37 | 6
| 14 | 2020-01-23 14:33 | 2020-01-23 14:48 | 15
| 15 | 2020-01-23 14:33 | 2020-01-23 15:06 | 33
| 2 | 2020-01-23 15:00 | 2020-01-23 16:59 | 119
| 19 | 2020-01-23 15:15 | 2020-01-23 16:07 | 52
| 7 | 2020-01-23 17:26 | 2020-01-23 17:32 | 6
| 1 | 2020-01-23 18:18 | 2020-01-23 18:33 | 15
| 79 | 2020-01-23 18:18 | 2020-01-23 18:38 | 20
| 1 | 2020-01-23 18:32 | 2020-01-23 18:38 | 6
| 1 | 2020-01-23 19:01 | 2020-01-23 19:40 | 39
| 6 | 2020-01-23 20:08 | 2020-01-23 20:18 | 10
| 12 | 2020-01-23 20:19 | 2020-01-23 20:26 | 7
| 1 | 2020-01-23 20:57 | 2020-01-23 21:03 | 6
| 9 | 2020-01-24 02:31 | 2020-01-24 02:35 | 4
| 1 | 2020-01-24 04:01 | 2020-01-24 07:12 | 191
| 5 | 2020-01-24 04:01 | 2020-01-24 09:49 | 348
| 6 | 2020-01-24 05:01 | 2020-01-24 05:12 | 11
| 6 | 2020-01-24 05:26 | 2020-01-24 05:45 | 19
| 1 | 2020-01-24 06:37 | 2020-01-24 06:43 | 6
| 14 | 2020-01-24 08:53 | 2020-01-24 08:59 | 6
| 1 | 2020-01-24 09:05 | 2020-01-24 09:11 | 6
| 1 | 2020-01-24 09:06 | 2020-01-24 09:12 | 6
| 1 | 2020-01-24 09:18 | 2020-01-24 09:24 | 6
| 1 | 2020-01-24 09:24 | 2020-01-24 10:12 | 48
| 2 | 2020-01-24 09:46 | 2020-01-24 09:52 | 6
| 2 | 2020-01-24 10:36 | 2020-01-24 10:42 | 6
| 1 | 2020-01-24 10:50 | 2020-01-24 10:56 | 6
| 8 | 2020-01-24 13:37 | 2020-01-24 14:07 | 30
| 1 | 2020-01-24 13:40 | 2020-01-24 14:01 | 21
| 2 | 2020-01-24 13:43 | 2020-01-24 13:49 | 6
| 1 | 2020-01-24 13:45 | 2020-01-24 13:51 | 6
| 3 | 2020-01-24 13:45 | 2020-01-24 14:05 | 20
| 1 | 2020-01-24 16:37 | 2020-01-24 16:43 | 6
| 15 | 2020-01-24 17:05 | 2020-01-24 17:22 | 17
| 28 | 2020-01-24 17:10 | 2020-01-24 18:08 | 58
| 987 | 2020-01-24 17:15 | 2020-01-24 17:22 | 7
| 6 | 2020-01-24 17:20 | 2020-01-24 17:46 | 26
| 1 | 2020-01-24 17:46 | 2020-01-24 18:26 | 40
| 15 | 2020-01-24 18:56 | 2020-01-24 19:02 | 6
| 1 | 2020-01-24 19:35 | 2020-01-24 19:41 | 6
| 1 | 2020-01-24 19:44 | 2020-01-24 20:35 | 51
| 1 | 2020-01-24 20:25 | 2020-01-24 20:30 | 5
| 1 | 2020-01-25 02:42 | 2020-01-25 07:55 | 313
| 1 | 2020-01-25 03:37 | 2020-01-25 08:52 | 315
| 1 | 2020-01-25 04:14 | 2020-01-25 07:31 | 197
| 7 | 2020-01-25 04:14 | 2020-01-25 08:10 | 236
| 7 | 2020-01-25 04:46 | 2020-01-25 05:05 | 19
| 3 | 2020-01-25 06:22 | 2020-01-25 07:16 | 54
| 1 | 2020-01-25 07:10 | 2020-01-25 13:17 | 367
| 1 | 2020-01-25 07:50 | 2020-01-25 07:56 | 6
| 1 | 2020-01-25 07:55 | 2020-01-25 08:00 | 5
| 1 | 2020-01-25 07:55 | 2020-01-25 11:28 | 213
| 1 | 2020-01-25 09:26 | 2020-01-25 09:59 | 33
| 1 | 2020-01-25 13:02 | 2020-01-25 13:07 | 5
| 9 | 2020-01-25 14:26 | 2020-01-25 14:38 | 12
| 1 | 2020-01-25 15:52 | 2020-01-25 15:58 | 6
| 1 | 2020-01-25 15:52 | 2020-01-25 16:03 | 11
| 96 | 2020-01-25 15:52 | 2020-01-25 16:04 | 12
| 1 | 2020-01-25 16:10 | 2020-01-25 16:56 | 46
| 1 | 2020-01-25 19:31 | 2020-01-25 19:37 | 6
| 1 | 2020-01-25 19:48 | 2020-01-25 19:54 | 6
| 1 | 2020-01-25 20:03 | 2020-01-25 20:09 | 6
| 12 | 2020-01-25 20:10 | 2020-01-25 20:17 | 7
| 1 | 2020-01-25 22:33 | 2020-01-25 22:55 | 22
| 1 | 2020-01-25 22:51 | 2020-01-25 22:57 | 6
| 1 | 2020-01-26 01:50 | 2020-01-26 02:33 | 43
| 3 | 2020-01-26 02:16 | 2020-01-26 09:25 | 429
| 50 | 2020-01-26 02:16 | 2020-01-26 11:42 | 566
| 11 | 2020-01-26 02:59 | 2020-01-26 03:05 | 6
| 1 | 2020-01-26 05:34 | 2020-01-26 05:40 | 6
| 1 | 2020-01-26 08:34 | 2020-01-26 17:39 | 545
| 1 | 2020-01-26 08:37 | 2020-01-26 09:05 | 28
| 42 | 2020-01-26 09:32 | 2020-01-26 09:41 | 9
| 1 | 2020-01-26 09:33 | 2020-01-26 09:39 | 6
| 1 | 2020-01-26 11:01 | 2020-01-26 11:07 | 6
| 1 | 2020-01-26 13:06 | 2020-01-26 13:16 | 10
| 39 | 2020-01-26 13:06 | 2020-01-26 13:17 | 11
| 1 | 2020-01-26 14:13 | 2020-01-26 14:19 | 6
| 21 | 2020-01-26 14:13 | 2020-01-26 14:57 | 44
| 1 | 2020-01-26 15:24 | 2020-01-26 15:30 | 6
| 1 | 2020-01-26 15:28 | 2020-01-26 15:41 | 13
| 1 | 2020-01-26 15:33 | 2020-01-26 15:39 | 6
| 1 | 2020-01-26 17:08 | 2020-01-26 17:14 | 6
| 1 | 2020-01-26 17:28 | 2020-01-26 17:34 | 6
| 1 | 2020-01-26 17:32 | 2020-01-26 17:38 | 6
| 17 | 2020-01-26 19:54 | 2020-01-26 20:06 | 12
| 1 | 2020-01-26 20:29 | 2020-01-26 20:48 | 19
| 1 | 2020-01-26 20:42 | 2020-01-26 20:48 | 6
| 48 | 2020-01-26 21:10 | 2020-01-26 21:25 | 15
| 1 | 2020-01-27 01:10 | 2020-01-27 12:59 | 709
| 5 | 2020-01-27 02:11 | 2020-01-27 02:29 | 18
| 1 | 2020-01-27 02:33 | 2020-01-27 02:49 | 16
| 2 | 2020-01-27 02:40 | 2020-01-27 02:47 | 7
| 1 | 2020-01-27 06:47 | 2020-01-27 06:53 | 6
| 1 | 2020-01-27 08:41 | 2020-01-27 08:47 | 6
| 1 | 2020-01-27 08:45 | 2020-01-27 08:50 | 5
| 39 | 2020-01-27 08:45 | 2020-01-27 08:51 | 6
| 3 | 2020-01-27 10:32 | 2020-01-27 13:46 | 194
| 1 | 2020-01-27 11:01 | 2020-01-27 11:07 | 6
| 1 | 2020-01-27 12:14 | 2020-01-27 14:40 | 146
| 1 | 2020-01-27 13:42 | 2020-01-27 13:48 | 6
| 1 | 2020-01-27 13:47 | 2020-01-27 17:03 | 196
| 1 | 2020-01-27 13:57 | 2020-01-27 14:11 | 14
| 2 | 2020-01-27 14:52 | 2020-01-27 14:59 | 7
| 1 | 2020-01-27 14:57 | 2020-01-27 15:03 | 6
| 32 | 2020-01-27 16:26 | 2020-01-27 16:43 | 17
| 1 | 2020-01-27 17:36 | 2020-01-27 17:42 | 6
| 1 | 2020-01-27 18:27 | 2020-01-27 18:33 | 6
| 482 | 2020-01-27 20:53 | 2020-01-27 21:24 | 31
| 1 | 2020-01-27 22:25 | 2020-01-27 22:46 | 21
| 1 | 2020-01-27 23:12 | 2020-01-27 23:17 | 5
| 1 | 2020-01-27 23:55 | 2020-01-28 09:51 | 596
| 2 | 2020-01-28 01:48 | 2020-01-28 02:28 | 40
| 1 | 2020-01-28 04:26 | 2020-01-28 06:04 | 98
| 119 | 2020-01-28 06:25 | 2020-01-28 06:31 | 6
| 1 | 2020-01-28 07:08 | 2020-01-28 08:07 | 59
| 89 | 2020-01-28 07:18 | 2020-01-28 07:30 | 12
| 1 | 2020-01-28 08:34 | 2020-01-28 13:51 | 317
| 1 | 2020-01-28 08:44 | 2020-01-28 11:12 | 148
| 1 | 2020-01-28 09:28 | 2020-01-28 19:14 | 586
| 1 | 2020-01-28 10:46 | 2020-01-28 10:52 | 6
| 1 | 2020-01-28 11:33 | 2020-01-28 11:39 | 6
| 1 | 2020-01-28 11:41 | 2020-01-28 11:47 | 6
| 1 | 2020-01-28 12:27 | 2020-01-28 12:33 | 6
| 2 | 2020-01-28 13:10 | 2020-01-28 13:16 | 6
| 1 | 2020-01-28 13:31 | 2020-01-28 13:37 | 6
| 1 | 2020-01-28 13:35 | 2020-01-28 13:41 | 6
| 2 | 2020-01-28 13:47 | 2020-01-28 13:53 | 6
| 1 | 2020-01-28 14:00 | 2020-01-28 14:06 | 6
| 1569 | 2020-01-28 14:16 | 2020-01-28 14:23 | 7
| 14 | 2020-01-28 14:16 | 2020-01-28 16:58 | 162
| 1 | 2020-01-28 15:33 | 2020-01-28 15:40 | 7
| 1 | 2020-01-28 16:02 | 2020-01-28 16:08 | 6
| 4 | 2020-01-28 16:04 | 2020-01-28 16:54 | 50
| 1 | 2020-01-28 16:18 | 2020-01-28 16:24 | 6
| 1 | 2020-01-28 16:52 | 2020-01-28 16:58 | 6
| 4 | 2020-01-28 17:45 | 2020-01-28 17:51 | 6
| 2 | 2020-01-28 18:36 | 2020-01-28 18:42 | 6
| 25 | 2020-01-28 18:55 | 2020-01-28 19:02 | 7
| 21 | 2020-01-28 19:45 | 2020-01-28 19:51 | 6
| 48 | 2020-01-28 20:31 | 2020-01-28 20:47 | 16
| 27 | 2020-01-28 20:31 | 2020-01-28 20:54 | 23
| 1 | 2020-01-28 21:30 | 2020-01-28 21:35 | 5
| 2 | 2020-01-28 21:42 | 2020-01-28 21:50 | 8
| 2 | 2020-01-28 22:32 | 2020-01-28 22:38 | 6
| 1 | 2020-01-29 02:23 | 2020-01-29 07:01 | 278
| 1 | 2020-01-29 06:22 | 2020-01-29 17:56 | 694
| 1 | 2020-01-29 06:40 | 2020-01-29 06:52 | 12
| 1 | 2020-01-29 06:40 | 2020-01-29 12:16 | 336
| 1 | 2020-01-29 06:46 | 2020-01-29 06:52 | 6
| 7 | 2020-01-29 06:46 | 2020-01-29 07:13 | 27
| 1 | 2020-01-29 07:34 | 2020-01-29 07:40 | 6
| 1 | 2020-01-29 08:30 | 2020-01-29 08:36 | 6
| 1 | 2020-01-29 09:01 | 2020-01-29 09:56 | 55
| 1 | 2020-01-29 12:00 | 2020-01-29 13:48 | 108
| 1 | 2020-01-29 12:01 | 2020-01-29 12:24 | 23
| 1 | 2020-01-29 13:03 | 2020-01-29 13:09 | 6
| 1 | 2020-01-29 13:11 | 2020-01-29 14:09 | 58
| 94 | 2020-01-29 13:54 | 2020-01-29 14:06 | 12
| 1 | 2020-01-29 13:54 | 2020-01-29 16:43 | 169
| 1 | 2020-01-29 14:05 | 2020-01-29 16:42 | 157
| 25 | 2020-01-29 14:33 | 2020-01-29 14:39 | 6
| 4 | 2020-01-29 14:33 | 2020-01-29 14:52 | 19
| 1 | 2020-01-29 14:38 | 2020-01-29 14:44 | 6
| 1 | 2020-01-29 14:45 | 2020-01-29 14:51 | 6
| 86 | 2020-01-29 14:50 | 2020-01-29 14:56 | 6
| 1 | 2020-01-29 15:28 | 2020-01-29 15:34 | 6
| 2 | 2020-01-29 15:28 | 2020-01-29 17:40 | 132
| 1 | 2020-01-29 15:38 | 2020-01-29 15:45 | 7
| 30 | 2020-01-29 15:44 | 2020-01-29 15:57 | 13
| 5 | 2020-01-29 16:04 | 2020-01-29 17:30 | 86
| 1 | 2020-01-29 16:29 | 2020-01-29 17:25 | 56
| 1 | 2020-01-29 16:47 | 2020-01-29 16:53 | 6
| 128 | 2020-01-29 17:14 | 2020-01-29 17:20 | 6
| 1 | 2020-01-29 17:26 | 2020-01-29 18:41 | 75
| 1 | 2020-01-29 18:39 | 2020-01-29 18:57 | 18
| 1 | 2020-01-29 18:45 | 2020-01-29 19:30 | 45
| 154 | 2020-01-29 18:58 | 2020-01-29 19:04 | 6
| 1 | 2020-01-29 19:18 | 2020-01-29 19:34 | 16
| 11 | 2020-01-29 19:18 | 2020-01-29 19:45 | 27
| 11 | 2020-01-29 19:18 | 2020-02-03 09:10 | 6592
| 4 | 2020-01-29 20:10 | 2020-01-29 20:13 | 3
| 2 | 2020-01-29 21:22 | 2020-01-29 21:39 | 17
| 4 | 2020-01-29 21:22 | 2020-01-29 21:42 | 20
| 5 | 2020-01-29 22:54 | 2020-01-29 23:03 | 9
| 4 | 2020-01-29 23:29 | 2020-01-29 23:49 | 20
| 6 | 2020-01-29 23:29 | 2020-01-30 00:07 | 38
| 6 | 2020-01-30 00:08 | 2020-01-30 00:33 | 25
| 3 | 2020-01-30 03:05 | 2020-01-30 03:21 | 16
| 1 | 2020-01-30 06:37 | 2020-01-30 06:43 | 6
| 1 | 2020-01-30 07:24 | 2020-01-30 07:30 | 6
| 11 | 2020-01-30 07:41 | 2020-01-30 07:50 | 9
| 1 | 2020-01-30 07:50 | 2020-01-30 07:56 | 6
| 1 | 2020-01-30 07:58 | 2020-01-30 09:35 | 97
| 1 | 2020-01-30 08:25 | 2020-01-30 08:31 | 6
| 1 | 2020-01-30 08:34 | 2020-01-30 08:40 | 6
| 1 | 2020-01-30 09:45 | 2020-01-30 09:51 | 6
| 1 | 2020-01-30 09:46 | 2020-01-30 09:48 | 2
| 5 | 2020-01-30 09:53 | 2020-01-30 09:59 | 6
| 3 | 2020-01-30 09:59 | 2020-01-30 10:21 | 22
| 1 | 2020-01-30 10:05 | 2020-01-30 10:12 | 7
| 1 | 2020-01-30 10:08 | 2020-01-30 10:13 | 5
| 1 | 2020-01-30 10:40 | 2020-01-30 11:12 | 32
| 17 | 2020-01-30 10:51 | 2020-01-30 11:25 | 34
| 14 | 2020-01-30 10:51 | 2020-01-30 12:17 | 86
| 2 | 2020-01-30 12:28 | 2020-01-30 12:34 | 6
| 2 | 2020-01-30 12:46 | 2020-01-30 18:20 | 334
| 1 | 2020-01-30 12:47 | 2020-01-30 13:55 | 68
| 1 | 2020-01-30 13:03 | 2020-01-30 13:09 | 6
| 1 | 2020-01-30 13:05 | 2020-01-30 13:46 | 41
| 1 | 2020-01-30 13:07 | 2020-01-30 15:23 | 136
| 1 | 2020-01-30 13:09 | 2020-01-30 13:44 | 35
| 1 | 2020-01-30 13:19 | 2020-01-30 13:25 | 6
| 12 | 2020-01-30 13:21 | 2020-01-30 13:28 | 7
| 64 | 2020-01-30 14:19 | 2020-01-30 14:46 | 27
| 1 | 2020-01-30 14:27 | 2020-01-30 16:02 | 95
| 95 | 2020-01-30 14:58 | 2020-01-30 17:58 | 180
| 2 | 2020-01-30 15:12 | 2020-01-30 15:18 | 6
| 19 | 2020-01-30 15:49 | 2020-01-30 16:56 | 67
| 2 | 2020-01-30 16:07 | 2020-01-30 16:32 | 25
| 1 | 2020-01-30 16:44 | 2020-01-30 17:07 | 23
| 97 | 2020-01-30 17:03 | 2020-01-30 17:32 | 29
| 1 | 2020-01-30 17:08 | 2020-01-30 17:13 | 5
| 1 | 2020-01-30 17:27 | 2020-01-30 18:29 | 62
| 39 | 2020-01-30 17:27 | 2020-01-30 19:45 | 138
| 6 | 2020-01-30 17:53 | 2020-01-30 18:42 | 49
| 84 | 2020-01-30 17:55 | 2020-01-30 18:11 | 16
| 42 | 2020-01-30 18:02 | 2020-01-30 18:17 | 15
| 2 | 2020-01-30 18:02 | 2020-01-31 02:16 | 494
| 83 | 2020-01-30 18:12 | 2020-01-30 18:24 | 12
| 1 | 2020-01-30 18:24 | 2020-01-30 18:30 | 6
| 1 | 2020-01-30 18:26 | 2020-01-30 18:37 | 11
| 122 | 2020-01-30 18:26 | 2020-01-30 18:39 | 13
| 105 | 2020-01-30 18:29 | 2020-01-30 18:57 | 28
| 2 | 2020-01-30 18:32 | 2020-01-30 18:46 | 14
| 2 | 2020-01-30 18:33 | 2020-01-30 18:39 | 6
| 2 | 2020-01-30 18:40 | 2020-01-30 18:46 | 6
| 2108 | 2020-01-30 18:40 | 2020-01-30 19:30 | 50
| 1 | 2020-01-30 18:47 | 2020-01-30 19:46 | 59
| 67 | 2020-01-30 18:48 | 2020-01-30 19:04 | 16
| 1 | 2020-01-30 18:50 | 2020-01-30 20:14 | 84
| 84 | 2020-01-30 18:54 | 2020-01-30 19:14 | 20
| 1 | 2020-01-30 18:54 | 2020-01-30 19:29 | 35
| 1 | 2020-01-30 18:56 | 2020-01-30 19:09 | 13
| 29 | 2020-01-30 19:00 | 2020-01-30 19:13 | 13
| 1 | 2020-01-30 19:02 | 2020-01-30 19:13 | 11
| 62 | 2020-01-30 19:02 | 2020-01-30 19:14 | 12
| 1 | 2020-01-30 19:10 | 2020-01-30 19:16 | 6
| 1 | 2020-01-30 19:19 | 2020-01-30 19:25 | 6
| 71 | 2020-01-30 19:54 | 2020-01-30 20:06 | 12
| 1 | 2020-01-30 19:58 | 2020-01-30 20:10 | 12
| 7 | 2020-01-30 20:25 | 2020-01-30 20:30 | 5
| 116 | 2020-01-30 20:32 | 2020-01-30 20:50 | 18
| 105 | 2020-01-30 20:54 | 2020-01-30 21:08 | 14
| 1 | 2020-01-30 21:08 | 2020-01-30 21:42 | 34
| 1 | 2020-01-30 21:43 | 2020-01-30 22:07 | 24
| 1 | 2020-01-30 21:47 | 2020-01-30 21:53 | 6
| 1 | 2020-01-30 22:41 | 2020-01-30 22:52 | 11
| 15 | 2020-01-30 22:41 | 2020-01-30 22:53 | 12
| 2 | 2020-01-31 01:02 | 2020-01-31 01:41 | 39
| 1 | 2020-01-31 02:05 | 2020-01-31 03:16 | 71
| 5 | 2020-01-31 02:05 | 2020-01-31 04:37 | 152
| 4 | 2020-01-31 03:05 | 2020-01-31 03:18 | 13
| 40 | 2020-01-31 04:55 | 2020-01-31 05:01 | 6
| 3 | 2020-01-31 06:14 | 2020-01-31 06:56 | 42
| 1 | 2020-01-31 07:04 | 2020-01-31 07:09 | 5
| 1 | 2020-01-31 07:06 | 2020-01-31 07:11 | 5
| 1 | 2020-01-31 07:13 | 2020-01-31 07:21 | 8
| 17 | 2020-01-31 07:24 | 2020-01-31 07:31 | 7
| 2666 | 2020-01-31 07:26 | 2020-01-31 07:34 | 8
| 1 | 2020-01-31 07:32 | 2020-01-31 07:37 | 5
| 42 | 2020-01-31 07:53 | 2020-01-31 07:59 | 6
| 58 | 2020-01-31 07:54 | 2020-01-31 08:35 | 41
| 1 | 2020-01-31 07:57 | 2020-01-31 08:22 | 25
| 1 | 2020-01-31 09:06 | 2020-01-31 09:07 | 1
| 2 | 2020-01-31 09:40 | 2020-01-31 14:34 | 294
| 3 | 2020-01-31 09:50 | 2020-01-31 11:24 | 94
| 9 | 2020-01-31 09:53 | 2020-01-31 10:18 | 25
| 1 | 2020-01-31 10:10 | 2020-01-31 10:15 | 5
| 1 | 2020-01-31 10:45 | 2020-01-31 18:08 | 443
| 1 | 2020-01-31 10:48 | 2020-01-31 11:25 | 37
| 2 | 2020-01-31 10:48 | 2020-01-31 11:36 | 48
| 1 | 2020-01-31 11:18 | 2020-01-31 11:24 | 6
| 9 | 2020-01-31 11:39 | 2020-01-31 12:00 | 21
| 2 | 2020-01-31 12:25 | 2020-01-31 12:31 | 6
| 1 | 2020-01-31 12:27 | 2020-01-31 12:32 | 5
| 34 | 2020-01-31 12:30 | 2020-01-31 12:36 | 6
| 29 | 2020-01-31 12:32 | 2020-01-31 12:54 | 22
| 148 | 2020-01-31 12:41 | 2020-01-31 12:49 | 8
| 44 | 2020-01-31 12:41 | 2020-01-31 13:54 | 73
| 1 | 2020-01-31 12:41 | 2020-01-31 13:55 | 74
| 73 | 2020-01-31 12:41 | 2020-01-31 14:10 | 89
| 401 | 2020-01-31 12:47 | 2020-01-31 13:10 | 23
| 1 | 2020-01-31 13:14 | 2020-01-31 13:20 | 6
| 40 | 2020-01-31 13:27 | 2020-01-31 13:43 | 16
| 1 | 2020-01-31 13:51 | 2020-01-31 13:56 | 5
| 7 | 2020-01-31 13:51 | 2020-01-31 13:58 | 7
| 1 | 2020-01-31 13:53 | 2020-01-31 19:22 | 329
| 1 | 2020-01-31 14:03 | 2020-01-31 14:48 | 45
| 1 | 2020-01-31 14:04 | 2020-01-31 14:09 | 5
| 1 | 2020-01-31 14:12 | 2020-01-31 15:22 | 70
| 94 | 2020-01-31 14:13 | 2020-01-31 14:26 | 13
| 34 | 2020-01-31 14:15 | 2020-01-31 14:32 | 17
| 19 | 2020-01-31 14:18 | 2020-01-31 14:25 | 7
| 1 | 2020-01-31 14:19 | 2020-01-31 14:25 | 6
| 1 | 2020-01-31 14:19 | 2020-01-31 15:04 | 45
| 10 | 2020-01-31 14:21 | 2020-01-31 14:40 | 19
| 778 | 2020-01-31 14:24 | 2020-01-31 14:32 | 8
| 54 | 2020-01-31 14:24 | 2020-01-31 14:39 | 15
| 545 | 2020-01-31 14:24 | 2020-01-31 18:13 | 229
| 1 | 2020-01-31 14:28 | 2020-01-31 14:34 | 6
| 1 | 2020-01-31 14:36 | 2020-01-31 14:41 | 5
| 29 | 2020-01-31 14:40 | 2020-01-31 15:01 | 21
| 1812 | 2020-01-31 14:47 | 2020-01-31 14:54 | 7
| 1 | 2020-01-31 14:47 | 2020-01-31 14:55 | 8
| 51 | 2020-01-31 14:51 | 2020-01-31 15:19 | 28
| 9 | 2020-01-31 14:55 | 2020-01-31 15:13 | 18
| 2837 | 2020-01-31 15:13 | 2020-01-31 15:20 | 7
| 4 | 2020-01-31 15:13 | 2020-01-31 15:21 | 8
| 923 | 2020-01-31 15:13 | 2020-01-31 18:09 | 176
| 3 | 2020-01-31 15:46 | 2020-01-31 16:17 | 31
| 1 | 2020-01-31 15:50 | 2020-01-31 16:38 | 48
| 1 | 2020-01-31 16:08 | 2020-01-31 16:27 | 19
| 1 | 2020-01-31 16:13 | 2020-01-31 16:18 | 5
| 63 | 2020-01-31 16:14 | 2020-01-31 16:26 | 12
| 3 | 2020-01-31 16:14 | 2020-01-31 16:42 | 28
| 1 | 2020-01-31 16:17 | 2020-01-31 16:23 | 6
| 1794 | 2020-01-31 16:21 | 2020-01-31 16:28 | 7
| 1 | 2020-01-31 16:22 | 2020-01-31 17:18 | 56
| 1 | 2020-01-31 16:23 | 2020-01-31 16:29 | 6
| 57 | 2020-01-31 16:27 | 2020-01-31 17:01 | 34
| 1 | 2020-01-31 16:27 | 2020-01-31 17:53 | 86
| 8 | 2020-01-31 16:28 | 2020-01-31 16:36 | 8
| 54 | 2020-01-31 16:39 | 2020-01-31 16:48 | 9
| 1 | 2020-01-31 16:50 | 2020-01-31 16:56 | 6
| 9 | 2020-01-31 17:08 | 2020-01-31 17:21 | 13
| 1 | 2020-01-31 17:11 | 2020-01-31 17:16 | 5
| 3 | 2020-01-31 17:12 | 2020-01-31 17:17 | 5
| 74 | 2020-01-31 17:23 | 2020-01-31 17:36 | 13
| 59 | 2020-01-31 17:28 | 2020-01-31 17:43 | 15
| 22 | 2020-01-31 17:35 | 2020-01-31 18:10 | 35
| 1 | 2020-01-31 17:39 | 2020-01-31 17:45 | 6
| 1 | 2020-01-31 17:42 | 2020-01-31 17:48 | 6
| 1 | 2020-01-31 17:51 | 2020-01-31 17:57 | 6
| 40 | 2020-01-31 17:51 | 2020-01-31 17:58 | 7
| 1 | 2020-01-31 17:52 | 2020-01-31 20:48 | 176
| 1332 | 2020-01-31 18:07 | 2020-01-31 18:14 | 7
| 105 | 2020-01-31 18:12 | 2020-01-31 18:26 | 14
| 1155 | 2020-01-31 18:14 | 2020-01-31 18:21 | 7
| 1 | 2020-01-31 18:19 | 2020-01-31 18:39 | 20
| 40 | 2020-01-31 18:20 | 2020-01-31 18:33 | 13
| 40 | 2020-01-31 18:28 | 2020-01-31 19:02 | 34
| 29 | 2020-01-31 18:28 | 2020-01-31 20:42 | 134
| 1 | 2020-01-31 18:29 | 2020-01-31 18:35 | 6
| 1 | 2020-01-31 18:32 | 2020-01-31 18:36 | 4
| 105 | 2020-01-31 18:32 | 2020-01-31 18:38 | 6
| 50 | 2020-01-31 18:32 | 2020-01-31 18:39 | 7
| 62 | 2020-01-31 18:39 | 2020-01-31 18:55 | 16
| 1 | 2020-01-31 18:43 | 2020-01-31 18:49 | 6
| 1 | 2020-01-31 18:46 | 2020-01-31 18:52 | 6
| 1 | 2020-01-31 18:46 | 2020-01-31 18:56 | 10
| 132 | 2020-01-31 18:46 | 2020-01-31 18:58 | 12
| 175 | 2020-01-31 18:47 | 2020-01-31 19:01 | 14
| 1 | 2020-01-31 18:58 | 2020-01-31 19:04 | 6
| 3 | 2020-01-31 18:58 | 2020-01-31 22:04 | 186
| 2250 | 2020-01-31 19:04 | 2020-01-31 19:17 | 13
| 1 | 2020-01-31 19:04 | 2020-01-31 19:27 | 23
| 1 | 2020-01-31 19:04 | 2020-01-31 19:29 | 25
| 1 | 2020-01-31 19:05 | 2020-01-31 19:18 | 13
| 14 | 2020-01-31 19:05 | 2020-01-31 19:28 | 23
| 6 | 2020-01-31 19:05 | 2020-02-01 01:18 | 373
| 1 | 2020-01-31 19:05 | 2020-02-01 04:14 | 549
| 47 | 2020-01-31 19:07 | 2020-01-31 19:19 | 12
| 1 | 2020-01-31 19:07 | 2020-01-31 21:28 | 141
| 1423 | 2020-01-31 19:08 | 2020-01-31 19:14 | 6
| 603 | 2020-01-31 19:08 | 2020-01-31 19:15 | 7
| 54 | 2020-01-31 19:13 | 2020-01-31 19:25 | 12
| 34 | 2020-01-31 19:14 | 2020-01-31 19:32 | 18
| 102 | 2020-01-31 19:17 | 2020-01-31 19:39 | 22
| 1 | 2020-01-31 19:19 | 2020-01-31 19:25 | 6
| 29 | 2020-01-31 19:23 | 2020-01-31 19:34 | 11
| 29 | 2020-01-31 19:24 | 2020-01-31 19:45 | 21
| 1 | 2020-01-31 19:25 | 2020-01-31 19:31 | 6
| 2 | 2020-01-31 19:27 | 2020-01-31 19:33 | 6
| 1 | 2020-01-31 19:32 | 2020-01-31 19:38 | 6
| 26 | 2020-01-31 19:33 | 2020-01-31 19:40 | 7
| 1 | 2020-01-31 19:44 | 2020-01-31 19:55 | 11
| 108 | 2020-01-31 19:44 | 2020-01-31 19:57 | 13
| 1 | 2020-01-31 19:44 | 2020-01-31 21:01 | 77
| 1 | 2020-01-31 19:45 | 2020-01-31 19:51 | 6
| 1 | 2020-01-31 19:46 | 2020-01-31 19:52 | 6
| 1 | 2020-01-31 19:53 | 2020-01-31 19:59 | 6
| 1 | 2020-01-31 20:07 | 2020-01-31 20:13 | 6
| 8 | 2020-01-31 20:16 | 2020-01-31 20:47 | 31
| 3 | 2020-01-31 20:20 | 2020-01-31 21:40 | 80
| 1 | 2020-01-31 20:36 | 2020-01-31 22:26 | 110
| 107 | 2020-01-31 20:37 | 2020-01-31 20:44 | 7
| 1 | 2020-01-31 20:39 | 2020-01-31 20:57 | 18
| 1 | 2020-01-31 20:44 | 2020-01-31 20:50 | 6
| 22 | 2020-01-31 20:48 | 2020-01-31 21:09 | 21
| 8 | 2020-01-31 21:00 | 2020-01-31 21:15 | 15
| 2 | 2020-01-31 21:10 | 2020-01-31 21:38 | 28
| 47 | 2020-01-31 21:17 | 2020-01-31 21:35 | 18
| 1 | 2020-01-31 21:22 | 2020-01-31 21:28 | 6
| 1 | 2020-01-31 21:23 | 2020-01-31 21:29 | 6
| 1 | 2020-01-31 21:25 | 2020-01-31 21:31 | 6
| 1 | 2020-01-31 21:25 | 2020-01-31 22:52 | 87
| 1 | 2020-01-31 21:26 | 2020-01-31 21:32 | 6
| 15 | 2020-01-31 21:50 | 2020-01-31 22:04 | 14
| 19 | 2020-01-31 22:08 | 2020-01-31 22:22 | 14
| 2 | 2020-01-31 22:14 | 2020-01-31 22:20 | 6
| 1 | 2020-01-31 22:17 | 2020-01-31 22:23 | 6
| 1 | 2020-01-31 22:41 | 2020-01-31 22:47 | 6
| 1 | 2020-01-31 22:43 | 2020-01-31 22:49 | 6
| 1060 | 2020-01-31 22:45 | 2020-01-31 22:52 | 7
| 2 | 2020-01-31 22:59 | 2020-01-31 23:28 | 29
| 3 | 2020-01-31 22:59 | 2020-02-01 01:19 | 140
| 1 | 2020-01-31 23:15 | 2020-01-31 23:23 | 8
| 1 | 2020-01-31 23:19 | 2020-01-31 23:25 | 6
| 9 | 2020-01-31 23:25 | 2020-01-31 23:42 | 17
| 1 | 2020-02-01 00:01 | 2020-02-01 00:29 | 28
| 2 | 2020-02-01 01:27 | 2020-02-01 01:33 | 6
| 210 | 2020-02-01 01:55 | 2020-02-01 02:03 | 8
| 7 | 2020-02-01 02:10 | 2020-02-01 02:26 | 16
| 1 | 2020-02-01 02:16 | 2020-02-01 08:41 | 385
| 31 | 2020-02-01 02:19 | 2020-02-01 02:26 | 7
| 1 | 2020-02-01 02:39 | 2020-02-01 09:35 | 416
| 5 | 2020-02-01 02:42 | 2020-02-01 03:31 | 49
| 7 | 2020-02-01 02:48 | 2020-02-01 03:14 | 26
| 6 | 2020-02-01 03:22 | 2020-02-01 03:38 | 16
| 1 | 2020-02-01 04:10 | 2020-02-01 07:59 | 229
| 1 | 2020-02-01 05:03 | 2020-02-01 09:48 | 285
| 6 | 2020-02-01 05:15 | 2020-02-01 05:42 | 27
| 1 | 2020-02-01 05:22 | 2020-02-01 05:28 | 6
| 1 | 2020-02-01 05:22 | 2020-02-01 05:37 | 15
| 19 | 2020-02-01 05:22 | 2020-02-01 07:39 | 137
| 12 | 2020-02-01 05:28 | 2020-02-01 05:55 | 27
| 23 | 2020-02-01 05:31 | 2020-02-01 06:31 | 60
| 1 | 2020-02-01 06:36 | 2020-02-01 06:42 | 6
| 89 | 2020-02-01 06:48 | 2020-02-01 07:01 | 13
| 2 | 2020-02-01 07:12 | 2020-02-01 07:17 | 5
| 1 | 2020-02-01 07:25 | 2020-02-01 08:12 | 47
| 1 | 2020-02-01 08:44 | 2020-02-01 08:50 | 6
| 3 | 2020-02-01 09:15 | 2020-02-01 09:22 | 7
| 1 | 2020-02-01 09:17 | 2020-02-01 09:23 | 6
| 1 | 2020-02-01 09:28 | 2020-02-01 09:34 | 6
| 1 | 2020-02-01 09:54 | 2020-02-01 10:00 | 6
| 1 | 2020-02-01 09:55 | 2020-02-01 10:01 | 6
| 1 | 2020-02-01 10:02 | 2020-02-01 11:43 | 101
| 1 | 2020-02-01 10:05 | 2020-02-01 10:12 | 7
| 1 | 2020-02-01 10:08 | 2020-02-01 10:14 | 6
| 1 | 2020-02-01 10:21 | 2020-02-01 10:27 | 6
| 15 | 2020-02-01 10:21 | 2020-02-01 12:15 | 114
| 3 | 2020-02-01 10:22 | 2020-02-01 10:52 | 30
| 1 | 2020-02-01 10:24 | 2020-02-01 10:30 | 6
| 1683 | 2020-02-01 10:29 | 2020-02-01 10:36 | 7
| 1 | 2020-02-01 10:32 | 2020-02-01 10:38 | 6
| 1 | 2020-02-01 10:51 | 2020-02-01 11:50 | 59
| 1 | 2020-02-01 10:53 | 2020-02-01 10:59 | 6
| 1 | 2020-02-01 11:04 | 2020-02-01 11:10 | 6
| 14 | 2020-02-01 11:43 | 2020-02-01 11:50 | 7
| 1 | 2020-02-01 11:49 | 2020-02-01 11:55 | 6
| 1 | 2020-02-01 11:51 | 2020-02-01 11:57 | 6
| 1 | 2020-02-01 12:17 | 2020-02-01 13:29 | 72
| 84 | 2020-02-01 12:48 | 2020-02-01 12:54 | 6
| 1 | 2020-02-01 12:48 | 2020-02-01 12:56 | 8
| 1 | 2020-02-01 13:10 | 2020-02-01 13:16 | 6
| 1 | 2020-02-01 13:34 | 2020-02-01 13:40 | 6
| 1 | 2020-02-01 13:37 | 2020-02-01 13:43 | 6
| 1 | 2020-02-01 14:12 | 2020-02-01 14:18 | 6
| 1 | 2020-02-01 14:18 | 2020-02-01 14:24 | 6
| 1 | 2020-02-01 14:22 | 2020-02-01 14:28 | 6
| 106 | 2020-02-01 14:24 | 2020-02-01 14:32 | 8
| 1 | 2020-02-01 14:24 | 2020-02-01 14:34 | 10
| 1 | 2020-02-01 14:24 | 2020-02-01 17:34 | 190
| 1 | 2020-02-01 14:35 | 2020-02-01 17:57 | 202
| 49 | 2020-02-01 14:40 | 2020-02-01 14:51 | 11
| 43 | 2020-02-01 14:48 | 2020-02-01 14:58 | 10
| 1 | 2020-02-01 14:49 | 2020-02-01 16:06 | 77
| 4 | 2020-02-01 14:53 | 2020-02-01 15:40 | 47
| 1 | 2020-02-01 15:14 | 2020-02-01 16:04 | 50
| 2038 | 2020-02-01 15:34 | 2020-02-01 15:41 | 7
| 1 | 2020-02-01 15:40 | 2020-02-01 15:46 | 6
| 82 | 2020-02-01 15:57 | 2020-02-01 16:09 | 12
| 35 | 2020-02-01 16:12 | 2020-02-01 16:51 | 39
| 39 | 2020-02-01 16:21 | 2020-02-01 16:37 | 16
| 1 | 2020-02-01 16:30 | 2020-02-01 16:35 | 5
| 1339 | 2020-02-01 16:30 | 2020-02-01 16:37 | 7
| 81 | 2020-02-01 16:38 | 2020-02-01 17:28 | 50
| 6 | 2020-02-01 16:40 | 2020-02-01 17:16 | 36
| 1 | 2020-02-01 16:41 | 2020-02-01 16:50 | 9
| 100 | 2020-02-01 16:41 | 2020-02-01 16:53 | 12
| 28 | 2020-02-01 16:41 | 2020-02-01 19:50 | 189
| 1 | 2020-02-01 16:42 | 2020-02-01 16:51 | 9
| 13 | 2020-02-01 16:42 | 2020-02-01 16:55 | 13
| 368 | 2020-02-01 16:42 | 2020-02-01 17:05 | 23
| 1 | 2020-02-01 16:44 | 2020-02-01 17:32 | 48
| 4 | 2020-02-01 16:53 | 2020-02-01 17:08 | 15
| 1 | 2020-02-01 16:57 | 2020-02-01 17:29 | 32
| 1 | 2020-02-01 17:13 | 2020-02-01 17:19 | 6
| 893 | 2020-02-01 17:24 | 2020-02-01 17:31 | 7
| 10 | 2020-02-01 17:25 | 2020-02-01 17:42 | 17
| 6 | 2020-02-01 17:38 | 2020-02-01 17:51 | 13
| 1 | 2020-02-01 17:51 | 2020-02-01 18:12 | 21
| 1 | 2020-02-01 17:54 | 2020-02-01 18:00 | 6
| 1 | 2020-02-01 17:57 | 2020-02-01 18:15 | 18
| 1 | 2020-02-01 18:06 | 2020-02-01 18:12 | 6
| 2 | 2020-02-01 18:17 | 2020-02-01 18:28 | 11
| 16 | 2020-02-01 18:36 | 2020-02-01 18:49 | 13
| 1 | 2020-02-01 18:50 | 2020-02-01 19:18 | 28
| 1 | 2020-02-01 18:59 | 2020-02-01 19:05 | 6
| 12 | 2020-02-01 18:59 | 2020-02-01 19:17 | 18
| 1 | 2020-02-01 20:42 | 2020-02-01 21:05 | 23
| 18 | 2020-02-01 20:52 | 2020-02-01 20:58 | 6
| 1 | 2020-02-01 21:01 | 2020-02-01 21:07 | 6
| 1 | 2020-02-01 21:02 | 2020-02-01 21:24 | 22
| 1 | 2020-02-01 23:37 | 2020-02-02 08:15 | 518
| 13 | 2020-02-02 05:17 | 2020-02-02 05:25 | 8
| 41 | 2020-02-02 06:21 | 2020-02-02 15:25 | 544
| 1 | 2020-02-02 06:23 | 2020-02-02 09:26 | 183
| 1 | 2020-02-02 07:13 | 2020-02-02 07:19 | 6
| 1 | 2020-02-02 08:11 | 2020-02-02 08:17 | 6
| 1 | 2020-02-02 08:50 | 2020-02-02 08:56 | 6
| 12 | 2020-02-02 08:53 | 2020-02-02 09:05 | 12
| 1 | 2020-02-02 09:27 | 2020-02-02 09:33 | 6
| 887 | 2020-02-02 09:44 | 2020-02-02 09:51 | 7
| 7 | 2020-02-02 09:50 | 2020-02-02 10:51 | 61
| 939 | 2020-02-02 09:53 | 2020-02-02 10:00 | 7
| 22 | 2020-02-02 09:54 | 2020-02-02 10:12 | 18
| 1 | 2020-02-02 10:44 | 2020-02-02 11:10 | 26
| 1 | 2020-02-02 10:45 | 2020-02-02 10:51 | 6
| 4 | 2020-02-02 11:28 | 2020-02-02 11:34 | 6
| 6 | 2020-02-02 11:43 | 2020-02-02 12:48 | 65
| 1 | 2020-02-02 12:10 | 2020-02-02 12:16 | 6
| 1 | 2020-02-02 12:46 | 2020-02-02 15:02 | 136
| 1 | 2020-02-02 12:50 | 2020-02-02 12:56 | 6
| 1 | 2020-02-02 12:56 | 2020-02-02 13:02 | 6
| 13 | 2020-02-02 13:58 | 2020-02-02 15:52 | 114
| 6 | 2020-02-02 14:07 | 2020-02-02 14:24 | 17
| 3 | 2020-02-02 14:07 | 2020-02-02 14:27 | 20
| 1 | 2020-02-02 14:49 | 2020-02-02 16:47 | 118
| 1 | 2020-02-02 16:01 | 2020-02-02 16:29 | 28
| 1 | 2020-02-02 16:54 | 2020-02-02 17:00 | 6
| 4 | 2020-02-02 16:59 | 2020-02-02 17:08 | 9
| 3 | 2020-02-02 18:53 | 2020-02-02 18:59 | 6
| 1 | 2020-02-02 19:47 | 2020-02-02 19:53 | 6
| 1 | 2020-02-02 19:59 | 2020-02-02 20:32 | 33
| 31 | 2020-02-02 19:59 | 2020-02-02 20:34 | 35
| 1 | 2020-02-02 20:45 | 2020-02-02 20:51 | 6
| 3 | 2020-02-03 02:10 | 2020-02-03 02:27 | 17
| 1 | 2020-02-03 02:12 | 2020-02-03 08:31 | 379
| 2 | 2020-02-03 02:16 | 2020-02-03 02:30 | 14
| 83 | 2020-02-03 07:20 | 2020-02-03 08:50 | 90
| 2 | 2020-02-03 08:17 | 2020-02-03 08:23 | 6
| 1 | 2020-02-03 09:09 | 2020-02-03 09:15 | 6
| 1 | 2020-02-03 09:43 | 2020-02-03 09:49 | 6
| 1 | 2020-02-03 09:48 | 2020-02-03 09:54 | 6
| 2 | 2020-02-03 09:49 | 2020-02-03 17:34 | 465
| 1 | 2020-02-03 09:56 | 2020-02-03 10:03 | 7
| 2 | 2020-02-03 10:18 | 2020-02-03 10:21 | 3
| 1 | 2020-02-03 10:50 | 2020-02-03 10:51 | 1
| 108 | 2020-02-03 12:09 | 2020-02-03 12:15 | 6
| 2 | 2020-02-03 12:36 | 2020-02-03 12:42 | 6
| 1 | 2020-02-03 12:57 | 2020-02-03 13:03 | 6
| 1 | 2020-02-03 13:08 | 2020-02-03 13:14 | 6
| 1 | 2020-02-03 15:30 | 2020-02-03 15:36 | 6
| 3 | 2020-02-03 15:46 | 2020-02-03 16:21 | 35
| 2 | 2020-02-03 15:56 | 2020-02-03 16:02 | 6
| 1 | 2020-02-03 16:01 | 2020-02-03 16:07 | 6
| 1 | 2020-02-03 16:07 | 2020-02-03 16:13 | 6
| 2 | 2020-02-03 16:23 | 2020-02-03 16:29 | 6
| 1 | 2020-02-03 16:37 | 2020-02-03 17:10 | 33
| 1 | 2020-02-03 16:45 | 2020-02-03 17:56 | 71
| 1 | 2020-02-03 16:53 | 2020-02-03 16:59 | 6
| 2 | 2020-02-03 17:59 | 2020-02-03 18:45 | 46
| 3 | 2020-02-03 18:12 | 2020-02-03 18:18 | 6
| 1 | 2020-02-03 18:42 | 2020-02-03 20:00 | 78
| 1 | 2020-02-03 18:43 | 2020-02-03 18:49 | 6
| 15 | 2020-02-03 19:17 | 2020-02-03 19:25 | 8
| 1 | 2020-02-03 19:27 | 2020-02-03 19:40 | 13
| 2379 | 2020-02-03 21:05 | 2020-02-03 21:13 | 8
| 1 | 2020-02-03 23:13 | 2020-02-03 23:36 | 23
| 5 | 2020-02-03 23:13 | 2020-02-04 00:02 | 49
| 1 | 2020-02-04 02:26 | 2020-02-04 03:08 | 42
| 1 | 2020-02-04 06:10 | 2020-02-04 06:16 | 6
| 1 | 2020-02-04 06:10 | 2020-02-04 07:22 | 72
| 551 | 2020-02-04 07:17 | 2020-02-04 07:30 | 13
| 975 | 2020-02-04 07:17 | 2020-02-04 07:31 | 14
| 1 | 2020-02-04 08:32 | 2020-02-04 08:37 | 5
| 1 | 2020-02-04 09:14 | 2020-02-04 09:18 | 4
| 1 | 2020-02-04 09:48 | 2020-02-04 09:53 | 5
| 4 | 2020-02-04 10:10 | 2020-02-04 10:13 | 3
| 1 | 2020-02-04 10:41 | 2020-02-04 10:47 | 6
| 2 | 2020-02-04 11:50 | 2020-02-04 20:58 | 548
| 1 | 2020-02-04 12:32 | 2020-02-04 12:38 | 6
| 14 | 2020-02-04 13:11 | 2020-02-04 13:17 | 6
| 1 | 2020-02-04 13:48 | 2020-02-04 13:54 | 6
| 1 | 2020-02-04 15:19 | 2020-02-04 15:42 | 23
| 1 | 2020-02-04 15:32 | 2020-02-04 15:38 | 6
| 2 | 2020-02-04 16:22 | 2020-02-04 16:27 | 5
| 2 | 2020-02-04 17:46 | 2020-02-04 17:52 | 6
| 1 | 2020-02-04 19:02 | 2020-02-04 19:07 | 5
| 1 | 2020-02-04 20:12 | 2020-02-04 20:18 | 6
| 1 | 2020-02-04 21:28 | 2020-02-04 21:34 | 6
| 94 | 2020-02-05 04:05 | 2020-02-05 04:11 | 6
| 2 | 2020-02-05 04:05 | 2020-02-05 04:14 | 9
| 85 | 2020-02-05 04:06 | 2020-02-05 04:12 | 6
| 1 | 2020-02-05 04:53 | 2020-02-05 08:04 | 191
| 1 | 2020-02-05 06:40 | 2020-02-05 06:46 | 6
| 1 | 2020-02-05 07:06 | 2020-02-05 07:13 | 7
| 2 | 2020-02-05 08:56 | 2020-02-05 09:02 | 6
| 1 | 2020-02-05 10:10 | 2020-02-05 14:18 | 248
| 30 | 2020-02-05 11:06 | 2020-02-05 11:12 | 6
| 2 | 2020-02-05 12:18 | 2020-02-05 12:20 | 2
| 1 | 2020-02-05 16:47 | 2020-02-05 16:53 | 6
| 16 | 2020-02-05 16:47 | 2020-02-05 21:44 | 297
| 55 | 2020-02-05 17:05 | 2020-02-05 17:11 | 6
| 46 | 2020-02-05 17:34 | 2020-02-05 17:54 | 20
| 1 | 2020-02-05 18:15 | 2020-02-05 18:21 | 6
| 22 | 2020-02-05 19:27 | 2020-02-05 19:43 | 16
| 1 | 2020-02-05 19:27 | 2020-02-05 21:06 | 99
| 21 | 2020-02-05 19:27 | 2020-02-05 21:08 | 101
| 6 | 2020-02-05 19:27 | 2020-02-06 10:39 | 912
| 39 | 2020-02-05 19:48 | 2020-02-05 20:02 | 14
| 44 | 2020-02-05 19:49 | 2020-02-05 21:01 | 72
| 1 | 2020-02-05 19:57 | 2020-02-05 20:03 | 6
| 13 | 2020-02-05 20:48 | 2020-02-05 21:03 | 15
| 1 | 2020-02-05 20:48 | 2020-02-05 21:04 | 16
| 51 | 2020-02-05 20:48 | 2020-02-05 21:13 | 25
| 42 | 2020-02-05 20:48 | 2020-02-05 21:15 | 27
| 71 | 2020-02-05 20:53 | 2020-02-05 21:03 | 10
| 27 | 2020-02-05 20:53 | 2020-02-05 21:04 | 11
| 9 | 2020-02-05 22:56 | 2020-02-05 23:24 | 28
| 51 | 2020-02-06 00:59 | 2020-02-06 01:05 | 6
| 1 | 2020-02-06 02:05 | 2020-02-06 10:34 | 509
| 1 | 2020-02-06 04:46 | 2020-02-06 07:47 | 181
| 1 | 2020-02-06 05:00 | 2020-02-06 07:36 | 156
| 1 | 2020-02-06 07:58 | 2020-02-06 09:46 | 108
| 1 | 2020-02-06 08:55 | 2020-02-06 11:49 | 174
| 2 | 2020-02-06 09:27 | 2020-02-06 11:42 | 135
| 45 | 2020-02-06 09:53 | 2020-02-06 10:00 | 7
| 2 | 2020-02-06 10:13 | 2020-02-06 10:47 | 34
| 1 | 2020-02-06 10:37 | 2020-02-06 10:43 | 6
| 1 | 2020-02-06 11:03 | 2020-02-06 11:20 | 17
| 85 | 2020-02-06 11:27 | 2020-02-06 11:38 | 11
| 1 | 2020-02-06 11:54 | 2020-02-06 12:00 | 6
| 1 | 2020-02-06 12:15 | 2020-02-06 12:20 | 5
| 60 | 2020-02-06 13:21 | 2020-02-06 13:27 | 6
| 1 | 2020-02-06 14:42 | 2020-02-06 14:48 | 6
| 1953 | 2020-02-06 14:43 | 2020-02-06 14:51 | 8
| 926 | 2020-02-06 14:43 | 2020-02-06 14:55 | 12
| 38 | 2020-02-06 14:57 | 2020-02-06 15:18 | 21
| 2 | 2020-02-06 14:58 | 2020-02-06 17:39 | 161
| 1 | 2020-02-06 15:02 | 2020-02-06 16:44 | 102
| 4 | 2020-02-06 15:02 | 2020-02-06 18:04 | 182
| 31 | 2020-02-06 15:05 | 2020-02-06 15:30 | 25
| 1 | 2020-02-06 16:15 | 2020-02-06 16:22 | 7
| 3 | 2020-02-06 16:18 | 2020-02-06 17:23 | 65
| 1 | 2020-02-06 16:54 | 2020-02-06 17:46 | 52
| 3 | 2020-02-06 17:04 | 2020-02-06 17:31 | 27
| 9 | 2020-02-06 17:05 | 2020-02-06 17:17 | 12
| 1 | 2020-02-06 17:10 | 2020-02-06 17:14 | 4
| 85 | 2020-02-06 17:10 | 2020-02-06 17:17 | 7
| 3 | 2020-02-06 17:32 | 2020-02-06 17:48 | 16
| 1 | 2020-02-06 17:33 | 2020-02-07 14:28 | 1255
| 14 | 2020-02-06 17:36 | 2020-02-06 17:51 | 15
| 3 | 2020-02-06 17:39 | 2020-02-06 18:03 | 24
| 1 | 2020-02-06 17:39 | 2020-02-06 18:48 | 69
| 1 | 2020-02-06 17:50 | 2020-02-06 17:56 | 6
| 66 | 2020-02-06 17:50 | 2020-02-06 17:58 | 8
| 1 | 2020-02-06 17:59 | 2020-02-06 18:05 | 6
| 1 | 2020-02-06 18:01 | 2020-02-06 18:07 | 6
| 2 | 2020-02-06 18:01 | 2020-02-06 18:08 | 7
| 1 | 2020-02-06 18:01 | 2020-02-06 19:07 | 66
| 29 | 2020-02-06 18:04 | 2020-02-06 18:22 | 18
| 3 | 2020-02-06 18:07 | 2020-02-06 19:20 | 73
| 34 | 2020-02-06 18:07 | 2020-02-06 19:33 | 86
| 8 | 2020-02-06 18:12 | 2020-02-06 18:54 | 42
| 1019 | 2020-02-06 18:12 | 2020-02-06 19:44 | 92
| 630 | 2020-02-06 18:12 | 2020-02-06 20:10 | 118
| 14 | 2020-02-06 18:23 | 2020-02-06 18:31 | 8
| 1 | 2020-02-06 18:26 | 2020-02-06 18:32 | 6
| 12 | 2020-02-06 18:28 | 2020-02-06 18:37 | 9
| 2 | 2020-02-06 18:31 | 2020-02-06 18:53 | 22
| 26 | 2020-02-06 18:31 | 2020-02-06 18:55 | 24
| 1 | 2020-02-06 18:55 | 2020-02-06 19:01 | 6
| 1 | 2020-02-06 19:02 | 2020-02-06 19:08 | 6
| 11 | 2020-02-06 19:02 | 2020-02-06 19:36 | 34
| 1343 | 2020-02-06 19:19 | 2020-02-06 19:26 | 7
| 1156 | 2020-02-06 19:19 | 2020-02-06 19:27 | 8
| 332 | 2020-02-06 19:19 | 2020-02-06 19:28 | 9
| 1084 | 2020-02-06 19:19 | 2020-02-06 19:29 | 10
| 1570 | 2020-02-06 19:19 | 2020-02-06 19:30 | 11
| 3 | 2020-02-06 19:22 | 2020-02-06 19:51 | 29
| 832 | 2020-02-06 19:31 | 2020-02-06 20:10 | 39
| 35 | 2020-02-06 19:33 | 2020-02-06 20:52 | 79
| 1772 | 2020-02-06 19:38 | 2020-02-06 19:45 | 7
| 2 | 2020-02-06 19:38 | 2020-02-06 19:46 | 8
| 1 | 2020-02-06 19:38 | 2020-02-07 02:05 | 387
| 1 | 2020-02-06 19:38 | 2020-02-07 07:13 | 695
| 79 | 2020-02-06 19:46 | 2020-02-06 19:58 | 12
| 540 | 2020-02-06 19:54 | 2020-02-06 20:02 | 8
| 2 | 2020-02-06 19:54 | 2020-02-06 20:57 | 63
| 7 | 2020-02-06 19:54 | 2020-02-06 21:09 | 75
| 178 | 2020-02-06 20:14 | 2020-02-06 20:24 | 10
| 11 | 2020-02-06 20:17 | 2020-02-06 20:32 | 15
| 1 | 2020-02-06 20:17 | 2020-02-06 21:25 | 68
| 1593 | 2020-02-06 20:21 | 2020-02-06 20:42 | 21
| 18 | 2020-02-06 20:22 | 2020-02-06 20:33 | 11
| 4 | 2020-02-06 20:32 | 2020-02-06 21:16 | 44
| 11 | 2020-02-06 20:38 | 2020-02-06 20:59 | 21
| 10 | 2020-02-06 20:43 | 2020-02-06 21:23 | 40
| 69 | 2020-02-06 20:44 | 2020-02-06 20:58 | 14
| 4 | 2020-02-06 20:48 | 2020-02-06 21:05 | 17
| 2 | 2020-02-06 20:55 | 2020-02-06 21:11 | 16
| 2 | 2020-02-06 20:57 | 2020-02-06 21:17 | 20
| 21 | 2020-02-06 20:57 | 2020-02-07 07:42 | 645
| 1 | 2020-02-06 20:57 | 2020-02-07 18:01 | 1264
| 1 | 2020-02-06 21:09 | 2020-02-06 21:15 | 6
| 5 | 2020-02-06 21:13 | 2020-02-06 21:22 | 9
| 56 | 2020-02-06 21:13 | 2020-02-06 21:32 | 19
| 2 | 2020-02-06 21:16 | 2020-02-06 21:37 | 21
| 1 | 2020-02-06 21:24 | 2020-02-06 21:30 | 6
| 6 | 2020-02-06 21:29 | 2020-02-06 22:30 | 61
| 1 | 2020-02-06 21:30 | 2020-02-07 08:03 | 633
| 3 | 2020-02-06 21:34 | 2020-02-06 22:26 | 52
| 21 | 2020-02-06 21:38 | 2020-02-06 22:01 | 23
| 1 | 2020-02-06 21:40 | 2020-02-07 08:08 | 628
| 18 | 2020-02-06 21:43 | 2020-02-06 22:17 | 34
| 2 | 2020-02-06 21:59 | 2020-02-06 22:14 | 15
| 1 | 2020-02-06 22:04 | 2020-02-07 03:06 | 302
| 15 | 2020-02-06 22:12 | 2020-02-06 22:26 | 14
| 22 | 2020-02-06 22:12 | 2020-02-06 22:37 | 25
| 1 | 2020-02-06 22:18 | 2020-02-06 22:35 | 17
| 1 | 2020-02-06 22:19 | 2020-02-06 22:25 | 6
| 2 | 2020-02-06 22:22 | 2020-02-07 08:12 | 590
| 1 | 2020-02-06 22:24 | 2020-02-07 00:25 | 121
| 1 | 2020-02-06 22:32 | 2020-02-06 22:38 | 6
| 30 | 2020-02-06 22:32 | 2020-02-06 22:44 | 12
| 1 | 2020-02-06 22:32 | 2020-02-06 22:48 | 16
| 16 | 2020-02-06 22:39 | 2020-02-06 22:52 | 13
| 1 | 2020-02-06 22:43 | 2020-02-06 23:23 | 40
| 380 | 2020-02-06 22:52 | 2020-02-06 22:58 | 6
| 43 | 2020-02-06 22:52 | 2020-02-07 00:09 | 77
| 2 | 2020-02-06 23:12 | 2020-02-07 00:01 | 49
| 4 | 2020-02-06 23:14 | 2020-02-07 01:12 | 118
| 1 | 2020-02-06 23:29 | 2020-02-06 23:41 | 12
| 12 | 2020-02-06 23:48 | 2020-02-07 00:06 | 18
| 1 | 2020-02-07 00:10 | 2020-02-07 06:56 | 406
| 1 | 2020-02-07 00:56 | 2020-02-07 08:54 | 478
| 20 | 2020-02-07 01:02 | 2020-02-07 01:16 | 14
| 15 | 2020-02-07 01:19 | 2020-02-07 01:43 | 24
| 2 | 2020-02-07 01:59 | 2020-02-07 02:05 | 6
| 5 | 2020-02-07 02:06 | 2020-02-07 03:39 | 93
| 1 | 2020-02-07 03:38 | 2020-02-07 03:44 | 6
| 5 | 2020-02-07 04:20 | 2020-02-07 05:33 | 73
| 2 | 2020-02-07 04:42 | 2020-02-07 04:51 | 9
| 1 | 2020-02-07 04:55 | 2020-02-07 09:25 | 270
| 1 | 2020-02-07 04:55 | 2020-02-07 16:04 | 669
| 1 | 2020-02-07 05:29 | 2020-02-07 05:39 | 10
| 2 | 2020-02-07 05:38 | 2020-02-07 11:53 | 375
| 2 | 2020-02-07 05:59 | 2020-02-07 06:05 | 6
| 50 | 2020-02-07 06:05 | 2020-02-07 16:24 | 619
| 1 | 2020-02-07 06:23 | 2020-02-07 06:29 | 6
| 1 | 2020-02-07 06:35 | 2020-02-07 06:50 | 15
| 15 | 2020-02-07 06:35 | 2020-02-07 07:13 | 38
| 29 | 2020-02-07 06:35 | 2020-02-07 10:13 | 218
| 1 | 2020-02-07 06:45 | 2020-02-07 06:51 | 6
| 2 | 2020-02-07 06:45 | 2020-02-07 06:52 | 7
| 1 | 2020-02-07 06:56 | 2020-02-07 07:02 | 6
| 1 | 2020-02-07 07:04 | 2020-02-07 07:10 | 6
| 78 | 2020-02-07 07:04 | 2020-02-07 09:27 | 143
| 1 | 2020-02-07 07:06 | 2020-02-07 07:11 | 5
| 1 | 2020-02-07 07:10 | 2020-02-07 07:15 | 5
| 1 | 2020-02-07 07:19 | 2020-02-07 07:25 | 6
| 23 | 2020-02-07 07:19 | 2020-02-07 08:58 | 99
| 1 | 2020-02-07 07:28 | 2020-02-07 07:34 | 6
| 2 | 2020-02-07 07:37 | 2020-02-07 07:43 | 6
| 1 | 2020-02-07 07:46 | 2020-02-07 07:52 | 6
| 1 | 2020-02-07 08:02 | 2020-02-07 08:08 | 6
| 1 | 2020-02-07 08:22 | 2020-02-07 08:28 | 6
| 26 | 2020-02-07 08:32 | 2020-02-07 08:45 | 13
| 40 | 2020-02-07 08:50 | 2020-02-07 09:45 | 55
| 1 | 2020-02-07 09:07 | 2020-02-07 09:13 | 6
| 776 | 2020-02-07 09:22 | 2020-02-07 09:28 | 6
| 1 | 2020-02-07 09:37 | 2020-02-07 09:42 | 5
| 17 | 2020-02-07 09:37 | 2020-02-07 14:26 | 289
| 1 | 2020-02-07 09:51 | 2020-02-07 09:57 | 6
| 1 | 2020-02-07 10:11 | 2020-02-07 10:17 | 6
| 473 | 2020-02-07 10:44 | 2020-02-07 10:50 | 6
| 10 | 2020-02-07 10:55 | 2020-02-07 11:05 | 10
| 1 | 2020-02-07 11:02 | 2020-02-07 11:55 | 53
| 3 | 2020-02-07 11:02 | 2020-02-07 14:27 | 205
| 75 | 2020-02-07 11:20 | 2020-02-07 11:32 | 12
| 1 | 2020-02-07 11:55 | 2020-02-07 12:01 | 6
| 19 | 2020-02-07 11:55 | 2020-02-07 12:49 | 54
| 30 | 2020-02-07 11:55 | 2020-02-07 14:39 | 164
| 1 | 2020-02-07 12:13 | 2020-02-07 13:29 | 76
| 3 | 2020-02-07 12:33 | 2020-02-07 12:39 | 6
| 1 | 2020-02-07 13:11 | 2020-02-07 13:18 | 7
| 1 | 2020-02-07 13:28 | 2020-02-07 13:34 | 6
| 1 | 2020-02-07 13:29 | 2020-02-07 13:34 | 5
| 1 | 2020-02-07 13:29 | 2020-02-07 13:35 | 6
| 1108 | 2020-02-07 13:35 | 2020-02-07 13:42 | 7
| 5 | 2020-02-07 13:36 | 2020-02-07 16:47 | 191
| 1 | 2020-02-07 13:40 | 2020-02-07 15:49 | 129
| 1 | 2020-02-07 13:44 | 2020-02-07 13:50 | 6
| 1 | 2020-02-07 13:54 | 2020-02-07 15:00 | 66
| 35 | 2020-02-07 13:54 | 2020-02-07 15:03 | 69
| 2 | 2020-02-07 14:16 | 2020-02-07 14:22 | 6
| 6 | 2020-02-07 14:26 | 2020-02-07 15:15 | 49
| 31 | 2020-02-07 14:26 | 2020-02-07 16:28 | 122
| 1 | 2020-02-07 14:33 | 2020-02-07 14:38 | 5
| 27 | 2020-02-07 14:37 | 2020-02-07 14:49 | 12
| 55 | 2020-02-07 14:37 | 2020-02-07 14:56 | 19
| 1 | 2020-02-07 14:42 | 2020-02-07 19:23 | 281
| 1 | 2020-02-07 14:59 | 2020-02-07 17:11 | 132
| 5 | 2020-02-07 15:11 | 2020-02-07 21:28 | 377
| 1 | 2020-02-07 15:16 | 2020-02-07 15:22 | 6
| 2 | 2020-02-07 15:32 | 2020-02-07 16:01 | 29
| 1 | 2020-02-07 16:06 | 2020-02-07 16:12 | 6
| 10 | 2020-02-07 16:18 | 2020-02-07 16:24 | 6
| 1 | 2020-02-07 16:18 | 2020-02-07 18:55 | 157
| 1 | 2020-02-07 16:41 | 2020-02-07 16:47 | 6
| 1 | 2020-02-07 17:06 | 2020-02-07 17:12 | 6
| 1 | 2020-02-07 17:27 | 2020-02-07 17:32 | 5
| 17 | 2020-02-07 17:29 | 2020-02-07 17:36 | 7
| 1 | 2020-02-07 17:40 | 2020-02-07 17:45 | 5
| 1 | 2020-02-07 17:57 | 2020-02-07 18:03 | 6
| 2 | 2020-02-07 18:03 | 2020-02-07 18:57 | 54
| 11 | 2020-02-07 18:32 | 2020-02-07 19:15 | 43
| 6 | 2020-02-07 18:53 | 2020-02-07 19:13 | 20
| 23 | 2020-02-07 18:59 | 2020-02-07 19:12 | 13
| 8 | 2020-02-07 19:38 | 2020-02-07 19:59 | 21
| 1 | 2020-02-07 19:43 | 2020-02-07 19:48 | 5
| 1 | 2020-02-07 19:50 | 2020-02-07 21:07 | 77
| 1 | 2020-02-07 19:56 | 2020-02-07 20:05 | 9
| 8 | 2020-02-07 19:56 | 2020-02-07 20:07 | 11
| 1 | 2020-02-07 19:56 | 2020-02-07 21:45 | 109
| 1 | 2020-02-07 20:14 | 2020-02-07 20:20 | 6
| 1 | 2020-02-07 20:23 | 2020-02-07 20:29 | 6
| 5 | 2020-02-07 20:26 | 2020-02-07 20:42 | 16
| 2 | 2020-02-07 20:27 | 2020-02-07 20:33 | 6
| 4 | 2020-02-07 20:57 | 2020-02-07 21:05 | 8
| 1 | 2020-02-07 20:57 | 2020-02-07 21:40 | 43
| 2 | 2020-02-07 21:01 | 2020-02-07 22:52 | 111
| 169 | 2020-02-07 21:08 | 2020-02-07 21:17 | 9
| 1 | 2020-02-07 21:49 | 2020-02-07 21:55 | 6
| 1 | 2020-02-07 22:28 | 2020-02-07 22:34 | 6
| 1 | 2020-02-07 22:45 | 2020-02-07 22:51 | 6
| 1 | 2020-02-07 22:48 | 2020-02-07 23:18 | 30
| 72 | 2020-02-07 22:49 | 2020-02-07 22:57 | 8
| 8 | 2020-02-07 23:25 | 2020-02-07 23:37 | 12
| 7 | 2020-02-07 23:33 | 2020-02-08 08:21 | 528
| 1 | 2020-02-07 23:37 | 2020-02-08 01:57 | 140
| 9 | 2020-02-07 23:56 | 2020-02-08 00:09 | 13
| 1 | 2020-02-08 05:24 | 2020-02-08 08:44 | 200
| 1 | 2020-02-08 05:35 | 2020-02-08 07:11 | 96
| 1 | 2020-02-08 08:08 | 2020-02-08 08:15 | 7
| 1 | 2020-02-08 08:18 | 2020-02-08 08:24 | 6
| 2 | 2020-02-08 08:20 | 2020-02-08 08:26 | 6
| 1 | 2020-02-08 08:35 | 2020-02-08 08:41 | 6
| 1 | 2020-02-08 09:05 | 2020-02-08 09:16 | 11
| 1 | 2020-02-08 09:37 | 2020-02-08 10:23 | 46
| 2 | 2020-02-08 09:42 | 2020-02-08 13:01 | 199
| 1 | 2020-02-08 10:23 | 2020-02-08 10:33 | 10
| 1 | 2020-02-08 10:27 | 2020-02-08 10:32 | 5
| 2 | 2020-02-08 10:32 | 2020-02-08 10:38 | 6
| 1 | 2020-02-08 10:39 | 2020-02-08 11:02 | 23
| 2 | 2020-02-08 12:31 | 2020-02-08 13:43 | 72
| 38 | 2020-02-08 13:00 | 2020-02-08 13:12 | 12
| 39 | 2020-02-08 13:00 | 2020-02-08 18:34 | 334
| 1 | 2020-02-08 13:20 | 2020-02-08 13:26 | 6
| 1 | 2020-02-08 14:04 | 2020-02-08 14:10 | 6
| 32 | 2020-02-08 14:11 | 2020-02-08 14:26 | 15
| 1 | 2020-02-08 15:59 | 2020-02-08 16:05 | 6
| 29 | 2020-02-08 16:20 | 2020-02-08 16:32 | 12
| 1 | 2020-02-08 16:56 | 2020-02-08 17:03 | 7
| 1 | 2020-02-08 17:03 | 2020-02-08 17:09 | 6
| 2 | 2020-02-08 17:20 | 2020-02-08 19:34 | 134
| 39 | 2020-02-08 17:27 | 2020-02-08 17:46 | 19
| 32 | 2020-02-08 18:06 | 2020-02-08 18:13 | 7
| 1 | 2020-02-08 18:09 | 2020-02-08 21:11 | 182
| 30 | 2020-02-08 19:14 | 2020-02-08 19:39 | 25
| 25 | 2020-02-08 20:10 | 2020-02-08 20:42 | 32
| 2 | 2020-02-08 20:22 | 2020-02-08 20:34 | 12
| 1 | 2020-02-08 20:30 | 2020-02-08 20:36 | 6
| 2 | 2020-02-08 23:00 | 2020-02-10 13:54 | 2334
| 27 | 2020-02-09 00:32 | 2020-02-09 10:04 | 572
| 2 | 2020-02-09 06:22 | 2020-02-09 07:13 | 51
| 1 | 2020-02-09 06:22 | 2020-02-09 07:15 | 53
| 15 | 2020-02-09 06:29 | 2020-02-09 08:15 | 106
| 22 | 2020-02-09 07:34 | 2020-02-09 07:40 | 6
| 1 | 2020-02-09 07:35 | 2020-02-09 07:40 | 5
| 43 | 2020-02-09 07:35 | 2020-02-09 07:57 | 22
| 61 | 2020-02-09 07:35 | 2020-02-09 08:38 | 63
| 1 | 2020-02-09 08:38 | 2020-02-09 08:44 | 6
| 1 | 2020-02-09 09:02 | 2020-02-09 09:23 | 21
| 1 | 2020-02-09 09:03 | 2020-02-09 09:09 | 6
| 1 | 2020-02-09 09:13 | 2020-02-09 09:19 | 6
| 5 | 2020-02-09 09:13 | 2020-02-09 09:54 | 41
| 1 | 2020-02-09 11:15 | 2020-02-09 12:15 | 60
| 13 | 2020-02-09 11:15 | 2020-02-09 12:18 | 63
| 1 | 2020-02-09 11:31 | 2020-02-09 21:29 | 598
| 3 | 2020-02-09 12:06 | 2020-02-09 12:12 | 6
| 86 | 2020-02-09 12:09 | 2020-02-09 12:24 | 15
| 3 | 2020-02-09 12:20 | 2020-02-09 13:24 | 64
| 13 | 2020-02-09 12:28 | 2020-02-09 12:48 | 20
| 1 | 2020-02-09 12:38 | 2020-02-09 12:44 | 6
| 31 | 2020-02-09 12:47 | 2020-02-09 12:53 | 6
| 139 | 2020-02-09 12:50 | 2020-02-09 12:56 | 6
| 1 | 2020-02-09 13:18 | 2020-02-09 13:34 | 16
| 61 | 2020-02-09 13:21 | 2020-02-09 13:35 | 14
| 87 | 2020-02-09 13:42 | 2020-02-09 18:16 | 274
| 2 | 2020-02-09 14:31 | 2020-02-09 14:37 | 6
| 2 | 2020-02-09 15:05 | 2020-02-09 15:06 | 1
| 1 | 2020-02-09 16:57 | 2020-02-09 17:25 | 28
| 5557 | 2020-02-09 17:02 | 2020-02-09 17:14 | 12
| 1 | 2020-02-09 17:05 | 2020-02-09 17:11 | 6
| 1 | 2020-02-09 17:23 | 2020-02-09 18:11 | 48
| 42 | 2020-02-09 17:31 | 2020-02-09 17:48 | 17
| 1 | 2020-02-09 18:06 | 2020-02-09 18:12 | 6
| 1 | 2020-02-09 18:10 | 2020-02-09 18:15 | 5
| 1 | 2020-02-09 18:18 | 2020-02-09 18:24 | 6
| 70 | 2020-02-09 19:08 | 2020-02-09 19:23 | 15
| 1 | 2020-02-09 21:15 | 2020-02-09 21:21 | 6
| 103 | 2020-02-09 23:07 | 2020-02-09 23:15 | 8
| 5 | 2020-02-10 05:07 | 2020-02-10 05:41 | 34
| 35 | 2020-02-10 05:23 | 2020-02-10 05:30 | 7
| 17 | 2020-02-10 06:53 | 2020-02-10 07:11 | 18
| 1401 | 2020-02-10 07:07 | 2020-02-10 07:14 | 7
| 3 | 2020-02-10 07:07 | 2020-02-10 09:07 | 120
| 1 | 2020-02-10 07:21 | 2020-02-10 07:27 | 6
| 1 | 2020-02-10 07:29 | 2020-02-10 07:35 | 6
| 14 | 2020-02-10 07:37 | 2020-02-10 08:13 | 36
| 3 | 2020-02-10 07:38 | 2020-02-10 08:59 | 81
| 1 | 2020-02-10 07:56 | 2020-02-10 08:02 | 6
| 1 | 2020-02-10 08:31 | 2020-02-10 08:37 | 6
| 1 | 2020-02-10 08:32 | 2020-02-10 08:37 | 5
| 2 | 2020-02-10 08:40 | 2020-02-10 08:47 | 7
| 21 | 2020-02-10 08:41 | 2020-02-10 10:40 | 119
| 1 | 2020-02-10 09:09 | 2020-02-10 09:15 | 6
| 1 | 2020-02-10 09:12 | 2020-02-10 09:17 | 5
| 32 | 2020-02-10 09:13 | 2020-02-10 09:35 | 22
| 1 | 2020-02-10 10:00 | 2020-02-10 10:13 | 13
| 1 | 2020-02-10 10:17 | 2020-02-10 10:22 | 5
| 1 | 2020-02-10 10:21 | 2020-02-10 10:27 | 6
| 1 | 2020-02-10 10:30 | 2020-02-10 10:36 | 6
| 2 | 2020-02-10 10:39 | 2020-02-10 10:45 | 6
| 5 | 2020-02-10 10:39 | 2020-02-10 11:24 | 45
| 1 | 2020-02-10 10:57 | 2020-02-10 11:04 | 7
| 1 | 2020-02-10 10:58 | 2020-02-10 11:29 | 31
| 84 | 2020-02-10 11:00 | 2020-02-10 11:01 | 1
| 3 | 2020-02-10 11:10 | 2020-02-10 11:14 | 4
| 2 | 2020-02-10 11:40 | 2020-02-10 11:46 | 6
| 1 | 2020-02-10 12:00 | 2020-02-10 15:18 | 198
| 1 | 2020-02-10 12:52 | 2020-02-10 12:58 | 6
| 1 | 2020-02-10 12:56 | 2020-02-10 13:02 | 6
| 3 | 2020-02-10 13:05 | 2020-02-10 13:11 | 6
| 21 | 2020-02-10 13:21 | 2020-02-10 13:43 | 22
| 1 | 2020-02-10 13:46 | 2020-02-10 13:52 | 6
| 17 | 2020-02-10 14:04 | 2020-02-10 14:21 | 17
| 3 | 2020-02-10 14:33 | 2020-02-10 15:07 | 34
| 1 | 2020-02-10 14:42 | 2020-02-10 15:13 | 31
| 14 | 2020-02-10 14:56 | 2020-02-10 15:18 | 22
| 23 | 2020-02-10 15:22 | 2020-02-10 15:59 | 37
| 72 | 2020-02-10 16:54 | 2020-02-10 17:18 | 24
| 2 | 2020-02-10 17:18 | 2020-02-10 17:24 | 6
| 12 | 2020-02-10 18:11 | 2020-02-10 18:19 | 8
| 33 | 2020-02-10 18:14 | 2020-02-10 18:44 | 30
| 78 | 2020-02-10 19:23 | 2020-02-10 19:41 | 18
| 1 | 2020-02-10 20:47 | 2020-02-10 21:16 | 29
| 79 | 2020-02-10 20:48 | 2020-02-10 21:01 | 13
| 1 | 2020-02-10 21:27 | 2020-02-10 21:34 | 7
| 31 | 2020-02-10 21:46 | 2020-02-10 21:55 | 9
| 1 | 2020-02-10 21:47 | 2020-02-10 21:53 | 6
| 3 | 2020-02-11 03:01 | 2020-02-11 03:35 | 34
| 7 | 2020-02-11 03:11 | 2020-02-11 03:35 | 24
| 4 | 2020-02-11 05:50 | 2020-02-11 07:30 | 100
| 8 | 2020-02-11 05:50 | 2020-02-11 09:21 | 211
| 1 | 2020-02-11 05:54 | 2020-02-11 06:00 | 6
| 22 | 2020-02-11 07:41 | 2020-02-11 07:49 | 8
| 1 | 2020-02-11 08:40 | 2020-02-11 08:46 | 6
| 1 | 2020-02-11 08:46 | 2020-02-11 08:52 | 6
| 1 | 2020-02-11 08:47 | 2020-02-11 10:19 | 92
| 1 | 2020-02-11 08:57 | 2020-02-11 09:03 | 6
| 1 | 2020-02-11 09:07 | 2020-02-11 09:12 | 5
| 2 | 2020-02-11 09:19 | 2020-02-11 09:25 | 6
| 1 | 2020-02-11 09:40 | 2020-02-11 09:46 | 6
| 2 | 2020-02-11 09:46 | 2020-02-11 09:49 | 3
| 77 | 2020-02-11 10:00 | 2020-02-11 10:12 | 12
| 40 | 2020-02-11 10:12 | 2020-02-11 10:46 | 34
| 1 | 2020-02-11 10:36 | 2020-02-11 10:42 | 6
| 1 | 2020-02-11 11:06 | 2020-02-11 11:12 | 6
| 1 | 2020-02-11 12:00 | 2020-02-11 12:03 | 3
| 38 | 2020-02-11 12:50 | 2020-02-11 13:06 | 16
| 1 | 2020-02-11 13:20 | 2020-02-11 13:26 | 6
| 1 | 2020-02-11 13:37 | 2020-02-11 13:43 | 6
| 1 | 2020-02-11 14:28 | 2020-02-11 14:31 | 3
| 9 | 2020-02-11 15:34 | 2020-02-11 15:48 | 14
| 3 | 2020-02-11 15:54 | 2020-02-11 18:07 | 133
| 1 | 2020-02-11 15:58 | 2020-02-11 16:04 | 6
| 1 | 2020-02-11 16:10 | 2020-02-11 16:16 | 6
| 15 | 2020-02-11 16:44 | 2020-02-11 16:50 | 6
| 1 | 2020-02-11 16:58 | 2020-02-11 17:24 | 26
| 1 | 2020-02-11 17:10 | 2020-02-11 19:28 | 138
| 14 | 2020-02-11 17:17 | 2020-02-11 17:31 | 14
| 2 | 2020-02-11 17:17 | 2020-02-11 17:53 | 36
| 2 | 2020-02-11 17:39 | 2020-02-11 17:51 | 12
| 1 | 2020-02-11 17:58 | 2020-02-11 18:07 | 9
| 2 | 2020-02-11 18:11 | 2020-02-11 18:22 | 11
| 1 | 2020-02-11 18:45 | 2020-02-11 19:40 | 55
| 59 | 2020-02-11 18:47 | 2020-02-11 18:53 | 6
| 81 | 2020-02-11 19:34 | 2020-02-11 19:40 | 6
| 15 | 2020-02-11 19:58 | 2020-02-11 20:05 | 7
| 2 | 2020-02-11 20:59 | 2020-02-11 21:05 | 6
| 1 | 2020-02-11 21:08 | 2020-02-12 07:13 | 605
| 77 | 2020-02-11 21:23 | 2020-02-11 21:38 | 15
| 6 | 2020-02-11 21:23 | 2020-02-11 21:40 | 17
| 1 | 2020-02-11 22:00 | 2020-02-11 22:06 | 6
| 1 | 2020-02-11 23:22 | 2020-02-11 23:49 | 27
| 8 | 2020-02-12 01:08 | 2020-02-12 01:24 | 16
| 1 | 2020-02-12 02:28 | 2020-02-12 05:49 | 201
| 2 | 2020-02-12 02:33 | 2020-02-12 06:08 | 215
| 1 | 2020-02-12 05:06 | 2020-02-12 05:24 | 18
| 62 | 2020-02-12 06:10 | 2020-02-12 06:26 | 16
| 1 | 2020-02-12 06:18 | 2020-02-12 14:14 | 476
| 19 | 2020-02-12 06:30 | 2020-02-12 06:44 | 14
| 7 | 2020-02-12 07:01 | 2020-02-12 09:34 | 153
| 2 | 2020-02-12 07:02 | 2020-02-12 07:10 | 8
| 65 | 2020-02-12 07:02 | 2020-02-12 07:19 | 17
| 1 | 2020-02-12 07:17 | 2020-02-12 13:52 | 395
| 1 | 2020-02-12 07:37 | 2020-02-12 07:43 | 6
| 128 | 2020-02-12 07:59 | 2020-02-12 08:19 | 20
| 1 | 2020-02-12 07:59 | 2020-02-12 09:47 | 108
| 11 | 2020-02-12 08:06 | 2020-02-12 08:20 | 14
| 1 | 2020-02-12 08:20 | 2020-02-12 08:29 | 9
| 1 | 2020-02-12 08:34 | 2020-02-12 08:42 | 8
| 37 | 2020-02-12 08:34 | 2020-02-12 08:46 | 12
| 86 | 2020-02-12 09:25 | 2020-02-12 09:55 | 30
| 1 | 2020-02-12 09:48 | 2020-02-12 10:01 | 13
| 1 | 2020-02-12 10:21 | 2020-02-12 10:27 | 6
| 2 | 2020-02-12 10:23 | 2020-02-12 10:28 | 5
| 23 | 2020-02-12 10:33 | 2020-02-12 13:11 | 158
| 2 | 2020-02-12 11:26 | 2020-02-12 11:32 | 6
| 1 | 2020-02-12 11:44 | 2020-02-12 11:50 | 6
| 11 | 2020-02-12 12:02 | 2020-02-12 12:09 | 7
| 1 | 2020-02-12 12:07 | 2020-02-12 16:23 | 256
| 1 | 2020-02-12 12:10 | 2020-02-12 12:15 | 5
| 1 | 2020-02-12 12:44 | 2020-02-12 13:11 | 27
| 1 | 2020-02-12 13:11 | 2020-02-12 13:17 | 6
| 28 | 2020-02-12 13:12 | 2020-02-12 13:20 | 8
| 2 | 2020-02-12 13:56 | 2020-02-12 14:02 | 6
| 2 | 2020-02-12 14:47 | 2020-02-12 14:53 | 6
| 1184 | 2020-02-12 15:34 | 2020-02-12 15:47 | 13
| 5 | 2020-02-12 16:09 | 2020-02-12 16:15 | 6
| 1 | 2020-02-12 16:12 | 2020-02-12 17:14 | 62
| 1 | 2020-02-12 16:20 | 2020-02-12 16:26 | 6
| 1 | 2020-02-12 16:27 | 2020-02-12 18:11 | 104
| 1 | 2020-02-12 16:38 | 2020-02-12 17:46 | 68
| 2 | 2020-02-12 17:16 | 2020-02-12 20:22 | 186
| 1 | 2020-02-12 17:23 | 2020-02-12 17:29 | 6
| 5 | 2020-02-12 17:23 | 2020-02-12 18:09 | 46
| 1 | 2020-02-12 19:18 | 2020-02-12 19:45 | 27
| 1 | 2020-02-12 19:39 | 2020-02-12 19:45 | 6
| 3 | 2020-02-12 22:03 | 2020-02-12 22:20 | 17
| 4 | 2020-02-13 04:34 | 2020-02-13 07:19 | 165
| 1 | 2020-02-13 04:59 | 2020-02-13 06:04 | 65
| 1 | 2020-02-13 07:11 | 2020-02-13 07:17 | 6
| 1 | 2020-02-13 07:16 | 2020-02-13 07:45 | 29
| 1 | 2020-02-13 08:15 | 2020-02-13 08:21 | 6
| 1 | 2020-02-13 09:12 | 2020-02-13 09:24 | 12
| 1 | 2020-02-13 09:20 | 2020-02-13 09:25 | 5
| 2 | 2020-02-13 09:36 | 2020-02-13 11:43 | 127
| 1 | 2020-02-13 10:31 | 2020-02-13 10:37 | 6
| 3 | 2020-02-13 10:40 | 2020-02-13 10:46 | 6
| 1 | 2020-02-13 10:45 | 2020-02-13 10:50 | 5
| 1 | 2020-02-13 10:53 | 2020-02-13 13:40 | 167
| 1 | 2020-02-13 10:58 | 2020-02-13 11:04 | 6
| 25 | 2020-02-13 12:14 | 2020-02-13 12:23 | 9
| 1 | 2020-02-13 13:41 | 2020-02-13 13:47 | 6
| 1 | 2020-02-13 13:41 | 2020-02-13 13:48 | 7
| 2 | 2020-02-13 14:49 | 2020-02-13 14:55 | 6
| 1 | 2020-02-13 15:32 | 2020-02-13 15:38 | 6
| 1 | 2020-02-13 17:25 | 2020-02-13 17:35 | 10
| 10 | 2020-02-13 17:25 | 2020-02-13 17:37 | 12
| 1 | 2020-02-13 18:39 | 2020-02-13 19:54 | 75
| 54 | 2020-02-13 19:06 | 2020-02-13 19:14 | 8
| 1 | 2020-02-13 19:31 | 2020-02-13 20:00 | 29
| 1 | 2020-02-13 20:07 | 2020-02-13 20:13 | 6
| 1 | 2020-02-13 20:31 | 2020-02-13 20:37 | 6
| 1 | 2020-02-13 20:45 | 2020-02-13 20:51 | 6
| 2 | 2020-02-14 00:06 | 2020-02-14 06:33 | 387
| 1 | 2020-02-14 00:06 | 2020-02-14 06:48 | 402
| 1 | 2020-02-14 00:11 | 2020-02-14 00:25 | 14
| 2 | 2020-02-14 03:47 | 2020-02-14 06:20 | 153
| 1 | 2020-02-14 04:03 | 2020-02-14 06:10 | 127
| 1 | 2020-02-14 04:30 | 2020-02-14 06:42 | 132
| 1 | 2020-02-14 08:00 | 2020-02-14 08:47 | 47
| 2 | 2020-02-14 09:05 | 2020-02-14 09:07 | 2
| 1 | 2020-02-14 09:14 | 2020-02-14 09:25 | 11
| 3 | 2020-02-14 09:15 | 2020-02-14 10:04 | 49
| 1 | 2020-02-14 09:37 | 2020-02-14 10:13 | 36
| 1 | 2020-02-14 09:39 | 2020-02-14 09:45 | 6
| 1 | 2020-02-14 10:14 | 2020-02-14 10:19 | 5
| 1 | 2020-02-14 10:18 | 2020-02-14 10:24 | 6
| 83 | 2020-02-14 11:28 | 2020-02-14 12:26 | 58
| 3 | 2020-02-14 12:13 | 2020-02-14 16:20 | 247
| 1 | 2020-02-14 12:20 | 2020-02-14 12:25 | 5
| 1 | 2020-02-14 12:24 | 2020-02-14 12:42 | 18
| 19 | 2020-02-14 12:28 | 2020-02-14 12:35 | 7
| 1566 | 2020-02-14 12:30 | 2020-02-14 12:37 | 7
| 30 | 2020-02-14 12:38 | 2020-02-14 12:47 | 9
| 3 | 2020-02-14 12:40 | 2020-02-14 13:07 | 27
| 1425 | 2020-02-14 12:53 | 2020-02-14 13:00 | 7
| 1 | 2020-02-14 12:53 | 2020-02-14 13:49 | 56
| 2 | 2020-02-14 12:56 | 2020-02-15 14:13 | 1517
| 29 | 2020-02-14 13:03 | 2020-02-14 13:11 | 8
| 50 | 2020-02-14 13:04 | 2020-02-14 13:49 | 45
| 1 | 2020-02-14 13:04 | 2020-02-14 15:09 | 125
| 1249 | 2020-02-14 13:05 | 2020-02-14 13:11 | 6
| 154 | 2020-02-14 13:07 | 2020-02-14 13:20 | 13
| 1 | 2020-02-14 13:09 | 2020-02-14 13:15 | 6
| 1 | 2020-02-14 13:12 | 2020-02-14 19:03 | 351
| 59 | 2020-02-14 13:13 | 2020-02-14 13:18 | 5
| 53 | 2020-02-14 13:13 | 2020-02-14 13:26 | 13
| 42 | 2020-02-14 13:15 | 2020-02-14 13:22 | 7
| 2 | 2020-02-14 13:15 | 2020-02-14 21:48 | 513
| 33 | 2020-02-14 13:20 | 2020-02-14 13:27 | 7
| 1 | 2020-02-14 13:22 | 2020-02-14 13:28 | 6
| 30 | 2020-02-14 13:22 | 2020-02-14 14:36 | 74
| 5271 | 2020-02-14 13:25 | 2020-02-14 13:42 | 17
| 1 | 2020-02-14 13:27 | 2020-02-14 13:33 | 6
| 52 | 2020-02-14 13:27 | 2020-02-14 13:49 | 22
| 411 | 2020-02-14 13:30 | 2020-02-14 13:37 | 7
| 5 | 2020-02-14 13:40 | 2020-02-14 13:56 | 16
| 38 | 2020-02-14 13:40 | 2020-02-14 14:02 | 22
| 1 | 2020-02-14 13:40 | 2020-02-14 14:49 | 69
| 2 | 2020-02-14 13:40 | 2020-02-15 08:55 | 1155
| 1 | 2020-02-14 13:41 | 2020-02-14 13:47 | 6
| 33 | 2020-02-14 13:41 | 2020-02-14 15:20 | 99
| 9 | 2020-02-14 13:48 | 2020-02-14 13:56 | 8
| 1 | 2020-02-14 13:48 | 2020-02-14 13:57 | 9
| 1 | 2020-02-14 13:54 | 2020-02-14 14:01 | 7
| 1 | 2020-02-14 13:58 | 2020-02-14 14:15 | 17
| 1 | 2020-02-14 14:01 | 2020-02-15 06:43 | 1002
| 1 | 2020-02-14 14:01 | 2020-02-15 08:26 | 1105
| 29 | 2020-02-14 14:01 | 2020-02-15 08:27 | 1106
| 10 | 2020-02-14 14:03 | 2020-02-14 14:30 | 27
| 6 | 2020-02-14 14:03 | 2020-02-14 15:27 | 84
| 1 | 2020-02-14 14:05 | 2020-02-14 14:51 | 46
| 1 | 2020-02-14 14:07 | 2020-02-14 14:13 | 6
| 87 | 2020-02-14 14:09 | 2020-02-14 14:30 | 21
| 84 | 2020-02-14 14:10 | 2020-02-14 21:17 | 427
| 1 | 2020-02-14 14:13 | 2020-02-14 14:20 | 7
| 26 | 2020-02-14 14:13 | 2020-02-14 14:27 | 14
| 6 | 2020-02-14 14:14 | 2020-02-14 15:30 | 76
| 68 | 2020-02-14 14:17 | 2020-02-14 14:25 | 8
| 1 | 2020-02-14 14:21 | 2020-02-14 14:27 | 6
| 13 | 2020-02-14 14:21 | 2020-02-14 15:57 | 96
| 14 | 2020-02-14 14:21 | 2020-02-14 16:51 | 150
| 13 | 2020-02-14 14:24 | 2020-02-14 14:31 | 7
| 13 | 2020-02-14 14:24 | 2020-02-14 15:49 | 85
| 883 | 2020-02-14 14:26 | 2020-02-14 14:37 | 11
| 23 | 2020-02-14 14:27 | 2020-02-14 15:11 | 44
| 23 | 2020-02-14 14:29 | 2020-02-14 15:52 | 83
| 8 | 2020-02-14 14:30 | 2020-02-14 14:43 | 13
| 1 | 2020-02-14 14:31 | 2020-02-14 14:37 | 6
| 65 | 2020-02-14 14:33 | 2020-02-14 14:43 | 10
| 66 | 2020-02-14 14:33 | 2020-02-14 14:56 | 23
| 48 | 2020-02-14 14:33 | 2020-02-14 15:02 | 29
| 1 | 2020-02-14 14:33 | 2020-02-15 09:18 | 1125
| 2 | 2020-02-14 14:35 | 2020-02-14 14:41 | 6
| 1922 | 2020-02-14 14:36 | 2020-02-14 15:02 | 26
| 1 | 2020-02-14 14:36 | 2020-02-15 08:40 | 1084
| 13 | 2020-02-14 14:36 | 2020-02-15 11:53 | 1277
| 1 | 2020-02-14 14:37 | 2020-02-14 14:43 | 6
| 1 | 2020-02-14 14:39 | 2020-02-14 18:16 | 217
| 1 | 2020-02-14 14:39 | 2020-02-15 09:23 | 1124
| 2 | 2020-02-14 14:40 | 2020-02-14 15:36 | 56
| 91 | 2020-02-14 14:41 | 2020-02-14 14:58 | 17
| 1568 | 2020-02-14 14:41 | 2020-02-14 15:00 | 19
| 8 | 2020-02-14 14:41 | 2020-02-14 15:01 | 20
| 18 | 2020-02-14 14:41 | 2020-02-14 15:02 | 21
| 12 | 2020-02-14 14:41 | 2020-02-14 15:03 | 22
| 6 | 2020-02-14 14:41 | 2020-02-14 15:07 | 26
| 4 | 2020-02-14 14:41 | 2020-02-14 15:08 | 27
| 42 | 2020-02-14 14:41 | 2020-02-14 15:19 | 38
| 1 | 2020-02-14 14:41 | 2020-02-14 15:38 | 57
| 17 | 2020-02-14 14:41 | 2020-02-14 15:39 | 58
| 4 | 2020-02-14 14:41 | 2020-02-14 15:47 | 66
| 25 | 2020-02-14 14:41 | 2020-02-14 16:01 | 80
| 55 | 2020-02-14 14:41 | 2020-02-14 16:02 | 81
| 8 | 2020-02-14 14:41 | 2020-02-14 16:03 | 82
| 40 | 2020-02-14 14:41 | 2020-02-14 16:04 | 83
| 13 | 2020-02-14 14:41 | 2020-02-14 16:07 | 86
| 1 | 2020-02-14 14:41 | 2020-02-14 16:09 | 88
| 30 | 2020-02-14 14:41 | 2020-02-14 16:13 | 92
| 4 | 2020-02-14 14:41 | 2020-02-14 16:18 | 97
| 1 | 2020-02-14 14:41 | 2020-02-14 18:20 | 219
| 52 | 2020-02-14 14:41 | 2020-02-14 18:30 | 229
| 275 | 2020-02-14 14:42 | 2020-02-14 14:56 | 14
| 29 | 2020-02-14 14:42 | 2020-02-14 14:57 | 15
| 20 | 2020-02-14 14:42 | 2020-02-14 14:59 | 17
| 14 | 2020-02-14 14:43 | 2020-02-14 14:50 | 7
| 20 | 2020-02-14 14:43 | 2020-02-14 14:59 | 16
| 45 | 2020-02-14 14:43 | 2020-02-14 18:15 | 212
| 1 | 2020-02-14 14:43 | 2020-02-14 19:07 | 264
| 2 | 2020-02-14 14:46 | 2020-02-14 14:52 | 6
| 68 | 2020-02-14 14:46 | 2020-02-14 14:56 | 10
| 25 | 2020-02-14 14:46 | 2020-02-14 15:06 | 20
| 36 | 2020-02-14 14:46 | 2020-02-14 15:24 | 38
| 759 | 2020-02-14 14:46 | 2020-02-14 15:35 | 49
| 2 | 2020-02-14 14:47 | 2020-02-14 14:52 | 5
| 193 | 2020-02-14 14:49 | 2020-02-14 14:56 | 7
| 56 | 2020-02-14 14:49 | 2020-02-14 15:00 | 11
| 17 | 2020-02-14 14:49 | 2020-02-14 15:07 | 18
| 93 | 2020-02-14 14:49 | 2020-02-14 15:10 | 21
| 40 | 2020-02-14 14:49 | 2020-02-14 15:12 | 23
| 24 | 2020-02-14 14:49 | 2020-02-14 15:13 | 24
| 104 | 2020-02-14 14:49 | 2020-02-14 15:14 | 25
| 4 | 2020-02-14 14:49 | 2020-02-14 15:20 | 31
| 47 | 2020-02-14 14:49 | 2020-02-14 15:25 | 36
| 61 | 2020-02-14 14:49 | 2020-02-14 15:30 | 41
| 5 | 2020-02-14 14:49 | 2020-02-14 15:33 | 44
| 96 | 2020-02-14 14:50 | 2020-02-14 15:07 | 17
| 4 | 2020-02-14 14:50 | 2020-02-14 15:09 | 19
| 75 | 2020-02-14 14:50 | 2020-02-14 15:16 | 26
| 15 | 2020-02-14 14:50 | 2020-02-14 15:31 | 41
| 62 | 2020-02-14 14:50 | 2020-02-14 15:34 | 44
| 48 | 2020-02-14 14:50 | 2020-02-14 15:37 | 47
| 1 | 2020-02-14 14:50 | 2020-02-14 17:31 | 161
| 2 | 2020-02-14 14:51 | 2020-02-14 14:56 | 5
| 16 | 2020-02-14 14:51 | 2020-02-14 14:59 | 8
| 17 | 2020-02-14 14:51 | 2020-02-14 17:16 | 145
| 1 | 2020-02-14 14:52 | 2020-02-14 14:57 | 5
| 49 | 2020-02-14 14:52 | 2020-02-14 15:06 | 14
| 25 | 2020-02-14 14:52 | 2020-02-14 15:40 | 48
| 1 | 2020-02-14 14:52 | 2020-02-14 16:25 | 93
| 1 | 2020-02-14 14:55 | 2020-02-14 15:01 | 6
| 367 | 2020-02-14 14:55 | 2020-02-14 15:55 | 60
| 362 | 2020-02-14 14:59 | 2020-02-15 15:06 | 1447
| 1 | 2020-02-14 15:00 | 2020-02-15 08:00 | 1020
| 266 | 2020-02-14 15:01 | 2020-02-14 15:08 | 7
| 5 | 2020-02-14 15:01 | 2020-02-14 15:09 | 8
| 11 | 2020-02-14 15:01 | 2020-02-14 15:55 | 54
| 1 | 2020-02-14 15:02 | 2020-02-14 15:07 | 5
| 1 | 2020-02-14 15:02 | 2020-02-14 15:08 | 6
| 6 | 2020-02-14 15:02 | 2020-02-14 15:15 | 13
| 1 | 2020-02-14 15:02 | 2020-02-14 16:07 | 65
| 1 | 2020-02-14 15:05 | 2020-02-14 15:10 | 5
| 1 | 2020-02-14 15:06 | 2020-02-14 15:12 | 6
| 112 | 2020-02-14 15:09 | 2020-02-14 22:17 | 428
| 1 | 2020-02-14 15:10 | 2020-02-14 16:05 | 55
| 1 | 2020-02-14 15:15 | 2020-02-14 17:12 | 117
| 16 | 2020-02-14 15:16 | 2020-02-14 15:23 | 7
| 7 | 2020-02-14 15:18 | 2020-02-14 17:07 | 109
| 5 | 2020-02-14 15:20 | 2020-02-14 15:57 | 37
| 1 | 2020-02-14 15:22 | 2020-02-14 15:28 | 6
| 1 | 2020-02-14 15:23 | 2020-02-14 15:29 | 6
| 1 | 2020-02-14 15:28 | 2020-02-14 15:33 | 5
| 16 | 2020-02-14 15:28 | 2020-02-14 15:37 | 9
| 18 | 2020-02-14 15:28 | 2020-02-14 20:40 | 312
| 29 | 2020-02-14 15:29 | 2020-02-14 15:35 | 6
| 14 | 2020-02-14 15:33 | 2020-02-14 15:41 | 8
| 94 | 2020-02-14 15:33 | 2020-02-14 15:43 | 10
| 1 | 2020-02-14 15:35 | 2020-02-14 15:41 | 6
| 10 | 2020-02-14 15:35 | 2020-02-14 17:26 | 111
| 1 | 2020-02-14 15:38 | 2020-02-14 15:44 | 6
| 1 | 2020-02-14 15:38 | 2020-02-14 16:21 | 43
| 2 | 2020-02-14 15:40 | 2020-02-14 16:05 | 25
| 1 | 2020-02-14 15:40 | 2020-02-14 18:19 | 159
| 6 | 2020-02-14 15:41 | 2020-02-14 15:53 | 12
| 67 | 2020-02-14 15:41 | 2020-02-14 15:57 | 16
| 251 | 2020-02-14 15:48 | 2020-02-14 16:01 | 13
| 327 | 2020-02-14 15:48 | 2020-02-14 17:46 | 118
| 43 | 2020-02-14 15:51 | 2020-02-14 16:01 | 10
| 77 | 2020-02-14 15:53 | 2020-02-14 16:00 | 7
| 72 | 2020-02-14 15:53 | 2020-02-14 16:01 | 8
| 1 | 2020-02-14 15:53 | 2020-02-14 18:47 | 174
| 76 | 2020-02-14 15:54 | 2020-02-14 16:01 | 7
| 1 | 2020-02-14 15:55 | 2020-02-14 16:01 | 6
| 53 | 2020-02-14 15:55 | 2020-02-14 16:18 | 23
| 8 | 2020-02-14 15:56 | 2020-02-14 16:09 | 13
| 1 | 2020-02-14 15:56 | 2020-02-14 21:07 | 311
| 1 | 2020-02-14 15:59 | 2020-02-14 16:05 | 6
| 1 | 2020-02-14 16:06 | 2020-02-14 16:11 | 5
| 1 | 2020-02-14 16:06 | 2020-02-14 16:12 | 6
| 3 | 2020-02-14 16:10 | 2020-02-14 19:50 | 220
| 1 | 2020-02-14 16:12 | 2020-02-14 16:18 | 6
| 31 | 2020-02-14 16:12 | 2020-02-14 16:35 | 23
| 1 | 2020-02-14 16:12 | 2020-02-15 13:22 | 1270
| 1 | 2020-02-14 16:15 | 2020-02-14 17:10 | 55
| 1 | 2020-02-14 16:16 | 2020-02-14 16:22 | 6
| 1 | 2020-02-14 16:20 | 2020-02-14 18:10 | 110
| 1 | 2020-02-14 16:21 | 2020-02-15 13:56 | 1295
| 37 | 2020-02-14 16:22 | 2020-02-14 16:26 | 4
| 26 | 2020-02-14 16:23 | 2020-02-14 16:29 | 6
| 13 | 2020-02-14 16:23 | 2020-02-14 16:50 | 27
| 70 | 2020-02-14 16:24 | 2020-02-14 16:43 | 19
| 47 | 2020-02-14 16:24 | 2020-02-14 16:44 | 20
| 110 | 2020-02-14 16:24 | 2020-02-14 16:47 | 23
| 1 | 2020-02-14 16:25 | 2020-02-14 16:42 | 17
| 21 | 2020-02-14 16:25 | 2020-02-14 16:50 | 25
| 1 | 2020-02-14 16:26 | 2020-02-14 16:32 | 6
| 195 | 2020-02-14 16:26 | 2020-02-14 16:34 | 8
| 1 | 2020-02-14 16:28 | 2020-02-14 16:33 | 5
| 4 | 2020-02-14 16:28 | 2020-02-14 16:34 | 6
| 10 | 2020-02-14 16:28 | 2020-02-14 16:58 | 30
| 1 | 2020-02-14 16:29 | 2020-02-14 16:35 | 6
| 18 | 2020-02-14 16:29 | 2020-02-14 16:36 | 7
| 9 | 2020-02-14 16:29 | 2020-02-14 16:42 | 13
| 1 | 2020-02-14 16:30 | 2020-02-14 16:36 | 6
| 38 | 2020-02-14 16:30 | 2020-02-14 16:38 | 8
| 89 | 2020-02-14 16:30 | 2020-02-14 16:41 | 11
| 144 | 2020-02-14 16:30 | 2020-02-14 16:48 | 18
| 1 | 2020-02-14 16:30 | 2020-02-14 21:34 | 304
| 1 | 2020-02-14 16:32 | 2020-02-14 16:38 | 6
| 2 | 2020-02-14 16:33 | 2020-02-14 16:39 | 6
| 1 | 2020-02-14 16:33 | 2020-02-14 19:10 | 157
| 3 | 2020-02-14 16:35 | 2020-02-14 16:41 | 6
| 33 | 2020-02-14 16:35 | 2020-02-14 16:45 | 10
| 1 | 2020-02-14 16:36 | 2020-02-14 16:41 | 5
| 2 | 2020-02-14 16:37 | 2020-02-14 16:43 | 6
| 27 | 2020-02-14 16:37 | 2020-02-14 20:35 | 238
| 1 | 2020-02-14 16:41 | 2020-02-14 16:47 | 6
| 2 | 2020-02-14 16:44 | 2020-02-14 16:50 | 6
| 1 | 2020-02-14 16:50 | 2020-02-14 16:55 | 5
| 194 | 2020-02-14 16:50 | 2020-02-14 16:59 | 9
| 8 | 2020-02-14 16:50 | 2020-02-15 17:23 | 1473
| 1 | 2020-02-14 16:54 | 2020-02-14 17:00 | 6
| 1 | 2020-02-14 17:03 | 2020-02-14 17:09 | 6
| 6 | 2020-02-14 17:03 | 2020-02-14 21:50 | 287
| 35 | 2020-02-14 17:05 | 2020-02-14 17:31 | 26
| 1 | 2020-02-14 17:05 | 2020-02-14 20:52 | 227
| 2 | 2020-02-14 17:08 | 2020-02-14 17:14 | 6
| 1 | 2020-02-14 17:13 | 2020-02-14 17:19 | 6
| 7 | 2020-02-14 17:14 | 2020-02-14 17:20 | 6
| 1 | 2020-02-14 17:16 | 2020-02-14 17:22 | 6
| 1 | 2020-02-14 17:21 | 2020-02-14 17:27 | 6
| 1 | 2020-02-14 17:29 | 2020-02-14 17:35 | 6
| 2 | 2020-02-14 17:30 | 2020-02-14 20:34 | 184
| 1 | 2020-02-14 17:32 | 2020-02-14 17:38 | 6
| 27 | 2020-02-14 17:32 | 2020-02-14 17:40 | 8
| 2 | 2020-02-14 17:32 | 2020-02-14 20:50 | 198
| 1 | 2020-02-14 17:34 | 2020-02-14 17:40 | 6
| 1 | 2020-02-14 17:35 | 2020-02-14 18:13 | 38
| 110 | 2020-02-14 17:35 | 2020-02-14 18:27 | 52
| 16 | 2020-02-14 17:37 | 2020-02-14 17:46 | 9
| 2 | 2020-02-14 17:39 | 2020-02-14 17:45 | 6
| 29 | 2020-02-14 17:46 | 2020-02-14 17:57 | 11
| 7 | 2020-02-14 17:46 | 2020-02-14 17:58 | 12
| 1 | 2020-02-14 17:47 | 2020-02-14 18:17 | 30
| 3 | 2020-02-14 17:50 | 2020-02-14 17:56 | 6
| 9 | 2020-02-14 17:50 | 2020-02-14 18:27 | 37
| 8 | 2020-02-14 17:50 | 2020-02-14 18:28 | 38
| 3 | 2020-02-14 17:51 | 2020-02-14 17:57 | 6
| 30 | 2020-02-14 17:51 | 2020-02-14 18:24 | 33
| 5 | 2020-02-14 17:51 | 2020-02-14 18:28 | 37
| 591 | 2020-02-14 17:51 | 2020-02-14 19:26 | 95
| 1 | 2020-02-14 17:54 | 2020-02-15 07:44 | 830
| 2 | 2020-02-14 17:59 | 2020-02-14 18:07 | 8
| 7 | 2020-02-14 17:59 | 2020-02-14 20:35 | 156
| 1 | 2020-02-14 18:01 | 2020-02-14 18:07 | 6
| 1 | 2020-02-14 18:01 | 2020-02-15 10:13 | 972
| 3 | 2020-02-14 18:05 | 2020-02-14 19:02 | 57
| 3 | 2020-02-14 18:05 | 2020-02-15 00:26 | 381
| 1 | 2020-02-14 18:06 | 2020-02-14 18:33 | 27
| 3 | 2020-02-14 18:13 | 2020-02-15 08:05 | 832
| 2 | 2020-02-14 18:14 | 2020-02-14 18:20 | 6
| 23 | 2020-02-14 18:14 | 2020-02-14 19:23 | 69
| 1 | 2020-02-14 18:15 | 2020-02-14 18:21 | 6
| 1 | 2020-02-14 18:16 | 2020-02-14 18:22 | 6
| 4 | 2020-02-14 18:16 | 2020-02-14 18:25 | 9
| 1 | 2020-02-14 18:18 | 2020-02-14 18:25 | 7
| 13 | 2020-02-14 18:18 | 2020-02-14 19:57 | 99
| 4 | 2020-02-14 18:20 | 2020-02-14 18:26 | 6
| 93 | 2020-02-14 18:20 | 2020-02-14 19:12 | 52
| 507 | 2020-02-14 18:20 | 2020-02-14 19:37 | 77
| 1 | 2020-02-14 18:22 | 2020-02-14 18:53 | 31
| 19 | 2020-02-14 18:22 | 2020-02-14 19:31 | 69
| 33 | 2020-02-14 18:22 | 2020-02-14 21:54 | 212
| 67 | 2020-02-14 18:22 | 2020-02-14 22:48 | 266
| 1 | 2020-02-14 18:26 | 2020-02-14 18:45 | 19
| 3 | 2020-02-14 18:26 | 2020-02-14 19:27 | 61
| 1 | 2020-02-14 18:28 | 2020-02-14 18:34 | 6
| 3 | 2020-02-14 18:28 | 2020-02-14 19:22 | 54
| 1 | 2020-02-14 18:29 | 2020-02-14 18:35 | 6
| 1 | 2020-02-14 18:39 | 2020-02-14 18:45 | 6
| 1 | 2020-02-14 18:39 | 2020-02-14 18:47 | 8
| 1 | 2020-02-14 18:40 | 2020-02-14 18:59 | 19
| 4 | 2020-02-14 18:40 | 2020-02-14 20:15 | 95
| 3 | 2020-02-14 18:41 | 2020-02-14 18:48 | 7
| 69 | 2020-02-14 18:47 | 2020-02-14 20:34 | 107
| 26 | 2020-02-14 18:47 | 2020-02-14 20:36 | 109
| 1 | 2020-02-14 18:51 | 2020-02-14 18:57 | 6
| 2 | 2020-02-14 18:51 | 2020-02-14 19:57 | 66
| 1 | 2020-02-14 19:08 | 2020-02-14 19:14 | 6
| 1 | 2020-02-14 19:08 | 2020-02-14 23:09 | 241
| 1 | 2020-02-14 19:14 | 2020-02-14 19:20 | 6
| 1 | 2020-02-14 19:23 | 2020-02-14 19:28 | 5
| 1 | 2020-02-14 19:29 | 2020-02-14 19:35 | 6
| 2 | 2020-02-14 19:37 | 2020-02-14 19:43 | 6
| 1 | 2020-02-14 19:58 | 2020-02-14 20:04 | 6
| 1 | 2020-02-14 20:06 | 2020-02-14 20:12 | 6
| 21 | 2020-02-14 20:06 | 2020-02-14 21:26 | 80
| 60 | 2020-02-14 20:14 | 2020-02-14 20:21 | 7
| 1 | 2020-02-14 20:23 | 2020-02-14 20:29 | 6
| 26 | 2020-02-14 20:27 | 2020-02-15 06:18 | 591
| 1 | 2020-02-14 20:28 | 2020-02-14 20:34 | 6
| 1 | 2020-02-14 20:34 | 2020-02-14 20:41 | 7
| 1 | 2020-02-14 20:35 | 2020-02-14 20:41 | 6
| 1 | 2020-02-14 20:37 | 2020-02-14 20:42 | 5
| 1 | 2020-02-14 20:41 | 2020-02-14 20:47 | 6
| 1 | 2020-02-14 20:53 | 2020-02-15 06:43 | 590
| 5 | 2020-02-14 21:00 | 2020-02-14 21:55 | 55
| 1 | 2020-02-14 21:00 | 2020-02-14 21:56 | 56
| 1 | 2020-02-14 21:04 | 2020-02-14 21:09 | 5
| 1 | 2020-02-14 21:08 | 2020-02-14 21:13 | 5
| 1 | 2020-02-14 21:09 | 2020-02-14 21:15 | 6
| 4 | 2020-02-14 21:09 | 2020-02-14 21:20 | 11
| 32 | 2020-02-14 21:09 | 2020-02-14 21:40 | 31
| 1 | 2020-02-14 21:15 | 2020-02-14 21:21 | 6
| 3 | 2020-02-14 21:15 | 2020-02-15 07:23 | 608
| 1 | 2020-02-14 21:18 | 2020-02-14 21:24 | 6
| 34 | 2020-02-14 21:22 | 2020-02-15 06:52 | 570
| 206 | 2020-02-14 21:24 | 2020-02-14 21:32 | 8
| 2 | 2020-02-14 21:35 | 2020-02-15 05:41 | 486
| 1 | 2020-02-14 21:38 | 2020-02-14 22:06 | 28
| 1 | 2020-02-14 21:41 | 2020-02-14 21:47 | 6
| 1 | 2020-02-14 21:58 | 2020-02-14 22:04 | 6
| 1 | 2020-02-14 22:04 | 2020-02-14 22:10 | 6
| 1 | 2020-02-14 22:21 | 2020-02-14 22:28 | 7
| 2 | 2020-02-14 22:30 | 2020-02-14 22:36 | 6
| 1 | 2020-02-14 23:08 | 2020-02-15 07:11 | 483
| 1 | 2020-02-14 23:08 | 2020-02-15 07:12 | 484
| 1 | 2020-02-14 23:16 | 2020-02-14 23:22 | 6
| 2 | 2020-02-15 00:32 | 2020-02-15 14:15 | 823
| 1 | 2020-02-15 02:06 | 2020-02-15 17:03 | 897
| 1 | 2020-02-15 04:02 | 2020-02-15 04:08 | 6
| 72 | 2020-02-15 04:07 | 2020-02-15 06:55 | 168
| 2 | 2020-02-15 04:52 | 2020-02-15 05:00 | 8
| 4 | 2020-02-15 06:32 | 2020-02-15 10:38 | 246
| 1 | 2020-02-15 06:52 | 2020-02-15 06:58 | 6
| 54 | 2020-02-15 06:53 | 2020-02-15 09:15 | 142
| 1 | 2020-02-15 07:05 | 2020-02-15 07:11 | 6
| 135 | 2020-02-15 07:05 | 2020-02-15 10:13 | 188
| 2 | 2020-02-15 07:09 | 2020-02-15 07:18 | 9
| 1 | 2020-02-15 07:17 | 2020-02-15 07:23 | 6
| 1 | 2020-02-15 07:28 | 2020-02-15 07:34 | 6
| 1 | 2020-02-15 07:46 | 2020-02-15 07:52 | 6
| 1 | 2020-02-15 07:49 | 2020-02-15 07:55 | 6
| 1 | 2020-02-15 07:53 | 2020-02-15 07:59 | 6
| 1 | 2020-02-15 07:58 | 2020-02-15 08:04 | 6
| 2 | 2020-02-15 08:04 | 2020-02-15 08:10 | 6
| 28 | 2020-02-15 08:04 | 2020-02-15 09:58 | 114
| 1 | 2020-02-15 08:14 | 2020-02-15 08:20 | 6
| 1 | 2020-02-15 08:14 | 2020-02-15 08:25 | 11
| 1 | 2020-02-15 08:14 | 2020-02-15 09:47 | 93
| 1 | 2020-02-15 08:20 | 2020-02-15 08:26 | 6
| 1 | 2020-02-15 08:20 | 2020-02-15 11:52 | 212
| 1 | 2020-02-15 08:24 | 2020-02-15 08:29 | 5
| 2 | 2020-02-15 08:24 | 2020-02-15 08:44 | 20
| 4 | 2020-02-15 08:40 | 2020-02-15 11:46 | 186
| 1 | 2020-02-15 08:42 | 2020-02-15 08:47 | 5
| 1 | 2020-02-15 08:44 | 2020-02-15 08:51 | 7
| 1 | 2020-02-15 08:57 | 2020-02-15 09:03 | 6
| 1 | 2020-02-15 08:59 | 2020-02-15 09:05 | 6
| 1 | 2020-02-15 09:00 | 2020-02-15 09:06 | 6
| 1 | 2020-02-15 09:01 | 2020-02-15 09:08 | 7
| 20 | 2020-02-15 09:01 | 2020-02-15 10:56 | 115
| 1 | 2020-02-15 09:02 | 2020-02-15 09:08 | 6
| 1 | 2020-02-15 09:33 | 2020-02-15 09:39 | 6
| 2 | 2020-02-15 09:53 | 2020-02-15 09:59 | 6
| 1 | 2020-02-15 10:08 | 2020-02-15 10:13 | 5
| 2 | 2020-02-15 10:21 | 2020-02-15 10:27 | 6
| 1 | 2020-02-15 10:29 | 2020-02-15 10:35 | 6
| 1 | 2020-02-15 10:30 | 2020-02-15 10:36 | 6
| 1 | 2020-02-15 10:31 | 2020-02-15 10:37 | 6
| 1 | 2020-02-15 10:54 | 2020-02-15 11:00 | 6
| 1 | 2020-02-15 11:01 | 2020-02-15 11:07 | 6
| 1 | 2020-02-15 11:23 | 2020-02-15 11:29 | 6
| 1 | 2020-02-15 11:26 | 2020-02-15 11:32 | 6
| 38 | 2020-02-15 11:26 | 2020-02-15 11:55 | 29
| 1 | 2020-02-15 11:31 | 2020-02-15 11:37 | 6
| 2 | 2020-02-15 11:34 | 2020-02-15 11:40 | 6
| 1 | 2020-02-15 12:15 | 2020-02-15 12:21 | 6
| 2 | 2020-02-15 12:20 | 2020-02-15 12:26 | 6
| 1 | 2020-02-15 12:48 | 2020-02-15 12:54 | 6
| 1 | 2020-02-15 12:59 | 2020-02-15 13:05 | 6
| 1 | 2020-02-15 13:12 | 2020-02-15 13:18 | 6
| 2 | 2020-02-15 13:20 | 2020-02-15 13:25 | 5
| 17 | 2020-02-15 13:45 | 2020-02-15 13:51 | 6
| 2 | 2020-02-15 13:54 | 2020-02-15 14:00 | 6
| 1 | 2020-02-15 14:15 | 2020-02-15 14:22 | 7
| 1 | 2020-02-15 14:29 | 2020-02-15 14:35 | 6
| 2 | 2020-02-15 14:48 | 2020-02-15 14:54 | 6
| 1 | 2020-02-15 14:51 | 2020-02-15 14:57 | 6
| 54 | 2020-02-15 14:55 | 2020-02-15 15:03 | 8
| 1 | 2020-02-15 15:26 | 2020-02-15 15:32 | 6
| 5 | 2020-02-15 17:13 | 2020-02-15 17:21 | 8
| 1 | 2020-02-15 17:17 | 2020-02-15 17:23 | 6
| 39 | 2020-02-15 18:10 | 2020-02-15 18:16 | 6
| 1 | 2020-02-15 19:45 | 2020-02-15 19:51 | 6
| 3 | 2020-02-15 22:52 | 2020-02-16 08:54 | 602
| 2 | 2020-02-15 22:58 | 2020-02-15 23:12 | 14
| 2 | 2020-02-15 23:34 | 2020-02-15 23:58 | 24
| 1 | 2020-02-16 00:19 | 2020-02-16 01:23 | 64
| 1 | 2020-02-16 07:08 | 2020-02-16 07:14 | 6
| 1 | 2020-02-16 07:19 | 2020-02-16 07:57 | 38
| 1 | 2020-02-16 08:18 | 2020-02-16 08:24 | 6
| 1 | 2020-02-16 08:27 | 2020-02-16 08:33 | 6
| 1 | 2020-02-16 08:27 | 2020-02-16 08:47 | 20
| 32 | 2020-02-16 09:01 | 2020-02-16 09:08 | 7
| 1 | 2020-02-16 09:12 | 2020-02-16 09:18 | 6
| 1 | 2020-02-16 09:28 | 2020-02-16 09:35 | 7
| 4 | 2020-02-16 09:40 | 2020-02-16 10:22 | 42
| 60 | 2020-02-16 09:46 | 2020-02-16 11:32 | 106
| 2 | 2020-02-16 10:34 | 2020-02-16 18:41 | 487
| 1 | 2020-02-16 10:42 | 2020-02-16 10:48 | 6
| 1 | 2020-02-16 11:06 | 2020-02-16 11:12 | 6
| 1 | 2020-02-16 11:13 | 2020-02-16 11:19 | 6
| 3 | 2020-02-16 11:57 | 2020-02-16 12:03 | 6
| 1 | 2020-02-16 12:12 | 2020-02-16 12:18 | 6
| 2 | 2020-02-16 13:06 | 2020-02-16 13:11 | 5
| 2 | 2020-02-16 13:29 | 2020-02-16 20:22 | 413
| 96 | 2020-02-16 13:42 | 2020-02-16 14:05 | 23
| 1 | 2020-02-16 13:59 | 2020-02-16 19:52 | 353
| 26 | 2020-02-16 14:06 | 2020-02-16 14:12 | 6
| 1 | 2020-02-16 14:11 | 2020-02-16 14:17 | 6
| 1 | 2020-02-16 14:51 | 2020-02-16 14:57 | 6
| 1 | 2020-02-16 15:21 | 2020-02-16 15:27 | 6
| 2 | 2020-02-16 15:23 | 2020-02-16 15:29 | 6
| 1 | 2020-02-16 15:54 | 2020-02-16 16:00 | 6
| 1 | 2020-02-16 17:05 | 2020-02-16 17:11 | 6
| 186 | 2020-02-16 17:05 | 2020-02-16 17:12 | 7
| 1 | 2020-02-16 17:33 | 2020-02-16 17:39 | 6
| 1 | 2020-02-16 17:42 | 2020-02-16 17:48 | 6
| 1 | 2020-02-16 19:27 | 2020-02-16 19:33 | 6
| 1 | 2020-02-16 20:39 | 2020-02-16 20:57 | 18
| 2 | 2020-02-17 00:11 | 2020-02-17 00:20 | 9
| 1 | 2020-02-17 03:55 | 2020-02-17 06:05 | 130
| 3 | 2020-02-17 07:43 | 2020-02-17 08:47 | 64
| 3240 | 2020-02-17 08:42 | 2020-02-17 08:48 | 6
| 1 | 2020-02-17 09:22 | 2020-02-17 09:28 | 6
| 1 | 2020-02-17 09:26 | 2020-02-17 09:32 | 6
| 3 | 2020-02-17 10:52 | 2020-02-17 10:57 | 5
| 1 | 2020-02-17 10:56 | 2020-02-17 11:02 | 6
| 3 | 2020-02-17 11:35 | 2020-02-17 11:41 | 6
| 1 | 2020-02-17 11:40 | 2020-02-17 11:47 | 7
| 1 | 2020-02-17 11:41 | 2020-02-17 11:47 | 6
| 1 | 2020-02-17 12:34 | 2020-02-17 12:40 | 6
| 1 | 2020-02-17 12:51 | 2020-02-17 12:57 | 6
| 1 | 2020-02-17 15:07 | 2020-02-17 15:14 | 7
| 3 | 2020-02-17 15:07 | 2020-02-17 17:52 | 165
| 1 | 2020-02-17 15:47 | 2020-02-17 15:53 | 6
| 1 | 2020-02-17 16:01 | 2020-02-17 16:07 | 6
| 14 | 2020-02-17 16:11 | 2020-02-17 16:45 | 34
| 2 | 2020-02-17 17:39 | 2020-02-17 17:45 | 6
| 1 | 2020-02-17 17:41 | 2020-02-17 17:47 | 6
| 1 | 2020-02-17 18:15 | 2020-02-17 18:25 | 10
| 183 | 2020-02-17 18:15 | 2020-02-17 18:28 | 13
| 1 | 2020-02-17 18:50 | 2020-02-17 19:13 | 23
| 2 | 2020-02-17 19:39 | 2020-02-17 20:19 | 40
| 114 | 2020-02-17 20:50 | 2020-02-17 21:03 | 13
| 4 | 2020-02-17 21:22 | 2020-02-17 22:11 | 49
| 1 | 2020-02-17 21:32 | 2020-02-17 22:01 | 29
| 1 | 2020-02-17 21:49 | 2020-02-17 21:54 | 5
| 1 | 2020-02-17 22:51 | 2020-02-17 22:57 | 6
| 1 | 2020-02-18 01:02 | 2020-02-18 01:16 | 14
| 4 | 2020-02-18 04:58 | 2020-02-18 05:07 | 9
| 2 | 2020-02-18 05:39 | 2020-02-18 07:38 | 119
| 5 | 2020-02-18 06:19 | 2020-02-18 21:04 | 885
| 9 | 2020-02-18 06:25 | 2020-02-18 06:34 | 9
| 1 | 2020-02-18 06:26 | 2020-02-18 07:04 | 38
| 1 | 2020-02-18 06:26 | 2020-02-18 10:31 | 245
| 2 | 2020-02-18 06:42 | 2020-02-18 06:49 | 7
| 2 | 2020-02-18 06:45 | 2020-02-18 08:02 | 77
| 10 | 2020-02-18 07:12 | 2020-02-18 07:30 | 18
| 1 | 2020-02-18 07:18 | 2020-02-18 07:23 | 5
| 16 | 2020-02-18 07:23 | 2020-02-18 07:47 | 24
| 56 | 2020-02-18 07:23 | 2020-02-18 08:11 | 48
| 3 | 2020-02-18 07:24 | 2020-02-18 07:57 | 33
| 1 | 2020-02-18 07:26 | 2020-02-18 13:05 | 339
| 1 | 2020-02-18 07:34 | 2020-02-18 07:39 | 5
| 11 | 2020-02-18 07:39 | 2020-02-18 07:53 | 14
| 36 | 2020-02-18 07:52 | 2020-02-18 08:21 | 29
| 54 | 2020-02-18 07:53 | 2020-02-18 08:06 | 13
| 16 | 2020-02-18 08:05 | 2020-02-18 08:55 | 50
| 1628 | 2020-02-18 08:09 | 2020-02-18 08:15 | 6
| 1 | 2020-02-18 08:09 | 2020-02-18 09:26 | 77
| 51 | 2020-02-18 08:09 | 2020-02-18 09:37 | 88
| 154 | 2020-02-18 08:09 | 2020-02-18 10:01 | 112
| 43 | 2020-02-18 08:11 | 2020-02-18 08:25 | 14
| 1 | 2020-02-18 08:27 | 2020-02-18 08:33 | 6
| 1 | 2020-02-18 08:31 | 2020-02-18 08:37 | 6
| 2 | 2020-02-18 08:37 | 2020-02-18 12:39 | 242
| 1 | 2020-02-18 08:47 | 2020-02-18 08:54 | 7
| 8 | 2020-02-18 08:47 | 2020-02-18 09:05 | 18
| 1 | 2020-02-18 09:09 | 2020-02-18 09:15 | 6
| 1 | 2020-02-18 09:12 | 2020-02-18 09:18 | 6
| 2 | 2020-02-18 09:17 | 2020-02-18 09:23 | 6
| 156 | 2020-02-18 09:39 | 2020-02-18 09:45 | 6
| 1 | 2020-02-18 09:43 | 2020-02-18 09:49 | 6
| 104 | 2020-02-18 09:44 | 2020-02-18 10:01 | 17
| 8 | 2020-02-18 09:49 | 2020-02-18 09:55 | 6
| 39 | 2020-02-18 09:54 | 2020-02-18 10:01 | 7
| 1 | 2020-02-18 10:04 | 2020-02-18 10:12 | 8
| 2 | 2020-02-18 10:18 | 2020-02-18 10:23 | 5
| 6 | 2020-02-18 10:27 | 2020-02-18 10:34 | 7
| 1 | 2020-02-18 10:29 | 2020-02-18 10:35 | 6
| 1 | 2020-02-18 10:49 | 2020-02-18 10:55 | 6
| 53 | 2020-02-18 10:56 | 2020-02-18 11:12 | 16
| 1 | 2020-02-18 11:01 | 2020-02-18 11:07 | 6
| 2 | 2020-02-18 11:18 | 2020-02-18 12:41 | 83
| 1 | 2020-02-18 11:21 | 2020-02-18 11:27 | 6
| 14 | 2020-02-18 11:21 | 2020-02-18 12:01 | 40
| 1022 | 2020-02-18 11:26 | 2020-02-18 11:32 | 6
| 1 | 2020-02-18 11:36 | 2020-02-18 11:42 | 6
| 119 | 2020-02-18 11:36 | 2020-02-18 11:50 | 14
| 1 | 2020-02-18 11:36 | 2020-02-18 16:21 | 285
| 10 | 2020-02-18 11:37 | 2020-02-18 12:46 | 69
| 1 | 2020-02-18 11:39 | 2020-02-18 11:50 | 11
| 1 | 2020-02-18 11:39 | 2020-02-18 12:33 | 54
| 5 | 2020-02-18 11:39 | 2020-02-18 12:34 | 55
| 1 | 2020-02-18 11:40 | 2020-02-18 14:55 | 195
| 34 | 2020-02-18 11:40 | 2020-02-18 16:10 | 270
| 1 | 2020-02-18 11:41 | 2020-02-18 12:01 | 20
| 6 | 2020-02-18 11:41 | 2020-02-18 15:21 | 220
| 11 | 2020-02-18 11:47 | 2020-02-18 12:04 | 17
| 1 | 2020-02-18 11:50 | 2020-02-18 11:56 | 6
| 1 | 2020-02-18 11:54 | 2020-02-18 12:00 | 6
| 26 | 2020-02-18 11:54 | 2020-02-18 12:01 | 7
| 1 | 2020-02-18 12:09 | 2020-02-18 12:15 | 6
| 7 | 2020-02-18 12:14 | 2020-02-18 12:35 | 21
| 382 | 2020-02-18 12:32 | 2020-02-18 12:39 | 7
| 1 | 2020-02-18 12:35 | 2020-02-18 12:41 | 6
| 1 | 2020-02-18 12:47 | 2020-02-18 12:53 | 6
| 1 | 2020-02-18 12:47 | 2020-02-18 13:32 | 45
| 1 | 2020-02-18 12:48 | 2020-02-18 12:53 | 5
| 69 | 2020-02-18 12:48 | 2020-02-18 12:55 | 7
| 7 | 2020-02-18 13:02 | 2020-02-18 13:14 | 12
| 1 | 2020-02-18 13:10 | 2020-02-18 13:16 | 6
| 1 | 2020-02-18 13:17 | 2020-02-18 13:23 | 6
| 66 | 2020-02-18 13:20 | 2020-02-18 13:32 | 12
| 1 | 2020-02-18 13:21 | 2020-02-18 14:15 | 54
| 4 | 2020-02-18 13:25 | 2020-02-18 13:53 | 28
| 5 | 2020-02-18 13:28 | 2020-02-18 13:34 | 6
| 1 | 2020-02-18 13:35 | 2020-02-18 13:40 | 5
| 4 | 2020-02-18 13:45 | 2020-02-18 13:50 | 5
| 1 | 2020-02-18 14:17 | 2020-02-18 15:40 | 83
| 1 | 2020-02-18 14:33 | 2020-02-18 14:38 | 5
| 2 | 2020-02-18 14:37 | 2020-02-18 15:13 | 36
| 19 | 2020-02-18 14:39 | 2020-02-18 15:18 | 39
| 5 | 2020-02-18 14:42 | 2020-02-18 14:49 | 7
| 2 | 2020-02-18 14:56 | 2020-02-18 15:02 | 6
| 1 | 2020-02-18 15:05 | 2020-02-18 15:14 | 9
| 44 | 2020-02-18 15:05 | 2020-02-18 16:36 | 91
| 2 | 2020-02-18 15:08 | 2020-02-18 15:14 | 6
| 1 | 2020-02-18 15:08 | 2020-02-18 19:43 | 275
| 2 | 2020-02-18 15:18 | 2020-02-18 16:12 | 54
| 1 | 2020-02-18 15:18 | 2020-02-18 17:08 | 110
| 3 | 2020-02-18 15:19 | 2020-02-18 15:25 | 6
| 1 | 2020-02-18 15:24 | 2020-02-18 15:30 | 6
| 1 | 2020-02-18 15:30 | 2020-02-18 15:35 | 5
| 1 | 2020-02-18 15:57 | 2020-02-18 16:03 | 6
| 1 | 2020-02-18 15:57 | 2020-02-18 19:01 | 184
| 1 | 2020-02-18 16:12 | 2020-02-18 16:18 | 6
| 1 | 2020-02-18 16:12 | 2020-02-18 16:33 | 21
| 9 | 2020-02-18 16:20 | 2020-02-18 22:41 | 381
| 4 | 2020-02-18 16:29 | 2020-02-18 17:06 | 37
| 2 | 2020-02-18 16:51 | 2020-02-18 18:51 | 120
| 1 | 2020-02-18 17:02 | 2020-02-18 17:08 | 6
| 3 | 2020-02-18 17:02 | 2020-02-18 17:09 | 7
| 1 | 2020-02-18 17:16 | 2020-02-18 20:57 | 221
| 4 | 2020-02-18 17:25 | 2020-02-18 18:21 | 56
| 10 | 2020-02-18 17:31 | 2020-02-18 17:42 | 11
| 4 | 2020-02-18 17:37 | 2020-02-18 17:58 | 21
| 65 | 2020-02-18 17:38 | 2020-02-18 17:44 | 6
| 1 | 2020-02-18 17:40 | 2020-02-18 18:38 | 58
| 1 | 2020-02-18 17:41 | 2020-02-18 20:11 | 150
| 22 | 2020-02-18 17:48 | 2020-02-18 18:04 | 16
| 1 | 2020-02-18 17:53 | 2020-02-18 18:10 | 17
| 1 | 2020-02-18 17:56 | 2020-02-18 19:12 | 76
| 1 | 2020-02-18 18:16 | 2020-02-18 18:22 | 6
| 1 | 2020-02-18 18:30 | 2020-02-18 18:36 | 6
| 4 | 2020-02-18 18:46 | 2020-02-18 18:52 | 6
| 1 | 2020-02-18 18:48 | 2020-02-18 18:54 | 6
| 2 | 2020-02-18 19:20 | 2020-02-18 19:26 | 6
| 1 | 2020-02-18 19:30 | 2020-02-18 19:36 | 6
| 1 | 2020-02-18 19:33 | 2020-02-18 19:39 | 6
| 1 | 2020-02-18 20:35 | 2020-02-18 20:41 | 6
| 1 | 2020-02-18 20:56 | 2020-02-18 22:02 | 66
| 1 | 2020-02-18 21:16 | 2020-02-18 21:22 | 6
| 10 | 2020-02-18 21:44 | 2020-02-18 21:50 | 6
| 2 | 2020-02-18 23:58 | 2020-02-19 00:29 | 31
| 1 | 2020-02-19 00:58 | 2020-02-19 10:13 | 555
| 2 | 2020-02-19 01:03 | 2020-02-19 03:44 | 161
| 3 | 2020-02-19 02:20 | 2020-02-19 03:23 | 63
| 1 | 2020-02-19 03:38 | 2020-02-19 08:01 | 263
| 1 | 2020-02-19 05:34 | 2020-02-19 07:33 | 119
| 1 | 2020-02-19 07:32 | 2020-02-19 07:37 | 5
| 1 | 2020-02-19 07:42 | 2020-02-19 07:48 | 6
| 42 | 2020-02-19 07:42 | 2020-02-19 08:38 | 56
| 1 | 2020-02-19 07:55 | 2020-02-19 08:02 | 7
| 1 | 2020-02-19 08:28 | 2020-02-19 08:34 | 6
| 1 | 2020-02-19 09:34 | 2020-02-19 11:34 | 120
| 2 | 2020-02-19 10:10 | 2020-02-19 10:16 | 6
| 1 | 2020-02-19 11:07 | 2020-02-19 11:13 | 6
| 1 | 2020-02-19 11:34 | 2020-02-19 17:11 | 337
| 2 | 2020-02-19 11:38 | 2020-02-19 11:42 | 4
| 39 | 2020-02-19 12:20 | 2020-02-19 12:26 | 6
| 2 | 2020-02-19 13:09 | 2020-02-19 13:15 | 6
| 1 | 2020-02-19 13:38 | 2020-02-19 14:13 | 35
| 2 | 2020-02-19 14:17 | 2020-02-19 14:20 | 3
| 8 | 2020-02-19 14:19 | 2020-02-19 14:25 | 6
| 1237 | 2020-02-19 14:23 | 2020-02-19 14:31 | 8
| 1 | 2020-02-19 14:34 | 2020-02-19 14:42 | 8
| 1 | 2020-02-19 14:43 | 2020-02-19 14:49 | 6
| 50 | 2020-02-19 15:18 | 2020-02-19 15:26 | 8
| 63 | 2020-02-19 15:21 | 2020-02-19 16:16 | 55
| 1 | 2020-02-19 15:26 | 2020-02-19 15:33 | 7
| 1 | 2020-02-19 15:46 | 2020-02-19 15:52 | 6
| 1 | 2020-02-19 16:12 | 2020-02-19 16:17 | 5
| 1 | 2020-02-19 18:31 | 2020-02-19 18:37 | 6
| 1 | 2020-02-19 19:11 | 2020-02-19 19:32 | 21
| 1 | 2020-02-19 19:18 | 2020-02-19 19:41 | 23
| 1 | 2020-02-19 21:24 | 2020-02-19 21:30 | 6
| 4 | 2020-02-19 21:45 | 2020-02-19 22:29 | 44
| 2 | 2020-02-19 23:00 | 2020-02-19 23:16 | 16
| 55 | 2020-02-20 00:35 | 2020-02-20 00:42 | 7
| 8 | 2020-02-20 00:41 | 2020-02-20 00:51 | 10
| 1 | 2020-02-20 07:09 | 2020-02-20 18:30 | 681
| 1 | 2020-02-20 08:42 | 2020-02-20 09:15 | 33
| 4 | 2020-02-20 08:48 | 2020-02-20 09:35 | 47
| 1 | 2020-02-20 08:49 | 2020-02-20 08:55 | 6
| 1 | 2020-02-20 09:05 | 2020-02-20 09:11 | 6
| 2 | 2020-02-20 09:26 | 2020-02-20 09:55 | 29
| 1 | 2020-02-20 09:32 | 2020-02-20 09:38 | 6
| 8 | 2020-02-20 09:36 | 2020-02-20 09:52 | 16
| 2 | 2020-02-20 09:42 | 2020-02-20 11:03 | 81
| 434 | 2020-02-20 09:53 | 2020-02-20 09:59 | 6
| 1 | 2020-02-20 09:55 | 2020-02-20 10:01 | 6
| 1 | 2020-02-20 10:39 | 2020-02-20 10:45 | 6
| 1 | 2020-02-20 13:17 | 2020-02-20 13:23 | 6
| 4 | 2020-02-20 14:24 | 2020-02-20 14:44 | 20
| 2 | 2020-02-20 14:27 | 2020-02-20 14:33 | 6
| 1 | 2020-02-20 16:22 | 2020-02-20 16:42 | 20
| 43 | 2020-02-20 16:22 | 2020-02-20 17:00 | 38
| 61 | 2020-02-20 16:22 | 2020-02-20 17:09 | 47
| 1 | 2020-02-20 16:37 | 2020-02-20 17:01 | 24
| 33 | 2020-02-20 17:46 | 2020-02-20 17:52 | 6
| 25 | 2020-02-20 17:46 | 2020-02-20 18:01 | 15
| 1 | 2020-02-20 17:50 | 2020-02-20 17:56 | 6
| 2 | 2020-02-20 17:58 | 2020-02-20 18:04 | 6
| 1 | 2020-02-20 17:59 | 2020-02-20 20:21 | 142
| 1 | 2020-02-20 18:12 | 2020-02-20 18:34 | 22
| 1 | 2020-02-20 18:20 | 2020-02-20 18:26 | 6
| 1 | 2020-02-20 23:20 | 2020-02-21 08:31 | 551
| 1 | 2020-02-21 05:21 | 2020-02-21 10:38 | 317
| 1 | 2020-02-21 06:26 | 2020-02-21 11:46 | 320
| 84 | 2020-02-21 07:18 | 2020-02-21 07:33 | 15
| 49 | 2020-02-21 07:57 | 2020-02-21 08:18 | 21
| 1 | 2020-02-21 09:04 | 2020-02-21 15:23 | 379
| 1 | 2020-02-21 09:07 | 2020-02-21 09:13 | 6
| 1 | 2020-02-21 09:09 | 2020-02-21 09:15 | 6
| 9 | 2020-02-21 09:33 | 2020-02-21 09:41 | 8
| 1 | 2020-02-21 09:45 | 2020-02-21 09:51 | 6
| 68 | 2020-02-21 09:47 | 2020-02-21 09:56 | 9
| 1 | 2020-02-21 10:09 | 2020-02-21 10:15 | 6
| 1 | 2020-02-21 10:14 | 2020-02-21 10:20 | 6
| 1 | 2020-02-21 10:55 | 2020-02-21 11:01 | 6
| 1 | 2020-02-21 12:05 | 2020-02-21 17:15 | 310
| 71 | 2020-02-21 12:52 | 2020-02-21 13:03 | 11
| 1 | 2020-02-21 12:58 | 2020-02-21 15:01 | 123
| 22 | 2020-02-21 13:15 | 2020-02-21 13:37 | 22
| 14 | 2020-02-21 14:03 | 2020-02-21 14:09 | 6
| 1 | 2020-02-21 16:35 | 2020-02-21 16:41 | 6
| 1 | 2020-02-21 17:32 | 2020-02-21 17:38 | 6
| 1 | 2020-02-21 18:01 | 2020-02-21 18:36 | 35
| 1 | 2020-02-21 18:23 | 2020-02-21 19:30 | 67
| 1 | 2020-02-21 18:33 | 2020-02-21 18:39 | 6
| 1 | 2020-02-21 19:25 | 2020-02-21 19:31 | 6
| 2 | 2020-02-22 00:57 | 2020-02-22 09:16 | 499
| 6 | 2020-02-22 01:47 | 2020-02-22 01:59 | 12
| 15 | 2020-02-22 02:11 | 2020-02-22 02:32 | 21
| 18 | 2020-02-22 02:11 | 2020-02-22 02:52 | 41
| 2 | 2020-02-22 06:44 | 2020-02-22 06:50 | 6
| 1 | 2020-02-22 06:57 | 2020-02-22 07:03 | 6
| 1 | 2020-02-22 08:57 | 2020-02-22 09:03 | 6
| 1 | 2020-02-22 09:51 | 2020-02-22 09:57 | 6
| 1 | 2020-02-22 10:19 | 2020-02-22 11:47 | 88
| 1 | 2020-02-22 11:00 | 2020-02-22 11:16 | 16
| 168 | 2020-02-22 15:19 | 2020-02-22 15:27 | 8
| 1 | 2020-02-22 15:24 | 2020-02-22 15:29 | 5
| 45 | 2020-02-22 19:59 | 2020-02-22 20:17 | 18
| 1 | 2020-02-22 23:22 | 2020-02-23 06:34 | 432
| 1 | 2020-02-23 00:58 | 2020-02-23 07:28 | 390
| 3 | 2020-02-23 00:58 | 2020-02-23 08:10 | 432
| 19 | 2020-02-23 06:28 | 2020-02-23 06:43 | 15
| 10 | 2020-02-23 06:51 | 2020-02-23 07:08 | 17
| 1 | 2020-02-23 07:57 | 2020-02-23 08:03 | 6
| 1 | 2020-02-23 09:09 | 2020-02-23 09:31 | 22
| 1 | 2020-02-23 12:01 | 2020-02-23 12:07 | 6
| 1 | 2020-02-23 12:17 | 2020-02-23 12:23 | 6
| 1 | 2020-02-23 12:37 | 2020-02-23 12:42 | 5
| 4 | 2020-02-23 13:29 | 2020-02-23 14:47 | 78
| 1 | 2020-02-23 14:32 | 2020-02-23 15:31 | 59
| 9 | 2020-02-23 16:02 | 2020-02-23 16:15 | 13
| 1 | 2020-02-23 16:38 | 2020-02-23 16:44 | 6
| 1 | 2020-02-23 16:55 | 2020-02-23 17:01 | 6
| 1 | 2020-02-23 18:48 | 2020-02-23 18:54 | 6
| 3 | 2020-02-23 20:17 | 2020-02-23 20:29 | 12
| 1 | 2020-02-23 21:43 | 2020-02-23 21:48 | 5
| 1 | 2020-02-24 01:17 | 2020-02-24 06:00 | 283
| 24 | 2020-02-24 05:58 | 2020-02-24 06:05 | 7
| 2 | 2020-02-24 06:16 | 2020-02-24 06:50 | 34
| 1 | 2020-02-24 07:06 | 2020-02-24 07:12 | 6
| 6 | 2020-02-24 08:08 | 2020-02-24 09:17 | 69
| 1 | 2020-02-24 08:49 | 2020-02-24 08:56 | 7
| 1 | 2020-02-24 09:03 | 2020-02-24 09:27 | 24
| 1 | 2020-02-24 09:23 | 2020-02-24 09:29 | 6
| 75 | 2020-02-24 09:29 | 2020-02-24 10:12 | 43
| 1 | 2020-02-24 09:30 | 2020-02-24 09:36 | 6
| 2 | 2020-02-24 09:34 | 2020-02-24 09:58 | 24
| 1 | 2020-02-24 09:49 | 2020-02-24 09:55 | 6
| 1 | 2020-02-24 10:24 | 2020-02-24 13:13 | 169
| 478 | 2020-02-24 10:29 | 2020-02-24 10:35 | 6
| 3 | 2020-02-24 10:41 | 2020-02-24 10:47 | 6
| 1 | 2020-02-24 10:53 | 2020-02-24 11:04 | 11
| 1 | 2020-02-24 10:58 | 2020-02-24 11:04 | 6
| 1 | 2020-02-24 11:51 | 2020-02-24 18:43 | 412
| 1 | 2020-02-24 12:46 | 2020-02-24 14:11 | 85
| 3 | 2020-02-24 12:53 | 2020-02-24 13:24 | 31
| 1 | 2020-02-24 12:59 | 2020-02-24 13:05 | 6
| 1 | 2020-02-24 13:52 | 2020-02-24 13:58 | 6
| 10 | 2020-02-24 14:17 | 2020-02-24 15:16 | 59
| 3 | 2020-02-24 16:05 | 2020-02-24 16:11 | 6
| 1 | 2020-02-24 16:16 | 2020-02-24 16:22 | 6
| 1 | 2020-02-24 16:59 | 2020-02-24 17:05 | 6
| 12 | 2020-02-24 17:47 | 2020-02-24 17:53 | 6
| 1 | 2020-02-24 19:10 | 2020-02-24 19:16 | 6
| 25 | 2020-02-24 19:15 | 2020-02-24 19:22 | 7
| 1 | 2020-02-24 19:30 | 2020-02-24 19:51 | 21
| 104 | 2020-02-24 19:50 | 2020-02-24 19:57 | 7
| 1 | 2020-02-24 20:27 | 2020-02-24 20:42 | 15
| 4 | 2020-02-24 21:46 | 2020-02-24 21:55 | 9
| 2 | 2020-02-25 00:21 | 2020-02-25 07:13 | 412
| 1 | 2020-02-25 02:13 | 2020-02-25 02:19 | 6
| 1 | 2020-02-25 06:14 | 2020-02-25 06:20 | 6
| 1 | 2020-02-25 06:14 | 2020-02-25 07:32 | 78
| 19 | 2020-02-25 06:52 | 2020-02-25 08:13 | 81
| 1 | 2020-02-25 07:18 | 2020-02-25 07:24 | 6
| 12 | 2020-02-25 08:20 | 2020-02-25 08:29 | 9
| 1 | 2020-02-25 08:37 | 2020-02-25 08:43 | 6
| 2 | 2020-02-25 08:44 | 2020-02-25 08:51 | 7
| 4 | 2020-02-25 08:44 | 2020-02-25 10:12 | 88
| 1 | 2020-02-25 09:02 | 2020-02-25 16:37 | 455
| 1 | 2020-02-25 09:26 | 2020-02-25 12:19 | 173
| 29 | 2020-02-25 10:17 | 2020-02-25 10:30 | 13
| 1 | 2020-02-25 10:22 | 2020-02-25 12:02 | 100
| 1 | 2020-02-25 13:16 | 2020-02-25 17:28 | 252
| 2 | 2020-02-25 13:40 | 2020-02-25 13:41 | 1
| 1 | 2020-02-25 14:40 | 2020-02-25 21:51 | 431
| 1 | 2020-02-25 15:30 | 2020-02-25 15:36 | 6
| 1 | 2020-02-25 16:59 | 2020-02-25 17:05 | 6
| 1 | 2020-02-25 17:02 | 2020-02-25 17:08 | 6
| 2 | 2020-02-25 17:13 | 2020-02-25 17:18 | 5
| 1 | 2020-02-25 17:48 | 2020-02-25 19:42 | 114
| 54 | 2020-02-25 18:30 | 2020-02-25 18:48 | 18
| 1 | 2020-02-25 19:28 | 2020-02-25 19:40 | 12
| 17 | 2020-02-25 19:32 | 2020-02-25 19:38 | 6
| 200 | 2020-02-25 23:02 | 2020-02-25 23:10 | 8
| 2 | 2020-02-26 00:52 | 2020-02-26 01:11 | 19
| 1 | 2020-02-26 02:21 | 2020-02-26 07:55 | 334
| 1 | 2020-02-26 04:18 | 2020-02-26 06:12 | 114
| 29 | 2020-02-26 06:35 | 2020-02-26 06:51 | 16
| 1 | 2020-02-26 06:58 | 2020-02-26 07:04 | 6
| 1 | 2020-02-26 08:35 | 2020-02-26 09:18 | 43
| 1 | 2020-02-26 08:36 | 2020-02-26 08:42 | 6
| 1 | 2020-02-26 08:40 | 2020-02-26 08:46 | 6
| 1 | 2020-02-26 09:23 | 2020-02-26 09:29 | 6
| 1102 | 2020-02-26 09:23 | 2020-02-26 09:30 | 7
| 1090 | 2020-02-26 09:23 | 2020-02-26 11:05 | 102
| 383 | 2020-02-26 09:39 | 2020-02-26 09:46 | 7
| 783 | 2020-02-26 09:55 | 2020-02-26 10:02 | 7
| 211 | 2020-02-26 09:55 | 2020-02-26 10:13 | 18
| 1 | 2020-02-26 10:45 | 2020-02-26 10:46 | 1
| 1 | 2020-02-26 10:52 | 2020-02-26 11:47 | 55
| 5 | 2020-02-26 10:53 | 2020-02-26 11:15 | 22
| 63 | 2020-02-26 11:06 | 2020-02-26 11:20 | 14
| 1 | 2020-02-26 11:12 | 2020-02-26 11:18 | 6
| 2 | 2020-02-26 11:29 | 2020-02-26 11:34 | 5
| 1 | 2020-02-26 11:50 | 2020-02-26 11:56 | 6
| 1 | 2020-02-26 11:53 | 2020-02-26 11:59 | 6
| 76 | 2020-02-26 13:24 | 2020-02-26 13:25 | 1
| 2 | 2020-02-26 13:41 | 2020-02-26 13:52 | 11
| 1 | 2020-02-26 14:13 | 2020-02-26 16:25 | 132
| 14 | 2020-02-26 14:13 | 2020-02-26 16:29 | 136
| 52 | 2020-02-26 17:08 | 2020-02-26 17:14 | 6
| 1 | 2020-02-26 18:54 | 2020-02-26 19:00 | 6
| 1 | 2020-02-26 22:03 | 2020-02-27 07:07 | 544
| 1 | 2020-02-26 23:21 | 2020-02-26 23:36 | 15
| 12 | 2020-02-27 05:42 | 2020-02-27 07:01 | 79
| 63 | 2020-02-27 06:10 | 2020-02-27 06:33 | 23
| 1 | 2020-02-27 06:50 | 2020-02-27 06:56 | 6
| 1 | 2020-02-27 08:28 | 2020-02-27 08:52 | 24
| 1 | 2020-02-27 08:54 | 2020-02-27 09:00 | 6
| 1 | 2020-02-27 09:10 | 2020-02-27 09:16 | 6
| 1 | 2020-02-27 09:18 | 2020-02-27 09:24 | 6
| 1 | 2020-02-27 09:55 | 2020-02-27 10:01 | 6
| 2 | 2020-02-27 10:10 | 2020-02-27 10:12 | 2
| 1 | 2020-02-27 10:41 | 2020-02-27 10:47 | 6
| 17 | 2020-02-27 11:16 | 2020-02-27 11:23 | 7
| 1 | 2020-02-27 12:23 | 2020-02-27 12:30 | 7
| 1 | 2020-02-27 12:23 | 2020-02-27 16:02 | 219
| 2 | 2020-02-27 12:35 | 2020-02-27 12:41 | 6
| 1 | 2020-02-27 13:32 | 2020-02-27 13:33 | 1
| 1 | 2020-02-27 14:10 | 2020-02-27 14:18 | 8
| 1 | 2020-02-27 14:14 | 2020-02-27 14:20 | 6
| 1 | 2020-02-27 14:20 | 2020-02-27 14:25 | 5
| 1 | 2020-02-27 14:25 | 2020-02-27 14:27 | 2
| 2 | 2020-02-27 14:30 | 2020-02-27 14:34 | 4
| 1 | 2020-02-27 15:11 | 2020-02-27 15:28 | 17
| 1 | 2020-02-27 15:53 | 2020-02-27 15:59 | 6
| 1 | 2020-02-27 16:57 | 2020-02-27 17:04 | 7
| 4736 | 2020-02-27 19:10 | 2020-02-27 19:19 | 9
| 1 | 2020-02-28 06:29 | 2020-02-28 06:35 | 6
| 4 | 2020-02-28 06:29 | 2020-02-28 07:45 | 76
| 1 | 2020-02-28 06:48 | 2020-02-28 07:21 | 33
| 10 | 2020-02-28 06:48 | 2020-02-28 07:30 | 42
| 24 | 2020-02-28 06:48 | 2020-02-28 07:40 | 52
| 1 | 2020-02-28 07:12 | 2020-02-28 09:57 | 165
| 1 | 2020-02-28 08:09 | 2020-02-28 08:15 | 6
| 1 | 2020-02-28 08:34 | 2020-02-28 11:46 | 192
| 1 | 2020-02-28 09:00 | 2020-02-28 12:19 | 199
| 1 | 2020-02-28 09:00 | 2020-02-28 12:21 | 201
| 1 | 2020-02-28 09:29 | 2020-02-28 09:35 | 6
| 2 | 2020-02-28 09:30 | 2020-02-28 09:33 | 3
| 545 | 2020-02-28 09:33 | 2020-02-28 09:40 | 7
| 1 | 2020-02-28 09:35 | 2020-02-28 09:41 | 6
| 2 | 2020-02-28 09:41 | 2020-02-28 09:46 | 5
| 1 | 2020-02-28 10:02 | 2020-02-28 14:32 | 270
| 1 | 2020-02-28 10:21 | 2020-02-28 10:27 | 6
| 1 | 2020-02-28 10:43 | 2020-02-28 10:49 | 6
| 1 | 2020-02-28 10:46 | 2020-02-28 10:50 | 4
| 1 | 2020-02-28 11:48 | 2020-02-28 11:54 | 6
| 1 | 2020-02-28 11:57 | 2020-02-28 12:03 | 6
| 1 | 2020-02-28 13:52 | 2020-02-28 13:58 | 6
| 1 | 2020-02-28 14:43 | 2020-02-28 14:49 | 6
| 1 | 2020-02-28 14:47 | 2020-02-28 15:37 | 50
| 1 | 2020-02-28 18:40 | 2020-02-28 19:38 | 58
| 4 | 2020-02-28 19:49 | 2020-02-28 21:29 | 100
| 1 | 2020-02-28 20:09 | 2020-02-28 20:31 | 22
| 1 | 2020-02-28 20:20 | 2020-02-28 20:50 | 30
| 1 | 2020-02-29 06:11 | 2020-02-29 12:52 | 401
| 1 | 2020-02-29 06:48 | 2020-02-29 08:43 | 115
| 2 | 2020-02-29 08:19 | 2020-02-29 08:30 | 11
| 1 | 2020-02-29 09:13 | 2020-02-29 09:18 | 5
| 1 | 2020-02-29 09:34 | 2020-02-29 11:02 | 88
| 1 | 2020-02-29 09:42 | 2020-02-29 09:45 | 3
| 2 | 2020-02-29 09:45 | 2020-02-29 11:51 | 126
| 2 | 2020-02-29 13:07 | 2020-02-29 13:13 | 6
| 1 | 2020-02-29 14:05 | 2020-02-29 14:12 | 7
| 18 | 2020-02-29 15:01 | 2020-02-29 15:15 | 14
| 1 | 2020-02-29 15:11 | 2020-02-29 15:37 | 26
| 1 | 2020-02-29 15:16 | 2020-02-29 15:22 | 6
| 51 | 2020-02-29 15:25 | 2020-02-29 16:00 | 35
| 1 | 2020-02-29 18:57 | 2020-02-29 19:03 | 6
| 1 | 2020-02-29 20:12 | 2020-02-29 21:51 | 99
| 1 | 2020-02-29 20:40 | 2020-02-29 20:46 | 6
| 184 | 2020-03-01 02:36 | 2020-03-01 02:43 | 7
| 1 | 2020-03-01 04:08 | 2020-03-01 04:24 | 16
| 19 | 2020-03-01 05:41 | 2020-03-01 06:54 | 73
| 1 | 2020-03-01 07:17 | 2020-03-01 07:23 | 6
| 1 | 2020-03-01 07:49 | 2020-03-01 07:55 | 6
| 1 | 2020-03-01 07:51 | 2020-03-01 07:57 | 6
| 2 | 2020-03-01 07:51 | 2020-03-01 08:49 | 58
| 19 | 2020-03-01 09:33 | 2020-03-01 09:47 | 14
| 1 | 2020-03-01 09:52 | 2020-03-01 09:58 | 6
| 1 | 2020-03-01 09:52 | 2020-03-01 10:12 | 20
| 1 | 2020-03-01 09:52 | 2020-03-01 10:14 | 22
| 1 | 2020-03-01 10:03 | 2020-03-01 10:12 | 9
| 24 | 2020-03-01 10:10 | 2020-03-01 10:22 | 12
| 12 | 2020-03-01 10:10 | 2020-03-01 10:37 | 27
| 1 | 2020-03-01 11:35 | 2020-03-01 11:40 | 5
| 1 | 2020-03-01 12:20 | 2020-03-01 12:37 | 17
| 6 | 2020-03-01 12:38 | 2020-03-01 12:45 | 7
| 1 | 2020-03-01 12:45 | 2020-03-01 12:51 | 6
| 1 | 2020-03-01 13:45 | 2020-03-01 15:11 | 86
| 1 | 2020-03-01 13:49 | 2020-03-01 18:15 | 266
| 1 | 2020-03-01 14:20 | 2020-03-01 15:25 | 65
| 1 | 2020-03-01 15:32 | 2020-03-01 18:51 | 199
| 1 | 2020-03-01 17:59 | 2020-03-01 18:05 | 6
| 33 | 2020-03-01 19:49 | 2020-03-01 19:55 | 6
| 15 | 2020-03-01 19:49 | 2020-03-01 20:06 | 17
| 1 | 2020-03-01 20:17 | 2020-03-01 21:30 | 73
| 1 | 2020-03-01 20:47 | 2020-03-01 20:54 | 7
| 4 | 2020-03-01 20:47 | 2020-03-01 22:17 | 90
| 1 | 2020-03-01 22:00 | 2020-03-01 22:06 | 6
| 1 | 2020-03-01 22:20 | 2020-03-01 22:25 | 5
| 516 | 2020-03-01 22:20 | 2020-03-01 22:27 | 7
| 1 | 2020-03-01 23:08 | 2020-03-02 06:40 | 452
| 1 | 2020-03-02 04:08 | 2020-03-02 04:18 | 10
| 5 | 2020-03-02 06:05 | 2020-03-02 06:23 | 18
| 8 | 2020-03-02 06:43 | 2020-03-02 07:06 | 23
| 31 | 2020-03-02 07:15 | 2020-03-02 07:31 | 16
| 3 | 2020-03-02 07:28 | 2020-03-02 07:34 | 6
| 3 | 2020-03-02 07:35 | 2020-03-02 08:26 | 51
| 1 | 2020-03-02 08:39 | 2020-03-02 08:45 | 6
| 1 | 2020-03-02 08:52 | 2020-03-02 08:58 | 6
| 1 | 2020-03-02 08:56 | 2020-03-02 09:02 | 6
| 5 | 2020-03-02 09:04 | 2020-03-02 09:11 | 7
| 1 | 2020-03-02 09:20 | 2020-03-02 09:33 | 13
| 27 | 2020-03-02 09:20 | 2020-03-02 09:36 | 16
| 46 | 2020-03-02 09:20 | 2020-03-02 09:49 | 29
| 3 | 2020-03-02 09:25 | 2020-03-02 09:30 | 5
| 3 | 2020-03-02 09:28 | 2020-03-02 10:12 | 44
| 2 | 2020-03-02 09:36 | 2020-03-02 09:42 | 6
| 35 | 2020-03-02 10:14 | 2020-03-02 10:38 | 24
| 1 | 2020-03-02 10:36 | 2020-03-02 10:42 | 6
| 1 | 2020-03-02 10:45 | 2020-03-02 15:50 | 305
| 1 | 2020-03-02 10:53 | 2020-03-02 10:56 | 3
| 1 | 2020-03-02 11:27 | 2020-03-02 11:33 | 6
| 36 | 2020-03-02 13:47 | 2020-03-02 13:54 | 7
| 23 | 2020-03-02 13:47 | 2020-03-02 16:04 | 137
| 1 | 2020-03-02 14:41 | 2020-03-02 14:47 | 6
| 2 | 2020-03-02 15:37 | 2020-03-02 15:43 | 6
| 1 | 2020-03-02 16:31 | 2020-03-02 16:37 | 6
| 1 | 2020-03-02 16:44 | 2020-03-02 16:49 | 5
| 1 | 2020-03-02 17:06 | 2020-03-02 17:28 | 22
| 1 | 2020-03-02 17:15 | 2020-03-02 17:21 | 6
| 1 | 2020-03-02 19:00 | 2020-03-02 19:09 | 9
| 1 | 2020-03-02 19:23 | 2020-03-02 19:30 | 7
| 54 | 2020-03-02 19:45 | 2020-03-02 19:52 | 7
| 1 | 2020-03-02 19:59 | 2020-03-02 20:05 | 6
| 1 | 2020-03-03 00:30 | 2020-03-03 06:54 | 384
| 6 | 2020-03-03 01:02 | 2020-03-03 01:31 | 29
| 1 | 2020-03-03 07:17 | 2020-03-03 07:22 | 5
| 1 | 2020-03-03 08:53 | 2020-03-03 09:12 | 19
| 2 | 2020-03-03 09:02 | 2020-03-03 09:09 | 7
| 1 | 2020-03-03 09:17 | 2020-03-03 09:23 | 6
| 1 | 2020-03-03 09:25 | 2020-03-03 09:45 | 20
| 1 | 2020-03-03 09:26 | 2020-03-03 09:32 | 6
| 96 | 2020-03-03 09:49 | 2020-03-03 09:57 | 8
| 1 | 2020-03-03 09:58 | 2020-03-03 10:03 | 5
| 1 | 2020-03-03 09:58 | 2020-03-03 10:04 | 6
| 1 | 2020-03-03 10:33 | 2020-03-03 10:39 | 6
| 390 | 2020-03-03 11:02 | 2020-03-03 11:13 | 11
| 1 | 2020-03-03 11:03 | 2020-03-03 11:10 | 7
| 1 | 2020-03-03 11:30 | 2020-03-03 11:36 | 6
| 1 | 2020-03-03 12:18 | 2020-03-03 13:11 | 53
| 1 | 2020-03-03 13:59 | 2020-03-03 14:04 | 5
| 1 | 2020-03-03 14:55 | 2020-03-03 15:01 | 6
| 9 | 2020-03-03 15:52 | 2020-03-03 15:58 | 6
| 1 | 2020-03-03 16:01 | 2020-03-03 16:07 | 6
| 2 | 2020-03-03 16:37 | 2020-03-03 16:43 | 6
| 5 | 2020-03-03 16:55 | 2020-03-03 17:01 | 6
| 3 | 2020-03-03 16:55 | 2020-03-03 17:02 | 7
| 5 | 2020-03-03 17:50 | 2020-03-03 18:20 | 30
| 3 | 2020-03-03 17:50 | 2020-03-03 18:32 | 42
| 1 | 2020-03-03 18:20 | 2020-03-03 19:22 | 62
| 1 | 2020-03-03 23:34 | 2020-03-03 23:41 | 7
| 1 | 2020-03-04 04:54 | 2020-03-04 09:16 | 262
| 3 | 2020-03-04 05:35 | 2020-03-04 05:57 | 22
| 1 | 2020-03-04 07:18 | 2020-03-04 07:24 | 6
| 134 | 2020-03-04 07:27 | 2020-03-04 07:34 | 7
| 1 | 2020-03-04 08:04 | 2020-03-04 09:50 | 106
| 1 | 2020-03-04 08:22 | 2020-03-04 08:40 | 18
| 41 | 2020-03-04 09:34 | 2020-03-04 09:40 | 6
| 123 | 2020-03-04 09:41 | 2020-03-04 09:47 | 6
| 1 | 2020-03-04 10:54 | 2020-03-04 12:07 | 73
| 2 | 2020-03-04 10:59 | 2020-03-04 16:16 | 317
| 1 | 2020-03-04 11:42 | 2020-03-04 11:48 | 6
| 2 | 2020-03-04 12:14 | 2020-03-04 12:24 | 10
| 6 | 2020-03-04 13:05 | 2020-03-04 13:20 | 15
| 3 | 2020-03-04 13:05 | 2020-03-04 14:01 | 56
| 1 | 2020-03-04 13:25 | 2020-03-04 16:50 | 205
| 1 | 2020-03-04 13:25 | 2020-03-04 16:55 | 210
| 211 | 2020-03-04 13:33 | 2020-03-04 13:39 | 6
| 2 | 2020-03-04 14:15 | 2020-03-04 14:21 | 6
| 1 | 2020-03-04 14:28 | 2020-03-04 14:36 | 8
| 1 | 2020-03-04 15:03 | 2020-03-04 15:28 | 25
| 1 | 2020-03-04 15:11 | 2020-03-04 15:17 | 6
| 1 | 2020-03-04 16:51 | 2020-03-04 16:56 | 5
| 10 | 2020-03-04 16:51 | 2020-03-04 17:05 | 14
| 15 | 2020-03-04 17:06 | 2020-03-04 17:12 | 6
| 16 | 2020-03-04 18:24 | 2020-03-04 18:38 | 14
| 1 | 2020-03-04 18:35 | 2020-03-04 18:41 | 6
| 1 | 2020-03-04 18:40 | 2020-03-04 18:46 | 6
| 1151 | 2020-03-04 21:03 | 2020-03-04 21:10 | 7
| 1 | 2020-03-04 21:35 | 2020-03-04 21:41 | 6
| 2 | 2020-03-04 23:12 | 2020-03-04 23:21 | 9
| 2 | 2020-03-05 01:34 | 2020-03-05 06:11 | 277
| 1 | 2020-03-05 01:50 | 2020-03-05 01:56 | 6
| 1 | 2020-03-05 03:12 | 2020-03-05 07:34 | 262
| 1 | 2020-03-05 04:39 | 2020-03-05 09:39 | 300
| 2 | 2020-03-05 06:15 | 2020-03-05 07:39 | 84
| 1 | 2020-03-05 06:55 | 2020-03-05 20:28 | 813
| 1 | 2020-03-05 06:56 | 2020-03-05 09:02 | 126
| 1 | 2020-03-05 07:23 | 2020-03-05 13:08 | 345
| 1 | 2020-03-05 08:15 | 2020-03-05 08:21 | 6
| 40 | 2020-03-05 08:15 | 2020-03-05 09:30 | 75
| 10 | 2020-03-05 08:15 | 2020-03-05 09:31 | 76
| 1 | 2020-03-05 08:30 | 2020-03-05 08:36 | 6
| 1 | 2020-03-05 08:55 | 2020-03-05 09:01 | 6
| 1 | 2020-03-05 10:04 | 2020-03-05 10:13 | 9
| 1 | 2020-03-05 10:30 | 2020-03-05 10:35 | 5
| 8 | 2020-03-05 10:50 | 2020-03-05 12:21 | 91
| 9 | 2020-03-05 10:54 | 2020-03-05 11:00 | 6
| 1 | 2020-03-05 11:13 | 2020-03-05 11:19 | 6
| 1 | 2020-03-05 11:31 | 2020-03-05 11:44 | 13
| 1 | 2020-03-05 11:36 | 2020-03-05 11:52 | 16
| 2 | 2020-03-05 11:42 | 2020-03-05 11:56 | 14
| 1 | 2020-03-05 11:55 | 2020-03-05 12:01 | 6
| 1 | 2020-03-05 12:15 | 2020-03-05 13:01 | 46
| 7 | 2020-03-05 15:57 | 2020-03-05 16:11 | 14
| 1 | 2020-03-05 16:44 | 2020-03-05 16:50 | 6
| 1 | 2020-03-05 16:52 | 2020-03-05 16:58 | 6
| 1 | 2020-03-05 17:11 | 2020-03-05 17:17 | 6
| 2 | 2020-03-05 19:01 | 2020-03-05 19:13 | 12
| 1 | 2020-03-05 19:43 | 2020-03-05 19:49 | 6
| 48 | 2020-03-05 19:58 | 2020-03-05 20:06 | 8
| 1 | 2020-03-05 20:21 | 2020-03-05 20:28 | 7
| 2 | 2020-03-05 20:31 | 2020-03-05 20:38 | 7
| 1 | 2020-03-05 23:21 | 2020-03-05 23:29 | 8
| 1 | 2020-03-06 03:01 | 2020-03-06 10:00 | 419
| 16 | 2020-03-06 05:43 | 2020-03-06 06:17 | 34
| 1 | 2020-03-06 08:51 | 2020-03-06 08:57 | 6
| 1 | 2020-03-06 09:37 | 2020-03-06 09:43 | 6
| 1 | 2020-03-06 09:39 | 2020-03-06 09:45 | 6
| 1 | 2020-03-06 09:44 | 2020-03-06 09:50 | 6
| 145 | 2020-03-06 10:03 | 2020-03-06 10:17 | 14
| 1 | 2020-03-06 10:44 | 2020-03-06 10:51 | 7
| 6 | 2020-03-06 12:55 | 2020-03-06 13:02 | 7
| 2 | 2020-03-06 13:16 | 2020-03-06 13:22 | 6
| 1 | 2020-03-06 13:18 | 2020-03-06 13:24 | 6
| 441 | 2020-03-06 14:09 | 2020-03-06 14:17 | 8
| 11 | 2020-03-06 14:12 | 2020-03-06 14:34 | 22
| 1 | 2020-03-06 15:03 | 2020-03-06 15:09 | 6
| 1 | 2020-03-06 16:47 | 2020-03-06 18:52 | 125
| 1 | 2020-03-06 17:48 | 2020-03-06 17:54 | 6
| 39 | 2020-03-06 18:09 | 2020-03-06 18:15 | 6
| 1 | 2020-03-06 19:51 | 2020-03-06 19:57 | 6
| 1 | 2020-03-06 19:52 | 2020-03-06 19:58 | 6
| 3 | 2020-03-06 19:55 | 2020-03-06 20:01 | 6
| 1 | 2020-03-06 21:10 | 2020-03-06 21:45 | 35
| 1 | 2020-03-07 00:54 | 2020-03-07 06:59 | 365
| 49 | 2020-03-07 07:03 | 2020-03-07 07:31 | 28
| 6 | 2020-03-07 07:34 | 2020-03-07 07:45 | 11
| 2 | 2020-03-07 08:00 | 2020-03-07 08:06 | 6
| 9 | 2020-03-07 08:29 | 2020-03-07 09:52 | 83
| 1 | 2020-03-07 09:07 | 2020-03-07 09:14 | 7
| 1 | 2020-03-07 09:21 | 2020-03-07 09:40 | 19
| 46 | 2020-03-07 09:23 | 2020-03-07 10:24 | 61
| 1 | 2020-03-07 09:49 | 2020-03-07 09:56 | 7
| 1 | 2020-03-07 09:55 | 2020-03-07 10:01 | 6
| 2 | 2020-03-07 10:14 | 2020-03-07 11:07 | 53
| 1 | 2020-03-07 10:46 | 2020-03-07 10:51 | 5
| 1 | 2020-03-07 10:46 | 2020-03-07 13:01 | 135
| 1 | 2020-03-07 11:29 | 2020-03-07 11:36 | 7
| 8 | 2020-03-07 14:45 | 2020-03-07 15:05 | 20
| 1 | 2020-03-07 14:45 | 2020-03-07 15:07 | 22
| 1 | 2020-03-07 16:58 | 2020-03-07 17:04 | 6
| 1 | 2020-03-07 16:59 | 2020-03-07 17:05 | 6
| 2 | 2020-03-07 18:01 | 2020-03-07 18:46 | 45
| 2 | 2020-03-07 19:49 | 2020-03-07 19:55 | 6
| 1 | 2020-03-08 00:30 | 2020-03-08 09:13 | 523
| 6 | 2020-03-08 01:39 | 2020-03-08 02:01 | 22
| 40 | 2020-03-08 02:34 | 2020-03-08 02:41 | 7
| 1 | 2020-03-08 02:39 | 2020-03-08 03:06 | 27
| 1 | 2020-03-08 03:55 | 2020-03-08 04:01 | 6
| 4 | 2020-03-08 04:04 | 2020-03-08 04:19 | 15
| 2 | 2020-03-08 04:04 | 2020-03-08 05:28 | 84
| 1 | 2020-03-08 05:55 | 2020-03-08 08:10 | 135
| 1 | 2020-03-08 06:29 | 2020-03-08 08:06 | 97
| 1 | 2020-03-08 07:09 | 2020-03-08 07:15 | 6
| 1 | 2020-03-08 08:07 | 2020-03-08 08:25 | 18
| 1 | 2020-03-08 08:21 | 2020-03-08 08:27 | 6
| 1 | 2020-03-08 08:56 | 2020-03-08 09:02 | 6
| 1 | 2020-03-08 09:07 | 2020-03-08 09:14 | 7
| 8 | 2020-03-08 11:25 | 2020-03-08 11:31 | 6
| 1 | 2020-03-08 11:48 | 2020-03-08 11:54 | 6
| 1 | 2020-03-08 12:20 | 2020-03-08 12:26 | 6
| 415 | 2020-03-08 13:32 | 2020-03-08 13:39 | 7
| 13 | 2020-03-08 14:14 | 2020-03-08 14:56 | 42
| 1 | 2020-03-08 14:31 | 2020-03-08 16:02 | 91
| 8 | 2020-03-08 14:31 | 2020-03-08 18:13 | 222
| 1 | 2020-03-08 14:46 | 2020-03-08 14:52 | 6
| 1 | 2020-03-08 15:28 | 2020-03-08 15:34 | 6
| 6 | 2020-03-08 15:28 | 2020-03-08 18:48 | 200
| 1 | 2020-03-08 15:41 | 2020-03-08 15:59 | 18
| 1 | 2020-03-08 17:59 | 2020-03-08 18:38 | 39
| 2157 | 2020-03-08 18:30 | 2020-03-08 18:41 | 11
| 70 | 2020-03-08 18:30 | 2020-03-08 20:49 | 139
| 220 | 2020-03-08 18:30 | 2020-03-08 21:00 | 150
| 2 | 2020-03-08 20:02 | 2020-03-08 20:08 | 6
| 1 | 2020-03-08 20:06 | 2020-03-08 20:12 | 6
| 1 | 2020-03-08 20:06 | 2020-03-08 20:13 | 7
| 2 | 2020-03-08 20:19 | 2020-03-08 20:49 | 30
| 1 | 2020-03-08 20:53 | 2020-03-08 20:59 | 6
| 1 | 2020-03-08 22:43 | 2020-03-09 09:21 | 638
| 1 | 2020-03-09 02:57 | 2020-03-09 04:45 | 108
| 2 | 2020-03-09 03:22 | 2020-03-09 08:42 | 320
| 11 | 2020-03-09 07:33 | 2020-03-09 07:47 | 14
| 2 | 2020-03-09 08:04 | 2020-03-09 08:09 | 5
| 23 | 2020-03-09 10:02 | 2020-03-09 10:12 | 10
| 2 | 2020-03-09 10:02 | 2020-03-09 13:02 | 180
| 1 | 2020-03-09 10:07 | 2020-03-09 10:13 | 6
| 1 | 2020-03-09 10:34 | 2020-03-09 10:40 | 6
| 1 | 2020-03-09 11:12 | 2020-03-09 12:00 | 48
| 1 | 2020-03-09 11:26 | 2020-03-09 11:32 | 6
| 10 | 2020-03-09 11:26 | 2020-03-09 12:15 | 49
| 1 | 2020-03-09 12:56 | 2020-03-09 13:02 | 6
| 1 | 2020-03-09 17:34 | 2020-03-09 17:40 | 6
| 1 | 2020-03-09 18:23 | 2020-03-09 18:29 | 6
| 2 | 2020-03-09 18:23 | 2020-03-09 18:30 | 7
| 2039 | 2020-03-09 18:55 | 2020-03-09 19:02 | 7
| 1 | 2020-03-09 19:40 | 2020-03-09 19:46 | 6
| 1 | 2020-03-09 20:17 | 2020-03-09 20:23 | 6
| 1 | 2020-03-10 03:07 | 2020-03-10 03:21 | 14
| 1 | 2020-03-10 07:59 | 2020-03-10 08:04 | 5
| 6 | 2020-03-10 08:21 | 2020-03-10 09:44 | 83
| 1 | 2020-03-10 08:48 | 2020-03-10 08:54 | 6
| 1 | 2020-03-10 09:04 | 2020-03-10 09:10 | 6
| 5 | 2020-03-10 09:04 | 2020-03-10 10:27 | 83
| 18 | 2020-03-10 09:42 | 2020-03-10 09:48 | 6
| 1 | 2020-03-10 09:58 | 2020-03-10 10:04 | 6
| 1 | 2020-03-10 10:27 | 2020-03-10 10:33 | 6
| 11 | 2020-03-10 10:49 | 2020-03-10 10:59 | 10
| 1 | 2020-03-10 11:01 | 2020-03-10 11:07 | 6
| 2 | 2020-03-10 11:01 | 2020-03-10 11:11 | 10
| 32 | 2020-03-10 11:01 | 2020-03-10 11:13 | 12
| 1 | 2020-03-10 11:40 | 2020-03-10 11:46 | 6
| 11 | 2020-03-10 12:21 | 2020-03-10 12:27 | 6
| 1 | 2020-03-10 12:26 | 2020-03-10 12:32 | 6
| 2 | 2020-03-10 12:29 | 2020-03-10 16:18 | 229
| 1 | 2020-03-10 12:50 | 2020-03-10 12:56 | 6
| 1 | 2020-03-10 13:17 | 2020-03-10 13:23 | 6
| 2 | 2020-03-10 13:30 | 2020-03-10 13:36 | 6
| 27 | 2020-03-10 14:13 | 2020-03-10 14:19 | 6
| 2 | 2020-03-10 15:06 | 2020-03-10 15:24 | 18
| 1280 | 2020-03-10 15:17 | 2020-03-10 15:25 | 8
| 1 | 2020-03-10 15:20 | 2020-03-10 15:26 | 6
| 34 | 2020-03-10 15:25 | 2020-03-10 15:50 | 25
| 32 | 2020-03-10 15:26 | 2020-03-10 16:11 | 45
| 1 | 2020-03-10 15:28 | 2020-03-10 15:33 | 5
| 1 | 2020-03-10 15:31 | 2020-03-10 16:22 | 51
| 42 | 2020-03-10 15:35 | 2020-03-10 15:56 | 21
| 41 | 2020-03-10 15:35 | 2020-03-10 18:46 | 191
| 17 | 2020-03-10 15:51 | 2020-03-10 16:55 | 64
| 3 | 2020-03-10 15:53 | 2020-03-10 17:19 | 86
| 1 | 2020-03-10 16:04 | 2020-03-10 16:10 | 6
| 2 | 2020-03-10 16:05 | 2020-03-10 16:11 | 6
| 9 | 2020-03-10 16:39 | 2020-03-10 18:33 | 114
| 5 | 2020-03-10 17:14 | 2020-03-10 17:20 | 6
| 1 | 2020-03-10 17:45 | 2020-03-10 17:51 | 6
| 1 | 2020-03-10 18:29 | 2020-03-10 18:34 | 5
| 1 | 2020-03-10 18:33 | 2020-03-10 18:38 | 5
| 10 | 2020-03-10 18:35 | 2020-03-10 19:02 | 27
| 1 | 2020-03-10 20:17 | 2020-03-10 20:23 | 6
| 1 | 2020-03-10 21:21 | 2020-03-10 21:27 | 6
| 1 | 2020-03-11 04:41 | 2020-03-11 06:11 | 90
| 1 | 2020-03-11 07:19 | 2020-03-11 09:03 | 104
| 1 | 2020-03-11 07:37 | 2020-03-11 08:14 | 37
| 25 | 2020-03-11 08:51 | 2020-03-11 09:00 | 9
| 6 | 2020-03-11 08:58 | 2020-03-11 09:12 | 14
| 1 | 2020-03-11 09:20 | 2020-03-11 09:25 | 5
| 55 | 2020-03-11 09:29 | 2020-03-11 11:55 | 146
| 35 | 2020-03-11 09:29 | 2020-03-11 12:42 | 193
| 33 | 2020-03-11 09:34 | 2020-03-11 09:52 | 18
| 2 | 2020-03-11 10:34 | 2020-03-11 10:40 | 6
| 1 | 2020-03-11 10:48 | 2020-03-11 10:54 | 6
| 1 | 2020-03-11 11:09 | 2020-03-11 11:15 | 6
| 1 | 2020-03-11 11:24 | 2020-03-11 12:00 | 36
| 1 | 2020-03-11 11:37 | 2020-03-11 13:37 | 120
| 1 | 2020-03-11 11:54 | 2020-03-11 16:14 | 260
| 2 | 2020-03-11 12:16 | 2020-03-11 12:22 | 6
| 6 | 2020-03-11 12:19 | 2020-03-11 14:36 | 137
| 1 | 2020-03-11 12:34 | 2020-03-11 15:49 | 195
| 1 | 2020-03-11 12:39 | 2020-03-11 13:28 | 49
| 1 | 2020-03-11 12:40 | 2020-03-11 12:46 | 6
| 30 | 2020-03-11 14:31 | 2020-03-11 14:45 | 14
| 1 | 2020-03-11 14:32 | 2020-03-11 14:38 | 6
| 1 | 2020-03-11 14:52 | 2020-03-11 14:58 | 6
| 2 | 2020-03-11 15:26 | 2020-03-11 19:26 | 240
| 1 | 2020-03-11 15:54 | 2020-03-11 16:00 | 6
| 1 | 2020-03-11 16:20 | 2020-03-11 16:39 | 19
| 1 | 2020-03-11 16:22 | 2020-03-12 02:00 | 578
| 1 | 2020-03-11 17:13 | 2020-03-11 17:19 | 6
| 1 | 2020-03-11 17:17 | 2020-03-11 17:23 | 6
| 1 | 2020-03-11 17:19 | 2020-03-11 17:24 | 5
| 1 | 2020-03-11 17:31 | 2020-03-11 17:37 | 6
| 24 | 2020-03-11 17:54 | 2020-03-11 18:00 | 6
| 7 | 2020-03-11 17:54 | 2020-03-11 18:03 | 9
| 1 | 2020-03-11 18:33 | 2020-03-11 18:38 | 5
| 1 | 2020-03-11 18:58 | 2020-03-11 19:04 | 6
| 1 | 2020-03-11 19:09 | 2020-03-11 19:14 | 5
| 1 | 2020-03-11 19:50 | 2020-03-11 20:06 | 16
| 89 | 2020-03-12 06:19 | 2020-03-12 16:11 | 592
| 59 | 2020-03-12 06:25 | 2020-03-12 06:35 | 10
| 1 | 2020-03-12 08:57 | 2020-03-12 09:03 | 6
| 2 | 2020-03-12 09:00 | 2020-03-12 09:06 | 6
| 784 | 2020-03-12 09:57 | 2020-03-12 10:19 | 22
| 5 | 2020-03-12 09:57 | 2020-03-12 10:42 | 45
| 57 | 2020-03-12 10:04 | 2020-03-12 10:12 | 8
| 1 | 2020-03-12 11:00 | 2020-03-12 11:06 | 6
| 1 | 2020-03-12 11:11 | 2020-03-12 11:17 | 6
| 14 | 2020-03-12 11:29 | 2020-03-12 11:52 | 23
| 1 | 2020-03-12 11:53 | 2020-03-12 12:42 | 49
| 1 | 2020-03-12 12:27 | 2020-03-12 16:27 | 240
| 1 | 2020-03-12 12:37 | 2020-03-12 13:32 | 55
| 1 | 2020-03-12 12:45 | 2020-03-12 12:51 | 6
| 1 | 2020-03-12 13:38 | 2020-03-12 13:52 | 14
| 2 | 2020-03-12 13:50 | 2020-03-12 17:00 | 190
| 1 | 2020-03-12 14:12 | 2020-03-12 14:18 | 6
| 1 | 2020-03-12 14:34 | 2020-03-12 15:06 | 32
| 63 | 2020-03-12 15:24 | 2020-03-12 16:58 | 94
| 1 | 2020-03-12 15:28 | 2020-03-12 15:34 | 6
| 1 | 2020-03-12 15:51 | 2020-03-12 15:56 | 5
| 2 | 2020-03-12 15:59 | 2020-03-12 16:05 | 6
| 2924 | 2020-03-12 15:59 | 2020-03-12 16:08 | 9
| 1 | 2020-03-12 16:46 | 2020-03-12 16:51 | 5
| 21 | 2020-03-12 16:54 | 2020-03-12 17:00 | 6
| 2 | 2020-03-12 16:55 | 2020-03-12 20:43 | 228
| 2 | 2020-03-12 18:51 | 2020-03-12 19:05 | 14
| 49 | 2020-03-12 19:21 | 2020-03-12 19:28 | 7
| 3 | 2020-03-12 23:07 | 2020-03-12 23:18 | 11
| 7 | 2020-03-12 23:07 | 2020-03-12 23:19 | 12
| 1 | 2020-03-13 04:43 | 2020-03-13 05:42 | 59
| 1 | 2020-03-13 07:41 | 2020-03-13 07:47 | 6
| 2 | 2020-03-13 09:00 | 2020-03-13 09:08 | 8
| 1 | 2020-03-13 09:19 | 2020-03-13 09:25 | 6
| 1 | 2020-03-13 09:32 | 2020-03-13 09:38 | 6
| 84 | 2020-03-13 09:35 | 2020-03-13 09:41 | 6
| 20 | 2020-03-13 12:07 | 2020-03-13 12:13 | 6
| 1199 | 2020-03-13 12:24 | 2020-03-13 12:31 | 7
| 2 | 2020-03-13 12:42 | 2020-03-13 12:44 | 2
| 1 | 2020-03-13 12:56 | 2020-03-13 13:02 | 6
| 2 | 2020-03-13 13:24 | 2020-03-13 13:30 | 6
| 1 | 2020-03-13 13:45 | 2020-03-13 14:03 | 18
| 8 | 2020-03-13 13:53 | 2020-03-13 13:59 | 6
| 1 | 2020-03-13 15:05 | 2020-03-13 15:11 | 6
| 1 | 2020-03-13 15:33 | 2020-03-13 15:49 | 16
| 1 | 2020-03-13 16:08 | 2020-03-13 16:39 | 31
| 1 | 2020-03-13 16:12 | 2020-03-13 16:41 | 29
| 30 | 2020-03-13 16:12 | 2020-03-13 16:46 | 34
| 3 | 2020-03-13 16:49 | 2020-03-13 17:37 | 48
| 14 | 2020-03-13 17:18 | 2020-03-13 17:33 | 15
| 15 | 2020-03-13 17:18 | 2020-03-13 21:11 | 233
| 60 | 2020-03-13 17:18 | 2020-03-13 21:13 | 235
| 2 | 2020-03-13 17:45 | 2020-03-13 17:54 | 9
| 17 | 2020-03-13 17:45 | 2020-03-13 18:02 | 17
| 66 | 2020-03-13 18:03 | 2020-03-13 18:15 | 12
| 1 | 2020-03-13 18:09 | 2020-03-13 18:47 | 38
| 1004 | 2020-03-13 18:11 | 2020-03-13 18:20 | 9
| 3 | 2020-03-13 18:11 | 2020-03-13 18:21 | 10
| 2 | 2020-03-13 18:23 | 2020-03-13 20:24 | 121
| 1 | 2020-03-13 18:56 | 2020-03-13 19:02 | 6
| 54 | 2020-03-13 19:35 | 2020-03-13 19:41 | 6
| 615 | 2020-03-13 20:29 | 2020-03-13 20:35 | 6
| 64 | 2020-03-13 20:29 | 2020-03-13 20:51 | 22
| 1 | 2020-03-13 20:29 | 2020-03-13 20:53 | 24
| 17 | 2020-03-13 20:29 | 2020-03-13 21:03 | 34
| 16 | 2020-03-13 20:29 | 2020-03-13 21:04 | 35
| 6 | 2020-03-13 20:29 | 2020-03-13 21:05 | 36
| 63 | 2020-03-13 20:29 | 2020-03-13 21:07 | 38
| 16 | 2020-03-13 20:29 | 2020-03-13 21:08 | 39
| 1 | 2020-03-13 20:33 | 2020-03-13 20:39 | 6
| 2134 | 2020-03-13 20:33 | 2020-03-13 20:40 | 7
| 1448 | 2020-03-13 20:35 | 2020-03-13 21:08 | 33
| 8 | 2020-03-13 20:37 | 2020-03-13 20:43 | 6
| 1 | 2020-03-13 20:53 | 2020-03-13 22:33 | 100
| 52 | 2020-03-13 21:19 | 2020-03-13 21:25 | 6
| 29 | 2020-03-13 23:43 | 2020-03-13 23:50 | 7
| 109 | 2020-03-14 00:18 | 2020-03-14 12:59 | 761
| 1 | 2020-03-14 00:33 | 2020-03-14 00:39 | 6
| 1 | 2020-03-14 00:33 | 2020-03-14 00:46 | 13
| 10 | 2020-03-14 06:49 | 2020-03-14 06:56 | 7
| 1 | 2020-03-14 09:03 | 2020-03-14 09:09 | 6
| 43 | 2020-03-14 09:07 | 2020-03-14 09:20 | 13
| 2 | 2020-03-14 09:31 | 2020-03-14 09:37 | 6
| 5 | 2020-03-14 09:31 | 2020-03-14 09:40 | 9
| 1 | 2020-03-14 09:50 | 2020-03-14 11:10 | 80
| 48 | 2020-03-14 10:19 | 2020-03-14 10:44 | 25
| 3 | 2020-03-14 10:39 | 2020-03-14 11:04 | 25
| 1 | 2020-03-14 10:47 | 2020-03-14 13:22 | 155
| 1 | 2020-03-14 11:58 | 2020-03-14 12:04 | 6
| 41 | 2020-03-14 12:10 | 2020-03-14 12:18 | 8
| 1 | 2020-03-14 12:18 | 2020-03-14 15:50 | 212
| 1 | 2020-03-14 12:24 | 2020-03-14 14:24 | 120
| 1 | 2020-03-14 12:32 | 2020-03-14 12:38 | 6
| 31 | 2020-03-14 12:57 | 2020-03-14 13:06 | 9
| 19 | 2020-03-14 14:35 | 2020-03-14 14:49 | 14
| 1 | 2020-03-14 16:38 | 2020-03-14 16:44 | 6
| 1 | 2020-03-14 17:17 | 2020-03-14 17:23 | 6
| 1 | 2020-03-14 17:20 | 2020-03-14 18:00 | 40
| 1 | 2020-03-14 17:24 | 2020-03-14 17:30 | 6
| 1 | 2020-03-14 18:59 | 2020-03-14 19:04 | 5
| 12 | 2020-03-14 20:43 | 2020-03-14 20:49 | 6
| 46 | 2020-03-14 21:03 | 2020-03-14 21:27 | 24
| 122 | 2020-03-14 21:10 | 2020-03-14 21:26 | 16
| 3 | 2020-03-14 21:54 | 2020-03-14 22:14 | 20
| 1 | 2020-03-14 22:14 | 2020-03-14 22:20 | 6
| 191 | 2020-03-15 00:18 | 2020-03-15 00:25 | 7
| 2 | 2020-03-15 00:43 | 2020-03-15 00:52 | 9
| 1 | 2020-03-15 01:05 | 2020-03-15 01:14 | 9
| 5 | 2020-03-15 02:53 | 2020-03-15 03:02 | 9
| 7 | 2020-03-15 02:54 | 2020-03-15 04:40 | 106
| 3 | 2020-03-15 03:55 | 2020-03-15 08:07 | 252
| 1 | 2020-03-15 04:31 | 2020-03-15 13:20 | 529
| 8 | 2020-03-15 04:49 | 2020-03-15 05:18 | 29
| 29 | 2020-03-15 06:32 | 2020-03-15 06:52 | 20
| 1 | 2020-03-15 06:35 | 2020-03-15 06:41 | 6
| 1 | 2020-03-15 07:35 | 2020-03-15 09:05 | 90
| 2 | 2020-03-15 08:42 | 2020-03-15 09:29 | 47
| 1 | 2020-03-15 09:22 | 2020-03-15 09:28 | 6
| 2 | 2020-03-15 09:22 | 2020-03-15 12:21 | 179
| 2 | 2020-03-15 11:01 | 2020-03-15 11:07 | 6
| 2 | 2020-03-15 11:10 | 2020-03-15 11:17 | 7
| 1 | 2020-03-15 13:20 | 2020-03-15 13:26 | 6
| 1 | 2020-03-15 17:46 | 2020-03-15 18:18 | 32
| 1 | 2020-03-15 17:46 | 2020-03-16 00:14 | 388
| 77 | 2020-03-15 17:56 | 2020-03-15 18:06 | 10
| 1 | 2020-03-15 18:43 | 2020-03-15 18:49 | 6
| 95 | 2020-03-15 18:43 | 2020-03-15 22:12 | 209
| 4 | 2020-03-15 18:45 | 2020-03-15 18:54 | 9
| 4 | 2020-03-15 18:54 | 2020-03-15 19:10 | 16
| 35 | 2020-03-15 19:31 | 2020-03-15 20:02 | 31
| 1 | 2020-03-15 19:41 | 2020-03-15 20:51 | 70
| 1 | 2020-03-15 20:36 | 2020-03-15 21:10 | 34
| 11 | 2020-03-15 22:17 | 2020-03-15 22:23 | 6
| 1 | 2020-03-16 05:43 | 2020-03-16 07:10 | 87
| 12 | 2020-03-16 05:43 | 2020-03-16 07:12 | 89
| 1 | 2020-03-16 05:43 | 2020-03-16 08:52 | 189
| 1 | 2020-03-16 06:54 | 2020-03-16 07:00 | 6
| 1 | 2020-03-16 07:44 | 2020-03-16 07:50 | 6
| 592 | 2020-03-16 07:44 | 2020-03-16 07:52 | 8
| 1 | 2020-03-16 07:49 | 2020-03-16 08:11 | 22
| 1 | 2020-03-16 07:53 | 2020-03-16 07:59 | 6
| 1 | 2020-03-16 08:47 | 2020-03-16 09:15 | 28
| 15 | 2020-03-16 08:55 | 2020-03-16 09:03 | 8
| 2 | 2020-03-16 10:31 | 2020-03-16 10:37 | 6
| 111 | 2020-03-16 10:52 | 2020-03-16 11:10 | 18
| 1 | 2020-03-16 11:12 | 2020-03-16 11:18 | 6
| 1 | 2020-03-16 11:15 | 2020-03-16 11:20 | 5
| 1 | 2020-03-16 11:43 | 2020-03-16 11:49 | 6
| 1 | 2020-03-16 12:47 | 2020-03-16 12:53 | 6
| 24 | 2020-03-16 13:29 | 2020-03-16 13:41 | 12
| 166 | 2020-03-16 13:30 | 2020-03-16 13:38 | 8
| 1 | 2020-03-16 14:54 | 2020-03-16 14:59 | 5
| 1 | 2020-03-16 17:20 | 2020-03-16 17:26 | 6
| 1 | 2020-03-16 20:46 | 2020-03-16 20:52 | 6
| 2 | 2020-03-16 21:41 | 2020-03-17 08:25 | 644
| 1 | 2020-03-16 22:01 | 2020-03-16 22:38 | 37
| 1 | 2020-03-16 22:07 | 2020-03-16 22:13 | 6
| 1 | 2020-03-17 06:58 | 2020-03-17 07:04 | 6
| 1 | 2020-03-17 06:58 | 2020-03-17 08:43 | 105
| 1 | 2020-03-17 08:52 | 2020-03-17 08:58 | 6
| 4 | 2020-03-17 08:56 | 2020-03-17 09:02 | 6
| 2 | 2020-03-17 09:20 | 2020-03-17 09:25 | 5
| 1 | 2020-03-17 09:29 | 2020-03-17 09:35 | 6
| 10 | 2020-03-17 09:30 | 2020-03-17 09:39 | 9
| 31 | 2020-03-17 09:35 | 2020-03-17 10:30 | 55
| 1 | 2020-03-17 09:58 | 2020-03-17 10:04 | 6
| 3 | 2020-03-17 10:13 | 2020-03-17 10:19 | 6
| 2 | 2020-03-17 10:14 | 2020-03-17 10:17 | 3
| 17 | 2020-03-17 10:14 | 2020-03-17 13:13 | 179
| 1 | 2020-03-17 10:14 | 2020-03-17 13:15 | 181
| 1 | 2020-03-17 10:24 | 2020-03-17 10:30 | 6
| 1 | 2020-03-17 10:55 | 2020-03-17 14:47 | 232
| 1 | 2020-03-17 11:08 | 2020-03-17 11:14 | 6
| 1 | 2020-03-17 11:24 | 2020-03-17 11:30 | 6
| 11 | 2020-03-17 11:39 | 2020-03-17 11:45 | 6
| 1 | 2020-03-17 11:55 | 2020-03-17 11:57 | 2
| 1 | 2020-03-17 12:03 | 2020-03-17 12:09 | 6
| 1 | 2020-03-17 12:05 | 2020-03-17 12:10 | 5
| 1 | 2020-03-17 12:10 | 2020-03-17 12:16 | 6
| 2 | 2020-03-17 12:27 | 2020-03-17 12:30 | 3
| 2 | 2020-03-17 14:00 | 2020-03-17 14:06 | 6
| 1 | 2020-03-17 15:10 | 2020-03-17 15:16 | 6
| 5 | 2020-03-17 15:51 | 2020-03-17 16:31 | 40
| 41 | 2020-03-17 16:17 | 2020-03-17 16:23 | 6
| 1 | 2020-03-17 17:25 | 2020-03-17 17:31 | 6
| 1 | 2020-03-17 17:58 | 2020-03-17 18:04 | 6
| 1 | 2020-03-17 18:56 | 2020-03-17 19:02 | 6
| 1 | 2020-03-17 19:35 | 2020-03-17 19:59 | 24
| 5 | 2020-03-17 20:10 | 2020-03-17 20:42 | 32
| 2 | 2020-03-17 20:13 | 2020-03-17 20:45 | 32
| 1 | 2020-03-17 21:37 | 2020-03-17 21:42 | 5
| 1 | 2020-03-17 22:21 | 2020-03-18 10:27 | 726
| 3 | 2020-03-18 08:53 | 2020-03-18 08:59 | 6
| 1 | 2020-03-18 09:18 | 2020-03-18 10:12 | 54
| 124 | 2020-03-18 09:22 | 2020-03-18 09:34 | 12
| 1 | 2020-03-18 10:02 | 2020-03-18 10:12 | 10
| 1 | 2020-03-18 10:13 | 2020-03-18 10:21 | 8
| 626 | 2020-03-18 10:13 | 2020-03-18 10:26 | 13
| 43 | 2020-03-18 10:13 | 2020-03-18 10:47 | 34
| 1 | 2020-03-18 10:13 | 2020-03-18 10:49 | 36
| 9 | 2020-03-18 10:13 | 2020-03-18 12:41 | 148
| 9 | 2020-03-18 10:19 | 2020-03-18 10:27 | 8
| 25 | 2020-03-18 10:19 | 2020-03-18 10:31 | 12
| 10 | 2020-03-18 10:19 | 2020-03-18 10:37 | 18
| 18 | 2020-03-18 10:20 | 2020-03-18 10:29 | 9
| 1 | 2020-03-18 10:59 | 2020-03-18 11:05 | 6
| 31 | 2020-03-18 11:19 | 2020-03-18 11:50 | 31
| 1 | 2020-03-18 11:26 | 2020-03-18 11:32 | 6
| 3 | 2020-03-18 11:29 | 2020-03-18 13:48 | 139
| 1 | 2020-03-18 11:58 | 2020-03-18 12:18 | 20
| 1 | 2020-03-18 13:08 | 2020-03-18 14:56 | 108
| 1 | 2020-03-18 14:01 | 2020-03-18 14:03 | 2
| 1 | 2020-03-18 14:14 | 2020-03-18 14:19 | 5
| 1 | 2020-03-18 15:24 | 2020-03-18 15:30 | 6
| 1 | 2020-03-18 15:36 | 2020-03-18 15:42 | 6
| 1475 | 2020-03-18 15:38 | 2020-03-18 15:55 | 17
| 1 | 2020-03-18 16:33 | 2020-03-18 16:39 | 6
| 1 | 2020-03-18 17:29 | 2020-03-18 17:34 | 5
| 1 | 2020-03-18 18:44 | 2020-03-18 18:50 | 6
| 1 | 2020-03-18 19:14 | 2020-03-18 19:20 | 6
| 103 | 2020-03-18 19:24 | 2020-03-18 19:39 | 15
| 13 | 2020-03-18 19:55 | 2020-03-18 20:10 | 15
| 1 | 2020-03-18 20:34 | 2020-03-18 20:40 | 6
| 1 | 2020-03-18 22:05 | 2020-03-18 22:11 | 6
| 2 | 2020-03-18 23:13 | 2020-03-18 23:31 | 18
| 5 | 2020-03-18 23:47 | 2020-03-19 00:16 | 29
| 7 | 2020-03-19 00:57 | 2020-03-19 01:03 | 6
| 1 | 2020-03-19 03:36 | 2020-03-19 03:42 | 6
| 1 | 2020-03-19 05:51 | 2020-03-19 05:57 | 6
| 1 | 2020-03-19 05:51 | 2020-03-19 05:58 | 7
| 2 | 2020-03-19 06:53 | 2020-03-19 06:59 | 6
| 1 | 2020-03-19 06:55 | 2020-03-19 07:02 | 7
| 1 | 2020-03-19 08:22 | 2020-03-19 08:28 | 6
| 3 | 2020-03-19 09:15 | 2020-03-19 09:22 | 7
| 1 | 2020-03-19 09:47 | 2020-03-19 09:53 | 6
| 2 | 2020-03-19 09:47 | 2020-03-19 12:44 | 177
| 2 | 2020-03-19 11:58 | 2020-03-19 12:04 | 6
| 1 | 2020-03-19 12:44 | 2020-03-19 12:50 | 6
| 16 | 2020-03-19 13:26 | 2020-03-19 13:40 | 14
| 1 | 2020-03-19 13:30 | 2020-03-19 15:15 | 105
| 799 | 2020-03-19 13:30 | 2020-03-19 19:56 | 386
| 1 | 2020-03-19 13:51 | 2020-03-19 13:57 | 6
| 1 | 2020-03-19 14:14 | 2020-03-19 14:20 | 6
| 2 | 2020-03-19 14:23 | 2020-03-19 14:29 | 6
| 1 | 2020-03-19 14:44 | 2020-03-19 14:50 | 6
| 1 | 2020-03-19 15:57 | 2020-03-19 16:03 | 6
| 1 | 2020-03-19 15:58 | 2020-03-19 16:04 | 6
| 1 | 2020-03-19 17:10 | 2020-03-19 19:58 | 168
| 1 | 2020-03-19 17:51 | 2020-03-19 18:08 | 17
| 1 | 2020-03-19 18:10 | 2020-03-19 19:27 | 77
| 1 | 2020-03-19 18:14 | 2020-03-19 18:42 | 28
| 13 | 2020-03-19 18:42 | 2020-03-19 18:56 | 14
| 1 | 2020-03-19 18:48 | 2020-03-19 20:25 | 97
| 1 | 2020-03-19 19:13 | 2020-03-19 19:19 | 6
| 18 | 2020-03-19 19:54 | 2020-03-19 20:01 | 7
| 25 | 2020-03-19 20:01 | 2020-03-19 20:10 | 9
| 1 | 2020-03-19 20:07 | 2020-03-19 20:13 | 6
| 1 | 2020-03-19 20:15 | 2020-03-19 20:36 | 21
| 28 | 2020-03-19 20:18 | 2020-03-19 20:25 | 7
| 1 | 2020-03-19 20:18 | 2020-03-19 20:46 | 28
| 10 | 2020-03-19 20:18 | 2020-03-19 21:08 | 50
| 1 | 2020-03-19 20:25 | 2020-03-19 22:47 | 142
| 1 | 2020-03-19 20:29 | 2020-03-19 20:49 | 20
| 593 | 2020-03-19 20:40 | 2020-03-19 20:46 | 6
| 3 | 2020-03-19 20:48 | 2020-03-20 08:09 | 681
| 2 | 2020-03-19 21:05 | 2020-03-19 21:10 | 5
| 1 | 2020-03-19 21:06 | 2020-03-19 21:12 | 6
| 2 | 2020-03-19 21:26 | 2020-03-19 21:31 | 5
| 3 | 2020-03-19 21:28 | 2020-03-19 23:18 | 110
| 1 | 2020-03-19 21:28 | 2020-03-19 23:22 | 114
| 3 | 2020-03-19 21:28 | 2020-03-20 09:08 | 700
| 359 | 2020-03-19 21:34 | 2020-03-19 21:40 | 6
| 1 | 2020-03-19 21:53 | 2020-03-19 21:59 | 6
| 1 | 2020-03-19 21:56 | 2020-03-19 22:01 | 5
| 1 | 2020-03-19 22:06 | 2020-03-19 22:11 | 5
| 731 | 2020-03-19 22:06 | 2020-03-19 22:14 | 8
| 600 | 2020-03-19 22:35 | 2020-03-19 22:54 | 19
| 2 | 2020-03-19 23:38 | 2020-03-19 23:48 | 10
| 2 | 2020-03-20 03:33 | 2020-03-20 07:19 | 226
| 1 | 2020-03-20 07:07 | 2020-03-20 07:13 | 6
| 1 | 2020-03-20 07:22 | 2020-03-20 07:28 | 6
| 1 | 2020-03-20 09:10 | 2020-03-20 09:35 | 25
| 1 | 2020-03-20 09:20 | 2020-03-20 09:23 | 3
| 2 | 2020-03-20 09:20 | 2020-03-20 09:27 | 7
| 42 | 2020-03-20 09:22 | 2020-03-20 09:46 | 24
| 1 | 2020-03-20 10:35 | 2020-03-20 10:42 | 7
| 2 | 2020-03-20 10:38 | 2020-03-20 10:45 | 7
| 1 | 2020-03-20 10:50 | 2020-03-20 10:56 | 6
| 946 | 2020-03-20 12:07 | 2020-03-20 12:16 | 9
| 3 | 2020-03-20 12:35 | 2020-03-20 12:38 | 3
| 1 | 2020-03-20 12:49 | 2020-03-20 12:54 | 5
| 2 | 2020-03-20 13:26 | 2020-03-20 13:32 | 6
| 40 | 2020-03-20 13:26 | 2020-03-20 13:33 | 7
| 297 | 2020-03-20 13:30 | 2020-03-20 13:37 | 7
| 1 | 2020-03-20 13:30 | 2020-03-20 13:39 | 9
| 1 | 2020-03-20 13:35 | 2020-03-20 13:41 | 6
| 2 | 2020-03-20 13:51 | 2020-03-20 13:57 | 6
| 1 | 2020-03-20 15:30 | 2020-03-20 16:33 | 63
| 1 | 2020-03-20 15:54 | 2020-03-20 16:22 | 28
| 1 | 2020-03-20 15:54 | 2020-03-20 16:33 | 39
| 1 | 2020-03-20 15:54 | 2020-03-20 16:34 | 40
| 1 | 2020-03-20 16:30 | 2020-03-20 16:56 | 26
| 3 | 2020-03-20 16:37 | 2020-03-20 16:57 | 20
| 16 | 2020-03-20 16:41 | 2020-03-20 17:44 | 63
| 1 | 2020-03-20 17:11 | 2020-03-20 17:17 | 6
| 1 | 2020-03-20 19:20 | 2020-03-20 19:25 | 5
| 2 | 2020-03-20 20:05 | 2020-03-20 20:11 | 6
| 1 | 2020-03-20 20:52 | 2020-03-20 20:58 | 6
| 1 | 2020-03-20 20:59 | 2020-03-20 21:05 | 6
| 6 | 2020-03-20 22:09 | 2020-03-20 22:22 | 13
| 6 | 2020-03-20 23:33 | 2020-03-21 05:15 | 342
| 10 | 2020-03-21 01:11 | 2020-03-21 02:03 | 52
| 1 | 2020-03-21 01:11 | 2020-03-21 06:39 | 328
| 2 | 2020-03-21 03:50 | 2020-03-21 07:48 | 238
| 1 | 2020-03-21 05:21 | 2020-03-21 06:47 | 86
| 61 | 2020-03-21 05:21 | 2020-03-21 07:24 | 123
| 1 | 2020-03-21 07:17 | 2020-03-21 10:52 | 215
| 1 | 2020-03-21 07:23 | 2020-03-21 08:10 | 47
| 1 | 2020-03-21 07:44 | 2020-03-21 07:50 | 6
| 7 | 2020-03-21 08:24 | 2020-03-21 09:03 | 39
| 27 | 2020-03-21 08:45 | 2020-03-21 09:41 | 56
| 4 | 2020-03-21 08:49 | 2020-03-21 09:28 | 39
| 23 | 2020-03-21 08:49 | 2020-03-21 09:29 | 40
| 1 | 2020-03-21 09:19 | 2020-03-21 09:25 | 6
| 4 | 2020-03-21 09:57 | 2020-03-21 11:22 | 85
| 1 | 2020-03-21 10:07 | 2020-03-21 10:13 | 6
| 2 | 2020-03-21 11:16 | 2020-03-21 11:22 | 6
| 21 | 2020-03-21 11:16 | 2020-03-21 13:04 | 108
| 1 | 2020-03-21 11:25 | 2020-03-21 11:32 | 7
| 1 | 2020-03-21 11:38 | 2020-03-21 11:44 | 6
| 3 | 2020-03-21 12:22 | 2020-03-21 12:28 | 6
| 1 | 2020-03-21 12:36 | 2020-03-21 13:55 | 79
| 1 | 2020-03-21 12:36 | 2020-03-21 15:29 | 173
| 1 | 2020-03-21 12:57 | 2020-03-21 13:04 | 7
| 9 | 2020-03-21 13:11 | 2020-03-21 13:17 | 6
| 1 | 2020-03-21 14:05 | 2020-03-21 14:36 | 31
| 1 | 2020-03-21 14:13 | 2020-03-21 14:18 | 5
| 2 | 2020-03-21 14:13 | 2020-03-21 14:19 | 6
| 93 | 2020-03-21 15:59 | 2020-03-21 16:05 | 6
| 8 | 2020-03-21 16:50 | 2020-03-21 17:03 | 13
| 1 | 2020-03-21 17:04 | 2020-03-21 17:10 | 6
| 1 | 2020-03-21 17:14 | 2020-03-21 17:27 | 13
| 12 | 2020-03-21 17:14 | 2020-03-21 17:28 | 14
| 1 | 2020-03-21 17:48 | 2020-03-21 17:54 | 6
| 1 | 2020-03-21 18:25 | 2020-03-21 18:31 | 6
| 1 | 2020-03-21 19:17 | 2020-03-21 19:23 | 6
| 1 | 2020-03-21 23:32 | 2020-03-22 07:49 | 497
| 2 | 2020-03-22 | 2020-03-22 00:18 | 18
| 2 | 2020-03-22 02:46 | 2020-03-22 06:39 | 233
| 1 | 2020-03-22 07:40 | 2020-03-22 07:52 | 12
| 1 | 2020-03-22 07:54 | 2020-03-22 08:00 | 6
| 1 | 2020-03-22 09:47 | 2020-03-22 12:17 | 150
| 1 | 2020-03-22 09:48 | 2020-03-22 09:56 | 8
| 2 | 2020-03-22 09:48 | 2020-03-22 11:08 | 80
| 3 | 2020-03-22 22:46 | 2020-03-22 22:57 | 11
| 5 | 2020-03-23 02:58 | 2020-03-23 03:10 | 12
| 10 | 2020-03-23 05:26 | 2020-03-23 05:41 | 15
| 1 | 2020-03-23 05:26 | 2020-03-23 05:42 | 16
| 1 | 2020-03-23 07:35 | 2020-03-23 07:41 | 6
| 1 | 2020-03-23 08:29 | 2020-03-23 08:35 | 6
| 2 | 2020-03-23 08:35 | 2020-03-23 11:33 | 178
| 9 | 2020-03-23 09:40 | 2020-03-23 09:48 | 8
| 1 | 2020-03-23 10:07 | 2020-03-23 10:12 | 5
| 1 | 2020-03-23 11:48 | 2020-03-23 11:53 | 5
| 3 | 2020-03-23 11:50 | 2020-03-23 12:02 | 12
| 1 | 2020-03-23 12:13 | 2020-03-23 12:47 | 34
| 1 | 2020-03-23 13:00 | 2020-03-23 14:53 | 113
| 1 | 2020-03-23 13:11 | 2020-03-23 13:17 | 6
| 9 | 2020-03-23 13:27 | 2020-03-23 13:34 | 7
| 1 | 2020-03-23 13:37 | 2020-03-23 14:07 | 30
| 1 | 2020-03-23 13:37 | 2020-03-23 14:08 | 31
| 58 | 2020-03-23 13:37 | 2020-03-23 15:25 | 108
| 2 | 2020-03-23 15:15 | 2020-03-23 15:18 | 3
| 38 | 2020-03-23 15:30 | 2020-03-23 15:57 | 27
| 1 | 2020-03-23 19:54 | 2020-03-23 20:00 | 6
| 1 | 2020-03-23 19:57 | 2020-03-23 20:03 | 6
| 1 | 2020-03-23 20:50 | 2020-03-23 21:09 | 19
| 1 | 2020-03-23 21:20 | 2020-03-23 21:47 | 27
| 5116 | 2020-03-23 21:44 | 2020-03-23 21:50 | 6
| 1 | 2020-03-23 21:58 | 2020-03-23 22:03 | 5
| 46 | 2020-03-23 21:58 | 2020-03-23 22:05 | 7
| 1 | 2020-03-24 02:12 | 2020-03-24 09:23 | 431
| 22 | 2020-03-24 07:09 | 2020-03-24 07:33 | 24
| 1 | 2020-03-24 07:45 | 2020-03-24 08:04 | 19
| 1 | 2020-03-24 07:50 | 2020-03-24 07:56 | 6
| 37 | 2020-03-24 07:50 | 2020-03-24 10:58 | 188
| 2 | 2020-03-24 08:36 | 2020-03-24 08:42 | 6
| 1 | 2020-03-24 09:13 | 2020-03-24 09:19 | 6
| 3 | 2020-03-24 09:33 | 2020-03-24 09:49 | 16
| 43 | 2020-03-24 11:41 | 2020-03-24 11:54 | 13
| 1 | 2020-03-24 12:15 | 2020-03-24 12:18 | 3
| 1 | 2020-03-24 12:35 | 2020-03-24 12:36 | 1
| 1 | 2020-03-24 12:44 | 2020-03-24 12:50 | 6
| 1 | 2020-03-24 12:51 | 2020-03-24 16:14 | 203
| 1 | 2020-03-24 13:41 | 2020-03-24 13:47 | 6
| 45 | 2020-03-24 14:03 | 2020-03-24 14:32 | 29
| 1 | 2020-03-24 15:59 | 2020-03-24 16:05 | 6
| 2 | 2020-03-24 16:33 | 2020-03-24 16:43 | 10
| 2 | 2020-03-24 16:42 | 2020-03-24 16:48 | 6
| 21 | 2020-03-24 18:22 | 2020-03-24 18:28 | 6
| 1 | 2020-03-24 18:29 | 2020-03-24 19:02 | 33
| 2 | 2020-03-24 18:36 | 2020-03-24 18:51 | 15
| 1 | 2020-03-24 20:04 | 2020-03-24 20:10 | 6
| 916 | 2020-03-24 21:12 | 2020-03-24 21:20 | 8
| 8 | 2020-03-24 21:12 | 2020-03-25 03:41 | 389
| 64 | 2020-03-25 00:36 | 2020-03-25 08:42 | 486
| 1 | 2020-03-25 01:14 | 2020-03-25 01:20 | 6
| 4 | 2020-03-25 07:38 | 2020-03-25 07:47 | 9
| 7 | 2020-03-25 08:53 | 2020-03-25 08:59 | 6
| 1 | 2020-03-25 09:58 | 2020-03-25 10:04 | 6
| 1 | 2020-03-25 10:36 | 2020-03-25 10:42 | 6
| 1 | 2020-03-25 11:55 | 2020-03-25 12:12 | 17
| 1 | 2020-03-25 14:14 | 2020-03-25 14:20 | 6
| 1 | 2020-03-25 14:21 | 2020-03-25 16:19 | 118
| 1 | 2020-03-25 14:23 | 2020-03-25 16:01 | 98
| 1 | 2020-03-25 16:13 | 2020-03-25 17:10 | 57
| 748 | 2020-03-25 16:31 | 2020-03-25 16:38 | 7
| 2 | 2020-03-25 18:50 | 2020-03-25 18:56 | 6
| 1 | 2020-03-25 18:59 | 2020-03-25 19:05 | 6
| 34 | 2020-03-25 21:43 | 2020-03-25 21:50 | 7
| 14 | 2020-03-26 01:57 | 2020-03-26 02:04 | 7
| 9 | 2020-03-26 02:08 | 2020-03-26 06:32 | 264
| 5 | 2020-03-26 02:56 | 2020-03-26 08:30 | 334
| 1 | 2020-03-26 03:06 | 2020-03-26 03:12 | 6
| 1 | 2020-03-26 03:10 | 2020-03-26 08:47 | 337
| 1 | 2020-03-26 05:54 | 2020-03-26 06:00 | 6
| 1 | 2020-03-26 05:54 | 2020-03-26 06:03 | 9
| 2 | 2020-03-26 06:23 | 2020-03-26 09:00 | 157
| 1 | 2020-03-26 07:01 | 2020-03-26 11:16 | 255
| 1 | 2020-03-26 07:19 | 2020-03-26 07:26 | 7
| 1 | 2020-03-26 08:54 | 2020-03-26 09:00 | 6
| 2 | 2020-03-26 09:07 | 2020-03-26 09:13 | 6
| 1 | 2020-03-26 10:02 | 2020-03-26 10:12 | 10
| 3 | 2020-03-26 10:28 | 2020-03-26 10:35 | 7
| 2 | 2020-03-26 10:34 | 2020-03-26 10:40 | 6
| 1 | 2020-03-26 10:45 | 2020-03-26 10:55 | 10
| 2 | 2020-03-26 10:57 | 2020-03-26 11:03 | 6
| 1 | 2020-03-26 11:12 | 2020-03-26 13:17 | 125
| 1 | 2020-03-26 11:31 | 2020-03-26 11:46 | 15
| 1 | 2020-03-26 11:55 | 2020-03-26 12:01 | 6
| 33 | 2020-03-26 12:02 | 2020-03-26 12:07 | 5
| 1 | 2020-03-26 12:12 | 2020-03-26 12:17 | 5
| 1 | 2020-03-26 12:34 | 2020-03-26 14:05 | 91
| 1 | 2020-03-26 13:10 | 2020-03-26 13:12 | 2
| 2 | 2020-03-26 14:01 | 2020-03-26 14:07 | 6
| 1 | 2020-03-26 14:12 | 2020-03-26 14:18 | 6
| 24 | 2020-03-26 15:26 | 2020-03-26 15:51 | 25
| 66 | 2020-03-26 15:33 | 2020-03-26 16:00 | 27
| 27 | 2020-03-26 17:57 | 2020-03-26 18:03 | 6
| 1 | 2020-03-26 18:56 | 2020-03-26 19:16 | 20
| 1 | 2020-03-26 20:07 | 2020-03-26 20:13 | 6
| 12 | 2020-03-26 20:07 | 2020-03-26 20:19 | 12
| 6 | 2020-03-26 20:07 | 2020-03-26 20:48 | 41
| 6 | 2020-03-27 01:41 | 2020-03-27 02:05 | 24
| 2 | 2020-03-27 08:38 | 2020-03-27 08:44 | 6
| 1 | 2020-03-27 08:42 | 2020-03-27 10:47 | 125
| 1 | 2020-03-27 09:24 | 2020-03-27 09:30 | 6
| 14 | 2020-03-27 09:35 | 2020-03-27 10:12 | 37
| 2 | 2020-03-27 09:37 | 2020-03-27 09:43 | 6
| 237 | 2020-03-27 09:45 | 2020-03-27 09:51 | 6
| 6 | 2020-03-27 10:02 | 2020-03-27 10:12 | 10
| 1 | 2020-03-27 10:28 | 2020-03-27 10:34 | 6
| 1 | 2020-03-27 10:32 | 2020-03-27 10:47 | 15
| 4 | 2020-03-27 10:54 | 2020-03-27 11:00 | 6
| 1 | 2020-03-27 12:18 | 2020-03-27 12:24 | 6
| 3 | 2020-03-27 12:37 | 2020-03-27 12:42 | 5
| 1 | 2020-03-27 12:38 | 2020-03-27 12:44 | 6
| 3 | 2020-03-27 13:18 | 2020-03-27 13:24 | 6
| 1 | 2020-03-27 13:32 | 2020-03-27 13:43 | 11
| 22 | 2020-03-27 13:32 | 2020-03-27 14:09 | 37
| 1 | 2020-03-27 14:18 | 2020-03-27 14:21 | 3
| 1 | 2020-03-27 19:50 | 2020-03-27 20:56 | 66
| 1 | 2020-03-27 19:58 | 2020-03-27 20:08 | 10
| 1 | 2020-03-27 19:58 | 2020-03-27 20:15 | 17
| 16 | 2020-03-27 19:58 | 2020-03-27 20:18 | 20
| 63 | 2020-03-27 22:03 | 2020-03-27 22:16 | 13
| 22 | 2020-03-27 23:00 | 2020-03-28 01:50 | 170
| 78 | 2020-03-28 01:38 | 2020-03-28 01:46 | 8
| 17 | 2020-03-28 02:23 | 2020-03-28 02:31 | 8
| 2 | 2020-03-28 05:45 | 2020-03-28 08:16 | 151
| 1 | 2020-03-28 06:47 | 2020-03-28 06:53 | 6
| 1 | 2020-03-28 08:52 | 2020-03-28 08:58 | 6
| 750 | 2020-03-28 09:37 | 2020-03-28 09:44 | 7
| 31 | 2020-03-28 10:27 | 2020-03-28 11:03 | 36
| 1 | 2020-03-28 11:39 | 2020-03-28 12:14 | 35
| 3 | 2020-03-28 13:10 | 2020-03-28 13:16 | 6
| 891 | 2020-03-28 15:30 | 2020-03-28 15:37 | 7
| 279 | 2020-03-28 15:30 | 2020-03-28 16:30 | 60
| 16 | 2020-03-28 15:30 | 2020-03-28 17:00 | 90
| 1 | 2020-03-28 15:48 | 2020-03-28 15:54 | 6
| 1 | 2020-03-28 16:53 | 2020-03-28 16:59 | 6
| 15 | 2020-03-28 16:53 | 2020-03-28 17:00 | 7
| 29 | 2020-03-28 16:53 | 2020-03-28 17:11 | 18
| 1 | 2020-03-28 16:54 | 2020-03-28 17:04 | 10
| 1 | 2020-03-28 16:55 | 2020-03-28 17:01 | 6
| 2 | 2020-03-28 16:55 | 2020-03-28 17:02 | 7
| 1 | 2020-03-28 16:56 | 2020-03-28 17:02 | 6
| 2 | 2020-03-28 17:03 | 2020-03-28 17:08 | 5
| 1 | 2020-03-28 20:16 | 2020-03-28 20:22 | 6
| 1 | 2020-03-28 20:21 | 2020-03-28 20:38 | 17
| 2 | 2020-03-28 23:50 | 2020-03-29 00:08 | 18
| 1 | 2020-03-29 00:40 | 2020-03-29 00:52 | 12
| 2 | 2020-03-29 01:23 | 2020-03-29 01:38 | 15
| 1 | 2020-03-29 06:56 | 2020-03-29 07:44 | 48
| 81 | 2020-03-29 09:54 | 2020-03-29 10:17 | 23
| 38 | 2020-03-29 09:54 | 2020-03-29 11:14 | 80
| 1 | 2020-03-29 10:36 | 2020-03-29 11:00 | 24
| 1 | 2020-03-29 11:02 | 2020-03-29 11:08 | 6
| 117 | 2020-03-29 11:31 | 2020-03-29 11:37 | 6
| 2 | 2020-03-29 11:44 | 2020-03-29 12:22 | 38
| 1 | 2020-03-29 11:44 | 2020-03-29 19:21 | 457
| 194 | 2020-03-29 12:56 | 2020-03-29 13:08 | 12
| 702 | 2020-03-29 12:57 | 2020-03-29 13:04 | 7
| 1 | 2020-03-29 12:57 | 2020-03-29 15:35 | 158
| 1 | 2020-03-29 13:02 | 2020-03-29 13:08 | 6
| 15 | 2020-03-29 13:11 | 2020-03-29 13:30 | 19
| 1 | 2020-03-29 13:24 | 2020-03-29 13:49 | 25
| 2 | 2020-03-29 13:24 | 2020-03-29 13:52 | 28
| 22 | 2020-03-29 13:25 | 2020-03-29 13:42 | 17
| 18 | 2020-03-29 13:30 | 2020-03-29 13:37 | 7
| 2 | 2020-03-29 13:37 | 2020-03-29 14:19 | 42
| 1 | 2020-03-29 13:41 | 2020-03-29 13:52 | 11
| 19 | 2020-03-29 13:41 | 2020-03-29 14:00 | 19
| 1 | 2020-03-29 13:44 | 2020-03-29 13:49 | 5
| 2 | 2020-03-29 13:44 | 2020-03-29 13:50 | 6
| 8 | 2020-03-29 13:44 | 2020-03-29 13:51 | 7
| 1 | 2020-03-29 13:49 | 2020-03-29 16:31 | 162
| 115 | 2020-03-29 13:51 | 2020-03-29 14:20 | 29
| 1 | 2020-03-29 13:57 | 2020-03-29 14:02 | 5
| 1 | 2020-03-29 13:57 | 2020-03-29 14:03 | 6
| 50 | 2020-03-29 13:57 | 2020-03-29 14:07 | 10
| 28 | 2020-03-29 13:57 | 2020-03-29 14:14 | 17
| 1 | 2020-03-29 14:34 | 2020-03-29 14:40 | 6
| 1 | 2020-03-29 15:05 | 2020-03-29 15:11 | 6
| 22 | 2020-03-29 15:18 | 2020-03-29 15:32 | 14
| 15 | 2020-03-29 15:31 | 2020-03-29 15:43 | 12
| 11 | 2020-03-29 15:32 | 2020-03-29 15:54 | 22
| 18 | 2020-03-29 15:37 | 2020-03-29 15:47 | 10
| 1 | 2020-03-29 15:44 | 2020-03-29 15:50 | 6
| 6 | 2020-03-29 15:51 | 2020-03-29 15:57 | 6
| 1 | 2020-03-29 16:09 | 2020-03-29 16:15 | 6
| 2 | 2020-03-29 16:13 | 2020-03-29 16:18 | 5
| 19 | 2020-03-29 16:13 | 2020-03-29 16:19 | 6
| 3 | 2020-03-29 16:17 | 2020-03-29 16:44 | 27
| 1 | 2020-03-29 16:25 | 2020-03-29 16:31 | 6
| 58 | 2020-03-29 16:26 | 2020-03-29 16:39 | 13
| 2 | 2020-03-29 16:30 | 2020-03-29 22:05 | 335
| 4 | 2020-03-29 17:06 | 2020-03-29 17:12 | 6
| 1 | 2020-03-29 17:06 | 2020-03-29 18:58 | 112
| 1 | 2020-03-29 17:10 | 2020-03-29 17:16 | 6
| 110 | 2020-03-29 17:11 | 2020-03-29 17:17 | 6
| 2 | 2020-03-29 17:11 | 2020-03-29 17:18 | 7
| 1 | 2020-03-29 17:43 | 2020-03-29 17:49 | 6
| 792 | 2020-03-29 17:56 | 2020-03-29 18:02 | 6
| 1 | 2020-03-29 18:21 | 2020-03-29 18:27 | 6
| 1 | 2020-03-29 19:41 | 2020-03-29 19:47 | 6
| 6 | 2020-03-29 19:41 | 2020-03-29 19:51 | 10
| 1 | 2020-03-29 20:20 | 2020-03-29 20:31 | 11
| 170 | 2020-03-29 20:20 | 2020-03-29 20:32 | 12
| 1 | 2020-03-29 23:04 | 2020-03-29 23:09 | 5
| 3 | 2020-03-29 23:04 | 2020-03-29 23:10 | 6
| 6 | 2020-03-30 00:34 | 2020-03-30 03:14 | 160
| 1 | 2020-03-30 01:29 | 2020-03-30 07:55 | 386
| 2 | 2020-03-30 04:01 | 2020-03-30 05:07 | 66
| 19 | 2020-03-30 04:42 | 2020-03-30 10:21 | 339
| 1 | 2020-03-30 04:49 | 2020-03-30 07:54 | 185
| 9 | 2020-03-30 07:50 | 2020-03-30 08:06 | 16
| 5 | 2020-03-30 08:24 | 2020-03-30 09:16 | 52
| 1 | 2020-03-30 08:25 | 2020-03-30 08:30 | 5
| 1 | 2020-03-30 08:41 | 2020-03-30 09:19 | 38
| 1 | 2020-03-30 09:00 | 2020-03-30 09:06 | 6
| 1 | 2020-03-30 09:18 | 2020-03-30 09:24 | 6
| 2 | 2020-03-30 09:21 | 2020-03-30 09:27 | 6
| 3 | 2020-03-30 09:22 | 2020-03-30 09:28 | 6
| 1 | 2020-03-30 11:57 | 2020-03-30 12:03 | 6
| 1 | 2020-03-30 12:01 | 2020-03-30 12:07 | 6
| 1 | 2020-03-30 12:51 | 2020-03-30 13:40 | 49
| 1 | 2020-03-30 12:57 | 2020-03-30 13:04 | 7
| 28 | 2020-03-30 12:58 | 2020-03-30 13:14 | 16
| 1 | 2020-03-30 13:28 | 2020-03-30 13:34 | 6
| 1 | 2020-03-30 14:54 | 2020-03-30 15:01 | 7
| 1 | 2020-03-30 17:50 | 2020-03-30 17:56 | 6
| 3 | 2020-03-30 18:02 | 2020-03-30 18:08 | 6
| 1 | 2020-03-30 18:52 | 2020-03-30 18:58 | 6
| 1 | 2020-03-30 19:21 | 2020-03-30 19:27 | 6
| 1 | 2020-03-30 19:30 | 2020-03-30 19:36 | 6
| 2 | 2020-03-31 01:28 | 2020-03-31 01:58 | 30
| 2 | 2020-03-31 01:29 | 2020-03-31 02:07 | 38
| 12 | 2020-03-31 02:04 | 2020-03-31 02:15 | 11
| 2 | 2020-03-31 02:25 | 2020-03-31 07:36 | 311
| 85 | 2020-03-31 02:39 | 2020-03-31 02:46 | 7
| 7 | 2020-03-31 03:01 | 2020-03-31 03:17 | 16
| 1 | 2020-03-31 04:51 | 2020-03-31 05:00 | 9
| 1 | 2020-03-31 04:59 | 2020-03-31 09:44 | 285
| 1 | 2020-03-31 05:09 | 2020-03-31 05:23 | 14
| 2 | 2020-03-31 05:11 | 2020-03-31 09:25 | 254
| 6 | 2020-03-31 07:12 | 2020-03-31 07:33 | 21
| 33 | 2020-03-31 07:26 | 2020-03-31 07:45 | 19
| 20 | 2020-03-31 07:47 | 2020-03-31 08:00 | 13
| 4 | 2020-03-31 07:51 | 2020-03-31 08:34 | 43
| 1 | 2020-03-31 08:35 | 2020-03-31 08:41 | 6
| 1 | 2020-03-31 09:36 | 2020-03-31 09:41 | 5
| 1 | 2020-03-31 09:47 | 2020-03-31 09:53 | 6
| 6 | 2020-03-31 09:56 | 2020-03-31 10:26 | 30
| 16 | 2020-03-31 10:08 | 2020-03-31 10:26 | 18
| 1 | 2020-03-31 10:20 | 2020-03-31 12:01 | 101
| 1 | 2020-03-31 10:35 | 2020-03-31 10:41 | 6
| 7 | 2020-03-31 10:54 | 2020-03-31 11:01 | 7
| 2 | 2020-03-31 11:48 | 2020-03-31 11:53 | 5
| 1 | 2020-03-31 11:50 | 2020-03-31 11:56 | 6
| 1 | 2020-03-31 12:17 | 2020-03-31 12:24 | 7
| 1 | 2020-03-31 12:32 | 2020-03-31 12:37 | 5
| 22 | 2020-03-31 13:19 | 2020-03-31 13:30 | 11
| 129 | 2020-03-31 14:09 | 2020-03-31 14:15 | 6
| 1 | 2020-03-31 14:44 | 2020-03-31 14:50 | 6
| 2 | 2020-03-31 15:54 | 2020-03-31 16:00 | 6
| 1 | 2020-03-31 16:09 | 2020-03-31 17:07 | 58
| 29 | 2020-03-31 16:55 | 2020-03-31 17:01 | 6
| 7 | 2020-03-31 19:57 | 2020-03-31 20:26 | 29
| 1 | 2020-03-31 20:01 | 2020-03-31 20:07 | 6
| 8 | 2020-04-01 01:05 | 2020-04-01 02:02 | 57
| 6 | 2020-04-01 01:05 | 2020-04-01 02:09 | 64
| 26 | 2020-04-01 01:05 | 2020-04-01 03:43 | 158
| 18 | 2020-04-01 01:05 | 2020-04-01 04:51 | 226
| 160 | 2020-04-01 02:02 | 2020-04-01 02:08 | 6
| 7 | 2020-04-01 02:02 | 2020-04-01 02:10 | 8
| 123 | 2020-04-01 02:02 | 2020-04-01 02:11 | 9
| 14 | 2020-04-01 02:02 | 2020-04-01 02:13 | 11
| 5 | 2020-04-01 02:02 | 2020-04-01 02:23 | 21
| 1 | 2020-04-01 02:13 | 2020-04-01 02:19 | 6
| 1 | 2020-04-01 02:20 | 2020-04-01 02:26 | 6
| 1 | 2020-04-01 02:27 | 2020-04-01 02:33 | 6
| 1 | 2020-04-01 03:13 | 2020-04-01 14:14 | 661
| 2 | 2020-04-01 03:13 | 2020-04-01 15:05 | 712
| 4 | 2020-04-01 03:40 | 2020-04-01 03:46 | 6
| 1 | 2020-04-01 03:40 | 2020-04-01 03:48 | 8
| 3 | 2020-04-01 04:06 | 2020-04-01 04:21 | 15
| 7 | 2020-04-01 04:48 | 2020-04-01 06:21 | 93
| 1 | 2020-04-01 05:31 | 2020-04-01 05:37 | 6
| 904 | 2020-04-01 05:31 | 2020-04-01 06:01 | 30
| 89 | 2020-04-01 05:31 | 2020-04-01 06:20 | 49
| 1142 | 2020-04-01 05:50 | 2020-04-01 06:01 | 11
| 50 | 2020-04-01 05:54 | 2020-04-01 06:03 | 9
| 1 | 2020-04-01 05:56 | 2020-04-01 06:02 | 6
| 1 | 2020-04-01 06:00 | 2020-04-01 06:06 | 6
| 6 | 2020-04-01 07:02 | 2020-04-01 07:40 | 38
| 1 | 2020-04-01 07:50 | 2020-04-01 08:05 | 15
| 1 | 2020-04-01 08:07 | 2020-04-01 08:19 | 12
| 1021 | 2020-04-01 08:07 | 2020-04-01 08:25 | 18
| 1 | 2020-04-01 08:27 | 2020-04-01 08:28 | 1
| 1 | 2020-04-01 10:25 | 2020-04-01 10:30 | 5
| 1 | 2020-04-01 10:25 | 2020-04-01 10:31 | 6
| 1 | 2020-04-01 10:34 | 2020-04-01 10:40 | 6
| 1 | 2020-04-01 11:10 | 2020-04-01 11:13 | 3
| 59 | 2020-04-01 11:35 | 2020-04-01 11:41 | 6
| 2 | 2020-04-01 12:03 | 2020-04-01 12:07 | 4
| 1 | 2020-04-01 13:43 | 2020-04-01 13:49 | 6
| 78 | 2020-04-01 13:43 | 2020-04-01 13:51 | 8
| 1 | 2020-04-01 13:43 | 2020-04-01 14:05 | 22
| 3 | 2020-04-01 13:43 | 2020-04-01 17:09 | 206
| 1 | 2020-04-01 14:15 | 2020-04-01 14:20 | 5
| 71 | 2020-04-01 14:15 | 2020-04-01 14:30 | 15
| 37 | 2020-04-01 14:31 | 2020-04-01 14:39 | 8
| 1 | 2020-04-01 15:06 | 2020-04-01 15:12 | 6
| 229 | 2020-04-01 15:11 | 2020-04-01 15:17 | 6
| 2 | 2020-04-01 15:38 | 2020-04-01 18:31 | 173
| 1 | 2020-04-01 15:53 | 2020-04-01 15:59 | 6
| 32 | 2020-04-01 16:49 | 2020-04-01 17:20 | 31
| 15 | 2020-04-01 16:49 | 2020-04-01 17:25 | 36
| 1 | 2020-04-01 17:05 | 2020-04-01 17:11 | 6
| 1 | 2020-04-01 18:24 | 2020-04-01 18:30 | 6
| 1 | 2020-04-01 20:12 | 2020-04-01 20:18 | 6
| 33 | 2020-04-01 20:27 | 2020-04-01 20:34 | 7
| 695 | 2020-04-01 21:58 | 2020-04-01 22:05 | 7
| 11 | 2020-04-01 22:01 | 2020-04-01 22:14 | 13
| 1 | 2020-04-01 22:05 | 2020-04-01 22:31 | 26
| 1 | 2020-04-02 00:10 | 2020-04-02 01:15 | 65
| 2 | 2020-04-02 00:18 | 2020-04-02 00:33 | 15
| 5 | 2020-04-02 00:21 | 2020-04-02 00:37 | 16
| 26 | 2020-04-02 00:37 | 2020-04-02 00:43 | 6
| 1 | 2020-04-02 00:44 | 2020-04-02 01:04 | 20
| 11 | 2020-04-02 01:16 | 2020-04-02 01:32 | 16
| 1 | 2020-04-02 01:42 | 2020-04-02 07:42 | 360
| 1 | 2020-04-02 01:43 | 2020-04-02 13:52 | 729
| 1 | 2020-04-02 01:43 | 2020-04-02 14:49 | 786
| 1 | 2020-04-02 02:23 | 2020-04-02 08:15 | 352
| 1 | 2020-04-02 03:43 | 2020-04-02 08:17 | 274
| 1 | 2020-04-02 04:37 | 2020-04-02 06:06 | 89
| 5 | 2020-04-02 05:12 | 2020-04-02 07:37 | 145
| 1 | 2020-04-02 05:57 | 2020-04-02 06:03 | 6
| 6 | 2020-04-02 05:57 | 2020-04-02 08:17 | 140
| 1 | 2020-04-02 08:17 | 2020-04-02 08:22 | 5
| 1 | 2020-04-02 08:22 | 2020-04-02 08:28 | 6
| 1 | 2020-04-02 08:38 | 2020-04-02 08:44 | 6
| 1 | 2020-04-02 08:55 | 2020-04-02 11:37 | 162
| 2 | 2020-04-02 10:10 | 2020-04-02 10:12 | 2
| 91 | 2020-04-02 10:38 | 2020-04-02 10:45 | 7
| 1 | 2020-04-02 11:29 | 2020-04-02 11:35 | 6
| 1 | 2020-04-02 11:46 | 2020-04-02 11:52 | 6
| 1 | 2020-04-02 12:26 | 2020-04-02 12:32 | 6
| 4 | 2020-04-02 12:58 | 2020-04-02 13:34 | 36
| 2 | 2020-04-02 13:00 | 2020-04-02 13:03 | 3
| 1 | 2020-04-02 13:13 | 2020-04-02 13:38 | 25
| 1 | 2020-04-02 13:48 | 2020-04-02 14:10 | 22
| 1 | 2020-04-02 14:10 | 2020-04-02 14:11 | 1
| 1 | 2020-04-02 14:11 | 2020-04-02 15:16 | 65
| 1 | 2020-04-02 14:12 | 2020-04-02 14:18 | 6
| 1 | 2020-04-02 14:18 | 2020-04-02 14:24 | 6
| 1 | 2020-04-02 15:45 | 2020-04-02 16:15 | 30
| 80 | 2020-04-02 17:33 | 2020-04-02 17:39 | 6
| 28 | 2020-04-02 19:32 | 2020-04-02 19:49 | 17
| 1 | 2020-04-02 19:33 | 2020-04-02 19:45 | 12
| 1 | 2020-04-02 19:37 | 2020-04-02 19:42 | 5
| 1 | 2020-04-02 20:28 | 2020-04-03 06:14 | 586
| 1 | 2020-04-02 21:16 | 2020-04-02 21:22 | 6
| 2 | 2020-04-02 21:32 | 2020-04-02 21:46 | 14
| 2 | 2020-04-03 00:15 | 2020-04-03 00:23 | 8
| 82 | 2020-04-03 00:15 | 2020-04-03 11:18 | 663
| 33 | 2020-04-03 01:30 | 2020-04-03 01:38 | 8
| 6 | 2020-04-03 05:01 | 2020-04-03 05:32 | 31
| 1 | 2020-04-03 06:51 | 2020-04-03 07:04 | 13
| 1 | 2020-04-03 08:02 | 2020-04-03 08:40 | 38
| 90 | 2020-04-03 08:02 | 2020-04-03 10:58 | 176
| 1 | 2020-04-03 08:25 | 2020-04-03 08:31 | 6
| 1 | 2020-04-03 08:26 | 2020-04-03 08:32 | 6
| 1 | 2020-04-03 08:49 | 2020-04-03 08:55 | 6
| 14 | 2020-04-03 08:50 | 2020-04-03 08:55 | 5
| 5 | 2020-04-03 09:30 | 2020-04-03 10:00 | 30
| 1 | 2020-04-03 10:41 | 2020-04-03 10:47 | 6
| 7 | 2020-04-03 10:41 | 2020-04-03 11:17 | 36
| 1 | 2020-04-03 11:21 | 2020-04-03 17:54 | 393
| 1 | 2020-04-03 11:26 | 2020-04-03 15:51 | 265
| 1091 | 2020-04-03 13:09 | 2020-04-03 13:17 | 8
| 2 | 2020-04-03 13:09 | 2020-04-03 18:53 | 344
| 1 | 2020-04-03 13:27 | 2020-04-03 15:33 | 126
| 1 | 2020-04-03 14:14 | 2020-04-03 14:35 | 21
| 72 | 2020-04-03 14:17 | 2020-04-03 14:23 | 6
| 1 | 2020-04-03 14:34 | 2020-04-03 14:52 | 18
| 132 | 2020-04-03 14:49 | 2020-04-03 14:55 | 6
| 1 | 2020-04-03 15:19 | 2020-04-03 15:48 | 29
| 1 | 2020-04-03 15:38 | 2020-04-03 15:48 | 10
| 2 | 2020-04-03 15:50 | 2020-04-03 16:56 | 66
| 1 | 2020-04-03 16:31 | 2020-04-03 16:36 | 5
| 2 | 2020-04-03 17:46 | 2020-04-03 17:52 | 6
| 1 | 2020-04-03 18:22 | 2020-04-03 18:28 | 6
| 40 | 2020-04-03 18:22 | 2020-04-03 18:29 | 7
| 2 | 2020-04-03 19:12 | 2020-04-03 19:18 | 6
| 2 | 2020-04-03 19:29 | 2020-04-03 19:54 | 25
| 2 | 2020-04-03 19:40 | 2020-04-03 19:46 | 6
| 4 | 2020-04-03 19:47 | 2020-04-03 21:20 | 93
| 1 | 2020-04-03 19:47 | 2020-04-03 21:21 | 94
| 2 | 2020-04-03 19:53 | 2020-04-03 22:23 | 150
| 120 | 2020-04-03 19:57 | 2020-04-03 20:10 | 13
| 13 | 2020-04-03 20:06 | 2020-04-03 20:19 | 13
| 15 | 2020-04-03 20:06 | 2020-04-03 20:59 | 53
| 2 | 2020-04-03 20:26 | 2020-04-03 20:32 | 6
| 10 | 2020-04-03 21:26 | 2020-04-03 21:39 | 13
| 121 | 2020-04-03 21:36 | 2020-04-03 21:44 | 8
| 5 | 2020-04-03 22:05 | 2020-04-03 22:18 | 13
| 1 | 2020-04-03 22:18 | 2020-04-03 22:51 | 33
| 1 | 2020-04-03 22:18 | 2020-04-03 22:57 | 39
| 2 | 2020-04-03 22:38 | 2020-04-03 23:20 | 42
| 7 | 2020-04-03 22:56 | 2020-04-03 23:02 | 6
| 1 | 2020-04-04 00:20 | 2020-04-04 00:26 | 6
| 1 | 2020-04-04 00:28 | 2020-04-04 00:34 | 6
| 1 | 2020-04-04 05:23 | 2020-04-04 09:15 | 232
| 1 | 2020-04-04 06:11 | 2020-04-04 06:17 | 6
| 23 | 2020-04-04 06:36 | 2020-04-04 06:53 | 17
| 1 | 2020-04-04 07:49 | 2020-04-04 07:55 | 6
| 30 | 2020-04-04 08:16 | 2020-04-04 09:30 | 74
| 229 | 2020-04-04 08:16 | 2020-04-04 09:56 | 100
| 4 | 2020-04-04 08:20 | 2020-04-04 13:49 | 329
| 1 | 2020-04-04 09:06 | 2020-04-04 17:46 | 520
| 1 | 2020-04-04 09:20 | 2020-04-04 11:17 | 117
| 1 | 2020-04-04 09:26 | 2020-04-04 09:33 | 7
| 23 | 2020-04-04 09:52 | 2020-04-04 09:58 | 6
| 1 | 2020-04-04 09:57 | 2020-04-04 10:03 | 6
| 2 | 2020-04-04 10:16 | 2020-04-04 10:22 | 6
| 201 | 2020-04-04 10:17 | 2020-04-04 10:24 | 7
| 1 | 2020-04-04 11:02 | 2020-04-04 11:08 | 6
| 1 | 2020-04-04 11:17 | 2020-04-04 11:24 | 7
| 7 | 2020-04-04 12:15 | 2020-04-04 12:21 | 6
| 1 | 2020-04-04 12:26 | 2020-04-04 12:32 | 6
| 1 | 2020-04-04 12:26 | 2020-04-04 18:34 | 368
| 25 | 2020-04-04 12:57 | 2020-04-04 13:03 | 6
| 1 | 2020-04-04 13:19 | 2020-04-04 16:04 | 165
| 1 | 2020-04-04 13:25 | 2020-04-04 14:28 | 63
| 1 | 2020-04-04 13:32 | 2020-04-04 13:38 | 6
| 1 | 2020-04-04 13:53 | 2020-04-04 13:59 | 6
| 24 | 2020-04-04 14:06 | 2020-04-04 14:28 | 22
| 100 | 2020-04-04 14:35 | 2020-04-04 14:50 | 15
| 1 | 2020-04-04 15:05 | 2020-04-04 15:16 | 11
| 81 | 2020-04-04 15:05 | 2020-04-04 15:17 | 12
| 3 | 2020-04-04 15:05 | 2020-04-04 17:16 | 131
| 17 | 2020-04-04 15:31 | 2020-04-04 15:41 | 10
| 1 | 2020-04-04 15:49 | 2020-04-04 15:54 | 5
| 1 | 2020-04-04 16:05 | 2020-04-04 16:11 | 6
| 1 | 2020-04-04 16:19 | 2020-04-04 16:24 | 5
| 1 | 2020-04-04 16:30 | 2020-04-04 16:36 | 6
| 1 | 2020-04-04 16:44 | 2020-04-04 17:05 | 21
| 53 | 2020-04-04 16:45 | 2020-04-04 17:08 | 23
| 1 | 2020-04-04 16:57 | 2020-04-04 17:08 | 11
| 1 | 2020-04-04 17:24 | 2020-04-04 17:30 | 6
| 2 | 2020-04-04 17:26 | 2020-04-04 17:32 | 6
| 1 | 2020-04-04 18:11 | 2020-04-04 18:17 | 6
| 1 | 2020-04-04 18:14 | 2020-04-04 18:20 | 6
| 1 | 2020-04-04 18:24 | 2020-04-04 18:30 | 6
| 1 | 2020-04-05 00:59 | 2020-04-05 09:05 | 486
| 1 | 2020-04-05 02:10 | 2020-04-05 03:00 | 50
| 48 | 2020-04-05 02:49 | 2020-04-05 02:51 | 2
| 48 | 2020-04-05 02:49 | 2020-04-05 02:52 | 3
| 48 | 2020-04-05 02:49 | 2020-04-05 02:53 | 4
| 48 | 2020-04-05 02:49 | 2020-04-05 02:54 | 5
| 48 | 2020-04-05 02:49 | 2020-04-05 02:56 | 7
| 96 | 2020-04-05 02:49 | 2020-04-05 02:57 | 8
| 48 | 2020-04-05 02:49 | 2020-04-05 02:58 | 9
| 48 | 2020-04-05 02:49 | 2020-04-05 02:59 | 10
| 7 | 2020-04-05 03:50 | 2020-04-05 06:31 | 161
| 136 | 2020-04-05 03:50 | 2020-04-05 06:41 | 171
| 89 | 2020-04-05 03:50 | 2020-04-05 08:55 | 305
| 1 | 2020-04-05 03:55 | 2020-04-05 04:39 | 44
| 14 | 2020-04-05 03:55 | 2020-04-05 04:58 | 63
| 1 | 2020-04-05 04:07 | 2020-04-05 04:13 | 6
| 2 | 2020-04-05 05:12 | 2020-04-05 07:42 | 150
| 1 | 2020-04-05 05:17 | 2020-04-05 06:41 | 84
| 1 | 2020-04-05 08:46 | 2020-04-05 09:10 | 24
| 1 | 2020-04-05 09:41 | 2020-04-05 09:47 | 6
| 1 | 2020-04-05 09:53 | 2020-04-05 09:59 | 6
| 1 | 2020-04-05 09:59 | 2020-04-05 10:12 | 13
| 1 | 2020-04-05 10:07 | 2020-04-05 10:37 | 30
| 522 | 2020-04-05 10:12 | 2020-04-05 11:41 | 89
| 1 | 2020-04-05 10:22 | 2020-04-05 11:25 | 63
| 1 | 2020-04-05 10:40 | 2020-04-05 10:46 | 6
| 1 | 2020-04-05 10:42 | 2020-04-05 10:48 | 6
| 1 | 2020-04-05 11:09 | 2020-04-05 11:14 | 5
| 1 | 2020-04-05 11:43 | 2020-04-05 14:14 | 151
| 1 | 2020-04-05 12:03 | 2020-04-05 12:09 | 6
| 31 | 2020-04-05 12:45 | 2020-04-05 13:10 | 25
| 1 | 2020-04-05 13:23 | 2020-04-05 13:29 | 6
| 1 | 2020-04-05 13:47 | 2020-04-05 13:53 | 6
| 1 | 2020-04-05 13:56 | 2020-04-05 14:37 | 41
| 1 | 2020-04-05 15:16 | 2020-04-05 15:46 | 30
| 1 | 2020-04-05 17:10 | 2020-04-05 17:15 | 5
| 180 | 2020-04-05 18:15 | 2020-04-05 18:21 | 6
| 58 | 2020-04-05 18:15 | 2020-04-06 15:57 | 1302
| 13 | 2020-04-05 18:46 | 2020-04-05 18:57 | 11
| 1 | 2020-04-05 18:54 | 2020-04-05 19:00 | 6
| 45 | 2020-04-05 18:55 | 2020-04-05 19:25 | 30
| 1 | 2020-04-05 18:56 | 2020-04-05 19:01 | 5
| 4 | 2020-04-05 18:56 | 2020-04-05 19:22 | 26
| 1 | 2020-04-05 19:00 | 2020-04-05 19:06 | 6
| 1 | 2020-04-05 19:07 | 2020-04-05 19:13 | 6
| 57 | 2020-04-05 20:20 | 2020-04-05 20:34 | 14
| 1 | 2020-04-05 20:39 | 2020-04-05 20:45 | 6
| 66 | 2020-04-05 20:47 | 2020-04-05 20:58 | 11
| 4 | 2020-04-06 01:06 | 2020-04-06 07:38 | 392
| 1 | 2020-04-06 02:49 | 2020-04-06 07:05 | 256
| 1 | 2020-04-06 02:49 | 2020-04-06 08:44 | 355
| 1 | 2020-04-06 06:24 | 2020-04-06 06:30 | 6
| 22 | 2020-04-06 06:52 | 2020-04-06 07:19 | 27
| 1 | 2020-04-06 07:04 | 2020-04-06 07:09 | 5
| 1 | 2020-04-06 07:11 | 2020-04-06 07:17 | 6
| 2 | 2020-04-06 07:59 | 2020-04-06 08:05 | 6
| 1 | 2020-04-06 08:35 | 2020-04-06 08:40 | 5
| 1 | 2020-04-06 08:41 | 2020-04-06 08:47 | 6
| 1 | 2020-04-06 08:41 | 2020-04-06 09:06 | 25
| 2 | 2020-04-06 09:01 | 2020-04-06 09:08 | 7
| 1 | 2020-04-06 09:02 | 2020-04-06 09:18 | 16
| 102 | 2020-04-06 09:02 | 2020-04-06 09:38 | 36
| 1 | 2020-04-06 09:31 | 2020-04-06 09:37 | 6
| 1 | 2020-04-06 09:40 | 2020-04-06 09:46 | 6
| 2 | 2020-04-06 09:46 | 2020-04-06 09:52 | 6
| 1 | 2020-04-06 09:55 | 2020-04-06 10:12 | 17
| 2 | 2020-04-06 10:02 | 2020-04-06 10:12 | 10
| 1 | 2020-04-06 10:26 | 2020-04-06 10:32 | 6
| 1 | 2020-04-06 10:39 | 2020-04-06 11:57 | 78
| 4 | 2020-04-06 11:01 | 2020-04-06 11:07 | 6
| 2 | 2020-04-06 11:02 | 2020-04-06 11:08 | 6
| 1 | 2020-04-06 11:17 | 2020-04-06 12:24 | 67
| 1 | 2020-04-06 11:57 | 2020-04-06 13:10 | 73
| 1 | 2020-04-06 12:48 | 2020-04-06 12:51 | 3
| 1 | 2020-04-06 12:51 | 2020-04-06 12:57 | 6
| 1 | 2020-04-06 13:11 | 2020-04-06 13:17 | 6
| 1 | 2020-04-06 13:19 | 2020-04-06 13:22 | 3
| 4 | 2020-04-06 13:29 | 2020-04-06 13:40 | 11
| 1 | 2020-04-06 13:46 | 2020-04-06 13:48 | 2
| 3 | 2020-04-06 15:20 | 2020-04-06 15:29 | 9
| 1 | 2020-04-06 16:15 | 2020-04-06 16:21 | 6
| 1 | 2020-04-06 16:26 | 2020-04-06 16:55 | 29
| 72 | 2020-04-06 17:09 | 2020-04-06 17:15 | 6
| 77 | 2020-04-06 19:04 | 2020-04-06 19:20 | 16
| 1 | 2020-04-06 20:32 | 2020-04-06 20:37 | 5
| 1 | 2020-04-06 22:08 | 2020-04-06 23:24 | 76
| 1 | 2020-04-06 22:09 | 2020-04-06 22:16 | 7
| 1 | 2020-04-06 22:26 | 2020-04-07 08:47 | 621
| 1 | 2020-04-06 23:37 | 2020-04-07 00:08 | 31
| 20 | 2020-04-07 06:39 | 2020-04-07 07:11 | 32
| 27 | 2020-04-07 06:56 | 2020-04-07 07:29 | 33
| 1 | 2020-04-07 08:14 | 2020-04-07 08:20 | 6
| 1 | 2020-04-07 09:01 | 2020-04-07 09:07 | 6
| 34 | 2020-04-07 09:03 | 2020-04-07 09:09 | 6
| 1 | 2020-04-07 09:29 | 2020-04-07 09:35 | 6
| 1 | 2020-04-07 09:43 | 2020-04-07 09:48 | 5
| 2 | 2020-04-07 10:05 | 2020-04-07 10:12 | 7
| 1 | 2020-04-07 10:08 | 2020-04-07 10:14 | 6
| 2 | 2020-04-07 11:35 | 2020-04-07 11:38 | 3
| 2 | 2020-04-07 11:40 | 2020-04-07 11:46 | 6
| 111 | 2020-04-07 11:51 | 2020-04-07 11:57 | 6
| 3 | 2020-04-07 12:06 | 2020-04-07 12:11 | 5
| 1 | 2020-04-07 12:22 | 2020-04-07 12:28 | 6
| 1 | 2020-04-07 12:31 | 2020-04-07 12:37 | 6
| 1 | 2020-04-07 13:10 | 2020-04-07 13:16 | 6
| 2 | 2020-04-07 13:15 | 2020-04-07 13:20 | 5
| 2 | 2020-04-07 14:25 | 2020-04-07 14:26 | 1
| 1 | 2020-04-07 14:47 | 2020-04-07 14:53 | 6
| 1 | 2020-04-07 15:06 | 2020-04-07 15:13 | 7
| 1 | 2020-04-07 15:19 | 2020-04-07 15:22 | 3
| 2 | 2020-04-07 15:25 | 2020-04-07 15:30 | 5
| 3 | 2020-04-07 15:26 | 2020-04-07 15:32 | 6
| 33 | 2020-04-07 17:18 | 2020-04-07 17:26 | 8
| 29 | 2020-04-07 17:18 | 2020-04-07 17:31 | 13
| 1 | 2020-04-07 17:27 | 2020-04-07 17:33 | 6
| 33 | 2020-04-07 17:27 | 2020-04-07 18:05 | 38
| 1 | 2020-04-07 17:50 | 2020-04-07 19:27 | 97
| 1 | 2020-04-08 06:21 | 2020-04-08 06:27 | 6
| 1 | 2020-04-08 06:21 | 2020-04-08 13:49 | 448
| 1 | 2020-04-08 08:36 | 2020-04-08 08:41 | 5
| 1 | 2020-04-08 08:56 | 2020-04-08 09:22 | 26
| 44 | 2020-04-08 08:56 | 2020-04-08 10:18 | 82
| 1 | 2020-04-08 09:29 | 2020-04-08 09:35 | 6
| 26 | 2020-04-08 11:00 | 2020-04-08 11:15 | 15
| 11 | 2020-04-08 11:00 | 2020-04-08 11:23 | 23
| 12 | 2020-04-08 11:00 | 2020-04-08 11:27 | 27
| 1 | 2020-04-08 11:22 | 2020-04-08 11:28 | 6
| 569 | 2020-04-08 11:52 | 2020-04-08 11:59 | 7
| 1 | 2020-04-08 15:08 | 2020-04-08 15:14 | 6
| 1 | 2020-04-08 15:19 | 2020-04-08 15:28 | 9
| 1 | 2020-04-08 16:46 | 2020-04-08 16:52 | 6
| 1 | 2020-04-08 17:02 | 2020-04-08 17:08 | 6
| 1 | 2020-04-08 18:00 | 2020-04-08 18:05 | 5
| 1 | 2020-04-08 18:29 | 2020-04-08 18:56 | 27
| 1 | 2020-04-08 20:19 | 2020-04-08 21:56 | 97
| 1 | 2020-04-08 20:42 | 2020-04-08 20:48 | 6
| 1 | 2020-04-08 20:47 | 2020-04-08 20:52 | 5
| 1 | 2020-04-08 20:51 | 2020-04-08 20:57 | 6
| 1 | 2020-04-08 21:04 | 2020-04-08 21:10 | 6
| 1 | 2020-04-08 23:36 | 2020-04-09 08:36 | 540
| 1 | 2020-04-09 00:30 | 2020-04-09 08:43 | 493
| 1 | 2020-04-09 06:18 | 2020-04-09 06:23 | 5
| 1 | 2020-04-09 06:41 | 2020-04-09 08:18 | 97
| 1 | 2020-04-09 06:43 | 2020-04-09 06:48 | 5
| 1 | 2020-04-09 06:48 | 2020-04-09 07:13 | 25
| 1 | 2020-04-09 06:48 | 2020-04-09 08:01 | 73
| 51 | 2020-04-09 08:03 | 2020-04-09 08:48 | 45
| 1 | 2020-04-09 08:29 | 2020-04-09 14:39 | 370
| 1 | 2020-04-09 09:57 | 2020-04-09 11:11 | 74
| 1 | 2020-04-09 10:09 | 2020-04-09 10:13 | 4
| 1 | 2020-04-09 10:19 | 2020-04-09 10:25 | 6
| 1 | 2020-04-09 10:30 | 2020-04-09 10:34 | 4
| 1 | 2020-04-09 10:59 | 2020-04-09 11:03 | 4
| 239 | 2020-04-09 11:12 | 2020-04-09 11:19 | 7
| 1 | 2020-04-09 11:37 | 2020-04-09 11:58 | 21
| 1 | 2020-04-09 12:16 | 2020-04-09 12:29 | 13
| 5 | 2020-04-09 12:26 | 2020-04-09 13:19 | 53
| 1 | 2020-04-09 13:30 | 2020-04-09 13:32 | 2
| 1 | 2020-04-09 13:58 | 2020-04-09 14:24 | 26
| 1 | 2020-04-09 14:10 | 2020-04-09 14:15 | 5
| 119 | 2020-04-09 14:10 | 2020-04-09 15:45 | 95
| 1 | 2020-04-09 14:27 | 2020-04-09 14:33 | 6
| 18 | 2020-04-09 16:26 | 2020-04-09 16:32 | 6
| 13 | 2020-04-09 16:32 | 2020-04-09 16:37 | 5
| 2 | 2020-04-09 16:32 | 2020-04-09 16:39 | 7
| 1 | 2020-04-09 17:04 | 2020-04-09 17:37 | 33
| 2 | 2020-04-09 17:27 | 2020-04-09 17:39 | 12
| 1 | 2020-04-09 18:15 | 2020-04-09 18:32 | 17
| 139 | 2020-04-09 19:36 | 2020-04-09 19:42 | 6
| 1 | 2020-04-09 19:42 | 2020-04-09 21:24 | 102
| 1813 | 2020-04-09 20:05 | 2020-04-09 20:14 | 9
| 1258 | 2020-04-09 20:05 | 2020-04-09 20:15 | 10
| 1 | 2020-04-09 20:53 | 2020-04-09 20:59 | 6
| 15 | 2020-04-10 04:29 | 2020-04-10 04:46 | 17
| 1 | 2020-04-10 07:51 | 2020-04-10 07:57 | 6
| 7 | 2020-04-10 07:51 | 2020-04-10 08:42 | 51
| 1 | 2020-04-10 11:47 | 2020-04-10 11:53 | 6
| 1 | 2020-04-10 13:34 | 2020-04-10 13:40 | 6
| 1 | 2020-04-10 14:20 | 2020-04-10 14:25 | 5
| 1 | 2020-04-10 16:09 | 2020-04-10 16:14 | 5
| 4 | 2020-04-10 16:53 | 2020-04-10 17:39 | 46
| 1 | 2020-04-10 17:20 | 2020-04-10 17:26 | 6
| 1 | 2020-04-10 17:31 | 2020-04-10 19:36 | 125
| 4 | 2020-04-10 19:13 | 2020-04-10 19:34 | 21
| 1 | 2020-04-10 23:07 | 2020-04-10 23:25 | 18
| 1 | 2020-04-11 03:15 | 2020-04-11 07:28 | 253
| 1 | 2020-04-11 03:28 | 2020-04-11 06:59 | 211
| 3 | 2020-04-11 03:29 | 2020-04-11 10:20 | 411
| 2 | 2020-04-11 04:47 | 2020-04-11 07:29 | 162
| 4 | 2020-04-11 07:27 | 2020-04-11 07:44 | 17
| 26 | 2020-04-11 08:44 | 2020-04-11 08:51 | 7
| 1 | 2020-04-11 10:03 | 2020-04-11 12:03 | 120
| 1 | 2020-04-11 10:12 | 2020-04-11 10:17 | 5
| 1 | 2020-04-11 10:29 | 2020-04-11 10:35 | 6
| 34 | 2020-04-11 10:29 | 2020-04-11 10:41 | 12
| 1 | 2020-04-11 11:54 | 2020-04-11 12:00 | 6
| 1 | 2020-04-11 12:19 | 2020-04-11 12:47 | 28
| 1 | 2020-04-11 12:57 | 2020-04-11 13:02 | 5
| 26 | 2020-04-11 13:40 | 2020-04-11 13:55 | 15
| 5 | 2020-04-11 13:42 | 2020-04-11 14:06 | 24
| 1 | 2020-04-11 13:57 | 2020-04-11 14:23 | 26
| 88 | 2020-04-11 14:27 | 2020-04-11 14:34 | 7
| 1 | 2020-04-11 14:27 | 2020-04-11 18:35 | 248
| 1 | 2020-04-11 14:59 | 2020-04-11 15:05 | 6
| 5 | 2020-04-11 16:31 | 2020-04-11 17:09 | 38
| 89 | 2020-04-11 16:33 | 2020-04-11 16:41 | 8
| 1 | 2020-04-11 17:09 | 2020-04-11 17:34 | 25
| 1 | 2020-04-11 17:09 | 2020-04-11 17:39 | 30
| 618 | 2020-04-11 17:17 | 2020-04-11 17:23 | 6
| 1 | 2020-04-11 18:06 | 2020-04-11 19:24 | 78
| 1 | 2020-04-11 18:30 | 2020-04-11 18:54 | 24
| 35 | 2020-04-11 18:30 | 2020-04-11 21:05 | 155
| 1 | 2020-04-11 18:36 | 2020-04-11 18:42 | 6
| 1 | 2020-04-11 18:36 | 2020-04-11 19:08 | 32
| 8 | 2020-04-11 18:58 | 2020-04-11 19:14 | 16
| 1 | 2020-04-11 18:58 | 2020-04-11 19:26 | 28
| 1 | 2020-04-11 19:24 | 2020-04-11 19:40 | 16
| 48 | 2020-04-11 19:24 | 2020-04-11 19:47 | 23
| 1 | 2020-04-12 02:09 | 2020-04-12 07:54 | 345
| 1 | 2020-04-12 03:36 | 2020-04-12 04:00 | 24
| 36 | 2020-04-12 03:36 | 2020-04-12 16:57 | 801
| 30 | 2020-04-12 06:11 | 2020-04-12 06:18 | 7
| 1 | 2020-04-12 10:12 | 2020-04-12 10:18 | 6
| 1 | 2020-04-12 13:14 | 2020-04-12 13:20 | 6
| 1 | 2020-04-12 17:04 | 2020-04-12 17:10 | 6
| 44 | 2020-04-12 17:19 | 2020-04-12 17:25 | 6
| 1 | 2020-04-12 17:19 | 2020-04-12 18:45 | 86
| 92 | 2020-04-12 17:36 | 2020-04-12 17:45 | 9
| 3 | 2020-04-12 18:13 | 2020-04-12 18:24 | 11
| 3 | 2020-04-13 01:40 | 2020-04-13 08:25 | 405
| 8 | 2020-04-13 04:53 | 2020-04-13 05:53 | 60
| 7 | 2020-04-13 06:30 | 2020-04-13 06:40 | 10
| 1 | 2020-04-13 08:04 | 2020-04-13 08:15 | 11
| 43 | 2020-04-13 08:04 | 2020-04-13 08:16 | 12
| 2 | 2020-04-13 08:08 | 2020-04-13 08:14 | 6
| 1 | 2020-04-13 09:20 | 2020-04-13 09:26 | 6
| 42 | 2020-04-13 09:20 | 2020-04-13 09:33 | 13
| 7 | 2020-04-13 10:37 | 2020-04-13 10:50 | 13
| 1 | 2020-04-13 11:09 | 2020-04-13 11:15 | 6
| 1 | 2020-04-13 11:43 | 2020-04-13 15:54 | 251
| 1 | 2020-04-13 12:40 | 2020-04-13 12:47 | 7
| 2 | 2020-04-13 13:30 | 2020-04-13 16:52 | 202
| 72 | 2020-04-13 13:52 | 2020-04-13 14:54 | 62
| 1 | 2020-04-13 14:06 | 2020-04-13 14:12 | 6
| 1 | 2020-04-13 14:06 | 2020-04-13 14:17 | 11
| 19 | 2020-04-13 16:11 | 2020-04-13 16:28 | 17
| 32 | 2020-04-13 17:48 | 2020-04-13 18:02 | 14
| 1 | 2020-04-13 18:48 | 2020-04-13 18:53 | 5
| 1 | 2020-04-14 06:19 | 2020-04-14 15:24 | 545
| 4 | 2020-04-14 09:08 | 2020-04-14 09:17 | 9
| 6 | 2020-04-14 09:08 | 2020-04-14 09:42 | 34
| 1 | 2020-04-14 09:21 | 2020-04-14 09:27 | 6
| 1 | 2020-04-14 09:21 | 2020-04-14 09:29 | 8
| 1 | 2020-04-14 09:59 | 2020-04-14 10:04 | 5
| 22 | 2020-04-14 09:59 | 2020-04-14 17:23 | 444
| 1 | 2020-04-14 10:18 | 2020-04-14 11:02 | 44
| 1 | 2020-04-14 10:25 | 2020-04-14 10:31 | 6
| 1 | 2020-04-14 11:32 | 2020-04-14 11:38 | 6
| 1 | 2020-04-14 11:32 | 2020-04-14 13:11 | 99
| 1 | 2020-04-14 11:40 | 2020-04-14 11:45 | 5
| 1 | 2020-04-14 11:59 | 2020-04-14 12:05 | 6
| 1 | 2020-04-14 13:06 | 2020-04-14 13:12 | 6
| 3 | 2020-04-14 13:22 | 2020-04-14 13:24 | 2
| 2 | 2020-04-14 13:24 | 2020-04-14 13:28 | 4
| 1 | 2020-04-14 18:01 | 2020-04-14 18:07 | 6
| 2 | 2020-04-14 18:01 | 2020-04-14 18:32 | 31
| 1 | 2020-04-14 18:33 | 2020-04-14 19:07 | 34
| 2 | 2020-04-14 20:22 | 2020-04-14 20:31 | 9
| 1 | 2020-04-14 21:10 | 2020-04-15 08:41 | 691
| 1 | 2020-04-14 21:24 | 2020-04-14 21:40 | 16
| 5 | 2020-04-15 03:32 | 2020-04-15 03:46 | 14
| 2 | 2020-04-15 08:21 | 2020-04-15 08:27 | 6
| 1 | 2020-04-15 08:45 | 2020-04-15 08:51 | 6
| 3 | 2020-04-15 08:55 | 2020-04-15 08:59 | 4
| 3 | 2020-04-15 08:57 | 2020-04-15 09:01 | 4
| 1 | 2020-04-15 09:34 | 2020-04-15 09:40 | 6
| 1 | 2020-04-15 09:48 | 2020-04-15 09:59 | 11
| 20 | 2020-04-15 09:48 | 2020-04-15 10:00 | 12
| 312 | 2020-04-15 10:20 | 2020-04-15 10:26 | 6
| 2 | 2020-04-15 10:44 | 2020-04-15 10:48 | 4
| 2 | 2020-04-15 10:51 | 2020-04-15 10:57 | 6
| 2 | 2020-04-15 11:11 | 2020-04-15 11:13 | 2
| 2 | 2020-04-15 11:13 | 2020-04-15 11:17 | 4
| 1 | 2020-04-15 12:03 | 2020-04-15 12:09 | 6
| 1 | 2020-04-15 12:17 | 2020-04-15 15:50 | 213
| 16 | 2020-04-15 12:17 | 2020-04-15 16:00 | 223
| 1 | 2020-04-15 12:18 | 2020-04-15 12:24 | 6
| 1 | 2020-04-15 12:34 | 2020-04-15 12:39 | 5
| 1 | 2020-04-15 12:47 | 2020-04-15 17:33 | 286
| 1 | 2020-04-15 14:06 | 2020-04-15 14:12 | 6
| 6 | 2020-04-15 14:41 | 2020-04-15 14:49 | 8
| 1 | 2020-04-15 15:07 | 2020-04-15 15:50 | 43
| 79 | 2020-04-15 15:51 | 2020-04-15 15:55 | 4
| 2 | 2020-04-15 16:09 | 2020-04-15 16:15 | 6
| 1 | 2020-04-15 16:49 | 2020-04-15 16:55 | 6
| 2 | 2020-04-15 17:26 | 2020-04-15 17:32 | 6
| 1 | 2020-04-15 19:39 | 2020-04-15 19:53 | 14
| 1 | 2020-04-15 21:08 | 2020-04-15 21:26 | 18
| 1 | 2020-04-15 21:08 | 2020-04-15 21:28 | 20
| 1 | 2020-04-16 05:15 | 2020-04-16 08:41 | 206
| 1 | 2020-04-16 06:50 | 2020-04-16 06:56 | 6
| 2 | 2020-04-16 06:50 | 2020-04-16 09:50 | 180
| 1 | 2020-04-16 07:48 | 2020-04-16 07:53 | 5
| 1 | 2020-04-16 09:10 | 2020-04-16 09:16 | 6
| 1 | 2020-04-16 09:21 | 2020-04-16 10:14 | 53
| 1 | 2020-04-16 09:26 | 2020-04-16 09:32 | 6
| 1 | 2020-04-16 09:59 | 2020-04-16 10:12 | 13
| 14 | 2020-04-16 10:45 | 2020-04-16 10:52 | 7
| 1 | 2020-04-16 10:50 | 2020-04-16 10:51 | 1
| 1 | 2020-04-16 11:12 | 2020-04-16 11:18 | 6
| 4 | 2020-04-16 11:23 | 2020-04-16 11:35 | 12
| 1 | 2020-04-16 11:56 | 2020-04-16 12:02 | 6
| 1 | 2020-04-16 12:15 | 2020-04-16 12:20 | 5
| 1 | 2020-04-16 13:34 | 2020-04-16 13:40 | 6
| 58 | 2020-04-16 13:43 | 2020-04-16 13:50 | 7
| 1 | 2020-04-16 14:11 | 2020-04-16 16:04 | 113
| 1 | 2020-04-16 14:26 | 2020-04-16 14:32 | 6
| 1 | 2020-04-16 15:06 | 2020-04-16 15:35 | 29
| 1 | 2020-04-16 15:10 | 2020-04-16 15:16 | 6
| 1 | 2020-04-16 17:42 | 2020-04-16 17:48 | 6
| 32 | 2020-04-16 18:01 | 2020-04-16 18:15 | 14
| 1 | 2020-04-16 21:48 | 2020-04-17 07:41 | 593
| 21 | 2020-04-17 06:31 | 2020-04-17 06:49 | 18
| 1 | 2020-04-17 07:09 | 2020-04-17 07:16 | 7
| 1 | 2020-04-17 08:16 | 2020-04-17 08:22 | 6
| 1 | 2020-04-17 08:20 | 2020-04-17 08:26 | 6
| 1 | 2020-04-17 09:01 | 2020-04-17 09:07 | 6
| 1 | 2020-04-17 09:20 | 2020-04-17 09:24 | 4
| 1 | 2020-04-17 09:55 | 2020-04-17 10:02 | 7
| 701 | 2020-04-17 10:02 | 2020-04-17 10:13 | 11
| 67 | 2020-04-17 10:02 | 2020-04-17 10:53 | 51
| 6 | 2020-04-17 10:02 | 2020-04-17 11:10 | 68
| 4 | 2020-04-17 10:06 | 2020-04-17 10:18 | 12
| 3 | 2020-04-17 10:06 | 2020-04-17 10:23 | 17
| 1 | 2020-04-17 10:07 | 2020-04-17 10:59 | 52
| 1 | 2020-04-17 10:37 | 2020-04-17 10:38 | 1
| 1 | 2020-04-17 10:45 | 2020-04-17 10:46 | 1
| 2 | 2020-04-17 11:04 | 2020-04-17 11:08 | 4
| 1 | 2020-04-17 11:44 | 2020-04-17 11:50 | 6
| 1 | 2020-04-17 11:45 | 2020-04-17 11:51 | 6
| 2 | 2020-04-17 12:05 | 2020-04-17 12:11 | 6
| 1 | 2020-04-17 12:11 | 2020-04-17 12:30 | 19
| 1 | 2020-04-17 12:41 | 2020-04-17 13:09 | 28
| 1 | 2020-04-17 14:37 | 2020-04-17 14:43 | 6
| 2 | 2020-04-17 15:00 | 2020-04-17 15:01 | 1
| 15 | 2020-04-17 15:32 | 2020-04-17 15:35 | 3
| 4 | 2020-04-17 15:43 | 2020-04-17 15:49 | 6
| 1 | 2020-04-17 15:48 | 2020-04-17 15:54 | 6
| 1061 | 2020-04-17 17:39 | 2020-04-17 17:49 | 10
| 2 | 2020-04-17 18:21 | 2020-04-17 18:27 | 6
| 2 | 2020-04-17 19:43 | 2020-04-17 19:49 | 6
| 4 | 2020-04-17 19:43 | 2020-04-17 19:50 | 7
| 1 | 2020-04-17 19:45 | 2020-04-17 20:03 | 18
| 1 | 2020-04-18 05:48 | 2020-04-18 09:32 | 224
| 44 | 2020-04-18 05:48 | 2020-04-18 09:33 | 225
| 1 | 2020-04-18 09:18 | 2020-04-18 09:24 | 6
| 1 | 2020-04-18 09:50 | 2020-04-18 09:56 | 6
| 1 | 2020-04-18 09:51 | 2020-04-18 10:32 | 41
| 1 | 2020-04-18 09:58 | 2020-04-18 10:04 | 6
| 1 | 2020-04-18 10:50 | 2020-04-18 10:55 | 5
| 4 | 2020-04-18 12:47 | 2020-04-18 12:53 | 6
| 4 | 2020-04-18 13:11 | 2020-04-18 13:29 | 18
| 1 | 2020-04-18 13:40 | 2020-04-18 13:46 | 6
| 1 | 2020-04-18 16:12 | 2020-04-18 17:25 | 73
| 1 | 2020-04-18 17:10 | 2020-04-18 17:19 | 9
| 16 | 2020-04-18 17:52 | 2020-04-18 18:06 | 14
| 364 | 2020-04-18 18:08 | 2020-04-18 18:15 | 7
| 85 | 2020-04-18 18:20 | 2020-04-18 18:38 | 18
| 1 | 2020-04-18 19:30 | 2020-04-18 20:05 | 35
| 1 | 2020-04-18 23:37 | 2020-04-19 04:05 | 268
| 1 | 2020-04-19 03:10 | 2020-04-19 04:35 | 85
| 11 | 2020-04-19 04:37 | 2020-04-19 04:43 | 6
| 19 | 2020-04-19 17:25 | 2020-04-19 19:58 | 153
| 1 | 2020-04-19 18:18 | 2020-04-19 19:58 | 100
| 1 | 2020-04-19 18:34 | 2020-04-19 19:58 | 84
| 1 | 2020-04-19 19:44 | 2020-04-19 19:58 | 14
| 1 | 2020-04-19 22:43 | 2020-04-19 22:49 | 6
| 1 | 2020-04-20 01:57 | 2020-04-20 07:27 | 330
| 3 | 2020-04-20 02:46 | 2020-04-20 02:56 | 10
| 289 | 2020-04-20 02:58 | 2020-04-20 03:06 | 8
| 1 | 2020-04-20 03:48 | 2020-04-20 10:59 | 431
| 1 | 2020-04-20 05:10 | 2020-04-20 05:19 | 9
| 15 | 2020-04-20 05:47 | 2020-04-20 07:17 | 90
| 1 | 2020-04-20 05:49 | 2020-04-20 07:24 | 95
| 2 | 2020-04-20 05:49 | 2020-04-20 08:20 | 151
| 3 | 2020-04-20 06:15 | 2020-04-20 10:14 | 239
| 1 | 2020-04-20 07:07 | 2020-04-20 07:13 | 6
| 1 | 2020-04-20 07:40 | 2020-04-20 07:45 | 5
| 1 | 2020-04-20 07:43 | 2020-04-20 07:49 | 6
| 1 | 2020-04-20 08:28 | 2020-04-20 08:34 | 6
| 16 | 2020-04-20 09:04 | 2020-04-20 09:13 | 9
| 1 | 2020-04-20 09:18 | 2020-04-20 12:59 | 221
| 21 | 2020-04-20 09:34 | 2020-04-20 11:02 | 88
| 1 | 2020-04-20 09:39 | 2020-04-20 10:00 | 21
| 1 | 2020-04-20 09:51 | 2020-04-20 09:57 | 6
| 1 | 2020-04-20 10:06 | 2020-04-20 10:12 | 6
| 11 | 2020-04-20 10:06 | 2020-04-20 10:29 | 23
| 1 | 2020-04-20 10:35 | 2020-04-20 10:38 | 3
| 1 | 2020-04-20 11:11 | 2020-04-20 11:17 | 6
| 1 | 2020-04-20 11:12 | 2020-04-20 12:32 | 80
| 1 | 2020-04-20 11:18 | 2020-04-20 11:24 | 6
| 14 | 2020-04-20 11:18 | 2020-04-20 11:37 | 19
| 2 | 2020-04-20 11:58 | 2020-04-20 12:04 | 6
| 1 | 2020-04-20 12:23 | 2020-04-20 12:28 | 5
| 1 | 2020-04-20 16:33 | 2020-04-20 16:38 | 5
| 38 | 2020-04-20 16:37 | 2020-04-20 17:00 | 23
| 2 | 2020-04-20 16:37 | 2020-04-20 17:02 | 25
| 1 | 2020-04-20 17:32 | 2020-04-20 17:38 | 6
| 1 | 2020-04-20 17:32 | 2020-04-20 17:44 | 12
| 1 | 2020-04-20 18:12 | 2020-04-20 19:54 | 102
| 1 | 2020-04-20 18:18 | 2020-04-20 18:25 | 7
| 58 | 2020-04-20 19:58 | 2020-04-20 20:08 | 10
| 89 | 2020-04-20 23:07 | 2020-04-20 23:14 | 7
| 3 | 2020-04-20 23:07 | 2020-04-20 23:16 | 9
| 1 | 2020-04-21 01:35 | 2020-04-21 01:43 | 8
| 1 | 2020-04-21 04:55 | 2020-04-21 10:38 | 343
| 1 | 2020-04-21 07:57 | 2020-04-21 08:03 | 6
| 3 | 2020-04-21 09:10 | 2020-04-21 09:17 | 7
| 4 | 2020-04-21 09:17 | 2020-04-21 09:23 | 6
| 7 | 2020-04-21 09:17 | 2020-04-21 09:52 | 35
| 3 | 2020-04-21 11:09 | 2020-04-21 11:15 | 6
| 1 | 2020-04-21 11:46 | 2020-04-21 11:52 | 6
| 2 | 2020-04-21 12:19 | 2020-04-21 12:25 | 6
| 1 | 2020-04-21 12:23 | 2020-04-21 15:54 | 211
| 5 | 2020-04-21 15:09 | 2020-04-21 15:19 | 10
| 1 | 2020-04-21 18:05 | 2020-04-21 18:10 | 5
| 1 | 2020-04-21 19:16 | 2020-04-21 20:10 | 54
| 1 | 2020-04-21 21:41 | 2020-04-22 08:20 | 639
| 1 | 2020-04-22 01:43 | 2020-04-22 02:36 | 53
| 1 | 2020-04-22 05:04 | 2020-04-22 07:14 | 130
| 7 | 2020-04-22 05:37 | 2020-04-22 07:27 | 110
| 18 | 2020-04-22 06:02 | 2020-04-22 06:16 | 14
| 1 | 2020-04-22 06:38 | 2020-04-22 13:05 | 387
| 3 | 2020-04-22 06:51 | 2020-04-22 07:05 | 14
| 1 | 2020-04-22 09:11 | 2020-04-22 09:17 | 6
| 1 | 2020-04-22 09:32 | 2020-04-22 09:38 | 6
| 1 | 2020-04-22 09:35 | 2020-04-22 09:53 | 18
| 1 | 2020-04-22 11:10 | 2020-04-22 11:16 | 6
| 3 | 2020-04-22 11:56 | 2020-04-22 12:02 | 6
| 1 | 2020-04-22 12:12 | 2020-04-22 12:18 | 6
| 1 | 2020-04-22 13:25 | 2020-04-22 13:31 | 6
| 5 | 2020-04-22 14:06 | 2020-04-22 14:12 | 6
| 1 | 2020-04-22 14:20 | 2020-04-22 14:26 | 6
| 1 | 2020-04-22 14:36 | 2020-04-22 14:42 | 6
| 20 | 2020-04-22 16:26 | 2020-04-22 16:35 | 9
| 8 | 2020-04-22 18:26 | 2020-04-22 18:32 | 6
| 6 | 2020-04-22 19:30 | 2020-04-22 19:43 | 13
| 1 | 2020-04-22 19:30 | 2020-04-22 20:03 | 33
| 3 | 2020-04-22 19:47 | 2020-04-22 20:07 | 20
| 27 | 2020-04-22 20:47 | 2020-04-22 20:54 | 7
| 7 | 2020-04-22 22:01 | 2020-04-22 22:07 | 6
| 1 | 2020-04-22 22:55 | 2020-04-23 07:41 | 526
| 1 | 2020-04-23 02:58 | 2020-04-23 03:23 | 25
| 1 | 2020-04-23 07:49 | 2020-04-23 07:55 | 6
| 1 | 2020-04-23 08:57 | 2020-04-23 08:58 | 1
| 6 | 2020-04-23 09:36 | 2020-04-23 09:39 | 3
| 17 | 2020-04-23 09:37 | 2020-04-23 09:42 | 5
| 1 | 2020-04-23 09:47 | 2020-04-23 09:53 | 6
| 2 | 2020-04-23 09:47 | 2020-04-23 11:21 | 94
| 1 | 2020-04-23 10:58 | 2020-04-23 11:03 | 5
| 1 | 2020-04-23 11:25 | 2020-04-23 11:30 | 5
| 1 | 2020-04-23 11:25 | 2020-04-23 11:31 | 6
| 45 | 2020-04-23 11:49 | 2020-04-23 11:55 | 6
| 2 | 2020-04-23 11:52 | 2020-04-23 11:58 | 6
| 5 | 2020-04-23 12:16 | 2020-04-23 14:59 | 163
| 1 | 2020-04-23 12:51 | 2020-04-23 12:55 | 4
| 1 | 2020-04-23 13:29 | 2020-04-23 13:32 | 3
| 1 | 2020-04-23 13:49 | 2020-04-23 13:55 | 6
| 1 | 2020-04-23 13:56 | 2020-04-23 14:02 | 6
| 1 | 2020-04-23 15:01 | 2020-04-23 15:12 | 11
| 1 | 2020-04-23 16:10 | 2020-04-23 16:16 | 6
| 8 | 2020-04-23 16:30 | 2020-04-23 16:37 | 7
| 1 | 2020-04-23 17:04 | 2020-04-23 17:10 | 6
| 6 | 2020-04-23 17:46 | 2020-04-23 17:52 | 6
| 7 | 2020-04-23 18:40 | 2020-04-23 18:42 | 2
| 837 | 2020-04-23 18:56 | 2020-04-23 19:03 | 7
| 4 | 2020-04-23 18:56 | 2020-04-23 21:11 | 135
| 1 | 2020-04-23 19:38 | 2020-04-23 19:44 | 6
| 1983 | 2020-04-23 20:08 | 2020-04-23 20:16 | 8
| 39 | 2020-04-23 21:18 | 2020-04-23 21:35 | 17
| 1 | 2020-04-23 21:58 | 2020-04-23 22:04 | 6
| 16 | 2020-04-23 21:58 | 2020-04-23 22:23 | 25
| 1 | 2020-04-23 22:41 | 2020-04-23 22:47 | 6
| 236 | 2020-04-23 22:59 | 2020-04-23 23:07 | 8
| 22 | 2020-04-23 23:18 | 2020-04-23 23:30 | 12
| 1 | 2020-04-23 23:45 | 2020-04-24 08:14 | 509
| 1 | 2020-04-23 23:55 | 2020-04-24 10:18 | 623
| 1 | 2020-04-24 01:18 | 2020-04-24 07:39 | 381
| 1 | 2020-04-24 01:35 | 2020-04-24 11:02 | 567
| 1 | 2020-04-24 02:49 | 2020-04-24 14:59 | 730
| 1 | 2020-04-24 08:21 | 2020-04-24 08:27 | 6
| 1 | 2020-04-24 08:35 | 2020-04-24 08:39 | 4
| 1 | 2020-04-24 08:57 | 2020-04-24 09:03 | 6
| 1 | 2020-04-24 09:16 | 2020-04-24 10:20 | 64
| 5 | 2020-04-24 09:16 | 2020-04-24 10:22 | 66
| 1 | 2020-04-24 09:17 | 2020-04-24 09:23 | 6
| 1 | 2020-04-24 09:42 | 2020-04-24 09:48 | 6
| 1 | 2020-04-24 09:56 | 2020-04-24 10:02 | 6
| 1 | 2020-04-24 10:07 | 2020-04-24 10:12 | 5
| 3 | 2020-04-24 10:17 | 2020-04-24 10:23 | 6
| 89 | 2020-04-24 10:17 | 2020-04-24 10:44 | 27
| 1 | 2020-04-24 11:29 | 2020-04-24 11:35 | 6
| 1 | 2020-04-24 12:43 | 2020-04-24 16:24 | 221
| 1 | 2020-04-24 13:31 | 2020-04-24 13:37 | 6
| 1 | 2020-04-24 13:33 | 2020-04-24 13:38 | 5
| 1 | 2020-04-24 13:35 | 2020-04-24 13:41 | 6
| 1 | 2020-04-24 16:58 | 2020-04-24 17:04 | 6
| 70 | 2020-04-24 17:13 | 2020-04-24 17:22 | 9
| 29 | 2020-04-24 17:36 | 2020-04-24 17:42 | 6
| 38 | 2020-04-24 19:06 | 2020-04-24 19:28 | 22
| 1 | 2020-04-24 19:17 | 2020-04-24 19:33 | 16
| 71 | 2020-04-24 20:01 | 2020-04-24 20:17 | 16
| 1 | 2020-04-24 21:30 | 2020-04-24 21:36 | 6
| 1 | 2020-04-24 22:00 | 2020-04-25 08:37 | 637
| 7 | 2020-04-25 00:09 | 2020-04-25 00:40 | 31
| 1 | 2020-04-25 00:37 | 2020-04-25 08:09 | 452
| 1 | 2020-04-25 01:06 | 2020-04-25 08:27 | 441
| 1 | 2020-04-25 07:03 | 2020-04-25 08:19 | 76
| 1 | 2020-04-25 07:21 | 2020-04-25 08:40 | 79
| 10 | 2020-04-25 07:21 | 2020-04-25 12:30 | 309
| 1 | 2020-04-25 10:16 | 2020-04-25 10:49 | 33
| 1 | 2020-04-25 10:57 | 2020-04-25 14:06 | 189
| 1 | 2020-04-25 11:05 | 2020-04-25 11:11 | 6
| 22 | 2020-04-25 11:13 | 2020-04-25 11:18 | 5
| 1 | 2020-04-25 11:13 | 2020-04-25 11:19 | 6
| 1 | 2020-04-25 11:30 | 2020-04-25 12:14 | 44
| 1 | 2020-04-25 11:35 | 2020-04-25 12:11 | 36
| 9 | 2020-04-25 12:25 | 2020-04-25 12:41 | 16
| 1 | 2020-04-25 13:07 | 2020-04-25 13:13 | 6
| 29 | 2020-04-25 13:56 | 2020-04-25 14:10 | 14
| 1756 | 2020-04-25 15:09 | 2020-04-25 15:17 | 8
| 107 | 2020-04-25 15:09 | 2020-04-25 18:54 | 225
| 1 | 2020-04-25 15:34 | 2020-04-25 16:06 | 32
| 1 | 2020-04-25 17:07 | 2020-04-25 17:29 | 22
| 1 | 2020-04-25 17:39 | 2020-04-25 17:45 | 6
| 1 | 2020-04-25 17:48 | 2020-04-25 17:53 | 5
| 27 | 2020-04-25 17:48 | 2020-04-25 17:59 | 11
| 54 | 2020-04-25 18:00 | 2020-04-25 18:08 | 8
| 12 | 2020-04-25 18:00 | 2020-04-25 18:19 | 19
| 7 | 2020-04-25 18:00 | 2020-04-25 18:36 | 36
| 1 | 2020-04-25 21:13 | 2020-04-25 21:19 | 6
| 1 | 2020-04-25 21:16 | 2020-04-25 21:28 | 12
| 1 | 2020-04-25 22:53 | 2020-04-25 22:59 | 6
| 1 | 2020-04-25 22:53 | 2020-04-25 23:02 | 9
| 2 | 2020-04-25 23:49 | 2020-04-25 23:59 | 10
| 2 | 2020-04-25 23:50 | 2020-04-26 00:03 | 13
| 1 | 2020-04-26 00:19 | 2020-04-26 00:28 | 9
| 5 | 2020-04-26 01:43 | 2020-04-26 01:55 | 12
| 1 | 2020-04-26 05:28 | 2020-04-26 05:34 | 6
| 2 | 2020-04-26 05:28 | 2020-04-26 05:42 | 14
| 2032 | 2020-04-26 08:22 | 2020-04-26 08:29 | 7
| 1 | 2020-04-26 08:55 | 2020-04-26 11:24 | 149
| 2 | 2020-04-26 10:40 | 2020-04-26 10:48 | 8
| 1 | 2020-04-26 10:50 | 2020-04-26 10:57 | 7
| 1 | 2020-04-26 10:50 | 2020-04-26 11:07 | 17
| 1 | 2020-04-26 11:12 | 2020-04-26 13:10 | 118
| 1 | 2020-04-26 12:10 | 2020-04-26 12:16 | 6
| 1 | 2020-04-26 12:20 | 2020-04-26 12:26 | 6
| 5 | 2020-04-26 13:07 | 2020-04-26 13:23 | 16
| 1 | 2020-04-26 13:24 | 2020-04-26 13:30 | 6
| 2 | 2020-04-26 13:32 | 2020-04-26 13:38 | 6
| 47 | 2020-04-26 14:33 | 2020-04-26 15:03 | 30
| 1 | 2020-04-26 16:02 | 2020-04-26 16:07 | 5
| 1 | 2020-04-26 17:16 | 2020-04-26 17:41 | 25
| 1 | 2020-04-26 18:08 | 2020-04-26 21:14 | 186
| 1 | 2020-04-26 21:41 | 2020-04-26 22:17 | 36
| 141 | 2020-04-26 21:50 | 2020-04-26 21:58 | 8
| 1 | 2020-04-26 22:05 | 2020-04-26 22:11 | 6
| 1 | 2020-04-27 00:32 | 2020-04-27 00:45 | 13
| 2 | 2020-04-27 07:03 | 2020-04-27 07:14 | 11
| 1 | 2020-04-27 08:06 | 2020-04-27 08:12 | 6
| 1 | 2020-04-27 09:20 | 2020-04-27 09:26 | 6
| 1 | 2020-04-27 09:41 | 2020-04-27 14:53 | 312
| 110 | 2020-04-27 10:43 | 2020-04-27 11:00 | 17
| 34 | 2020-04-27 10:55 | 2020-04-27 11:01 | 6
| 3 | 2020-04-27 13:33 | 2020-04-27 13:47 | 14
| 209 | 2020-04-27 14:59 | 2020-04-27 15:05 | 6
| 1 | 2020-04-27 15:02 | 2020-04-27 15:07 | 5
| 1127 | 2020-04-27 15:04 | 2020-04-27 15:12 | 8
| 1 | 2020-04-27 15:43 | 2020-04-27 16:07 | 24
| 3 | 2020-04-27 17:40 | 2020-04-27 17:49 | 9
| 2 | 2020-04-27 18:27 | 2020-04-27 18:33 | 6
| 9 | 2020-04-27 18:57 | 2020-04-27 19:19 | 22
| 2 | 2020-04-27 20:21 | 2020-04-27 21:10 | 49
| 1 | 2020-04-27 22:26 | 2020-04-27 22:42 | 16
| 110 | 2020-04-27 22:39 | 2020-04-27 22:52 | 13
| 241 | 2020-04-27 23:13 | 2020-04-27 23:20 | 7
| 135 | 2020-04-27 23:13 | 2020-04-27 23:21 | 8
| 3 | 2020-04-27 23:13 | 2020-04-28 12:01 | 768
| 1 | 2020-04-28 02:44 | 2020-04-28 02:58 | 14
| 4 | 2020-04-28 02:46 | 2020-04-28 03:06 | 20
| 1 | 2020-04-28 06:03 | 2020-04-28 09:41 | 218
| 1 | 2020-04-28 06:24 | 2020-04-28 09:02 | 158
| 1 | 2020-04-28 09:31 | 2020-04-28 09:37 | 6
| 1 | 2020-04-28 09:44 | 2020-04-28 09:50 | 6
| 1 | 2020-04-28 10:55 | 2020-04-28 11:01 | 6
| 1 | 2020-04-28 11:38 | 2020-04-28 11:47 | 9
| 1 | 2020-04-28 12:38 | 2020-04-28 12:44 | 6
| 1 | 2020-04-28 12:41 | 2020-04-28 13:11 | 30
| 12 | 2020-04-28 13:05 | 2020-04-28 13:10 | 5
| 1 | 2020-04-28 14:56 | 2020-04-28 15:13 | 17
| 1 | 2020-04-28 15:17 | 2020-04-28 15:23 | 6
| 1362 | 2020-04-28 17:30 | 2020-04-28 17:46 | 16
| 1 | 2020-04-28 18:51 | 2020-04-28 18:57 | 6
| 2 | 2020-04-28 22:03 | 2020-04-28 22:54 | 51
| 40 | 2020-04-28 22:46 | 2020-04-28 22:59 | 13
| 3 | 2020-04-28 23:14 | 2020-04-28 23:23 | 9
| 1 | 2020-04-29 00:35 | 2020-04-29 10:12 | 577
| 8 | 2020-04-29 01:47 | 2020-04-29 02:03 | 16
| 2 | 2020-04-29 06:33 | 2020-04-29 06:58 | 25
| 1 | 2020-04-29 06:34 | 2020-04-29 08:41 | 127
| 1 | 2020-04-29 06:42 | 2020-04-29 07:13 | 31
| 1 | 2020-04-29 07:08 | 2020-04-29 07:14 | 6
| 1 | 2020-04-29 08:05 | 2020-04-29 08:11 | 6
| 2 | 2020-04-29 08:05 | 2020-04-29 08:14 | 9
| 22 | 2020-04-29 08:25 | 2020-04-29 08:47 | 22
| 1 | 2020-04-29 08:32 | 2020-04-29 08:38 | 6
| 1 | 2020-04-29 08:39 | 2020-04-29 08:45 | 6
| 854 | 2020-04-29 08:51 | 2020-04-29 08:59 | 8
| 64 | 2020-04-29 08:51 | 2020-04-29 09:38 | 47
| 1 | 2020-04-29 09:24 | 2020-04-29 09:31 | 7
| 1 | 2020-04-29 09:31 | 2020-04-29 09:53 | 22
| 1 | 2020-04-29 09:47 | 2020-04-29 10:12 | 25
| 6 | 2020-04-29 10:11 | 2020-04-29 10:17 | 6
| 5 | 2020-04-29 10:42 | 2020-04-29 10:49 | 7
| 1 | 2020-04-29 11:31 | 2020-04-29 11:37 | 6
| 2 | 2020-04-29 11:44 | 2020-04-29 12:06 | 22
| 20 | 2020-04-29 11:51 | 2020-04-29 12:00 | 9
| 7 | 2020-04-29 12:01 | 2020-04-29 12:07 | 6
| 1 | 2020-04-29 12:14 | 2020-04-29 12:20 | 6
| 1 | 2020-04-29 13:56 | 2020-04-29 14:05 | 9
| 28 | 2020-04-29 13:56 | 2020-04-29 14:08 | 12
| 1 | 2020-04-29 14:47 | 2020-04-29 14:52 | 5
| 17 | 2020-04-29 14:51 | 2020-04-29 14:53 | 2
| 1 | 2020-04-29 14:51 | 2020-04-29 18:13 | 202
| 1 | 2020-04-29 15:01 | 2020-04-29 15:07 | 6
| 56 | 2020-04-29 15:18 | 2020-04-29 16:34 | 76
| 86 | 2020-04-29 15:18 | 2020-04-29 16:51 | 93
| 1 | 2020-04-29 15:18 | 2020-04-29 17:37 | 139
| 59 | 2020-04-29 15:19 | 2020-04-29 15:26 | 7
| 10 | 2020-04-29 15:25 | 2020-04-29 15:34 | 9
| 1 | 2020-04-29 15:25 | 2020-04-29 15:36 | 11
| 25 | 2020-04-29 15:25 | 2020-04-29 15:37 | 12
| 31 | 2020-04-29 15:28 | 2020-04-29 16:02 | 34
| 29 | 2020-04-29 15:29 | 2020-04-29 15:36 | 7
| 2 | 2020-04-29 15:29 | 2020-04-29 16:00 | 31
| 12 | 2020-04-29 15:32 | 2020-04-29 16:07 | 35
| 23 | 2020-04-29 15:39 | 2020-04-29 15:48 | 9
| 1 | 2020-04-29 15:48 | 2020-04-29 15:54 | 6
| 1 | 2020-04-29 15:50 | 2020-04-29 15:56 | 6
| 1 | 2020-04-29 15:53 | 2020-04-29 15:59 | 6
| 1 | 2020-04-29 17:38 | 2020-04-29 17:43 | 5
| 1 | 2020-04-29 17:38 | 2020-04-29 17:56 | 18
| 2 | 2020-04-29 17:53 | 2020-04-29 17:59 | 6
| 7 | 2020-04-29 17:53 | 2020-04-29 18:26 | 33
| 43 | 2020-04-29 18:23 | 2020-04-29 18:37 | 14
| 37 | 2020-04-29 18:28 | 2020-04-29 18:35 | 7
| 89 | 2020-04-29 18:35 | 2020-04-29 18:48 | 13
| 1 | 2020-04-29 19:46 | 2020-04-29 19:52 | 6
| 1 | 2020-04-29 20:34 | 2020-04-29 21:19 | 45
| 257 | 2020-04-29 21:11 | 2020-04-29 21:18 | 7
| 21 | 2020-04-29 21:11 | 2020-04-29 21:21 | 10
| 1 | 2020-04-29 22:02 | 2020-04-29 22:16 | 14
| 3 | 2020-04-30 00:19 | 2020-04-30 00:43 | 24
| 34 | 2020-04-30 00:25 | 2020-04-30 06:36 | 371
| 2 | 2020-04-30 01:02 | 2020-04-30 01:33 | 31
| 1 | 2020-04-30 05:59 | 2020-04-30 06:05 | 6
| 3 | 2020-04-30 06:45 | 2020-04-30 08:07 | 82
| 1 | 2020-04-30 07:56 | 2020-04-30 18:51 | 655
| 1 | 2020-04-30 08:54 | 2020-04-30 17:15 | 501
| 1 | 2020-04-30 08:56 | 2020-04-30 09:02 | 6
| 1 | 2020-04-30 09:27 | 2020-04-30 09:41 | 14
| 1 | 2020-04-30 09:27 | 2020-04-30 09:44 | 17
| 171 | 2020-04-30 09:27 | 2020-04-30 09:46 | 19
| 1 | 2020-04-30 09:52 | 2020-04-30 09:57 | 5
| 1 | 2020-04-30 10:08 | 2020-04-30 10:14 | 6
| 15 | 2020-04-30 10:44 | 2020-04-30 10:50 | 6
| 2 | 2020-04-30 10:59 | 2020-04-30 11:04 | 5
| 1 | 2020-04-30 11:13 | 2020-04-30 11:19 | 6
| 1 | 2020-04-30 11:13 | 2020-04-30 14:05 | 172
| 1 | 2020-04-30 11:35 | 2020-04-30 11:41 | 6
| 56 | 2020-04-30 11:36 | 2020-04-30 11:42 | 6
| 1 | 2020-04-30 11:43 | 2020-04-30 12:12 | 29
| 1 | 2020-04-30 13:17 | 2020-04-30 14:26 | 69
| 1 | 2020-04-30 13:26 | 2020-04-30 13:31 | 5
| 1 | 2020-04-30 13:48 | 2020-04-30 14:14 | 26
| 1 | 2020-04-30 14:04 | 2020-04-30 14:10 | 6
| 1 | 2020-04-30 15:43 | 2020-04-30 15:49 | 6
| 1 | 2020-04-30 16:05 | 2020-04-30 16:10 | 5
| 1 | 2020-04-30 16:15 | 2020-04-30 16:21 | 6
| 12 | 2020-04-30 17:23 | 2020-04-30 17:34 | 11
| 306 | 2020-04-30 18:10 | 2020-04-30 18:16 | 6
| 2 | 2020-04-30 18:10 | 2020-04-30 18:17 | 7
| 12 | 2020-04-30 18:10 | 2020-04-30 18:37 | 27
| 63 | 2020-04-30 18:10 | 2020-04-30 19:36 | 86
| 1 | 2020-04-30 18:20 | 2020-04-30 18:26 | 6
| 144 | 2020-04-30 18:30 | 2020-04-30 18:36 | 6
| 1 | 2020-04-30 18:43 | 2020-04-30 18:49 | 6
| 27 | 2020-04-30 18:54 | 2020-04-30 19:02 | 8
| 1 | 2020-04-30 19:10 | 2020-04-30 19:32 | 22
| 1 | 2020-04-30 19:26 | 2020-04-30 19:47 | 21
| 36 | 2020-04-30 19:26 | 2020-04-30 19:49 | 23
| 44 | 2020-04-30 19:33 | 2020-04-30 19:38 | 5
| 308 | 2020-04-30 19:33 | 2020-04-30 20:52 | 79
| 1 | 2020-04-30 20:17 | 2020-04-30 20:52 | 35
| 1 | 2020-04-30 21:08 | 2020-04-30 21:52 | 44
| 4 | 2020-04-30 21:58 | 2020-04-30 22:04 | 6
| 1 | 2020-04-30 22:33 | 2020-04-30 22:39 | 6
| 1 | 2020-04-30 22:42 | 2020-04-30 22:48 | 6
| 1 | 2020-05-01 02:18 | 2020-05-01 09:12 | 414
| 1 | 2020-05-01 04:23 | 2020-05-01 09:30 | 307
| 23 | 2020-05-01 04:23 | 2020-05-01 09:31 | 308
| 1 | 2020-05-01 06:15 | 2020-05-01 06:20 | 5
| 21 | 2020-05-01 06:15 | 2020-05-01 06:49 | 34
| 3 | 2020-05-01 06:57 | 2020-05-01 07:23 | 26
| 1 | 2020-05-01 07:31 | 2020-05-01 07:57 | 26
| 37 | 2020-05-01 07:47 | 2020-05-01 08:02 | 15
| 1 | 2020-05-01 08:08 | 2020-05-01 08:14 | 6
| 1 | 2020-05-01 08:26 | 2020-05-01 08:32 | 6
| 1 | 2020-05-01 08:28 | 2020-05-01 08:33 | 5
| 1 | 2020-05-01 08:28 | 2020-05-01 08:34 | 6
| 1 | 2020-05-01 08:54 | 2020-05-01 18:02 | 548
| 1 | 2020-05-01 09:08 | 2020-05-01 13:36 | 268
| 1241 | 2020-05-01 09:16 | 2020-05-01 09:23 | 7
| 6 | 2020-05-01 09:38 | 2020-05-01 09:55 | 17
| 1 | 2020-05-01 10:19 | 2020-05-01 14:05 | 226
| 1727 | 2020-05-01 10:20 | 2020-05-01 10:29 | 9
| 1582 | 2020-05-01 10:20 | 2020-05-01 11:31 | 71
| 3 | 2020-05-01 10:40 | 2020-05-01 10:49 | 9
| 1 | 2020-05-01 10:53 | 2020-05-01 10:58 | 5
| 1 | 2020-05-01 11:24 | 2020-05-01 11:29 | 5
| 1 | 2020-05-01 11:41 | 2020-05-01 16:46 | 305
| 4 | 2020-05-01 11:43 | 2020-05-01 12:12 | 29
| 1 | 2020-05-01 11:45 | 2020-05-01 11:50 | 5
| 1 | 2020-05-01 11:54 | 2020-05-01 12:00 | 6
| 1 | 2020-05-01 11:57 | 2020-05-01 12:03 | 6
| 1 | 2020-05-01 12:03 | 2020-05-01 12:09 | 6
| 1 | 2020-05-01 12:05 | 2020-05-01 12:11 | 6
| 1 | 2020-05-01 12:36 | 2020-05-01 12:42 | 6
| 1 | 2020-05-01 13:35 | 2020-05-01 15:55 | 140
| 1 | 2020-05-01 13:40 | 2020-05-01 13:45 | 5
| 1 | 2020-05-01 13:49 | 2020-05-01 15:32 | 103
| 1 | 2020-05-01 14:02 | 2020-05-01 14:08 | 6
| 1 | 2020-05-01 14:04 | 2020-05-01 14:10 | 6
| 1 | 2020-05-01 14:16 | 2020-05-01 15:18 | 62
| 1086 | 2020-05-01 14:17 | 2020-05-01 14:24 | 7
| 1 | 2020-05-01 14:18 | 2020-05-01 14:24 | 6
| 1 | 2020-05-01 14:20 | 2020-05-01 15:24 | 64
| 37 | 2020-05-01 14:22 | 2020-05-01 14:42 | 20
| 4 | 2020-05-01 14:34 | 2020-05-01 14:55 | 21
| 1 | 2020-05-01 14:45 | 2020-05-01 14:51 | 6
| 1 | 2020-05-01 15:21 | 2020-05-01 15:28 | 7
| 1 | 2020-05-01 16:12 | 2020-05-01 16:18 | 6
| 11 | 2020-05-01 16:39 | 2020-05-01 16:49 | 10
| 1 | 2020-05-01 16:57 | 2020-05-01 17:03 | 6
| 1 | 2020-05-01 17:07 | 2020-05-01 17:12 | 5
| 1 | 2020-05-01 17:09 | 2020-05-01 17:15 | 6
| 1 | 2020-05-01 17:13 | 2020-05-01 19:11 | 118
| 1 | 2020-05-01 17:30 | 2020-05-01 20:07 | 157
| 1 | 2020-05-01 17:36 | 2020-05-01 17:42 | 6
| 1 | 2020-05-01 17:58 | 2020-05-01 18:24 | 26
| 1 | 2020-05-01 18:05 | 2020-05-01 18:16 | 11
| 7 | 2020-05-01 18:05 | 2020-05-01 18:17 | 12
| 21 | 2020-05-01 18:05 | 2020-05-01 18:19 | 14
| 1 | 2020-05-01 18:19 | 2020-05-01 18:25 | 6
| 1 | 2020-05-01 18:23 | 2020-05-01 18:29 | 6
| 37 | 2020-05-01 18:23 | 2020-05-01 18:40 | 17
| 1 | 2020-05-01 18:25 | 2020-05-01 18:31 | 6
| 15 | 2020-05-01 18:25 | 2020-05-01 18:41 | 16
| 1 | 2020-05-01 18:31 | 2020-05-01 18:37 | 6
| 1 | 2020-05-01 18:31 | 2020-05-01 18:49 | 18
| 1 | 2020-05-01 19:15 | 2020-05-01 19:21 | 6
| 1 | 2020-05-01 20:06 | 2020-05-01 20:11 | 5
| 336 | 2020-05-01 20:40 | 2020-05-01 20:47 | 7
| 1 | 2020-05-01 22:24 | 2020-05-01 22:54 | 30
| 10 | 2020-05-01 22:33 | 2020-05-01 22:47 | 14
| 57 | 2020-05-01 22:33 | 2020-05-01 22:52 | 19
| 2 | 2020-05-01 22:58 | 2020-05-01 23:06 | 8
| 1 | 2020-05-02 01:05 | 2020-05-02 06:43 | 338
| 3 | 2020-05-02 02:07 | 2020-05-02 06:17 | 250
| 1 | 2020-05-02 02:57 | 2020-05-02 03:03 | 6
| 2 | 2020-05-02 03:50 | 2020-05-02 04:06 | 16
| 7 | 2020-05-02 05:00 | 2020-05-02 07:37 | 157
| 10 | 2020-05-02 06:39 | 2020-05-02 06:56 | 17
| 1 | 2020-05-02 06:51 | 2020-05-02 08:03 | 72
| 1 | 2020-05-02 08:15 | 2020-05-02 08:21 | 6
| 6 | 2020-05-02 08:15 | 2020-05-02 13:50 | 335
| 1 | 2020-05-02 08:17 | 2020-05-02 10:43 | 146
| 16 | 2020-05-02 08:59 | 2020-05-02 09:45 | 46
| 1 | 2020-05-02 09:20 | 2020-05-02 09:26 | 6
| 1 | 2020-05-02 09:36 | 2020-05-02 16:13 | 397
| 1 | 2020-05-02 10:04 | 2020-05-02 10:12 | 8
| 5322 | 2020-05-02 10:21 | 2020-05-02 10:27 | 6
| 1 | 2020-05-02 10:46 | 2020-05-02 11:00 | 14
| 2 | 2020-05-02 11:20 | 2020-05-02 11:26 | 6
| 45 | 2020-05-02 11:20 | 2020-05-02 11:29 | 9
| 1 | 2020-05-02 12:03 | 2020-05-02 12:16 | 13
| 24 | 2020-05-02 12:03 | 2020-05-02 12:51 | 48
| 5 | 2020-05-02 12:07 | 2020-05-02 12:15 | 8
| 2 | 2020-05-02 14:22 | 2020-05-02 17:19 | 177
| 1 | 2020-05-02 14:43 | 2020-05-02 15:39 | 56
| 1 | 2020-05-02 15:39 | 2020-05-02 15:43 | 4
| 1 | 2020-05-02 16:46 | 2020-05-02 17:17 | 31
| 1 | 2020-05-02 17:01 | 2020-05-02 17:07 | 6
| 1 | 2020-05-02 17:10 | 2020-05-02 17:16 | 6
| 1 | 2020-05-02 17:43 | 2020-05-02 17:50 | 7
| 4 | 2020-05-02 17:45 | 2020-05-02 17:51 | 6
| 9 | 2020-05-02 17:45 | 2020-05-02 17:52 | 7
| 1 | 2020-05-02 18:35 | 2020-05-02 18:51 | 16
| 1 | 2020-05-02 19:06 | 2020-05-02 19:20 | 14
| 1 | 2020-05-02 19:07 | 2020-05-02 19:13 | 6
| 1 | 2020-05-02 19:25 | 2020-05-02 19:31 | 6
| 41 | 2020-05-02 21:17 | 2020-05-02 21:39 | 22
| 17 | 2020-05-02 21:31 | 2020-05-02 21:37 | 6
| 1 | 2020-05-02 21:39 | 2020-05-02 21:45 | 6
| 1 | 2020-05-02 21:49 | 2020-05-02 21:51 | 2
| 24 | 2020-05-02 22:16 | 2020-05-02 22:29 | 13
| 1 | 2020-05-02 22:16 | 2020-05-03 09:49 | 693
| 1 | 2020-05-03 00:02 | 2020-05-03 08:05 | 483
| 145 | 2020-05-03 02:03 | 2020-05-03 02:10 | 7
| 304 | 2020-05-03 02:03 | 2020-05-03 02:11 | 8
| 1 | 2020-05-03 07:38 | 2020-05-03 08:04 | 26
| 1 | 2020-05-03 08:12 | 2020-05-03 08:18 | 6
| 1 | 2020-05-03 08:29 | 2020-05-03 08:35 | 6
| 1 | 2020-05-03 09:04 | 2020-05-03 09:26 | 22
| 2 | 2020-05-03 09:04 | 2020-05-03 11:34 | 150
| 1 | 2020-05-03 09:33 | 2020-05-03 09:40 | 7
| 5 | 2020-05-03 09:37 | 2020-05-03 09:45 | 8
| 1 | 2020-05-03 09:41 | 2020-05-03 09:47 | 6
| 1 | 2020-05-03 10:31 | 2020-05-03 11:03 | 32
| 2 | 2020-05-03 10:52 | 2020-05-03 10:58 | 6
| 1 | 2020-05-03 12:40 | 2020-05-03 12:46 | 6
| 1 | 2020-05-03 14:07 | 2020-05-03 14:13 | 6
| 13 | 2020-05-03 15:23 | 2020-05-03 15:31 | 8
| 1 | 2020-05-03 16:02 | 2020-05-03 16:08 | 6
| 5 | 2020-05-03 16:32 | 2020-05-03 20:14 | 222
| 73 | 2020-05-03 17:35 | 2020-05-03 17:45 | 10
| 1 | 2020-05-03 19:47 | 2020-05-03 20:14 | 27
| 1 | 2020-05-03 19:53 | 2020-05-03 20:11 | 18
| 2 | 2020-05-03 21:10 | 2020-05-03 21:26 | 16
| 1 | 2020-05-03 21:23 | 2020-05-03 22:11 | 48
| 1 | 2020-05-03 22:26 | 2020-05-03 22:32 | 6
| 10 | 2020-05-03 22:26 | 2020-05-04 02:44 | 258
| 1 | 2020-05-04 02:42 | 2020-05-04 07:59 | 317
| 7 | 2020-05-04 03:51 | 2020-05-04 10:12 | 381
| 1 | 2020-05-04 08:42 | 2020-05-04 08:48 | 6
| 2 | 2020-05-04 08:42 | 2020-05-04 09:05 | 23
| 2 | 2020-05-04 08:43 | 2020-05-04 08:54 | 11
| 2034 | 2020-05-04 08:53 | 2020-05-04 09:01 | 8
| 1 | 2020-05-04 10:09 | 2020-05-04 10:15 | 6
| 33 | 2020-05-04 10:09 | 2020-05-04 14:18 | 249
| 1 | 2020-05-04 10:15 | 2020-05-04 10:17 | 2
| 39 | 2020-05-04 10:28 | 2020-05-04 10:37 | 9
| 1 | 2020-05-04 11:21 | 2020-05-04 11:27 | 6
| 1 | 2020-05-04 11:58 | 2020-05-04 12:02 | 4
| 5 | 2020-05-04 15:05 | 2020-05-04 15:39 | 34
| 1 | 2020-05-04 15:35 | 2020-05-04 15:41 | 6
| 1 | 2020-05-04 15:54 | 2020-05-04 16:35 | 41
| 1 | 2020-05-04 17:54 | 2020-05-04 18:09 | 15
| 27 | 2020-05-04 17:54 | 2020-05-04 18:13 | 19
| 1 | 2020-05-04 18:03 | 2020-05-04 18:09 | 6
| 71 | 2020-05-04 18:35 | 2020-05-04 18:42 | 7
| 1 | 2020-05-04 19:45 | 2020-05-04 19:51 | 6
| 15 | 2020-05-04 21:01 | 2020-05-04 21:19 | 18
| 19 | 2020-05-04 21:32 | 2020-05-04 21:49 | 17
| 1 | 2020-05-05 03:18 | 2020-05-05 06:48 | 210
| 1 | 2020-05-05 04:06 | 2020-05-05 06:21 | 135
| 1 | 2020-05-05 06:58 | 2020-05-05 07:04 | 6
| 1 | 2020-05-05 07:01 | 2020-05-05 07:07 | 6
| 9 | 2020-05-05 07:01 | 2020-05-05 08:15 | 74
| 2 | 2020-05-05 07:45 | 2020-05-05 10:12 | 147
| 2 | 2020-05-05 08:07 | 2020-05-05 08:13 | 6
| 4 | 2020-05-05 09:02 | 2020-05-05 09:08 | 6
| 2643 | 2020-05-05 09:05 | 2020-05-05 09:13 | 8
| 1 | 2020-05-05 09:15 | 2020-05-05 09:16 | 1
| 3 | 2020-05-05 09:20 | 2020-05-05 09:22 | 2
| 1 | 2020-05-05 09:48 | 2020-05-05 10:47 | 59
| 1 | 2020-05-05 10:16 | 2020-05-05 10:22 | 6
| 1 | 2020-05-05 10:47 | 2020-05-05 10:53 | 6
| 1 | 2020-05-05 10:51 | 2020-05-05 10:56 | 5
| 1 | 2020-05-05 11:35 | 2020-05-05 11:41 | 6
| 1 | 2020-05-05 12:09 | 2020-05-05 12:14 | 5
| 1 | 2020-05-05 12:16 | 2020-05-05 12:19 | 3
| 1 | 2020-05-05 12:43 | 2020-05-05 12:49 | 6
| 19 | 2020-05-05 13:05 | 2020-05-05 13:12 | 7
| 18 | 2020-05-05 13:07 | 2020-05-05 13:14 | 7
| 1 | 2020-05-05 13:29 | 2020-05-05 13:46 | 17
| 1 | 2020-05-05 13:31 | 2020-05-05 13:35 | 4
| 34 | 2020-05-05 13:57 | 2020-05-05 16:03 | 126
| 1 | 2020-05-05 14:18 | 2020-05-05 14:29 | 11
| 191 | 2020-05-05 14:18 | 2020-05-05 14:30 | 12
| 1 | 2020-05-05 15:00 | 2020-05-05 15:18 | 18
| 17 | 2020-05-05 15:06 | 2020-05-05 15:12 | 6
| 1 | 2020-05-05 15:19 | 2020-05-05 15:25 | 6
| 1 | 2020-05-05 17:35 | 2020-05-05 17:41 | 6
| 1 | 2020-05-05 18:17 | 2020-05-06 00:15 | 358
| 13 | 2020-05-05 21:21 | 2020-05-06 07:33 | 612
| 16 | 2020-05-05 21:27 | 2020-05-05 21:38 | 11
| 1 | 2020-05-05 21:35 | 2020-05-05 21:41 | 6
| 77 | 2020-05-06 04:07 | 2020-05-06 04:15 | 8
| 1 | 2020-05-06 07:25 | 2020-05-06 07:31 | 6
| 1 | 2020-05-06 07:42 | 2020-05-06 07:48 | 6
| 1 | 2020-05-06 08:22 | 2020-05-06 08:28 | 6
| 2 | 2020-05-06 08:23 | 2020-05-06 09:00 | 37
| 37 | 2020-05-06 08:23 | 2020-05-06 09:09 | 46
| 12 | 2020-05-06 08:23 | 2020-05-06 09:12 | 49
| 4 | 2020-05-06 09:01 | 2020-05-06 09:08 | 7
| 1 | 2020-05-06 09:32 | 2020-05-06 09:38 | 6
| 3 | 2020-05-06 09:39 | 2020-05-06 09:45 | 6
| 1 | 2020-05-06 09:39 | 2020-05-06 10:28 | 49
| 1 | 2020-05-06 12:33 | 2020-05-06 12:56 | 23
| 3 | 2020-05-06 12:49 | 2020-05-06 12:56 | 7
| 1 | 2020-05-06 12:58 | 2020-05-06 13:04 | 6
| 1 | 2020-05-06 13:02 | 2020-05-06 13:08 | 6
| 32 | 2020-05-06 13:38 | 2020-05-06 13:44 | 6
| 2 | 2020-05-06 13:38 | 2020-05-06 13:45 | 7
| 1 | 2020-05-06 14:07 | 2020-05-06 14:13 | 6
| 60 | 2020-05-06 15:00 | 2020-05-06 15:02 | 2
| 1 | 2020-05-06 15:00 | 2020-05-06 15:03 | 3
| 1 | 2020-05-06 16:17 | 2020-05-06 16:43 | 26
| 1 | 2020-05-06 17:37 | 2020-05-06 17:42 | 5
| 1 | 2020-05-06 19:39 | 2020-05-06 19:44 | 5
| 12 | 2020-05-06 19:39 | 2020-05-06 19:46 | 7
| 2 | 2020-05-06 21:38 | 2020-05-06 21:52 | 14
| 45 | 2020-05-06 22:08 | 2020-05-06 22:16 | 8
| 1 | 2020-05-06 22:22 | 2020-05-07 09:55 | 693
| 1 | 2020-05-06 22:42 | 2020-05-06 23:00 | 18
| 1 | 2020-05-06 22:55 | 2020-05-07 08:26 | 571
| 239 | 2020-05-07 02:46 | 2020-05-07 02:53 | 7
| 4 | 2020-05-07 02:47 | 2020-05-07 03:02 | 15
| 2 | 2020-05-07 03:40 | 2020-05-07 07:13 | 213
| 1 | 2020-05-07 07:43 | 2020-05-07 07:50 | 7
| 1 | 2020-05-07 08:34 | 2020-05-07 08:40 | 6
| 2 | 2020-05-07 08:40 | 2020-05-07 08:46 | 6
| 3 | 2020-05-07 08:42 | 2020-05-07 08:48 | 6
| 1 | 2020-05-07 08:57 | 2020-05-07 09:03 | 6
| 1 | 2020-05-07 09:26 | 2020-05-07 09:42 | 16
| 1 | 2020-05-07 09:58 | 2020-05-07 10:04 | 6
| 2 | 2020-05-07 10:18 | 2020-05-07 10:21 | 3
| 1 | 2020-05-07 10:22 | 2020-05-07 10:28 | 6
| 1 | 2020-05-07 10:51 | 2020-05-07 10:56 | 5
| 1 | 2020-05-07 11:10 | 2020-05-07 11:16 | 6
| 1 | 2020-05-07 11:14 | 2020-05-07 12:33 | 79
| 1 | 2020-05-07 11:31 | 2020-05-07 11:34 | 3
| 1 | 2020-05-07 11:51 | 2020-05-07 11:57 | 6
| 1 | 2020-05-07 12:06 | 2020-05-07 12:18 | 12
| 410 | 2020-05-07 12:17 | 2020-05-07 12:26 | 9
| 1 | 2020-05-07 12:30 | 2020-05-07 12:36 | 6
| 1 | 2020-05-07 12:43 | 2020-05-07 16:23 | 220
| 2 | 2020-05-07 12:49 | 2020-05-07 12:58 | 9
| 1 | 2020-05-07 12:58 | 2020-05-07 13:04 | 6
| 1 | 2020-05-07 13:11 | 2020-05-07 13:16 | 5
| 1 | 2020-05-07 13:30 | 2020-05-07 13:42 | 12
| 1 | 2020-05-07 13:53 | 2020-05-07 14:06 | 13
| 1 | 2020-05-07 16:00 | 2020-05-07 16:06 | 6
| 1 | 2020-05-07 16:28 | 2020-05-07 16:34 | 6
| 16 | 2020-05-07 16:28 | 2020-05-07 16:40 | 12
| 1 | 2020-05-07 16:33 | 2020-05-07 16:39 | 6
| 40 | 2020-05-07 16:33 | 2020-05-07 16:42 | 9
| 730 | 2020-05-07 16:33 | 2020-05-07 17:04 | 31
| 136 | 2020-05-07 16:44 | 2020-05-07 16:58 | 14
| 277 | 2020-05-07 17:20 | 2020-05-07 17:26 | 6
| 1970 | 2020-05-07 18:15 | 2020-05-07 18:20 | 5
| 23 | 2020-05-07 18:20 | 2020-05-07 18:35 | 15
| 1 | 2020-05-07 18:28 | 2020-05-07 18:35 | 7
| 1 | 2020-05-07 19:13 | 2020-05-07 19:37 | 24
| 2 | 2020-05-08 00:30 | 2020-05-08 08:36 | 486
| 5 | 2020-05-08 01:44 | 2020-05-08 07:20 | 336
| 6 | 2020-05-08 02:43 | 2020-05-08 02:50 | 7
| 1 | 2020-05-08 06:45 | 2020-05-08 07:32 | 47
| 1 | 2020-05-08 08:21 | 2020-05-08 08:27 | 6
| 79 | 2020-05-08 08:26 | 2020-05-08 08:53 | 27
| 4 | 2020-05-08 08:27 | 2020-05-08 08:32 | 5
| 157 | 2020-05-08 09:00 | 2020-05-08 11:29 | 149
| 1 | 2020-05-08 09:42 | 2020-05-08 09:48 | 6
| 1 | 2020-05-08 10:01 | 2020-05-08 10:12 | 11
| 1 | 2020-05-08 10:10 | 2020-05-08 10:12 | 2
| 1 | 2020-05-08 10:37 | 2020-05-08 10:42 | 5
| 1 | 2020-05-08 12:18 | 2020-05-08 13:27 | 69
| 1 | 2020-05-08 12:36 | 2020-05-08 12:42 | 6
| 13 | 2020-05-08 12:36 | 2020-05-08 12:44 | 8
| 1 | 2020-05-08 13:22 | 2020-05-08 13:24 | 2
| 1 | 2020-05-08 14:38 | 2020-05-08 14:43 | 5
| 5 | 2020-05-08 14:38 | 2020-05-08 15:43 | 65
| 1 | 2020-05-08 14:56 | 2020-05-08 15:02 | 6
| 1 | 2020-05-08 14:59 | 2020-05-08 15:08 | 9
| 128 | 2020-05-08 14:59 | 2020-05-08 15:12 | 13
| 1 | 2020-05-08 15:33 | 2020-05-08 15:38 | 5
| 1 | 2020-05-08 15:44 | 2020-05-08 15:51 | 7
| 1 | 2020-05-08 16:44 | 2020-05-08 16:50 | 6
| 118 | 2020-05-08 17:16 | 2020-05-08 17:28 | 12
| 1 | 2020-05-08 18:09 | 2020-05-08 18:14 | 5
| 1 | 2020-05-08 19:09 | 2020-05-08 19:15 | 6
| 14 | 2020-05-08 20:08 | 2020-05-08 20:22 | 14
| 8 | 2020-05-08 20:34 | 2020-05-08 20:44 | 10
| 1 | 2020-05-08 21:12 | 2020-05-08 21:38 | 26
| 1 | 2020-05-08 21:38 | 2020-05-08 21:58 | 20
| 1 | 2020-05-09 01:06 | 2020-05-09 04:39 | 213
| 1 | 2020-05-09 01:38 | 2020-05-09 01:52 | 14
| 1 | 2020-05-09 01:59 | 2020-05-09 11:53 | 594
| 1 | 2020-05-09 07:06 | 2020-05-09 07:25 | 19
| 97 | 2020-05-09 07:45 | 2020-05-09 07:54 | 9
| 2887 | 2020-05-09 07:45 | 2020-05-09 07:56 | 11
| 1 | 2020-05-09 09:10 | 2020-05-09 09:29 | 19
| 1 | 2020-05-09 10:24 | 2020-05-09 10:30 | 6
| 1 | 2020-05-09 11:09 | 2020-05-09 11:15 | 6
| 1 | 2020-05-09 12:21 | 2020-05-09 13:20 | 59
| 1 | 2020-05-09 12:55 | 2020-05-09 13:08 | 13
| 19 | 2020-05-09 15:28 | 2020-05-09 15:41 | 13
| 1 | 2020-05-09 16:52 | 2020-05-09 16:58 | 6
| 2 | 2020-05-09 18:36 | 2020-05-09 18:42 | 6
| 34 | 2020-05-09 19:20 | 2020-05-09 19:52 | 32
| 1 | 2020-05-09 20:05 | 2020-05-09 20:11 | 6
| 27 | 2020-05-09 21:05 | 2020-05-09 21:25 | 20
| 33 | 2020-05-09 22:13 | 2020-05-09 22:27 | 14
| 1 | 2020-05-09 22:26 | 2020-05-09 22:31 | 5
| 1 | 2020-05-09 23:23 | 2020-05-09 23:37 | 14
| 1 | 2020-05-10 01:15 | 2020-05-10 01:30 | 15
| 1 | 2020-05-10 04:43 | 2020-05-10 08:08 | 205
| 1 | 2020-05-10 06:16 | 2020-05-10 06:33 | 17
| 1 | 2020-05-10 07:01 | 2020-05-10 07:07 | 6
| 27 | 2020-05-10 07:33 | 2020-05-10 19:30 | 717
| 1 | 2020-05-10 08:13 | 2020-05-10 10:38 | 145
| 2 | 2020-05-10 09:08 | 2020-05-10 09:14 | 6
| 1 | 2020-05-10 09:22 | 2020-05-10 09:28 | 6
| 1 | 2020-05-10 10:35 | 2020-05-10 10:41 | 6
| 1 | 2020-05-10 11:21 | 2020-05-10 11:36 | 15
| 1 | 2020-05-10 11:21 | 2020-05-10 12:47 | 86
| 1 | 2020-05-10 11:55 | 2020-05-10 14:39 | 164
| 1 | 2020-05-10 14:34 | 2020-05-10 14:40 | 6
| 1 | 2020-05-10 15:25 | 2020-05-10 15:39 | 14
| 1 | 2020-05-10 15:35 | 2020-05-10 15:41 | 6
| 1 | 2020-05-10 16:15 | 2020-05-10 16:21 | 6
| 1 | 2020-05-10 16:27 | 2020-05-10 16:48 | 21
| 32 | 2020-05-10 16:27 | 2020-05-10 17:11 | 44
| 1 | 2020-05-10 17:11 | 2020-05-10 17:17 | 6
| 1 | 2020-05-10 18:30 | 2020-05-10 18:43 | 13
| 18 | 2020-05-10 18:53 | 2020-05-10 19:09 | 16
| 139 | 2020-05-10 18:57 | 2020-05-10 19:10 | 13
| 1 | 2020-05-10 19:00 | 2020-05-10 19:27 | 27
| 1 | 2020-05-10 19:54 | 2020-05-10 20:06 | 12
| 32 | 2020-05-10 19:54 | 2020-05-10 20:08 | 14
| 13 | 2020-05-10 20:16 | 2020-05-10 20:30 | 14
| 36 | 2020-05-10 20:29 | 2020-05-10 20:39 | 10
| 13 | 2020-05-10 21:56 | 2020-05-10 22:04 | 8
| 1 | 2020-05-10 23:22 | 2020-05-10 23:31 | 9
| 1 | 2020-05-11 00:29 | 2020-05-11 00:35 | 6
| 4 | 2020-05-11 01:20 | 2020-05-11 12:18 | 658
| 1 | 2020-05-11 06:47 | 2020-05-11 06:53 | 6
| 37 | 2020-05-11 08:02 | 2020-05-11 10:36 | 154
| 1 | 2020-05-11 09:05 | 2020-05-11 09:10 | 5
| 1 | 2020-05-11 09:21 | 2020-05-11 09:27 | 6
| 1 | 2020-05-11 09:21 | 2020-05-11 09:52 | 31
| 1 | 2020-05-11 10:33 | 2020-05-11 10:38 | 5
| 2 | 2020-05-11 10:45 | 2020-05-11 11:07 | 22
| 2 | 2020-05-11 10:57 | 2020-05-11 11:03 | 6
| 1 | 2020-05-11 11:25 | 2020-05-11 11:31 | 6
| 1 | 2020-05-11 12:18 | 2020-05-11 12:24 | 6
| 12 | 2020-05-11 12:18 | 2020-05-11 12:27 | 9
| 1 | 2020-05-11 13:04 | 2020-05-11 13:17 | 13
| 1 | 2020-05-11 13:10 | 2020-05-11 13:15 | 5
| 1 | 2020-05-11 13:37 | 2020-05-11 13:43 | 6
| 2 | 2020-05-11 14:30 | 2020-05-11 14:31 | 1
| 2 | 2020-05-11 14:38 | 2020-05-11 14:41 | 3
| 1 | 2020-05-11 15:37 | 2020-05-11 17:09 | 92
| 1 | 2020-05-11 16:07 | 2020-05-11 16:13 | 6
| 1 | 2020-05-11 16:12 | 2020-05-11 16:17 | 5
| 1 | 2020-05-11 17:03 | 2020-05-11 19:33 | 150
| 8 | 2020-05-11 17:32 | 2020-05-11 17:38 | 6
| 5 | 2020-05-11 17:38 | 2020-05-11 17:46 | 8
| 1 | 2020-05-11 18:15 | 2020-05-11 18:18 | 3
| 1 | 2020-05-11 18:51 | 2020-05-11 18:57 | 6
| 261 | 2020-05-11 20:35 | 2020-05-11 20:50 | 15
| 1 | 2020-05-11 22:08 | 2020-05-11 22:14 | 6
| 1 | 2020-05-11 23:01 | 2020-05-12 08:10 | 549
| 69 | 2020-05-12 03:10 | 2020-05-12 03:17 | 7
| 30 | 2020-05-12 03:10 | 2020-05-12 03:45 | 35
| 1 | 2020-05-12 04:32 | 2020-05-12 12:18 | 466
| 1 | 2020-05-12 06:46 | 2020-05-12 07:20 | 34
| 1 | 2020-05-12 06:48 | 2020-05-12 06:54 | 6
| 1 | 2020-05-12 08:30 | 2020-05-12 08:36 | 6
| 1 | 2020-05-12 08:42 | 2020-05-12 12:39 | 237
| 1 | 2020-05-12 09:22 | 2020-05-12 14:43 | 321
| 2 | 2020-05-12 09:35 | 2020-05-12 09:37 | 2
| 2 | 2020-05-12 10:06 | 2020-05-12 10:48 | 42
| 3 | 2020-05-12 10:30 | 2020-05-12 10:31 | 1
| 26 | 2020-05-12 10:35 | 2020-05-12 10:47 | 12
| 1 | 2020-05-12 11:44 | 2020-05-12 11:50 | 6
| 2 | 2020-05-12 11:44 | 2020-05-12 12:29 | 45
| 1 | 2020-05-12 12:08 | 2020-05-12 12:14 | 6
| 1 | 2020-05-12 14:09 | 2020-05-12 14:10 | 1
| 1 | 2020-05-12 14:12 | 2020-05-12 14:18 | 6
| 2 | 2020-05-12 15:22 | 2020-05-12 15:29 | 7
| 69 | 2020-05-12 17:22 | 2020-05-12 17:53 | 31
| 1 | 2020-05-12 18:31 | 2020-05-12 18:37 | 6
| 1 | 2020-05-12 19:30 | 2020-05-12 20:12 | 42
| 1 | 2020-05-12 19:35 | 2020-05-12 19:47 | 12
| 1 | 2020-05-12 21:07 | 2020-05-12 21:13 | 6
| 6 | 2020-05-12 21:07 | 2020-05-12 21:26 | 19
| 2 | 2020-05-13 04:33 | 2020-05-13 04:57 | 24
| 1 | 2020-05-13 06:16 | 2020-05-13 06:22 | 6
| 3 | 2020-05-13 06:45 | 2020-05-13 07:40 | 55
| 476 | 2020-05-13 07:50 | 2020-05-13 07:57 | 7
| 2 | 2020-05-13 08:59 | 2020-05-13 09:43 | 44
| 1 | 2020-05-13 09:45 | 2020-05-13 09:46 | 1
| 34 | 2020-05-13 09:51 | 2020-05-13 10:04 | 13
| 1 | 2020-05-13 09:53 | 2020-05-13 10:12 | 19
| 1 | 2020-05-13 11:03 | 2020-05-13 11:11 | 8
| 118 | 2020-05-13 11:17 | 2020-05-13 11:29 | 12
| 1 | 2020-05-13 12:00 | 2020-05-13 12:06 | 6
| 1 | 2020-05-13 12:04 | 2020-05-13 13:35 | 91
| 2 | 2020-05-13 12:05 | 2020-05-13 12:11 | 6
| 2 | 2020-05-13 13:12 | 2020-05-13 13:55 | 43
| 2 | 2020-05-13 13:25 | 2020-05-13 13:35 | 10
| 400 | 2020-05-13 14:10 | 2020-05-13 14:17 | 7
| 3 | 2020-05-13 15:15 | 2020-05-13 15:18 | 3
| 35 | 2020-05-13 18:40 | 2020-05-13 18:46 | 6
| 60 | 2020-05-13 21:02 | 2020-05-13 21:16 | 14
| 1 | 2020-05-13 21:09 | 2020-05-13 21:15 | 6
| 2 | 2020-05-13 21:09 | 2020-05-14 02:47 | 338
| 1 | 2020-05-14 02:32 | 2020-05-14 07:39 | 307
| 57 | 2020-05-14 05:40 | 2020-05-14 06:37 | 57
| 2 | 2020-05-14 06:46 | 2020-05-14 07:03 | 17
| 2 | 2020-05-14 07:15 | 2020-05-14 09:12 | 117
| 1 | 2020-05-14 07:45 | 2020-05-14 07:51 | 6
| 1 | 2020-05-14 08:27 | 2020-05-14 08:34 | 7
| 37 | 2020-05-14 09:49 | 2020-05-14 10:02 | 13
| 7 | 2020-05-14 09:59 | 2020-05-14 10:12 | 13
| 3 | 2020-05-14 10:12 | 2020-05-14 10:18 | 6
| 2 | 2020-05-14 10:17 | 2020-05-14 13:41 | 204
| 1 | 2020-05-14 10:29 | 2020-05-14 10:35 | 6
| 1 | 2020-05-14 11:28 | 2020-05-14 14:53 | 205
| 3 | 2020-05-14 13:45 | 2020-05-14 13:49 | 4
| 33 | 2020-05-14 13:46 | 2020-05-14 13:53 | 7
| 1 | 2020-05-14 14:25 | 2020-05-14 14:31 | 6
| 1 | 2020-05-14 14:56 | 2020-05-14 15:02 | 6
| 3 | 2020-05-14 16:19 | 2020-05-14 16:25 | 6
| 1 | 2020-05-14 16:31 | 2020-05-14 16:37 | 6
| 1 | 2020-05-14 18:47 | 2020-05-14 19:11 | 24
| 100 | 2020-05-14 19:05 | 2020-05-14 19:19 | 14
| 3 | 2020-05-14 19:11 | 2020-05-14 19:26 | 15
| 1 | 2020-05-14 20:45 | 2020-05-14 20:51 | 6
| 217 | 2020-05-14 21:19 | 2020-05-14 21:26 | 7
| 1 | 2020-05-14 22:55 | 2020-05-15 10:45 | 710
| 1 | 2020-05-15 03:18 | 2020-05-15 04:37 | 79
| 5 | 2020-05-15 04:03 | 2020-05-15 04:08 | 5
| 1 | 2020-05-15 06:32 | 2020-05-15 07:31 | 59
| 1 | 2020-05-15 06:41 | 2020-05-15 07:36 | 55
| 6 | 2020-05-15 06:51 | 2020-05-15 07:04 | 13
| 1 | 2020-05-15 07:46 | 2020-05-15 07:52 | 6
| 120 | 2020-05-15 07:59 | 2020-05-15 08:05 | 6
| 1 | 2020-05-15 08:02 | 2020-05-15 08:08 | 6
| 1 | 2020-05-15 08:52 | 2020-05-15 08:58 | 6
| 1 | 2020-05-15 08:52 | 2020-05-15 11:35 | 163
| 1 | 2020-05-15 08:55 | 2020-05-15 09:01 | 6
| 1 | 2020-05-15 09:10 | 2020-05-15 09:15 | 5
| 2 | 2020-05-15 09:21 | 2020-05-15 09:24 | 3
| 5 | 2020-05-15 09:45 | 2020-05-15 09:46 | 1
| 1 | 2020-05-15 10:19 | 2020-05-15 11:37 | 78
| 1 | 2020-05-15 10:31 | 2020-05-15 10:37 | 6
| 1 | 2020-05-15 10:34 | 2020-05-15 10:39 | 5
| 1 | 2020-05-15 11:05 | 2020-05-15 11:35 | 30
| 1 | 2020-05-15 12:36 | 2020-05-15 12:47 | 11
| 3 | 2020-05-15 12:36 | 2020-05-15 14:23 | 107
| 1 | 2020-05-15 12:36 | 2020-05-15 14:26 | 110
| 1 | 2020-05-15 13:17 | 2020-05-15 13:20 | 3
| 2 | 2020-05-15 13:53 | 2020-05-15 13:59 | 6
| 1 | 2020-05-15 14:07 | 2020-05-15 14:13 | 6
| 1 | 2020-05-15 15:57 | 2020-05-15 16:03 | 6
| 4 | 2020-05-15 17:12 | 2020-05-15 17:18 | 6
| 128 | 2020-05-15 17:12 | 2020-05-15 17:24 | 12
| 10 | 2020-05-15 18:01 | 2020-05-15 18:09 | 8
| 9 | 2020-05-15 19:03 | 2020-05-15 19:11 | 8
| 1 | 2020-05-15 20:40 | 2020-05-15 20:55 | 15
| 85 | 2020-05-15 20:40 | 2020-05-15 21:12 | 32
| 1 | 2020-05-15 20:40 | 2020-05-16 08:06 | 686
| 1 | 2020-05-15 21:30 | 2020-05-15 21:36 | 6
| 2 | 2020-05-15 22:09 | 2020-05-15 22:24 | 15
| 1 | 2020-05-15 23:43 | 2020-05-15 23:53 | 10
| 2 | 2020-05-15 23:47 | 2020-05-16 00:10 | 23
| 7 | 2020-05-16 03:26 | 2020-05-16 03:36 | 10
| 1 | 2020-05-16 05:22 | 2020-05-16 06:09 | 47
| 2 | 2020-05-16 06:51 | 2020-05-16 07:48 | 57
| 120 | 2020-05-16 07:02 | 2020-05-16 07:09 | 7
| 87 | 2020-05-16 07:02 | 2020-05-16 07:10 | 8
| 71 | 2020-05-16 07:02 | 2020-05-16 07:11 | 9
| 1 | 2020-05-16 07:02 | 2020-05-16 12:14 | 312
| 1 | 2020-05-16 07:02 | 2020-05-16 12:15 | 313
| 1 | 2020-05-16 08:34 | 2020-05-16 08:40 | 6
| 1 | 2020-05-16 08:43 | 2020-05-16 13:24 | 281
| 1 | 2020-05-16 08:46 | 2020-05-16 08:51 | 5
| 1 | 2020-05-16 09:47 | 2020-05-16 14:27 | 280
| 56 | 2020-05-16 09:47 | 2020-05-16 15:39 | 352
| 1 | 2020-05-16 10:19 | 2020-05-16 10:25 | 6
| 2 | 2020-05-16 10:25 | 2020-05-16 10:31 | 6
| 2 | 2020-05-16 10:26 | 2020-05-16 10:32 | 6
| 1 | 2020-05-16 10:47 | 2020-05-16 10:53 | 6
| 9 | 2020-05-16 10:55 | 2020-05-16 11:13 | 18
| 13 | 2020-05-16 14:55 | 2020-05-16 15:07 | 12
| 18 | 2020-05-16 14:55 | 2020-05-16 15:19 | 24
| 11 | 2020-05-16 14:55 | 2020-05-16 15:56 | 61
| 1 | 2020-05-16 16:26 | 2020-05-16 16:32 | 6
| 11 | 2020-05-16 17:09 | 2020-05-16 17:17 | 8
| 1 | 2020-05-16 17:50 | 2020-05-16 20:42 | 172
| 1 | 2020-05-16 17:54 | 2020-05-16 19:25 | 91
| 1 | 2020-05-16 18:26 | 2020-05-16 18:32 | 6
| 1 | 2020-05-16 18:51 | 2020-05-16 18:57 | 6
| 1 | 2020-05-16 19:07 | 2020-05-16 19:13 | 6
| 1 | 2020-05-16 19:15 | 2020-05-16 19:28 | 13
| 1 | 2020-05-16 19:48 | 2020-05-16 19:54 | 6
| 1 | 2020-05-16 19:49 | 2020-05-16 19:54 | 5
| 85 | 2020-05-16 19:49 | 2020-05-16 19:55 | 6
| 1 | 2020-05-16 22:46 | 2020-05-16 22:51 | 5
| 17 | 2020-05-16 23:12 | 2020-05-16 23:20 | 8
| 1 | 2020-05-17 01:37 | 2020-05-17 01:48 | 11
| 1 | 2020-05-17 06:51 | 2020-05-17 08:32 | 101
| 1 | 2020-05-17 09:36 | 2020-05-17 11:07 | 91
| 1 | 2020-05-17 09:37 | 2020-05-17 11:15 | 98
| 1 | 2020-05-17 09:50 | 2020-05-17 10:12 | 22
| 4 | 2020-05-17 11:30 | 2020-05-17 11:42 | 12
| 2 | 2020-05-17 12:35 | 2020-05-17 12:41 | 6
| 1 | 2020-05-17 15:02 | 2020-05-17 16:39 | 97
| 1 | 2020-05-17 15:57 | 2020-05-17 16:03 | 6
| 1 | 2020-05-17 17:25 | 2020-05-17 17:54 | 29
| 1 | 2020-05-17 17:49 | 2020-05-17 19:53 | 124
| 1 | 2020-05-17 18:09 | 2020-05-17 19:10 | 61
| 1 | 2020-05-17 18:11 | 2020-05-17 18:17 | 6
| 4 | 2020-05-17 18:12 | 2020-05-17 18:22 | 10
| 1 | 2020-05-17 18:19 | 2020-05-17 18:39 | 20
| 1 | 2020-05-17 18:59 | 2020-05-17 19:11 | 12
| 4 | 2020-05-17 20:28 | 2020-05-17 20:37 | 9
| 1 | 2020-05-17 22:46 | 2020-05-17 22:52 | 6
| 1 | 2020-05-18 07:37 | 2020-05-18 07:43 | 6
| 1 | 2020-05-18 08:42 | 2020-05-18 09:21 | 39
| 1 | 2020-05-18 09:50 | 2020-05-18 12:25 | 155
| 1 | 2020-05-18 10:00 | 2020-05-18 10:12 | 12
| 1 | 2020-05-18 11:37 | 2020-05-18 11:43 | 6
| 1 | 2020-05-18 13:26 | 2020-05-18 13:32 | 6
| 14 | 2020-05-18 13:34 | 2020-05-18 13:42 | 8
| 1 | 2020-05-18 14:03 | 2020-05-18 14:09 | 6
| 1 | 2020-05-18 14:22 | 2020-05-18 14:28 | 6
| 2 | 2020-05-18 14:23 | 2020-05-18 14:29 | 6
| 1 | 2020-05-18 14:30 | 2020-05-18 14:36 | 6
| 302 | 2020-05-18 15:36 | 2020-05-18 15:44 | 8
| 1 | 2020-05-18 16:06 | 2020-05-18 16:12 | 6
| 1 | 2020-05-18 17:53 | 2020-05-18 17:59 | 6
| 1 | 2020-05-18 17:58 | 2020-05-18 18:04 | 6
| 2 | 2020-05-18 17:58 | 2020-05-18 18:12 | 14
| 1 | 2020-05-18 17:59 | 2020-05-18 18:05 | 6
| 1 | 2020-05-18 18:08 | 2020-05-18 18:21 | 13
| 1 | 2020-05-18 18:24 | 2020-05-18 18:31 | 7
| 1 | 2020-05-18 22:28 | 2020-05-18 22:40 | 12
| 2 | 2020-05-19 00:45 | 2020-05-19 07:02 | 377
| 1 | 2020-05-19 05:18 | 2020-05-19 05:24 | 6
| 1 | 2020-05-19 06:40 | 2020-05-19 06:46 | 6
| 1 | 2020-05-19 07:51 | 2020-05-19 07:57 | 6
| 1 | 2020-05-19 09:01 | 2020-05-19 09:16 | 15
| 1 | 2020-05-19 09:49 | 2020-05-19 09:55 | 6
| 1 | 2020-05-19 10:16 | 2020-05-19 10:22 | 6
| 1 | 2020-05-19 10:40 | 2020-05-19 10:50 | 10
| 1 | 2020-05-19 11:05 | 2020-05-19 11:08 | 3
| 1 | 2020-05-19 11:09 | 2020-05-19 11:45 | 36
| 5 | 2020-05-19 11:09 | 2020-05-19 12:06 | 57
| 1 | 2020-05-19 12:14 | 2020-05-19 12:20 | 6
| 2 | 2020-05-19 12:58 | 2020-05-19 13:41 | 43
| 1 | 2020-05-19 13:32 | 2020-05-19 13:41 | 9
| 1 | 2020-05-19 14:25 | 2020-05-19 14:30 | 5
| 1 | 2020-05-19 14:57 | 2020-05-19 15:03 | 6
| 14 | 2020-05-19 15:06 | 2020-05-19 15:12 | 6
| 1 | 2020-05-19 15:31 | 2020-05-19 15:36 | 5
| 1 | 2020-05-19 15:37 | 2020-05-19 15:42 | 5
| 1 | 2020-05-19 16:00 | 2020-05-19 16:24 | 24
| 1 | 2020-05-19 17:10 | 2020-05-19 17:16 | 6
| 2980 | 2020-05-19 19:02 | 2020-05-19 19:09 | 7
| 1 | 2020-05-19 19:56 | 2020-05-19 20:02 | 6
| 2 | 2020-05-19 20:25 | 2020-05-19 20:51 | 26
| 14 | 2020-05-19 20:53 | 2020-05-19 21:05 | 12
| 649 | 2020-05-19 20:56 | 2020-05-19 21:03 | 7
| 9 | 2020-05-19 21:24 | 2020-05-19 21:34 | 10
| 2 | 2020-05-19 21:32 | 2020-05-19 21:51 | 19
| 16 | 2020-05-19 21:32 | 2020-05-19 21:59 | 27
| 1 | 2020-05-19 21:34 | 2020-05-19 21:58 | 24
| 14 | 2020-05-19 21:34 | 2020-05-19 22:00 | 26
| 9 | 2020-05-19 21:41 | 2020-05-19 22:15 | 34
| 1 | 2020-05-19 22:00 | 2020-05-19 22:06 | 6
| 2 | 2020-05-19 22:05 | 2020-05-20 07:40 | 575
| 7 | 2020-05-19 22:11 | 2020-05-19 22:18 | 7
| 31 | 2020-05-19 22:11 | 2020-05-19 22:30 | 19
| 9 | 2020-05-19 22:15 | 2020-05-19 22:24 | 9
| 57 | 2020-05-19 22:18 | 2020-05-19 22:26 | 8
| 22 | 2020-05-19 22:27 | 2020-05-19 22:39 | 12
| 1 | 2020-05-19 22:33 | 2020-05-19 22:39 | 6
| 2 | 2020-05-19 22:52 | 2020-05-20 06:43 | 471
| 1 | 2020-05-19 22:58 | 2020-05-20 15:12 | 974
| 2 | 2020-05-19 23:06 | 2020-05-19 23:23 | 17
| 4 | 2020-05-19 23:14 | 2020-05-19 23:27 | 13
| 8 | 2020-05-19 23:24 | 2020-05-20 06:31 | 427
| 2 | 2020-05-19 23:34 | 2020-05-19 23:48 | 14
| 92 | 2020-05-19 23:36 | 2020-05-19 23:46 | 10
| 1 | 2020-05-19 23:36 | 2020-05-19 23:48 | 12
| 1 | 2020-05-19 23:43 | 2020-05-20 09:19 | 576
| 1 | 2020-05-19 23:52 | 2020-05-20 02:49 | 177
| 40 | 2020-05-20 | 2020-05-20 00:28 | 28
| 6 | 2020-05-20 00:06 | 2020-05-20 00:17 | 11
| 4 | 2020-05-20 00:13 | 2020-05-20 00:28 | 15
| 1 | 2020-05-20 00:13 | 2020-05-20 02:02 | 109
| 1 | 2020-05-20 00:14 | 2020-05-20 01:01 | 47
| 3 | 2020-05-20 00:26 | 2020-05-20 00:55 | 29
| 16 | 2020-05-20 00:40 | 2020-05-20 00:47 | 7
| 2 | 2020-05-20 00:45 | 2020-05-20 00:58 | 13
| 5 | 2020-05-20 00:50 | 2020-05-20 01:52 | 62
| 4 | 2020-05-20 00:52 | 2020-05-20 01:15 | 23
| 6 | 2020-05-20 00:56 | 2020-05-20 01:10 | 14
| 1 | 2020-05-20 01:04 | 2020-05-20 06:22 | 318
| 1 | 2020-05-20 01:06 | 2020-05-20 01:44 | 38
| 1 | 2020-05-20 01:09 | 2020-05-20 09:31 | 502
| 1 | 2020-05-20 01:17 | 2020-05-20 02:28 | 71
| 5 | 2020-05-20 01:25 | 2020-05-20 02:22 | 57
| 12 | 2020-05-20 01:31 | 2020-05-20 08:30 | 419
| 1 | 2020-05-20 01:32 | 2020-05-20 02:20 | 48
| 2 | 2020-05-20 01:32 | 2020-05-20 05:59 | 267
| 2 | 2020-05-20 01:32 | 2020-05-20 07:44 | 372
| 3 | 2020-05-20 01:33 | 2020-05-20 01:42 | 9
| 2 | 2020-05-20 01:44 | 2020-05-20 08:11 | 387
| 9 | 2020-05-20 02:01 | 2020-05-20 07:51 | 350
| 17 | 2020-05-20 02:07 | 2020-05-20 09:39 | 452
| 2 | 2020-05-20 02:13 | 2020-05-20 03:21 | 68
| 2 | 2020-05-20 02:14 | 2020-05-20 10:21 | 487
| 24 | 2020-05-20 02:16 | 2020-05-20 03:50 | 94
| 3 | 2020-05-20 02:20 | 2020-05-20 02:34 | 14
| 7 | 2020-05-20 02:26 | 2020-05-20 02:43 | 17
| 1 | 2020-05-20 02:26 | 2020-05-20 08:02 | 336
| 6 | 2020-05-20 02:27 | 2020-05-20 03:00 | 33
| 2 | 2020-05-20 02:28 | 2020-05-20 03:25 | 57
| 8 | 2020-05-20 02:28 | 2020-05-20 07:44 | 316
| 4 | 2020-05-20 02:30 | 2020-05-20 08:00 | 330
| 1 | 2020-05-20 02:33 | 2020-05-20 07:38 | 305
| 1 | 2020-05-20 02:38 | 2020-05-20 06:11 | 213
| 33 | 2020-05-20 02:42 | 2020-05-20 02:48 | 6
| 19 | 2020-05-20 03:28 | 2020-05-20 06:30 | 182
| 3 | 2020-05-20 03:35 | 2020-05-20 03:47 | 12
| 6 | 2020-05-20 03:35 | 2020-05-20 03:51 | 16
| 1 | 2020-05-20 03:56 | 2020-05-20 06:34 | 158
| 585 | 2020-05-20 03:56 | 2020-05-20 08:37 | 281
| 2 | 2020-05-20 04:31 | 2020-05-20 07:06 | 155
| 23 | 2020-05-20 04:42 | 2020-05-20 12:05 | 443
| 1 | 2020-05-20 04:53 | 2020-05-20 07:15 | 142
| 9 | 2020-05-20 04:53 | 2020-05-20 08:36 | 223
| 9 | 2020-05-20 04:53 | 2020-05-20 08:37 | 224
| 53 | 2020-05-20 05:15 | 2020-05-20 06:05 | 50
| 4 | 2020-05-20 05:17 | 2020-05-20 10:29 | 312
| 5 | 2020-05-20 05:50 | 2020-05-20 06:43 | 53
| 4 | 2020-05-20 05:50 | 2020-05-20 11:01 | 311
| 1 | 2020-05-20 05:51 | 2020-05-20 14:24 | 513
| 1 | 2020-05-20 05:59 | 2020-05-20 06:04 | 5
| 12 | 2020-05-20 05:59 | 2020-05-20 06:37 | 38
| 1 | 2020-05-20 06:04 | 2020-05-20 06:05 | 1
| 1 | 2020-05-20 06:05 | 2020-05-20 06:10 | 5
| 6 | 2020-05-20 06:26 | 2020-05-20 07:11 | 45
| 1 | 2020-05-20 06:26 | 2020-05-20 10:21 | 235
| 1 | 2020-05-20 06:44 | 2020-05-20 06:49 | 5
| 1 | 2020-05-20 06:50 | 2020-05-20 06:56 | 6
| 1 | 2020-05-20 06:50 | 2020-05-20 08:29 | 99
| 1 | 2020-05-20 06:55 | 2020-05-20 07:01 | 6
| 1 | 2020-05-20 06:57 | 2020-05-20 07:03 | 6
| 2 | 2020-05-20 07:11 | 2020-05-20 07:16 | 5
| 1 | 2020-05-20 07:12 | 2020-05-20 07:16 | 4
| 1 | 2020-05-20 07:30 | 2020-05-20 07:36 | 6
| 1 | 2020-05-20 07:31 | 2020-05-20 07:37 | 6
| 4 | 2020-05-20 07:31 | 2020-05-20 09:02 | 91
| 1 | 2020-05-20 07:34 | 2020-05-20 07:40 | 6
| 1 | 2020-05-20 07:44 | 2020-05-20 07:50 | 6
| 1 | 2020-05-20 07:51 | 2020-05-20 07:57 | 6
| 1 | 2020-05-20 08:07 | 2020-05-20 08:11 | 4
| 1 | 2020-05-20 08:16 | 2020-05-20 08:21 | 5
| 1 | 2020-05-20 08:18 | 2020-05-20 08:23 | 5
| 10 | 2020-05-20 08:18 | 2020-05-20 17:27 | 549
| 1 | 2020-05-20 08:21 | 2020-05-20 15:11 | 410
| 1 | 2020-05-20 08:27 | 2020-05-20 08:32 | 5
| 12 | 2020-05-20 08:30 | 2020-05-20 17:37 | 547
| 1 | 2020-05-20 08:35 | 2020-05-20 08:40 | 5
| 2 | 2020-05-20 08:39 | 2020-05-20 08:44 | 5
| 3 | 2020-05-20 08:40 | 2020-05-20 08:45 | 5
| 1 | 2020-05-20 08:40 | 2020-05-20 08:46 | 6
| 2 | 2020-05-20 08:40 | 2020-05-20 09:20 | 40
| 1 | 2020-05-20 08:55 | 2020-05-20 08:57 | 2
| 1 | 2020-05-20 09:00 | 2020-05-20 09:05 | 5
| 1 | 2020-05-20 09:04 | 2020-05-20 09:08 | 4
| 2 | 2020-05-20 09:15 | 2020-05-20 09:17 | 2
| 1 | 2020-05-20 09:16 | 2020-05-20 09:21 | 5
| 158 | 2020-05-20 09:38 | 2020-05-20 11:02 | 84
| 2 | 2020-05-20 09:38 | 2020-05-20 11:05 | 87
| 3 | 2020-05-20 09:38 | 2020-05-20 14:05 | 267
| 6 | 2020-05-20 09:38 | 2020-05-20 16:22 | 404
| 1 | 2020-05-20 09:40 | 2020-05-20 09:43 | 3
| 1 | 2020-05-20 10:08 | 2020-05-20 10:14 | 6
| 1 | 2020-05-20 10:14 | 2020-05-20 10:20 | 6
| 2 | 2020-05-20 10:30 | 2020-05-20 11:06 | 36
| 1 | 2020-05-20 11:09 | 2020-05-20 11:11 | 2
| 2 | 2020-05-20 11:33 | 2020-05-20 11:36 | 3
| 1 | 2020-05-20 11:49 | 2020-05-20 11:55 | 6
| 3 | 2020-05-20 12:01 | 2020-05-20 12:16 | 15
| 2 | 2020-05-20 12:01 | 2020-05-20 12:36 | 35
| 1 | 2020-05-20 12:53 | 2020-05-20 12:58 | 5
| 23 | 2020-05-20 12:53 | 2020-05-20 13:03 | 10
| 13 | 2020-05-20 12:53 | 2020-05-20 14:10 | 77
| 3 | 2020-05-20 12:54 | 2020-05-20 12:59 | 5
| 34 | 2020-05-20 12:54 | 2020-05-20 13:00 | 6
| 94 | 2020-05-20 12:54 | 2020-05-20 13:02 | 8
| 35 | 2020-05-20 12:54 | 2020-05-20 13:05 | 11
| 1 | 2020-05-20 13:06 | 2020-05-20 13:11 | 5
| 1 | 2020-05-20 13:18 | 2020-05-20 13:22 | 4
| 1 | 2020-05-20 13:21 | 2020-05-20 13:25 | 4
| 30 | 2020-05-20 13:21 | 2020-05-20 16:58 | 217
| 1 | 2020-05-20 14:08 | 2020-05-20 14:14 | 6
| 109 | 2020-05-20 14:12 | 2020-05-20 14:36 | 24
| 57 | 2020-05-20 14:17 | 2020-05-20 14:32 | 15
| 185 | 2020-05-20 14:19 | 2020-05-20 14:27 | 8
| 1 | 2020-05-20 15:28 | 2020-05-20 15:34 | 6
| 2 | 2020-05-20 15:53 | 2020-05-20 17:18 | 85
| 69 | 2020-05-20 15:57 | 2020-05-20 16:02 | 5
| 7 | 2020-05-20 16:15 | 2020-05-20 16:21 | 6
| 2 | 2020-05-20 16:58 | 2020-05-20 19:05 | 127
| 1 | 2020-05-20 17:10 | 2020-05-20 17:16 | 6
| 1 | 2020-05-20 17:18 | 2020-05-20 17:24 | 6
| 1 | 2020-05-20 17:59 | 2020-05-20 18:10 | 11
| 1 | 2020-05-20 18:00 | 2020-05-20 18:03 | 3
| 1 | 2020-05-20 18:05 | 2020-05-20 18:07 | 2
| 2 | 2020-05-20 19:44 | 2020-05-20 19:50 | 6
| 1 | 2020-05-20 20:43 | 2020-05-20 20:48 | 5
| 1 | 2020-05-20 20:57 | 2020-05-20 21:21 | 24
| 1 | 2020-05-20 21:25 | 2020-05-21 08:28 | 663
| 1 | 2020-05-21 05:59 | 2020-05-21 12:42 | 403
| 74 | 2020-05-21 05:59 | 2020-05-21 13:53 | 474
| 4 | 2020-05-21 07:01 | 2020-05-21 07:11 | 10
| 4 | 2020-05-21 07:28 | 2020-05-21 07:34 | 6
| 1 | 2020-05-21 08:39 | 2020-05-21 08:45 | 6
| 97 | 2020-05-21 08:45 | 2020-05-21 08:48 | 3
| 1 | 2020-05-21 08:45 | 2020-05-21 08:51 | 6
| 1 | 2020-05-21 08:47 | 2020-05-21 09:16 | 29
| 2 | 2020-05-21 08:52 | 2020-05-21 08:53 | 1
| 76 | 2020-05-21 09:19 | 2020-05-21 09:34 | 15
| 1 | 2020-05-21 09:25 | 2020-05-21 09:31 | 6
| 62 | 2020-05-21 09:45 | 2020-05-21 10:32 | 47
| 1 | 2020-05-21 10:24 | 2020-05-21 10:29 | 5
| 1 | 2020-05-21 10:33 | 2020-05-21 10:39 | 6
| 2 | 2020-05-21 10:44 | 2020-05-21 10:50 | 6
| 10 | 2020-05-21 11:06 | 2020-05-21 11:12 | 6
| 2 | 2020-05-21 11:15 | 2020-05-21 13:09 | 114
| 1 | 2020-05-21 11:46 | 2020-05-21 12:06 | 20
| 10 | 2020-05-21 11:46 | 2020-05-21 13:14 | 88
| 1 | 2020-05-21 12:37 | 2020-05-21 12:40 | 3
| 12 | 2020-05-21 12:43 | 2020-05-21 13:03 | 20
| 1 | 2020-05-21 13:10 | 2020-05-21 13:16 | 6
| 1 | 2020-05-21 13:22 | 2020-05-21 13:25 | 3
| 77 | 2020-05-21 15:12 | 2020-05-21 16:36 | 84
| 1 | 2020-05-21 15:18 | 2020-05-21 15:31 | 13
| 1 | 2020-05-21 15:57 | 2020-05-21 15:58 | 1
| 1 | 2020-05-21 16:08 | 2020-05-21 16:15 | 7
| 1 | 2020-05-21 17:19 | 2020-05-21 17:24 | 5
| 2 | 2020-05-21 17:19 | 2020-05-21 17:35 | 16
| 2 | 2020-05-21 17:35 | 2020-05-21 17:42 | 7
| 20 | 2020-05-21 18:17 | 2020-05-21 18:32 | 15
| 3 | 2020-05-21 18:26 | 2020-05-21 18:45 | 19
| 1 | 2020-05-21 18:34 | 2020-05-21 18:40 | 6
| 2 | 2020-05-21 18:34 | 2020-05-21 21:22 | 168
| 2 | 2020-05-21 18:35 | 2020-05-21 18:41 | 6
| 1 | 2020-05-21 18:46 | 2020-05-21 19:02 | 16
| 44 | 2020-05-21 19:08 | 2020-05-21 19:23 | 15
| 1 | 2020-05-22 02:43 | 2020-05-22 06:37 | 234
| 2 | 2020-05-22 04:42 | 2020-05-22 14:06 | 564
| 157 | 2020-05-22 07:06 | 2020-05-22 07:12 | 6
| 40 | 2020-05-22 07:12 | 2020-05-22 07:45 | 33
| 71 | 2020-05-22 07:42 | 2020-05-22 09:06 | 84
| 1 | 2020-05-22 07:54 | 2020-05-22 08:00 | 6
| 1 | 2020-05-22 07:54 | 2020-05-22 10:03 | 129
| 1 | 2020-05-22 08:36 | 2020-05-22 08:42 | 6
| 1 | 2020-05-22 08:38 | 2020-05-22 09:02 | 24
| 1 | 2020-05-22 08:43 | 2020-05-22 08:49 | 6
| 1 | 2020-05-22 08:57 | 2020-05-22 09:03 | 6
| 2 | 2020-05-22 09:10 | 2020-05-22 09:12 | 2
| 1 | 2020-05-22 10:32 | 2020-05-22 10:37 | 5
| 1 | 2020-05-22 10:37 | 2020-05-22 10:43 | 6
| 1 | 2020-05-22 10:59 | 2020-05-22 11:06 | 7
| 2 | 2020-05-22 10:59 | 2020-05-22 13:18 | 139
| 13 | 2020-05-22 11:06 | 2020-05-22 11:30 | 24
| 7 | 2020-05-22 11:06 | 2020-05-22 11:57 | 51
| 1 | 2020-05-22 11:38 | 2020-05-22 11:44 | 6
| 1 | 2020-05-22 11:50 | 2020-05-22 11:56 | 6
| 1 | 2020-05-22 12:11 | 2020-05-22 12:26 | 15
| 1 | 2020-05-22 12:25 | 2020-05-22 12:31 | 6
| 1 | 2020-05-22 12:53 | 2020-05-22 12:59 | 6
| 1 | 2020-05-22 14:27 | 2020-05-22 14:33 | 6
| 2 | 2020-05-22 14:27 | 2020-05-22 17:51 | 204
| 1 | 2020-05-22 15:38 | 2020-05-22 15:44 | 6
| 1 | 2020-05-22 16:23 | 2020-05-22 16:48 | 25
| 1 | 2020-05-22 16:45 | 2020-05-22 16:51 | 6
| 1 | 2020-05-22 17:05 | 2020-05-22 17:15 | 10
| 60 | 2020-05-22 20:04 | 2020-05-22 20:28 | 24
| 1 | 2020-05-22 22:02 | 2020-05-22 22:08 | 6
| 15 | 2020-05-22 22:10 | 2020-05-22 22:23 | 13
| 3 | 2020-05-22 23:20 | 2020-05-22 23:42 | 22
| 2 | 2020-05-22 23:40 | 2020-05-23 07:47 | 487
| 2 | 2020-05-23 01:32 | 2020-05-23 01:53 | 21
| 1 | 2020-05-23 01:52 | 2020-05-23 08:48 | 416
| 1 | 2020-05-23 01:55 | 2020-05-23 02:11 | 16
| 3 | 2020-05-23 02:44 | 2020-05-23 09:42 | 418
| 1 | 2020-05-23 02:54 | 2020-05-23 07:56 | 302
| 1 | 2020-05-23 05:37 | 2020-05-23 08:40 | 183
| 1 | 2020-05-23 06:16 | 2020-05-23 08:51 | 155
| 1 | 2020-05-23 07:04 | 2020-05-23 10:39 | 215
| 1 | 2020-05-23 08:39 | 2020-05-23 08:45 | 6
| 3 | 2020-05-23 09:03 | 2020-05-23 09:09 | 6
| 2 | 2020-05-23 09:21 | 2020-05-23 09:27 | 6
| 163 | 2020-05-23 09:26 | 2020-05-23 09:33 | 7
| 1 | 2020-05-23 10:52 | 2020-05-23 10:58 | 6
| 1 | 2020-05-23 11:29 | 2020-05-23 11:59 | 30
| 73 | 2020-05-23 11:29 | 2020-05-23 13:04 | 95
| 1 | 2020-05-23 13:28 | 2020-05-23 13:34 | 6
| 1 | 2020-05-23 13:56 | 2020-05-23 14:02 | 6
| 2 | 2020-05-23 13:59 | 2020-05-23 14:39 | 40
| 5 | 2020-05-23 15:13 | 2020-05-23 20:27 | 314
| 3 | 2020-05-23 15:14 | 2020-05-23 15:20 | 6
| 1 | 2020-05-23 16:00 | 2020-05-23 17:24 | 84
| 124 | 2020-05-23 16:40 | 2020-05-23 16:46 | 6
| 58 | 2020-05-23 17:37 | 2020-05-23 17:46 | 9
| 2 | 2020-05-23 17:47 | 2020-05-23 17:52 | 5
| 1 | 2020-05-23 17:59 | 2020-05-23 18:21 | 22
| 13 | 2020-05-23 17:59 | 2020-05-23 20:29 | 150
| 1 | 2020-05-23 18:13 | 2020-05-23 19:04 | 51
| 32 | 2020-05-23 22:05 | 2020-05-23 22:19 | 14
| 3 | 2020-05-23 23:15 | 2020-05-23 23:29 | 14
| 2 | 2020-05-24 00:05 | 2020-05-24 00:19 | 14
| 5 | 2020-05-24 00:33 | 2020-05-24 11:43 | 670
| 2 | 2020-05-24 01:14 | 2020-05-24 01:24 | 10
| 6 | 2020-05-24 04:01 | 2020-05-24 04:07 | 6
| 1 | 2020-05-24 05:27 | 2020-05-24 09:31 | 244
| 26 | 2020-05-24 05:54 | 2020-05-24 06:22 | 28
| 22 | 2020-05-24 06:55 | 2020-05-24 07:03 | 8
| 10 | 2020-05-24 06:55 | 2020-05-24 08:01 | 66
| 4 | 2020-05-24 06:55 | 2020-05-24 08:15 | 80
| 1 | 2020-05-24 09:46 | 2020-05-24 11:09 | 83
| 2 | 2020-05-24 09:58 | 2020-05-24 10:24 | 26
| 1 | 2020-05-24 10:31 | 2020-05-24 10:46 | 15
| 1 | 2020-05-24 11:48 | 2020-05-24 13:18 | 90
| 1 | 2020-05-24 16:00 | 2020-05-24 16:06 | 6
| 1 | 2020-05-24 16:30 | 2020-05-24 16:36 | 6
| 1 | 2020-05-24 16:39 | 2020-05-24 17:25 | 46
| 30 | 2020-05-24 16:48 | 2020-05-24 17:03 | 15
| 1 | 2020-05-24 17:20 | 2020-05-24 17:26 | 6
| 3 | 2020-05-24 17:20 | 2020-05-24 19:02 | 102
| 1 | 2020-05-24 17:40 | 2020-05-24 17:46 | 6
| 1 | 2020-05-24 18:42 | 2020-05-24 18:48 | 6
| 50 | 2020-05-24 21:29 | 2020-05-24 21:43 | 14
| 1 | 2020-05-25 03:37 | 2020-05-25 09:02 | 325
| 1 | 2020-05-25 05:44 | 2020-05-25 06:04 | 20
| 1 | 2020-05-25 06:13 | 2020-05-25 10:15 | 242
| 1 | 2020-05-25 06:29 | 2020-05-25 14:04 | 455
| 1093 | 2020-05-25 06:58 | 2020-05-25 07:05 | 7
| 114 | 2020-05-25 07:30 | 2020-05-25 07:41 | 11
| 1 | 2020-05-25 07:57 | 2020-05-25 08:03 | 6
| 9 | 2020-05-25 08:51 | 2020-05-25 10:18 | 87
| 1 | 2020-05-25 09:48 | 2020-05-25 09:54 | 6
| 11 | 2020-05-25 10:16 | 2020-05-25 10:22 | 6
| 3 | 2020-05-25 10:16 | 2020-05-25 10:23 | 7
| 6 | 2020-05-25 10:16 | 2020-05-25 10:29 | 13
| 1 | 2020-05-25 10:48 | 2020-05-25 10:54 | 6
| 1 | 2020-05-25 10:51 | 2020-05-25 10:57 | 6
| 2 | 2020-05-25 11:20 | 2020-05-25 11:26 | 6
| 2 | 2020-05-25 11:45 | 2020-05-25 11:51 | 6
| 2 | 2020-05-25 11:52 | 2020-05-25 13:54 | 122
| 1 | 2020-05-25 12:21 | 2020-05-25 12:26 | 5
| 1 | 2020-05-25 13:48 | 2020-05-25 14:15 | 27
| 45 | 2020-05-25 13:48 | 2020-05-25 21:01 | 433
| 1 | 2020-05-25 14:11 | 2020-05-25 14:16 | 5
| 16 | 2020-05-25 14:54 | 2020-05-25 15:14 | 20
| 3 | 2020-05-25 15:16 | 2020-05-25 15:32 | 16
| 1 | 2020-05-25 15:53 | 2020-05-25 15:58 | 5
| 1 | 2020-05-25 16:21 | 2020-05-25 16:27 | 6
| 1 | 2020-05-25 16:23 | 2020-05-25 16:29 | 6
| 2 | 2020-05-25 16:50 | 2020-05-25 16:56 | 6
| 1 | 2020-05-25 16:53 | 2020-05-25 17:30 | 37
| 1 | 2020-05-25 18:35 | 2020-05-25 19:37 | 62
| 1 | 2020-05-25 19:08 | 2020-05-25 19:22 | 14
| 3 | 2020-05-25 19:22 | 2020-05-25 19:26 | 4
| 135 | 2020-05-25 19:36 | 2020-05-25 19:44 | 8
| 1 | 2020-05-25 22:37 | 2020-05-25 22:43 | 6
| 17 | 2020-05-25 22:37 | 2020-05-25 22:53 | 16
| 1 | 2020-05-25 22:45 | 2020-05-25 22:51 | 6
| 1 | 2020-05-26 07:21 | 2020-05-26 08:11 | 50
| 1 | 2020-05-26 07:28 | 2020-05-26 07:39 | 11
| 16 | 2020-05-26 07:28 | 2020-05-26 07:40 | 12
| 1 | 2020-05-26 07:42 | 2020-05-26 07:48 | 6
| 1 | 2020-05-26 08:25 | 2020-05-26 08:28 | 3
| 1 | 2020-05-26 09:05 | 2020-05-26 09:08 | 3
| 1 | 2020-05-26 10:03 | 2020-05-26 10:12 | 9
| 2 | 2020-05-26 10:03 | 2020-05-26 10:31 | 28
| 1 | 2020-05-26 10:09 | 2020-05-26 10:15 | 6
| 1 | 2020-05-26 10:09 | 2020-05-26 10:32 | 23
| 1 | 2020-05-26 10:19 | 2020-05-26 10:25 | 6
| 1 | 2020-05-26 10:39 | 2020-05-26 11:51 | 72
| 2 | 2020-05-26 11:10 | 2020-05-26 11:40 | 30
| 3 | 2020-05-26 11:36 | 2020-05-26 11:39 | 3
| 121 | 2020-05-26 11:39 | 2020-05-26 11:45 | 6
| 1 | 2020-05-26 11:57 | 2020-05-26 12:01 | 4
| 1 | 2020-05-26 12:49 | 2020-05-26 18:56 | 367
| 1 | 2020-05-26 13:30 | 2020-05-26 13:36 | 6
| 11 | 2020-05-26 13:30 | 2020-05-26 13:41 | 11
| 1 | 2020-05-26 14:01 | 2020-05-26 14:07 | 6
| 1 | 2020-05-26 15:14 | 2020-05-26 15:20 | 6
| 44 | 2020-05-26 15:52 | 2020-05-26 16:07 | 15
| 79 | 2020-05-26 18:46 | 2020-05-26 18:54 | 8
| 66 | 2020-05-26 19:31 | 2020-05-26 19:50 | 19
| 1 | 2020-05-26 21:48 | 2020-05-27 08:17 | 629
| 7 | 2020-05-27 00:38 | 2020-05-27 00:50 | 12
| 1 | 2020-05-27 01:00 | 2020-05-27 09:07 | 487
| 1 | 2020-05-27 02:19 | 2020-05-27 09:08 | 409
| 1 | 2020-05-27 07:35 | 2020-05-27 13:27 | 352
| 1 | 2020-05-27 07:50 | 2020-05-27 16:38 | 528
| 1145 | 2020-05-27 08:17 | 2020-05-27 08:24 | 7
| 2 | 2020-05-27 08:20 | 2020-05-27 08:23 | 3
| 1 | 2020-05-27 08:30 | 2020-05-27 08:38 | 8
| 1 | 2020-05-27 10:10 | 2020-05-27 10:13 | 3
| 1 | 2020-05-27 10:55 | 2020-05-27 11:01 | 6
| 1 | 2020-05-27 10:59 | 2020-05-27 11:05 | 6
| 1 | 2020-05-27 12:10 | 2020-05-27 12:16 | 6
| 1 | 2020-05-27 13:07 | 2020-05-27 13:28 | 21
| 2 | 2020-05-27 13:13 | 2020-05-27 13:19 | 6
| 1 | 2020-05-27 13:20 | 2020-05-27 14:04 | 44
| 1 | 2020-05-27 13:22 | 2020-05-27 13:28 | 6
| 16 | 2020-05-27 13:49 | 2020-05-27 14:00 | 11
| 1 | 2020-05-27 15:27 | 2020-05-27 15:33 | 6
| 1 | 2020-05-27 17:44 | 2020-05-27 17:50 | 6
| 1 | 2020-05-27 17:46 | 2020-05-27 18:11 | 25
| 2 | 2020-05-27 17:53 | 2020-05-27 18:15 | 22
| 152 | 2020-05-27 17:54 | 2020-05-27 18:03 | 9
| 1 | 2020-05-27 17:54 | 2020-05-27 19:28 | 94
| 1 | 2020-05-27 18:20 | 2020-05-27 18:48 | 28
| 1 | 2020-05-27 18:21 | 2020-05-27 18:27 | 6
| 1 | 2020-05-27 19:16 | 2020-05-27 19:22 | 6
| 1 | 2020-05-27 19:50 | 2020-05-27 19:55 | 5
| 1 | 2020-05-27 20:37 | 2020-05-27 21:13 | 36
| 1 | 2020-05-27 21:06 | 2020-05-27 21:35 | 29
| 1 | 2020-05-27 21:31 | 2020-05-27 21:50 | 19
| 4 | 2020-05-27 22:57 | 2020-05-27 23:04 | 7
| 2 | 2020-05-28 07:51 | 2020-05-28 07:57 | 6
| 1 | 2020-05-28 08:59 | 2020-05-28 09:05 | 6
| 104 | 2020-05-28 09:33 | 2020-05-28 09:42 | 9
| 2 | 2020-05-28 10:45 | 2020-05-28 10:49 | 4
| 9 | 2020-05-28 14:32 | 2020-05-28 14:38 | 6
| 1 | 2020-05-28 14:46 | 2020-05-28 15:13 | 27
| 1 | 2020-05-28 15:21 | 2020-05-28 15:28 | 7
| 1 | 2020-05-28 15:36 | 2020-05-28 15:42 | 6
| 1 | 2020-05-28 16:55 | 2020-05-28 17:01 | 6
| 1 | 2020-05-28 17:27 | 2020-05-28 17:42 | 15
| 1 | 2020-05-28 18:06 | 2020-05-28 18:12 | 6
| 1 | 2020-05-28 18:42 | 2020-05-28 19:31 | 49
| 87 | 2020-05-28 18:50 | 2020-05-28 19:02 | 12
| 1 | 2020-05-28 18:56 | 2020-05-28 19:02 | 6
| 1 | 2020-05-28 20:11 | 2020-05-28 20:17 | 6
| 2 | 2020-05-29 03:19 | 2020-05-29 03:31 | 12
| 1 | 2020-05-29 04:16 | 2020-05-29 04:22 | 6
| 1 | 2020-05-29 04:16 | 2020-05-29 04:33 | 17
| 1 | 2020-05-29 07:46 | 2020-05-29 07:52 | 6
| 1 | 2020-05-29 08:55 | 2020-05-29 08:56 | 1
| 1 | 2020-05-29 09:08 | 2020-05-29 09:14 | 6
| 1 | 2020-05-29 09:08 | 2020-05-29 09:16 | 8
| 1 | 2020-05-29 09:14 | 2020-05-29 09:19 | 5
| 1 | 2020-05-29 09:44 | 2020-05-29 09:50 | 6
| 1 | 2020-05-29 10:06 | 2020-05-29 10:12 | 6
| 1 | 2020-05-29 10:56 | 2020-05-29 11:02 | 6
| 1 | 2020-05-29 12:21 | 2020-05-29 17:46 | 325
| 1 | 2020-05-29 12:53 | 2020-05-29 15:48 | 175
| 1 | 2020-05-29 12:55 | 2020-05-29 13:00 | 5
| 1 | 2020-05-29 13:34 | 2020-05-29 14:24 | 50
| 7 | 2020-05-29 13:36 | 2020-05-29 13:42 | 6
| 1 | 2020-05-29 14:07 | 2020-05-29 15:08 | 61
| 1 | 2020-05-29 14:54 | 2020-05-29 15:00 | 6
| 1 | 2020-05-29 16:25 | 2020-05-29 16:54 | 29
| 1 | 2020-05-29 17:25 | 2020-05-29 17:31 | 6
| 7 | 2020-05-29 19:28 | 2020-05-29 19:47 | 19
| 1 | 2020-05-29 20:04 | 2020-05-29 20:10 | 6
| 1 | 2020-05-29 21:02 | 2020-05-29 21:08 | 6
| 1 | 2020-05-29 21:08 | 2020-05-29 21:26 | 18
| 4 | 2020-05-30 03:16 | 2020-05-30 03:31 | 15
| 2 | 2020-05-30 07:05 | 2020-05-30 07:45 | 40
| 10 | 2020-05-30 09:39 | 2020-05-30 09:46 | 7
| 18 | 2020-05-30 09:54 | 2020-05-30 10:00 | 6
| 18 | 2020-05-30 09:54 | 2020-05-30 10:12 | 18
| 1 | 2020-05-30 12:45 | 2020-05-30 12:52 | 7
| 1 | 2020-05-30 12:59 | 2020-05-30 13:05 | 6
| 12 | 2020-05-30 12:59 | 2020-05-30 13:34 | 35
| 1 | 2020-05-30 13:30 | 2020-05-30 13:55 | 25
| 1 | 2020-05-30 13:46 | 2020-05-30 13:52 | 6
| 1 | 2020-05-30 14:05 | 2020-05-30 14:22 | 17
| 5 | 2020-05-30 14:05 | 2020-05-30 14:54 | 49
| 24 | 2020-05-30 14:32 | 2020-05-30 14:48 | 16
| 2 | 2020-05-30 14:45 | 2020-05-30 14:51 | 6
| 1 | 2020-05-30 14:49 | 2020-05-30 14:55 | 6
| 1 | 2020-05-30 15:10 | 2020-05-30 15:39 | 29
| 53 | 2020-05-30 15:33 | 2020-05-30 15:51 | 18
| 1 | 2020-05-30 15:46 | 2020-05-30 15:52 | 6
| 1 | 2020-05-30 16:56 | 2020-05-30 17:02 | 6
| 95 | 2020-05-30 17:31 | 2020-05-30 18:01 | 30
| 1 | 2020-05-30 17:36 | 2020-05-30 19:43 | 127
| 1 | 2020-05-30 19:07 | 2020-05-30 19:12 | 5
| 1 | 2020-05-30 19:59 | 2020-05-30 20:07 | 8
| 16 | 2020-05-30 21:36 | 2020-05-30 21:56 | 20
| 1 | 2020-05-30 21:47 | 2020-05-31 08:42 | 655
| 825 | 2020-05-30 21:49 | 2020-05-30 21:56 | 7
| 64 | 2020-05-30 22:03 | 2020-05-30 22:17 | 14
| 60 | 2020-05-30 22:45 | 2020-05-30 22:53 | 8
| 1 | 2020-05-30 23:26 | 2020-05-30 23:53 | 27
| 1 | 2020-05-30 23:26 | 2020-05-31 00:01 | 35
| 23 | 2020-05-31 06:39 | 2020-05-31 07:25 | 46
| 1 | 2020-05-31 10:25 | 2020-05-31 10:31 | 6
| 1 | 2020-05-31 11:09 | 2020-05-31 11:15 | 6
| 10 | 2020-05-31 13:05 | 2020-05-31 13:18 | 13
| 22 | 2020-05-31 15:01 | 2020-05-31 15:26 | 25
| 1 | 2020-05-31 16:42 | 2020-05-31 16:48 | 6
| 1 | 2020-05-31 17:30 | 2020-05-31 18:12 | 42
| 1 | 2020-05-31 17:32 | 2020-05-31 17:38 | 6
| 1 | 2020-05-31 18:29 | 2020-05-31 18:46 | 17
| 72 | 2020-05-31 20:39 | 2020-05-31 20:53 | 14
| 120 | 2020-05-31 22:00 | 2020-05-31 22:03 | 3
| 1 | 2020-05-31 22:27 | 2020-05-31 22:43 | 16
| 3 | 2020-06-01 00:36 | 2020-06-01 00:49 | 13
| 1 | 2020-06-01 00:49 | 2020-06-01 07:20 | 391
| 3 | 2020-06-01 05:11 | 2020-06-01 06:19 | 68
| 24 | 2020-06-01 05:11 | 2020-06-01 07:23 | 132
| 1 | 2020-06-01 06:15 | 2020-06-01 08:13 | 118
| 1 | 2020-06-01 08:01 | 2020-06-01 08:08 | 7
| 131 | 2020-06-01 09:07 | 2020-06-01 09:20 | 13
| 7 | 2020-06-01 09:07 | 2020-06-01 09:21 | 14
| 4 | 2020-06-01 09:07 | 2020-06-01 09:30 | 23
| 1 | 2020-06-01 09:10 | 2020-06-01 12:30 | 200
| 30 | 2020-06-01 09:14 | 2020-06-01 09:22 | 8
| 1 | 2020-06-01 09:44 | 2020-06-01 09:50 | 6
| 1 | 2020-06-01 09:53 | 2020-06-01 09:59 | 6
| 2 | 2020-06-01 10:07 | 2020-06-01 10:13 | 6
| 1 | 2020-06-01 10:24 | 2020-06-01 10:46 | 22
| 1 | 2020-06-01 10:41 | 2020-06-01 10:54 | 13
| 1 | 2020-06-01 11:04 | 2020-06-01 11:19 | 15
| 2 | 2020-06-01 11:40 | 2020-06-01 11:46 | 6
| 1 | 2020-06-01 12:00 | 2020-06-01 12:02 | 2
| 5 | 2020-06-01 12:17 | 2020-06-01 13:03 | 46
| 133 | 2020-06-01 12:28 | 2020-06-01 12:35 | 7
| 1 | 2020-06-01 12:41 | 2020-06-01 13:02 | 21
| 20 | 2020-06-01 13:44 | 2020-06-01 13:52 | 8
| 1 | 2020-06-01 13:50 | 2020-06-01 14:24 | 34
| 20 | 2020-06-01 13:57 | 2020-06-01 16:04 | 127
| 640 | 2020-06-01 15:09 | 2020-06-01 15:15 | 6
| 2 | 2020-06-01 15:55 | 2020-06-01 16:08 | 13
| 1 | 2020-06-01 16:21 | 2020-06-01 16:48 | 27
| 1 | 2020-06-01 16:39 | 2020-06-01 16:45 | 6
| 1 | 2020-06-01 17:00 | 2020-06-01 17:06 | 6
| 1 | 2020-06-01 17:00 | 2020-06-01 18:55 | 115
| 1 | 2020-06-01 17:07 | 2020-06-01 17:42 | 35
| 1 | 2020-06-01 17:30 | 2020-06-01 17:36 | 6
| 1 | 2020-06-01 17:55 | 2020-06-01 18:22 | 27
| 45 | 2020-06-01 18:11 | 2020-06-01 18:19 | 8
| 23 | 2020-06-01 18:31 | 2020-06-01 18:41 | 10
| 1 | 2020-06-01 18:33 | 2020-06-01 19:16 | 43
| 1 | 2020-06-01 19:00 | 2020-06-01 19:42 | 42
| 1 | 2020-06-01 19:11 | 2020-06-01 19:41 | 30
| 1 | 2020-06-01 19:15 | 2020-06-01 19:21 | 6
| 83 | 2020-06-01 19:19 | 2020-06-01 19:35 | 16
| 46 | 2020-06-01 19:19 | 2020-06-01 19:39 | 20
| 5 | 2020-06-01 23:03 | 2020-06-01 23:09 | 6
| 1 | 2020-06-01 23:51 | 2020-06-02 10:47 | 656
| 47 | 2020-06-02 07:15 | 2020-06-02 07:28 | 13
| 1 | 2020-06-02 07:29 | 2020-06-02 08:02 | 33
| 5 | 2020-06-02 07:51 | 2020-06-02 07:58 | 7
| 1 | 2020-06-02 08:35 | 2020-06-02 08:41 | 6
| 84 | 2020-06-02 08:59 | 2020-06-02 09:08 | 9
| 5 | 2020-06-02 09:19 | 2020-06-02 09:23 | 4
| 1 | 2020-06-02 09:29 | 2020-06-02 10:46 | 77
| 1 | 2020-06-02 09:57 | 2020-06-02 10:02 | 5
| 1 | 2020-06-02 10:31 | 2020-06-02 10:35 | 4
| 1 | 2020-06-02 11:05 | 2020-06-02 12:01 | 56
| 2 | 2020-06-02 12:04 | 2020-06-02 12:10 | 6
| 1 | 2020-06-02 12:17 | 2020-06-02 12:23 | 6
| 1 | 2020-06-02 12:50 | 2020-06-02 12:51 | 1
| 1 | 2020-06-02 13:21 | 2020-06-02 14:59 | 98
| 1 | 2020-06-02 15:54 | 2020-06-02 20:31 | 277
| 1 | 2020-06-02 16:24 | 2020-06-02 16:27 | 3
| 4 | 2020-06-02 17:29 | 2020-06-02 17:36 | 7
| 1 | 2020-06-02 17:38 | 2020-06-02 17:54 | 16
| 1 | 2020-06-02 19:52 | 2020-06-02 21:07 | 75
| 12 | 2020-06-02 20:01 | 2020-06-02 20:07 | 6
| 1 | 2020-06-02 20:48 | 2020-06-02 21:01 | 13
| 1 | 2020-06-03 04:39 | 2020-06-03 11:52 | 433
| 1 | 2020-06-03 05:29 | 2020-06-03 09:58 | 269
| 1 | 2020-06-03 05:59 | 2020-06-03 06:06 | 7
| 10 | 2020-06-03 07:07 | 2020-06-03 07:22 | 15
| 1 | 2020-06-03 07:50 | 2020-06-03 08:26 | 36
| 2 | 2020-06-03 09:04 | 2020-06-03 09:10 | 6
| 1 | 2020-06-03 09:32 | 2020-06-03 16:48 | 436
| 2 | 2020-06-03 11:21 | 2020-06-03 11:48 | 27
| 53 | 2020-06-03 11:28 | 2020-06-03 11:52 | 24
| 1 | 2020-06-03 11:33 | 2020-06-03 11:39 | 6
| 1 | 2020-06-03 12:05 | 2020-06-03 12:39 | 34
| 64 | 2020-06-03 12:12 | 2020-06-03 12:18 | 6
| 107 | 2020-06-03 13:36 | 2020-06-03 13:54 | 18
| 1 | 2020-06-03 14:15 | 2020-06-03 14:21 | 6
| 2 | 2020-06-03 14:25 | 2020-06-03 14:51 | 26
| 1 | 2020-06-03 14:25 | 2020-06-03 15:01 | 36
| 9 | 2020-06-03 14:37 | 2020-06-03 14:44 | 7
| 2 | 2020-06-03 14:37 | 2020-06-03 14:52 | 15
| 3 | 2020-06-03 14:45 | 2020-06-03 14:47 | 2
| 1 | 2020-06-03 15:12 | 2020-06-03 15:18 | 6
| 1 | 2020-06-03 15:15 | 2020-06-03 15:21 | 6
| 2 | 2020-06-03 15:37 | 2020-06-03 15:40 | 3
| 27 | 2020-06-03 15:47 | 2020-06-03 15:56 | 9
| 10 | 2020-06-03 15:47 | 2020-06-03 16:04 | 17
| 1 | 2020-06-03 16:09 | 2020-06-03 16:15 | 6
| 1 | 2020-06-03 16:32 | 2020-06-03 16:38 | 6
| 1 | 2020-06-03 16:32 | 2020-06-03 17:49 | 77
| 58 | 2020-06-03 16:50 | 2020-06-03 16:57 | 7
| 2 | 2020-06-03 16:53 | 2020-06-03 17:18 | 25
| 156 | 2020-06-03 17:27 | 2020-06-03 18:40 | 73
| 1 | 2020-06-03 18:14 | 2020-06-03 18:20 | 6
| 1 | 2020-06-03 18:45 | 2020-06-03 19:26 | 41
| 1 | 2020-06-03 18:59 | 2020-06-03 19:16 | 17
| 1 | 2020-06-03 19:20 | 2020-06-03 19:21 | 1
| 1 | 2020-06-03 19:49 | 2020-06-03 19:53 | 4
| 1 | 2020-06-04 00:32 | 2020-06-04 01:46 | 74
| 2 | 2020-06-04 06:09 | 2020-06-04 07:50 | 101
| 1 | 2020-06-04 06:27 | 2020-06-04 06:33 | 6
| 1 | 2020-06-04 07:36 | 2020-06-04 08:50 | 74
| 1 | 2020-06-04 07:41 | 2020-06-04 07:47 | 6
| 17 | 2020-06-04 09:16 | 2020-06-04 09:20 | 4
| 1 | 2020-06-04 09:41 | 2020-06-04 09:47 | 6
| 1 | 2020-06-04 09:55 | 2020-06-04 10:12 | 17
| 1 | 2020-06-04 10:05 | 2020-06-04 10:12 | 7
| 5 | 2020-06-04 10:45 | 2020-06-04 11:12 | 27
| 2 | 2020-06-04 10:45 | 2020-06-04 11:21 | 36
| 1 | 2020-06-04 11:14 | 2020-06-04 11:19 | 5
| 1 | 2020-06-04 11:19 | 2020-06-04 12:52 | 93
| 2 | 2020-06-04 12:06 | 2020-06-04 12:12 | 6
| 1 | 2020-06-04 12:15 | 2020-06-04 12:16 | 1
| 3 | 2020-06-04 13:42 | 2020-06-04 13:49 | 7
| 2 | 2020-06-04 14:25 | 2020-06-04 14:29 | 4
| 1 | 2020-06-04 14:43 | 2020-06-04 14:49 | 6
| 1 | 2020-06-04 15:30 | 2020-06-04 15:36 | 6
| 1 | 2020-06-04 16:24 | 2020-06-04 16:30 | 6
| 1 | 2020-06-04 16:33 | 2020-06-04 16:39 | 6
| 17 | 2020-06-04 16:42 | 2020-06-04 17:09 | 27
| 1 | 2020-06-04 17:50 | 2020-06-04 20:00 | 130
| 4 | 2020-06-04 18:20 | 2020-06-04 18:27 | 7
| 1 | 2020-06-04 18:26 | 2020-06-04 19:05 | 39
| 1 | 2020-06-04 18:30 | 2020-06-04 18:36 | 6
| 1 | 2020-06-04 18:31 | 2020-06-04 18:37 | 6
| 1 | 2020-06-04 19:19 | 2020-06-04 19:43 | 24
| 1 | 2020-06-04 19:47 | 2020-06-04 19:53 | 6
| 50 | 2020-06-04 19:47 | 2020-06-04 20:03 | 16
| 1 | 2020-06-04 20:20 | 2020-06-04 20:43 | 23
| 1 | 2020-06-04 20:37 | 2020-06-04 21:43 | 66
| 1 | 2020-06-05 06:12 | 2020-06-05 10:12 | 240
| 1 | 2020-06-05 07:37 | 2020-06-05 09:11 | 94
| 1 | 2020-06-05 08:00 | 2020-06-05 08:05 | 5
| 2 | 2020-06-05 08:24 | 2020-06-05 08:47 | 23
| 10 | 2020-06-05 09:01 | 2020-06-05 09:08 | 7
| 50 | 2020-06-05 09:52 | 2020-06-05 09:58 | 6
| 1 | 2020-06-05 10:27 | 2020-06-05 10:33 | 6
| 1 | 2020-06-05 11:14 | 2020-06-05 11:40 | 26
| 2 | 2020-06-05 12:18 | 2020-06-05 12:20 | 2
| 2 | 2020-06-05 13:35 | 2020-06-05 13:36 | 1
| 1 | 2020-06-05 14:06 | 2020-06-05 14:12 | 6
| 4 | 2020-06-05 14:30 | 2020-06-05 14:56 | 26
| 1 | 2020-06-05 17:34 | 2020-06-05 18:08 | 34
| 9 | 2020-06-05 18:28 | 2020-06-05 18:36 | 8
| 5 | 2020-06-05 19:05 | 2020-06-05 19:11 | 6
| 1 | 2020-06-05 19:18 | 2020-06-05 19:23 | 5
| 1 | 2020-06-05 20:22 | 2020-06-05 20:28 | 6
| 1 | 2020-06-05 21:24 | 2020-06-05 21:40 | 16
| 1 | 2020-06-05 21:42 | 2020-06-05 22:00 | 18
| 1 | 2020-06-06 00:14 | 2020-06-06 08:04 | 470
| 1 | 2020-06-06 04:04 | 2020-06-06 11:12 | 428
| 4 | 2020-06-06 05:18 | 2020-06-06 07:42 | 144
| 1 | 2020-06-06 07:08 | 2020-06-06 07:14 | 6
| 1 | 2020-06-06 07:08 | 2020-06-06 07:22 | 14
| 3 | 2020-06-06 07:08 | 2020-06-06 07:35 | 27
| 1 | 2020-06-06 08:37 | 2020-06-06 08:42 | 5
| 1 | 2020-06-06 08:52 | 2020-06-06 08:58 | 6
| 1 | 2020-06-06 09:48 | 2020-06-06 09:54 | 6
| 157 | 2020-06-06 10:43 | 2020-06-06 10:50 | 7
| 14 | 2020-06-06 10:43 | 2020-06-06 10:57 | 14
| 1 | 2020-06-06 12:13 | 2020-06-06 12:27 | 14
| 2 | 2020-06-06 13:26 | 2020-06-06 14:30 | 64
| 1 | 2020-06-06 13:34 | 2020-06-06 13:54 | 20
| 1 | 2020-06-06 14:24 | 2020-06-06 16:04 | 100
| 7 | 2020-06-06 14:48 | 2020-06-06 14:56 | 8
| 1 | 2020-06-06 17:09 | 2020-06-06 17:49 | 40
| 2 | 2020-06-06 17:10 | 2020-06-06 18:06 | 56
| 100 | 2020-06-06 18:49 | 2020-06-06 19:03 | 14
| 1 | 2020-06-06 19:24 | 2020-06-06 19:29 | 5
| 26 | 2020-06-06 20:16 | 2020-06-06 20:26 | 10
| 101 | 2020-06-06 21:38 | 2020-06-06 21:45 | 7
| 1 | 2020-06-06 21:46 | 2020-06-06 21:52 | 6
| 1 | 2020-06-06 22:00 | 2020-06-07 09:22 | 682
| 1 | 2020-06-06 23:41 | 2020-06-07 09:18 | 577
| 1 | 2020-06-06 23:46 | 2020-06-07 08:56 | 550
| 1 | 2020-06-07 01:49 | 2020-06-07 11:32 | 583
| 1 | 2020-06-07 02:45 | 2020-06-07 07:14 | 269
| 1 | 2020-06-07 06:46 | 2020-06-07 09:00 | 134
| 2 | 2020-06-07 07:19 | 2020-06-07 07:30 | 11
| 1 | 2020-06-07 07:34 | 2020-06-07 09:44 | 130
| 1 | 2020-06-07 08:01 | 2020-06-07 08:08 | 7
| 1 | 2020-06-07 08:53 | 2020-06-07 08:58 | 5
| 1 | 2020-06-07 10:13 | 2020-06-07 12:34 | 141
| 1 | 2020-06-07 10:25 | 2020-06-07 10:40 | 15
| 2 | 2020-06-07 11:28 | 2020-06-07 11:34 | 6
| 99 | 2020-06-07 18:13 | 2020-06-07 18:25 | 12
| 1 | 2020-06-07 19:32 | 2020-06-07 19:39 | 7
| 1 | 2020-06-07 21:23 | 2020-06-07 21:40 | 17
| 1 | 2020-06-07 21:29 | 2020-06-07 21:35 | 6
| 78 | 2020-06-07 22:31 | 2020-06-07 22:43 | 12
| 2 | 2020-06-07 23:25 | 2020-06-08 08:04 | 519
| 108 | 2020-06-08 04:55 | 2020-06-08 05:10 | 15
| 4 | 2020-06-08 04:55 | 2020-06-08 05:13 | 18
| 101 | 2020-06-08 04:55 | 2020-06-08 05:18 | 23
| 13 | 2020-06-08 04:55 | 2020-06-08 05:22 | 27
| 72 | 2020-06-08 04:55 | 2020-06-08 05:24 | 29
| 5 | 2020-06-08 04:55 | 2020-06-08 05:26 | 31
| 5 | 2020-06-08 04:55 | 2020-06-08 05:39 | 44
| 4 | 2020-06-08 04:55 | 2020-06-08 05:42 | 47
| 16 | 2020-06-08 05:01 | 2020-06-08 05:21 | 20
| 11 | 2020-06-08 05:02 | 2020-06-08 05:15 | 13
| 8 | 2020-06-08 05:02 | 2020-06-08 05:22 | 20
| 1 | 2020-06-08 06:46 | 2020-06-08 06:52 | 6
| 82 | 2020-06-08 06:46 | 2020-06-08 06:56 | 10
| 1 | 2020-06-08 06:46 | 2020-06-08 07:30 | 44
| 46 | 2020-06-08 06:46 | 2020-06-08 07:34 | 48
| 1 | 2020-06-08 08:01 | 2020-06-08 08:07 | 6
| 5 | 2020-06-08 08:01 | 2020-06-08 08:43 | 42
| 1 | 2020-06-08 09:31 | 2020-06-08 09:37 | 6
| 2 | 2020-06-08 09:36 | 2020-06-08 09:42 | 6
| 1 | 2020-06-08 10:47 | 2020-06-08 10:53 | 6
| 46 | 2020-06-08 11:30 | 2020-06-08 11:50 | 20
| 1 | 2020-06-08 12:19 | 2020-06-08 12:48 | 29
| 4 | 2020-06-08 12:29 | 2020-06-08 12:48 | 19
| 1 | 2020-06-08 13:08 | 2020-06-08 13:14 | 6
| 1 | 2020-06-08 15:30 | 2020-06-08 15:36 | 6
| 2 | 2020-06-08 15:48 | 2020-06-08 20:18 | 270
| 1 | 2020-06-08 16:10 | 2020-06-08 17:45 | 95
| 3 | 2020-06-08 16:41 | 2020-06-08 16:49 | 8
| 87 | 2020-06-08 16:42 | 2020-06-08 16:53 | 11
| 61 | 2020-06-08 18:02 | 2020-06-08 18:16 | 14
| 1 | 2020-06-08 18:19 | 2020-06-08 18:28 | 9
| 73 | 2020-06-08 18:31 | 2020-06-08 18:38 | 7
| 1 | 2020-06-08 20:13 | 2020-06-08 20:38 | 25
| 64 | 2020-06-08 20:33 | 2020-06-08 20:52 | 19
| 2 | 2020-06-08 20:53 | 2020-06-09 08:16 | 683
| 50 | 2020-06-08 22:13 | 2020-06-08 22:25 | 12
| 1 | 2020-06-08 23:33 | 2020-06-08 23:57 | 24
| 9 | 2020-06-09 | 2020-06-09 06:56 | 416
| 1 | 2020-06-09 00:15 | 2020-06-09 00:21 | 6
| 1 | 2020-06-09 01:11 | 2020-06-09 07:57 | 406
| 1 | 2020-06-09 04:11 | 2020-06-09 10:17 | 366
| 1 | 2020-06-09 05:04 | 2020-06-09 10:12 | 308
| 1 | 2020-06-09 06:45 | 2020-06-09 07:10 | 25
| 1 | 2020-06-09 06:50 | 2020-06-09 07:06 | 16
| 1 | 2020-06-09 07:04 | 2020-06-09 07:10 | 6
| 1 | 2020-06-09 07:29 | 2020-06-09 09:06 | 97
| 1 | 2020-06-09 07:30 | 2020-06-09 12:56 | 326
| 78 | 2020-06-09 08:10 | 2020-06-09 09:52 | 102
| 1 | 2020-06-09 08:39 | 2020-06-09 09:45 | 66
| 1 | 2020-06-09 09:20 | 2020-06-09 11:03 | 103
| 1 | 2020-06-09 09:40 | 2020-06-09 09:47 | 7
| 1 | 2020-06-09 09:49 | 2020-06-09 09:55 | 6
| 1 | 2020-06-09 09:58 | 2020-06-09 10:04 | 6
| 1 | 2020-06-09 10:11 | 2020-06-09 10:17 | 6
| 44 | 2020-06-09 10:55 | 2020-06-09 11:07 | 12
| 1 | 2020-06-09 11:02 | 2020-06-09 12:05 | 63
| 1 | 2020-06-09 11:08 | 2020-06-09 11:26 | 18
| 8 | 2020-06-09 11:25 | 2020-06-09 11:39 | 14
| 1 | 2020-06-09 12:10 | 2020-06-09 12:14 | 4
| 1 | 2020-06-09 12:25 | 2020-06-09 12:26 | 1
| 1 | 2020-06-09 12:30 | 2020-06-09 13:13 | 43
| 1 | 2020-06-09 12:32 | 2020-06-09 12:54 | 22
| 1 | 2020-06-09 13:02 | 2020-06-09 13:09 | 7
| 1 | 2020-06-09 14:25 | 2020-06-09 14:31 | 6
| 1 | 2020-06-09 14:50 | 2020-06-09 15:08 | 18
| 121 | 2020-06-09 15:50 | 2020-06-09 15:59 | 9
| 1 | 2020-06-09 16:28 | 2020-06-09 16:34 | 6
| 1 | 2020-06-09 17:24 | 2020-06-09 17:30 | 6
| 1 | 2020-06-09 17:29 | 2020-06-09 17:47 | 18
| 1 | 2020-06-09 17:29 | 2020-06-09 18:04 | 35
| 108 | 2020-06-09 17:34 | 2020-06-09 17:42 | 8
| 3 | 2020-06-09 20:37 | 2020-06-09 20:43 | 6
| 6 | 2020-06-09 21:37 | 2020-06-09 22:06 | 29
| 1 | 2020-06-09 22:24 | 2020-06-09 22:53 | 29
| 3 | 2020-06-10 01:24 | 2020-06-10 01:58 | 34
| 1 | 2020-06-10 07:38 | 2020-06-10 10:12 | 154
| 1 | 2020-06-10 07:42 | 2020-06-10 09:13 | 91
| 1 | 2020-06-10 07:54 | 2020-06-10 08:57 | 63
| 1 | 2020-06-10 08:29 | 2020-06-10 08:35 | 6
| 1 | 2020-06-10 08:31 | 2020-06-10 16:21 | 470
| 1 | 2020-06-10 08:37 | 2020-06-10 08:43 | 6
| 1 | 2020-06-10 08:43 | 2020-06-10 08:49 | 6
| 1 | 2020-06-10 09:41 | 2020-06-10 09:47 | 6
| 4 | 2020-06-10 09:48 | 2020-06-10 10:12 | 24
| 25 | 2020-06-10 09:48 | 2020-06-10 10:24 | 36
| 1 | 2020-06-10 11:44 | 2020-06-10 12:40 | 56
| 49 | 2020-06-10 13:26 | 2020-06-10 13:40 | 14
| 3 | 2020-06-10 14:00 | 2020-06-10 14:02 | 2
| 2 | 2020-06-10 14:35 | 2020-06-10 14:37 | 2
| 1 | 2020-06-10 15:24 | 2020-06-10 15:28 | 4
| 1 | 2020-06-10 15:33 | 2020-06-10 16:10 | 37
| 1 | 2020-06-10 15:36 | 2020-06-10 15:42 | 6
| 115 | 2020-06-10 16:53 | 2020-06-10 16:59 | 6
| 1 | 2020-06-10 17:36 | 2020-06-10 17:42 | 6
| 1 | 2020-06-10 18:22 | 2020-06-10 19:03 | 41
| 1 | 2020-06-10 18:29 | 2020-06-10 18:47 | 18
| 1 | 2020-06-10 18:40 | 2020-06-10 18:47 | 7
| 1 | 2020-06-10 18:50 | 2020-06-10 18:56 | 6
| 2 | 2020-06-10 19:26 | 2020-06-10 19:54 | 28
| 1 | 2020-06-10 19:46 | 2020-06-10 20:30 | 44
| 89 | 2020-06-10 19:59 | 2020-06-10 20:13 | 14
| 1 | 2020-06-10 22:13 | 2020-06-10 22:35 | 22
| 4 | 2020-06-11 03:13 | 2020-06-11 03:26 | 13
| 1 | 2020-06-11 06:40 | 2020-06-11 13:13 | 393
| 81 | 2020-06-11 06:43 | 2020-06-11 06:57 | 14
| 11 | 2020-06-11 07:03 | 2020-06-11 07:13 | 10
| 3 | 2020-06-11 07:49 | 2020-06-11 10:37 | 168
| 1 | 2020-06-11 08:07 | 2020-06-11 09:22 | 75
| 1 | 2020-06-11 08:27 | 2020-06-11 08:46 | 19
| 1 | 2020-06-11 09:00 | 2020-06-11 09:05 | 5
| 16 | 2020-06-11 09:07 | 2020-06-11 09:21 | 14
| 1 | 2020-06-11 09:24 | 2020-06-11 09:30 | 6
| 1 | 2020-06-11 09:24 | 2020-06-11 10:53 | 89
| 1 | 2020-06-11 09:24 | 2020-06-11 12:00 | 156
| 1 | 2020-06-11 09:59 | 2020-06-11 10:12 | 13
| 1 | 2020-06-11 10:11 | 2020-06-11 20:04 | 593
| 1 | 2020-06-11 10:21 | 2020-06-11 11:16 | 55
| 1 | 2020-06-11 10:32 | 2020-06-11 10:38 | 6
| 1 | 2020-06-11 10:44 | 2020-06-11 10:50 | 6
| 14 | 2020-06-11 11:20 | 2020-06-11 11:38 | 18
| 1 | 2020-06-11 12:00 | 2020-06-11 12:06 | 6
| 5 | 2020-06-11 12:00 | 2020-06-11 13:04 | 64
| 1 | 2020-06-11 13:02 | 2020-06-11 13:08 | 6
| 1 | 2020-06-11 13:24 | 2020-06-11 13:25 | 1
| 1 | 2020-06-11 14:16 | 2020-06-11 14:21 | 5
| 1 | 2020-06-11 14:36 | 2020-06-11 14:41 | 5
| 1 | 2020-06-11 14:36 | 2020-06-11 15:23 | 47
| 10 | 2020-06-11 15:06 | 2020-06-11 15:10 | 4
| 2 | 2020-06-11 15:22 | 2020-06-11 15:25 | 3
| 1 | 2020-06-11 15:53 | 2020-06-11 15:59 | 6
| 1 | 2020-06-11 16:09 | 2020-06-11 16:15 | 6
| 1 | 2020-06-11 16:10 | 2020-06-11 16:16 | 6
| 1 | 2020-06-11 17:40 | 2020-06-11 17:56 | 16
| 1 | 2020-06-11 18:01 | 2020-06-11 18:07 | 6
| 16 | 2020-06-11 18:01 | 2020-06-11 18:44 | 43
| 1 | 2020-06-11 19:40 | 2020-06-11 22:07 | 147
| 1 | 2020-06-11 19:50 | 2020-06-11 19:56 | 6
| 29 | 2020-06-11 19:59 | 2020-06-11 20:06 | 7
| 7 | 2020-06-11 23:15 | 2020-06-11 23:32 | 17
| 2 | 2020-06-11 23:15 | 2020-06-12 00:25 | 70
| 1 | 2020-06-11 23:29 | 2020-06-11 23:54 | 25
| 2 | 2020-06-11 23:53 | 2020-06-12 00:12 | 19
| 2 | 2020-06-11 23:59 | 2020-06-12 00:14 | 15
| 5 | 2020-06-12 04:57 | 2020-06-12 06:49 | 112
| 66 | 2020-06-12 06:27 | 2020-06-12 06:43 | 16
| 1 | 2020-06-12 06:52 | 2020-06-12 08:43 | 111
| 1 | 2020-06-12 07:33 | 2020-06-12 07:39 | 6
| 1 | 2020-06-12 08:25 | 2020-06-12 08:57 | 32
| 1 | 2020-06-12 09:42 | 2020-06-12 09:48 | 6
| 1 | 2020-06-12 10:41 | 2020-06-12 10:47 | 6
| 3 | 2020-06-12 10:49 | 2020-06-12 12:07 | 78
| 1 | 2020-06-12 11:29 | 2020-06-12 11:35 | 6
| 15 | 2020-06-12 12:40 | 2020-06-12 12:47 | 7
| 1 | 2020-06-12 15:49 | 2020-06-12 17:53 | 124
| 8 | 2020-06-12 15:49 | 2020-06-14 13:31 | 2742
| 3 | 2020-06-12 16:31 | 2020-06-12 16:37 | 6
| 3 | 2020-06-12 16:32 | 2020-06-12 17:03 | 31
| 1 | 2020-06-12 19:37 | 2020-06-12 19:43 | 6
| 1 | 2020-06-12 21:03 | 2020-06-12 21:32 | 29
| 1 | 2020-06-12 22:46 | 2020-06-12 22:52 | 6
| 11 | 2020-06-13 02:52 | 2020-06-13 03:13 | 21
| 4 | 2020-06-13 02:52 | 2020-06-13 03:15 | 23
| 3 | 2020-06-13 05:03 | 2020-06-13 08:52 | 229
| 546 | 2020-06-13 05:57 | 2020-06-13 06:03 | 6
| 6 | 2020-06-13 07:10 | 2020-06-13 07:25 | 15
| 1 | 2020-06-13 07:38 | 2020-06-13 07:44 | 6
| 1 | 2020-06-13 08:05 | 2020-06-13 08:11 | 6
| 1 | 2020-06-13 08:20 | 2020-06-13 08:26 | 6
| 63 | 2020-06-13 08:20 | 2020-06-13 10:57 | 157
| 73 | 2020-06-13 08:46 | 2020-06-13 09:23 | 37
| 2 | 2020-06-13 08:50 | 2020-06-13 19:07 | 617
| 1 | 2020-06-13 09:12 | 2020-06-13 09:36 | 24
| 1 | 2020-06-13 10:09 | 2020-06-13 10:14 | 5
| 1 | 2020-06-13 10:41 | 2020-06-13 10:47 | 6
| 1 | 2020-06-13 11:29 | 2020-06-13 11:35 | 6
| 1 | 2020-06-13 12:40 | 2020-06-13 12:46 | 6
| 1 | 2020-06-13 12:42 | 2020-06-13 16:39 | 237
| 1 | 2020-06-13 16:48 | 2020-06-13 17:22 | 34
| 226 | 2020-06-13 18:40 | 2020-06-13 18:46 | 6
| 1 | 2020-06-13 18:55 | 2020-06-13 19:34 | 39
| 1 | 2020-06-13 19:10 | 2020-06-13 19:29 | 19
| 1 | 2020-06-13 19:38 | 2020-06-13 19:49 | 11
| 38 | 2020-06-13 20:00 | 2020-06-13 20:14 | 14
| 1 | 2020-06-13 21:02 | 2020-06-13 21:38 | 36
| 1 | 2020-06-13 21:16 | 2020-06-13 21:22 | 6
| 1 | 2020-06-14 01:25 | 2020-06-14 10:15 | 530
| 62 | 2020-06-14 07:08 | 2020-06-14 07:40 | 32
| 1 | 2020-06-14 07:35 | 2020-06-14 07:52 | 17
| 123 | 2020-06-14 08:06 | 2020-06-14 08:22 | 16
| 1 | 2020-06-14 08:18 | 2020-06-14 08:24 | 6
| 1 | 2020-06-14 08:56 | 2020-06-14 09:02 | 6
| 1 | 2020-06-14 08:59 | 2020-06-14 09:06 | 7
| 1 | 2020-06-14 10:54 | 2020-06-14 11:01 | 7
| 123 | 2020-06-14 13:01 | 2020-06-14 13:08 | 7
| 1 | 2020-06-14 13:10 | 2020-06-14 13:16 | 6
| 1 | 2020-06-14 14:05 | 2020-06-14 14:11 | 6
| 4 | 2020-06-14 15:29 | 2020-06-14 15:38 | 9
| 1 | 2020-06-14 16:35 | 2020-06-14 16:41 | 6
| 22 | 2020-06-14 17:22 | 2020-06-14 17:29 | 7
| 2 | 2020-06-14 17:30 | 2020-06-14 18:01 | 31
| 2 | 2020-06-14 17:43 | 2020-06-14 17:49 | 6
| 1 | 2020-06-14 17:55 | 2020-06-14 18:01 | 6
| 2 | 2020-06-14 19:25 | 2020-06-14 19:33 | 8
| 1 | 2020-06-14 19:26 | 2020-06-14 19:32 | 6
| 1 | 2020-06-14 19:44 | 2020-06-14 20:14 | 30
| 1 | 2020-06-14 19:59 | 2020-06-14 20:14 | 15
| 1 | 2020-06-14 20:18 | 2020-06-14 20:28 | 10
| 88 | 2020-06-14 21:04 | 2020-06-14 21:21 | 17
| 1 | 2020-06-14 21:18 | 2020-06-14 21:52 | 34
| 5 | 2020-06-14 22:45 | 2020-06-14 23:08 | 23
| 1 | 2020-06-15 03:28 | 2020-06-15 04:17 | 49
| 1 | 2020-06-15 09:05 | 2020-06-15 09:32 | 27
| 1 | 2020-06-15 09:47 | 2020-06-15 10:12 | 25
| 1 | 2020-06-15 11:11 | 2020-06-15 11:57 | 46
| 1 | 2020-06-15 11:25 | 2020-06-15 11:28 | 3
| 1 | 2020-06-15 11:43 | 2020-06-15 11:47 | 4
| 1 | 2020-06-15 11:51 | 2020-06-15 11:57 | 6
| 6 | 2020-06-15 12:43 | 2020-06-15 16:44 | 241
| 1 | 2020-06-15 14:26 | 2020-06-15 14:46 | 20
| 81 | 2020-06-15 14:26 | 2020-06-15 17:56 | 210
| 3 | 2020-06-15 14:31 | 2020-06-15 16:48 | 137
| 2 | 2020-06-15 16:30 | 2020-06-15 16:59 | 29
| 1 | 2020-06-15 17:13 | 2020-06-15 17:34 | 21
| 1 | 2020-06-15 17:40 | 2020-06-15 19:28 | 108
| 43 | 2020-06-15 18:22 | 2020-06-15 19:34 | 72
| 1 | 2020-06-15 18:59 | 2020-06-15 19:05 | 6
| 2 | 2020-06-15 19:50 | 2020-06-15 19:56 | 6
| 14 | 2020-06-16 02:05 | 2020-06-16 02:12 | 7
| 6 | 2020-06-16 02:10 | 2020-06-16 02:24 | 14
| 189 | 2020-06-16 03:49 | 2020-06-16 03:55 | 6
| 1 | 2020-06-16 04:44 | 2020-06-16 07:56 | 192
| 6 | 2020-06-16 07:15 | 2020-06-16 07:54 | 39
| 1 | 2020-06-16 08:03 | 2020-06-16 13:17 | 314
| 1 | 2020-06-16 09:01 | 2020-06-16 09:07 | 6
| 2 | 2020-06-16 09:21 | 2020-06-16 09:27 | 6
| 1 | 2020-06-16 09:31 | 2020-06-16 09:52 | 21
| 357 | 2020-06-16 09:33 | 2020-06-16 09:39 | 6
| 1 | 2020-06-16 10:06 | 2020-06-16 10:42 | 36
| 1 | 2020-06-16 10:30 | 2020-06-16 10:35 | 5
| 1 | 2020-06-16 10:59 | 2020-06-16 11:01 | 2
| 4 | 2020-06-16 11:25 | 2020-06-16 11:50 | 25
| 1 | 2020-06-16 11:58 | 2020-06-16 12:04 | 6
| 13 | 2020-06-16 11:58 | 2020-06-16 15:19 | 201
| 5 | 2020-06-16 11:58 | 2020-06-16 15:20 | 202
| 2 | 2020-06-16 11:58 | 2020-06-16 15:22 | 204
| 1 | 2020-06-16 12:02 | 2020-06-16 12:08 | 6
| 2 | 2020-06-16 12:50 | 2020-06-16 12:56 | 6
| 1 | 2020-06-16 13:07 | 2020-06-16 13:13 | 6
| 2 | 2020-06-16 13:07 | 2020-06-16 13:19 | 12
| 4 | 2020-06-16 13:07 | 2020-06-16 16:10 | 183
| 1 | 2020-06-16 13:26 | 2020-06-16 13:32 | 6
| 1 | 2020-06-16 13:33 | 2020-06-16 15:17 | 104
| 12 | 2020-06-16 13:33 | 2020-06-16 19:03 | 330
| 1 | 2020-06-16 13:52 | 2020-06-16 14:50 | 58
| 779 | 2020-06-16 14:05 | 2020-06-16 14:12 | 7
| 1 | 2020-06-16 14:32 | 2020-06-16 17:05 | 153
| 2 | 2020-06-16 14:44 | 2020-06-16 14:50 | 6
| 63 | 2020-06-16 14:52 | 2020-06-16 15:09 | 17
| 1 | 2020-06-16 15:18 | 2020-06-16 15:24 | 6
| 1 | 2020-06-16 17:15 | 2020-06-16 17:20 | 5
| 1 | 2020-06-16 17:30 | 2020-06-16 17:36 | 6
| 4 | 2020-06-16 23:37 | 2020-06-17 00:02 | 25
| 1 | 2020-06-17 01:42 | 2020-06-17 07:36 | 354
| 1 | 2020-06-17 03:43 | 2020-06-17 13:11 | 568
| 48 | 2020-06-17 03:57 | 2020-06-17 19:32 | 935
| 3 | 2020-06-17 04:03 | 2020-06-17 04:12 | 9
| 1 | 2020-06-17 04:06 | 2020-06-17 06:31 | 145
| 43 | 2020-06-17 07:11 | 2020-06-17 07:17 | 6
| 1 | 2020-06-17 07:27 | 2020-06-17 09:48 | 141
| 1 | 2020-06-17 08:26 | 2020-06-17 08:32 | 6
| 1 | 2020-06-17 08:26 | 2020-06-17 08:47 | 21
| 1 | 2020-06-17 08:43 | 2020-06-17 11:02 | 139
| 1 | 2020-06-17 09:35 | 2020-06-17 09:41 | 6
| 1 | 2020-06-17 10:07 | 2020-06-17 10:13 | 6
| 1 | 2020-06-17 10:19 | 2020-06-17 10:25 | 6
| 6 | 2020-06-17 10:33 | 2020-06-17 10:46 | 13
| 1 | 2020-06-17 10:42 | 2020-06-17 11:26 | 44
| 1 | 2020-06-17 10:53 | 2020-06-17 14:40 | 227
| 1 | 2020-06-17 10:56 | 2020-06-17 11:01 | 5
| 1 | 2020-06-17 11:48 | 2020-06-17 11:54 | 6
| 1 | 2020-06-17 12:46 | 2020-06-17 13:10 | 24
| 1 | 2020-06-17 13:17 | 2020-06-17 13:23 | 6
| 7 | 2020-06-17 14:05 | 2020-06-17 14:11 | 6
| 11 | 2020-06-17 14:41 | 2020-06-17 14:47 | 6
| 1 | 2020-06-17 14:49 | 2020-06-17 14:55 | 6
| 1 | 2020-06-17 16:00 | 2020-06-17 16:06 | 6
| 1 | 2020-06-17 17:00 | 2020-06-17 17:34 | 34
| 1 | 2020-06-17 17:21 | 2020-06-17 17:27 | 6
| 1 | 2020-06-17 17:24 | 2020-06-17 18:13 | 49
| 1 | 2020-06-17 17:45 | 2020-06-17 17:51 | 6
| 1 | 2020-06-17 17:57 | 2020-06-17 18:03 | 6
| 166 | 2020-06-17 18:17 | 2020-06-17 19:47 | 90
| 81 | 2020-06-17 18:21 | 2020-06-17 18:30 | 9
| 67 | 2020-06-17 18:23 | 2020-06-17 18:30 | 7
| 1 | 2020-06-17 18:47 | 2020-06-17 18:52 | 5
| 16 | 2020-06-17 18:47 | 2020-06-17 18:53 | 6
| 1 | 2020-06-17 19:05 | 2020-06-17 20:10 | 65
| 1 | 2020-06-17 19:16 | 2020-06-17 19:31 | 15
| 1 | 2020-06-17 21:16 | 2020-06-17 22:19 | 63
| 1 | 2020-06-17 21:21 | 2020-06-17 21:27 | 6
| 1 | 2020-06-17 21:56 | 2020-06-17 22:21 | 25
| 1 | 2020-06-17 22:55 | 2020-06-17 23:08 | 13
| 1 | 2020-06-18 05:39 | 2020-06-18 07:01 | 82
| 1 | 2020-06-18 06:37 | 2020-06-18 09:32 | 175
| 1 | 2020-06-18 07:20 | 2020-06-18 07:26 | 6
| 1 | 2020-06-18 09:07 | 2020-06-18 10:00 | 53
| 4 | 2020-06-18 09:10 | 2020-06-18 09:16 | 6
| 1 | 2020-06-18 09:11 | 2020-06-18 09:17 | 6
| 65 | 2020-06-18 10:33 | 2020-06-18 10:43 | 10
| 1 | 2020-06-18 11:09 | 2020-06-18 11:27 | 18
| 1 | 2020-06-18 11:29 | 2020-06-18 11:37 | 8
| 2 | 2020-06-18 11:40 | 2020-06-18 11:47 | 7
| 1 | 2020-06-18 12:26 | 2020-06-18 14:55 | 149
| 2 | 2020-06-18 12:43 | 2020-06-18 12:49 | 6
| 6 | 2020-06-18 13:08 | 2020-06-18 13:15 | 7
| 1 | 2020-06-18 13:35 | 2020-06-18 13:37 | 2
| 1 | 2020-06-18 13:43 | 2020-06-18 13:49 | 6
| 1 | 2020-06-18 14:14 | 2020-06-18 14:19 | 5
| 1 | 2020-06-18 14:43 | 2020-06-18 15:30 | 47
| 1 | 2020-06-18 16:42 | 2020-06-18 16:48 | 6
| 29 | 2020-06-18 16:42 | 2020-06-18 18:22 | 100
| 1 | 2020-06-18 18:39 | 2020-06-18 18:44 | 5
| 29 | 2020-06-18 18:50 | 2020-06-18 19:07 | 17
| 1 | 2020-06-18 18:57 | 2020-06-18 19:08 | 11
| 90 | 2020-06-18 19:34 | 2020-06-18 19:40 | 6
| 60 | 2020-06-18 19:34 | 2020-06-18 19:42 | 8
| 1 | 2020-06-18 20:45 | 2020-06-19 08:29 | 704
| 6 | 2020-06-19 01:08 | 2020-06-19 01:27 | 19
| 1 | 2020-06-19 02:14 | 2020-06-19 07:14 | 300
| 65 | 2020-06-19 06:46 | 2020-06-19 06:55 | 9
| 27 | 2020-06-19 07:23 | 2020-06-19 09:40 | 137
| 5 | 2020-06-19 07:25 | 2020-06-19 08:17 | 52
| 1 | 2020-06-19 07:30 | 2020-06-19 07:36 | 6
| 1 | 2020-06-19 09:34 | 2020-06-19 09:39 | 5
| 13 | 2020-06-19 09:41 | 2020-06-19 10:13 | 32
| 1 | 2020-06-19 09:56 | 2020-06-19 10:01 | 5
| 2 | 2020-06-19 10:06 | 2020-06-19 10:34 | 28
| 1 | 2020-06-19 11:30 | 2020-06-19 11:53 | 23
| 2 | 2020-06-19 11:42 | 2020-06-19 11:43 | 1
| 79 | 2020-06-19 11:48 | 2020-06-19 11:54 | 6
| 2 | 2020-06-19 11:53 | 2020-06-19 11:59 | 6
| 1 | 2020-06-19 11:53 | 2020-06-19 12:01 | 8
| 1 | 2020-06-19 12:07 | 2020-06-19 12:34 | 27
| 63 | 2020-06-19 12:10 | 2020-06-19 12:25 | 15
| 2 | 2020-06-19 12:20 | 2020-06-19 12:25 | 5
| 1 | 2020-06-19 14:31 | 2020-06-19 14:34 | 3
| 3 | 2020-06-19 15:39 | 2020-06-19 15:57 | 18
| 1 | 2020-06-19 16:45 | 2020-06-19 16:51 | 6
| 1 | 2020-06-19 16:47 | 2020-06-19 16:53 | 6
| 1 | 2020-06-19 18:10 | 2020-06-19 18:32 | 22
| 1 | 2020-06-19 20:34 | 2020-06-19 20:40 | 6
| 689 | 2020-06-19 21:51 | 2020-06-19 22:00 | 9
| 31 | 2020-06-19 21:51 | 2020-06-20 11:59 | 848
| 4 | 2020-06-20 01:28 | 2020-06-20 08:51 | 443
| 2 | 2020-06-20 04:40 | 2020-06-20 11:07 | 387
| 33 | 2020-06-20 05:07 | 2020-06-20 12:27 | 440
| 1 | 2020-06-20 06:37 | 2020-06-20 08:29 | 112
| 63 | 2020-06-20 06:45 | 2020-06-20 06:52 | 7
| 2 | 2020-06-20 07:12 | 2020-06-20 11:54 | 282
| 1 | 2020-06-20 07:48 | 2020-06-20 07:55 | 7
| 1 | 2020-06-20 09:29 | 2020-06-20 09:35 | 6
| 1 | 2020-06-20 10:05 | 2020-06-20 10:24 | 19
| 1 | 2020-06-20 10:15 | 2020-06-20 10:31 | 16
| 1 | 2020-06-20 10:34 | 2020-06-20 10:41 | 7
| 5 | 2020-06-20 11:47 | 2020-06-20 11:53 | 6
| 1 | 2020-06-20 14:01 | 2020-06-20 14:07 | 6
| 1 | 2020-06-20 14:03 | 2020-06-20 14:24 | 21
| 294 | 2020-06-20 16:23 | 2020-06-20 17:47 | 84
| 1 | 2020-06-20 17:46 | 2020-06-20 18:00 | 14
| 11 | 2020-06-20 18:23 | 2020-06-20 18:29 | 6
| 1 | 2020-06-20 18:52 | 2020-06-21 06:34 | 702
| 1 | 2020-06-20 21:09 | 2020-06-20 21:15 | 6
| 1 | 2020-06-20 21:17 | 2020-06-20 21:23 | 6
| 2 | 2020-06-20 21:49 | 2020-06-20 21:59 | 10
| 2 | 2020-06-20 23:48 | 2020-06-20 23:54 | 6
| 1 | 2020-06-21 00:56 | 2020-06-21 08:55 | 479
| 1 | 2020-06-21 06:44 | 2020-06-21 07:04 | 20
| 42 | 2020-06-21 06:44 | 2020-06-21 08:27 | 103
| 1 | 2020-06-21 07:19 | 2020-06-21 07:25 | 6
| 1 | 2020-06-21 09:19 | 2020-06-21 13:19 | 240
| 1 | 2020-06-21 09:33 | 2020-06-21 09:57 | 24
| 1 | 2020-06-21 09:55 | 2020-06-21 11:41 | 106
| 2 | 2020-06-21 10:22 | 2020-06-21 10:27 | 5
| 1 | 2020-06-21 11:11 | 2020-06-21 11:25 | 14
| 1 | 2020-06-21 12:18 | 2020-06-21 12:25 | 7
| 3 | 2020-06-21 12:18 | 2020-06-21 12:36 | 18
| 1 | 2020-06-21 12:36 | 2020-06-21 12:52 | 16
| 1 | 2020-06-21 13:02 | 2020-06-21 13:09 | 7
| 1 | 2020-06-21 14:01 | 2020-06-21 14:07 | 6
| 1 | 2020-06-21 14:12 | 2020-06-21 15:07 | 55
| 4 | 2020-06-21 14:28 | 2020-06-21 15:04 | 36
| 1 | 2020-06-21 14:38 | 2020-06-21 15:55 | 77
| 49 | 2020-06-21 14:39 | 2020-06-21 15:01 | 22
| 42 | 2020-06-21 15:35 | 2020-06-21 15:51 | 16
| 1 | 2020-06-21 15:35 | 2020-06-21 15:54 | 19
| 3 | 2020-06-21 16:59 | 2020-06-21 17:39 | 40
| 2512 | 2020-06-21 17:25 | 2020-06-21 17:33 | 8
| 165 | 2020-06-21 17:29 | 2020-06-21 17:36 | 7
| 137 | 2020-06-21 17:56 | 2020-06-21 18:13 | 17
| 1 | 2020-06-21 18:07 | 2020-06-21 18:12 | 5
| 2 | 2020-06-21 18:07 | 2020-06-21 18:37 | 30
| 66 | 2020-06-21 18:14 | 2020-06-21 18:26 | 12
| 2 | 2020-06-21 20:19 | 2020-06-21 20:25 | 6
| 1 | 2020-06-21 20:31 | 2020-06-21 20:36 | 5
| 23 | 2020-06-21 20:31 | 2020-06-21 20:38 | 7
| 1 | 2020-06-21 20:58 | 2020-06-22 08:23 | 685
| 1 | 2020-06-21 21:10 | 2020-06-21 21:16 | 6
| 49 | 2020-06-21 21:10 | 2020-06-21 21:17 | 7
| 3 | 2020-06-21 22:13 | 2020-06-21 22:19 | 6
| 2 | 2020-06-21 23:13 | 2020-06-21 23:23 | 10
| 5 | 2020-06-21 23:19 | 2020-06-21 23:34 | 15
| 1 | 2020-06-22 05:14 | 2020-06-22 08:13 | 179
| 2 | 2020-06-22 08:26 | 2020-06-22 08:27 | 1
| 1 | 2020-06-22 10:33 | 2020-06-22 10:39 | 6
| 2 | 2020-06-22 10:52 | 2020-06-22 10:58 | 6
| 1 | 2020-06-22 11:04 | 2020-06-22 11:10 | 6
| 1 | 2020-06-22 11:29 | 2020-06-22 16:00 | 271
| 1 | 2020-06-22 11:39 | 2020-06-22 11:45 | 6
| 2 | 2020-06-22 11:47 | 2020-06-22 11:50 | 3
| 1 | 2020-06-22 11:57 | 2020-06-22 12:03 | 6
| 1 | 2020-06-22 12:54 | 2020-06-22 13:41 | 47
| 2 | 2020-06-22 13:29 | 2020-06-22 13:32 | 3
| 1 | 2020-06-22 13:58 | 2020-06-22 14:04 | 6
| 1 | 2020-06-22 14:00 | 2020-06-22 14:25 | 25
| 1 | 2020-06-22 14:11 | 2020-06-22 15:38 | 87
| 1 | 2020-06-22 14:37 | 2020-06-22 14:43 | 6
| 5 | 2020-06-22 16:36 | 2020-06-22 17:46 | 70
| 1 | 2020-06-22 18:41 | 2020-06-22 18:47 | 6
| 1 | 2020-06-22 19:00 | 2020-06-22 19:06 | 6
| 1 | 2020-06-22 19:06 | 2020-06-22 19:12 | 6
| 2 | 2020-06-22 19:06 | 2020-06-22 20:15 | 69
| 1 | 2020-06-22 20:00 | 2020-06-22 20:41 | 41
| 1 | 2020-06-22 20:00 | 2020-06-22 22:51 | 171
| 1 | 2020-06-22 20:32 | 2020-06-22 20:37 | 5
| 11 | 2020-06-22 20:32 | 2020-06-22 20:39 | 7
| 10 | 2020-06-22 21:53 | 2020-06-22 22:04 | 11
| 1 | 2020-06-22 22:00 | 2020-06-22 22:06 | 6
| 1 | 2020-06-22 23:48 | 2020-06-23 | 12
| 19 | 2020-06-23 03:47 | 2020-06-23 04:01 | 14
| 1 | 2020-06-23 07:07 | 2020-06-23 07:13 | 6
| 1 | 2020-06-23 07:53 | 2020-06-23 07:59 | 6
| 1 | 2020-06-23 08:09 | 2020-06-23 13:02 | 293
| 1 | 2020-06-23 08:42 | 2020-06-23 09:40 | 58
| 1 | 2020-06-23 09:04 | 2020-06-23 09:10 | 6
| 2 | 2020-06-23 09:17 | 2020-06-23 09:23 | 6
| 2 | 2020-06-23 09:23 | 2020-06-23 10:50 | 87
| 1 | 2020-06-23 09:54 | 2020-06-23 10:00 | 6
| 1 | 2020-06-23 10:20 | 2020-06-23 10:26 | 6
| 2 | 2020-06-23 11:05 | 2020-06-23 11:09 | 4
| 2 | 2020-06-23 11:08 | 2020-06-23 11:10 | 2
| 1 | 2020-06-23 12:08 | 2020-06-23 12:14 | 6
| 2667 | 2020-06-23 12:20 | 2020-06-23 12:28 | 8
| 3 | 2020-06-23 12:22 | 2020-06-23 14:02 | 100
| 46 | 2020-06-23 13:46 | 2020-06-23 14:11 | 25
| 550 | 2020-06-23 13:46 | 2020-06-23 14:13 | 27
| 2 | 2020-06-23 13:56 | 2020-06-23 14:02 | 6
| 2 | 2020-06-23 14:14 | 2020-06-23 14:20 | 6
| 1 | 2020-06-23 14:39 | 2020-06-23 14:45 | 6
| 1 | 2020-06-23 14:53 | 2020-06-23 14:59 | 6
| 1 | 2020-06-23 15:06 | 2020-06-23 15:29 | 23
| 1 | 2020-06-23 15:21 | 2020-06-23 16:54 | 93
| 2 | 2020-06-23 17:03 | 2020-06-23 17:09 | 6
| 70 | 2020-06-23 17:21 | 2020-06-23 17:25 | 4
| 1 | 2020-06-23 17:38 | 2020-06-23 17:41 | 3
| 2 | 2020-06-23 17:38 | 2020-06-23 17:44 | 6
| 5 | 2020-06-23 17:38 | 2020-06-23 18:06 | 28
| 1 | 2020-06-23 17:50 | 2020-06-23 18:14 | 24
| 1 | 2020-06-23 18:14 | 2020-06-23 18:23 | 9
| 2 | 2020-06-23 18:14 | 2020-06-23 18:30 | 16
| 1 | 2020-06-23 18:19 | 2020-06-23 18:24 | 5
| 2 | 2020-06-23 18:21 | 2020-06-23 18:27 | 6
| 1 | 2020-06-23 19:11 | 2020-06-23 19:25 | 14
| 2 | 2020-06-23 21:58 | 2020-06-23 22:04 | 6
| 102 | 2020-06-23 22:07 | 2020-06-23 22:22 | 15
| 1 | 2020-06-23 23:07 | 2020-06-24 08:20 | 553
| 1 | 2020-06-24 04:36 | 2020-06-24 05:08 | 32
| 1 | 2020-06-24 04:36 | 2020-06-24 05:30 | 54
| 1 | 2020-06-24 04:56 | 2020-06-24 05:12 | 16
| 6 | 2020-06-24 06:58 | 2020-06-24 07:27 | 29
| 1 | 2020-06-24 07:02 | 2020-06-24 12:38 | 336
| 1 | 2020-06-24 07:34 | 2020-06-24 07:52 | 18
| 2282 | 2020-06-24 07:35 | 2020-06-24 07:42 | 7
| 1 | 2020-06-24 07:39 | 2020-06-24 10:16 | 157
| 2 | 2020-06-24 08:47 | 2020-06-24 08:53 | 6
| 1 | 2020-06-24 08:52 | 2020-06-24 10:37 | 105
| 1 | 2020-06-24 08:55 | 2020-06-24 09:01 | 6
| 1 | 2020-06-24 09:09 | 2020-06-24 09:33 | 24
| 17 | 2020-06-24 09:09 | 2020-06-24 09:39 | 30
| 30 | 2020-06-24 09:21 | 2020-06-24 09:28 | 7
| 1 | 2020-06-24 09:27 | 2020-06-24 09:32 | 5
| 1 | 2020-06-24 10:01 | 2020-06-24 10:12 | 11
| 1 | 2020-06-24 10:14 | 2020-06-24 10:15 | 1
| 1 | 2020-06-24 11:15 | 2020-06-24 11:17 | 2
| 1 | 2020-06-24 11:18 | 2020-06-24 11:19 | 1
| 2 | 2020-06-24 11:38 | 2020-06-24 11:44 | 6
| 1 | 2020-06-24 12:32 | 2020-06-24 12:39 | 7
| 1 | 2020-06-24 12:35 | 2020-06-24 12:36 | 1
| 1 | 2020-06-24 12:58 | 2020-06-24 14:18 | 80
| 2 | 2020-06-24 14:02 | 2020-06-24 14:08 | 6
| 1 | 2020-06-24 15:11 | 2020-06-24 15:17 | 6
| 1 | 2020-06-24 15:17 | 2020-06-24 15:23 | 6
| 199 | 2020-06-24 15:55 | 2020-06-24 16:01 | 6
| 1 | 2020-06-24 17:19 | 2020-06-24 17:25 | 6
| 41 | 2020-06-24 18:00 | 2020-06-24 19:35 | 95
| 1 | 2020-06-24 18:18 | 2020-06-24 18:30 | 12
| 1 | 2020-06-24 18:32 | 2020-06-24 18:49 | 17
| 1 | 2020-06-24 18:45 | 2020-06-24 19:00 | 15
| 1 | 2020-06-24 20:13 | 2020-06-24 20:30 | 17
| 64 | 2020-06-24 21:08 | 2020-06-24 21:22 | 14
| 3 | 2020-06-24 21:24 | 2020-06-24 21:30 | 6
| 28 | 2020-06-25 04:50 | 2020-06-25 16:51 | 721
| 1 | 2020-06-25 07:16 | 2020-06-25 07:40 | 24
| 1 | 2020-06-25 07:20 | 2020-06-25 09:40 | 140
| 2 | 2020-06-25 07:27 | 2020-06-25 08:06 | 39
| 1 | 2020-06-25 08:03 | 2020-06-25 09:47 | 104
| 1 | 2020-06-25 09:13 | 2020-06-25 09:19 | 6
| 1 | 2020-06-25 09:31 | 2020-06-25 09:35 | 4
| 1 | 2020-06-25 09:52 | 2020-06-25 13:25 | 213
| 2 | 2020-06-25 11:02 | 2020-06-25 11:08 | 6
| 2 | 2020-06-25 11:30 | 2020-06-25 12:28 | 58
| 1 | 2020-06-25 11:39 | 2020-06-25 13:53 | 134
| 340 | 2020-06-25 12:45 | 2020-06-25 12:52 | 7
| 1 | 2020-06-25 12:45 | 2020-06-25 12:53 | 8
| 1 | 2020-06-25 12:56 | 2020-06-25 12:57 | 1
| 2 | 2020-06-25 13:08 | 2020-06-25 13:14 | 6
| 2 | 2020-06-25 15:00 | 2020-06-25 17:10 | 130
| 1 | 2020-06-25 15:23 | 2020-06-25 15:29 | 6
| 1 | 2020-06-25 15:24 | 2020-06-25 15:30 | 6
| 1 | 2020-06-25 15:49 | 2020-06-25 16:10 | 21
| 42 | 2020-06-25 16:21 | 2020-06-25 16:57 | 36
| 1 | 2020-06-25 16:31 | 2020-06-25 16:37 | 6
| 1 | 2020-06-25 16:43 | 2020-06-25 17:23 | 40
| 1 | 2020-06-25 18:11 | 2020-06-25 18:27 | 16
| 1 | 2020-06-25 18:38 | 2020-06-25 18:44 | 6
| 1 | 2020-06-25 19:57 | 2020-06-25 20:58 | 61
| 22 | 2020-06-25 22:08 | 2020-06-25 22:33 | 25
| 6 | 2020-06-25 23:07 | 2020-06-25 23:23 | 16
| 2 | 2020-06-26 01:49 | 2020-06-26 07:24 | 335
| 2 | 2020-06-26 04:23 | 2020-06-26 04:32 | 9
| 3 | 2020-06-26 04:23 | 2020-06-26 04:33 | 10
| 1 | 2020-06-26 04:23 | 2020-06-26 05:55 | 92
| 1 | 2020-06-26 04:27 | 2020-06-26 04:33 | 6
| 1 | 2020-06-26 06:13 | 2020-06-26 10:22 | 249
| 22 | 2020-06-26 06:38 | 2020-06-26 07:05 | 27
| 1 | 2020-06-26 07:15 | 2020-06-26 08:16 | 61
| 2 | 2020-06-26 07:26 | 2020-06-26 07:32 | 6
| 1 | 2020-06-26 07:44 | 2020-06-26 07:50 | 6
| 75 | 2020-06-26 08:08 | 2020-06-26 08:14 | 6
| 1 | 2020-06-26 08:25 | 2020-06-26 08:32 | 7
| 1 | 2020-06-26 08:49 | 2020-06-26 08:55 | 6
| 1 | 2020-06-26 08:54 | 2020-06-26 09:00 | 6
| 1 | 2020-06-26 09:00 | 2020-06-26 09:06 | 6
| 113 | 2020-06-26 09:05 | 2020-06-26 09:14 | 9
| 1 | 2020-06-26 09:24 | 2020-06-26 09:30 | 6
| 1 | 2020-06-26 09:37 | 2020-06-26 09:43 | 6
| 1 | 2020-06-26 10:19 | 2020-06-26 10:25 | 6
| 34 | 2020-06-26 10:40 | 2020-06-26 11:02 | 22
| 1 | 2020-06-26 10:44 | 2020-06-26 10:51 | 7
| 2 | 2020-06-26 11:33 | 2020-06-26 11:39 | 6
| 1 | 2020-06-26 11:39 | 2020-06-26 11:45 | 6
| 1 | 2020-06-26 11:43 | 2020-06-26 12:01 | 18
| 19 | 2020-06-26 11:43 | 2020-06-26 12:17 | 34
| 75 | 2020-06-26 12:40 | 2020-06-26 12:46 | 6
| 26 | 2020-06-26 12:56 | 2020-06-26 13:02 | 6
| 1 | 2020-06-26 13:25 | 2020-06-26 13:48 | 23
| 1 | 2020-06-26 14:38 | 2020-06-26 14:44 | 6
| 1 | 2020-06-26 15:09 | 2020-06-26 16:49 | 100
| 1 | 2020-06-26 15:30 | 2020-06-26 15:36 | 6
| 29 | 2020-06-26 18:00 | 2020-06-26 18:08 | 8
| 17 | 2020-06-26 18:20 | 2020-06-26 18:48 | 28
| 1 | 2020-06-26 18:43 | 2020-06-26 18:47 | 4
| 1 | 2020-06-26 18:56 | 2020-06-26 19:02 | 6
| 1 | 2020-06-26 19:04 | 2020-06-26 19:43 | 39
| 77 | 2020-06-26 19:42 | 2020-06-26 20:16 | 34
| 1 | 2020-06-26 19:44 | 2020-06-26 19:50 | 6
| 1 | 2020-06-26 20:42 | 2020-06-26 21:01 | 19
| 2 | 2020-06-26 23:13 | 2020-06-26 23:27 | 14
| 1 | 2020-06-26 23:39 | 2020-06-26 23:45 | 6
| 1 | 2020-06-27 01:49 | 2020-06-27 01:55 | 6
| 1 | 2020-06-27 03:26 | 2020-06-27 08:00 | 274
| 1 | 2020-06-27 07:27 | 2020-06-27 08:55 | 88
| 1 | 2020-06-27 09:23 | 2020-06-27 09:30 | 7
| 1 | 2020-06-27 09:24 | 2020-06-27 09:31 | 7
| 1 | 2020-06-27 10:18 | 2020-06-27 10:24 | 6
| 1 | 2020-06-27 11:38 | 2020-06-27 11:53 | 15
| 1 | 2020-06-27 11:42 | 2020-06-27 11:48 | 6
| 73 | 2020-06-27 11:42 | 2020-06-27 11:49 | 7
| 1 | 2020-06-27 12:24 | 2020-06-27 12:45 | 21
| 1 | 2020-06-27 12:25 | 2020-06-27 13:41 | 76
| 1 | 2020-06-27 12:26 | 2020-06-27 12:32 | 6
| 1 | 2020-06-27 12:29 | 2020-06-27 13:34 | 65
| 1 | 2020-06-27 14:32 | 2020-06-27 14:38 | 6
| 19 | 2020-06-27 15:19 | 2020-06-27 15:25 | 6
| 5 | 2020-06-27 15:51 | 2020-06-27 17:21 | 90
| 1 | 2020-06-27 16:53 | 2020-06-27 17:21 | 28
| 1 | 2020-06-27 17:05 | 2020-06-27 17:48 | 43
| 1 | 2020-06-27 17:07 | 2020-06-27 19:47 | 160
| 1 | 2020-06-27 17:08 | 2020-06-27 17:37 | 29
| 1 | 2020-06-27 17:19 | 2020-06-27 17:38 | 19
| 1 | 2020-06-27 17:57 | 2020-06-27 18:04 | 7
| 1 | 2020-06-27 18:16 | 2020-06-27 18:38 | 22
| 1 | 2020-06-27 18:55 | 2020-06-27 19:01 | 6
| 96 | 2020-06-27 18:56 | 2020-06-27 19:05 | 9
| 1 | 2020-06-27 18:58 | 2020-06-27 19:34 | 36
| 1050 | 2020-06-27 19:19 | 2020-06-27 19:25 | 6
| 1 | 2020-06-27 19:19 | 2020-06-27 23:06 | 227
| 1 | 2020-06-27 20:12 | 2020-06-27 21:46 | 94
| 81 | 2020-06-27 21:02 | 2020-06-27 21:20 | 18
| 54 | 2020-06-28 10:42 | 2020-06-28 17:55 | 433
| 1 | 2020-06-28 14:40 | 2020-06-28 17:55 | 195
| 63 | 2020-06-28 14:40 | 2020-06-28 18:04 | 204
| 1 | 2020-06-28 15:50 | 2020-06-28 17:55 | 125
| 1 | 2020-06-28 16:23 | 2020-06-28 17:55 | 92
| 122 | 2020-06-28 16:45 | 2020-06-28 17:55 | 70
| 1 | 2020-06-28 17:01 | 2020-06-28 17:55 | 54
| 1 | 2020-06-28 17:20 | 2020-06-28 18:06 | 46
| 1 | 2020-06-28 17:38 | 2020-06-28 18:01 | 23
| 1 | 2020-06-28 17:49 | 2020-06-28 17:57 | 8
| 1 | 2020-06-28 18:03 | 2020-06-28 18:14 | 11
| 1 | 2020-06-28 19:15 | 2020-06-28 19:43 | 28
| 1 | 2020-06-28 19:19 | 2020-06-28 19:26 | 7
| 18 | 2020-06-28 19:33 | 2020-06-28 19:54 | 21
| 121 | 2020-06-28 20:35 | 2020-06-28 20:56 | 21
| 1 | 2020-06-28 20:39 | 2020-06-28 20:47 | 8
| 198 | 2020-06-28 20:39 | 2020-06-28 20:53 | 14
| 84 | 2020-06-28 22:08 | 2020-06-28 22:26 | 18
| 2 | 2020-06-28 22:42 | 2020-06-28 23:05 | 23
| 2 | 2020-06-29 02:24 | 2020-06-29 08:27 | 363
| 1 | 2020-06-29 04:28 | 2020-06-29 05:58 | 90
| 1 | 2020-06-29 08:35 | 2020-06-29 08:56 | 21
| 1 | 2020-06-29 08:50 | 2020-06-29 08:56 | 6
| 32 | 2020-06-29 09:03 | 2020-06-29 09:24 | 21
| 12 | 2020-06-29 09:09 | 2020-06-29 09:15 | 6
| 4 | 2020-06-29 09:32 | 2020-06-29 09:50 | 18
| 20 | 2020-06-29 09:53 | 2020-06-29 10:19 | 26
| 1 | 2020-06-29 09:55 | 2020-06-29 10:01 | 6
| 1 | 2020-06-29 09:57 | 2020-06-29 10:17 | 20
| 2 | 2020-06-29 10:14 | 2020-06-29 10:20 | 6
| 2 | 2020-06-29 10:40 | 2020-06-29 10:43 | 3
| 2 | 2020-06-29 10:41 | 2020-06-29 10:47 | 6
| 2 | 2020-06-29 11:05 | 2020-06-29 11:06 | 1
| 1 | 2020-06-29 11:47 | 2020-06-29 11:49 | 2
| 1 | 2020-06-29 14:05 | 2020-06-29 14:11 | 6
| 1 | 2020-06-29 14:06 | 2020-06-29 14:12 | 6
| 1 | 2020-06-29 14:21 | 2020-06-29 14:27 | 6
| 1 | 2020-06-29 14:47 | 2020-06-29 14:53 | 6
| 1 | 2020-06-29 14:53 | 2020-06-29 15:14 | 21
| 1 | 2020-06-29 15:10 | 2020-06-29 15:26 | 16
| 1 | 2020-06-29 15:39 | 2020-06-29 15:44 | 5
| 24 | 2020-06-29 16:05 | 2020-06-29 16:16 | 11
| 108 | 2020-06-29 17:03 | 2020-06-29 17:16 | 13
| 79 | 2020-06-29 17:17 | 2020-06-29 17:30 | 13
| 1 | 2020-06-29 17:24 | 2020-06-29 17:57 | 33
| 1 | 2020-06-29 17:40 | 2020-06-29 18:59 | 79
| 1 | 2020-06-29 17:51 | 2020-06-29 18:04 | 13
| 21 | 2020-06-29 17:51 | 2020-06-30 10:02 | 971
| 1 | 2020-06-29 18:00 | 2020-06-29 18:05 | 5
| 103 | 2020-06-29 18:00 | 2020-06-29 18:06 | 6
| 1 | 2020-06-29 18:08 | 2020-06-29 18:14 | 6
| 1 | 2020-06-29 18:12 | 2020-06-29 19:28 | 76
| 70 | 2020-06-29 18:38 | 2020-06-29 18:52 | 14
| 27 | 2020-06-29 18:39 | 2020-06-29 18:48 | 9
| 1 | 2020-06-29 19:11 | 2020-06-29 19:25 | 14
| 113 | 2020-06-29 19:22 | 2020-06-29 19:34 | 12
| 1 | 2020-06-29 19:52 | 2020-06-29 20:06 | 14
| 61 | 2020-06-29 22:40 | 2020-06-29 22:56 | 16
| 1 | 2020-06-30 00:50 | 2020-06-30 10:12 | 562
| 71 | 2020-06-30 06:01 | 2020-06-30 06:13 | 12
| 1 | 2020-06-30 07:59 | 2020-06-30 08:04 | 5
| 32 | 2020-06-30 08:45 | 2020-06-30 08:55 | 10
| 2 | 2020-06-30 08:45 | 2020-06-30 08:56 | 11
| 115 | 2020-06-30 08:45 | 2020-06-30 08:57 | 12
| 9 | 2020-06-30 08:53 | 2020-06-30 09:43 | 50
| 1 | 2020-06-30 09:26 | 2020-06-30 09:32 | 6
| 50 | 2020-06-30 09:43 | 2020-06-30 11:41 | 118
| 1 | 2020-06-30 09:55 | 2020-06-30 10:01 | 6
| 1 | 2020-06-30 11:42 | 2020-06-30 11:48 | 6
| 1 | 2020-06-30 11:47 | 2020-06-30 11:54 | 7
| 1 | 2020-06-30 12:01 | 2020-06-30 12:07 | 6
| 1 | 2020-06-30 13:32 | 2020-06-30 13:38 | 6
| 1 | 2020-06-30 13:59 | 2020-06-30 14:05 | 6
| 2 | 2020-06-30 14:00 | 2020-06-30 14:03 | 3
| 1 | 2020-06-30 14:03 | 2020-06-30 14:11 | 8
| 1 | 2020-06-30 14:12 | 2020-06-30 14:18 | 6
| 1 | 2020-06-30 14:16 | 2020-06-30 14:22 | 6
| 2 | 2020-06-30 14:16 | 2020-06-30 15:35 | 79
| 149 | 2020-06-30 14:44 | 2020-06-30 14:50 | 6
| 1 | 2020-06-30 15:08 | 2020-06-30 17:16 | 128
| 1 | 2020-06-30 15:14 | 2020-06-30 15:20 | 6
| 1 | 2020-06-30 15:18 | 2020-06-30 15:23 | 5
| 1910 | 2020-06-30 15:53 | 2020-06-30 16:00 | 7
| 2 | 2020-06-30 15:53 | 2020-06-30 16:01 | 8
| 2 | 2020-06-30 16:07 | 2020-06-30 16:13 | 6
| 13 | 2020-06-30 16:34 | 2020-06-30 16:40 | 6
| 1 | 2020-06-30 17:14 | 2020-06-30 17:20 | 6
| 1 | 2020-06-30 17:14 | 2020-06-30 17:40 | 26
| 124 | 2020-06-30 17:27 | 2020-06-30 17:44 | 17
| 1 | 2020-06-30 17:49 | 2020-06-30 18:11 | 22
| 3 | 2020-06-30 17:54 | 2020-06-30 18:07 | 13
| 8 | 2020-06-30 17:58 | 2020-06-30 18:07 | 9
| 3 | 2020-06-30 18:03 | 2020-06-30 18:16 | 13
| 1 | 2020-06-30 19:13 | 2020-06-30 19:19 | 6
| 2 | 2020-06-30 20:01 | 2020-06-30 20:18 | 17
| 27 | 2020-06-30 20:01 | 2020-06-30 20:21 | 20
| 1 | 2020-06-30 22:09 | 2020-06-30 22:15 | 6
| 2 | 2020-06-30 22:32 | 2020-06-30 22:53 | 21
| 1172471 |  | Total USB count
|  |  | Max | 6592

## Telephone_answ
Customer Service Incentive Scheme
Telephone answering
Powercor
Assumptions
| Incentive Rate | 0.04 | Source: Section 5.3.2 Incentive Rates; AER, Service target incentive scheme v2.0 November 2018
Target
| Percentage of calls answered within 30 seconds (fault calls) | Network
| Number of calls received | 379079
| Number of calls received within 30 sec | 311996
| % calls answered within 30 sec | 82.3037

## Telephone_data
Customer Service Incentive Scheme
Telephone answering - DATA
Powercor
Company: | Powercor
Time period: | 1 July 2015 - 30 June 2020
Time interval: | Daily
Data source: | Annual STPIS compliance model from AER
Day (dd/mm/yyyy) | MED | Number of calls | Number of calls answered within 30 seconds
2015-07-01 | No | 264 | 208
2015-07-02 | No | 216 | 180
2015-07-03 | No | 180 | 170
2015-07-04 | No | 149 | 131
2015-07-05 | No | 110 | 92
2015-07-06 | No | 205 | 169
2015-07-07 | No | 169 | 157
2015-07-08 | No | 315 | 230
2015-07-09 | No | 181 | 149
2015-07-10 | No | 178 | 166
2015-07-11 | No | 174 | 142
2015-07-12 | No | 316 | 229
2015-07-13 | No | 287 | 234
2015-07-14 | No | 261 | 179
2015-07-15 | No | 214 | 172
2015-07-16 | No | 175 | 147
2015-07-17 | No | 211 | 156
2015-07-18 | No | 269 | 200
2015-07-19 | No | 141 | 136
2015-07-20 | No | 254 | 195
2015-07-21 | No | 630 | 346
2015-07-22 | No | 336 | 253
2015-07-23 | No | 158 | 151
2015-07-24 | No | 176 | 160
2015-07-25 | No | 107 | 89
2015-07-26 | No | 132 | 119
2015-07-27 | No | 247 | 216
2015-07-28 | No | 232 | 208
2015-07-29 | No | 185 | 167
2015-07-30 | No | 239 | 195
2015-07-31 | No | 287 | 220
2015-08-01 | No | 121 | 115
2015-08-02 | No | 110 | 103
2015-08-03 | No | 224 | 184
2015-08-04 | No | 210 | 187
2015-08-05 | No | 189 | 176
2015-08-06 | No | 212 | 181
2015-08-07 | No | 171 | 153
2015-08-08 | No | 112 | 111
2015-08-09 | No | 79 | 79
2015-08-10 | No | 169 | 140
2015-08-11 | No | 154 | 126
2015-08-12 | No | 222 | 161
2015-08-13 | No | 195 | 164
2015-08-14 | No | 129 | 95
2015-08-15 | No | 360 | 178
2015-08-16 | No | 81 | 75
2015-08-17 | No | 175 | 141
2015-08-18 | No | 173 | 161
2015-08-19 | No | 186 | 117
2015-08-20 | No | 235 | 195
2015-08-21 | No | 188 | 156
2015-08-22 | No | 121 | 98
2015-08-23 | No | 87 | 87
2015-08-24 | No | 275 | 162
2015-08-25 | No | 233 | 187
2015-08-26 | No | 225 | 195
2015-08-27 | No | 175 | 134
2015-08-28 | No | 126 | 80
2015-08-29 | No | 134 | 128
2015-08-30 | No | 84 | 80
2015-08-31 | No | 182 | 153
2015-09-01 | No | 143 | 131
2015-09-02 | No | 196 | 159
2015-09-03 | No | 229 | 207
2015-09-04 | No | 160 | 110
2015-09-05 | No | 103 | 86
2015-09-06 | No | 126 | 113
2015-09-07 | No | 205 | 170
2015-09-08 | No | 161 | 116
2015-09-09 | No | 196 | 103
2015-09-10 | No | 165 | 100
2015-09-11 | No | 198 | 145
2015-09-12 | No | 141 | 134
2015-09-13 | No | 84 | 81
2015-09-14 | No | 240 | 134
2015-09-15 | No | 221 | 137
2015-09-16 | No | 210 | 145
2015-09-17 | No | 303 | 176
2015-09-18 | No | 240 | 103
2015-09-19 | No | 103 | 95
2015-09-20 | No | 89 | 83
2015-09-21 | No | 175 | 93
2015-09-22 | No | 157 | 87
2015-09-23 | No | 204 | 149
2015-09-24 | No | 174 | 140
2015-09-25 | No | 146 | 102
2015-09-26 | No | 91 | 87
2015-09-27 | No | 104 | 84
2015-09-28 | No | 218 | 149
2015-09-29 | No | 238 | 170
2015-09-30 | No | 164 | 123
2015-10-01 | No | 154 | 116
2015-10-02 | No | 172 | 156
2015-10-03 | No | 94 | 85
2015-10-04 | No | 75 | 71
2015-10-05 | No | 292 | 178
2015-10-06 | No | 564 | 266
2015-10-07 | No | 300 | 213
2015-10-08 | No | 180 | 125
2015-10-09 | No | 266 | 116
2015-10-10 | No | 293 | 243
2015-10-11 | No | 187 | 150
2015-10-12 | No | 199 | 131
2015-10-13 | No | 181 | 169
2015-10-14 | No | 189 | 158
2015-10-15 | No | 208 | 155
2015-10-16 | No | 180 | 150
2015-10-17 | No | 136 | 97
2015-10-18 | No | 121 | 109
2015-10-19 | No | 159 | 133
2015-10-20 | No | 226 | 185
2015-10-21 | No | 205 | 153
2015-10-22 | No | 222 | 148
2015-10-23 | No | 185 | 144
2015-10-24 | No | 102 | 89
2015-10-25 | No | 160 | 119
2015-10-26 | No | 294 | 222
2015-10-27 | No | 167 | 116
2015-10-28 | No | 171 | 147
2015-10-29 | No | 184 | 141
2015-10-30 | No | 354 | 146
2015-10-31 | No | 1275 | 293
2015-11-01 | No | 420 | 289
2015-11-02 | No | 397 | 272
2015-11-03 | No | 101 | 93
2015-11-04 | No | 317 | 151
2015-11-05 | No | 428 | 201
2015-11-06 | No | 322 | 190
2015-11-07 | No | 234 | 178
2015-11-08 | No | 151 | 96
2015-11-09 | No | 269 | 125
2015-11-10 | No | 194 | 119
2015-11-11 | No | 179 | 121
2015-11-12 | No | 364 | 238
2015-11-13 | No | 180 | 92
2015-11-14 | No | 150 | 121
2015-11-15 | No | 86 | 76
2015-11-16 | No | 240 | 146
2015-11-17 | No | 195 | 138
2015-11-18 | No | 369 | 235
2015-11-19 | No | 308 | 232
2015-11-20 | No | 224 | 163
2015-11-21 | No | 124 | 99
2015-11-22 | No | 152 | 131
2015-11-23 | No | 219 | 154
2015-11-24 | No | 179 | 152
2015-11-25 | No | 749 | 439
2015-11-26 | No | 418 | 272
2015-11-27 | No | 216 | 170
2015-11-28 | No | 130 | 84
2015-11-29 | No | 124 | 118
2015-11-30 | No | 386 | 202
2015-12-01 | No | 213 | 158
2015-12-02 | No | 290 | 225
2015-12-03 | No | 174 | 157
2015-12-04 | No | 160 | 139
2015-12-05 | No | 177 | 121
2015-12-06 | No | 127 | 103
2015-12-07 | No | 193 | 144
2015-12-08 | No | 396 | 300
2015-12-09 | No | 233 | 190
2015-12-10 | No | 330 | 241
2015-12-11 | No | 247 | 197
2015-12-12 | No | 91 | 87
2015-12-13 | No | 124 | 107
2015-12-14 | No | 198 | 167
2015-12-15 | No | 288 | 250
2015-12-16 | No | 208 | 185
2015-12-17 | No | 438 | 284
2015-12-18 | No | 329 | 265
2015-12-19 | No | 771 | 339
2015-12-20 | No | 422 | 352
2015-12-21 | No | 233 | 202
2015-12-22 | No | 172 | 141
2015-12-23 | No | 157 | 141
2015-12-24 | No | 178 | 171
2015-12-25 | No | 159 | 117
2015-12-26 | No | 656 | 322
2015-12-27 | No | 105 | 93
2015-12-28 | No | 168 | 160
2015-12-29 | No | 221 | 198
2015-12-30 | No | 185 | 171
2015-12-31 | No | 691 | 352
2016-01-01 | No | 114 | 110
2016-01-02 | No | 114 | 106
2016-01-03 | No | 363 | 187
2016-01-04 | No | 322 | 250
2016-01-05 | No | 296 | 247
2016-01-06 | No | 244 | 211
2016-01-07 | No | 216 | 199
2016-01-08 | No | 178 | 131
2016-01-09 | No | 177 | 169
2016-01-10 | No | 135 | 105
2016-01-11 | No | 313 | 267
2016-01-12 | No | 339 | 278
2016-01-13 | No | 729 | 335
2016-01-14 | No | 349 | 249
2016-01-15 | No | 204 | 181
2016-01-16 | No | 102 | 97
2016-01-17 | No | 182 | 146
2016-01-18 | No | 281 | 193
2016-01-19 | No | 258 | 208
2016-01-20 | No | 312 | 263
2016-01-21 | No | 247 | 170
2016-01-22 | No | 417 | 171
2016-01-23 | No | 170 | 112
2016-01-24 | No | 99 | 95
2016-01-25 | No | 138 | 136
2016-01-26 | No | 125 | 99
2016-01-27 | No | 747 | 353
2016-01-28 | No | 646 | 457
2016-01-29 | No | 320 | 192
2016-01-30 | No | 177 | 125
2016-01-31 | No | 424 | 276
2016-02-01 | No | 242 | 209
2016-02-02 | No | 170 | 153
2016-02-03 | No | 171 | 148
2016-02-04 | No | 154 | 147
2016-02-05 | No | 191 | 180
2016-02-06 | No | 103 | 99
2016-02-07 | No | 100 | 86
2016-02-08 | No | 173 | 163
2016-02-09 | No | 199 | 181
2016-02-10 | No | 397 | 288
2016-02-11 | No | 187 | 169
2016-02-12 | No | 165 | 157
2016-02-13 | No | 129 | 117
2016-02-14 | No | 93 | 89
2016-02-15 | No | 277 | 251
2016-02-16 | No | 132 | 124
2016-02-17 | No | 186 | 178
2016-02-18 | No | 181 | 165
2016-02-19 | No | 237 | 217
2016-02-20 | No | 104 | 95
2016-02-21 | No | 124 | 104
2016-02-22 | No | 183 | 162
2016-02-23 | No | 445 | 374
2016-02-24 | No | 304 | 278
2016-02-25 | No | 296 | 255
2016-02-26 | No | 185 | 176
2016-02-27 | No | 98 | 91
2016-02-28 | No | 130 | 117
2016-02-29 | No | 260 | 206
2016-03-01 | No | 191 | 168
2016-03-02 | No | 253 | 193
2016-03-03 | No | 258 | 232
2016-03-04 | No | 230 | 174
2016-03-05 | No | 262 | 147
2016-03-06 | No | 89 | 73
2016-03-07 | No | 211 | 160
2016-03-08 | No | 675 | 325
2016-03-09 | No | 250 | 187
2016-03-10 | No | 343 | 246
2016-03-11 | No | 202 | 148
2016-03-12 | No | 104 | 86
2016-03-13 | No | 85 | 79
2016-03-14 | No | 119 | 117
2016-03-15 | No | 219 | 157
2016-03-16 | No | 188 | 178
2016-03-17 | No | 166 | 143
2016-03-18 | No | 607 | 404
2016-03-19 | No | 124 | 111
2016-03-20 | No | 82 | 76
2016-03-21 | No | 191 | 154
2016-03-22 | No | 153 | 130
2016-03-23 | No | 361 | 204
2016-03-24 | No | 146 | 120
2016-03-25 | No | 119 | 100
2016-03-26 | No | 93 | 89
2016-03-27 | No | 63 | 60
2016-03-28 | No | 106 | 106
2016-03-29 | No | 167 | 161
2016-03-30 | No | 168 | 148
2016-03-31 | No | 183 | 145
2016-04-01 | No | 198 | 143
2016-04-02 | No | 95 | 91
2016-04-03 | No | 67 | 62
2016-04-04 | No | 365 | 271
2016-04-05 | No | 235 | 201
2016-04-06 | No | 340 | 271
2016-04-07 | No | 225 | 208
2016-04-08 | No | 170 | 156
2016-04-09 | No | 76 | 73
2016-04-10 | No | 61 | 56
2016-04-11 | No | 156 | 131
2016-04-12 | No | 206 | 168
2016-04-13 | No | 168 | 162
2016-04-14 | No | 129 | 117
2016-04-15 | No | 142 | 129
2016-04-16 | No | 116 | 113
2016-04-17 | No | 66 | 66
2016-04-18 | No | 167 | 110
2016-04-19 | No | 150 | 116
2016-04-20 | No | 208 | 141
2016-04-21 | No | 166 | 152
2016-04-22 | No | 156 | 155
2016-04-23 | No | 106 | 87
2016-04-24 | No | 62 | 61
2016-04-25 | No | 60 | 60
2016-04-26 | No | 184 | 170
2016-04-27 | No | 183 | 162
2016-04-28 | No | 1219 | 372
2016-04-29 | No | 229 | 195
2016-04-30 | No | 104 | 101
2016-05-01 | No | 956 | 559
2016-05-02 | No | 295 | 252
2016-05-03 | No | 376 | 319
2016-05-04 | No | 194 | 172
2016-05-05 | No | 179 | 161
2016-05-06 | No | 167 | 154
2016-05-07 | No | 110 | 99
2016-05-08 | No | 160 | 152
2016-05-09 | No | 476 | 345
2016-05-10 | No | 298 | 227
2016-05-11 | No | 340 | 258
2016-05-12 | No | 221 | 189
2016-05-13 | No | 153 | 144
2016-05-14 | No | 96 | 89
2016-05-15 | No | 51 | 50
2016-05-16 | No | 173 | 157
2016-05-17 | No | 175 | 144
2016-05-18 | No | 178 | 164
2016-05-19 | No | 194 | 177
2016-05-20 | No | 167 | 150
2016-05-21 | No | 81 | 81
2016-05-22 | No | 114 | 105
2016-05-23 | No | 181 | 145
2016-05-24 | No | 145 | 138
2016-05-25 | No | 266 | 211
2016-05-26 | No | 315 | 230
2016-05-27 | No | 216 | 180
2016-05-28 | No | 206 | 177
2016-05-29 | No | 78 | 72
2016-05-30 | No | 206 | 183
2016-05-31 | No | 197 | 180
2016-06-01 | No | 185 | 173
2016-06-02 | No | 190 | 145
2016-06-03 | No | 182 | 165
2016-06-04 | No | 135 | 113
2016-06-05 | No | 145 | 135
2016-06-06 | No | 217 | 177
2016-06-07 | No | 174 | 142
2016-06-08 | No | 222 | 197
2016-06-09 | No | 294 | 238
2016-06-10 | No | 230 | 171
2016-06-11 | No | 137 | 127
2016-06-12 | No | 95 | 86
2016-06-13 | No | 96 | 95
2016-06-14 | No | 208 | 180
2016-06-15 | No | 164 | 153
2016-06-16 | No | 181 | 171
2016-06-17 | No | 211 | 174
2016-06-18 | No | 118 | 99
2016-06-19 | No | 87 | 78
2016-06-20 | No | 168 | 146
2016-06-21 | No | 154 | 125
2016-06-22 | No | 156 | 152
2016-06-23 | No | 219 | 206
2016-06-24 | No | 228 | 192
2016-06-25 | No | 143 | 112
2016-06-26 | No | 121 | 100
2016-06-27 | No | 333 | 235
2016-06-28 | No | 184 | 183
2016-06-29 | No | 173 | 166
2016-06-30 | No | 227 | 208
2016-07-01 | No | 192 | 170
2016-07-02 | No | 99 | 93
2016-07-03 | No | 172 | 110
2016-07-04 | No | 175 | 170
2016-07-05 | No | 316 | 280
2016-07-06 | No | 276 | 245
2016-07-07 | No | 240 | 224
2016-07-08 | No | 221 | 208
2016-07-09 | No | 164 | 147
2016-07-10 | No | 127 | 115
2016-07-11 | No | 486 | 338
2016-07-12 | No | 1194 | 888
2016-07-13 | No | 435 | 389
2016-07-14 | No | 285 | 238
2016-07-15 | No | 230 | 183
2016-07-16 | No | 199 | 159
2016-07-17 | No | 184 | 150
2016-07-18 | No | 340 | 275
2016-07-19 | No | 218 | 200
2016-07-20 | No | 186 | 168
2016-07-21 | No | 208 | 194
2016-07-22 | No | 292 | 257
2016-07-23 | No | 240 | 214
2016-07-24 | No | 185 | 150
2016-07-25 | No | 446 | 331
2016-07-26 | No | 266 | 241
2016-07-27 | No | 190 | 182
2016-07-28 | No | 146 | 141
2016-07-29 | No | 176 | 173
2016-07-30 | No | 147 | 117
2016-07-31 | No | 97 | 95
2016-08-01 | No | 247 | 230
2016-08-02 | No | 210 | 205
2016-08-03 | No | 154 | 152
2016-08-04 | No | 170 | 163
2016-08-05 | No | 199 | 178
2016-08-06 | No | 111 | 106
2016-08-07 | No | 82 | 79
2016-08-08 | No | 203 | 189
2016-08-09 | No | 171 | 159
2016-08-10 | No | 208 | 182
2016-08-11 | No | 170 | 165
2016-08-12 | No | 157 | 150
2016-08-13 | No | 165 | 136
2016-08-14 | No | 93 | 85
2016-08-15 | No | 190 | 184
2016-08-16 | No | 131 | 129
2016-08-17 | No | 143 | 141
2016-08-18 | No | 118 | 114
2016-08-19 | No | 189 | 177
2016-08-20 | No | 119 | 109
2016-08-21 | No | 223 | 120
2016-08-22 | No | 241 | 237
2016-08-23 | No | 138 | 134
2016-08-24 | No | 150 | 147
2016-08-25 | No | 163 | 151
2016-08-26 | No | 148 | 127
2016-08-27 | No | 86 | 81
2016-08-28 | No | 62 | 58
2016-08-29 | No | 169 | 159
2016-08-30 | No | 165 | 159
2016-08-31 | No | 180 | 174
2016-09-01 | No | 140 | 137
2016-09-02 | No | 162 | 147
2016-09-03 | No | 123 | 108
2016-09-04 | No | 82 | 76
2016-09-05 | No | 190 | 184
2016-09-06 | No | 164 | 163
2016-09-07 | No | 171 | 161
2016-09-08 | No | 171 | 150
2016-09-09 | No | 168 | 153
2016-09-10 | No | 228 | 182
2016-09-11 | No | 98 | 95
2016-09-12 | No | 252 | 234
2016-09-13 | No | 295 | 285
2016-09-14 | No | 312 | 284
2016-09-15 | Yes | 404 | 363
2016-09-16 | No | 208 | 200
2016-09-17 | No | 130 | 112
2016-09-18 | No | 81 | 73
2016-09-19 | No | 212 | 209
2016-09-20 | No | 179 | 175
2016-09-21 | No | 204 | 192
2016-09-22 | No | 197 | 187
2016-09-23 | No | 192 | 188
2016-09-24 | No | 111 | 100
2016-09-25 | No | 67 | 65
2016-09-26 | No | 269 | 232
2016-09-27 | No | 188 | 185
2016-09-28 | No | 254 | 227
2016-09-29 | No | 278 | 226
2016-09-30 | No | 207 | 166
2016-10-01 | No | 130 | 104
2016-10-02 | No | 382 | 251
2016-10-03 | No | 370 | 314
2016-10-04 | No | 636 | 501
2016-10-05 | No | 237 | 199
2016-10-06 | No | 183 | 171
2016-10-07 | No | 206 | 198
2016-10-08 | No | 102 | 94
2016-10-09 | Yes | 0 | 0
2016-10-10 | No | 823 | 671
2016-10-11 | No | 267 | 254
2016-10-12 | No | 193 | 188
2016-10-13 | No | 199 | 194
2016-10-14 | No | 154 | 150
2016-10-15 | No | 203 | 178
2016-10-16 | No | 170 | 145
2016-10-17 | No | 178 | 176
2016-10-18 | No | 293 | 261
2016-10-19 | No | 232 | 224
2016-10-20 | No | 195 | 175
2016-10-21 | No | 357 | 322
2016-10-22 | No | 338 | 309
2016-10-23 | No | 129 | 118
2016-10-24 | No | 246 | 233
2016-10-25 | No | 214 | 206
2016-10-26 | No | 218 | 200
2016-10-27 | No | 161 | 156
2016-10-28 | No | 151 | 144
2016-10-29 | No | 103 | 100
2016-10-30 | No | 505 | 453
2016-10-31 | No | 238 | 218
2016-11-01 | No | 116 | 116
2016-11-02 | No | 240 | 229
2016-11-03 | No | 202 | 197
2016-11-04 | No | 204 | 200
2016-11-05 | No | 99 | 98
2016-11-06 | No | 84 | 80
2016-11-07 | No | 301 | 271
2016-11-08 | No | 191 | 190
2016-11-09 | No | 175 | 172
2016-11-10 | No | 168 | 165
2016-11-11 | Yes | 0 | 0
2016-11-12 | No | 709 | 399
2016-11-13 | No | 338 | 247
2016-11-14 | No | 295 | 288
2016-11-15 | No | 169 | 164
2016-11-16 | No | 166 | 164
2016-11-17 | No | 304 | 276
2016-11-18 | No | 244 | 231
2016-11-19 | No | 112 | 100
2016-11-20 | No | 137 | 115
2016-11-21 | No | 685 | 366
2016-11-22 | No | 278 | 261
2016-11-23 | No | 191 | 185
2016-11-24 | No | 190 | 182
2016-11-25 | No | 168 | 164
2016-11-26 | No | 103 | 102
2016-11-27 | No | 93 | 80
2016-11-28 | No | 242 | 222
2016-11-29 | No | 204 | 194
2016-11-30 | No | 188 | 181
2016-12-01 | No | 350 | 207
2016-12-02 | No | 180 | 179
2016-12-03 | No | 205 | 193
2016-12-04 | No | 127 | 119
2016-12-05 | No | 230 | 220
2016-12-06 | No | 163 | 153
2016-12-07 | No | 268 | 242
2016-12-08 | No | 374 | 316
2016-12-09 | No | 190 | 171
2016-12-10 | No | 130 | 111
2016-12-11 | No | 169 | 161
2016-12-12 | No | 264 | 248
2016-12-13 | No | 234 | 216
2016-12-14 | No | 153 | 145
2016-12-15 | No | 177 | 171
2016-12-16 | No | 173 | 160
2016-12-17 | No | 142 | 132
2016-12-18 | No | 184 | 173
2016-12-19 | No | 215 | 196
2016-12-20 | No | 596 | 461
2016-12-21 | No | 294 | 250
2016-12-22 | No | 213 | 190
2016-12-23 | No | 170 | 145
2016-12-24 | No | 340 | 308
2016-12-25 | No | 189 | 179
2016-12-26 | No | 174 | 173
2016-12-27 | No | 143 | 132
2016-12-28 | No | 547 | 377
2016-12-29 | No | 495 | 335
2016-12-30 | No | 249 | 215
2016-12-31 | No | 170 | 157
2017-01-01 | No | 69 | 60
2017-01-02 | No | 131 | 123
2017-01-03 | No | 144 | 142
2017-01-04 | No | 250 | 212
2017-01-05 | No | 445 | 373
2017-01-06 | No | 211 | 202
2017-01-07 | No | 255 | 240
2017-01-08 | No | 111 | 105
2017-01-09 | No | 180 | 177
2017-01-10 | No | 152 | 148
2017-01-11 | No | 271 | 262
2017-01-12 | No | 174 | 173
2017-01-13 | No | 298 | 289
2017-01-14 | No | 105 | 103
2017-01-15 | No | 88 | 87
2017-01-16 | No | 216 | 205
2017-01-17 | No | 249 | 221
2017-01-18 | No | 163 | 157
2017-01-19 | No | 193 | 184
2017-01-20 | No | 468 | 384
2017-01-21 | No | 108 | 92
2017-01-22 | No | 99 | 93
2017-01-23 | No | 223 | 214
2017-01-24 | No | 223 | 209
2017-01-25 | No | 159 | 146
2017-01-26 | No | 68 | 67
2017-01-27 | No | 232 | 219
2017-01-28 | No | 114 | 105
2017-01-29 | No | 121 | 113
2017-01-30 | No | 204 | 198
2017-01-31 | No | 169 | 165
2017-02-01 | No | 156 | 151
2017-02-02 | No | 149 | 145
2017-02-03 | No | 165 | 161
2017-02-04 | No | 133 | 129
2017-02-05 | No | 212 | 178
2017-02-06 | No | 275 | 262
2017-02-07 | No | 236 | 224
2017-02-08 | No | 421 | 342
2017-02-09 | No | 392 | 325
2017-02-10 | No | 266 | 226
2017-02-11 | No | 124 | 112
2017-02-12 | No | 127 | 122
2017-02-13 | No | 183 | 165
2017-02-14 | No | 163 | 158
2017-02-15 | No | 168 | 159
2017-02-16 | No | 250 | 231
2017-02-17 | No | 164 | 152
2017-02-18 | No | 98 | 95
2017-02-19 | No | 123 | 103
2017-02-20 | No | 168 | 164
2017-02-21 | No | 183 | 172
2017-02-22 | No | 210 | 192
2017-02-23 | No | 160 | 154
2017-02-24 | No | 110 | 109
2017-02-25 | No | 83 | 83
2017-02-26 | No | 131 | 108
2017-02-27 | No | 551 | 301
2017-02-28 | No | 226 | 199
2017-03-01 | No | 201 | 192
2017-03-02 | No | 190 | 186
2017-03-03 | No | 197 | 182
2017-03-04 | No | 166 | 132
2017-03-05 | No | 78 | 72
2017-03-06 | No | 185 | 174
2017-03-07 | No | 221 | 213
2017-03-08 | No | 181 | 177
2017-03-09 | No | 191 | 175
2017-03-10 | No | 379 | 284
2017-03-11 | No | 116 | 109
2017-03-12 | No | 314 | 186
2017-03-13 | No | 95 | 92
2017-03-14 | No | 193 | 186
2017-03-15 | No | 198 | 190
2017-03-16 | No | 259 | 227
2017-03-17 | No | 174 | 162
2017-03-18 | No | 137 | 116
2017-03-19 | No | 127 | 121
2017-03-20 | No | 285 | 256
2017-03-21 | No | 413 | 354
2017-03-22 | No | 276 | 260
2017-03-23 | No | 208 | 192
2017-03-24 | No | 209 | 189
2017-03-25 | No | 102 | 96
2017-03-26 | No | 109 | 104
2017-03-27 | No | 454 | 426
2017-03-28 | No | 184 | 165
2017-03-29 | No | 180 | 167
2017-03-30 | No | 191 | 184
2017-03-31 | No | 190 | 163
2017-04-01 | No | 152 | 123
2017-04-02 | No | 153 | 144
2017-04-03 | No | 173 | 158
2017-04-04 | No | 160 | 154
2017-04-05 | No | 236 | 208
2017-04-06 | No | 290 | 250
2017-04-07 | No | 162 | 135
2017-04-08 | No | 193 | 171
2017-04-09 | Yes | 0 | 0
2017-04-10 | No | 958 | 783
2017-04-11 | No | 284 | 246
2017-04-12 | No | 257 | 244
2017-04-13 | No | 226 | 205
2017-04-14 | No | 128 | 116
2017-04-15 | No | 91 | 91
2017-04-16 | No | 61 | 59
2017-04-17 | No | 89 | 85
2017-04-18 | No | 318 | 240
2017-04-19 | No | 188 | 175
2017-04-20 | No | 294 | 225
2017-04-21 | No | 301 | 250
2017-04-22 | No | 245 | 139
2017-04-23 | No | 96 | 92
2017-04-24 | No | 245 | 220
2017-04-25 | No | 172 | 169
2017-04-26 | No | 350 | 305
2017-04-27 | No | 220 | 201
2017-04-28 | No | 190 | 173
2017-04-29 | No | 118 | 112
2017-04-30 | No | 110 | 108
2017-05-01 | No | 229 | 208
2017-05-02 | No | 185 | 178
2017-05-03 | No | 184 | 162
2017-05-04 | No | 355 | 265
2017-05-05 | No | 138 | 122
2017-05-06 | No | 165 | 128
2017-05-07 | No | 108 | 103
2017-05-08 | No | 204 | 184
2017-05-09 | No | 155 | 144
2017-05-10 | No | 180 | 162
2017-05-11 | No | 166 | 149
2017-05-12 | No | 179 | 155
2017-05-13 | No | 86 | 81
2017-05-14 | No | 111 | 93
2017-05-15 | No | 171 | 153
2017-05-16 | No | 163 | 146
2017-05-17 | No | 134 | 122
2017-05-18 | No | 184 | 158
2017-05-19 | No | 157 | 144
2017-05-20 | No | 88 | 81
2017-05-21 | No | 77 | 74
2017-05-22 | No | 224 | 196
2017-05-23 | No | 143 | 120
2017-05-24 | No | 122 | 107
2017-05-25 | No | 165 | 133
2017-05-26 | No | 139 | 120
2017-05-27 | No | 131 | 111
2017-05-28 | No | 177 | 163
2017-05-29 | No | 195 | 144
2017-05-30 | No | 213 | 174
2017-05-31 | No | 199 | 164
2017-06-01 | No | 193 | 152
2017-06-02 | No | 167 | 122
2017-06-03 | No | 96 | 84
2017-06-04 | No | 94 | 87
2017-06-05 | No | 210 | 185
2017-06-06 | No | 197 | 159
2017-06-07 | No | 169 | 136
2017-06-08 | No | 185 | 140
2017-06-09 | No | 194 | 148
2017-06-10 | No | 257 | 150
2017-06-11 | No | 115 | 102
2017-06-12 | No | 66 | 65
2017-06-13 | No | 196 | 145
2017-06-14 | No | 147 | 112
2017-06-15 | No | 186 | 159
2017-06-16 | No | 228 | 134
2017-06-17 | No | 175 | 137
2017-06-18 | No | 95 | 91
2017-06-19 | No | 148 | 126
2017-06-20 | No | 175 | 136
2017-06-21 | No | 160 | 136
2017-06-22 | No | 161 | 127
2017-06-23 | No | 218 | 173
2017-06-24 | No | 101 | 81
2017-06-25 | No | 63 | 58
2017-06-26 | No | 225 | 189
2017-06-27 | No | 207 | 144
2017-06-28 | No | 169 | 120
2017-06-29 | No | 224 | 167
2017-06-30 | No | 149 | 115
2017-07-01 | No | 140 | 116
2017-07-02 | No | 126 | 114
2017-07-03 | No | 232 | 179
2017-07-04 | No | 202 | 156
2017-07-05 | No | 208 | 174
2017-07-06 | No | 168 | 117
2017-07-07 | No | 150 | 124
2017-07-08 | No | 119 | 86
2017-07-09 | No | 150 | 122
2017-07-10 | No | 176 | 146
2017-07-11 | No | 179 | 137
2017-07-12 | No | 169 | 153
2017-07-13 | No | 184 | 157
2017-07-14 | No | 204 | 166
2017-07-15 | No | 111 | 88
2017-07-16 | No | 113 | 100
2017-07-17 | No | 235 | 160
2017-07-18 | No | 227 | 149
2017-07-19 | No | 219 | 185
2017-07-20 | No | 198 | 170
2017-07-21 | No | 184 | 162
2017-07-22 | No | 112 | 95
2017-07-23 | No | 91 | 83
2017-07-24 | No | 197 | 173
2017-07-25 | No | 177 | 122
2017-07-26 | No | 189 | 120
2017-07-27 | No | 137 | 88
2017-07-28 | No | 170 | 134
2017-07-29 | No | 788 | 394
2017-07-30 | No | 191 | 173
2017-07-31 | No | 200 | 141
2017-08-01 | No | 311 | 168
2017-08-02 | No | 148 | 95
2017-08-03 | No | 190 | 120
2017-08-04 | No | 228 | 93
2017-08-05 | No | 193 | 128
2017-08-06 | No | 90 | 70
2017-08-07 | No | 256 | 148
2017-08-08 | No | 148 | 117
2017-08-09 | No | 145 | 91
2017-08-10 | No | 172 | 116
2017-08-11 | No | 142 | 98
2017-08-12 | No | 171 | 134
2017-08-13 | No | 115 | 104
2017-08-14 | No | 198 | 132
2017-08-15 | No | 196 | 132
2017-08-16 | No | 260 | 215
2017-08-17 | No | 223 | 159
2017-08-18 | No | 181 | 121
2017-08-19 | No | 119 | 108
2017-08-20 | No | 128 | 107
2017-08-21 | No | 260 | 188
2017-08-22 | No | 174 | 126
2017-08-23 | No | 175 | 129
2017-08-24 | No | 219 | 192
2017-08-25 | No | 149 | 126
2017-08-26 | No | 80 | 67
2017-08-27 | No | 101 | 95
2017-08-28 | No | 194 | 168
2017-08-29 | No | 161 | 145
2017-08-30 | No | 140 | 119
2017-08-31 | No | 134 | 118
2017-09-01 | No | 151 | 142
2017-09-02 | No | 117 | 94
2017-09-03 | No | 109 | 97
2017-09-04 | No | 301 | 265
2017-09-05 | No | 247 | 219
2017-09-06 | No | 199 | 183
2017-09-07 | No | 140 | 128
2017-09-08 | No | 143 | 141
2017-09-09 | No | 89 | 78
2017-09-10 | No | 240 | 183
2017-09-11 | No | 209 | 183
2017-09-12 | No | 159 | 151
2017-09-13 | No | 269 | 249
2017-09-14 | No | 191 | 180
2017-09-15 | No | 255 | 224
2017-09-16 | No | 131 | 119
2017-09-17 | No | 92 | 90
2017-09-18 | No | 302 | 247
2017-09-19 | No | 160 | 157
2017-09-20 | No | 170 | 166
2017-09-21 | No | 128 | 127
2017-09-22 | No | 130 | 124
2017-09-23 | No | 243 | 148
2017-09-24 | No | 127 | 103
2017-09-25 | No | 209 | 206
2017-09-26 | No | 184 | 177
2017-09-27 | No | 239 | 169
2017-09-28 | No | 185 | 181
2017-09-29 | No | 113 | 109
2017-09-30 | No | 88 | 86
2017-10-01 | No | 62 | 59
2017-10-02 | No | 169 | 168
2017-10-03 | No | 180 | 178
2017-10-04 | No | 162 | 156
2017-10-05 | No | 160 | 146
2017-10-06 | No | 145 | 135
2017-10-07 | No | 84 | 67
2017-10-08 | No | 243 | 205
2017-10-09 | No | 253 | 240
2017-10-10 | No | 209 | 191
2017-10-11 | No | 203 | 190
2017-10-12 | No | 170 | 147
2017-10-13 | No | 129 | 124
2017-10-14 | No | 196 | 101
2017-10-15 | No | 100 | 87
2017-10-16 | No | 188 | 179
2017-10-17 | No | 233 | 208
2017-10-18 | No | 390 | 339
2017-10-19 | No | 220 | 203
2017-10-20 | No | 182 | 172
2017-10-21 | No | 90 | 87
2017-10-22 | No | 102 | 99
2017-10-23 | No | 196 | 170
2017-10-24 | No | 305 | 226
2017-10-25 | No | 253 | 236
2017-10-26 | No | 193 | 183
2017-10-27 | No | 163 | 137
2017-10-28 | No | 146 | 113
2017-10-29 | No | 158 | 133
2017-10-30 | No | 240 | 195
2017-10-31 | No | 202 | 188
2017-11-01 | No | 155 | 143
2017-11-02 | No | 176 | 152
2017-11-03 | No | 167 | 153
2017-11-04 | No | 139 | 126
2017-11-05 | No | 131 | 107
2017-11-06 | No | 121 | 117
2017-11-07 | No | 63 | 63
2017-11-08 | No | 217 | 193
2017-11-09 | No | 167 | 155
2017-11-10 | No | 182 | 164
2017-11-11 | No | 101 | 85
2017-11-12 | No | 154 | 145
2017-11-13 | No | 238 | 217
2017-11-14 | No | 300 | 251
2017-11-15 | No | 367 | 294
2017-11-16 | No | 410 | 277
2017-11-17 | No | 338 | 293
2017-11-18 | No | 269 | 154
2017-11-19 | No | 119 | 97
2017-11-20 | No | 319 | 233
2017-11-21 | No | 270 | 225
2017-11-22 | No | 230 | 212
2017-11-23 | No | 289 | 261
2017-11-24 | No | 296 | 263
2017-11-25 | No | 276 | 241
2017-11-26 | No | 703 | 495
2017-11-27 | No | 333 | 300
2017-11-28 | No | 228 | 212
2017-11-29 | No | 389 | 312
2017-11-30 | No | 667 | 448
2017-12-01 | No | 572 | 460
2017-12-02 | No | 276 | 238
2017-12-03 | No | 164 | 149
2017-12-04 | No | 216 | 198
2017-12-05 | No | 245 | 194
2017-12-06 | No | 137 | 125
2017-12-07 | No | 212 | 194
2017-12-08 | No | 262 | 162
2017-12-09 | No | 132 | 103
2017-12-10 | No | 120 | 110
2017-12-11 | No | 189 | 154
2017-12-12 | No | 209 | 184
2017-12-13 | No | 287 | 209
2017-12-14 | No | 182 | 150
2017-12-15 | No | 163 | 156
2017-12-16 | No | 175 | 161
2017-12-17 | No | 123 | 119
2017-12-18 | No | 281 | 221
2017-12-19 | Yes | 0 | 0
2017-12-20 | No | 1884 | 1204
2017-12-21 | No | 283 | 244
2017-12-22 | No | 408 | 237
2017-12-23 | No | 132 | 90
2017-12-24 | No | 157 | 130
2017-12-25 | No | 83 | 79
2017-12-26 | No | 94 | 89
2017-12-27 | No | 257 | 217
2017-12-28 | No | 223 | 202
2017-12-29 | No | 293 | 255
2017-12-30 | No | 83 | 81
2017-12-31 | No | 79 | 77
2018-01-01 | No | 87 | 87
2018-01-02 | No | 217 | 200
2018-01-03 | No | 156 | 148
2018-01-04 | No | 165 | 153
2018-01-05 | No | 165 | 130
2018-01-06 | No | 914 | 500
2018-01-07 | No | 148 | 140
2018-01-08 | No | 338 | 285
2018-01-09 | No | 228 | 214
2018-01-10 | No | 225 | 214
2018-01-11 | No | 217 | 195
2018-01-12 | No | 283 | 259
2018-01-13 | No | 157 | 118
2018-01-14 | No | 102 | 93
2018-01-15 | No | 235 | 200
2018-01-16 | No | 236 | 199
2018-01-17 | No | 178 | 159
2018-01-18 | No | 647 | 419
2018-01-19 | No | 756 | 507
2018-01-20 | No | 254 | 221
2018-01-21 | No | 144 | 129
2018-01-22 | No | 297 | 235
2018-01-23 | No | 254 | 222
2018-01-24 | No | 221 | 191
2018-01-25 | No | 388 | 335
2018-01-26 | No | 831 | 675
2018-01-27 | No | 825 | 576
2018-01-28 | Yes | 1538 | 664
2018-01-29 | No | 816 | 641
2018-01-30 | No | 314 | 246
2018-01-31 | No | 226 | 216
2018-02-01 | No | 224 | 174
2018-02-02 | No | 202 | 159
2018-02-03 | No | 123 | 87
2018-02-04 | No | 84 | 80
2018-02-05 | No | 216 | 188
2018-02-06 | No | 245 | 224
2018-02-07 | No | 375 | 295
2018-02-08 | No | 230 | 180
2018-02-09 | No | 194 | 158
2018-02-10 | No | 407 | 318
2018-02-11 | No | 187 | 165
2018-02-12 | No | 196 | 183
2018-02-13 | No | 246 | 209
2018-02-14 | No | 484 | 411
2018-02-15 | No | 212 | 182
2018-02-16 | No | 157 | 142
2018-02-17 | No | 102 | 90
2018-02-18 | No | 83 | 75
2018-02-19 | No | 349 | 299
2018-02-20 | No | 218 | 185
2018-02-21 | No | 170 | 149
2018-02-22 | No | 289 | 190
2018-02-23 | No | 387 | 321
2018-02-24 | No | 130 | 90
2018-02-25 | No | 183 | 166
2018-02-26 | No | 319 | 276
2018-02-27 | No | 216 | 187
2018-02-28 | No | 645 | 443
2018-03-01 | No | 353 | 265
2018-03-02 | No | 177 | 151
2018-03-03 | No | 143 | 128
2018-03-04 | No | 174 | 158
2018-03-05 | No | 205 | 156
2018-03-06 | No | 165 | 146
2018-03-07 | No | 185 | 165
2018-03-08 | No | 163 | 156
2018-03-09 | No | 216 | 166
2018-03-10 | No | 143 | 94
2018-03-11 | No | 71 | 70
2018-03-12 | No | 82 | 81
2018-03-13 | No | 251 | 184
2018-03-14 | No | 194 | 166
2018-03-15 | No | 235 | 185
2018-03-16 | No | 254 | 230
2018-03-17 | Yes | 291 | 234
2018-03-18 | No | 1059 | 724
2018-03-19 | No | 414 | 342
2018-03-20 | No | 263 | 222
2018-03-21 | No | 307 | 262
2018-03-22 | No | 276 | 213
2018-03-23 | No | 264 | 232
2018-03-24 | No | 404 | 311
2018-03-25 | No | 254 | 211
2018-03-26 | No | 354 | 288
2018-03-27 | No | 231 | 186
2018-03-28 | No | 177 | 132
2018-03-29 | No | 253 | 196
2018-03-30 | No | 86 | 85
2018-03-31 | No | 88 | 74
2018-04-01 | No | 67 | 66
2018-04-02 | No | 90 | 85
2018-04-03 | No | 217 | 172
2018-04-04 | No | 179 | 135
2018-04-05 | No | 220 | 200
2018-04-06 | No | 136 | 132
2018-04-07 | No | 96 | 90
2018-04-08 | No | 127 | 102
2018-04-09 | No | 213 | 191
2018-04-10 | No | 236 | 189
2018-04-11 | No | 183 | 163
2018-04-12 | No | 148 | 146
2018-04-13 | No | 164 | 148
2018-04-14 | No | 643 | 503
2018-04-15 | No | 331 | 237
2018-04-16 | No | 272 | 211
2018-04-17 | No | 190 | 177
2018-04-18 | No | 174 | 163
2018-04-19 | No | 157 | 153
2018-04-20 | No | 199 | 182
2018-04-21 | No | 123 | 115
2018-04-22 | No | 205 | 149
2018-04-23 | No | 206 | 198
2018-04-24 | No | 250 | 238
2018-04-25 | No | 109 | 107
2018-04-26 | No | 171 | 170
2018-04-27 | No | 163 | 151
2018-04-28 | No | 112 | 108
2018-04-29 | No | 99 | 93
2018-04-30 | No | 194 | 189
2018-05-01 | No | 193 | 185
2018-05-02 | No | 160 | 156
2018-05-03 | No | 185 | 161
2018-05-04 | No | 248 | 238
2018-05-05 | No | 125 | 112
2018-05-06 | No | 81 | 78
2018-05-07 | No | 209 | 199
2018-05-08 | No | 190 | 186
2018-05-09 | No | 170 | 156
2018-05-10 | No | 245 | 228
2018-05-11 | No | 637 | 558
2018-05-12 | No | 340 | 280
2018-05-13 | No | 113 | 110
2018-05-14 | No | 228 | 219
2018-05-15 | No | 213 | 204
2018-05-16 | No | 191 | 157
2018-05-17 | No | 171 | 165
2018-05-18 | No | 181 | 172
2018-05-19 | No | 132 | 125
2018-05-20 | No | 88 | 82
2018-05-21 | No | 244 | 238
2018-05-22 | No | 218 | 211
2018-05-23 | No | 241 | 234
2018-05-24 | No | 174 | 169
2018-05-25 | No | 157 | 155
2018-05-26 | No | 118 | 116
2018-05-27 | No | 63 | 62
2018-05-28 | No | 305 | 269
2018-05-29 | No | 381 | 357
2018-05-30 | No | 169 | 166
2018-05-31 | No | 192 | 188
2018-06-01 | No | 172 | 167
2018-06-02 | No | 120 | 93
2018-06-03 | No | 136 | 111
2018-06-04 | No | 239 | 223
2018-06-05 | No | 205 | 197
2018-06-06 | No | 232 | 217
2018-06-07 | No | 218 | 202
2018-06-08 | No | 199 | 180
2018-06-09 | No | 134 | 104
2018-06-10 | No | 90 | 84
2018-06-11 | No | 131 | 125
2018-06-12 | No | 214 | 193
2018-06-13 | No | 217 | 190
2018-06-14 | No | 256 | 203
2018-06-15 | No | 230 | 207
2018-06-16 | No | 143 | 112
2018-06-17 | No | 398 | 272
2018-06-18 | No | 370 | 335
2018-06-19 | No | 269 | 247
2018-06-20 | No | 200 | 195
2018-06-21 | No | 226 | 218
2018-06-22 | No | 202 | 198
2018-06-23 | No | 174 | 118
2018-06-24 | No | 80 | 75
2018-06-25 | No | 250 | 218
2018-06-26 | No | 175 | 168
2018-06-27 | No | 244 | 228
2018-06-28 | No | 215 | 202
2018-06-29 | No | 171 | 168
2018-06-30 | No | 127 | 94
2018-07-01 | No | 109 | 88
2018-07-02 | No | 233 | 231
2018-07-03 | No | 151 | 142
2018-07-04 | No | 214 | 200
2018-07-05 | No | 151 | 140
2018-07-06 | No | 165 | 146
2018-07-07 | No | 262 | 189
2018-07-08 | No | 77 | 61
2018-07-09 | No | 226 | 201
2018-07-10 | No | 164 | 150
2018-07-11 | No | 222 | 189
2018-07-12 | No | 198 | 168
2018-07-13 | No | 200 | 176
2018-07-14 | No | 130 | 96
2018-07-15 | No | 130 | 115
2018-07-16 | No | 207 | 186
2018-07-17 | No | 483 | 402
2018-07-18 | No | 241 | 204
2018-07-19 | No | 217 | 169
2018-07-20 | No | 216 | 190
2018-07-21 | No | 206 | 126
2018-07-22 | No | 108 | 93
2018-07-23 | No | 369 | 299
2018-07-24 | No | 330 | 265
2018-07-25 | No | 195 | 180
2018-07-26 | No | 215 | 194
2018-07-27 | No | 131 | 126
2018-07-28 | No | 142 | 123
2018-07-29 | No | 141 | 126
2018-07-30 | No | 180 | 165
2018-07-31 | No | 304 | 269
2018-08-01 | No | 161 | 145
2018-08-02 | No | 237 | 201
2018-08-03 | No | 170 | 147
2018-08-04 | No | 136 | 94
2018-08-05 | No | 89 | 77
2018-08-06 | No | 203 | 182
2018-08-07 | No | 177 | 158
2018-08-08 | No | 245 | 216
2018-08-09 | No | 251 | 211
2018-08-10 | No | 215 | 186
2018-08-11 | No | 138 | 100
2018-08-12 | No | 65 | 58
2018-08-13 | No | 292 | 265
2018-08-14 | No | 172 | 167
2018-08-15 | No | 220 | 213
2018-08-16 | No | 145 | 122
2018-08-17 | No | 179 | 165
2018-08-18 | No | 148 | 122
2018-08-19 | No | 156 | 119
2018-08-20 | No | 334 | 303
2018-08-21 | No | 177 | 172
2018-08-22 | No | 172 | 159
2018-08-23 | No | 200 | 173
2018-08-24 | No | 186 | 166
2018-08-25 | No | 110 | 90
2018-08-26 | No | 119 | 98
2018-08-27 | No | 169 | 156
2018-08-28 | No | 176 | 139
2018-08-29 | No | 142 | 121
2018-08-30 | No | 151 | 144
2018-08-31 | No | 208 | 180
2018-09-01 | No | 102 | 82
2018-09-02 | No | 55 | 48
2018-09-03 | No | 188 | 179
2018-09-04 | No | 178 | 157
2018-09-05 | No | 145 | 138
2018-09-06 | No | 207 | 173
2018-09-07 | No | 175 | 152
2018-09-08 | No | 77 | 68
2018-09-09 | No | 69 | 61
2018-09-10 | No | 186 | 177
2018-09-11 | No | 146 | 138
2018-09-12 | No | 160 | 140
2018-09-13 | No | 154 | 138
2018-09-14 | No | 126 | 115
2018-09-15 | No | 207 | 181
2018-09-16 | No | 64 | 58
2018-09-17 | No | 175 | 167
2018-09-18 | No | 171 | 168
2018-09-19 | No | 188 | 164
2018-09-20 | No | 206 | 185
2018-09-21 | No | 203 | 137
2018-09-22 | No | 125 | 96
2018-09-23 | No | 88 | 84
2018-09-24 | No | 264 | 230
2018-09-25 | No | 130 | 125
2018-09-26 | No | 159 | 149
2018-09-27 | No | 159 | 150
2018-09-28 | No | 90 | 78
2018-09-29 | No | 80 | 71
2018-09-30 | No | 66 | 65
2018-10-01 | No | 204 | 194
2018-10-02 | No | 184 | 164
2018-10-03 | No | 158 | 149
2018-10-04 | No | 155 | 142
2018-10-05 | No | 184 | 168
2018-10-06 | No | 82 | 78
2018-10-07 | No | 61 | 57
2018-10-08 | No | 183 | 170
2018-10-09 | No | 206 | 185
2018-10-10 | No | 192 | 177
2018-10-11 | No | 191 | 183
2018-10-12 | No | 190 | 188
2018-10-13 | No | 100 | 92
2018-10-14 | No | 79 | 68
2018-10-15 | No | 243 | 191
2018-10-16 | No | 324 | 252
2018-10-17 | No | 309 | 253
2018-10-18 | No | 225 | 208
2018-10-19 | No | 175 | 151
2018-10-20 | No | 204 | 160
2018-10-21 | No | 78 | 73
2018-10-22 | No | 269 | 224
2018-10-23 | No | 168 | 156
2018-10-24 | No | 181 | 164
2018-10-25 | No | 134 | 118
2018-10-26 | No | 139 | 131
2018-10-27 | No | 91 | 82
2018-10-28 | No | 73 | 61
2018-10-29 | No | 227 | 191
2018-10-30 | No | 216 | 160
2018-10-31 | No | 186 | 157
2018-11-01 | No | 207 | 185
2018-11-02 | No | 398 | 298
2018-11-03 | No | 234 | 163
2018-11-04 | No | 55 | 46
2018-11-05 | No | 179 | 155
2018-11-06 | No | 524 | 268
2018-11-07 | No | 240 | 202
2018-11-08 | No | 193 | 155
2018-11-09 | No | 190 | 147
2018-11-10 | No | 124 | 102
2018-11-11 | No | 87 | 71
2018-11-12 | No | 168 | 140
2018-11-13 | No | 199 | 163
2018-11-14 | No | 256 | 196
2018-11-15 | No | 160 | 126
2018-11-16 | No | 162 | 114
2018-11-17 | No | 102 | 92
2018-11-18 | No | 57 | 56
2018-11-19 | No | 207 | 172
2018-11-20 | No | 466 | 417
2018-11-21 | No | 307 | 268
2018-11-22 | No | 231 | 203
2018-11-23 | No | 177 | 140
2018-11-24 | No | 120 | 98
2018-11-25 | No | 117 | 93
2018-11-26 | No | 170 | 150
2018-11-27 | No | 192 | 178
2018-11-28 | No | 158 | 140
2018-11-29 | No | 239 | 212
2018-11-30 | No | 135 | 130
2018-12-01 | No | 251 | 159
2018-12-02 | No | 336 | 251
2018-12-03 | No | 207 | 182
2018-12-04 | No | 189 | 167
2018-12-05 | No | 208 | 193
2018-12-06 | No | 376 | 300
2018-12-07 | No | 310 | 243
2018-12-08 | No | 140 | 115
2018-12-09 | No | 579 | 428
2018-12-10 | No | 314 | 281
2018-12-11 | No | 243 | 212
2018-12-12 | No | 331 | 303
2018-12-13 | No | 431 | 346
2018-12-14 | No | 380 | 274
2018-12-15 | No | 252 | 193
2018-12-16 | No | 110 | 99
2018-12-17 | No | 199 | 178
2018-12-18 | No | 164 | 146
2018-12-19 | No | 148 | 129
2018-12-20 | No | 168 | 125
2018-12-21 | No | 162 | 146
2018-12-22 | No | 156 | 133
2018-12-23 | No | 154 | 142
2018-12-24 | No | 165 | 161
2018-12-25 | No | 116 | 112
2018-12-26 | No | 114 | 105
2018-12-27 | No | 219 | 206
2018-12-28 | No | 169 | 167
2018-12-29 | No | 91 | 86
2018-12-30 | No | 371 | 291
2018-12-31 | No | 243 | 196
2019-01-01 | No | 85 | 79
2019-01-02 | No | 145 | 143
2019-01-03 | No | 181 | 169
2019-01-04 | No | 559 | 401
2019-01-05 | No | 173 | 140
2019-01-06 | No | 93 | 84
2019-01-07 | No | 174 | 169
2019-01-08 | No | 175 | 147
2019-01-09 | No | 166 | 141
2019-01-10 | No | 154 | 131
2019-01-11 | No | 143 | 108
2019-01-12 | No | 142 | 109
2019-01-13 | No | 111 | 96
2019-01-14 | No | 246 | 203
2019-01-15 | No | 300 | 232
2019-01-16 | No | 255 | 216
2019-01-17 | No | 172 | 138
2019-01-18 | No | 338 | 266
2019-01-19 | No | 142 | 99
2019-01-20 | No | 96 | 81
2019-01-21 | No | 211 | 172
2019-01-22 | No | 195 | 161
2019-01-23 | No | 204 | 170
2019-01-24 | No | 566 | 347
2019-01-25 | No | 1760 | 1289
2019-01-26 | No | 177 | 132
2019-01-27 | No | 88 | 80
2019-01-28 | No | 117 | 115
2019-01-29 | No | 263 | 202
2019-01-30 | No | 995 | 770
2019-01-31 | No | 456 | 324
2019-02-01 | No | 217 | 159
2019-02-02 | No | 108 | 95
2019-02-03 | No | 340 | 249
2019-02-04 | No | 190 | 150
2019-02-05 | No | 251 | 206
2019-02-06 | No | 874 | 818
2019-02-07 | No | 459 | 362
2019-02-08 | No | 314 | 242
2019-02-09 | No | 200 | 171
2019-02-10 | No | 95 | 82
2019-02-11 | No | 281 | 232
2019-02-12 | No | 245 | 211
2019-02-13 | No | 169 | 162
2019-02-14 | No | 208 | 183
2019-02-15 | No | 137 | 127
2019-02-16 | No | 94 | 85
2019-02-17 | No | 91 | 84
2019-02-18 | No | 232 | 196
2019-02-19 | No | 162 | 150
2019-02-20 | No | 149 | 138
2019-02-21 | No | 149 | 134
2019-02-22 | No | 144 | 128
2019-02-23 | No | 122 | 112
2019-02-24 | No | 120 | 117
2019-02-25 | No | 255 | 215
2019-02-26 | No | 188 | 174
2019-02-27 | No | 169 | 153
2019-02-28 | No | 197 | 176
2019-03-01 | No | 418 | 318
2019-03-02 | No | 264 | 175
2019-03-03 | No | 142 | 112
2019-03-04 | No | 280 | 204
2019-03-05 | No | 245 | 219
2019-03-06 | No | 245 | 209
2019-03-07 | No | 217 | 195
2019-03-08 | No | 203 | 170
2019-03-09 | No | 148 | 126
2019-03-10 | No | 133 | 126
2019-03-11 | No | 81 | 79
2019-03-12 | No | 182 | 155
2019-03-13 | No | 185 | 172
2019-03-14 | No | 163 | 148
2019-03-15 | No | 133 | 107
2019-03-16 | No | 149 | 136
2019-03-17 | No | 89 | 85
2019-03-18 | No | 186 | 162
2019-03-19 | No | 229 | 205
2019-03-20 | No | 204 | 181
2019-03-21 | No | 175 | 163
2019-03-22 | No | 204 | 190
2019-03-23 | No | 148 | 125
2019-03-24 | No | 196 | 156
2019-03-25 | No | 483 | 363
2019-03-26 | No | 260 | 220
2019-03-27 | No | 157 | 139
2019-03-28 | No | 193 | 153
2019-03-29 | No | 384 | 298
2019-03-30 | No | 159 | 130
2019-03-31 | No | 116 | 102
2019-04-01 | No | 204 | 175
2019-04-02 | No | 198 | 185
2019-04-03 | No | 163 | 132
2019-04-04 | No | 131 | 117
2019-04-05 | No | 166 | 132
2019-04-06 | No | 96 | 91
2019-04-07 | No | 58 | 57
2019-04-08 | No | 183 | 162
2019-04-09 | No | 169 | 149
2019-04-10 | No | 163 | 149
2019-04-11 | No | 194 | 162
2019-04-12 | No | 205 | 169
2019-04-13 | No | 93 | 84
2019-04-14 | No | 68 | 66
2019-04-15 | No | 168 | 156
2019-04-16 | No | 129 | 110
2019-04-17 | No | 180 | 153
2019-04-18 | No | 137 | 127
2019-04-19 | No | 60 | 49
2019-04-20 | No | 77 | 76
2019-04-21 | No | 104 | 95
2019-04-22 | No | 56 | 55
2019-04-23 | No | 243 | 226
2019-04-24 | No | 152 | 125
2019-04-25 | No | 85 | 82
2019-04-26 | No | 197 | 176
2019-04-27 | No | 69 | 68
2019-04-28 | No | 49 | 48
2019-04-29 | No | 137 | 126
2019-04-30 | No | 146 | 119
2019-05-01 | No | 269 | 206
2019-05-02 | No | 539 | 416
2019-05-03 | No | 189 | 165
2019-05-04 | No | 195 | 141
2019-05-05 | No | 66 | 62
2019-05-06 | No | 163 | 146
2019-05-07 | No | 205 | 157
2019-05-08 | No | 189 | 150
2019-05-09 | No | 167 | 157
2019-05-10 | No | 260 | 220
2019-05-11 | No | 149 | 113
2019-05-12 | No | 75 | 69
2019-05-13 | No | 160 | 141
2019-05-14 | No | 152 | 135
2019-05-15 | No | 188 | 162
2019-05-16 | No | 142 | 119
2019-05-17 | No | 149 | 130
2019-05-18 | No | 125 | 83
2019-05-19 | No | 61 | 53
2019-05-20 | No | 148 | 139
2019-05-21 | No | 112 | 109
2019-05-22 | No | 125 | 115
2019-05-23 | No | 129 | 117
2019-05-24 | No | 143 | 132
2019-05-25 | No | 80 | 70
2019-05-26 | No | 120 | 103
2019-05-27 | No | 228 | 203
2019-05-28 | No | 181 | 165
2019-05-29 | No | 210 | 185
2019-05-30 | No | 208 | 181
2019-05-31 | No | 156 | 138
2019-06-01 | No | 119 | 96
2019-06-02 | No | 85 | 72
2019-06-03 | No | 362 | 312
2019-06-04 | No | 262 | 216
2019-06-05 | No | 217 | 180
2019-06-06 | No | 219 | 192
2019-06-07 | No | 134 | 123
2019-06-08 | No | 135 | 98
2019-06-09 | No | 72 | 70
2019-06-10 | No | 107 | 103
2019-06-11 | No | 169 | 163
2019-06-12 | No | 204 | 172
2019-06-13 | No | 238 | 196
2019-06-14 | No | 138 | 127
2019-06-15 | No | 67 | 59
2019-06-16 | No | 92 | 91
2019-06-17 | No | 169 | 140
2019-06-18 | No | 149 | 138
2019-06-19 | No | 213 | 168
2019-06-20 | No | 229 | 176
2019-06-21 | No | 260 | 219
2019-06-22 | No | 245 | 141
2019-06-23 | No | 154 | 123
2019-06-24 | No | 214 | 164
2019-06-25 | No | 224 | 191
2019-06-26 | No | 201 | 178
2019-06-27 | No | 166 | 144
2019-06-28 | No | 143 | 135
2019-06-29 | Yes | 653 | 470
2019-06-30 | No | 336 | 265
2019-07-01 | No | 242 | 201
2019-07-02 | No | 203 | 176
2019-07-03 | No | 188 | 156
2019-07-04 | No | 153 | 130
2019-07-05 | No | 171 | 162
2019-07-06 | No | 101 | 71
2019-07-07 | No | 74 | 63
2019-07-08 | No | 189 | 158
2019-07-09 | No | 303 | 239
2019-07-10 | No | 490 | 416
2019-07-11 | No | 346 | 299
2019-07-12 | No | 183 | 160
2019-07-13 | No | 136 | 101
2019-07-14 | No | 254 | 197
2019-07-15 | No | 321 | 255
2019-07-16 | No | 160 | 141
2019-07-17 | No | 158 | 125
2019-07-18 | No | 282 | 159
2019-07-19 | No | 237 | 204
2019-07-20 | No | 100 | 87
2019-07-21 | No | 96 | 91
2019-07-22 | No | 235 | 210
2019-07-23 | No | 188 | 157
2019-07-24 | No | 202 | 182
2019-07-25 | No | 131 | 122
2019-07-26 | No | 117 | 114
2019-07-27 | No | 89 | 70
2019-07-28 | No | 102 | 98
2019-07-29 | No | 150 | 145
2019-07-30 | No | 135 | 127
2019-07-31 | No | 208 | 191
2019-08-01 | No | 157 | 135
2019-08-02 | No | 152 | 130
2019-08-03 | No | 113 | 97
2019-08-04 | No | 89 | 76
2019-08-05 | No | 124 | 94
2019-08-06 | No | 150 | 130
2019-08-07 | No | 160 | 139
2019-08-08 | No | 244 | 224
2019-08-09 | No | 363 | 285
2019-08-10 | No | 179 | 140
2019-08-11 | No | 153 | 137
2019-08-12 | No | 246 | 206
2019-08-13 | No | 165 | 154
2019-08-14 | No | 189 | 166
2019-08-15 | No | 143 | 136
2019-08-16 | No | 133 | 121
2019-08-17 | No | 121 | 113
2019-08-18 | No | 91 | 77
2019-08-19 | No | 231 | 201
2019-08-20 | No | 136 | 125
2019-08-21 | No | 150 | 146
2019-08-22 | No | 156 | 142
2019-08-23 | No | 155 | 146
2019-08-24 | No | 147 | 124
2019-08-25 | No | 82 | 79
2019-08-26 | No | 194 | 179
2019-08-27 | No | 153 | 149
2019-08-28 | No | 179 | 163
2019-08-29 | No | 163 | 152
2019-08-30 | No | 168 | 142
2019-08-31 | No | 135 | 116
2019-09-01 | No | 187 | 137
2019-09-02 | No | 179 | 161
2019-09-03 | No | 165 | 149
2019-09-04 | No | 288 | 235
2019-09-05 | No | 252 | 206
2019-09-06 | No | 144 | 127
2019-09-07 | No | 146 | 123
2019-09-08 | No | 83 | 70
2019-09-09 | No | 190 | 156
2019-09-10 | No | 166 | 142
2019-09-11 | No | 155 | 140
2019-09-12 | No | 168 | 158
2019-09-13 | No | 166 | 132
2019-09-14 | No | 84 | 76
2019-09-15 | No | 195 | 168
2019-09-16 | No | 187 | 173
2019-09-17 | No | 160 | 144
2019-09-18 | No | 250 | 183
2019-09-19 | No | 328 | 235
2019-09-20 | No | 168 | 134
2019-09-21 | No | 152 | 108
2019-09-22 | No | 83 | 78
2019-09-23 | No | 175 | 152
2019-09-24 | No | 155 | 141
2019-09-25 | No | 210 | 165
2019-09-26 | No | 241 | 213
2019-09-27 | No | 137 | 122
2019-09-28 | No | 98 | 84
2019-09-29 | No | 42 | 41
2019-09-30 | No | 188 | 168
2019-10-01 | No | 253 | 212
2019-10-02 | No | 209 | 181
2019-10-03 | No | 234 | 191
2019-10-04 | No | 197 | 156
2019-10-05 | No | 118 | 95
2019-10-06 | No | 160 | 147
2019-10-07 | No | 184 | 171
2019-10-08 | No | 167 | 142
2019-10-09 | No | 178 | 159
2019-10-10 | No | 137 | 111
2019-10-11 | No | 140 | 115
2019-10-12 | No | 63 | 59
2019-10-13 | No | 124 | 93
2019-10-14 | No | 219 | 192
2019-10-15 | No | 139 | 118
2019-10-16 | No | 246 | 188
2019-10-17 | No | 182 | 148
2019-10-18 | No | 160 | 125
2019-10-19 | No | 198 | 166
2019-10-20 | No | 97 | 93
2019-10-21 | No | 207 | 178
2019-10-22 | No | 182 | 161
2019-10-23 | No | 165 | 137
2019-10-24 | No | 204 | 177
2019-10-25 | No | 181 | 129
2019-10-26 | No | 201 | 132
2019-10-27 | No | 88 | 85
2019-10-28 | No | 176 | 157
2019-10-29 | No | 175 | 166
2019-10-30 | No | 179 | 151
2019-10-31 | No | 231 | 159
2019-11-01 | No | 333 | 279
2019-11-02 | No | 241 | 174
2019-11-03 | No | 122 | 108
2019-11-04 | No | 190 | 165
2019-11-05 | No | 107 | 101
2019-11-06 | No | 228 | 179
2019-11-07 | No | 224 | 162
2019-11-08 | No | 209 | 142
2019-11-09 | No | 114 | 103
2019-11-10 | No | 69 | 65
2019-11-11 | No | 211 | 137
2019-11-12 | No | 194 | 156
2019-11-13 | No | 160 | 119
2019-11-14 | No | 231 | 188
2019-11-15 | No | 163 | 123
2019-11-16 | No | 95 | 72
2019-11-17 | No | 77 | 70
2019-11-18 | No | 213 | 189
2019-11-19 | No | 161 | 141
2019-11-20 | No | 271 | 224
2019-11-21 | Yes | 2200 | 1780
2019-11-22 | No | 375 | 245
2019-11-23 | No | 169 | 119
2019-11-24 | No | 133 | 117
2019-11-25 | No | 239 | 177
2019-11-26 | No | 299 | 209
2019-11-27 | No | 209 | 171
2019-11-28 | No | 156 | 132
2019-11-29 | No | 145 | 137
2019-11-30 | No | 153 | 115
2019-12-01 | No | 97 | 81
2019-12-02 | No | 290 | 228
2019-12-03 | No | 247 | 205
2019-12-04 | No | 182 | 160
2019-12-05 | No | 150 | 139
2019-12-06 | No | 182 | 155
2019-12-07 | No | 100 | 82
2019-12-08 | No | 117 | 109
2019-12-09 | No | 251 | 197
2019-12-10 | No | 284 | 225
2019-12-11 | No | 162 | 146
2019-12-12 | No | 176 | 166
2019-12-13 | No | 148 | 142
2019-12-14 | No | 135 | 117
2019-12-15 | No | 63 | 61
2019-12-16 | No | 138 | 124
2019-12-17 | No | 288 | 273
2019-12-18 | No | 551 | 404
2019-12-19 | No | 275 | 240
2019-12-20 | No | 742 | 691
2019-12-21 | No | 280 | 216
2019-12-22 | No | 95 | 79
2019-12-23 | No | 125 | 125
2019-12-24 | No | 92 | 91
2019-12-25 | No | 65 | 63
2019-12-26 | No | 58 | 56
2019-12-27 | No | 138 | 133
2019-12-28 | No | 115 | 104
2019-12-29 | No | 218 | 170
2019-12-30 | Yes | 1181 | 1102
2019-12-31 | Yes | 789 | 649
2020-01-01 | No | 212 | 154
2020-01-02 | No | 198 | 187
2020-01-03 | No | 160 | 154
2020-01-04 | No | 139 | 132
2020-01-05 | No | 251 | 168
2020-01-06 | No | 317 | 273
2020-01-07 | No | 331 | 215
2020-01-08 | No | 348 | 287
2020-01-09 | No | 303 | 256
2020-01-10 | No | 327 | 247
2020-01-11 | No | 113 | 104
2020-01-12 | No | 124 | 101
2020-01-13 | No | 288 | 209
2020-01-14 | No | 209 | 189
2020-01-15 | No | 918 | 676
2020-01-16 | No | 431 | 290
2020-01-17 | No | 193 | 163
2020-01-18 | No | 145 | 124
2020-01-19 | No | 484 | 317
2020-01-20 | No | 806 | 638
2020-01-21 | No | 226 | 179
2020-01-22 | No | 400 | 304
2020-01-23 | No | 373 | 306
2020-01-24 | No | 213 | 182
2020-01-25 | No | 122 | 103
2020-01-26 | No | 86 | 83
2020-01-27 | No | 85 | 83
2020-01-28 | No | 212 | 189
2020-01-29 | No | 250 | 197
2020-01-30 | No | 376 | 269
2020-01-31 | No | 958 | 622
2020-02-01 | No | 617 | 402
2020-02-02 | No | 202 | 167
2020-02-03 | No | 255 | 200
2020-02-04 | No | 249 | 186
2020-02-05 | No | 254 | 172
2020-02-06 | No | 564 | 359
2020-02-07 | No | 498 | 356
2020-02-08 | No | 193 | 153
2020-02-09 | No | 216 | 135
2020-02-10 | No | 287 | 217
2020-02-11 | No | 255 | 201
2020-02-12 | No | 239 | 207
2020-02-13 | No | 213 | 171
2020-02-14 | No | 1090 | 812
2020-02-15 | No | 455 | 362
2020-02-16 | No | 171 | 128
2020-02-17 | No | 270 | 211
2020-02-18 | No | 478 | 392
2020-02-19 | No | 285 | 237
2020-02-20 | No | 227 | 149
2020-02-21 | No | 182 | 142
2020-02-22 | No | 108 | 92
2020-02-23 | No | 65 | 60
2020-02-24 | No | 162 | 149
2020-02-25 | No | 184 | 165
2020-02-26 | No | 233 | 201
2020-02-27 | No | 216 | 142
2020-02-28 | No | 165 | 138
2020-02-29 | No | 80 | 68
2020-03-01 | No | 124 | 110
2020-03-02 | No | 219 | 190
2020-03-03 | No | 225 | 200
2020-03-04 | No | 210 | 176
2020-03-05 | No | 239 | 192
2020-03-06 | No | 206 | 164
2020-03-07 | No | 113 | 104
2020-03-08 | No | 145 | 111
2020-03-09 | No | 99 | 97
2020-03-10 | No | 251 | 219
2020-03-11 | No | 240 | 206
2020-03-12 | No | 228 | 190
2020-03-13 | No | 257 | 211
2020-03-14 | No | 232 | 171
2020-03-15 | No | 118 | 105
2020-03-16 | No | 224 | 195
2020-03-17 | No | 180 | 146
2020-03-18 | No | 255 | 199
2020-03-19 | No | 229 | 190
2020-03-20 | No | 210 | 175
2020-03-21 | No | 119 | 97
2020-03-22 | No | 76 | 69
2020-03-23 | No | 204 | 197
2020-03-24 | No | 168 | 162
2020-03-25 | No | 134 | 122
2020-03-26 | No | 138 | 132
2020-03-27 | No | 133 | 125
2020-03-28 | No | 141 | 124
2020-03-29 | No | 237 | 220
2020-03-30 | No | 222 | 199
2020-03-31 | No | 193 | 181
2020-04-01 | No | 306 | 244
2020-04-02 | No | 236 | 194
2020-04-03 | No | 234 | 187
2020-04-04 | No | 221 | 144
2020-04-05 | No | 197 | 159
2020-04-06 | No | 244 | 205
2020-04-07 | No | 165 | 150
2020-04-08 | No | 175 | 164
2020-04-09 | No | 192 | 155
2020-04-10 | No | 79 | 74
2020-04-11 | No | 157 | 139
2020-04-12 | No | 72 | 70
2020-04-13 | No | 86 | 85
2020-04-14 | No | 117 | 101
2020-04-15 | No | 164 | 147
2020-04-16 | No | 145 | 107
2020-04-17 | No | 172 | 143
2020-04-18 | No | 78 | 70
2020-04-19 | No | 83 | 77
2020-04-20 | No | 191 | 159
2020-04-21 | No | 122 | 109
2020-04-22 | No | 151 | 143
2020-04-23 | No | 160 | 142
2020-04-24 | No | 159 | 140
2020-04-25 | No | 126 | 101
2020-04-26 | No | 79 | 61
2020-04-27 | No | 189 | 170
2020-04-28 | No | 242 | 194
2020-04-29 | No | 244 | 215
2020-04-30 | No | 299 | 241
2020-05-01 | No | 372 | 282
2020-05-02 | No | 175 | 147
2020-05-03 | No | 111 | 99
2020-05-04 | No | 207 | 183
2020-05-05 | No | 221 | 176
2020-05-06 | No | 176 | 163
2020-05-07 | No | 291 | 231
2020-05-08 | No | 167 | 149
2020-05-09 | No | 175 | 111
2020-05-10 | No | 124 | 115
2020-05-11 | No | 189 | 159
2020-05-12 | No | 172 | 154
2020-05-13 | No | 186 | 167
2020-05-14 | No | 140 | 129
2020-05-15 | No | 175 | 155
2020-05-16 | No | 106 | 96
2020-05-17 | No | 69 | 55
2020-05-18 | No | 145 | 129
2020-05-19 | No | 296 | 199
2020-05-20 | No | 532 | 417
2020-05-21 | No | 185 | 161
2020-05-22 | No | 167 | 154
2020-05-23 | No | 126 | 122
2020-05-24 | No | 81 | 74
2020-05-25 | No | 204 | 190
2020-05-26 | No | 158 | 141
2020-05-27 | No | 177 | 160
2020-05-28 | No | 160 | 140
2020-05-29 | No | 132 | 114
2020-05-30 | No | 152 | 122
2020-05-31 | No | 131 | 92
2020-06-01 | No | 224 | 187
2020-06-02 | No | 172 | 158
2020-06-03 | No | 220 | 186
2020-06-04 | No | 166 | 153
2020-06-05 | No | 158 | 145
2020-06-06 | No | 115 | 99
2020-06-07 | No | 109 | 93
2020-06-08 | No | 179 | 129
2020-06-09 | No | 188 | 181
2020-06-10 | No | 173 | 166
2020-06-11 | No | 165 | 156
2020-06-12 | No | 173 | 163
2020-06-13 | No | 129 | 120
2020-06-14 | No | 105 | 103
2020-06-15 | No | 222 | 220
2020-06-16 | No | 194 | 184
2020-06-17 | No | 201 | 191
2020-06-18 | No | 184 | 182
2020-06-19 | No | 213 | 205
2020-06-20 | No | 102 | 81
2020-06-21 | No | 135 | 106
2020-06-22 | No | 147 | 145
2020-06-23 | No | 253 | 225
2020-06-24 | No | 200 | 186
2020-06-25 | No | 121 | 120
2020-06-26 | No | 200 | 192
2020-06-27 | No | 155 | 142
2020-06-28 | No | 175 | 156
2020-06-29 | No | 221 | 208
2020-06-30 | No | 253 | 235