## Legend
Style legend |  |  | Menu
Style | Design | Comment
Header1 | Header1
Header 1A | Header 1A
Header2 | Header2
Header3 | Header3
Header4 | Header4
User_Input_Actual | 100 | A user driven input for actual figures
User_Input_Forecast | 100 | A user driven input for forcast figures
Base_Input | 100 | A model input that should not be changed to protect the integrity of the model
Empty_Cell |  | A cell that is left intentionally blank to avoid the risk of error
InSheet_calc | 100 | A link within the worksheet or an interim calculation step
OffSheet | 100 | A link to another worksheet to minimise the number of inter-worksheet references
Line_SubTotal | 100 | The sum of elements in the table immediately above
Line_Total | 100 | The sum of elements above, including sub-totals
Unit / Info | AUD millions | Explanatory text showing helpful information or the units/dimensions of the calculations
Line_Summary | 100 | The SUM() of everything in the row
Table_Header | Qtr | Header of a table or of an off-sheet reference
Flag | 1 | Binary flag - set up as a 'Style' and updated with conditional formatting
Check_Cell | 100 | Check figures add up to the correct amount
| 100 | AER draft decision
| 100 | RRP change
| 100 | AER adjustments

## Menu
Powercor - Plant and stations
Menu
| Control |  | User Inputs |  | Base Inputs
| Legend |  | Project List-RP |  | Inflation
| Menu |  | Project List Volumes |  | Historical Expenditure | OK
|  |  | Project List-RRP |  | Historical Volumes
| Calculations |  | Outputs/Export |  | AER Draft decision
| Forecast Expenditure | OK | Direct Capex | OK | Project List-AER DD
| Forecast Volumes | OK |  |  | AER DD percentage reductor

## Inflation
Powercor - Plant and stations | [7 empty] | AER draft decision |  |  |  | Menu
Inflation | [7 empty] | RRP change
| Base Year | 2021
Inflation Rates and Conversion factor to June 2021
| Financial year | FY11/12 | FY12/13 | FY13/14 | FY14/15 | FY15/16 | FY16/17 | FY17/18 | FY18/19 | FY19/20 | FY20/21 | FY21/22
| Year | 2011 | 2012 | 2013 | 2014 | 2015 | 2016 | 2017 | 2018 | 2019 | 2020 | 2021
Inflation
| Conversion Factor to 2021 | 1.211 | 1.1698 | 1.1468 | 1.1226 | 1.0973 | 1.0809 | 1.07 | 1.0497 | 1.0389 | 1.0202 | 1
End of Sheet

## Project List - RP
Powercor - Plant and stations |  |  |  | AER draft decision | [9 empty] | Menu
Project List - RP |  |  |  | RRP change
Project List by Function Code
$ 2019
| Function Code | Name (Project Title) or (Programme Name) | Project Location | RIN Asset Group | RIN Asset Category | RIN Category | 2019/20 | 2020/21 | 2021/22 | 2022/23 | 2023/24 | 2024/25 | 2025/26 | 2021-2026 total
| 143 | Low Gas RMU Replacement | Multiple | Switchgear | > 11 KV & < = 22 KV ; LOAD BREAK SWITCH | Switchgear - > 11 KV & < = 22 KV ; LOAD BREAK SWITCH | 72817.5 | 145635 | 145635 | 145635 | 145635 | 145635 | 145635 | 728175
| 143 | Low Gas RMU Replacement | Deakin-Eighth | Switchgear | > 11 KV & < = 22 KV ; LOAD BREAK SWITCH | Switchgear - > 11 KV & < = 22 KV ; LOAD BREAK SWITCH | 25000 | 0 | 0 | 0 | 0 | 0 | 0 | 0
| 143 | Low Gas RMU Replacement | Lucan-Base Hospital RMU (+ Cable) | Switchgear | > 11 KV & < = 22 KV ; LOAD BREAK SWITCH | Switchgear - > 11 KV & < = 22 KV ; LOAD BREAK SWITCH | 40000 | 0 | 0 | 0 | 0 | 0 | 0 | 0
| 143 | Low Gas RMU Replacement | Shillidays-Eighth | Switchgear | > 11 KV & < = 22 KV ; LOAD BREAK SWITCH | Switchgear - > 11 KV & < = 22 KV ; LOAD BREAK SWITCH | 25000 | 0 | 0 | 0 | 0 | 0 | 0 | 0
| 143 | Outdoor HV ABS Replacement | Multiple | Switchgear | > 11 KV & < = 22 KV ; LOAD BREAK SWITCH | Switchgear - > 11 KV & < = 22 KV ; LOAD BREAK SWITCH | 240000 | 0 | 0 | 0 | 0 | 0 | 0 | 0
| 143 | Outdoor HV ABS Replacement (CRO tagged interrupters) | Multiple | Switchgear | > 11 KV & < = 22 KV ; LOAD BREAK SWITCH | Switchgear - > 11 KV & < = 22 KV ; LOAD BREAK SWITCH | 661284 | 1322568 | 1322568 | 1322568 | 1322568 | 1322568 | 1322568 | 6612840
| 143 | Outdoor HV ABS Replacement (Non-Geveas) | Multiple | Switchgear | > 11 KV & < = 22 KV ; LOAD BREAK SWITCH | Switchgear - > 11 KV & < = 22 KV ; LOAD BREAK SWITCH | 879067.8351 | 879067.8351 | 879067.8351 | 879067.8351 | 879067.8351 | 879067.8351 | 879067.8351 | 4395339.1755
| 143 | HV ABS Replacement (Indoor substations) incl Calor EMAG, Gardy, A MEC, K MEC | Multiple | Switchgear | > 11 KV & < = 22 KV ; LOAD BREAK SWITCH | Switchgear - > 11 KV & < = 22 KV ; LOAD BREAK SWITCH | 127223 | 164446 | 164446 | 164446 | 164446 | 164446 | 164446 | 822230
| 143 | HV ABS Replacement (Indoor substations) incl Calor EMAG, Gardy, A MEC, K MEC | BARNES-COMBEN | Switchgear | > 11 KV & < = 22 KV ; LOAD BREAK SWITCH | Switchgear - > 11 KV & < = 22 KV ; LOAD BREAK SWITCH | 45000 | 0 | 0 | 0 | 0 | 0 | 0 | 0
| 143 | HV ABS Replacement (Indoor substations) incl Calor EMAG, Gardy, A MEC, K MEC | COBURNS-HIGH No.1 | Switchgear | > 11 KV & < = 22 KV ; LOAD BREAK SWITCH | Switchgear - > 11 KV & < = 22 KV ; LOAD BREAK SWITCH | 50000 | 0 | 0 | 0 | 0 | 0 | 0 | 0
| 143 | HV ABS Replacement (Indoor substations) incl Calor EMAG, Gardy, A MEC, K MEC | Glendale-Heaths | Switchgear | > 11 KV & < = 22 KV ; LOAD BREAK SWITCH | Switchgear - > 11 KV & < = 22 KV ; LOAD BREAK SWITCH | 55000 | 0 | 0 | 0 | 0 | 0 | 0 | 0
| 143 | Low Gas Switches (OH) Replacement | Multiple | Switchgear | > 11 KV & < = 22 KV ; LOAD BREAK SWITCH | Switchgear - > 11 KV & < = 22 KV ; LOAD BREAK SWITCH | 52846 | 52846 | 52846 | 52846 | 52846 | 52846 | 52846 | 264230
| 144 | Ground Type Substation Transformer Replacement | Multiple | Transformers | GROUND OUTDOOR / INDOOR CHAMBER MOUNTED ; ˂ 22 KV ; > 60 KVA AND < = 600 KVA ; MULTIPLE PHASE | Transformers - GROUND OUTDOOR / INDOOR CHAMBER MOUNTED ; ˂ 22 KV ; > 60 KVA AND < = 600 KVA ; MULTIPLE PHASE | 40764 | 104528 | 104528 | 104528 | 104528 | 104528 | 104528 | 522640
| 144 | Ground Type Substation Transformer Replacement | Camp-Doonan No2 | Transformers | GROUND OUTDOOR / INDOOR CHAMBER MOUNTED ; ˂ 22 KV ; > 60 KVA AND < = 600 KVA ; MULTIPLE PHASE | Transformers - GROUND OUTDOOR / INDOOR CHAMBER MOUNTED ; ˂ 22 KV ; > 60 KVA AND < = 600 KVA ; MULTIPLE PHASE | 27500 | 0 | 0 | 0 | 0 | 0 | 0 | 0
| 144 | Ground Type Substation Transformer Replacement | St Albans 275-Gilmour | Transformers | GROUND OUTDOOR / INDOOR CHAMBER MOUNTED ; ˂ 22 KV ; > 60 KVA AND < = 600 KVA ; MULTIPLE PHASE | Transformers - GROUND OUTDOOR / INDOOR CHAMBER MOUNTED ; ˂ 22 KV ; > 60 KVA AND < = 600 KVA ; MULTIPLE PHASE | 31500 | 0 | 0 | 0 | 0 | 0 | 0 | 0
| 144 | Indoor Substation Transformer Replacement | Multiple | Transformers | GROUND OUTDOOR / INDOOR CHAMBER MOUNTED ; ˂ 22 KV ; > 60 KVA AND < = 600 KVA ; MULTIPLE PHASE | Transformers - GROUND OUTDOOR / INDOOR CHAMBER MOUNTED ; ˂ 22 KV ; > 60 KVA AND < = 600 KVA ; MULTIPLE PHASE | 26029.5 | 52059 | 52059 | 52059 | 52059 | 52059 | 52059 | 260295
| 144 | Indoor Substation Transformer Replacement | Lucan-Base Hospital RMU (+ Cable) | Switchgear | > 11 KV & < = 22 KV ; LOAD BREAK SWITCH | Switchgear - > 11 KV & < = 22 KV ; LOAD BREAK SWITCH | 40000 | 0 | 0 | 0 | 0 | 0 | 0 | 0
| 144 | Kiosk Substation Replacement (Condition) | Multiple | Transformers | KIOSK MOUNTED ; < = 22KV ; > 60 KVA AND < = 600 KVA ; MULTIPLE PHASE | Transformers - KIOSK MOUNTED ; < = 22KV ; > 60 KVA AND < = 600 KVA ; MULTIPLE PHASE | 369200 | 539000 | 490000 | 490000 | 490000 | 490000 | 588000 | 2548000
| 144 | Kiosk Substation Replacement (Condition) | Apollo Bay College | Transformers | KIOSK MOUNTED ; < = 22KV ; > 60 KVA AND < = 600 KVA ; MULTIPLE PHASE | Transformers - KIOSK MOUNTED ; < = 22KV ; > 60 KVA AND < = 600 KVA ; MULTIPLE PHASE | 30990 | 0 | 0 | 0 | 0 | 0 | 0 | 0
| 144 | Kiosk Substation Replacement (Condition) | Service-Hampshire | Transformers | KIOSK MOUNTED ; < = 22KV ; > 60 KVA AND < = 600 KVA ; MULTIPLE PHASE | Transformers - KIOSK MOUNTED ; < = 22KV ; > 60 KVA AND < = 600 KVA ; MULTIPLE PHASE | 41500 | 0 | 0 | 0 | 0 | 0 | 0 | 0
| 144 | Kiosk Substation Replacement (Rust) | Multiple | Transformers | KIOSK MOUNTED ; < = 22KV ; > 60 KVA AND < = 600 KVA ; MULTIPLE PHASE | Transformers - KIOSK MOUNTED ; < = 22KV ; > 60 KVA AND < = 600 KVA ; MULTIPLE PHASE | 183000 | 147000 | 98000 | 98000 | 98000 | 98000 | 147000 | 539000
| 150 | HV UG Cable Replacement | Multiple | UGCables | > 11 KV & < = 22 KV | UGCables - > 11 KV & < = 22 KV | 499327.5 | 570660 | 570660 | 570660 | 570660 | 570660 | 570660 | 2853300
| 150 | HV UG Cable Replacement | Erskine Falls Rd | UGCables | > 11 KV & < = 22 KV | UGCables - > 11 KV & < = 22 KV | 17500 | 0 | 0 | 0 | 0 | 0 | 0 | 0
| 150 | Underground Pillar/Pit Replacement | Multiple | Other | Pillar / Pit | Other - Pillar / Pit | 13958 | 13958 | 13958 | 13958 | 13958 | 13958 | 13958 | 69790
| 150 | LV UG Cables Planned Replacement | Multiple | UGCables | ˂ = 1 KV | UGCables - ˂ = 1 KV | 27374 | 27374 | 27374 | 27374 | 27374 | 27374 | 27374 | 136870
| 154 | Unplanned Plant Replacement | Multiple | Other | Residual | Other - Residual | 760851 | 760851 | 760851 | 760851 | 760851 | 760851 | 760851 | 3804255
| 157 | 22kV Circuit Breaker Bushing Replacement / CB Refurb | (blank) | Other | Circuit Breaker Refurbishment | Other - Circuit Breaker Refurbishment | 122768 | 122768 | 122768 | 122768 | 122768 | 122768 | 122768 | 613840
| 157 | 22kV Capacitor Bank Step Switch replacement | Multiple | Switchgear | > 11 KV & < = 22 KV ; CIRCUIT BREAKER | Switchgear - > 11 KV & < = 22 KV ; CIRCUIT BREAKER | 38161.5 | 76323 | 76323 | 76323 | 76323 | 76323 | 76323 | 381615
| 157 | 22kV Capacitor Bank Step Switch replacement | GCY | Switchgear | > 11 KV & < = 22 KV ; CIRCUIT BREAKER | Switchgear - > 11 KV & < = 22 KV ; CIRCUIT BREAKER | 38161.5 | 0 | 0 | 0 | 0 | 0 | 0 | 0
| 157 | 22kV Disconnect Switch Replacement | Multiple | Switchgear | > 11 KV & < = 22 KV ; LOAD BREAK SWITCH | Switchgear - > 11 KV & < = 22 KV ; LOAD BREAK SWITCH | 199138 | 199138 | 199138 | 199138 | 199138 | 199138 | 199138 | 995690
| 157 | 22kV Insulator Replacement (3 Phase Groups) | Multiple | Switchgear | > 11 KV & < = 22 KV ; LINKS | Switchgear - > 11 KV & < = 22 KV ; LINKS | 218313 | 291084 | 291084 | 291084 | 291084 | 291084 | 291084 | 1455420
| 157 | 22kV Insulator Replacement (3 Phase Groups) | CDN | Switchgear | > 11 KV & < = 22 KV ; LINKS | Switchgear - > 11 KV & < = 22 KV ; LINKS | 72771 | 0 | 0 | 0 | 0 | 0 | 0 | 0
| 157 | 22kV Isolator Replacement (3 Phase Groups) | Multiple | Switchgear | > 11 KV & < = 22 KV ; LINKS | Switchgear - > 11 KV & < = 22 KV ; LINKS | 266531 | 333062 | 333062 | 333062 | 333062 | 333062 | 333062 | 1665310
| 157 | 66kV Transformer Bushing Replacement | Multiple | Other | Transformer Refurbishment | Other - Transformer Refurbishment | 221058 | 202116 | 202116 | 202116 | 202116 | 202116 | 202116 | 1010580
| 157 | 66kV Transformer Bushing Replacement | IWD Regulator | Other | Transformer Refurbishment | Other - Transformer Refurbishment | 60000 | 0 | 0 | 0 | 0 | 0 | 0 | 0
| 157 | 66kV HPVA Disconnect Switch Refurbishment | Multiple | Switchgear | > 11 KV & < = 22 KV ; LOAD BREAK SWITCH | Switchgear - > 11 KV & < = 22 KV ; LOAD BREAK SWITCH | 26927 | 53854 | 53854 | 53854 | 53854 | 53854 | 53854 | 269270
| 157 | 66kV HPVA Disconnect Switch Refurbishment | MLN | Switchgear | > 11 KV & < = 22 KV ; LOAD BREAK SWITCH | Switchgear - > 11 KV & < = 22 KV ; LOAD BREAK SWITCH | 13463.5 | 0 | 0 | 0 | 0 | 0 | 0 | 0
| 157 | ACR Replacement 22kV THREE PHASE | Multiple | Other | ACR | Other - ACR | 170108 | 170108 | 170108 | 170108 | 170108 | 170108 | 170108 | 850540
| 157 | Control Cable Duct Replacement | Multiple | Other | Zone Substation Major Building / Property / Facilities | Other - Zone Substation Major Building / Property / Facilities | 98446 | 98446 | 98446 | 98446 | 98446 | 98446 | 98446 | 492230
| 157 | Flexibile (Portable) Zone Substation Earths Replacement | Multiple | Other | Zone Substation Major Building / Property / Facilities | Other - Zone Substation Major Building / Property / Facilities | 37867 | 37867 | 37867 | 37867 | 37867 | 37867 | 37867 | 189335
| 157 | CVT Replacement Porcelain Bushing risk | Multiple | Other | Instrument Transformer | Other - Instrument Transformer | 105162 | 210324 | 210324 | 210324 | 210324 | 210324 | 210324 | 1051620
| 157 | CVT Replacement Porcelain Bushing risk | WPD | Other | Instrument Transformer | Other - Instrument Transformer | 105162 | 0 | 0 | 0 | 0 | 0 | 0 | 0
| 157 | CVT Voltage Monitoring | Multiple | Other | Instrument Transformer | Other - Instrument Transformer | 0 | 35054 | 70108 | 70108 | 70108 | 70108 | 70108 | 350540
| 157 | Instrument Transformer Replacement CTs and VTs | Multiple | Other | Instrument Transformer | Other - Instrument Transformer | 123067 | 246134 | 246134 | 246134 | 246134 | 246134 | 246134 | 1230670
| 157 | Instrument Transformer Replacement CTs and VTs | BAN VT (EE) | Other | Instrument Transformer | Other - Instrument Transformer | 125000 | 0 | 0 | 0 | 0 | 0 | 0 | 0
| 157 | Station Service Transformers Replacement | Multiple | Transformers | KIOSK MOUNTED ; < = 22KV ; > 60 KVA AND < = 600 KVA ; MULTIPLE PHASE | Transformers - KIOSK MOUNTED ; < = 22KV ; > 60 KVA AND < = 600 KVA ; MULTIPLE PHASE | 167263 | 167263 | 167263 | 167263 | 167263 | 167263 | 167263 | 836315
| 157 | Surge Arrester Replacement | Multiple | Other | Surge Diverter | Other - Surge Diverter | 20565 | 20565 | 20565 | 20565 | 20565 | 20565 | 20565 | 102825
| 157 | Transformer Monitoring (WTI and OTI Replacement) | Multiple | Other | Transformer Refurbishment | Other - Transformer Refurbishment | 63467 | 126934 | 126934 | 126934 | 126934 | 126934 | 126934 | 634670
| 157 | Transformer Monitoring (WTI and OTI Replacement) | AL | Other | Transformer Refurbishment | Other - Transformer Refurbishment | 75000 | 0 | 0 | 0 | 0 | 0 | 0 | 0
| 157 | Transformer Refurbishment | Multiple | Other | Transformer Refurbishment | Other - Transformer Refurbishment | 145965 | 291930 | 291930 | 291930 | 291930 | 291930 | 291930 | 1459650
| 157 | Transformer Refurbishment | KRT 1, KRT 2 | Other | Transformer Refurbishment | Other - Transformer Refurbishment | 145965 | 0 | 0 | 0 | 0 | 0 | 0 | 0
| 157 | 66kV Transformer Bushing Replacement | BMH No2 Trans | Other | Transformer Refurbishment | Other - Transformer Refurbishment | 0 | 25264.5 | 25264.5 | 0 | 0 | 0 | 0 | 25264.5
| 157 | 66kV Transformer Bushing Replacement | FNS No1, No2 & No3 Trans | Other | Transformer Refurbishment | Other - Transformer Refurbishment | 75793.5 | 75793.5 | 0 | 0 | 0 | 0 | 0 | 0
| 157 | 66kV Transformer Bushing Replacement | GL No1 & No2 Trans | Other | Transformer Refurbishment | Other - Transformer Refurbishment | 0 | 0 | 50529 | 50529 | 0 | 0 | 0 | 101058
| 157 | 66kV Transformer Bushing Replacement | NKA No1, No2 & No3 Trans | Other | Transformer Refurbishment | Other - Transformer Refurbishment | 75793.5 | 75793.5 | 0 | 0 | 0 | 0 | 0 | 0
| 157 | 66kV Transformer Bushing Replacement | OYN No1 & No2 Trans | Other | Transformer Refurbishment | Other - Transformer Refurbishment | 50529 | 0 | 0 | 0 | 0 | 0 | 0 | 0
| 157 | 66kV Transformer Bushing Replacement | PLD No1 Trans | Other | Transformer Refurbishment | Other - Transformer Refurbishment | 0 | 0 | 25264.5 | 25264.5 | 0 | 0 | 0 | 50529
| 157 | 66kV Transformer Bushing Replacement | RVL No3 Trans | Other | Transformer Refurbishment | Other - Transformer Refurbishment | 25264.5 | 0 | 0 | 0 | 0 | 0 | 0 | 0
| 157 | 66kV Transformer Bushing Replacement | STL No3 Trans | Other | Zone Substation Major Building / Property / Facilities | Other - Zone Substation Major Building / Property / Facilities | 25264.5 | 0 | 0 | 0 | 0 | 0 | 0 | 0
| 157 | Bund Gravel Enhancement | BMH, CDN, FNS, GL, HSM, NKA, OYN, PLD, RVL, STL | Other | Transformer Refurbishment | Other - Transformer Refurbishment | 23750 | 0 | 0 | 0 | 0 | 0 | 0 | 0
| 157 | Control Room Fire Risk Reduction | CDN,GL, NKA, PLD, RVL | Transformers | GROUND OUTDOOR / INDOOR CHAMBER MOUNTED ; > 33 KV & < = 66 KV ; > 15 MVA AND < = 40 MVA | Transformers - GROUND OUTDOOR / INDOOR CHAMBER MOUNTED ; > 33 KV & < = 66 KV ; > 15 MVA AND < = 40 MVA | 25000 | 25000 | 0 | 0 | 0 | 0 | 0 | 0
| 157 | Fire Wall | HSM No1-No2 Trans | Other | Zone Substation Major Building / Property / Facilities | Other - Zone Substation Major Building / Property / Facilities | 80000 | 80000 | 0 | 0 | 0 | 0 | 0 | 0
| 157 | Fire Wall | HSM No2-No3 Trans | Other | Zone Substation Major Building / Property / Facilities | Other - Zone Substation Major Building / Property / Facilities | 0 | 80000 | 80000 | 0 | 0 | 0 | 0 | 80000
| 157 | Fire Wall | NKA No2-No3 Trans | Other | Zone Substation Major Building / Property / Facilities | Other - Zone Substation Major Building / Property / Facilities | 0 | 0 | 80000 | 80000 | 0 | 0 | 0 | 160000
| 157 | Fire Wall | STL No3 Trans-Control | Other | Zone Substation Major Building / Property / Facilities | Other - Zone Substation Major Building / Property / Facilities | 80000 | 0 | 0 | 0 | 0 | 0 | 0 | 0
| 157 | 22kV Circuit Breaker Replacement | Multiple | Switchgear | > 11 KV & < = 22 KV ; CIRCUIT BREAKER | Switchgear - > 11 KV & < = 22 KV ; CIRCUIT BREAKER | 0 | 231805 | 463610 | 463610 | 463610 | 463610 | 463610 | 2318050
| 157 | 22kV Circuit Breaker Replacement | CLC4 | Switchgear | > 11 KV & < = 22 KV ; CIRCUIT BREAKER | Switchgear - > 11 KV & < = 22 KV ; CIRCUIT BREAKER | 50000 | 0 | 0 | 0 | 0 | 0 | 0 | 0
| 157 | 22kV Circuit Breaker Replacement | CLC6 | Switchgear | > 11 KV & < = 22 KV ; CIRCUIT BREAKER | Switchgear - > 11 KV & < = 22 KV ; CIRCUIT BREAKER | 50000 | 0 | 0 | 0 | 0 | 0 | 0 | 0
| 157 | 22kV Circuit Breaker Replacement | CME 14 | Switchgear | > 11 KV & < = 22 KV ; CIRCUIT BREAKER | Switchgear - > 11 KV & < = 22 KV ; CIRCUIT BREAKER | 140000 | 0 | 0 | 0 | 0 | 0 | 0 | 0
| 157 | 22kV Circuit Breaker Replacement | CME 21 | Switchgear | > 11 KV & < = 22 KV ; CIRCUIT BREAKER | Switchgear - > 11 KV & < = 22 KV ; CIRCUIT BREAKER | 140000 | 0 | 0 | 0 | 0 | 0 | 0 | 0
| 157 | 66kV Circuit Breaker Replacement | Multiple | Switchgear | > 33 KV & < = 66 KV ; CIRCUIT BREAKER | Switchgear - > 33 KV & < = 66 KV ; CIRCUIT BREAKER | 208832 | 417664 | 417664 | 417664 | 417664 | 417664 | 417664 | 2088320
| 157 | 66kV Circuit Breaker Replacement | CRO CB A | Switchgear | > 33 KV & < = 66 KV ; CIRCUIT BREAKER | Switchgear - > 33 KV & < = 66 KV ; CIRCUIT BREAKER | 300000 | 0 | 0 | 0 | 0 | 0 | 0 | 0
| 157 | Regulator Replacement | Multiple | Other | Regulator | Other - Regulator | 309800 | 319600 | 319600 | 319600 | 319600 | 319600 | 319600 | 1598000
| 157 | Emergency Plant Strategy (2017 Initiative) | EMG | Transformers | GROUND OUTDOOR / INDOOR CHAMBER MOUNTED ; > 33 KV & < = 66 KV ; > 15 MVA AND < = 40 MVA | Transformers - GROUND OUTDOOR / INDOOR CHAMBER MOUNTED ; > 33 KV & < = 66 KV ; > 15 MVA AND < = 40 MVA | 125000 | 0 | 0 | 0 | 0 | 0 | 0 | 0
| 157 | Transformer Replacement | Multiple Transformer 1 | Transformers | GROUND OUTDOOR / INDOOR CHAMBER MOUNTED ; > 33 KV & < = 66 KV ; > 15 MVA AND < = 40 MVA | Transformers - GROUND OUTDOOR / INDOOR CHAMBER MOUNTED ; > 33 KV & < = 66 KV ; > 15 MVA AND < = 40 MVA | 0 | 0 | 0 | 0 | 0 | 0 | 25000 | 25000
| 157 | Transformer Replacement | IWD Regulator | Transformers | GROUND OUTDOOR / INDOOR CHAMBER MOUNTED ; > 33 KV & < = 66 KV ; > 15 MVA AND < = 40 MVA | Transformers - GROUND OUTDOOR / INDOOR CHAMBER MOUNTED ; > 33 KV & < = 66 KV ; > 15 MVA AND < = 40 MVA | 0 | 0 | 0 | 100000 | 609663 | 509663 | 0 | 1219326
| 157 | Transformer Replacement | RVL T1 | Transformers | GROUND OUTDOOR / INDOOR CHAMBER MOUNTED ; > 33 KV & < = 66 KV ; > 15 MVA AND < = 40 MVA | Transformers - GROUND OUTDOOR / INDOOR CHAMBER MOUNTED ; > 33 KV & < = 66 KV ; > 15 MVA AND < = 40 MVA | 400000 | 1849000 | 1474000 | 0 | 0 | 0 | 0 | 1474000
| 157 | Transformer Replacement | RVL T2 | Transformers | GROUND OUTDOOR / INDOOR CHAMBER MOUNTED ; > 33 KV & < = 66 KV ; > 15 MVA AND < = 40 MVA | Transformers - GROUND OUTDOOR / INDOOR CHAMBER MOUNTED ; > 33 KV & < = 66 KV ; > 15 MVA AND < = 40 MVA | 0 | 0 | 25000 | 400000 | 1849000 | 1474000 | 0 | 3748000
| 157 | Transformer Replacement | TRG T3 | Transformers | GROUND OUTDOOR / INDOOR CHAMBER MOUNTED ; > 33 KV & < = 66 KV ; > 15 MVA AND < = 40 MVA | Transformers - GROUND OUTDOOR / INDOOR CHAMBER MOUNTED ; > 33 KV & < = 66 KV ; > 15 MVA AND < = 40 MVA | 700000 | 0 | 0 | 0 | 0 | 0 | 0 | 0
| 157 | Transformer Replacement | WBL T2 | Transformers | GROUND OUTDOOR / INDOOR CHAMBER MOUNTED ; > 33 KV & < = 66 KV ; > 15 MVA AND < = 40 MVA | Transformers - GROUND OUTDOOR / INDOOR CHAMBER MOUNTED ; > 33 KV & < = 66 KV ; > 15 MVA AND < = 40 MVA | 450000 | 0 | 0 | 0 | 0 | 0 | 0 | 0
| 157 | Transformer Replacement | WBL T3 | Transformers | GROUND OUTDOOR / INDOOR CHAMBER MOUNTED ; > 33 KV & < = 66 KV ; > 15 MVA AND < = 40 MVA | Transformers - GROUND OUTDOOR / INDOOR CHAMBER MOUNTED ; > 33 KV & < = 66 KV ; > 15 MVA AND < = 40 MVA | 25000 | 400000 | 1849000 | 1474000 | 0 | 0 | 0 | 3323000
| 157 | Operator / Maintainer Safety (Access Platforms) | Multiple | Other | Residual | Other - Residual | 81802 | 81802 | 81802 | 81802 | 81802 | 81802 | 81802 | 409010
| 157 | Zone Substation Barriers, Signs and Chains | All Zone Substations | Other | Zone Substation Major Building / Property / Facilities | Other - Zone Substation Major Building / Property / Facilities | 75000 | 0 | 0 | 0 | 0 | 0 | 0 | 0
| 144 | Pole Type Substation Transformer Replacement | Multiple | Transformers | POLE MOUNTED ; < = 22KV ; < = 60 KVA ; SINGLE PHASE | Transformers - POLE MOUNTED ; < = 22KV ; < = 60 KVA ; SINGLE PHASE | 700000 | 700000 | 700000 | 700000 | 700000 | 700000 | 700000 | 3500000
|  |  | Total |  |  |  | 11259890.8351 | 11824685.3351 | 12991750.8351 | 11512486.3351 | 11841355.8351 | 11366355.8351 | 9554692.8351 | 57266641.6755
End of Sheet

## Project List - AER DD
Powercor - Plant and stations | [13 empty] | Menu
Project List - AER DD
| Project List by Function Code | [7 empty] | AER substitute for switchgear |  | 56.26%
$ 2019
| Function Code | Name (Project Title) or (Programme Name) | Project Location | RIN Asset Group | RIN Asset Category | RIN Category | 2019/20 | 2020/21 | 2021/22 | 2022/23 | 2023/24 | 2024/25 | 2025/26 | 2021-2026 total
| 143 | Low Gas RMU Replacement | Multiple | Switchgear | > 11 KV & < = 22 KV ; LOAD BREAK SWITCH | Switchgear - > 11 KV & < = 22 KV ; LOAD BREAK SWITCH | 72817.5 | 145635 | 81930.2314 | 81930.2314 | 81930.2314 | 81930.2314 | 81930.2314 | 409651.157
| 143 | Low Gas RMU Replacement | Deakin-Eighth | Switchgear | > 11 KV & < = 22 KV ; LOAD BREAK SWITCH | Switchgear - > 11 KV & < = 22 KV ; LOAD BREAK SWITCH | 25000 | 0 | 0 | 0 | 0 | 0 | 0 | 0
| 143 | Low Gas RMU Replacement | Lucan-Base Hospital RMU (+ Cable) | Switchgear | > 11 KV & < = 22 KV ; LOAD BREAK SWITCH | Switchgear - > 11 KV & < = 22 KV ; LOAD BREAK SWITCH | 40000 | 0 | 0 | 0 | 0 | 0 | 0 | 0
| 143 | Low Gas RMU Replacement | Shillidays-Eighth | Switchgear | > 11 KV & < = 22 KV ; LOAD BREAK SWITCH | Switchgear - > 11 KV & < = 22 KV ; LOAD BREAK SWITCH | 25000 | 0 | 0 | 0 | 0 | 0 | 0 | 0
| 143 | Outdoor HV ABS Replacement | Multiple | Switchgear | > 11 KV & < = 22 KV ; LOAD BREAK SWITCH | Switchgear - > 11 KV & < = 22 KV ; LOAD BREAK SWITCH | 240000 | 0 | 0 | 0 | 0 | 0 | 0 | 0
| 143 | Outdoor HV ABS Replacement (CRO tagged interrupters) | Multiple | Switchgear | > 11 KV & < = 22 KV ; LOAD BREAK SWITCH | Switchgear - > 11 KV & < = 22 KV ; LOAD BREAK SWITCH | 661284 | 1322568 | 744040.2533 | 744040.2533 | 744040.2533 | 744040.2533 | 744040.2533 | 3720201.2666
| 143 | Outdoor HV ABS Replacement (Non-Geveas) | Multiple | Switchgear | > 11 KV & < = 22 KV ; LOAD BREAK SWITCH | Switchgear - > 11 KV & < = 22 KV ; LOAD BREAK SWITCH | 879067.8351 | 879067.8351 | 494539.3014 | 494539.3014 | 494539.3014 | 494539.3014 | 494539.3014 | 2472696.5068
| 143 | HV ABS Replacement (Indoor substations) incl Calor EMAG, Gardy, A MEC, K MEC | Multiple | Switchgear | > 11 KV & < = 22 KV ; LOAD BREAK SWITCH | Switchgear - > 11 KV & < = 22 KV ; LOAD BREAK SWITCH | 127223 | 164446 | 92512.7808 | 92512.7808 | 92512.7808 | 92512.7808 | 92512.7808 | 462563.9041
| 143 | HV ABS Replacement (Indoor substations) incl Calor EMAG, Gardy, A MEC, K MEC | BARNES-COMBEN | Switchgear | > 11 KV & < = 22 KV ; LOAD BREAK SWITCH | Switchgear - > 11 KV & < = 22 KV ; LOAD BREAK SWITCH | 45000 | 0 | 0 | 0 | 0 | 0 | 0 | 0
| 143 | HV ABS Replacement (Indoor substations) incl Calor EMAG, Gardy, A MEC, K MEC | COBURNS-HIGH No.1 | Switchgear | > 11 KV & < = 22 KV ; LOAD BREAK SWITCH | Switchgear - > 11 KV & < = 22 KV ; LOAD BREAK SWITCH | 50000 | 0 | 0 | 0 | 0 | 0 | 0 | 0
| 143 | HV ABS Replacement (Indoor substations) incl Calor EMAG, Gardy, A MEC, K MEC | Glendale-Heaths | Switchgear | > 11 KV & < = 22 KV ; LOAD BREAK SWITCH | Switchgear - > 11 KV & < = 22 KV ; LOAD BREAK SWITCH | 55000 | 0 | 0 | 0 | 0 | 0 | 0 | 0
| 143 | Low Gas Switches (OH) Replacement | Multiple | Switchgear | > 11 KV & < = 22 KV ; LOAD BREAK SWITCH | Switchgear - > 11 KV & < = 22 KV ; LOAD BREAK SWITCH | 52846 | 52846 | 29729.701 | 29729.701 | 29729.701 | 29729.701 | 29729.701 | 148648.5051
| 144 | Ground Type Substation Transformer Replacement | Multiple | Transformers | GROUND OUTDOOR / INDOOR CHAMBER MOUNTED ; ˂ 22 KV ; > 60 KVA AND < = 600 KVA ; MULTIPLE PHASE | Transformers - GROUND OUTDOOR / INDOOR CHAMBER MOUNTED ; ˂ 22 KV ; > 60 KVA AND < = 600 KVA ; MULTIPLE PHASE | 40764 | 104528 | 104528 | 104528 | 104528 | 104528 | 104528 | 522640
| 144 | Ground Type Substation Transformer Replacement | Camp-Doonan No2 | Transformers | GROUND OUTDOOR / INDOOR CHAMBER MOUNTED ; ˂ 22 KV ; > 60 KVA AND < = 600 KVA ; MULTIPLE PHASE | Transformers - GROUND OUTDOOR / INDOOR CHAMBER MOUNTED ; ˂ 22 KV ; > 60 KVA AND < = 600 KVA ; MULTIPLE PHASE | 27500 | 0 | 0 | 0 | 0 | 0 | 0 | 0
| 144 | Ground Type Substation Transformer Replacement | St Albans 275-Gilmour | Transformers | GROUND OUTDOOR / INDOOR CHAMBER MOUNTED ; ˂ 22 KV ; > 60 KVA AND < = 600 KVA ; MULTIPLE PHASE | Transformers - GROUND OUTDOOR / INDOOR CHAMBER MOUNTED ; ˂ 22 KV ; > 60 KVA AND < = 600 KVA ; MULTIPLE PHASE | 31500 | 0 | 0 | 0 | 0 | 0 | 0 | 0
| 144 | Indoor Substation Transformer Replacement | Multiple | Transformers | GROUND OUTDOOR / INDOOR CHAMBER MOUNTED ; ˂ 22 KV ; > 60 KVA AND < = 600 KVA ; MULTIPLE PHASE | Transformers - GROUND OUTDOOR / INDOOR CHAMBER MOUNTED ; ˂ 22 KV ; > 60 KVA AND < = 600 KVA ; MULTIPLE PHASE | 26029.5 | 52059 | 52059 | 52059 | 52059 | 52059 | 52059 | 260295
| 144 | Indoor Substation Transformer Replacement | Lucan-Base Hospital RMU (+ Cable) | Switchgear | > 11 KV & < = 22 KV ; LOAD BREAK SWITCH | Switchgear - > 11 KV & < = 22 KV ; LOAD BREAK SWITCH | 40000 | 0 | 0 | 0 | 0 | 0 | 0 | 0
| 144 | Kiosk Substation Replacement (Condition) | Multiple | Transformers | KIOSK MOUNTED ; < = 22KV ; > 60 KVA AND < = 600 KVA ; MULTIPLE PHASE | Transformers - KIOSK MOUNTED ; < = 22KV ; > 60 KVA AND < = 600 KVA ; MULTIPLE PHASE | 369200 | 539000 | 490000 | 490000 | 490000 | 490000 | 588000 | 2548000
| 144 | Kiosk Substation Replacement (Condition) | Apollo Bay College | Transformers | KIOSK MOUNTED ; < = 22KV ; > 60 KVA AND < = 600 KVA ; MULTIPLE PHASE | Transformers - KIOSK MOUNTED ; < = 22KV ; > 60 KVA AND < = 600 KVA ; MULTIPLE PHASE | 30990 | 0 | 0 | 0 | 0 | 0 | 0 | 0
| 144 | Kiosk Substation Replacement (Condition) | Service-Hampshire | Transformers | KIOSK MOUNTED ; < = 22KV ; > 60 KVA AND < = 600 KVA ; MULTIPLE PHASE | Transformers - KIOSK MOUNTED ; < = 22KV ; > 60 KVA AND < = 600 KVA ; MULTIPLE PHASE | 41500 | 0 | 0 | 0 | 0 | 0 | 0 | 0
| 144 | Kiosk Substation Replacement (Rust) | Multiple | Transformers | KIOSK MOUNTED ; < = 22KV ; > 60 KVA AND < = 600 KVA ; MULTIPLE PHASE | Transformers - KIOSK MOUNTED ; < = 22KV ; > 60 KVA AND < = 600 KVA ; MULTIPLE PHASE | 183000 | 147000 | 98000 | 98000 | 98000 | 98000 | 147000 | 539000
| 150 | HV UG Cable Replacement | Multiple | UGCables | > 11 KV & < = 22 KV | UGCables - > 11 KV & < = 22 KV | 499327.5 | 570660 | 570660 | 570660 | 570660 | 570660 | 570660 | 2853300
| 150 | HV UG Cable Replacement | Erskine Falls Rd | UGCables | > 11 KV & < = 22 KV | UGCables - > 11 KV & < = 22 KV | 17500 | 0 | 0 | 0 | 0 | 0 | 0 | 0
| 150 | Underground Pillar/Pit Replacement | Multiple | Other | Pillar / Pit | Other - Pillar / Pit | 13958 | 13958 | 13958 | 13958 | 13958 | 13958 | 13958 | 69790
| 150 | LV UG Cables Planned Replacement | Multiple | UGCables | ˂ = 1 KV | UGCables - ˂ = 1 KV | 27374 | 27374 | 27374 | 27374 | 27374 | 27374 | 27374 | 136870
| 154 | Unplanned Plant Replacement | Multiple | Other | Residual | Other - Residual | 760851 | 760851 | 760851 | 760851 | 760851 | 760851 | 760851 | 3804255
| 157 | 22kV Circuit Breaker Bushing Replacement / CB Refurb | (blank) | Other | Circuit Breaker Refurbishment | Other - Circuit Breaker Refurbishment | 122768 | 122768 | 122768 | 122768 | 122768 | 122768 | 122768 | 613840
| 157 | 22kV Capacitor Bank Step Switch replacement | Multiple | Switchgear | > 11 KV & < = 22 KV ; CIRCUIT BREAKER | Switchgear - > 11 KV & < = 22 KV ; CIRCUIT BREAKER | 38161.5 | 76323 | 42937.2133 | 42937.2133 | 42937.2133 | 42937.2133 | 42937.2133 | 214686.0663
| 157 | 22kV Capacitor Bank Step Switch replacement | GCY | Switchgear | > 11 KV & < = 22 KV ; CIRCUIT BREAKER | Switchgear - > 11 KV & < = 22 KV ; CIRCUIT BREAKER | 38161.5 | 0 | 0 | 0 | 0 | 0 | 0 | 0
| 157 | 22kV Disconnect Switch Replacement | Multiple | Switchgear | > 11 KV & < = 22 KV ; LOAD BREAK SWITCH | Switchgear - > 11 KV & < = 22 KV ; LOAD BREAK SWITCH | 199138 | 199138 | 112029.5425 | 112029.5425 | 112029.5425 | 112029.5425 | 112029.5425 | 560147.7125
| 157 | 22kV Insulator Replacement (3 Phase Groups) | Multiple | Switchgear | > 11 KV & < = 22 KV ; LINKS | Switchgear - > 11 KV & < = 22 KV ; LINKS | 218313 | 291084 | 291084 | 291084 | 291084 | 291084 | 291084 | 1455420
| 157 | 22kV Insulator Replacement (3 Phase Groups) | CDN | Switchgear | > 11 KV & < = 22 KV ; LINKS | Switchgear - > 11 KV & < = 22 KV ; LINKS | 72771 | 0 | 0 | 0 | 0 | 0 | 0 | 0
| 157 | 22kV Isolator Replacement (3 Phase Groups) | Multiple | Switchgear | > 11 KV & < = 22 KV ; LINKS | Switchgear - > 11 KV & < = 22 KV ; LINKS | 266531 | 333062 | 333062 | 333062 | 333062 | 333062 | 333062 | 1665310
| 157 | 66kV Transformer Bushing Replacement | Multiple | Other | Transformer Refurbishment | Other - Transformer Refurbishment | 221058 | 202116 | 202116 | 202116 | 202116 | 202116 | 202116 | 1010580
| 157 | 66kV Transformer Bushing Replacement | IWD Regulator | Other | Transformer Refurbishment | Other - Transformer Refurbishment | 60000 | 0 | 0 | 0 | 0 | 0 | 0 | 0
| 157 | 66kV HPVA Disconnect Switch Refurbishment | Multiple | Switchgear | > 11 KV & < = 22 KV ; LOAD BREAK SWITCH | Switchgear - > 11 KV & < = 22 KV ; LOAD BREAK SWITCH | 26927 | 53854 | 30296.774 | 30296.774 | 30296.774 | 30296.774 | 30296.774 | 151483.87
| 157 | 66kV HPVA Disconnect Switch Refurbishment | MLN | Switchgear | > 11 KV & < = 22 KV ; LOAD BREAK SWITCH | Switchgear - > 11 KV & < = 22 KV ; LOAD BREAK SWITCH | 13463.5 | 0 | 0 | 0 | 0 | 0 | 0 | 0
| 157 | ACR Replacement 22kV THREE PHASE | Multiple | Other | ACR | Other - ACR | 170108 | 170108 | 170108 | 170108 | 170108 | 170108 | 170108 | 850540
| 157 | Control Cable Duct Replacement | Multiple | Other | Zone Substation Major Building / Property / Facilities | Other - Zone Substation Major Building / Property / Facilities | 98446 | 98446 | 98446 | 98446 | 98446 | 98446 | 98446 | 492230
| 157 | Flexibile (Portable) Zone Substation Earths Replacement | Multiple | Other | Zone Substation Major Building / Property / Facilities | Other - Zone Substation Major Building / Property / Facilities | 37867 | 37867 | 37867 | 37867 | 37867 | 37867 | 37867 | 189335
| 157 | CVT Replacement Porcelain Bushing risk | Multiple | Other | Instrument Transformer | Other - Instrument Transformer | 105162 | 210324 | 210324 | 210324 | 210324 | 210324 | 210324 | 1051620
| 157 | CVT Replacement Porcelain Bushing risk | WPD | Other | Instrument Transformer | Other - Instrument Transformer | 105162 | 0 | 0 | 0 | 0 | 0 | 0 | 0
| 157 | CVT Voltage Monitoring | Multiple | Other | Instrument Transformer | Other - Instrument Transformer | 0 | 35054 | 70108 | 70108 | 70108 | 70108 | 70108 | 350540
| 157 | Instrument Transformer Replacement CTs and VTs | Multiple | Other | Instrument Transformer | Other - Instrument Transformer | 123067 | 246134 | 246134 | 246134 | 246134 | 246134 | 246134 | 1230670
| 157 | Instrument Transformer Replacement CTs and VTs | BAN VT (EE) | Other | Instrument Transformer | Other - Instrument Transformer | 125000 | 0 | 0 | 0 | 0 | 0 | 0 | 0
| 157 | Station Service Transformers Replacement | Multiple | Transformers | KIOSK MOUNTED ; < = 22KV ; > 60 KVA AND < = 600 KVA ; MULTIPLE PHASE | Transformers - KIOSK MOUNTED ; < = 22KV ; > 60 KVA AND < = 600 KVA ; MULTIPLE PHASE | 167263 | 167263 | 167263 | 167263 | 167263 | 167263 | 167263 | 836315
| 157 | Surge Arrester Replacement | Multiple | Other | Surge Diverter | Other - Surge Diverter | 20565 | 20565 | 20565 | 20565 | 20565 | 20565 | 20565 | 102825
| 157 | Transformer Monitoring (WTI and OTI Replacement) | Multiple | Other | Transformer Refurbishment | Other - Transformer Refurbishment | 63467 | 126934 | 126934 | 126934 | 126934 | 126934 | 126934 | 634670
| 157 | Transformer Monitoring (WTI and OTI Replacement) | AL | Other | Transformer Refurbishment | Other - Transformer Refurbishment | 75000 | 0 | 0 | 0 | 0 | 0 | 0 | 0
| 157 | Transformer Refurbishment | Multiple | Other | Transformer Refurbishment | Other - Transformer Refurbishment | 145965 | 291930 | 291930 | 291930 | 291930 | 291930 | 291930 | 1459650
| 157 | Transformer Refurbishment | KRT 1, KRT 2 | Other | Transformer Refurbishment | Other - Transformer Refurbishment | 145965 | 0 | 0 | 0 | 0 | 0 | 0 | 0
| 157 | 66kV Transformer Bushing Replacement | BMH No2 Trans | Other | Transformer Refurbishment | Other - Transformer Refurbishment | 0 | 25264.5 | 25264.5 | 0 | 0 | 0 | 0 | 25264.5
| 157 | 66kV Transformer Bushing Replacement | FNS No1, No2 & No3 Trans | Other | Transformer Refurbishment | Other - Transformer Refurbishment | 75793.5 | 75793.5 | 0 | 0 | 0 | 0 | 0 | 0
| 157 | 66kV Transformer Bushing Replacement | GL No1 & No2 Trans | Other | Transformer Refurbishment | Other - Transformer Refurbishment | 0 | 0 | 50529 | 50529 | 0 | 0 | 0 | 101058
| 157 | 66kV Transformer Bushing Replacement | NKA No1, No2 & No3 Trans | Other | Transformer Refurbishment | Other - Transformer Refurbishment | 75793.5 | 75793.5 | 0 | 0 | 0 | 0 | 0 | 0
| 157 | 66kV Transformer Bushing Replacement | OYN No1 & No2 Trans | Other | Transformer Refurbishment | Other - Transformer Refurbishment | 50529 | 0 | 0 | 0 | 0 | 0 | 0 | 0
| 157 | 66kV Transformer Bushing Replacement | PLD No1 Trans | Other | Transformer Refurbishment | Other - Transformer Refurbishment | 0 | 0 | 25264.5 | 25264.5 | 0 | 0 | 0 | 50529
| 157 | 66kV Transformer Bushing Replacement | RVL No3 Trans | Other | Transformer Refurbishment | Other - Transformer Refurbishment | 25264.5 | 0 | 0 | 0 | 0 | 0 | 0 | 0
| 157 | 66kV Transformer Bushing Replacement | STL No3 Trans | Other | Zone Substation Major Building / Property / Facilities | Other - Zone Substation Major Building / Property / Facilities | 25264.5 | 0 | 0 | 0 | 0 | 0 | 0 | 0
| 157 | Bund Gravel Enhancement | BMH, CDN, FNS, GL, HSM, NKA, OYN, PLD, RVL, STL | Other | Transformer Refurbishment | Other - Transformer Refurbishment | 23750 | 0 | 0 | 0 | 0 | 0 | 0 | 0
| 157 | Control Room Fire Risk Reduction | CDN,GL, NKA, PLD, RVL | Transformers | GROUND OUTDOOR / INDOOR CHAMBER MOUNTED ; > 33 KV & < = 66 KV ; > 15 MVA AND < = 40 MVA | Transformers - GROUND OUTDOOR / INDOOR CHAMBER MOUNTED ; > 33 KV & < = 66 KV ; > 15 MVA AND < = 40 MVA | 25000 | 25000 | 0 | 0 | 0 | 0 | 0 | 0
| 157 | Fire Wall | HSM No1-No2 Trans | Other | Zone Substation Major Building / Property / Facilities | Other - Zone Substation Major Building / Property / Facilities | 80000 | 80000 | 0 | 0 | 0 | 0 | 0 | 0
| 157 | Fire Wall | HSM No2-No3 Trans | Other | Zone Substation Major Building / Property / Facilities | Other - Zone Substation Major Building / Property / Facilities | 0 | 80000 | 80000 | 0 | 0 | 0 | 0 | 80000
| 157 | Fire Wall | NKA No2-No3 Trans | Other | Zone Substation Major Building / Property / Facilities | Other - Zone Substation Major Building / Property / Facilities | 0 | 0 | 80000 | 80000 | 0 | 0 | 0 | 160000
| 157 | Fire Wall | STL No3 Trans-Control | Other | Zone Substation Major Building / Property / Facilities | Other - Zone Substation Major Building / Property / Facilities | 80000 | 0 | 0 | 0 | 0 | 0 | 0 | 0
| 157 | 22kV Circuit Breaker Replacement | Multiple | Switchgear | > 11 KV & < = 22 KV ; CIRCUIT BREAKER | Switchgear - > 11 KV & < = 22 KV ; CIRCUIT BREAKER | 0 | 231805 | 260814.1902 | 260814.1902 | 260814.1902 | 260814.1902 | 260814.1902 | 1304070.9508
| 157 | 22kV Circuit Breaker Replacement | CLC4 | Switchgear | > 11 KV & < = 22 KV ; CIRCUIT BREAKER | Switchgear - > 11 KV & < = 22 KV ; CIRCUIT BREAKER | 50000 | 0 | 0 | 0 | 0 | 0 | 0 | 0
| 157 | 22kV Circuit Breaker Replacement | CLC6 | Switchgear | > 11 KV & < = 22 KV ; CIRCUIT BREAKER | Switchgear - > 11 KV & < = 22 KV ; CIRCUIT BREAKER | 50000 | 0 | 0 | 0 | 0 | 0 | 0 | 0
| 157 | 22kV Circuit Breaker Replacement | CME 14 | Switchgear | > 11 KV & < = 22 KV ; CIRCUIT BREAKER | Switchgear - > 11 KV & < = 22 KV ; CIRCUIT BREAKER | 140000 | 0 | 0 | 0 | 0 | 0 | 0 | 0
| 157 | 22kV Circuit Breaker Replacement | CME 21 | Switchgear | > 11 KV & < = 22 KV ; CIRCUIT BREAKER | Switchgear - > 11 KV & < = 22 KV ; CIRCUIT BREAKER | 140000 | 0 | 0 | 0 | 0 | 0 | 0 | 0
| 157 | 66kV Circuit Breaker Replacement | Multiple | Switchgear | > 33 KV & < = 66 KV ; CIRCUIT BREAKER | Switchgear - > 33 KV & < = 66 KV ; CIRCUIT BREAKER | 208832 | 417664 | 234966.2387 | 234966.2387 | 234966.2387 | 234966.2387 | 234966.2387 | 1174831.1934
| 157 | 66kV Circuit Breaker Replacement | CRO CB A | Switchgear | > 33 KV & < = 66 KV ; CIRCUIT BREAKER | Switchgear - > 33 KV & < = 66 KV ; CIRCUIT BREAKER | 300000 | 0 | 0 | 0 | 0 | 0 | 0 | 0
| 157 | Regulator Replacement | Multiple | Other | Regulator | Other - Regulator | 309800 | 319600 | 319600 | 319600 | 319600 | 319600 | 319600 | 1598000
| 157 | Emergency Plant Strategy (2017 Initiative) | EMG | Transformers | GROUND OUTDOOR / INDOOR CHAMBER MOUNTED ; > 33 KV & < = 66 KV ; > 15 MVA AND < = 40 MVA | Transformers - GROUND OUTDOOR / INDOOR CHAMBER MOUNTED ; > 33 KV & < = 66 KV ; > 15 MVA AND < = 40 MVA | 125000 | 0 | 0 | 0 | 0 | 0 | 0 | 0
| 157 | Transformer Replacement | Multiple Transformer 1 | Transformers | GROUND OUTDOOR / INDOOR CHAMBER MOUNTED ; > 33 KV & < = 66 KV ; > 15 MVA AND < = 40 MVA | Transformers - GROUND OUTDOOR / INDOOR CHAMBER MOUNTED ; > 33 KV & < = 66 KV ; > 15 MVA AND < = 40 MVA | 0 | 0 | 0 | 0 | 0 | 0 | 25000 | 25000
| 157 | Transformer Replacement | IWD Regulator | Transformers | GROUND OUTDOOR / INDOOR CHAMBER MOUNTED ; > 33 KV & < = 66 KV ; > 15 MVA AND < = 40 MVA | Transformers - GROUND OUTDOOR / INDOOR CHAMBER MOUNTED ; > 33 KV & < = 66 KV ; > 15 MVA AND < = 40 MVA | 0 | 0 | 0 | 100000 | 609663 | 509663 | 0 | 1219326
| 157 | Transformer Replacement | RVL T1 | Transformers | GROUND OUTDOOR / INDOOR CHAMBER MOUNTED ; > 33 KV & < = 66 KV ; > 15 MVA AND < = 40 MVA | Transformers - GROUND OUTDOOR / INDOOR CHAMBER MOUNTED ; > 33 KV & < = 66 KV ; > 15 MVA AND < = 40 MVA | 400000 | 1849000 | 1474000 | 0 | 0 | 0 | 0 | 1474000
| 157 | Transformer Replacement | RVL T2 | Transformers | GROUND OUTDOOR / INDOOR CHAMBER MOUNTED ; > 33 KV & < = 66 KV ; > 15 MVA AND < = 40 MVA | Transformers - GROUND OUTDOOR / INDOOR CHAMBER MOUNTED ; > 33 KV & < = 66 KV ; > 15 MVA AND < = 40 MVA | 0 | 0 | 25000 | 400000 | 1849000 | 1474000 | 0 | 3748000
| 157 | Transformer Replacement | TRG T3 | Transformers | GROUND OUTDOOR / INDOOR CHAMBER MOUNTED ; > 33 KV & < = 66 KV ; > 15 MVA AND < = 40 MVA | Transformers - GROUND OUTDOOR / INDOOR CHAMBER MOUNTED ; > 33 KV & < = 66 KV ; > 15 MVA AND < = 40 MVA | 700000 | 0 | 0 | 0 | 0 | 0 | 0 | 0
| 157 | Transformer Replacement | WBL T2 | Transformers | GROUND OUTDOOR / INDOOR CHAMBER MOUNTED ; > 33 KV & < = 66 KV ; > 15 MVA AND < = 40 MVA | Transformers - GROUND OUTDOOR / INDOOR CHAMBER MOUNTED ; > 33 KV & < = 66 KV ; > 15 MVA AND < = 40 MVA | 450000 | 0 | 0 | 0 | 0 | 0 | 0 | 0
| 157 | Transformer Replacement | WBL T3 | Transformers | GROUND OUTDOOR / INDOOR CHAMBER MOUNTED ; > 33 KV & < = 66 KV ; > 15 MVA AND < = 40 MVA | Transformers - GROUND OUTDOOR / INDOOR CHAMBER MOUNTED ; > 33 KV & < = 66 KV ; > 15 MVA AND < = 40 MVA | 25000 | 400000 | 1849000 | 1474000 | 0 | 0 | 0 | 3323000
| 157 | Operator / Maintainer Safety (Access Platforms) | Multiple | Other | Residual | Other - Residual | 81802 | 81802 | 81802 | 81802 | 81802 | 81802 | 81802 | 409010
| 157 | Zone Substation Barriers, Signs and Chains | All Zone Substations | Other | Zone Substation Major Building / Property / Facilities | Other - Zone Substation Major Building / Property / Facilities | 75000 | 0 | 0 | 0 | 0 | 0 | 0 | 0
| 144 | Pole Type Substation Transformer Replacement | Multiple | Transformers | POLE MOUNTED ; < = 22KV ; < = 60 KVA ; SINGLE PHASE | Transformers - POLE MOUNTED ; < = 22KV ; < = 60 KVA ; SINGLE PHASE | 700000 | 700000 | 700000 | 700000 | 700000 | 700000 | 700000 | 3500000
|  |  | Total |  |  |  | 11259890.8351 | 11824685.3351 | 11340395.2265 | 9861130.7265 | 10190000.2265 | 9715000.2265 | 7903337.2265 | 49009863.6326
End of Sheet

## AER DD percentage reductor
[5 empty] | RRP change | AER draft decision
Powercor - Database - extract - nominal | [6 empty] | Powercor - switchgear - $2021
Asset Group | Asset Category | CY2015 | CY2016 | CY2017 | CY2018 | CY2019 | Asset Group | Asset Category | CY2015 | CY2016 | CY2017 | CY2018 | CY2019
switchgear by: highest operating voltage; switch function | ˂ = 11 kv ; circuit breaker | 0 | 0 | 0 | 0 | 0 | switchgear by: highest operating voltage; switch function | ˂ = 11 kv ; circuit breaker | 0 | 0 | 0 | 0 | 0
switchgear by: highest operating voltage; switch function | ˂ = 11 kv ; fuse | 0 | 0 | 0 | 0 | 0 | switchgear by: highest operating voltage; switch function | ˂ = 11 kv ; fuse | 0 | 0 | 0 | 0 | 0
switchgear by: highest operating voltage; switch function | ˂ = 11 kv ; switch | 0 | 38674 | 132993.4854 | 14628.1246 | 52648.9 | switchgear by: highest operating voltage; switch function | ˂ = 11 kv ; switch | 0 | 42160.4625 | 142871.98 | 15405.6858 | 54448.3288
switchgear by: highest operating voltage; switch function | > 11 kv & < = 22 kv ; circuit breaker | 61172 | -156 | 11546.0025 | 499.1542 | 151906.3 | switchgear by: highest operating voltage; switch function | > 11 kv & < = 22 kv ; circuit breaker | 67529.059 | -170.0634 | 12403.6169 | 525.6868 | 157098.1383
switchgear by: highest operating voltage; switch function | > 11 kv & < = 22 kv ; isolators, earthing switch | [5 empty] | switchgear by: highest operating voltage; switch function | > 11 kv & < = 22 kv ; isolators, earthing switch | 0 | 0 | 0 | 0 | 0
switchgear by: highest operating voltage; switch function | > 11 kv & < = 22 kv ; switch | 932848 | 507151 | 760782.8469 | 2832108.0785 | 3430785.296 | switchgear by: highest operating voltage; switch function | > 11 kv & < = 22 kv ; switch | 1029790.5515 | 552870.6813 | 817292.3006 | 2982649.4178 | 3548042.3322
switchgear by: highest operating voltage; switch function | > 132 kv ; circuit breaker | 0 | 0 | 0 | 0 | 0 | switchgear by: highest operating voltage; switch function | > 132 kv ; circuit breaker | 0 | 0 | 0 | 0 | 0
switchgear by: highest operating voltage; switch function | > 132 kv ; switch | 0 | 0 | 0 | 0 | 0 | switchgear by: highest operating voltage; switch function | > 132 kv ; switch | 0 | 0 | 0 | 0 | 0
switchgear by: highest operating voltage; switch function | > 22 kv & < = 33 kv ; circuit breaker | 0 | 0 | 0 | 0 | 0 | switchgear by: highest operating voltage; switch function | > 22 kv & < = 33 kv ; circuit breaker | 0 | 0 | 0 | 0 | 0
switchgear by: highest operating voltage; switch function | > 22 kv & < = 33 kv ; switch | 0 | 74253 | 168663.1507 | 560155.3014 | 630497.1799 | switchgear by: highest operating voltage; switch function | > 22 kv & < = 33 kv ; switch | 0 | 80946.9107 | 181191.1178 | 589930.4819 | 652046.2493
switchgear by: highest operating voltage; switch function | > 33 kv & < = 66 kv ; circuit breaker | 303465 | 66813 | 262716.7792 | 562063.5056 | 130140.9 | switchgear by: highest operating voltage; switch function | > 33 kv & < = 66 kv ; circuit breaker | 335001.404 | 72836.1944 | 282230.8649 | 591940.1172 | 134588.8426
switchgear by: highest operating voltage; switch function | > 33 kv & < = 66 kv ; switch | 0 | 0 | 31011.9902 | 0 | 0 | switchgear by: highest operating voltage; switch function | > 33 kv & < = 66 kv ; switch | 0 | 0 | 33315.4998 | 0 | 0
switchgear by: highest operating voltage; switch function | > 33 kv & < ≈ 66 kv ; isolators, earthing switch | [5 empty] | switchgear by: highest operating voltage; switch function | > 33 kv & < ≈ 66 kv ; isolators, earthing switch | 0 | 0 | 0 | 0 | 0
switchgear by: highest operating voltage; switch function | > 66 kv & < = 132 kv ; circuit breaker | 0 | 0 | 0 | 0 | 0 | switchgear by: highest operating voltage; switch function | > 66 kv & < = 132 kv ; circuit breaker | 0 | 0 | 0 | 0 | 0
switchgear by: highest operating voltage; switch function | > 66 kv & < = 132 kv ; switch | 0 | 0 | 0 | 0 | 0 | switchgear by: highest operating voltage; switch function | > 66 kv & < = 132 kv ; switch | 0 | 0 | 0 | 0 | 0
switchgear by: highest operating voltage; switch function | hv fuses and surge diverters | [5 empty] | switchgear by: highest operating voltage; switch function | hv fuses and surge diverters | 0 | 0 | 0 | 0 | 0
switchgear by: highest operating voltage; switch function | not coded | [5 empty] | switchgear by: highest operating voltage; switch function | not coded | 0 | 0 | 0 | 0 | 0
switchgear by: highest operating voltage; switch function | other | 6165449 | 3120311 | 5670343.3028 | 6836649.7771 | 9565171.5017 | switchgear by: highest operating voltage; switch function | other | 6806168.9857 | 3401607.1514 | 6091525.2519 | 7200053.4274 | 9892088.975
AER draft decision modelling |  |  |  |  | PAL RRP
|  | Repex | Comment |  | Repex | Comment
Forecast - modelled switchgear - $2021 |  | 19676808.7172 | Excludes "other" |  | 12783332.9874 | Excludes "other" and "CRO-tagged"
Substitute estimate - $2021 |  | 13680781.0579 | Excludes "other" |  | 13680781.0579
Fault repex - substitute estimate - $2021 |  | 2648230.0247 | Excludes "other" |  | 2648230.0247
Substitute estimate for modelled switchgear (excluding faults) $2021 |  | 11032551.0332 | Excludes "faults" |  | 11032551.0332
Check reconciliation |  | TRUE
Percentage reductor applied in MOD 4.09 |  | 56.07%
Revised percentage reductor applied in RRP MOD 4.09 |  | 86.3%

## Project List - RRP
Powercor - Plant and stations |  |  |  | AER draft decision | [9 empty] | Menu
Project List - RRP |  |  |  | RRP change
| Project List by Function Code | [9 empty] | Revised substitute for switchgear | 86.3%
$ 2019
| Function Code | Name (Project Title) or (Programme Name) | Project Location | RIN Asset Group | RIN Asset Category | RIN Category | 2019/20 | 2020/21 | 2021/22 | 2022/23 | 2023/24 | 2024/25 | 2025/26 | 2021-2026 total
| 143 | Low Gas RMU Replacement | Multiple | Switchgear | > 11 KV & < = 22 KV ; LOAD BREAK SWITCH | Switchgear - > 11 KV & < = 22 KV ; LOAD BREAK SWITCH | 72817.5 | 145635 | 125689.0962 | 125689.0962 | 125689.0962 | 125689.0962 | 125689.0962 | 628445.481
| 143 | Low Gas RMU Replacement | Deakin-Eighth | Switchgear | > 11 KV & < = 22 KV ; LOAD BREAK SWITCH | Switchgear - > 11 KV & < = 22 KV ; LOAD BREAK SWITCH | 25000 | 0 | 0 | 0 | 0 | 0 | 0 | 0
| 143 | Low Gas RMU Replacement | Lucan-Base Hospital RMU (+ Cable) | Switchgear | > 11 KV & < = 22 KV ; LOAD BREAK SWITCH | Switchgear - > 11 KV & < = 22 KV ; LOAD BREAK SWITCH | 40000 | 0 | 0 | 0 | 0 | 0 | 0 | 0
| 143 | Low Gas RMU Replacement | Shillidays-Eighth | Switchgear | > 11 KV & < = 22 KV ; LOAD BREAK SWITCH | Switchgear - > 11 KV & < = 22 KV ; LOAD BREAK SWITCH | 25000 | 0 | 0 | 0 | 0 | 0 | 0 | 0
| 143 | Outdoor HV ABS Replacement | Multiple | Switchgear | > 11 KV & < = 22 KV ; LOAD BREAK SWITCH | Switchgear - > 11 KV & < = 22 KV ; LOAD BREAK SWITCH | 240000 | 0 | 0 | 0 | 0 | 0 | 0 | 0
| 143 | Outdoor HV ABS Replacement (CRO tagged interrupters) | Multiple | Switchgear | > 11 KV & < = 22 KV ; LOAD BREAK SWITCH | Switchgear - > 11 KV & < = 22 KV ; LOAD BREAK SWITCH | 661284 | 1322568 | 1322568 | 1322568 | 1322568 | 1322568 | 1322568 | 6612840
| 143 | Outdoor HV ABS Replacement (Non-Geveas) | Multiple | Switchgear | > 11 KV & < = 22 KV ; LOAD BREAK SWITCH | Switchgear - > 11 KV & < = 22 KV ; LOAD BREAK SWITCH | 879067.8351 | 879067.8351 | 758672.3089 | 758672.3089 | 758672.3089 | 758672.3089 | 758672.3089 | 3793361.5443
| 143 | HV ABS Replacement (Indoor substations) incl Calor EMAG, Gardy, A MEC, K MEC | Multiple | Switchgear | > 11 KV & < = 22 KV ; LOAD BREAK SWITCH | Switchgear - > 11 KV & < = 22 KV ; LOAD BREAK SWITCH | 127223 | 164446 | 141923.776 | 141923.776 | 141923.776 | 141923.776 | 141923.776 | 709618.8799
| 143 | HV ABS Replacement (Indoor substations) incl Calor EMAG, Gardy, A MEC, K MEC | BARNES-COMBEN | Switchgear | > 11 KV & < = 22 KV ; LOAD BREAK SWITCH | Switchgear - > 11 KV & < = 22 KV ; LOAD BREAK SWITCH | 45000 | 0 | 0 | 0 | 0 | 0 | 0 | 0
| 143 | HV ABS Replacement (Indoor substations) incl Calor EMAG, Gardy, A MEC, K MEC | COBURNS-HIGH No.1 | Switchgear | > 11 KV & < = 22 KV ; LOAD BREAK SWITCH | Switchgear - > 11 KV & < = 22 KV ; LOAD BREAK SWITCH | 50000 | 0 | 0 | 0 | 0 | 0 | 0 | 0
| 143 | HV ABS Replacement (Indoor substations) incl Calor EMAG, Gardy, A MEC, K MEC | Glendale-Heaths | Switchgear | > 11 KV & < = 22 KV ; LOAD BREAK SWITCH | Switchgear - > 11 KV & < = 22 KV ; LOAD BREAK SWITCH | 55000 | 0 | 0 | 0 | 0 | 0 | 0 | 0
| 143 | Low Gas Switches (OH) Replacement | Multiple | Switchgear | > 11 KV & < = 22 KV ; LOAD BREAK SWITCH | Switchgear - > 11 KV & < = 22 KV ; LOAD BREAK SWITCH | 52846 | 52846 | 45608.3083 | 45608.3083 | 45608.3083 | 45608.3083 | 45608.3083 | 228041.5415
| 144 | Ground Type Substation Transformer Replacement | Multiple | Transformers | GROUND OUTDOOR / INDOOR CHAMBER MOUNTED ; ˂ 22 KV ; > 60 KVA AND < = 600 KVA ; MULTIPLE PHASE | Transformers - GROUND OUTDOOR / INDOOR CHAMBER MOUNTED ; ˂ 22 KV ; > 60 KVA AND < = 600 KVA ; MULTIPLE PHASE | 40764 | 104528 | 104528 | 104528 | 104528 | 104528 | 104528 | 522640
| 144 | Ground Type Substation Transformer Replacement | Camp-Doonan No2 | Transformers | GROUND OUTDOOR / INDOOR CHAMBER MOUNTED ; ˂ 22 KV ; > 60 KVA AND < = 600 KVA ; MULTIPLE PHASE | Transformers - GROUND OUTDOOR / INDOOR CHAMBER MOUNTED ; ˂ 22 KV ; > 60 KVA AND < = 600 KVA ; MULTIPLE PHASE | 27500 | 0 | 0 | 0 | 0 | 0 | 0 | 0
| 144 | Ground Type Substation Transformer Replacement | St Albans 275-Gilmour | Transformers | GROUND OUTDOOR / INDOOR CHAMBER MOUNTED ; ˂ 22 KV ; > 60 KVA AND < = 600 KVA ; MULTIPLE PHASE | Transformers - GROUND OUTDOOR / INDOOR CHAMBER MOUNTED ; ˂ 22 KV ; > 60 KVA AND < = 600 KVA ; MULTIPLE PHASE | 31500 | 0 | 0 | 0 | 0 | 0 | 0 | 0
| 144 | Indoor Substation Transformer Replacement | Multiple | Transformers | GROUND OUTDOOR / INDOOR CHAMBER MOUNTED ; ˂ 22 KV ; > 60 KVA AND < = 600 KVA ; MULTIPLE PHASE | Transformers - GROUND OUTDOOR / INDOOR CHAMBER MOUNTED ; ˂ 22 KV ; > 60 KVA AND < = 600 KVA ; MULTIPLE PHASE | 26029.5 | 52059 | 52059 | 52059 | 52059 | 52059 | 52059 | 260295
| 144 | Indoor Substation Transformer Replacement | Lucan-Base Hospital RMU (+ Cable) | Switchgear | > 11 KV & < = 22 KV ; LOAD BREAK SWITCH | Switchgear - > 11 KV & < = 22 KV ; LOAD BREAK SWITCH | 40000 | 0 | 0 | 0 | 0 | 0 | 0 | 0
| 144 | Kiosk Substation Replacement (Condition) | Multiple | Transformers | KIOSK MOUNTED ; < = 22KV ; > 60 KVA AND < = 600 KVA ; MULTIPLE PHASE | Transformers - KIOSK MOUNTED ; < = 22KV ; > 60 KVA AND < = 600 KVA ; MULTIPLE PHASE | 369200 | 539000 | 490000 | 490000 | 490000 | 490000 | 588000 | 2548000
| 144 | Kiosk Substation Replacement (Condition) | Apollo Bay College | Transformers | KIOSK MOUNTED ; < = 22KV ; > 60 KVA AND < = 600 KVA ; MULTIPLE PHASE | Transformers - KIOSK MOUNTED ; < = 22KV ; > 60 KVA AND < = 600 KVA ; MULTIPLE PHASE | 30990 | 0 | 0 | 0 | 0 | 0 | 0 | 0
| 144 | Kiosk Substation Replacement (Condition) | Service-Hampshire | Transformers | KIOSK MOUNTED ; < = 22KV ; > 60 KVA AND < = 600 KVA ; MULTIPLE PHASE | Transformers - KIOSK MOUNTED ; < = 22KV ; > 60 KVA AND < = 600 KVA ; MULTIPLE PHASE | 41500 | 0 | 0 | 0 | 0 | 0 | 0 | 0
| 144 | Kiosk Substation Replacement (Rust) | Multiple | Transformers | KIOSK MOUNTED ; < = 22KV ; > 60 KVA AND < = 600 KVA ; MULTIPLE PHASE | Transformers - KIOSK MOUNTED ; < = 22KV ; > 60 KVA AND < = 600 KVA ; MULTIPLE PHASE | 183000 | 147000 | 98000 | 98000 | 98000 | 98000 | 147000 | 539000
| 150 | HV UG Cable Replacement | Multiple | UGCables | > 11 KV & < = 22 KV | UGCables - > 11 KV & < = 22 KV | 499327.5 | 570660 | 570660 | 570660 | 570660 | 570660 | 570660 | 2853300
| 150 | HV UG Cable Replacement | Erskine Falls Rd | UGCables | > 11 KV & < = 22 KV | UGCables - > 11 KV & < = 22 KV | 17500 | 0 | 0 | 0 | 0 | 0 | 0 | 0
| 150 | Underground Pillar/Pit Replacement | Multiple | Other | Pillar / Pit | Other - Pillar / Pit | 13958 | 13958 | 13958 | 13958 | 13958 | 13958 | 13958 | 69790
| 150 | LV UG Cables Planned Replacement | Multiple | UGCables | ˂ = 1 KV | UGCables - ˂ = 1 KV | 27374 | 27374 | 27374 | 27374 | 27374 | 27374 | 27374 | 136870
| 154 | Unplanned Plant Replacement | Multiple | Other | Residual | Other - Residual | 760851 | 760851 | 760851 | 760851 | 760851 | 760851 | 760851 | 3804255
| 157 | 22kV Circuit Breaker Bushing Replacement / CB Refurb | (blank) | Other | Circuit Breaker Refurbishment | Other - Circuit Breaker Refurbishment | 122768 | 122768 | 122768 | 122768 | 122768 | 122768 | 122768 | 613840
| 157 | 22kV Capacitor Bank Step Switch replacement | Multiple | Switchgear | > 11 KV & < = 22 KV ; CIRCUIT BREAKER | Switchgear - > 11 KV & < = 22 KV ; CIRCUIT BREAKER | 38161.5 | 76323 | 65869.9412 | 65869.9412 | 65869.9412 | 65869.9412 | 65869.9412 | 329349.7061
| 157 | 22kV Capacitor Bank Step Switch replacement | GCY | Switchgear | > 11 KV & < = 22 KV ; CIRCUIT BREAKER | Switchgear - > 11 KV & < = 22 KV ; CIRCUIT BREAKER | 38161.5 | 0 | 0 | 0 | 0 | 0 | 0 | 0
| 157 | 22kV Disconnect Switch Replacement | Multiple | Switchgear | > 11 KV & < = 22 KV ; LOAD BREAK SWITCH | Switchgear - > 11 KV & < = 22 KV ; LOAD BREAK SWITCH | 199138 | 199138 | 171864.423 | 171864.423 | 171864.423 | 171864.423 | 171864.423 | 859322.1149
| 157 | 22kV Insulator Replacement (3 Phase Groups) | Multiple | Switchgear | > 11 KV & < = 22 KV ; LINKS | Switchgear - > 11 KV & < = 22 KV ; LINKS | 218313 | 291084 | 291084 | 291084 | 291084 | 291084 | 291084 | 1455420
| 157 | 22kV Insulator Replacement (3 Phase Groups) | CDN | Switchgear | > 11 KV & < = 22 KV ; LINKS | Switchgear - > 11 KV & < = 22 KV ; LINKS | 72771 | 0 | 0 | 0 | 0 | 0 | 0 | 0
| 157 | 22kV Isolator Replacement (3 Phase Groups) | Multiple | Switchgear | > 11 KV & < = 22 KV ; LINKS | Switchgear - > 11 KV & < = 22 KV ; LINKS | 266531 | 333062 | 333062 | 333062 | 333062 | 333062 | 333062 | 1665310
| 157 | 66kV Transformer Bushing Replacement | Multiple | Other | Transformer Refurbishment | Other - Transformer Refurbishment | 221058 | 202116 | 202116 | 202116 | 202116 | 202116 | 202116 | 1010580
| 157 | 66kV Transformer Bushing Replacement | IWD Regulator | Other | Transformer Refurbishment | Other - Transformer Refurbishment | 60000 | 0 | 0 | 0 | 0 | 0 | 0 | 0
| 157 | 66kV HPVA Disconnect Switch Refurbishment | Multiple | Switchgear | > 11 KV & < = 22 KV ; LOAD BREAK SWITCH | Switchgear - > 11 KV & < = 22 KV ; LOAD BREAK SWITCH | 26927 | 53854 | 46478.2545 | 46478.2545 | 46478.2545 | 46478.2545 | 46478.2545 | 232391.2723
| 157 | 66kV HPVA Disconnect Switch Refurbishment | MLN | Switchgear | > 11 KV & < = 22 KV ; LOAD BREAK SWITCH | Switchgear - > 11 KV & < = 22 KV ; LOAD BREAK SWITCH | 13463.5 | 0 | 0 | 0 | 0 | 0 | 0 | 0
| 157 | ACR Replacement 22kV THREE PHASE | Multiple | Other | ACR | Other - ACR | 170108 | 170108 | 170108 | 170108 | 170108 | 170108 | 170108 | 850540
| 157 | Control Cable Duct Replacement | Multiple | Other | Zone Substation Major Building / Property / Facilities | Other - Zone Substation Major Building / Property / Facilities | 98446 | 98446 | 98446 | 98446 | 98446 | 98446 | 98446 | 492230
| 157 | Flexibile (Portable) Zone Substation Earths Replacement | Multiple | Other | Zone Substation Major Building / Property / Facilities | Other - Zone Substation Major Building / Property / Facilities | 37867 | 37867 | 37867 | 37867 | 37867 | 37867 | 37867 | 189335
| 157 | CVT Replacement Porcelain Bushing risk | Multiple | Other | Instrument Transformer | Other - Instrument Transformer | 105162 | 210324 | 210324 | 210324 | 210324 | 210324 | 210324 | 1051620
| 157 | CVT Replacement Porcelain Bushing risk | WPD | Other | Instrument Transformer | Other - Instrument Transformer | 105162 | 0 | 0 | 0 | 0 | 0 | 0 | 0
| 157 | CVT Voltage Monitoring | Multiple | Other | Instrument Transformer | Other - Instrument Transformer | 0 | 35054 | 70108 | 70108 | 70108 | 70108 | 70108 | 350540
| 157 | Instrument Transformer Replacement CTs and VTs | Multiple | Other | Instrument Transformer | Other - Instrument Transformer | 123067 | 246134 | 246134 | 246134 | 246134 | 246134 | 246134 | 1230670
| 157 | Instrument Transformer Replacement CTs and VTs | BAN VT (EE) | Other | Instrument Transformer | Other - Instrument Transformer | 125000 | 0 | 0 | 0 | 0 | 0 | 0 | 0
| 157 | Station Service Transformers Replacement | Multiple | Transformers | KIOSK MOUNTED ; < = 22KV ; > 60 KVA AND < = 600 KVA ; MULTIPLE PHASE | Transformers - KIOSK MOUNTED ; < = 22KV ; > 60 KVA AND < = 600 KVA ; MULTIPLE PHASE | 167263 | 167263 | 167263 | 167263 | 167263 | 167263 | 167263 | 836315
| 157 | Surge Arrester Replacement | Multiple | Other | Surge Diverter | Other - Surge Diverter | 20565 | 20565 | 20565 | 20565 | 20565 | 20565 | 20565 | 102825
| 157 | Transformer Monitoring (WTI and OTI Replacement) | Multiple | Other | Transformer Refurbishment | Other - Transformer Refurbishment | 63467 | 126934 | 126934 | 126934 | 126934 | 126934 | 126934 | 634670
| 157 | Transformer Monitoring (WTI and OTI Replacement) | AL | Other | Transformer Refurbishment | Other - Transformer Refurbishment | 75000 | 0 | 0 | 0 | 0 | 0 | 0 | 0
| 157 | Transformer Refurbishment | Multiple | Other | Transformer Refurbishment | Other - Transformer Refurbishment | 145965 | 291930 | 291930 | 291930 | 291930 | 291930 | 291930 | 1459650
| 157 | Transformer Refurbishment | KRT 1, KRT 2 | Other | Transformer Refurbishment | Other - Transformer Refurbishment | 145965 | 0 | 0 | 0 | 0 | 0 | 0 | 0
| 157 | 66kV Transformer Bushing Replacement | BMH No2 Trans | Other | Transformer Refurbishment | Other - Transformer Refurbishment | 0 | 25264.5 | 25264.5 | 0 | 0 | 0 | 0 | 25264.5
| 157 | 66kV Transformer Bushing Replacement | FNS No1, No2 & No3 Trans | Other | Transformer Refurbishment | Other - Transformer Refurbishment | 75793.5 | 75793.5 | 0 | 0 | 0 | 0 | 0 | 0
| 157 | 66kV Transformer Bushing Replacement | GL No1 & No2 Trans | Other | Transformer Refurbishment | Other - Transformer Refurbishment | 0 | 0 | 50529 | 50529 | 0 | 0 | 0 | 101058
| 157 | 66kV Transformer Bushing Replacement | NKA No1, No2 & No3 Trans | Other | Transformer Refurbishment | Other - Transformer Refurbishment | 75793.5 | 75793.5 | 0 | 0 | 0 | 0 | 0 | 0
| 157 | 66kV Transformer Bushing Replacement | OYN No1 & No2 Trans | Other | Transformer Refurbishment | Other - Transformer Refurbishment | 50529 | 0 | 0 | 0 | 0 | 0 | 0 | 0
| 157 | 66kV Transformer Bushing Replacement | PLD No1 Trans | Other | Transformer Refurbishment | Other - Transformer Refurbishment | 0 | 0 | 25264.5 | 25264.5 | 0 | 0 | 0 | 50529
| 157 | 66kV Transformer Bushing Replacement | RVL No3 Trans | Other | Transformer Refurbishment | Other - Transformer Refurbishment | 25264.5 | 0 | 0 | 0 | 0 | 0 | 0 | 0
| 157 | 66kV Transformer Bushing Replacement | STL No3 Trans | Other | Zone Substation Major Building / Property / Facilities | Other - Zone Substation Major Building / Property / Facilities | 25264.5 | 0 | 0 | 0 | 0 | 0 | 0 | 0
| 157 | Bund Gravel Enhancement | BMH, CDN, FNS, GL, HSM, NKA, OYN, PLD, RVL, STL | Other | Transformer Refurbishment | Other - Transformer Refurbishment | 23750 | 0 | 0 | 0 | 0 | 0 | 0 | 0
| 157 | Control Room Fire Risk Reduction | CDN,GL, NKA, PLD, RVL | Transformers | GROUND OUTDOOR / INDOOR CHAMBER MOUNTED ; > 33 KV & < = 66 KV ; > 15 MVA AND < = 40 MVA | Transformers - GROUND OUTDOOR / INDOOR CHAMBER MOUNTED ; > 33 KV & < = 66 KV ; > 15 MVA AND < = 40 MVA | 25000 | 25000 | 0 | 0 | 0 | 0 | 0 | 0
| 157 | Fire Wall | HSM No1-No2 Trans | Other | Zone Substation Major Building / Property / Facilities | Other - Zone Substation Major Building / Property / Facilities | 80000 | 80000 | 0 | 0 | 0 | 0 | 0 | 0
| 157 | Fire Wall | HSM No2-No3 Trans | Other | Zone Substation Major Building / Property / Facilities | Other - Zone Substation Major Building / Property / Facilities | 0 | 80000 | 80000 | 0 | 0 | 0 | 0 | 80000
| 157 | Fire Wall | NKA No2-No3 Trans | Other | Zone Substation Major Building / Property / Facilities | Other - Zone Substation Major Building / Property / Facilities | 0 | 0 | 80000 | 80000 | 0 | 0 | 0 | 160000
| 157 | Fire Wall | STL No3 Trans-Control | Other | Zone Substation Major Building / Property / Facilities | Other - Zone Substation Major Building / Property / Facilities | 80000 | 0 | 0 | 0 | 0 | 0 | 0 | 0
| 157 | 22kV Circuit Breaker Replacement | Multiple | Switchgear | > 11 KV & < = 22 KV ; CIRCUIT BREAKER | Switchgear - > 11 KV & < = 22 KV ; CIRCUIT BREAKER | 0 | 231805 | 400114.8206 | 400114.8206 | 400114.8206 | 400114.8206 | 400114.8206 | 2000574.1028
| 157 | 22kV Circuit Breaker Replacement | CLC4 | Switchgear | > 11 KV & < = 22 KV ; CIRCUIT BREAKER | Switchgear - > 11 KV & < = 22 KV ; CIRCUIT BREAKER | 50000 | 0 | 0 | 0 | 0 | 0 | 0 | 0
| 157 | 22kV Circuit Breaker Replacement | CLC6 | Switchgear | > 11 KV & < = 22 KV ; CIRCUIT BREAKER | Switchgear - > 11 KV & < = 22 KV ; CIRCUIT BREAKER | 50000 | 0 | 0 | 0 | 0 | 0 | 0 | 0
| 157 | 22kV Circuit Breaker Replacement | CME 14 | Switchgear | > 11 KV & < = 22 KV ; CIRCUIT BREAKER | Switchgear - > 11 KV & < = 22 KV ; CIRCUIT BREAKER | 140000 | 0 | 0 | 0 | 0 | 0 | 0 | 0
| 157 | 22kV Circuit Breaker Replacement | CME 21 | Switchgear | > 11 KV & < = 22 KV ; CIRCUIT BREAKER | Switchgear - > 11 KV & < = 22 KV ; CIRCUIT BREAKER | 140000 | 0 | 0 | 0 | 0 | 0 | 0 | 0
| 157 | 66kV Circuit Breaker Replacement | Multiple | Switchgear | > 33 KV & < = 66 KV ; CIRCUIT BREAKER | Switchgear - > 33 KV & < = 66 KV ; CIRCUIT BREAKER | 208832 | 417664 | 360461.5009 | 360461.5009 | 360461.5009 | 360461.5009 | 360461.5009 | 1802307.5043
| 157 | 66kV Circuit Breaker Replacement | CRO CB A | Switchgear | > 33 KV & < = 66 KV ; CIRCUIT BREAKER | Switchgear - > 33 KV & < = 66 KV ; CIRCUIT BREAKER | 300000 | 0 | 0 | 0 | 0 | 0 | 0 | 0
| 157 | Regulator Replacement | Multiple | Other | Regulator | Other - Regulator | 309800 | 319600 | 319600 | 319600 | 319600 | 319600 | 319600 | 1598000
| 157 | Emergency Plant Strategy (2017 Initiative) | EMG | Transformers | GROUND OUTDOOR / INDOOR CHAMBER MOUNTED ; > 33 KV & < = 66 KV ; > 15 MVA AND < = 40 MVA | Transformers - GROUND OUTDOOR / INDOOR CHAMBER MOUNTED ; > 33 KV & < = 66 KV ; > 15 MVA AND < = 40 MVA | 125000 | 0 | 0 | 0 | 0 | 0 | 0 | 0
| 157 | Transformer Replacement | Multiple Transformer 1 | Transformers | GROUND OUTDOOR / INDOOR CHAMBER MOUNTED ; > 33 KV & < = 66 KV ; > 15 MVA AND < = 40 MVA | Transformers - GROUND OUTDOOR / INDOOR CHAMBER MOUNTED ; > 33 KV & < = 66 KV ; > 15 MVA AND < = 40 MVA | 0 | 0 | 0 | 0 | 0 | 0 | 25000 | 25000
| 157 | Transformer Replacement | IWD Regulator | Transformers | GROUND OUTDOOR / INDOOR CHAMBER MOUNTED ; > 33 KV & < = 66 KV ; > 15 MVA AND < = 40 MVA | Transformers - GROUND OUTDOOR / INDOOR CHAMBER MOUNTED ; > 33 KV & < = 66 KV ; > 15 MVA AND < = 40 MVA | 0 | 0 | 0 | 100000 | 609663 | 509663 | 0 | 1219326
| 157 | Transformer Replacement | RVL T1 | Transformers | GROUND OUTDOOR / INDOOR CHAMBER MOUNTED ; > 33 KV & < = 66 KV ; > 15 MVA AND < = 40 MVA | Transformers - GROUND OUTDOOR / INDOOR CHAMBER MOUNTED ; > 33 KV & < = 66 KV ; > 15 MVA AND < = 40 MVA | 400000 | 1849000 | 1474000 | 0 | 0 | 0 | 0 | 1474000
| 157 | Transformer Replacement | RVL T2 | Transformers | GROUND OUTDOOR / INDOOR CHAMBER MOUNTED ; > 33 KV & < = 66 KV ; > 15 MVA AND < = 40 MVA | Transformers - GROUND OUTDOOR / INDOOR CHAMBER MOUNTED ; > 33 KV & < = 66 KV ; > 15 MVA AND < = 40 MVA | 0 | 0 | 25000 | 400000 | 1849000 | 1474000 | 0 | 3748000
| 157 | Transformer Replacement | TRG T3 | Transformers | GROUND OUTDOOR / INDOOR CHAMBER MOUNTED ; > 33 KV & < = 66 KV ; > 15 MVA AND < = 40 MVA | Transformers - GROUND OUTDOOR / INDOOR CHAMBER MOUNTED ; > 33 KV & < = 66 KV ; > 15 MVA AND < = 40 MVA | 700000 | 0 | 0 | 0 | 0 | 0 | 0 | 0
| 157 | Transformer Replacement | WBL T2 | Transformers | GROUND OUTDOOR / INDOOR CHAMBER MOUNTED ; > 33 KV & < = 66 KV ; > 15 MVA AND < = 40 MVA | Transformers - GROUND OUTDOOR / INDOOR CHAMBER MOUNTED ; > 33 KV & < = 66 KV ; > 15 MVA AND < = 40 MVA | 450000 | 0 | 0 | 0 | 0 | 0 | 0 | 0
| 157 | Transformer Replacement | WBL T3 | Transformers | GROUND OUTDOOR / INDOOR CHAMBER MOUNTED ; > 33 KV & < = 66 KV ; > 15 MVA AND < = 40 MVA | Transformers - GROUND OUTDOOR / INDOOR CHAMBER MOUNTED ; > 33 KV & < = 66 KV ; > 15 MVA AND < = 40 MVA | 25000 | 400000 | 1849000 | 1474000 | 0 | 0 | 0 | 3323000
| 157 | Operator / Maintainer Safety (Access Platforms) | Multiple | Other | Residual | Other - Residual | 81802 | 81802 | 81802 | 81802 | 81802 | 81802 | 81802 | 409010
| 157 | Zone Substation Barriers, Signs and Chains | All Zone Substations | Other | Zone Substation Major Building / Property / Facilities | Other - Zone Substation Major Building / Property / Facilities | 75000 | 0 | 0 | 0 | 0 | 0 | 0 | 0
| 144 | Pole Type Substation Transformer Replacement | Multiple | Transformers | POLE MOUNTED ; < = 22KV ; < = 60 KVA ; SINGLE PHASE | Transformers - POLE MOUNTED ; < = 22KV ; < = 60 KVA ; SINGLE PHASE | 700000 | 700000 | 700000 | 700000 | 700000 | 700000 | 700000 | 3500000
|  |  | Total |  |  |  | 11259890.8351 | 11824685.3351 | 12655849.4294 | 11176584.9294 | 11505454.4294 | 11030454.4294 | 9218791.4294 | 55587134.6471
End of Sheet

## Project List Volumes
Powercor - Plant and stations | [13 empty] | Menu
Project List Volumes
Project List by Function Code
0's
| Function Code | Name (Project Title) or (Programme Name) | Project Location | RIN Asset Group | RIN Asset Category | RIN Category | 2019/20 | 2020/21 | 2021/22 | 2022/23 | 2023/24 | 2024/25 | 2025/26 | 2021/22-26 Total
| 143 | Low Gas RMU Replacement | Multiple | Switchgear | > 11 KV & < = 22 KV ; LOAD BREAK SWITCH | Switchgear - > 11 KV & < = 22 KV ; LOAD BREAK SWITCH | 0's 2019/20: 1.5; 0's 2020/21: 3; 0's 2021/22: AER draft decision applied percentage reduction to expenditure; project list volume not representative | 0
| 143 | Low Gas RMU Replacement | Deakin-Eighth | Switchgear | > 11 KV & < = 22 KV ; LOAD BREAK SWITCH | Switchgear - > 11 KV & < = 22 KV ; LOAD BREAK SWITCH | 0's 2019/20: 0.5; 0's 2020/21: 0 | 0
| 143 | Low Gas RMU Replacement | Lucan-Base Hospital RMU (+ Cable) | Switchgear | > 11 KV & < = 22 KV ; LOAD BREAK SWITCH | Switchgear - > 11 KV & < = 22 KV ; LOAD BREAK SWITCH | 0's 2019/20: 0.5; 0's 2020/21: 0 | 0
| 143 | Low Gas RMU Replacement | Shillidays-Eighth | Switchgear | > 11 KV & < = 22 KV ; LOAD BREAK SWITCH | Switchgear - > 11 KV & < = 22 KV ; LOAD BREAK SWITCH | 0's 2019/20: 0.5; 0's 2020/21: 0 | 0
| 143 | Outdoor HV ABS Replacement | Multiple | Switchgear | > 11 KV & < = 22 KV ; LOAD BREAK SWITCH | Switchgear - > 11 KV & < = 22 KV ; LOAD BREAK SWITCH | 0's 2019/20: 15; 0's 2020/21: 0 | 0
| 143 | Outdoor HV ABS Replacement (CRO tagged interrupters) | Multiple | Switchgear | > 11 KV & < = 22 KV ; LOAD BREAK SWITCH | Switchgear - > 11 KV & < = 22 KV ; LOAD BREAK SWITCH | 40.5 | 81 | 81 | 81 | 81 | 81 | 81 | 405
| 143 | Outdoor HV ABS Replacement (Non-Geveas) | Multiple | Switchgear | > 11 KV & < = 22 KV ; LOAD BREAK SWITCH | Switchgear - > 11 KV & < = 22 KV ; LOAD BREAK SWITCH | 0's 2019/20: 93.5; 0's 2020/21: 98; 0's 2021/22: AER draft decision applied percentage reduction to expenditure; project list volume not representative | 0
| 143 | HV ABS Replacement (Indoor substations) incl Calor EMAG, Gardy, A MEC, K MEC | Multiple | Switchgear | > 11 KV & < = 22 KV ; LOAD BREAK SWITCH | Switchgear - > 11 KV & < = 22 KV ; LOAD BREAK SWITCH | 0's 2019/20: 1.5; 0's 2020/21: 2 | 0
| 143 | HV ABS Replacement (Indoor substations) incl Calor EMAG, Gardy, A MEC, K MEC | BARNES-COMBEN | Switchgear | > 11 KV & < = 22 KV ; LOAD BREAK SWITCH | Switchgear - > 11 KV & < = 22 KV ; LOAD BREAK SWITCH | 0's 2019/20: 0.5; 0's 2020/21: 0 | 0
| 143 | HV ABS Replacement (Indoor substations) incl Calor EMAG, Gardy, A MEC, K MEC | COBURNS-HIGH No.1 | Switchgear | > 11 KV & < = 22 KV ; LOAD BREAK SWITCH | Switchgear - > 11 KV & < = 22 KV ; LOAD BREAK SWITCH | 0's 2019/20: 0.5; 0's 2020/21: 0 | 0
| 143 | HV ABS Replacement (Indoor substations) incl Calor EMAG, Gardy, A MEC, K MEC | Glendale-Heaths | Switchgear | > 11 KV & < = 22 KV ; LOAD BREAK SWITCH | Switchgear - > 11 KV & < = 22 KV ; LOAD BREAK SWITCH | 0's 2019/20: 0.5; 0's 2020/21: 0 | 0
| 143 | Low Gas Switches (OH) Replacement | Multiple | Switchgear | > 11 KV & < = 22 KV ; LOAD BREAK SWITCH | Switchgear - > 11 KV & < = 22 KV ; LOAD BREAK SWITCH | 0's 2019/20: 2; 0's 2020/21: 2 | 0
| 144 | Ground Type Substation Transformer Replacement | Multiple | Transformers | GROUND OUTDOOR / INDOOR CHAMBER MOUNTED ; ˂ 22 KV ; > 60 KVA AND < = 600 KVA ; MULTIPLE PHASE | Transformers - GROUND OUTDOOR / INDOOR CHAMBER MOUNTED ; ˂ 22 KV ; > 60 KVA AND < = 600 KVA ; MULTIPLE PHASE | 1.5 | 2 | 2 | 2 | 2 | 2 | 2 | 10
| 144 | Ground Type Substation Transformer Replacement | Camp-Doonan No2 | Transformers | GROUND OUTDOOR / INDOOR CHAMBER MOUNTED ; ˂ 22 KV ; > 60 KVA AND < = 600 KVA ; MULTIPLE PHASE | Transformers - GROUND OUTDOOR / INDOOR CHAMBER MOUNTED ; ˂ 22 KV ; > 60 KVA AND < = 600 KVA ; MULTIPLE PHASE | 0.5 | 0 | 0 | 0 | 0 | 0 | 0 | 0
| 144 | Ground Type Substation Transformer Replacement | St Albans 275-Gilmour | Transformers | GROUND OUTDOOR / INDOOR CHAMBER MOUNTED ; ˂ 22 KV ; > 60 KVA AND < = 600 KVA ; MULTIPLE PHASE | Transformers - GROUND OUTDOOR / INDOOR CHAMBER MOUNTED ; ˂ 22 KV ; > 60 KVA AND < = 600 KVA ; MULTIPLE PHASE | 0.5 | 0 | 0 | 0 | 0 | 0 | 0 | 0
| 144 | Indoor Substation Transformer Replacement | Multiple | Transformers | GROUND OUTDOOR / INDOOR CHAMBER MOUNTED ; ˂ 22 KV ; > 60 KVA AND < = 600 KVA ; MULTIPLE PHASE | Transformers - GROUND OUTDOOR / INDOOR CHAMBER MOUNTED ; ˂ 22 KV ; > 60 KVA AND < = 600 KVA ; MULTIPLE PHASE | 0.5 | 1 | 1 | 1 | 1 | 1 | 1 | 5
| 144 | Indoor Substation Transformer Replacement | Lucan-Base Hospital RMU (+ Cable) | Switchgear | > 11 KV & < = 22 KV ; LOAD BREAK SWITCH | Switchgear - > 11 KV & < = 22 KV ; LOAD BREAK SWITCH | 0.5 | 0 | 0 | 0 | 0 | 0 | 0 | 0
| 144 | Kiosk Substation Replacement (Condition) | Multiple | Transformers | KIOSK MOUNTED ; < = 22KV ; > 60 KVA AND < = 600 KVA ; MULTIPLE PHASE | Transformers - KIOSK MOUNTED ; < = 22KV ; > 60 KVA AND < = 600 KVA ; MULTIPLE PHASE | 4 | 5.5 | 5 | 5 | 5 | 5 | 6 | 26
| 144 | Kiosk Substation Replacement (Condition) | Apollo Bay College | Transformers | KIOSK MOUNTED ; < = 22KV ; > 60 KVA AND < = 600 KVA ; MULTIPLE PHASE | Transformers - KIOSK MOUNTED ; < = 22KV ; > 60 KVA AND < = 600 KVA ; MULTIPLE PHASE | 0.5 | 0 | 0 | 0 | 0 | 0 | 0 | 0
| 144 | Kiosk Substation Replacement (Condition) | Service-Hampshire | Transformers | KIOSK MOUNTED ; < = 22KV ; > 60 KVA AND < = 600 KVA ; MULTIPLE PHASE | Transformers - KIOSK MOUNTED ; < = 22KV ; > 60 KVA AND < = 600 KVA ; MULTIPLE PHASE | 0.5 | 0 | 0 | 0 | 0 | 0 | 0 | 0
| 144 | Kiosk Substation Replacement (Rust) | Multiple | Transformers | KIOSK MOUNTED ; < = 22KV ; > 60 KVA AND < = 600 KVA ; MULTIPLE PHASE | Transformers - KIOSK MOUNTED ; < = 22KV ; > 60 KVA AND < = 600 KVA ; MULTIPLE PHASE | 0.5 | 0 | 0 | 0 | 0 | 0 | 0 | 0
| 150 | HV UG Cable Replacement | Multiple | UGCables | > 11 KV & < = 22 KV | UGCables - > 11 KV & < = 22 KV | 2 | 1.5 | 1 | 1 | 1 | 1 | 1.5 | 5.5
| 150 | HV UG Cable Replacement | Erskine Falls Rd | UGCables | > 11 KV & < = 22 KV | UGCables - > 11 KV & < = 22 KV | 0.5 | 0 | 0 | 0 | 0 | 0 | 0 | 0
| 150 | Underground Pillar/Pit Replacement | Multiple | Other | Pillar / Pit | Other - Pillar / Pit | 3.5 | 4 | 4 | 4 | 4 | 4 | 4 | 20
| 150 | LV UG Cables Planned Replacement | Multiple | UGCables | ˂ = 1 KV | UGCables - ˂ = 1 KV | [7 empty] | 5 | bar: 0's 2019/20 to 0's 2025/26
| 154 | Unplanned Plant Replacement | Multiple | Other | Residual | Other - Residual | [7 empty] | 5 | bar: 0's 2019/20 to 0's 2025/26
| 157 | 22kV Circuit Breaker Bushing Replacement / CB Refurb | (blank) | Other | Circuit Breaker Refurbishment | Other - Circuit Breaker Refurbishment | [7 empty] | 5 | bar: 0's 2019/20 to 0's 2025/26
| 157 | 22kV Capacitor Bank Step Switch replacement | Multiple | Switchgear | > 11 KV & < = 22 KV ; CIRCUIT BREAKER | Switchgear - > 11 KV & < = 22 KV ; CIRCUIT BREAKER | 0's 2019/20: 2; 0's 2020/21: 2; 0's 2021/22: AER draft decision applied percentage reduction to expenditure; project list volume not representative | 0
| 157 | 22kV Capacitor Bank Step Switch replacement | GCY | Switchgear | > 11 KV & < = 22 KV ; CIRCUIT BREAKER | Switchgear - > 11 KV & < = 22 KV ; CIRCUIT BREAKER | 0's 2019/20: 0.5; 0's 2020/21: 0 | 0
| 157 | 22kV Disconnect Switch Replacement | Multiple | Switchgear | > 11 KV & < = 22 KV ; LOAD BREAK SWITCH | Switchgear - > 11 KV & < = 22 KV ; LOAD BREAK SWITCH | 0's 2019/20: 0.5; 0's 2020/21: 1 | 0
| 157 | 22kV Insulator Replacement (3 Phase Groups) | Multiple | Switchgear | > 11 KV & < = 22 KV ; LINKS | Switchgear - > 11 KV & < = 22 KV ; LINKS | 2 | 2 | 2 | 2 | 2 | 2 | 2 | 10
| 157 | 22kV Insulator Replacement (3 Phase Groups) | CDN | Switchgear | > 11 KV & < = 22 KV ; LINKS | Switchgear - > 11 KV & < = 22 KV ; LINKS | 0.5 | 0 | 0 | 0 | 0 | 0 | 0 | 0
| 157 | 22kV Isolator Replacement (3 Phase Groups) | Multiple | Switchgear | > 11 KV & < = 22 KV ; LINKS | Switchgear - > 11 KV & < = 22 KV ; LINKS | 1.5 | 2 | 2 | 2 | 2 | 2 | 2 | 10
| 157 | 66kV Transformer Bushing Replacement | Multiple | Other | Transformer Refurbishment | Other - Transformer Refurbishment | 1.5 | 2 | 2 | 2 | 2 | 2 | 2 | 10
| 157 | 66kV Transformer Bushing Replacement | IWD Regulator | Other | Transformer Refurbishment | Other - Transformer Refurbishment | 0.5 | 0 | 0 | 0 | 0 | 0 | 0 | 0
| 157 | 66kV HPVA Disconnect Switch Refurbishment | Multiple | Switchgear | > 11 KV & < = 22 KV ; LOAD BREAK SWITCH | Switchgear - > 11 KV & < = 22 KV ; LOAD BREAK SWITCH | 0's 2019/20: 1; 0's 2020/21: 2; 0's 2021/22: AER draft decision applied percentage reduction to expenditure; project list volume not representative | 0
| 157 | 66kV HPVA Disconnect Switch Refurbishment | MLN | Switchgear | > 11 KV & < = 22 KV ; LOAD BREAK SWITCH | Switchgear - > 11 KV & < = 22 KV ; LOAD BREAK SWITCH | 0's 2019/20: 0; 0's 2020/21: 0 | 0
| 157 | ACR Replacement 22kV THREE PHASE | Multiple | Other | ACR | Other - ACR | 3 | 4 | 4 | 4 | 4 | 4 | 4 | 20
| 157 | Control Cable Duct Replacement | Multiple | Other | Zone Substation Major Building / Property / Facilities | Other - Zone Substation Major Building / Property / Facilities | 4 | 4 | 4 | 4 | 4 | 4 | 4 | 20
| 157 | Flexibile (Portable) Zone Substation Earths Replacement | Multiple | Other | Zone Substation Major Building / Property / Facilities | Other - Zone Substation Major Building / Property / Facilities | 2 | 2 | 2 | 2 | 2 | 2 | 2 | 10
| 157 | CVT Replacement Porcelain Bushing risk | Multiple | Other | Instrument Transformer | Other - Instrument Transformer | 1.5 | 3 | 3 | 3 | 3 | 3 | 3 | 15
| 157 | CVT Replacement Porcelain Bushing risk | WPD | Other | Instrument Transformer | Other - Instrument Transformer | 0 | 0 | 0 | 0 | 0 | 0 | 0 | 0
| 157 | CVT Voltage Monitoring | Multiple | Other | Instrument Transformer | Other - Instrument Transformer | 0 | 0.5 | 1 | 1 | 1 | 1 | 1 | 5
| 157 | Instrument Transformer Replacement CTs and VTs | Multiple | Other | Instrument Transformer | Other - Instrument Transformer | 1 | 2 | 2 | 2 | 2 | 2 | 2 | 10
| 157 | Instrument Transformer Replacement CTs and VTs | BAN VT (EE) | Other | Instrument Transformer | Other - Instrument Transformer | 1.5 | 0 | 0 | 0 | 0 | 0 | 0 | 0
| 157 | Station Service Transformers Replacement | Multiple | Transformers | KIOSK MOUNTED ; < = 22KV ; > 60 KVA AND < = 600 KVA ; MULTIPLE PHASE | Transformers - KIOSK MOUNTED ; < = 22KV ; > 60 KVA AND < = 600 KVA ; MULTIPLE PHASE | [7 empty] | 5 | bar: 0's 2019/20 to 0's 2025/26
| 157 | Surge Arrester Replacement | Multiple | Other | Surge Diverter | Other - Surge Diverter | [7 empty] | 5 | bar: 0's 2019/20 to 0's 2025/26
| 157 | Transformer Monitoring (WTI and OTI Replacement) | Multiple | Other | Transformer Refurbishment | Other - Transformer Refurbishment | [7 empty] | 5 | bar: 0's 2019/20 to 0's 2025/26
| 157 | Transformer Monitoring (WTI and OTI Replacement) | AL | Other | Transformer Refurbishment | Other - Transformer Refurbishment | 0.5 | 0 | 0 | 0 | 0 | 0 | 0 | 0
| 157 | Transformer Refurbishment | Multiple | Other | Transformer Refurbishment | Other - Transformer Refurbishment | 1 | 2 | 2 | 2 | 2 | 2 | 2 | 10
| 157 | Transformer Refurbishment | KRT 1, KRT 2 | Other | Transformer Refurbishment | Other - Transformer Refurbishment | 0.5 | 0 | 0 | 0 | 0 | 0 | 0 | 0
| 157 | 66kV Transformer Bushing Replacement | BMH No2 Trans | Other | Transformer Refurbishment | Other - Transformer Refurbishment | 1.5 | 0 | 0 | 0 | 0 | 0 | 0 | 0
| 157 | 66kV Transformer Bushing Replacement | FNS No1, No2 & No3 Trans | Other | Transformer Refurbishment | Other - Transformer Refurbishment | 0 | 0.5 | 0.5 | 0 | 0 | 0 | 0 | 0.5
| 157 | 66kV Transformer Bushing Replacement | GL No1 & No2 Trans | Other | Transformer Refurbishment | Other - Transformer Refurbishment | 1.5 | 1.5 | 0 | 0 | 0 | 0 | 0 | 0
| 157 | 66kV Transformer Bushing Replacement | NKA No1, No2 & No3 Trans | Other | Transformer Refurbishment | Other - Transformer Refurbishment | 0 | 0 | 1 | 1 | 0 | 0 | 0 | 2
| 157 | 66kV Transformer Bushing Replacement | OYN No1 & No2 Trans | Other | Transformer Refurbishment | Other - Transformer Refurbishment | 0.5 | 0 | 0 | 0 | 0 | 0 | 0 | 0
| 157 | 66kV Transformer Bushing Replacement | PLD No1 Trans | Other | Transformer Refurbishment | Other - Transformer Refurbishment | 1.5 | 1.5 | 0 | 0 | 0 | 0 | 0 | 0
| 157 | 66kV Transformer Bushing Replacement | RVL No3 Trans | Other | Transformer Refurbishment | Other - Transformer Refurbishment | 1 | 0 | 0 | 0 | 0 | 0 | 0 | 0
| 157 | 66kV Transformer Bushing Replacement | STL No3 Trans | Other | Zone Substation Major Building / Property / Facilities | Other - Zone Substation Major Building / Property / Facilities | 0 | 0 | 0.5 | 0.5 | 0 | 0 | 0 | 1
| 157 | Bund Gravel Enhancement | BMH, CDN, FNS, GL, HSM, NKA, OYN, PLD, RVL, STL | Other | Transformer Refurbishment | Other - Transformer Refurbishment | 1.5 | 3 | 3 | 3 | 3 | 3 | 3 | 15
| 157 | Control Room Fire Risk Reduction | CDN,GL, NKA, PLD, RVL | Transformers | GROUND OUTDOOR / INDOOR CHAMBER MOUNTED ; > 33 KV & < = 66 KV ; > 15 MVA AND < = 40 MVA | Transformers - GROUND OUTDOOR / INDOOR CHAMBER MOUNTED ; > 33 KV & < = 66 KV ; > 15 MVA AND < = 40 MVA | 5 | 0 | 0 | 0 | 0 | 0 | 0 | 0
| 157 | Fire Wall | HSM No1-No2 Trans | Other | Zone Substation Major Building / Property / Facilities | Other - Zone Substation Major Building / Property / Facilities | 2.5 | 2.5 | 0 | 0 | 0 | 0 | 0 | 0
| 157 | Fire Wall | HSM No2-No3 Trans | Other | Zone Substation Major Building / Property / Facilities | Other - Zone Substation Major Building / Property / Facilities | 0.5 | 0.5 | 0 | 0 | 0 | 0 | 0 | 0
| 157 | Fire Wall | NKA No2-No3 Trans | Other | Zone Substation Major Building / Property / Facilities | Other - Zone Substation Major Building / Property / Facilities | 0 | 0.5 | 0.5 | 0 | 0 | 0 | 0 | 0.5
| 157 | Fire Wall | STL No3 Trans-Control | Other | Zone Substation Major Building / Property / Facilities | Other - Zone Substation Major Building / Property / Facilities | 0 | 0 | 0.5 | 0.5 | 0 | 0 | 0 | 1
| 157 | 22kV Circuit Breaker Replacement | Multiple | Switchgear | > 11 KV & < = 22 KV ; CIRCUIT BREAKER | Switchgear - > 11 KV & < = 22 KV ; CIRCUIT BREAKER | 0's 2019/20: 0; 0's 2020/21: 1; 0's 2021/22: AER draft decision applied percentage reduction to expenditure; project list volume not representative | 0
| 157 | 22kV Circuit Breaker Replacement | CLC4 | Switchgear | > 11 KV & < = 22 KV ; CIRCUIT BREAKER | Switchgear - > 11 KV & < = 22 KV ; CIRCUIT BREAKER | 0's 2019/20: 0.5; 0's 2020/21: 0 | 0
| 157 | 22kV Circuit Breaker Replacement | CLC6 | Switchgear | > 11 KV & < = 22 KV ; CIRCUIT BREAKER | Switchgear - > 11 KV & < = 22 KV ; CIRCUIT BREAKER | 0's 2019/20: 0.5; 0's 2020/21: 0 | 0
| 157 | 22kV Circuit Breaker Replacement | CME 14 | Switchgear | > 11 KV & < = 22 KV ; CIRCUIT BREAKER | Switchgear - > 11 KV & < = 22 KV ; CIRCUIT BREAKER | 0's 2019/20: 0.5; 0's 2020/21: 0 | 0
| 157 | 22kV Circuit Breaker Replacement | CME 21 | Switchgear | > 11 KV & < = 22 KV ; CIRCUIT BREAKER | Switchgear - > 11 KV & < = 22 KV ; CIRCUIT BREAKER | 0's 2019/20: 0.5; 0's 2020/21: 0 | 0
| 157 | 66kV Circuit Breaker Replacement | Multiple | Switchgear | > 33 KV & < = 66 KV ; CIRCUIT BREAKER | Switchgear - > 33 KV & < = 66 KV ; CIRCUIT BREAKER | 0's 2019/20: 0.5; 0's 2020/21: 1 | 0
| 157 | 66kV Circuit Breaker Replacement | CRO CB A | Switchgear | > 33 KV & < = 66 KV ; CIRCUIT BREAKER | Switchgear - > 33 KV & < = 66 KV ; CIRCUIT BREAKER | 0's 2019/20: 0.5; 0's 2020/21: 0 | 0
| 157 | Regulator Replacement | Multiple | Other | Regulator | Other - Regulator | 1.5 | 2 | 2 | 2 | 2 | 2 | 2 | 10
| 157 | Emergency Plant Strategy (2017 Initiative) | EMG | Transformers | GROUND OUTDOOR / INDOOR CHAMBER MOUNTED ; > 33 KV & < = 66 KV ; > 15 MVA AND < = 40 MVA | Transformers - GROUND OUTDOOR / INDOOR CHAMBER MOUNTED ; > 33 KV & < = 66 KV ; > 15 MVA AND < = 40 MVA | 0.5 | 0 | 0 | 0 | 0 | 0 | 0 | 0
| 157 | Transformer Replacement | Multiple Transformer 1 | Transformers | GROUND OUTDOOR / INDOOR CHAMBER MOUNTED ; > 33 KV & < = 66 KV ; > 15 MVA AND < = 40 MVA | Transformers - GROUND OUTDOOR / INDOOR CHAMBER MOUNTED ; > 33 KV & < = 66 KV ; > 15 MVA AND < = 40 MVA | 0 | 0 | 0 | 0 | 0 | 0 | 0.5 | 0.5
| 157 | Transformer Replacement | IWD Regulator | Transformers | GROUND OUTDOOR / INDOOR CHAMBER MOUNTED ; > 33 KV & < = 66 KV ; > 15 MVA AND < = 40 MVA | Transformers - GROUND OUTDOOR / INDOOR CHAMBER MOUNTED ; > 33 KV & < = 66 KV ; > 15 MVA AND < = 40 MVA | 0 | 0 | 0 | 0 | 0.5 | 0.5 |  | 1
| 157 | Transformer Replacement | RVL T1 | Transformers | GROUND OUTDOOR / INDOOR CHAMBER MOUNTED ; > 33 KV & < = 66 KV ; > 15 MVA AND < = 40 MVA | Transformers - GROUND OUTDOOR / INDOOR CHAMBER MOUNTED ; > 33 KV & < = 66 KV ; > 15 MVA AND < = 40 MVA | 0 | 0.5 | 0.5 | 0 | 0 | 0 | 0 | 0.5
| 157 | Transformer Replacement | RVL T2 | Transformers | GROUND OUTDOOR / INDOOR CHAMBER MOUNTED ; > 33 KV & < = 66 KV ; > 15 MVA AND < = 40 MVA | Transformers - GROUND OUTDOOR / INDOOR CHAMBER MOUNTED ; > 33 KV & < = 66 KV ; > 15 MVA AND < = 40 MVA | 0 | 0 | 0 | 0 | 0.5 | 0.5 | 0 | 1
| 157 | Transformer Replacement | TRG T3 | Transformers | GROUND OUTDOOR / INDOOR CHAMBER MOUNTED ; > 33 KV & < = 66 KV ; > 15 MVA AND < = 40 MVA | Transformers - GROUND OUTDOOR / INDOOR CHAMBER MOUNTED ; > 33 KV & < = 66 KV ; > 15 MVA AND < = 40 MVA | 0.5 | 0 | 0 | 0 | 0 | 0 | 0 | 0
| 157 | Transformer Replacement | WBL T2 | Transformers | GROUND OUTDOOR / INDOOR CHAMBER MOUNTED ; > 33 KV & < = 66 KV ; > 15 MVA AND < = 40 MVA | Transformers - GROUND OUTDOOR / INDOOR CHAMBER MOUNTED ; > 33 KV & < = 66 KV ; > 15 MVA AND < = 40 MVA | 0.5 | 0 | 0 | 0 | 0 | 0 | 0 | 0
| 157 | Transformer Replacement | WBL T3 | Transformers | GROUND OUTDOOR / INDOOR CHAMBER MOUNTED ; > 33 KV & < = 66 KV ; > 15 MVA AND < = 40 MVA | Transformers - GROUND OUTDOOR / INDOOR CHAMBER MOUNTED ; > 33 KV & < = 66 KV ; > 15 MVA AND < = 40 MVA | 0 | 1 | 1 | 0 | 0 | 0 | 0 | 1
| 157 | Operator / Maintainer Safety (Access Platforms) | Multiple | Other | Residual | Other - Residual | 0.5 | 0 | 0 | 0 | 0 | 0 | 0 | 0
| 157 | Zone Substation Barriers, Signs and Chains | All Zone Substations | Other | Zone Substation Major Building / Property / Facilities | Other - Zone Substation Major Building / Property / Facilities | [7 empty] | 5 | bar: 0's 2019/20 to 0's 2025/26
| 144 | Pole Type Substation Transformer Replacement | Multiple | Transformers | POLE MOUNTED ; < = 22KV ; < = 60 KVA ; SINGLE PHASE | Transformers - POLE MOUNTED ; < = 22KV ; < = 60 KVA ; SINGLE PHASE | 50 | 50 | 50 | 50 | 50 | 50 | 50 | 250
|  |  | Total |  |  |  | 276 | 301 | 184.5 | 182 | 181 | 181 | 182 | 910.5
End of Sheet

## Historical Expenditure
Powercor - Plant and stations | [9 empty] | Menu
Historical Expenditure | [8 empty] | Sheet Check | OK
Historical Expenditure by Function Code
$Nominal
| Function Code | Description | 2011/12 | 2012/13 | 2013/14 | 2014/15 | 2015/16 | 2016/17 | 2017/18 | 2018/19
| 143 | HV Switch Replacement | 1310665.96 | 1323449.38 | 803897.64 | 588038.385 | 535342.945 | 480962.135 | 1602206.69 | 3309200.95
| 144 | Transformer & Substation Replacement | 1022997.6 | 1145869.525 | 1166165.965 | 1094535.01 | 822156.5 | 508746.065 | 983983.065 | 1711401.3
| 145 | Unplanned Line Maintenance | 0 | 0 | 0 | 0 | 160304.1556 | 393840.6556 | 700036.4352 | 939500
| 150 | UG Asset Replacement-Planned | 2335406.475 | 1708460.26 | 605756.61 | 261237.105 | 254970.705 | 305038.59 | 282971.385 | 495500
| 154 | Unplanned Asset Replacement | 795947.24 | 1612115.315 | 1430787.05 | 909257.5 | 690245.62 | 683690.685 | 828576.075 | 836000
| 157 | Zone Sub Plant Replacement | 6634734.825 | 9736127.705 | 11354390.515 | 8925795 | 5624226.0394 | 3500524.2894 | 2994615.8 | 4487500
|  | Totals | 12099752.1 | 15526022.185 | 15360997.78 | 11778863 | 8087245.965 | 5872802.42 | 7392389.4502 | 11779102.25
[6 empty] | 0 | 0 | 0 | 0 | 0
Historical Expenditure by RIN Category (Repex Table 2.2)
$Nominal
| ASSET GROUP | ASSET CATEGORY | 2011/12 | 2012/13 | 2013/14 | 2014/15 | 2015/16 | 2016/17 | 2017/18 | 2018/19
| UNDERGROUND CABLES BY: | ˂ = 1 kV |  |  |  | 304578 | 118569.245 | 69203.915 | 115006.9283 | 224987.2438
| Highest operating voltage | > 1 kV & < = 11 kV |  |  |  | 0 | 0 | 0 | 0 | 0
|  | > 11 kV & < = 22 kV |  |  |  | 273514 | 338331.84 | 172681.82 | 266087.236 | 701838.0556
|  | > 22 kV & < = 33 kV |  |  |  | 0 | 0 | 0 | 0 | 0
|  | > 33 kV & < = 66 kV |  |  |  | 55587 | 55587 | 0 | 0 | 460837.1
|  | > 66 kV & < = 132 kV |  |  |  | 0 | 0 | 0 | 0 | 0
|  | > 132 kV |  |  |  | 0 | 0 | 0 | 0 | 0
|  | Other |  |  |  | 0 | 0 | 0 | 0 | 117.45
| TRANSFORMERS BY: | Pole Mounted ; < = 22kV ; < = 60 kVA ; Single Phase |  |  |  | 222468 | 66124.42 | 69805.325 | 99867.3728 | 175337.4421
| Mounting type; Highest operating voltage; Ampere rating; Number of phases (at LV) | Pole Mounted ; < = 22kV ; > 60 kVA and < = 600 kVA ; Single Phase |  |  |  | 140407.5 | 131506.5 | 6962.925 | 12023.17 | 20076.9603
|  | Pole Mounted ; < = 22kV ; > 600 kVA ; Single Phase | $Nominal 2014/15: 0; $Nominal 2015/16: 0; $Nominal 2016/17: 0
|  | Pole Mounted ; < = 22kV ; < = 60 kVA ; Multiple Phase |  |  |  | 0 | 0 | 0 | 0 | 0
|  | Pole Mounted ; < = 22kV ; > 60 kVA and < = 600 kVA ; Multiple Phase |  |  |  | 93963.5 | 38853.86 | 119998.28 | 256896.2903 | 348756.9946
|  | Pole Mounted ; < = 22kV ; > 600 kVA ; Multiple Phase |  |  |  | 0 | 0 | 211850.46 | 212046.3219 | 195.8618
|  | Kiosk Mounted ; < = 22kV ; < = 60 kVA ; Single Phase |  |  |  | 24525.5 | 0 | 0 | 0 | 0
|  | Kiosk Mounted ; < = 22kV ; > 60 kVA and < = 600 kVA ; Single Phase |  |  |  | 0 | 0 | 0 | 0 | 0
|  | Kiosk Mounted ; < = 22kV ; > 600 kVA ; Single Phase |  |  |  | 0 | 0 | 0 | 0 | 0
|  | Kiosk Mounted ; < = 22kV ; < = 60 kVA ; Multiple Phase |  |  |  | 0 | 0 | 0 | 0 | 0
|  | Kiosk Mounted ; < = 22kV ; > 60 kVA and < = 600 kVA ; Multiple Phase |  |  |  | 193736 | 167617 | 167290.575 | 452133.0237 | 820456.0305
|  | Kiosk Mounted ; < = 22kV ; > 600 kVA ; Multiple Phase |  |  |  | 44650 | 183433.845 | 195296.65 | 355141.1359 | 625150.1296
|  | Ground Outdoor / Indoor Chamber Mounted; ˂ 22 kV ; < = 60 kVA ; Single Phase |  |  |  | 0 | 0 | 0 | 0 | 0
|  | Ground Outdoor / Indoor Chamber Mounted; ˂ 22 kV ; > 60 kVA and < = 600 kVA ; Single Phase |  |  |  | 0 | 0 | 0 | 0 | 0
|  | Ground Outdoor / Indoor Chamber Mounted; ˂ 22 kV ; > 600 kVA ; Single Phase |  |  |  | 0 | 2255.295 | 2255.295 | 0 | 0
|  | Ground Outdoor / Indoor Chamber Mounted; ˂ 22 kV ; < = 60 kVA ; Multiple Phase |  |  |  | 0 | 0 | 0 | 0 | 0
|  | Ground Outdoor / Indoor Chamber Mounted; ˂ 22 kV ; > 60 kVA and < = 600 kVA ; Multiple Phase |  |  |  | 24891.5 | 26546.95 | 3523.345 | 11730.1405 | 13711.5456
|  | Ground Outdoor / Indoor Chamber Mounted; ˂ 22 kV ; > 600 kVA ; Multiple Phase |  |  |  | 62765 | 109056.78 | 140516.625 | 100824.1692 | 104164.5249
|  | Ground Outdoor / Indoor Chamber Mounted; > = 22 kV & < = 33 kV ; < = 15 MVA |  |  |  | 0 | 0 | 0 | 0 | 0
|  | Ground Outdoor / Indoor Chamber Mounted; > = 22 kV & < = 33 kV ; > 15 MVA and < = 40 MVA |  |  |  | 0 | 0 | 0 | 0 | 0
|  | Ground Outdoor / Indoor Chamber Mounted; > = 22 kV & < = 33 kV ; > 40 MVA |  |  |  | 0 | 0 | 0 | 0 | 0
|  | Ground Outdoor / Indoor Chamber Mounted; > 33 kV & < = 66 kV ; < = 15 MVA |  |  |  | 498817 | 502768.82 | 27677.47 | 21757.0319 | 955158.1802
|  | Ground Outdoor / Indoor Chamber Mounted; > 33 kV & < = 66 kV ; > 15 MVA and < = 40 MVA |  |  |  | 743340.5 | 78067.925 | 244288.815 | 252681.3509 | -114898.9389
|  | Ground Outdoor / Indoor Chamber Mounted; > 33 kV & < = 66 kV ; > 40 MVA |  |  |  | 0 | 0 | 0 | 0 | 0
|  | Ground Outdoor / Indoor Chamber Mounted; > 66 kV & < = 132 kV ; < = 100 MVA |  |  |  | 0 | 0 | 0 | 0 | 0
|  | Ground Outdoor / Indoor Chamber Mounted; > 66 kV & < = 132 kV ; > 100 MVA |  |  |  | 0 | 0 | 0 | 0 | 0
|  | Ground Outdoor / Indoor Chamber Mounted; > 132 kV ; < = 100 MVA |  |  |  | 0 | 0 | 0 | 0 | 0
|  | Ground Outdoor / Indoor Chamber Mounted; > 132 kV ; > 100 MVA |  |  |  | 0 | 0 | 0 | 0 | 0
|  | Other |  |  |  | 611481 | 339688.895 | 113505.395 | 287653.0305 | 601379.6555
| SWITCHGEAR BY: | ˂ = 11 kV ; FUSE |  |  |  | 0 | 0 | 0 | 0 | 0
| Highest operating voltage; Switch function | ˂ = 11 kV ; Switch |  |  |  | 0 | 19337.145 | 85833.89 | 73810.805 | 33638.5123
|  | ˂ = 11 kV ; Circuit Breaker |  |  |  | 0 | 0 | 0 | 0 | 0
|  | > 11 kV & < = 22 kV ; Switch |  |  |  | 491897.5 | 452233.235 | 455211.655 | 1640785.424 | 2970544.4357
|  | > 11 kV & < = 22 kV ; Circuit Breaker |  |  |  | 354111.5 | 30508.2 | 5695.2 | 6022.5783 | 76202.7271
|  | > 22 kV & < = 33 kV ; Switch |  |  |  | 0 | 0 | 0 | 12232.0644 | 12232.0644
|  | > 22 kV & < = 33 kV ; Circuit Breaker |  |  |  | 0 | 0 | 0 | 0 | 0
|  | > 33 kV & < = 66 kV ; Switch |  |  |  | 0 | 0 | 15505.995 | 15505.9951 | 0
|  | > 33 kV & < = 66 kV ; Circuit Breaker |  |  |  | 1226278.5 | 185138.92 | 164764.81 | 412390.1424 | 346102.2028
|  | > 66 kV & < = 132 kV ; Switch |  |  |  | 0 | 0 | 0 | 0 | 0
|  | > 66 kV & < = 132 kV ; Circuit Breaker |  |  |  | 0 | 0 | 0 | 0 | 0
|  | > 132 kV ; Switch |  |  |  | 0 | 0 | 0 | 0 | 0
|  | > 132 kV ; Circuit Breaker |  |  |  | 0 | 0 | 0 | 0 | 0
|  | ˂ = 1 KV ; CIRCUIT BREAKER |  |  |  | 0 | 0 | 0 | 0 | 0
|  | > 1 kV & ˂ = 11 KV ; ISOLATORS, EARTHING SWITCH |  |  |  | 0 | 0 | 0 | 0 | 0
|  | > 11 KV & < = 22 KV ; ISOLATORS, EARTHING SWITCH |  |  |  | 233701 | 94927.5 | 0 | 0 | 0
|  | > 33kV & <=66kV ; ISOLATORS, EARTHING SWITCH |  |  |  | 113346 | 14556 | 0 | 0 | 0
|  | HV FUSES AND SURGE DIVERTERS |  |  |  | 0 | 93108.84 | 93108.84 | 0 | 0
|  | Other |  |  |  | 0 | 472.795 | 225742.435 | 417331.2822 | 439823.8942
| OTHER BY: | RECOVERABLE WORK - FAULTS |  |  |  | 0 | 0 | 0 | 0 | 0
| DNSP defined | MAJOR ZONE SUBSTATION REPLACEMENT WORKS |  |  |  | 4021790.5 | 2262801.4 | 671749.275 | 334787.9723 | 412609.0979
|  | PLANT AND STATIONS MISCELLANEOUS |  |  |  | 2043013.5 | 2775753.555 | 2610333.425 | 2035675.9847 | 2550681.08
|  | Totals | 0 | 0 | 0 | 11778863 | 8087245.965 | 5872802.42 | 7392389.4502 | 11779102.25
End of Sheet

## Historical Volumes
Powercor - Plant and stations | [9 empty] | Menu
Historical Volumes
Historical Volumes by RIN Category (Repex Table 2.2)
0's
| ASSET GROUP | ASSET CATEGORY | 2011/12 | 2012/13 | 2013/14 | 2014/15 | 2015/16 | 2016/17 | 2017/18 | 2018/19
| UNDERGROUND CABLES BY: | ˂ = 1 kV |  |  |  | 6.864 | 0.834 | 0.64 | 1.053 | 1.801
| Highest operating voltage | > 1 kV & < = 11 kV |  |  |  | 0 | 0 | 0 | 0 | 0
|  | > 11 kV & < = 22 kV |  |  |  | 8.969 | 9.534 | 3.2 | 1.6575 | 2.437
|  | > 22 kV & < = 33 kV |  |  |  | 0 | 0 | 0 | 0 | 0
|  | > 33 kV & < = 66 kV |  |  |  | 0.01 | 0.01 | 0 | 0 | 0.25
|  | > 66 kV & < = 132 kV |  |  |  | 0 | 0 | 0 | 0 | 0
|  | > 132 kV |  |  |  | 0 | 0 | 0 | 0 | 0
|  | Other |  |  |  | 0 | 0 | 0 | 0 | 0
| TRANSFORMERS BY: | Pole Mounted ; < = 22kV ; < = 60 kVA ; Single Phase |  |  |  | 67 | 12.5 | 13 | 19.5 | 25.5
| Mounting type; Highest operating voltage; Ampere rating; Number of phases (at LV) | Pole Mounted ; < = 22kV ; > 60 kVA and < = 600 kVA ; Single Phase |  |  |  | 10.5 | 9.5 | 1.5 | 2 | 2
|  | Pole Mounted ; < = 22kV ; > 600 kVA ; Single Phase |  |  |  | 0 | 0 | 0 | 0 | 0
|  | Pole Mounted ; < = 22kV ; < = 60 kVA ; Multiple Phase |  |  |  | 0 | 0 | 0 | 0 | 0
|  | Pole Mounted ; < = 22kV ; > 60 kVA and < = 600 kVA ; Multiple Phase |  |  |  | 25 | 3 | 10 | 18.5 | 27.5
|  | Pole Mounted ; < = 22kV ; > 600 kVA ; Multiple Phase |  |  |  | 0 | 0 | 0 | 0 | 0
|  | Kiosk Mounted ; < = 22kV ; < = 60 kVA ; Single Phase |  |  |  | 2 | 0 | 0 | 0 | 0
|  | Kiosk Mounted ; < = 22kV ; > 60 kVA and < = 600 kVA ; Single Phase |  |  |  | 0 | 0 | 0 | 0 | 0
|  | Kiosk Mounted ; < = 22kV ; > 600 kVA ; Single Phase |  |  |  | 0 | 0 | 0 | 0 | 0
|  | Kiosk Mounted ; < = 22kV ; < = 60 kVA ; Multiple Phase |  |  |  | 0 | 0 | 0 | 0 | 0
|  | Kiosk Mounted ; < = 22kV ; > 60 kVA and < = 600 kVA ; Multiple Phase |  |  |  | 3.5 | 2.5 | 2.5 | 4 | 9.5
|  | Kiosk Mounted ; < = 22kV ; > 600 kVA ; Multiple Phase |  |  |  | 0.5 | 2.5 | 2 | 2 | 4.5
|  | Ground Outdoor / Indoor Chamber Mounted; ˂ 22 kV ; < = 60 kVA ; Single Phase |  |  |  | 0 | 0 | 0 | 0 | 0
|  | Ground Outdoor / Indoor Chamber Mounted; ˂ 22 kV ; > 60 kVA and < = 600 kVA ; Single Phase |  |  |  | 0 | 0 | 0 | 0 | 0
|  | Ground Outdoor / Indoor Chamber Mounted; ˂ 22 kV ; > 600 kVA ; Single Phase |  |  |  | 0 | 0 | 0 | 0 | 0
|  | Ground Outdoor / Indoor Chamber Mounted; ˂ 22 kV ; < = 60 kVA ; Multiple Phase |  |  |  | 0 | 0 | 0 | 0 | 0
|  | Ground Outdoor / Indoor Chamber Mounted; ˂ 22 kV ; > 60 kVA and < = 600 kVA ; Multiple Phase |  |  |  | 0.5 | 0.5 | 0 | 0.5 | 0.5
|  | Ground Outdoor / Indoor Chamber Mounted; ˂ 22 kV ; > 600 kVA ; Multiple Phase |  |  |  | 1 | 1.5 | 2 | 2 | 3
|  | Ground Outdoor / Indoor Chamber Mounted; > = 22 kV & < = 33 kV ; < = 15 MVA |  |  |  | 0 | 0 | 0 | 0 | 0
|  | Ground Outdoor / Indoor Chamber Mounted; > = 22 kV & < = 33 kV ; > 15 MVA and < = 40 MVA |  |  |  | 0 | 0 | 0 | 0 | 0
|  | Ground Outdoor / Indoor Chamber Mounted; > = 22 kV & < = 33 kV ; > 40 MVA |  |  |  | 0 | 0 | 0 | 0 | 0
|  | Ground Outdoor / Indoor Chamber Mounted; > 33 kV & < = 66 kV ; < = 15 MVA |  |  |  | 0.5 | 0.5 | 0 | 0 | 0
|  | Ground Outdoor / Indoor Chamber Mounted; > 33 kV & < = 66 kV ; > 15 MVA and < = 40 MVA |  |  |  | 0.5 | 0 | 2 | 2 | 0.5
|  | Ground Outdoor / Indoor Chamber Mounted; > 33 kV & < = 66 kV ; > 40 MVA |  |  |  | 0 | 0 | 0 | 0 | 0
|  | Ground Outdoor / Indoor Chamber Mounted; > 66 kV & < = 132 kV ; < = 100 MVA |  |  |  | 0 | 0 | 0 | 0 | 0
|  | Ground Outdoor / Indoor Chamber Mounted; > 66 kV & < = 132 kV ; > 100 MVA |  |  |  | 0 | 0 | 0 | 0 | 0
|  | Ground Outdoor / Indoor Chamber Mounted; > 132 kV ; < = 100 MVA |  |  |  | 0 | 0 | 0 | 0 | 0
|  | Ground Outdoor / Indoor Chamber Mounted; > 132 kV ; > 100 MVA |  |  |  | 0 | 0 | 0 | 0 | 0
|  | Other |  |  |  | 29 | 6 | 5.5 | 4.5 | 6.5
| SWITCHGEAR BY: | ˂ = 11 kV ; FUSE |  |  |  | 0 | 0 | 0 | 0 | 0
| Highest operating voltage; Switch function | ˂ = 11 kV ; Switch |  |  |  | 0 | 0.5 | 4 | 5 | 4
|  | ˂ = 11 kV ; Circuit Breaker |  |  |  | 12.5 | 12.5 | 0 | 0 | 0
|  | > 11 kV & < = 22 kV ; Switch |  |  |  | 14.5 | 16 | 30 | 94.5 | 177
|  | > 11 kV & < = 22 kV ; Circuit Breaker |  |  |  | 8 | 0 | 0 | 0 | 0
|  | > 22 kV & < = 33 kV ; Switch |  |  |  | 0 | 0 | 0 | 2 | 2
|  | > 22 kV & < = 33 kV ; Circuit Breaker |  |  |  | 0 | 0 | 0 | 0 | 0
|  | > 33 kV & < = 66 kV ; Switch |  |  |  | 2 | 2 | 0 | 0 | 0
|  | > 33 kV & < = 66 kV ; Circuit Breaker |  |  |  | 5 | 0 | 1.5 | 2.5 | 1.5
|  | > 66 kV & < = 132 kV ; Switch |  |  |  | 0 | 0 | 0 | 0 | 0
|  | > 66 kV & < = 132 kV ; Circuit Breaker |  |  |  | 0 | 0 | 0 | 0 | 0
|  | > 132 kV ; Switch |  |  |  | 0 | 0 | 0 | 0 | 0
|  | > 132 kV ; Circuit Breaker |  |  |  | 0 | 0 | 0 | 0 | 0
|  | ˂ = 1 KV ; CIRCUIT BREAKER |  |  |  | 0 | 0 | 0 | 0 | 0
|  | > 1 kV & ˂ = 11 KV ; ISOLATORS, EARTHING SWITCH |  |  |  | 0 | 0 | 0 | 0 | 0
|  | > 11 KV & < = 22 KV ; ISOLATORS, EARTHING SWITCH |  |  |  | 92.5 | 47.5 | 11 | 0 | 0
|  | > 33kV & <=66kV ; ISOLATORS, EARTHING SWITCH |  |  |  | 16.5 | 6.5 | 0 | 0 | 0
|  | HV FUSES AND SURGE DIVERTERS | 0's 2014/15: 0; 0's 2015/16: 0; 0's 2016/17: 0
|  | Other |  |  |  | 0 | 0 | 54 | 96.5 | 64.5
| OTHER BY: | RECOVERABLE WORK - FAULTS |  |  |  | 0 | 0 | 0 | 0 | 0
| DNSP defined | MAJOR ZONE SUBSTATION REPLACEMENT WORKS |  |  |  | 0 | 0 | 0 | 0 | 0
|  | PLANT AND STATIONS MISCELLANEOUS |  |  |  | 0 | 0 | 151.5 | 321 | 458
|  | Totals | 0 | 0 | 0 | 306.843 | 133.878 | 294.34 | 579.2105 | 790.988
End of Sheet

## Forecast Expenditure
Powercor - Plant and stations | [16 empty] | Menu
Forecast Expenditure | [15 empty] | Sheet Check | OK
Forecast Expenditure by RIN Category (Repex Table 2.2)
Source: Project List
$ 2021
| ASSET GROUP | ASSET CATEGORY | 2011/12 | 2012/13 | 2013/14 | 2014/15 | 2015/16 | 2016/17 | 2017/18 | 2018/19 | 2019/20 | 2020/21 | 2021/22 | 2022/23 | 2023/24 | 2024/25 | 2025/26 | Mapped Category
| UNDERGROUND CABLES BY: | ˂ = 1 kV | 0 | 0 | 0 | 341914.0814 | 130101.4756 | 74804.6039 | 123055.2953 | 236165.4718 | 28440.1157 | 28440.1157 | 28440.1157 | 28440.1157 | 28440.1157 | 28440.1157 | 28440.1157 | UGCables - ˂ = 1 KV
| Highest operating voltage | > 1 kV & < = 11 kV | 0 | 0 | 0 | 0 | 0 | 0 | 0 | 0 | 0 | 0 | 0 | 0 | 0 | 0 | 0 | UGCables - > 1 kV & < = 11 kV
|  | > 11 kV & < = 22 kV | 0 | 0 | 0 | 307042.1635 | 371238.5251 | 186656.9999 | 284708.4422 | 736708.0584 | 536956.0128 | 592885.0889 | 592885.0889 | 592885.0889 | 592885.0889 | 592885.0889 | 592885.0889 | UGCables - > 11 KV & < = 22 KV
|  | > 22 kV & < = 33 kV | 0 | 0 | 0 | 0 | 0 | 0 | 0 | 0 | 0 | 0 | 0 | 0 | 0 | 0 | 0 | UGCables - > 22 kV & < = 33 kV
|  | > 33 kV & < = 66 kV | 0 | 0 | 0 | 62401.0206 | 60993.4788 | 0 | 0 | 483733.2522 | 0 | 0 | 0 | 0 | 0 | 0 | 0 | UGCables - > 33 kV & < = 66 kV
|  | > 66 kV & < = 132 kV | 0 | 0 | 0 | 0 | 0 | 0 | 0 | 0 | 0 | 0 | 0 | 0 | 0 | 0 | 0 | UGCables - > 66 kV & < = 132 kV
|  | > 132 kV | 0 | 0 | 0 | 0 | 0 | 0 | 0 | 0 | 0 | 0 | 0 | 0 | 0 | 0 | 0 | UGCables - > 132 kV
|  | Other | 0 | 0 | 0 | 0 | 0 | 0 | 0 | 123.2854 | 0 | 0 | 0 | 0 | 0 | 0 | 0 | UGCables - Other
| TRANSFORMERS BY: | Pole Mounted ; < = 22kV ; < = 60 kVA ; Single Phase | 0 | 0 | 0 | 249738.7922 | 72555.7847 | 75454.6862 | 106856.2497 | 184048.8778 | 727262.4018 | 727262.4018 | 727262.4018 | 727262.4018 | 727262.4018 | 727262.4018 | 727262.4018 | Transformers - POLE MOUNTED ; < = 22KV ; < = 60 KVA ; SINGLE PHASE
| Mounting type; Highest operating voltage; Ampere rating; Number of phases (at LV) | Pole Mounted ; < = 22kV ; > 60 kVA and < = 600 kVA ; Single Phase | 0 | 0 | 0 | 157619.0709 | 144297.0283 | 7526.4361 | 12864.5704 | 21074.4606 | 0 | 0 | 0 | 0 | 0 | 0 | 0
|  | Pole Mounted ; < = 22kV ; > 600 kVA ; Single Phase | 0 | 0 | 0 | 0 | 0 | 0 | 0 | 0 | 0 | 0 | 0 | 0 | 0 | 0 | 0
|  | Pole Mounted ; < = 22kV ; < = 60 kVA ; Multiple Phase | 0 | 0 | 0 | 0 | 0 | 0 | 0 | 0 | 0 | 0 | 0 | 0 | 0 | 0 | 0
|  | Pole Mounted ; < = 22kV ; > 60 kVA and < = 600 kVA ; Multiple Phase | 0 | 0 | 0 | 105481.8266 | 42632.8473 | 129709.7687 | 274874.2996 | 366084.5779 | 0 | 0 | 0 | 0 | 0 | 0 | 0
|  | Pole Mounted ; < = 22kV ; > 600 kVA ; Multiple Phase | 0 | 0 | 0 | 0 | 0 | 228995.567 | 226885.6593 | 205.5929 | 0 | 0 | 0 | 0 | 0 | 0 | 0
|  | Kiosk Mounted ; < = 22kV ; < = 60 kVA ; Single Phase | 0 | 0 | 0 | 27531.9091 | 0 | 0 | 0 | 0 | 0 | 0 | 0 | 0 | 0 | 0 | 0
|  | Kiosk Mounted ; < = 22kV ; > 60 kVA and < = 600 kVA ; Single Phase | 0 | 0 | 0 | 0 | 0 | 0 | 0 | 0 | 0 | 0 | 0 | 0 | 0 | 0 | 0
|  | Kiosk Mounted ; < = 22kV ; > 600 kVA ; Single Phase | 0 | 0 | 0 | 0 | 0 | 0 | 0 | 0 | 0 | 0 | 0 | 0 | 0 | 0 | 0
|  | Kiosk Mounted ; < = 22kV ; < = 60 kVA ; Multiple Phase | 0 | 0 | 0 | 0 | 0 | 0 | 0 | 0 | 0 | 0 | 0 | 0 | 0 | 0 | 0
|  | Kiosk Mounted ; < = 22kV ; > 60 kVA and < = 600 kVA ; Multiple Phase | 0 | 0 | 0 | 217484.7378 | 183919.6922 | 180829.4401 | 483774.0088 | 861219.4285 | 822796.6299 | 886494.4268 | 784677.6905 | 784677.6905 | 784677.6905 | 784677.6905 | 937402.7949 | Transformers - KIOSK MOUNTED ; < = 22KV ; > 60 KVA AND < = 600 KVA ; MULTIPLE PHASE
|  | Kiosk Mounted ; < = 22kV ; > 600 kVA ; Multiple Phase | 0 | 0 | 0 | 50123.3304 | 201274.9083 | 211102.0533 | 379994.475 | 656209.9824 | 0 | 0 | 0 | 0 | 0 | 0 | 0
|  | Ground Outdoor / Indoor Chamber Mounted; ˂ 22 kV ; < = 60 kVA ; Single Phase | 0 | 0 | 0 | 0 | 0 | 0 | 0 | 0 | 0 | 0 | 0 | 0 | 0 | 0 | 0
|  | Ground Outdoor / Indoor Chamber Mounted; ˂ 22 kV ; > 60 kVA and < = 600 kVA ; Single Phase | 0 | 0 | 0 | 0 | 0 | 0 | 0 | 0 | 0 | 0 | 0 | 0 | 0 | 0 | 0
|  | Ground Outdoor / Indoor Chamber Mounted; ˂ 22 kV ; > 600 kVA ; Single Phase | 0 | 0 | 0 | 0 | 2474.6485 | 2437.8165 | 0 | 0 | 0 | 0 | 0 | 0 | 0 | 0 | 0
|  | Ground Outdoor / Indoor Chamber Mounted; ˂ 22 kV ; < = 60 kVA ; Multiple Phase | 0 | 0 | 0 | 0 | 0 | 0 | 0 | 0 | 0 | 0 | 0 | 0 | 0 | 0 | 0
|  | Ground Outdoor / Indoor Chamber Mounted; ˂ 22 kV ; > 60 kVA and < = 600 kVA ; Multiple Phase | 0 | 0 | 0 | 27942.7745 | 29128.948 | 3808.4901 | 12551.0343 | 14392.7877 | 130692.6899 | 162685.4824 | 162685.4824 | 162685.4824 | 162685.4824 | 162685.4824 | 162685.4824 | Transformers - GROUND OUTDOOR / INDOOR CHAMBER MOUNTED ; ˂ 22 KV ; > 60 KVA AND < = 600 KVA ; MULTIPLE PHASE
|  | Ground Outdoor / Indoor Chamber Mounted; ˂ 22 kV ; > 600 kVA ; Multiple Phase | 0 | 0 | 0 | 70458.9213 | 119663.8134 | 151888.6681 | 107880.0043 | 109339.8175 | 0 | 0 | 0 | 0 | 0 | 0 | 0
|  | Ground Outdoor / Indoor Chamber Mounted; > = 22 kV & < = 33 kV ; < = 15 MVA | 0 | 0 | 0 | 0 | 0 | 0 | 0 | 0 | 0 | 0 | 0 | 0 | 0 | 0 | 0
|  | Ground Outdoor / Indoor Chamber Mounted; > = 22 kV & < = 33 kV ; > 15 MVA and < = 40 MVA | 0 | 0 | 0 | 0 | 0 | 0 | 0 | 0 | 0 | 0 | 0 | 0 | 0 | 0 | 0
|  | Ground Outdoor / Indoor Chamber Mounted; > = 22 kV & < = 33 kV ; > 40 MVA | 0 | 0 | 0 | 0 | 0 | 0 | 0 | 0 | 0 | 0 | 0 | 0 | 0 | 0 | 0
|  | Ground Outdoor / Indoor Chamber Mounted; > 33 kV & < = 66 kV ; < = 15 MVA | 0 | 0 | 0 | 559963.4785 | 551668.9035 | 29917.4141 | 23279.6235 | 1002614.0971 | 0 | 0 | 0 | 0 | 0 | 0 | 0
|  | Ground Outdoor / Indoor Chamber Mounted; > 33 kV & < = 66 kV ; > 15 MVA and < = 40 MVA | 0 | 0 | 0 | 834461.3998 | 85660.9338 | 264059.1656 | 270364.392 | -120607.5583 | 1792182.3473 | 2362563.8596 | 3478392.1732 | 2050879.9731 | 2554418.798 | 2060919.3111 | 25973.6572 | Transformers - GROUND OUTDOOR / INDOOR CHAMBER MOUNTED ; > 33 KV & < = 66 KV ; > 15 MVA AND < = 40 MVA
|  | Ground Outdoor / Indoor Chamber Mounted; > 33 kV & < = 66 kV ; > 40 MVA | 0 | 0 | 0 | 0 | 0 | 0 | 0 | 0 | 0 | 0 | 0 | 0 | 0 | 0 | 0
|  | Ground Outdoor / Indoor Chamber Mounted; > 66 kV & < = 132 kV ; < = 100 MVA | 0 | 0 | 0 | 0 | 0 | 0 | 0 | 0 | 0 | 0 | 0 | 0 | 0 | 0 | 0
|  | Ground Outdoor / Indoor Chamber Mounted; > 66 kV & < = 132 kV ; > 100 MVA | 0 | 0 | 0 | 0 | 0 | 0 | 0 | 0 | 0 | 0 | 0 | 0 | 0 | 0 | 0
|  | Ground Outdoor / Indoor Chamber Mounted; > 132 kV ; < = 100 MVA | 0 | 0 | 0 | 0 | 0 | 0 | 0 | 0 | 0 | 0 | 0 | 0 | 0 | 0 | 0
|  | Ground Outdoor / Indoor Chamber Mounted; > 132 kV ; > 100 MVA | 0 | 0 | 0 | 0 | 0 | 0 | 0 | 0 | 0 | 0 | 0 | 0 | 0 | 0 | 0
|  | Other | 0 | 0 | 0 | 686438.1683 | 372727.5694 | 122691.413 | 307783.4452 | 631258.5002 | 0 | 0 | 0 | 0 | 0 | 0 | 0
| SWITCHGEAR BY: | ˂ = 11 kV ; FUSE | 0 | 0 | 0 | 0 | 0 | 0 | 0 | 0 | 0 | 0 | 0 | 0 | 0 | 0 | 0 | Switchgear - > 1 kV & ˂ = 11 KV ; LOAD BREAK SWITCH
| Highest operating voltage; Switch function | ˂ = 11 kV ; Switch | 0 | 0 | 0 | 0 | 21217.906 | 92780.4467 | 78976.202 | 35309.8024 | 0 | 0 | 0 | 0 | 0 | 0 | 0 | Switchgear - ˂ = 1 kV ; CIRCUIT BREAKER
|  | ˂ = 11 kV ; Circuit Breaker | 0 | 0 | 0 | 0 | 0 | 0 | 0 | 0 | 0 | 0 | 0 | 0 | 0 | 0 | 0 | Switchgear - > 1 kV & < = 11 kV ; CIRCUIT BREAKER
|  | > 11 kV & < = 22 kV ; Switch | 0 | 0 | 0 | 552195.7655 | 496218.1483 | 492052.0401 | 1755610.1866 | 3118132.461 | 2652187.6282 | 2927288.138 | 2714563.1911 | 2714563.1911 | 2714563.1911 | 2714563.1911 | 2714563.1911 | Switchgear - > 11 KV & < = 22 KV ; LOAD BREAK SWITCH
|  | > 11 kV & < = 22 kV ; Circuit Breaker | 0 | 0 | 0 | 397519.5459 | 33475.4754 | 6156.1139 | 6444.0479 | 79988.7704 | 474095.0871 | 320128.4419 | 484133.1387 | 484133.1387 | 484133.1387 | 484133.1387 | 484133.1387 | Switchgear - > 11 KV & < = 22 KV ; CIRCUIT BREAKER
|  | > 22 kV & < = 33 kV ; Switch | 0 | 0 | 0 | 0 | 0 | 0 | 13088.0836 | 12839.8002 | 0 | 0 | 0 | 0 | 0 | 0 | 0
|  | > 22 kV & < = 33 kV ; Circuit Breaker | 0 | 0 | 0 | 0 | 0 | 0 | 0 | 0 | 0 | 0 | 0 | 0 | 0 | 0 | 0
|  | > 33 kV & < = 66 kV ; Switch | 0 | 0 | 0 | 0 | 0 | 16760.8988 | 16591.1292 | 0 | 0 | 0 | 0 | 0 | 0 | 0 | 0
|  | > 33 kV & < = 66 kV ; Circuit Breaker | 0 | 0 | 0 | 1376599.383 | 203145.8216 | 178099.2644 | 441249.8577 | 363297.8859 | 528649.1178 | 433930.4626 | 374500.1384 | 374500.1384 | 374500.1384 | 374500.1384 | 374500.1384 | Switchgear - > 33 KV & < = 66 KV ; CIRCUIT BREAKER
|  | > 66 kV & < = 132 kV ; Switch | 0 | 0 | 0 | 0 | 0 | 0 | 0 | 0 | 0 | 0 | 0 | 0 | 0 | 0 | 0
|  | > 66 kV & < = 132 kV ; Circuit Breaker | 0 | 0 | 0 | 0 | 0 | 0 | 0 | 0 | 0 | 0 | 0 | 0 | 0 | 0 | 0
|  | > 132 kV ; Switch | 0 | 0 | 0 | 0 | 0 | 0 | 0 | 0 | 0 | 0 | 0 | 0 | 0 | 0 | 0
|  | > 132 kV ; Circuit Breaker | 0 | 0 | 0 | 0 | 0 | 0 | 0 | 0 | 0 | 0 | 0 | 0 | 0 | 0 | 0
|  | ˂ = 1 KV ; CIRCUIT BREAKER | 0 | 0 | 0 | 0 | 0 | 0 | 0 | 0 | 0 | 0 | 0 | 0 | 0 | 0 | 0
|  | > 1 kV & ˂ = 11 KV ; ISOLATORS, EARTHING SWITCH | 0 | 0 | 0 | 0 | 0 | 0 | 0 | 0 | 0 | 0 | 0 | 0 | 0 | 0 | 0
|  | > 11 KV & < = 22 KV ; ISOLATORS, EARTHING SWITCH | 0 | 0 | 0 | 262348.7669 | 104160.2975 | 0 | 0 | 0 | 0 | 0 | 0 | 0 | 0 | 0 | 0
|  | > 33kV & <=66kV ; ISOLATORS, EARTHING SWITCH | 0 | 0 | 0 | 127240.2914 | 15971.7394 | 0 | 0 | 0 | 0 | 0 | 0 | 0 | 0 | 0 | 0
|  | HV FUSES AND SURGE DIVERTERS | 0 | 0 | 0 | 0 | 102164.7517 | 100644.1601 | 0 | 0 | 0 | 0 | 0 | 0 | 0 | 0 | 0
|  | Other | 0 | 0 | 0 | 0 | 518.7798 | 244011.8228 | 446536.7863 | 461676.0299 | 579332.0345 | 648454.1701 | 648454.1701 | 648454.1701 | 648454.1701 | 648454.1701 | 648454.1701 | Switchgear - > 11 KV & < = 22 KV ; LINKS
| OTHER BY: | RECOVERABLE WORK - FAULTS | 0 | 0 | 0 | 0 | 0 | 0 | 0 | 0 | 0 | 0 | 0 | 0 | 0 | 0 | 0
| DNSP defined | MAJOR ZONE SUBSTATION REPLACEMENT WORKS | 0 | 0 | 0 | 4514793.5978 | 2482885.0111 | 726114.1 | 358216.9649 | 433109.0983 | 412022.7216 | 307853.2915 | 307853.2915 | 224737.5885 | 141621.8854 | 141621.8854 | 141621.8854 | Other - Zone Substation Major Building / Property / Facilities
|  | PLANT AND STATIONS MISCELLANEOUS | 0 | 0 | 0 | 2293452.2 | 3045727.6968 | 2821588.3161 | 2178135.8142 | 2677408.6856 | 3013805.0031 | 2887227.0599 | 2844900.9076 | 2818652.4491 | 2739907.0736 | 2739907.0736 | 2739907.0736 | Other - Pillar / Pit
|  | Totals | 0 | 0 | 0 | 13222751.2254 | 8873824.1844 | 6348089.6856 | 7909720.572 | 12364333.1658 | 11698421.7897 | 12285212.9392 | 13148747.7899 | 11611871.4282 | 11953549.1746 | 11460049.6877 | 9577829.1382 | -
|  |  | 0 | 0 | 0 | 0 | 0 | 0 | 0 | 0 | 0 | 0 | 0 | 0 | 0 | 0 | 0
Other - Residual
Other - Transformer Refurbishment
Other - Circuit Breaker Refurbishment
Other - ACR
Other - Instrument Transformer
Other - Surge Diverter
Other - Regulator
End of Sheet

## Forecast Volumes
Powercor - Plant and stations | [16 empty] | Menu
Forecast Volumes | [15 empty] | Sheet Check | OK
Forecast Volumes by RIN Category (Repex Table 2.2)
Source: Project List
0's
| ASSET GROUP | ASSET CATEGORY | 2011/12 | 2012/13 | 2013/14 | 2014/15 | 2015/16 | 2016/17 | 2017/18 | 2018/19 | 2019/20 | 2020/21 | 2021/22 | 2022/23 | 2023/24 | 2024/25 | 2025/26 | Mapped Category
| UNDERGROUND CABLES BY: | ˂ = 1 kV | 0 | 0 | 0 | 6.864 | 0.834 | 0.64 | 1.053 | 1.801 | 1 | 1 | 1 | 1 | 1 | 1 | 1 | UGCables - ˂ = 1 KV
| Highest operating voltage | > 1 kV & < = 11 kV | 0 | 0 | 0 | 0 | 0 | 0 | 0 | 0 | 0 | 0 | 0 | 0 | 0 | 0 | 0 | UGCables - > 1 kV & < = 11 kV
|  | > 11 kV & < = 22 kV | 0 | 0 | 0 | 8.969 | 9.534 | 3.2 | 1.6575 | 2.437 | 2.5 | 1.5 | 1 | 1 | 1 | 1 | 1.5 | UGCables - > 11 KV & < = 22 KV
|  | > 22 kV & < = 33 kV | 0 | 0 | 0 | 0 | 0 | 0 | 0 | 0 | 0 | 0 | 0 | 0 | 0 | 0 | 0 | UGCables - > 22 kV & < = 33 kV
|  | > 33 kV & < = 66 kV | 0 | 0 | 0 | 0.01 | 0.01 | 0 | 0 | 0.25 | 0 | 0 | 0 | 0 | 0 | 0 | 0 | UGCables - > 33 kV & < = 66 kV
|  | > 66 kV & < = 132 kV | 0 | 0 | 0 | 0 | 0 | 0 | 0 | 0 | 0 | 0 | 0 | 0 | 0 | 0 | 0 | UGCables - > 66 kV & < = 132 kV
|  | > 132 kV | 0 | 0 | 0 | 0 | 0 | 0 | 0 | 0 | 0 | 0 | 0 | 0 | 0 | 0 | 0 | UGCables - > 132 kV
|  | Other | 0 | 0 | 0 | 0 | 0 | 0 | 0 | 0 | 0 | 0 | 0 | 0 | 0 | 0 | 0 | UGCables - Other
| TRANSFORMERS BY: | Pole Mounted ; < = 22kV ; < = 60 kVA ; Single Phase | 0 | 0 | 0 | 67 | 12.5 | 13 | 19.5 | 25.5 | 50 | 50 | 50 | 50 | 50 | 50 | 50 | Transformers - POLE MOUNTED ; < = 22KV ; < = 60 KVA ; SINGLE PHASE
| Mounting type; Highest operating voltage; Ampere rating; Number of phases (at LV) | Pole Mounted ; < = 22kV ; > 60 kVA and < = 600 kVA ; Single Phase | 0 | 0 | 0 | 10.5 | 9.5 | 1.5 | 2 | 2 | 0 | 0 | 0 | 0 | 0 | 0 | 0
|  | Pole Mounted ; < = 22kV ; > 600 kVA ; Single Phase | 0 | 0 | 0 | 0 | 0 | 0 | 0 | 0 | 0 | 0 | 0 | 0 | 0 | 0 | 0
|  | Pole Mounted ; < = 22kV ; < = 60 kVA ; Multiple Phase | 0 | 0 | 0 | 0 | 0 | 0 | 0 | 0 | 0 | 0 | 0 | 0 | 0 | 0 | 0
|  | Pole Mounted ; < = 22kV ; > 60 kVA and < = 600 kVA ; Multiple Phase | 0 | 0 | 0 | 25 | 3 | 10 | 18.5 | 27.5 | 0 | 0 | 0 | 0 | 0 | 0 | 0
|  | Pole Mounted ; < = 22kV ; > 600 kVA ; Multiple Phase | 0 | 0 | 0 | 0 | 0 | 0 | 0 | 0 | 0 | 0 | 0 | 0 | 0 | 0 | 0
|  | Kiosk Mounted ; < = 22kV ; < = 60 kVA ; Single Phase | 0 | 0 | 0 | 2 | 0 | 0 | 0 | 0 | 0 | 0 | 0 | 0 | 0 | 0 | 0
|  | Kiosk Mounted ; < = 22kV ; > 60 kVA and < = 600 kVA ; Single Phase | 0 | 0 | 0 | 0 | 0 | 0 | 0 | 0 | 0 | 0 | 0 | 0 | 0 | 0 | 0
|  | Kiosk Mounted ; < = 22kV ; > 600 kVA ; Single Phase | 0 | 0 | 0 | 0 | 0 | 0 | 0 | 0 | 0 | 0 | 0 | 0 | 0 | 0 | 0
|  | Kiosk Mounted ; < = 22kV ; < = 60 kVA ; Multiple Phase | 0 | 0 | 0 | 0 | 0 | 0 | 0 | 0 | 0 | 0 | 0 | 0 | 0 | 0 | 0
|  | Kiosk Mounted ; < = 22kV ; > 60 kVA and < = 600 kVA ; Multiple Phase | 0 | 0 | 0 | 3.5 | 2.5 | 2.5 | 4 | 9.5 | 6.5 | 6.5 | 6 | 6 | 6 | 6 | 7 | Transformers - KIOSK MOUNTED ; < = 22KV ; > 60 KVA AND < = 600 KVA ; MULTIPLE PHASE
|  | Kiosk Mounted ; < = 22kV ; > 600 kVA ; Multiple Phase | 0 | 0 | 0 | 0.5 | 2.5 | 2 | 2 | 4.5 | 0 | 0 | 0 | 0 | 0 | 0 | 0
|  | Ground Outdoor / Indoor Chamber Mounted; ˂ 22 kV ; < = 60 kVA ; Single Phase | 0 | 0 | 0 | 0 | 0 | 0 | 0 | 0 | 0 | 0 | 0 | 0 | 0 | 0 | 0
|  | Ground Outdoor / Indoor Chamber Mounted; ˂ 22 kV ; > 60 kVA and < = 600 kVA ; Single Phase | 0 | 0 | 0 | 0 | 0 | 0 | 0 | 0 | 0 | 0 | 0 | 0 | 0 | 0 | 0
|  | Ground Outdoor / Indoor Chamber Mounted; ˂ 22 kV ; > 600 kVA ; Single Phase | 0 | 0 | 0 | 0 | 0 | 0 | 0 | 0 | 0 | 0 | 0 | 0 | 0 | 0 | 0
|  | Ground Outdoor / Indoor Chamber Mounted; ˂ 22 kV ; < = 60 kVA ; Multiple Phase | 0 | 0 | 0 | 0 | 0 | 0 | 0 | 0 | 0 | 0 | 0 | 0 | 0 | 0 | 0
|  | Ground Outdoor / Indoor Chamber Mounted; ˂ 22 kV ; > 60 kVA and < = 600 kVA ; Multiple Phase | 0 | 0 | 0 | 0.5 | 0.5 | 0 | 0.5 | 0.5 | 3 | 3 | 3 | 3 | 3 | 3 | 3 | Transformers - GROUND OUTDOOR / INDOOR CHAMBER MOUNTED ; ˂ 22 KV ; > 60 KVA AND < = 600 KVA ; MULTIPLE PHASE
|  | Ground Outdoor / Indoor Chamber Mounted; ˂ 22 kV ; > 600 kVA ; Multiple Phase | 0 | 0 | 0 | 1 | 1.5 | 2 | 2 | 3 | 0 | 0 | 0 | 0 | 0 | 0 | 0
|  | Ground Outdoor / Indoor Chamber Mounted; > = 22 kV & < = 33 kV ; < = 15 MVA | 0 | 0 | 0 | 0 | 0 | 0 | 0 | 0 | 0 | 0 | 0 | 0 | 0 | 0 | 0
|  | Ground Outdoor / Indoor Chamber Mounted; > = 22 kV & < = 33 kV ; > 15 MVA and < = 40 MVA | 0 | 0 | 0 | 0 | 0 | 0 | 0 | 0 | 0 | 0 | 0 | 0 | 0 | 0 | 0
|  | Ground Outdoor / Indoor Chamber Mounted; > = 22 kV & < = 33 kV ; > 40 MVA | 0 | 0 | 0 | 0 | 0 | 0 | 0 | 0 | 0 | 0 | 0 | 0 | 0 | 0 | 0
|  | Ground Outdoor / Indoor Chamber Mounted; > 33 kV & < = 66 kV ; < = 15 MVA | 0 | 0 | 0 | 0.5 | 0.5 | 0 | 0 | 0 | 0 | 0 | 0 | 0 | 0 | 0 | 0
|  | Ground Outdoor / Indoor Chamber Mounted; > 33 kV & < = 66 kV ; > 15 MVA and < = 40 MVA | 0 | 0 | 0 | 0.5 | 0 | 2 | 2 | 0.5 | 6.5 | 1.5 | 1.5 | 0 | 1 | 1 | 0.5 | Transformers - GROUND OUTDOOR / INDOOR CHAMBER MOUNTED ; > 33 KV & < = 66 KV ; > 15 MVA AND < = 40 MVA
|  | Ground Outdoor / Indoor Chamber Mounted; > 33 kV & < = 66 kV ; > 40 MVA | 0 | 0 | 0 | 0 | 0 | 0 | 0 | 0 | 0 | 0 | 0 | 0 | 0 | 0 | 0
|  | Ground Outdoor / Indoor Chamber Mounted; > 66 kV & < = 132 kV ; < = 100 MVA | 0 | 0 | 0 | 0 | 0 | 0 | 0 | 0 | 0 | 0 | 0 | 0 | 0 | 0 | 0
|  | Ground Outdoor / Indoor Chamber Mounted; > 66 kV & < = 132 kV ; > 100 MVA | 0 | 0 | 0 | 0 | 0 | 0 | 0 | 0 | 0 | 0 | 0 | 0 | 0 | 0 | 0
|  | Ground Outdoor / Indoor Chamber Mounted; > 132 kV ; < = 100 MVA | 0 | 0 | 0 | 0 | 0 | 0 | 0 | 0 | 0 | 0 | 0 | 0 | 0 | 0 | 0
|  | Ground Outdoor / Indoor Chamber Mounted; > 132 kV ; > 100 MVA | 0 | 0 | 0 | 0 | 0 | 0 | 0 | 0 | 0 | 0 | 0 | 0 | 0 | 0 | 0
|  | Other | 0 | 0 | 0 | 29 | 6 | 5.5 | 4.5 | 6.5 | 0 | 0 | 0 | 0 | 0 | 0 | 0
| SWITCHGEAR BY: | ˂ = 11 kV ; FUSE | 0 | 0 | 0 | 0 | 0 | 0 | 0 | 0 | 0 | 0 | AER draft decision applied percentage reduction to expenditure; volume forecast not representative |  |  |  |  | Switchgear - > 1 kV & ˂ = 11 KV ; LOAD BREAK SWITCH
| Highest operating voltage; Switch function | ˂ = 11 kV ; Switch | 0 | 0 | 0 | 0 | 0.5 | 4 | 5 | 4 | 0 | 0 | [5 empty] | Switchgear - ˂ = 1 kV ; CIRCUIT BREAKER
|  | ˂ = 11 kV ; Circuit Breaker | 0 | 0 | 0 | 12.5 | 12.5 | 0 | 0 | 0 | 0 | 0 | [5 empty] | Switchgear - > 1 kV & < = 11 kV ; CIRCUIT BREAKER
|  | > 11 kV & < = 22 kV ; Switch | 0 | 0 | 0 | 14.5 | 16 | 30 | 94.5 | 177 | 159 | 189 | [5 empty] | Switchgear - > 11 KV & < = 22 KV ; LOAD BREAK SWITCH
|  | > 11 kV & < = 22 kV ; Circuit Breaker | 0 | 0 | 0 | 8 | 0 | 0 | 0 | 0 | 4.5 | 3 | [5 empty] | Switchgear - > 11 KV & < = 22 KV ; CIRCUIT BREAKER
|  | > 22 kV & < = 33 kV ; Switch | 0 | 0 | 0 | 0 | 0 | 0 | 2 | 2 | 0 | 0
|  | > 22 kV & < = 33 kV ; Circuit Breaker | 0 | 0 | 0 | 0 | 0 | 0 | 0 | 0 | 0 | 0
|  | > 33 kV & < = 66 kV ; Switch | 0 | 0 | 0 | 2 | 2 | 0 | 0 | 0 | 0 | 0
|  | > 33 kV & < = 66 kV ; Circuit Breaker | 0 | 0 | 0 | 5 | 0 | 1.5 | 2.5 | 1.5 | 1 | 1 | [5 empty] | Switchgear - > 33 KV & < = 66 KV ; CIRCUIT BREAKER
|  | > 66 kV & < = 132 kV ; Switch | 0 | 0 | 0 | 0 | 0 | 0 | 0 | 0 | 0 | 0 | 0 | 0 | 0 | 0 | 0
|  | > 66 kV & < = 132 kV ; Circuit Breaker | 0 | 0 | 0 | 0 | 0 | 0 | 0 | 0 | 0 | 0 | 0 | 0 | 0 | 0 | 0
|  | > 132 kV ; Switch | 0 | 0 | 0 | 0 | 0 | 0 | 0 | 0 | 0 | 0 | 0 | 0 | 0 | 0 | 0
|  | > 132 kV ; Circuit Breaker | 0 | 0 | 0 | 0 | 0 | 0 | 0 | 0 | 0 | 0 | 0 | 0 | 0 | 0 | 0
|  | ˂ = 1 KV ; CIRCUIT BREAKER | 0 | 0 | 0 | 0 | 0 | 0 | 0 | 0 | 0 | 0 | 0 | 0 | 0 | 0 | 0
|  | > 1 kV & ˂ = 11 KV ; ISOLATORS, EARTHING SWITCH | 0 | 0 | 0 | 0 | 0 | 0 | 0 | 0 | 0 | 0 | 0 | 0 | 0 | 0 | 0
|  | > 11 KV & < = 22 KV ; ISOLATORS, EARTHING SWITCH | 0 | 0 | 0 | 92.5 | 47.5 | 11 | 0 | 0 | 0 | 0 | 0 | 0 | 0 | 0 | 0
|  | > 33kV & <=66kV ; ISOLATORS, EARTHING SWITCH | 0 | 0 | 0 | 16.5 | 6.5 | 0 | 0 | 0 | 0 | 0 | 0 | 0 | 0 | 0 | 0
|  | HV FUSES AND SURGE DIVERTERS | 0 | 0 | 0 | 0 | 0 | 0 | 0 | 0 | 0 | 0 | 0 | 0 | 0 | 0 | 0
|  | Other | 0 | 0 | 0 | 0 | 0 | 54 | 96.5 | 64.5 | 4 | 4 | 4 | 4 | 4 | 4 | 4 | Switchgear - > 11 KV & < = 22 KV ; LINKS
| OTHER BY: | RECOVERABLE WORK - FAULTS | 0 | 0 | 0 | 0 | 0 | 0 | 0 | 0 | 0 | 0 | 0 | 0 | 0 | 0 | 0
| DNSP defined | MAJOR ZONE SUBSTATION REPLACEMENT WORKS | 0 | 0 | 0 | 0 | 0 | 0 | 0 | 0 | 10 | 10.5 | 8.5 | 8 | 7 | 7 | 7 | Other - Zone Substation Major Building / Property / Facilities
|  | PLANT AND STATIONS MISCELLANEOUS | 0 | 0 | 0 | 0 | 0 | 151.5 | 321 | 458 | 28 | 30 | 28.5 | 28 | 27 | 27 | 27 | Other - Pillar / Pit
|  | Totals | 0 | 0 | 0 | 306.843 | 133.878 | 294.34 | 579.2105 | 790.988 | 276 | 301 | 103.5 | 101 | 100 | 100 | 101
|  |  | 0 | 0 | 0 | 0 | 0 | 0 | 0 | 0
Other - Residual
Other - Transformer Refurbishment
Other - Circuit Breaker Refurbishment
Other - ACR
Other - Instrument Transformer
Other - Surge Diverter
Other - Regulator
End of Sheet

## Direct Capex
Powercor - Plant and stations | [8 empty] | Menu
Direct Capex | [7 empty] | Sheet Check | OK
Direct Capex by Function Code
|  |  | 2019/20 | 2020/21 | 2021/22 | 2022/23 | 2023/24 | 2024/25 | 2025/26
| Function Code | Description | $'000 2021 | $'000 2021 | $'000 2021 | $'000 2021 | $'000 2021 | $'000 2021 | $'000 2021
|  |  | Forecast | Forecast | Forecast | Forecast | Forecast | Forecast | Forecast
| 102 | Rural Projects < 50KVA | 0 | 0 | 0 | 0 | 0 | 0 | 0
| 103 | Urban Projects < 50KVA | 0 | 0 | 0 | 0 | 0 | 0 | 0
| 104 | Medium Density SubDivision | 0 | 0 | 0 | 0 | 0 | 0 | 0
| 105 | Business Supply > 50KVA < 200KVA | 0 | 0 | 0 | 0 | 0 | 0 | 0
| 106 | Business Supply > 200KVA | 0 | 0 | 0 | 0 | 0 | 0 | 0
| 107 | HV Connections | 0 | 0 | 0 | 0 | 0 | 0 | 0
| 108 | Business SubDivisions | 0 | 0 | 0 | 0 | 0 | 0 | 0
| 109 | U/G Service Pits Ex O/H Supply | 0 | 0 | 0 | 0 | 0 | 0 | 0
| 110 | Low Density SubDivisions | 0 | 0 | 0 | 0 | 0 | 0 | 0
| 111 | High Density Residential/Business | 0 | 0 | 0 | 0 | 0 | 0 | 0
| 112 | New Connection Meter Acc. | 0 | 0 | 0 | 0 | 0 | 0 | 0
| 113 | New Connection Meter IMRO | 0 | 0 | 0 | 0 | 0 | 0 | 0
| 114 | New Conn. Service/Materials | 0 | 0 | 0 | 0 | 0 | 0 | 0
| 115 | New Conn. Servicing Labour | 0 | 0 | 0 | 0 | 0 | 0 | 0
| 116 | Recoverable Works | 0 | 0 | 0 | 0 | 0 | 0 | 0
| 118 | CO Generation Projects | 0 | 0 | 0 | 0 | 0 | 0 | 0
| 119 | Energy Efficient Public Lighting - New | 0 | 0 | 0 | 0 | 0 | 0 | 0
| 120 | Public Lighting - New | 0 | 0 | 0 | 0 | 0 | 0 | 0
| 121 | Docklands | 0 | 0 | 0 | 0 | 0 | 0 | 0
| 122 | Major Generation Projects | 0 | 0 | 0 | 0 | 0 | 0 | 0
| 123 | New Conn. Meter Install Acc. | 0 | 0 | 0 | 0 | 0 | 0 | 0
| 124 | New Conn. Meter Install MRIM | 0 | 0 | 0 | 0 | 0 | 0 | 0
| 125 | New Conn. Meter AMI | 0 | 0 | 0 | 0 | 0 | 0 | 0
| 126 | New Conn. Meter Install AMI | 0 | 0 | 0 | 0 | 0 | 0 | 0
| 130 | ACS services | 0 | 0 | 0 | 0 | 0 | 0 | 0
| 131 | Consolidated line maintenance | 0 | 0 | 0 | 0 | 0 | 0 | 0
| 132 | Replacement accumulation meter | 0 | 0 | 0 | 0 | 0 | 0 | 0
| 133 | Replacement MRIM meter | 0 | 0 | 0 | 0 | 0 | 0 | 0
| 134 | Replacement AMI meter & transformers | 0 | 0 | 0 | 0 | 0 | 0 | 0
| 135 | Rollout AMI meter | 0 | 0 | 0 | 0 | 0 | 0 | 0
| 136 | Rollout AMI meter install | 0 | 0 | 0 | 0 | 0 | 0 | 0
| 137 | Replacement Meter Install AMI | 0 | 0 | 0 | 0 | 0 | 0 | 0
| 138 | Replacement Meter & Install IMRO | 0 | 0 | 0 | 0 | 0 | 0 | 0
| 139 | Maintenance Related Fault Capital | 0 | 0 | 0 | 0 | 0 | 0 | 0
| 140 | Public Lighting - Replacement | 0 | 0 | 0 | 0 | 0 | 0 | 0
| 141 | Fault Related Capital | 0 | 0 | 0 | 0 | 0 | 0 | 0
| 142 | Conductor Clearance | 0 | 0 | 0 | 0 | 0 | 0 | 0
| 143 | HV Switch Replacement | 2361.7725 | 2664.443 | 2487.7169 | 2487.7169 | 2487.7169 | 2487.7169 | 2487.7169
| 144 | Transformer Replacement | 1548.5323 | 1602.665 | 1500.8483 | 1500.8483 | 1500.8483 | 1500.8483 | 1653.5734
| 145 | HV Fuse Unit & Surge Divert. Repl. | 0 | 0 | 0 | 0 | 0 | 0 | 0
| 146 | Recoverable Works - Asset Damage | 0 | 0 | 0 | 0 | 0 | 0 | 0
| 147 | Pole Life Extension - Treatment | 0 | 0 | 0 | 0 | 0 | 0 | 0
| 148 | Pole Replacement | 0 | 0 | 0 | 0 | 0 | 0 | 0
| 149 | Pole Life Extension - Staking | 0 | 0 | 0 | 0 | 0 | 0 | 0
| 150 | OH/UG Line Replacement | 579.8977 | 635.8268 | 635.8268 | 635.8268 | 635.8268 | 635.8268 | 635.8268
| 151 | Replacements Meter & Install Acc | 0 | 0 | 0 | 0 | 0 | 0 | 0
| 152 | Neutral Screen Services | 0 | 0 | 0 | 0 | 0 | 0 | 0
| 153 | Servicing Replacement | 0 | 0 | 0 | 0 | 0 | 0 | 0
| 154 | Bird Cover Replacement | 790.4833 | 790.4833 | 790.4833 | 790.4833 | 790.4833 | 790.4833 | 790.4833
| 155 | Cross-arm Replacement | 0 | 0 | 0 | 0 | 0 | 0 | 0
| 156 | ZSS - Major Plant Replacement | 0 | 0 | 0 | 0 | 0 | 0 | 0
| 157 | Zone SubStation Plant Replacement | 6417.7359 | 6591.7947 | 7733.8725 | 6196.9961 | 6538.6739 | 6045.1744 | 4010.2287
| 158 | Safety Compliance | 0 | 0 | 0 | 0 | 0 | 0 | 0
| 159 | TV Interference Replacement Capital | 0 | 0 | 0 | 0 | 0 | 0 | 0
| 160 | Augmentation Lines | 0 | 0 | 0 | 0 | 0 | 0 | 0
| 161 | Augmentation of Zone SubStation | 0 | 0 | 0 | 0 | 0 | 0 | 0
| 162 | Network Development - Augment Dist. | 0 | 0 | 0 | 0 | 0 | 0 | 0
| 163 | Environment Management' | 0 | 0 | 0 | 0 | 0 | 0 | 0
| 164 | Bushfire Mitigation Augmentation | 0 | 0 | 0 | 0 | 0 | 0 | 0
| 165 | LV Com. Multi Earth (CMEN) | 0 | 0 | 0 | 0 | 0 | 0 | 0
| 166 | Reliability Improvement - Automation | 0 | 0 | 0 | 0 | 0 | 0 | 0
| 167 | VBRC | 0 | 0 | 0 | 0 | 0 | 0 | 0
| 168 | Zone SubStation Automation | 0 | 0 | 0 | 0 | 0 | 0 | 0
| 169 | Augmentation Connection Assets | 0 | 0 | 0 | 0 | 0 | 0 | 0
| 170 | Conductor Clearance | 0 | 0 | 0 | 0 | 0 | 0 | 0
| 171 | SWER Augmentation | 0 | 0 | 0 | 0 | 0 | 0 | 0
| 172 | Supply Reliability Improvement Scheme | 0 | 0 | 0 | 0 | 0 | 0 | 0
| 174 | Pole Fire Mitigation | 0 | 0 | 0 | 0 | 0 | 0 | 0
| 175 | Metering Communications | 0 | 0 | 0 | 0 | 0 | 0 | 0
| 176 | Communications installation | 0 | 0 | 0 | 0 | 0 | 0 | 0
| 177 | CBD Security Supply | 0 | 0 | 0 | 0 | 0 | 0 | 0
| 200 | Computers | 0 | 0 | 0 | 0 | 0 | 0 | 0
| 205 | IT Metering Data Services | 0 | 0 | 0 | 0 | 0 | 0 | 0
| 210 | General Equipment | 0 | 0 | 0 | 0 | 0 | 0 | 0
| 215 | General Equipment-AMI | 0 | 0 | 0 | 0 | 0 | 0 | 0
| 220 | Office Furniture | 0 | 0 | 0 | 0 | 0 | 0 | 0
| 225 | Office Furniture-AMI | 0 | 0 | 0 | 0 | 0 | 0 | 0
| 230 | Property | 0 | 0 | 0 | 0 | 0 | 0 | 0
| 235 | Property-AMI | 0 | 0 | 0 | 0 | 0 | 0 | 0
| 240 | Motor Vehicles | 0 | 0 | 0 | 0 | 0 | 0 | 0
| 245 | Motor Vehicles-AMI | 0 | 0 | 0 | 0 | 0 | 0 | 0
| 260 | Intellectual Property | 0 | 0 | 0 | 0 | 0 | 0 | 0
| 270 | Communications | 0 | 0 | 0 | 0 | 0 | 0 | 0
| 273 | Testing & Laboratory | 0 | 0 | 0 | 0 | 0 | 0 | 0
|  | Check | 0 | 0 | 0 | 0 | 0 | 0 | 0
End of Sheet