## Year_Summary
Powercor REFCLs
Summary by Calendar Year
(real 2021 dollars) | [13 empty] | TRUE
CAPEX
| Capex by category |  | Allocation | 2016 | 2017 | 2018 | 2019 | 2020 | 2021 | 2022 | 2023 | 2024 | 2025
| Capex categorised directly | $m real 2021 | Direct |  |  |  | 0 | 0.13134 | 23.8609 | 74.4936 | 12.1437 | 5.4207 | 0
| Other capex | $m real 2021 | Pro-rata |  |  |  | 0 | 0 | 1.1008 | 5.2986 | 0.26496 | 0.17856 | 0
| Total capex | $m real 2021 |  |  |  |  | 0 | 0.13134 | 24.9617 | 79.7922 | 12.4087 | 5.5993 | 0 | TRUE
| Check |  |  |  | 123 | 0 | 0 | 0 | 0 | 0 | 0 | 0 | 0
| Percentage capex by category (directly categorised) |  |  | 2016 | 2017 | 2018 | 2019 | 2020 | 2021 | 2022 | 2023 | 2024 | 2025
| Distribution | % |  |  |  |  | 0% | 100% | 60.25% | 72.16% | 63.38% | 77.77% | 0%
| SCADA/Network control | % |  |  |  |  | 0% | 0% | 39.75% | 27.84% | 36.62% | 22.23% | 0%
| Total % | % |  |  |  |  | 0% | 100% | 100% | 100% | 100% | 100% | 0%
| Incremental contingent project capex by category |  |  | 2016 | 2017 | 2018 | 2019 | 2020 | 2021 | 2022 | 2023 | 2024 | 2025
| Distribution | $m real 2021 |  |  |  |  | 0 | 0.13134 | 15.0385 | 57.5776 | 7.865 | 4.3548 | 0
| SCADA/Network control | $m real 2021 |  |  |  |  | 0 | 0 | 9.9232 | 22.2146 | 4.5437 | 1.2445 | 0
| Total project capex | $m real 2021 |  |  |  |  | 0 | 0.13134 | 24.9617 | 79.7922 | 12.4087 | 5.5993 | 0 | TRUE
| Total capex ($m 2021) |  |  | 2016 | 2017 | 2018 | 2019 | 2020 | 2021 | 2022 | 2023 | 2024 | 2025
| Distribution | $m real 2021 |  |  |  |  | 0 | 0.13134 | 15.0385 | 57.5776 | 7.865 | 4.3548 | 0
| SCADA/Network control | $m real 2021 |  |  |  |  | 0 | 0 | 9.9232 | 22.2146 | 4.5437 | 1.2445 | 0
| Total capex | $m real 2021 |  |  |  |  | 0 | 0.13134 | 24.9617 | 79.7922 | 12.4087 | 5.5993 | 0 | TRUE

## Cost_Summary
Powercor REFCLs |  |  |  |  | AER draft decision
Cost summary by site |  |  |  |  | RRP change
(real 2021 dollars)
|  |  |  | Costs ($000s 2021) | [10 empty] | ($000s 2021)
[5 empty] | CLC | CMN | EHK | GSB | BETS | BGO | WIN | WPD | TQY | GHP | Total
Design & Procurement
|  |  | Design & Procurement |  | 262.6717 | 262.6717 | 757.8725 | 262.6717 | 131.3359 | 131.3359 | 757.8725 | 788.0151 | 525.3434 | 2092.3762 | 5972.1666
Feeder works
|  |  | Surge arrestor sites (single phase) |  | 0 | 0 | 0 | 0 | 0 | 0 | 0 | 914.5654 | 0 | 480.256 | 1394.8213
|  |  | Surge arrestor sites (three phase) |  | 0 | 0 | 0 | 0 | 0 | 0 | 0 | 1686.8616 | 0 | 1597.1152 | 3283.9768
|  |  | ACRs |  | 0 | 0 | 0 | 0 | 0 | 0 | 0 | 0 | 0 | 120.6366 | 120.6366
|  |  | ACR/gas switch control box replacement |  | 0 | 0 | 0 | 0 | 0 | 0 | 0 | 0 | 0 | 85.0561 | 85.0561
|  |  | Admittance balancing units (single phase) |  | 0 | 0 | 0 | 0 | 0 | 0 | 0 | 0 | 0 | 228.9647 | 228.9647
|  |  | Admittance balancing units (three phase) |  | 0 | 0 | 0 | 0 | 0 | 0 | 0 | 0 | 0 | 768.8597 | 768.8597
|  |  | Re-phasing |  | 0 | 0 | 0 | 0 | 0 | 0 | 0 | 0 | 0 | 38.0333 | 38.0333
|  |  | Fusesavers |  | 0 | 0 | 0 | 0 | 0 | 0 | 0 | 0 | 0 | 469.3351 | 469.3351
|  |  | HV Regulators upgrade (control box) |  | 0 | 0 | 0 | 0 | 0 | 0 | 0 | 0 | 0 | 0 | 0
|  |  | HV Regulators upgrade (close delta) |  | 0 | 0 | 0 | 0 | 0 | 0 | 0 | 0 | 0 | 735.6044 | 735.6044
|  |  | Distribution switchgear (installed) |  | 0 | 0 | 0 | 0 | 0 | 0 | 0 | 0 | 0 | 1183.0863 | 1183.0863
|  |  | UG cable replacement |  | 0 | 0 | 0 | 0 | 283.8058 | 0 | 0 | 0 | 0 | 2538.1694 | 2821.9752
|  |  | Test Sites |  | 0 | 0 | 0 | 0 | 0 | 0 | 0 | 0 | 0 | 15.0739 | 15.0739
|  |  | HV Customers (total) |  | 0 | 0 | 0 | 0 | 0 | 0 | 0 | 0 | 0 | 0 | 0
|  |  | HV Customers (generation signalling) |  | 0 | 0 | 0 | 0 | 0 | 0 | 0 | 0 | 0 | 0 | 0
0
|  |  | 22kV feeder works |  | 612 | 0 | 612 | 612 | 306 | 1101.3375 | 306 | 6732 | 0 | 8851.9926 | 19133.33
|  |  | 66kV Line works (Overhead) |  | 0 | 0 | 0 | 0 | 0 | 0 | 0 | 0 | 0 | 8874 | 8874
|  |  | 3rd phase line extension |  | 0 | 0 | 0 | 0 | 0 | 0 | 0 | 0 | 0 | 0 | 0
|  |  | Asset resilience |  | 0 | 0 | 0 | 0 | 0 | 0 | 0 | 5538.3867 | 0 | 601.8985 | 6140.2852
|  |  | Distribution Comms |  | 0 | 0 | 0 | 0 | 0 | 0 | 0 | 0 | 0 | 3366 | 3366
|  |  | Other distribution materials |  | 0 | 0 | 0 | 0 | 1523.9984 | 0 | 0 | 7344 | 3672 | 1224 | 13763.9984
Substation
Primary Plant
|  |  | GFN |  | 1787.7499 | 1794.471 | 1794.471 | 1794.471 | 0 | 0 | 1787.7499 | 5363.2496 | 3575.4997 | 3605.0178 | 21502.6799
|  |  | GFN enclosure |  | 0 | 0 | 161.3299 | 0 | 0 | 0 | 0 | 483.9897 | 322.6598 | 0 | 967.9794
|  |  | Indoor switch room (incl GFN enclosure and switchboard) |  | 0 | 0 | 0 | 0 | 0 | 0 | 1709.7507 | 0 | 0 | 1722.4712 | 3432.2219
|  |  | RMU |  | 74.3739 | 74.3739 | 74.3739 | 74.3739 | 0 | 0 | 74.3739 | 223.1218 | 148.7479 | 0 | 743.7393
|  |  | 66/22kV transformer |  | 0 | 0 | 2268.7441 | 0 | 0 | 0 | 1909.1427 | 0 | 0 | 4491.3183 | 8669.205
|  |  | 66kV circuit breaker |  | 0 | 0 | 240.8416 | 0 | 0 | 0 | 238.0138 | 0 | 0 | 964.6952 | 1443.5506
|  |  | 66kV bus extension |  | 0 | 0 | 208.08 | 0 | 0 | 0 | 0 | 0 | 0 | 0 | 208.08
|  |  | Station service transformer (500kVA) |  | 0 | 0 | 0 | 0 | 0 | 0 | 0 | 0 | 0 | 146.345 | 146.345
|  |  | Station service transformer (750kVA) |  | 0 | 0 | 0 | 0 | 0 | 0 | 0 | 175.8524 | 175.8524 | 0 | 351.7047
|  |  | Cap bank |  | 0 | 0 | 0 | 0 | 0 | 0 | 0 | 0 | 0 | 344.1838 | 344.1838
|  |  | AC board (Including change over) |  | 0 | 0 | 0 | 0 | 0 | 0 | 0 | 53.777 | 53.777 | 0 | 107.554
|  |  | Control room |  | 0 | 0 | 0 | 0 | 0 | 0 | 0 | 0 | 0 | 935.5078 | 935.5078
|  |  | 22kV circuit breaker (outdoor) |  | 0 | 0 | 602.0419 | 0 | 0 | 0 | 599.3274 | 0 | 0 | 0 | 1201.3693
|  |  | Voltage transformer |  | 0 | 0 | 18.3917 | 0 | 0 | 0 | 0 | 0 | 0 | 0 | 18.3917
|  |  | Current transformer (post type) |  | 0 | 76.4699 | 0 | 0 | 0 | 0 | 0 | 152.9398 | 152.9398 | 0 | 382.3494
|  |  | Current transformer (core balance type) |  | 10.4062 | 0 | 10.4062 | 0 | 0 | 0 | 5.2031 | 0 | 0 | 0 | 26.0155
|  |  | Other primary materials |  | 0 | 0 | 0 | 0 | 0 | 0 | 0 | 0 | 0 | 407.905 | 407.905
|  |  | SCADA / Protection & Control/ Comms |  | 246.024 | 246.024 | 615.06 | 246.024 | 0 | 0 | 615.06 | 1230.12 | 1230.12 | 2337.9008 | 6766.3328
|  |  | Commissioning |  | 0 | 0 | 0 | 0 | 0 | 0 | 0 | 0 | 0 | 219.101 | 219.101
|  |  | ESV observed compliance |  | 0 | 0 | 0 | 0 | 0 | 0 | 9.6091 | 0 | 38.4363 | 48.0454 | 96.0907
|  |  | Construction delivery & site control |  | 0 | 0 | 0 | 0 | 0 | 0 | 0 | 0 | 0 | 152.9141 | 152.9141
Contracts
|  |  | Traffic control |  | 0 | 0 | 0 | 0 | 0 | 0 | 0 | 0 | 0 | 660.212 | 660.212
|  |  | Line survey |  | 24.48 | 8.16 | 16.32 | 16.32 | 0 | 0 | 16.32 | 8.16 | 8.16 | 40.6262 | 138.5462
|  |  | Civil works |  | 0 | 0 | 0 | 0 | 0 | 0 | 0 | 2000 | 0 | 1989.166 | 3989.166
|  |  | Mob/Demob |  | 40.8 | 40.8 | 40.8 | 40.8 | 0 | 0 | 40.8 | 40.8 | 40.8 | 40.8 | 326.4
|  |  | Other |  | 0 | 0 | 0 | 0 | 300 | 0 | 0 | 0 | 0 | 960.5 | 1260.5
Other Project Costs
|  |  | Test trailer |  | 0 | 0 | 0 | 0 | 0 | 0 | 0 | 0 | 0 | 0 | 0
|  |  | Spare GFN & associated costs | [11 empty] | 0
|  |  | PMO cost |  | 0 | 0 | 0 | 0 | 0 | 0 | 0 | 0 | 0 | 0 | 0
| Total capital cost |  |  |  | 3058.5057 | 2502.9705 | 7420.7328 | 3046.6606 | 2545.1401 | 1232.6733 | 8069.2231 | 32735.839 | 9944.3362 | 52337.1674 | 122893.2488
|  |  | GL Allowance |  | GHP: -19000 | -19000
|  |  | Augex already accounted for |  | GHP: -2444.9341 | -2444.9341
| Total required capex |  |  |  | 3058.5057 | 2502.9705 | 7420.7328 | 3046.6606 | 2545.1401 | 1232.6733 | 8069.2231 | 32735.839 | 9944.3362 | 30892.2333 | 101448.3148
| Check | [13 empty] | TRUE

## Project_inputs
Powercor REFCLs | [5 empty] | AER draft decision
Project inputs | [5 empty] | RRP change
(real 2021 dollars)
MAJOR ITEM UNIT COSTS
(real 2021 dollars)
Feeder works
|  |  | Surge arrestor sites (single phase) | 397.3281 | $/ea
|  |  | Surge arrestor sites (three phase) | 590.7364 | $/ea
|  |  | ACRs | 27103.4493 | $/ea
|  |  | ACR/gas switch control box replacement | 9411.251 | $/ea
|  |  | Admittance balancing units (single phase) | 19288.4609 | $/ea
|  |  | Admittance balancing units (three phase) | 24307.4371 | $/ea
|  |  | Re-phasing | 228.0957 | $/ea
|  |  | Fusesavers | 12540.0097 | $/ea
|  |  | HV Regulators upgrade (control box) | 15538.8905 | $/ea
|  |  | HV Regulators upgrade (close delta) | 162190.7825 | $/ea
|  |  | Distribution switchgear (installed) | 107553.2957 | $/ea
|  |  | UG cable replacement | 473.0096 | $/m
|  |  | Test Sites | 1118.8359 | $/ea
|  |  | HV Customers (total) | 27103.4493
|  |  | HV Customers (generation signalling) | 68410.8509
|  |  | 22kV feeder works | 306000 | $/ea
|  |  | 66kV Line works (Overhead) | 306000 | $/km
3rd phase line extension
Asset resilience
Distribution Comms
Other distribution materials
Substation
Primary Plant
|  |  | GFN | 1290638.4354 | $/ea
|  |  | GFN enclosure | 161329.9051 | $/ea
|  |  | Indoor switch room (incl GFN enclosure and switchboard) | 1281303.0825 | $/ea
|  |  | RMU | 74373.925 | $/ea
|  |  | 66/22kV transformer | 754800 | $/ea
|  |  | 66kV circuit breaker | 94860 | $/ea
|  |  | 66kV bus extension | 208080 | $/ea
|  |  | Station service transformer (500kVA) | 73172.4807 | $/ea
|  |  | Station service transformer (750kVA) | 87926.1752 | $/ea
|  |  | Cap bank | 344183.8486 | $/ea
|  |  | AC board (Including change over) | 53776.9854 | $/ea
|  |  | Control room | 935507.8479 | $/ea
|  |  | 22kV circuit breaker (outdoor) | 76383.6902 | $/ea
|  |  | Voltage transformer | 18391.6638 | $/ea
|  |  | Current transformer (post type) | 15293.9766 | $/ea
|  |  | Current transformer (core balance type) | 5203.1054
OPEX
(real 2021 dollars)
|  | Incremental technical support |  | 15667.8954 | $ pa/ZSS | Included in 2021 - 2026 price reset step change model
|  | Incremental re-balancing works |  | 30029.9677 | $ pa/ZSS | Included in 2021 - 2026 price reset step change model
|  | Incremental re-balancing works - per feeder cost |  | 3133.1106 | $ pa/feeder | To be included in 2021 - 2026 price reset step change model
|  | Incremental compliance testing |  | 9609.0707 | $ pa/feeder | To be included in 2021 - 2026 price reset step change model
| Feeders |  |  | Feeders by ZSS
|  | CLC |  | 0
|  | CMN |  | 0
|  | EHK |  | 0
|  | GSB |  | 0
|  | WND |  | 0
|  | BETS |  | 0
|  | BGO |  | 0
|  | WIN |  | 1
|  | WPD |  | 0
|  | TQY |  | 4
|  | GHP |  | 5
|  | Total |  | 10
OTHER COSTS
|  |  |  | Cost |  | 2017 | 2018 | 2019 | 2020 | 2021 | 2022 | 2023 | 2024 | 2025
|  | PMO Costs |  | 0 | $ | [9 empty] | FALSE | bar: 2019 to 2025
|  | Test trailer |  | 0 | $/ea |  |  | 0 | 0 | 0 | 0 | 0 | 0 | 0
|  | Spare GFN |  | 0 | $/ea |  |  | 0 | 0 | 0 | 0 | 0 | 0 | 0 | FALSE
|  | Labour & other costs associated with spare GFN |  | 0 |  |  |  | 0 | 0 | 0 | 0 | 0 | 0 | 0 | FALSE
|  | ESV observed compliance |  | 9609.0707 | $ per feeder
TIMING
|  | First year of project |  | 2021
| Real labour escalation |  |  |  |  | 2017 | 2018 | 2019 | 2020 | 2021 | 2022 | 2023 | 2024 | 2025
Wage escalation (real) | bar: 2018 to 2025
|  | Cumulative real labour escalation from 2018 |  |  |  | 1 | 100% | 100% | 100% | 100% | 100% | 100% | 100% | 100%
| Project timing |  |  |  | Design & Procurement | 2017: Construction; 2018: Commissioning; 2019: Operation
|  | CLC |  |  | 2021 | 2017: 2022; 2018: 2022; 2019: 2022
|  | CMN |  |  | 2023 | 2017: 2023; 2018: 2023; 2019: 2023
|  | EHK |  |  | 2023 | 2017: 2024; 2018: 2024; 2019: 2024
|  | GSB |  |  | 2023 | 2017: 2023; 2018: 2023; 2019: 2023
|  | WND |  |  | 2021 | 2017: 2022; 2018: 2022; 2019: 2022
|  | BETS |  |  | 2024 | 2017: 2024; 2018: 2024; 2019: 2024
|  | BGO |  |  | 2024 | 2017: 2024; 2018: 2024; 2019: 2024
|  | WIN |  |  | 2022 | 2017: 2023; 2018: 2023; 2019: 2023
|  | WPD |  |  | 2022 | 2017: 2022; 2018: 2022; 2019: 2022
|  | TQY |  |  | 2022 | 2017: 2022; 2018: 2022; 2019: 2022
|  | GHP |  |  | 2021/22 | 2017: 2022/23; 2018: 2022/23; 2019: 2022/23

## Asset_groups
Powercor REFCLs
Asset groups
(real 2021 dollars)
|  |  |  | Type | Allocation Basis | Depreciation category
Design & Procurement Labour
|  |  | Design & Procurement | Capex | Direct | Distribution
Feeder works
|  |  | Surge arrestor sites (single phase) | Capex | Direct | Distribution
|  |  | Surge arrestor sites (three phase) | Capex | Direct | Distribution
|  |  | ACRs | Capex | Direct | Distribution
|  |  | ACR/gas switch control box replacement | Capex | Direct | Distribution
|  |  | Admittance balancing units (single phase) | Capex | Direct | SCADA/Network control
|  |  | Admittance balancing units (three phase) | Capex | Direct | SCADA/Network control
|  |  | Re-phasing | Capex | Direct | Distribution
|  |  | Fusesavers | Capex | Direct | SCADA/Network control
|  |  | HV Regulators upgrade (control box) | Capex | Direct | Distribution
|  |  | HV Regulators upgrade (close delta) | Capex | Direct | Distribution
|  |  | Distribution switchgear (installed) | Capex | Direct | Distribution
|  |  | UG cable replacement | Capex | Direct | Distribution
|  |  | Test Sites | Capex | Direct | Distribution
|  |  | HV Customers (total) | Capex | Direct | Distribution
|  |  | HV Customers (generation signalling) | Capex | Direct | SCADA/Network control
|  |  | 22kV feeder works | Capex | Direct | Distribution
|  |  | 66kV Line works (Overhead) | Capex | Direct | Distribution
|  |  | 3rd phase line extension | Capex | Direct | Distribution
|  |  | Asset resilience | Capex | Direct | SCADA/Network control
|  |  | Distribution Comms | Capex | Direct | Distribution
|  |  | Other distribution materials | Capex | Direct | Distribution
Substation
Primary Plant
|  |  | GFN | Capex | Direct | SCADA/Network control
|  |  | GFN enclosure | Capex | Direct | Distribution
|  |  | Indoor switch room (incl GFN enclosure and switchboard) | Capex | Direct | Distribution
|  |  | RMU | Capex | Direct | Distribution
|  |  | 66/22kV transformer | Capex | Direct | Distribution
|  |  | 66kV circuit breaker | Capex | Direct | Distribution
|  |  | 66kV bus extension | Capex | Direct | Distribution
|  |  | Station service transformer (500kVA) | Capex | Direct | Distribution
|  |  | Station service transformer (750kVA) | Capex | Direct | Distribution
|  |  | Cap bank | Capex | Direct | Distribution
|  |  | AC board (Including change over) | Capex | Direct | Distribution
|  |  | Control room | Capex | Direct | Distribution
|  |  | 22kV circuit breaker (outdoor) | Capex | Direct | Distribution
|  |  | Voltage transformer | Capex | Direct | Distribution
|  |  | Current transformer (post type) | Capex | Direct | Distribution
|  |  | Current transformer (core balance type) | Capex | Direct | Distribution
|  |  | Other primary materials | Capex | Direct | Distribution
|  |  | SCADA / Protection & Control/ Comms | Capex | Direct | SCADA/Network control
|  |  | Commissioning | Capex | Pro-rata
|  |  | ESV observed compliance | Capex | Pro-rata
|  |  | Construction delivery & site control | Capex | Pro-rata
Contracts
|  |  | Traffic control | Capex | Pro-rata
|  |  | Line survey | Capex | Pro-rata
|  |  | Civil works | Capex | Pro-rata
|  |  | Mob/Demob | Capex | Pro-rata
|  |  | Other | Capex | Pro-rata
Other
|  |  | PMO costs | Capex | Pro-rata
|  |  | Test trailer | Capex | Direct | SCADA/Network control
|  |  | Labour & other costs associated with spare GFN | Capex | Direct | SCADA/Network control

## CLC_volumes
Powercor REFCLs |  |  |  |  | AER draft decision
Volumes: |  |  | CLC |  | RRP change
(real 2021 dollars)
Resource partner rates used |  |  |  | Geelong
Design & Procurement |  |  |  | 2021
Construction |  |  |  | 2022
[5 empty] | Materials |  | Contracts ($) | Labour ($) | Labour (hours)
| Year incurred |  |  |  | 2022 | 2022 | 2022 | 2022 | 2021 | 2022 | 2022 | 2022 | 2022
[5 empty] | Unit cost (ea) | Qty | Contracts | Other Labour ($) | Design & Procure | Live Linework | General Linework | Sub Tester | Fitter
| Labour Rates ($/hr) | [7 empty] | 215.3047 | 175.3598 | 164.7223 | 253.7358 | 179.1661
| Design & Procurement (hours) | [7 empty] | 1220
Feeder works
|  |  | Surge arrestor sites (single phase) |  | 397.3281
|  |  | Surge arrestor sites (three phase) |  | 590.7364
|  |  | ACRs |  | 27103.4493
|  |  | ACR/gas switch control box replacement |  | 9411.251
|  |  | Admittance balancing units (single phase) |  | 19288.4609
|  |  | Admittance balancing units (three phase) |  | 24307.4371
|  |  | Re-phasing |  | 228.0957
|  |  | Fusesavers |  | 12540.0097
|  |  | HV Regulators upgrade (control box) |  | 15538.8905
|  |  | HV Regulators upgrade (close delta) |  | 162190.7825
|  |  | Distribution switchgear (installed) |  | 107553.2957
|  |  | UG cable replacement |  | 473.0096
|  |  | Test Sites |  | 1118.8359
|  |  | HV Customers (total) |  | 27103.4493
|  |  | HV Customers (generation signalling) |  | 68410.8509
|  |  | 22kV feeder works |  | 306000 | 2
|  |  | 66kV Line works (Overhead) |  | 306000
|  |  | 3rd phase line extension |  | 0
|  |  | Asset resilience |  | 0
|  |  | Distribution Comms |  | 0
|  |  | Other distribution materials |  | 0
Substation
Primary Plant
|  |  | GFN |  | 1290638.4354 | 1 | 0 | 0 |  |  |  | 900 | 1500
|  |  | GFN enclosure |  | 161329.9051
|  |  | Indoor switch room (incl GFN enclosure and switchboard) |  | 1281303.0825
|  |  | RMU |  | 74373.925 | 1 | 0
|  |  | 66/22kV transformer |  | 754800
|  |  | 66kV circuit breaker |  | 94860
|  |  | 66kV bus extension |  | 208080
|  |  | Station service transformer (500kVA) |  | 73172.4807
|  |  | Station service transformer (750kVA) |  | 87926.1752
|  |  | Cap bank |  | 344183.8486
|  |  | AC board (Including change over) |  | 53776.9854
|  |  | Control room |  | 935507.8479
|  |  | 22kV circuit breaker (outdoor) |  | 76383.6902
|  |  | Voltage transformer |  | 18391.6638
|  |  | Current transformer (post type) |  | 15293.9766
|  |  | Current transformer (core balance type) |  | 5203.1054 | 2 | 0
Other primary materials
|  |  | SCADA / Protection & Control/ Comms |  | 1230120 | 0.2
Commissioning
|  |  | ESV observed compliance |  |  |  |  | 0
Construction delivery & site control
Contracts
Traffic control
|  |  | Line survey |  |  |  | 24480
Civil works
|  |  | Mob/Demob |  |  |  | 40800
Other

## CMN_volumes
Powercor REFCLs |  |  |  |  | AER draft decision
Volumes: |  |  | CMN |  | RRP change
(real 2021 dollars)
Resource partner rates used |  |  |  | Ballarat
Design & Procurement |  |  |  | 2023
Construction |  |  |  | 2023
[5 empty] | Materials |  | Contracts ($) | Labour ($) | Labour (hours)
| Year incurred |  |  |  | 2023 | 2023 | 2023 | 2023 | 2023 | 2023 | 2023 | 2023 | 2023
[5 empty] | Unit cost (ea) | Qty | Contracts | Other Labour ($) | Design & Procure | Live Linework | General Linework | Sub Tester | Fitter
| Labour Rates ($/hr) | [7 empty] | 215.3047 | 208.2081 | 195.735 | 270.2677 | 173.7278
| Design & Procurement (hours) | [7 empty] | 1220
Feeder works
|  |  | Surge arrestor sites (single phase) |  | 397.3281
|  |  | Surge arrestor sites (three phase) |  | 590.7364
|  |  | ACRs |  | 27103.4493
|  |  | ACR/gas switch control box replacement |  | 9411.251
|  |  | Admittance balancing units (single phase) |  | 19288.4609
|  |  | Admittance balancing units (three phase) |  | 24307.4371
|  |  | Re-phasing |  | 228.0957
|  |  | Fusesavers |  | 12540.0097
|  |  | HV Regulators upgrade (control box) |  | 15538.8905
|  |  | HV Regulators upgrade (close delta) |  | 162190.7825
|  |  | Distribution switchgear (installed) |  | 107553.2957
|  |  | UG cable replacement |  | 473.0096
|  |  | Test Sites |  | 1118.8359
|  |  | HV Customers (total) |  | 27103.4493
|  |  | HV Customers (generation signalling) |  | 68410.8509
|  |  | 22kV feeder works |  | 306000
|  |  | 66kV Line works (Overhead) |  | 306000
|  |  | 3rd phase line extension |  | 0
|  |  | Asset resilience |  | 0
|  |  | Distribution Comms |  | 0
|  |  | Other distribution materials |  | 0
Substation
Primary Plant
|  |  | GFN |  | 1290638.4354 | 1 | 0 | 0 |  |  |  | 900 | 1500
|  |  | GFN enclosure |  | 161329.9051
|  |  | Indoor switch room (incl GFN enclosure and switchboard) |  | 1281303.0825
|  |  | RMU |  | 74373.925 | 1 | 0
|  |  | 66/22kV transformer |  | 754800
|  |  | 66kV circuit breaker |  | 94860
|  |  | 66kV bus extension |  | 208080
|  |  | Station service transformer (500kVA) |  | 73172.4807
|  |  | Station service transformer (750kVA) |  | 87926.1752
|  |  | Cap bank |  | 344183.8486
|  |  | AC board (Including change over) |  | 53776.9854
|  |  | Control room |  | 935507.8479
|  |  | 22kV circuit breaker (outdoor) |  | 76383.6902
|  |  | Voltage transformer |  | 18391.6638
|  |  | Current transformer (post type) |  | 15293.9766 | 5 | 0
|  |  | Current transformer (core balance type) |  | 5203.1054
Other primary materials
|  |  | SCADA / Protection & Control/ Comms |  | 1230120 | 0.2
Commissioning
|  |  | ESV observed compliance |  |  |  |  | 0
Construction delivery & site control
Contracts
Traffic control
|  |  | Line survey |  |  |  | 8160
Civil works
|  |  | Mob/Demob |  |  |  | 40800
Other

## EHK_volumes
Powercor REFCLs |  |  |  |  | AER draft decision
Volumes: |  |  | EHK |  | RRP change
(real 2021 dollars)
Resource partner rates used |  |  |  | Ballarat
Design & Procurement |  |  |  | 2023
Construction |  |  |  | 2024
[5 empty] | Materials |  | Contracts ($) | Labour ($) | Labour (hours)
| Year incurred |  |  |  | 2024 | 2024 | 2024 | 2024 | 2023 | 2024 | 2024 | 2024 | 2024
[5 empty] | Unit cost (ea) | Qty | Contracts | Other Labour ($) | Design & Procure | Live Linework | General Linework | Sub Tester | Fitter
| Labour Rates ($/hr) | [7 empty] | 215.3047 | 208.2081 | 195.735 | 270.2677 | 173.7278
| Design & Procurement (hours) | [7 empty] | 3520
Feeder works
|  |  | Surge arrestor sites (single phase) |  | 397.3281
|  |  | Surge arrestor sites (three phase) |  | 590.7364
|  |  | ACRs |  | 27103.4493
|  |  | ACR/gas switch control box replacement |  | 9411.251
|  |  | Admittance balancing units (single phase) |  | 19288.4609
|  |  | Admittance balancing units (three phase) |  | 24307.4371
|  |  | Re-phasing |  | 228.0957
|  |  | Fusesavers |  | 12540.0097
|  |  | HV Regulators upgrade (control box) |  | 15538.8905
|  |  | HV Regulators upgrade (close delta) |  | 162190.7825
|  |  | Distribution switchgear (installed) |  | 107553.2957
|  |  | UG cable replacement |  | 473.0096
|  |  | Test Sites |  | 1118.8359
|  |  | HV Customers (total) |  | 27103.4493
|  |  | HV Customers (generation signalling) |  | 68410.8509 |  |  |  | 0
|  |  | 22kV feeder works |  | 306000 | 2
|  |  | 66kV Line works (Overhead) |  | 306000
|  |  | 3rd phase line extension |  | 0
|  |  | Asset resilience |  | 0
|  |  | Distribution Comms |  | 0
|  |  | Other distribution materials |  | 0
Substation
Primary Plant
|  |  | GFN |  | 1290638.4354 | 1 | 0 | 0 |  |  |  | 900 | 1500
|  |  | GFN enclosure |  | 161329.9051 | 1 | 0
|  |  | Indoor switch room (incl GFN enclosure and switchboard) |  | 1281303.0825
|  |  | RMU |  | 74373.925 | 1 | 0
|  |  | 66/22kV transformer |  | 754800 | 1 | 224400 |  |  |  |  | 4000 | 1200
|  |  | 66kV circuit breaker |  | 94860 | 1 | 36720 |  |  |  |  | 250 | 240
|  |  | 66kV bus extension |  | 208080 | 1
|  |  | Station service transformer (500kVA) |  | 73172.4807
|  |  | Station service transformer (750kVA) |  | 87926.1752
|  |  | Cap bank |  | 344183.8486
|  |  | AC board (Including change over) |  | 53776.9854
|  |  | Control room |  | 935507.8479
|  |  | 22kV circuit breaker (outdoor) |  | 76383.6902 | 4 | [5 empty] | 480 | 960
|  |  | Voltage transformer |  | 18391.6638 | 1
|  |  | Current transformer (post type) |  | 15293.9766
|  |  | Current transformer (core balance type) |  | 5203.1054 | 2 | 0
Other primary materials
|  |  | SCADA / Protection & Control/ Comms |  | 1230120 | 0.5
Commissioning
|  |  | ESV observed compliance |  |  |  |  | 0
Construction delivery & site control
Contracts
Traffic control
|  |  | Line survey |  |  |  | 16320
Civil works
|  |  | Mob/Demob |  |  |  | 40800
Other

## GSB_volumes
Powercor REFCLs |  |  |  |  | AER draft decision
Volumes: |  |  | GSB |  | RRP change
(real 2021 dollars)
Resource partner rates used |  |  |  | Ballarat
Design & Procurement |  |  |  | 2023
Construction |  |  |  | 2023
[5 empty] | Materials |  | Contracts ($) | Labour ($) | Labour (hours)
| Year incurred |  |  |  | 2023 | 2023 | 2023 | 2023 | 2023 | 2023 | 2023 | 2023 | 2023
[5 empty] | Unit cost (ea) | Qty | Contracts | Other Labour ($) | Design & Procure | Live Linework | General Linework | Sub Tester | Fitter
| Labour Rates ($/hr) | [7 empty] | 215.3047 | 208.2081 | 195.735 | 270.2677 | 173.7278
| Design & Procurement (hours) | [7 empty] | 1220
Feeder works
|  |  | Surge arrestor sites (single phase) |  | 397.3281
|  |  | Surge arrestor sites (three phase) |  | 590.7364
|  |  | ACRs |  | 27103.4493
|  |  | ACR/gas switch control box replacement |  | 9411.251
|  |  | Admittance balancing units (single phase) |  | 19288.4609
|  |  | Admittance balancing units (three phase) |  | 24307.4371
|  |  | Re-phasing |  | 228.0957
|  |  | Fusesavers |  | 12540.0097
|  |  | HV Regulators upgrade (control box) |  | 15538.8905
|  |  | HV Regulators upgrade (close delta) |  | 162190.7825
|  |  | Distribution switchgear (installed) |  | 107553.2957
|  |  | UG cable replacement |  | 473.0096
|  |  | Test Sites |  | 1118.8359
|  |  | HV Customers (total) |  | 27103.4493
|  |  | HV Customers (generation signalling) |  | 68410.8509
|  |  | 22kV feeder works |  | 306000 | 2
|  |  | 66kV Line works (Overhead) |  | 306000
|  |  | 3rd phase line extension |  | 0
|  |  | Asset resilience |  | 0
|  |  | Distribution Comms |  | 0
|  |  | Other distribution materials |  | 0
Substation
Primary Plant
|  |  | GFN |  | 1290638.4354 | 1 | 0 | 0 |  |  |  | 900 | 1500
|  |  | GFN enclosure |  | 161329.9051
|  |  | Indoor switch room (incl GFN enclosure and switchboard) |  | 1281303.0825
|  |  | RMU |  | 74373.925 | 1 | 0
|  |  | 66/22kV transformer |  | 754800
|  |  | 66kV circuit breaker |  | 94860
|  |  | 66kV bus extension |  | 208080
|  |  | Station service transformer (500kVA) |  | 73172.4807
|  |  | Station service transformer (750kVA) |  | 87926.1752
|  |  | Cap bank |  | 344183.8486
|  |  | AC board (Including change over) |  | 53776.9854
|  |  | Control room |  | 935507.8479
|  |  | 22kV circuit breaker (outdoor) |  | 76383.6902
|  |  | Voltage transformer |  | 18391.6638
|  |  | Current transformer (post type) |  | 15293.9766
|  |  | Current transformer (core balance type) |  | 5203.1054
Other primary materials
|  |  | SCADA / Protection & Control/ Comms |  | 1230120 | 0.2
Commissioning
|  |  | ESV observed compliance |  |  |  |  | 0
Construction delivery & site control
Contracts
Traffic control
|  |  | Line survey |  |  |  | 16320
Civil works
|  |  | Mob/Demob |  |  |  | 40800
Other

## BETS_volumes
Powercor REFCLs |  |  |  |  | AER draft decision
Volumes: |  |  | BETS |  | RRP change
(real 2021 dollars)
Resource partner rates used |  |  |  | Ballarat
Design & Procurement |  |  |  | 2024
Construction |  |  |  | 2024
[5 empty] | Materials |  | Contracts ($) | Labour ($) | Labour (hours)
| Year incurred |  |  |  | 2024 | 2024 | 2024 | 2024 | 2024 | 2024 | 2024 | 2024 | 2024
[5 empty] | Unit cost (ea) | Qty | Contracts | Other Labour ($) | Design & Procure | Live Linework | General Linework | Sub Tester | Fitter
| Labour Rates ($/hr) | [7 empty] | 215.3047 | 208.2081 | 195.735 | 270.2677 | 173.7278
| Design & Procurement (hours) | [7 empty] | 610
Feeder works
|  |  | Surge arrestor sites (single phase) |  | 397.3281
|  |  | Surge arrestor sites (three phase) |  | 590.7364
|  |  | ACRs |  | 27103.4493
|  |  | ACR/gas switch control box replacement |  | 9411.251
|  |  | Admittance balancing units (single phase) |  | 19288.4609
|  |  | Admittance balancing units (three phase) |  | 24307.4371
|  |  | Re-phasing |  | 228.0957
|  |  | Fusesavers |  | 12540.0097
|  |  | HV Regulators upgrade (control box) |  | 15538.8905
|  |  | HV Regulators upgrade (close delta) |  | 162190.7825
|  |  | Distribution switchgear (installed) |  | 107553.2957
|  |  | UG cable replacement |  | 473.0096 | 600
|  |  | Test Sites |  | 1118.8359
|  |  | HV Customers (total) |  | 27103.4493
|  |  | HV Customers (generation signalling) |  | 68410.8509
|  |  | 22kV feeder works |  | 306000 | 1
|  |  | 66kV Line works (Overhead) |  | 306000
|  |  | 3rd phase line extension |  | 0
|  |  | Asset resilience |  | 0
|  |  | Distribution Comms |  | 0
|  |  | Other distribution materials - Isolating Transformer (6MVA) |  | 1224000 | 1 |  |  |  | 650 |  | 320 | 450
Substation
Primary Plant
|  |  | GFN |  | 1290638.4354
|  |  | GFN enclosure |  | 161329.9051
|  |  | Indoor switch room (incl GFN enclosure and switchboard) |  | 1281303.0825
|  |  | RMU |  | 74373.925
|  |  | 66/22kV transformer |  | 754800
|  |  | 66kV circuit breaker |  | 94860
|  |  | 66kV bus extension |  | 208080
|  |  | Station service transformer (500kVA) |  | 73172.4807
|  |  | Station service transformer (750kVA) |  | 87926.1752
|  |  | Cap bank |  | 344183.8486
|  |  | AC board (Including change over) |  | 53776.9854
|  |  | Control room |  | 935507.8479
|  |  | 22kV circuit breaker (outdoor) |  | 76383.6902
|  |  | Voltage transformer |  | 18391.6638
|  |  | Current transformer (post type) |  | 15293.9766
|  |  | Current transformer (core balance type) |  | 5203.1054
Other primary materials
SCADA / Protection & Control/ Comms
Commissioning
|  |  | ESV observed compliance |  |  |  |  | 0
Construction delivery & site control
Contracts
Traffic control
Line survey
Civil works
Mob/Demob
|  |  | Other - Land Acquisition |  |  |  | 300000
c

## BGO_volumes
Powercor REFCLs |  |  |  |  | AER draft decision
Volumes: |  |  | BGO |  | RRP change
(real 2021 dollars)
Resource partner rates used |  |  |  | Ballarat
Design & Procurement |  |  |  | 2024
Construction |  |  |  | 2024
[5 empty] | Materials |  | Contracts ($) | Labour ($) | Labour (hours)
| Year incurred |  |  |  | 2024 | 2024 | 2024 | 2024 | 2024 | 2024 | 2024 | 2024 | 2024
[5 empty] | Unit cost (ea) | Qty | Contracts | Other Labour ($) | Design & Procure | Live Linework | General Linework | Sub Tester | Fitter
| Labour Rates ($/hr) | [7 empty] | 215.3047 | 208.2081 | 195.735 | 270.2677 | 173.7278
| Design & Procurement (hours) | [7 empty] | 610
Feeder works
|  |  | Surge arrestor sites (single phase) |  | 397.3281
|  |  | Surge arrestor sites (three phase) |  | 590.7364
|  |  | ACRs |  | 27103.4493
|  |  | ACR/gas switch control box replacement |  | 9411.251
|  |  | Admittance balancing units (single phase) |  | 19288.4609
|  |  | Admittance balancing units (three phase) |  | 24307.4371
|  |  | Re-phasing |  | 228.0957
|  |  | Fusesavers |  | 12540.0097
|  |  | HV Regulators upgrade (control box) |  | 15538.8905
|  |  | HV Regulators upgrade (close delta) |  | 162190.7825
|  |  | Distribution switchgear (installed) |  | 107553.2957
|  |  | UG cable replacement |  | 473.0096
|  |  | Test Sites |  | 1118.8359
|  |  | HV Customers (total) |  | 27103.4493
|  |  | HV Customers (generation signalling) |  | 68410.8509
|  |  | 22kV feeder works |  | 306000 | 2 |  |  |  |  | 2500
|  |  | 66kV Line works (Overhead) |  | 306000
|  |  | 3rd phase line extension |  | 0
|  |  | Asset resilience |  | 0
|  |  | Distribution Comms |  | 0
|  |  | Other distribution materials |  | 0
Substation
Primary Plant
|  |  | GFN |  | 1290638.4354
|  |  | GFN enclosure |  | 161329.9051
|  |  | Indoor switch room (incl GFN enclosure and switchboard) |  | 1281303.0825
|  |  | RMU |  | 74373.925
|  |  | 66/22kV transformer |  | 754800
|  |  | 66kV circuit breaker |  | 94860
|  |  | 66kV bus extension |  | 208080
|  |  | Station service transformer (500kVA) |  | 73172.4807
|  |  | Station service transformer (750kVA) |  | 87926.1752
|  |  | Cap bank |  | 344183.8486
|  |  | AC board (Including change over) |  | 53776.9854
|  |  | Control room |  | 935507.8479
|  |  | 22kV circuit breaker (outdoor) |  | 76383.6902
|  |  | Voltage transformer |  | 18391.6638
|  |  | Current transformer (post type) |  | 15293.9766
|  |  | Current transformer (core balance type) |  | 5203.1054
Other primary materials
SCADA / Protection & Control/ Comms
Commissioning
|  |  | ESV observed compliance |  |  |  |  | 0
Construction delivery & site control
Contracts
Traffic control
Line survey
Civil works
Mob/Demob
Other
c

## WIN_volumes
Powercor REFCLs |  |  |  |  | AER draft decision
Volumes: |  |  | WIN |  | RRP change
(real 2021 dollars)
Resource partner rates used |  |  |  | Geelong
Design & Procurement |  |  |  | 2022
Construction |  |  |  | 2023
[5 empty] | Materials |  | Contracts ($) | Labour ($) | Labour (hours)
| Year incurred |  |  |  | 2023 | 2023 | 2023 | 2023 | 2022 | 2023 | 2023 | 2023 | 2023
[5 empty] | Unit cost (ea) | Qty | Contracts | Other Labour ($) | Design & Procure | Live Linework | General Linework | Sub Tester | Fitter
| Labour Rates ($/hr) | [7 empty] | 215.3047 | 175.3598 | 164.7223 | 253.7358 | 179.1661
| Design & Procurement (hours) | [7 empty] | 3520
Feeder works
|  |  | Surge arrestor sites (single phase) |  | 397.3281
|  |  | Surge arrestor sites (three phase) |  | 590.7364
|  |  | ACRs |  | 27103.4493
|  |  | ACR/gas switch control box replacement |  | 9411.251
|  |  | Admittance balancing units (single phase) |  | 19288.4609
|  |  | Admittance balancing units (three phase) |  | 24307.4371
|  |  | Re-phasing |  | 228.0957
|  |  | Fusesavers |  | 12540.0097
|  |  | HV Regulators upgrade (control box) |  | 15538.8905
|  |  | HV Regulators upgrade (close delta) |  | 162190.7825
|  |  | Distribution switchgear (installed) |  | 107553.2957
|  |  | UG cable replacement |  | 473.0096
|  |  | Test Sites |  | 1118.8359
|  |  | HV Customers (total) |  | 27103.4493
|  |  | HV Customers (generation signalling) |  | 68410.8509
|  |  | 22kV feeder works |  | 306000 | 1
|  |  | 66kV Line works (Overhead) |  | 306000
|  |  | 3rd phase line extension |  | 0
|  |  | Asset resilience |  | 0
|  |  | Distribution Comms |  | 0
|  |  | Other distribution materials |  | 0
Substation
Primary Plant
|  |  | GFN |  | 1290638.4354 | 1 | 0 | 0 |  |  |  | 900 | 1500
|  |  | GFN enclosure |  | 161329.9051
|  |  | Indoor switch room (incl GFN enclosure and switchboard) |  | 1281303.0825 | 1 | 0 |  |  |  |  | 700 | 1400
|  |  | RMU |  | 74373.925 | 1 | 0
|  |  | 66/22kV transformer |  | 454800 | 1 | 224400 |  |  |  |  | 4000 | 1200
|  |  | 66kV circuit breaker |  | 94860 | 1 | 36720 |  |  |  |  | 250 | 240
|  |  | 66kV bus extension |  | 208080
|  |  | Station service transformer (500kVA) |  | 73172.4807
|  |  | Station service transformer (750kVA) |  | 87926.1752
|  |  | Cap bank |  | 344183.8486
|  |  | AC board (Including change over) |  | 53776.9854
|  |  | Control room |  | 935507.8479
|  |  | 22kV circuit breaker (outdoor) |  | 76383.6902 | 4 | [5 empty] | 480 | 960
|  |  | Voltage transformer |  | 18391.6638
|  |  | Current transformer (post type) |  | 15293.9766
|  |  | Current transformer (core balance type) |  | 5203.1054 | 1 | 0
Other primary materials
|  |  | SCADA / Protection & Control/ Comms |  | 1230120 | 0.5
Commissioning
|  |  | ESV observed compliance |  |  |  |  | 9609.0707
Construction delivery & site control
Contracts
Traffic control
|  |  | Line survey |  |  |  | 16320
Civil works
|  |  | Mob/Demob |  |  |  | 40800
Other

## WPD_volumes
Powercor REFCLs |  |  |  |  | AER draft decision
Volumes: |  |  | WPD |  | RRP change
(real 2021 dollars)
Resource partner rates used |  |  |  | Geelong
Design & Procurement |  |  |  | 2022
Construction |  |  |  | 2022
[5 empty] | Materials |  | Contracts ($) | Labour ($) | Labour (hours)
| Year incurred |  |  |  | 2022 | 2022 | 2022 | 2022 | 2022 | 2022 | 2022 | 2022 | 2022
[5 empty] | Unit cost (ea) | Qty | Contracts | Other Labour ($) | Design & Procure | Live Linework | General Linework | Sub Tester | Fitter
| Labour Rates ($/hr) | [7 empty] | 215.3047 | 175.3598 | 164.7223 | 253.7358 | 179.1661
| Design & Procurement (hours) | [7 empty] | 3660
Feeder works
|  |  | Surge arrestor sites (single phase) |  | 397.3281 | 611 |  |  |  | 3830.97
|  |  | Surge arrestor sites (three phase) |  | 590.7364 | 998 |  |  |  | 6257.46
|  |  | ACRs |  | 27103.4493
|  |  | ACR/gas switch control box replacement |  | 9411.251
|  |  | Admittance balancing units (single phase) |  | 19288.4609
|  |  | Admittance balancing units (three phase) |  | 24307.4371
|  |  | Re-phasing |  | 228.0957
|  |  | Fusesavers |  | 12540.0097
|  |  | HV Regulators upgrade (control box) |  | 15538.8905
|  |  | HV Regulators upgrade (close delta) |  | 162190.7825
|  |  | Distribution switchgear (installed) |  | 107553.2957
|  |  | UG cable replacement |  | 473.0096
|  |  | Test Sites |  | 1118.8359
|  |  | HV Customers (total) |  | 27103.4493
|  |  | HV Customers (generation signalling) |  | 68410.8509
|  |  | 22kV feeder works |  | 306000 | 22
|  |  | 66kV Line works (Overhead) |  | 306000
|  |  | 3rd phase line extension |  | 0
|  |  | Asset resilience |  | 5538386.7227 | 1
|  |  | Distribution Comms |  | 0
|  |  | Other distribution materials - Isolating Transformer (6MVA) |  | 1224000 | 6
Substation
Primary Plant
|  |  | GFN |  | 1290638.4354 | 3 | 0 | 0 |  |  |  | 2700 | 4500
|  |  | GFN enclosure |  | 161329.9051 | 3
|  |  | Indoor switch room (incl GFN enclosure and switchboard) |  | 1281303.0825
|  |  | RMU |  | 74373.925 | 3 | 0
|  |  | 66/22kV transformer |  | 754800
|  |  | 66kV circuit breaker |  | 94860
|  |  | 66kV bus extension |  | 208080
|  |  | Station service transformer (500kVA) |  | 73172.4807
|  |  | Station service transformer (750kVA) |  | 87926.1752 | 2
|  |  | Cap bank |  | 344183.8486
|  |  | AC board (Including change over) |  | 53776.9854 | 1
|  |  | Control room |  | 935507.8479
|  |  | 22kV circuit breaker (outdoor) |  | 76383.6902
|  |  | Voltage transformer |  | 18391.6638
|  |  | Current transformer (post type) |  | 15293.9766 | 10 | 0
|  |  | Current transformer (core balance type) |  | 5203.1054
Other primary materials
|  |  | SCADA / Protection & Control/ Comms |  | 1230120 | 1
Commissioning
|  |  | ESV observed compliance |  |  |  |  | 0
Construction delivery & site control
Contracts
Traffic control
|  |  | Line survey |  |  |  | 8160
|  |  | Civil works |  |  |  | 2000000
|  |  | Mob/Demob |  |  |  | 40800
|  |  | Other - Land Acquisition for Iso Substations |  |  |  | 0

## TQY_volumes
Powercor REFCLs |  |  |  |  | AER draft decision
Volumes: |  |  | TQY |  | RRP change
(real 2021 dollars)
Resource partner rates used |  |  |  | Geelong
Design & Procurement |  |  |  | 2022
Construction |  |  |  | 2022
[5 empty] | Materials |  | Contracts ($) | Labour ($) | Labour (hours)
| Year incurred |  |  |  | 2022 | 2022 | 2022 | 2022 | 2022 | 2022 | 2022 | 2022 | 2022
[5 empty] | Unit cost (ea) | Qty | Contracts | Other Labour ($) | Design & Procure | Live Linework | General Linework | Sub Tester | Fitter
| Labour Rates ($/hr) | [7 empty] | 215.3047 | 175.3598 | 164.7223 | 253.7358 | 179.1661
| Design & Procurement (hours) | [7 empty] | 2440
Feeder works
|  |  | Surge arrestor sites (single phase) |  | 397.3281
|  |  | Surge arrestor sites (three phase) |  | 590.7364
|  |  | ACRs |  | 27103.4493
|  |  | ACR/gas switch control box replacement |  | 9411.251
|  |  | Admittance balancing units (single phase) |  | 19288.4609
|  |  | Admittance balancing units (three phase) |  | 24307.4371
|  |  | Re-phasing |  | 228.0957
|  |  | Fusesavers |  | 12540.0097
|  |  | HV Regulators upgrade (control box) |  | 15538.8905
|  |  | HV Regulators upgrade (close delta) |  | 162190.7825
|  |  | Distribution switchgear (installed) |  | 107553.2957
|  |  | UG cable replacement |  | 473.0096
|  |  | Test Sites |  | 1118.8359
|  |  | HV Customers (total) |  | 27103.4493
|  |  | HV Customers (generation signalling) |  | 68410.8509
|  |  | 22kV feeder works |  | 306000
|  |  | 66kV Line works (Overhead) |  | 306000
|  |  | 3rd phase line extension |  | 510000
|  |  | Asset resilience |  | 0
|  |  | Distribution Comms |  | 0
|  |  | Other distribution materials - Isolating Transformer (6MVA) |  | 1224000 | 3
Substation
Primary Plant
|  |  | GFN |  | 1290638.4354 | 2 | 0 | 0 |  |  |  | 1800 | 3000
|  |  | GFN enclosure |  | 161329.9051 | 2
|  |  | Indoor switch room (incl GFN enclosure and switchboard) |  | 1281303.0825
|  |  | RMU |  | 74373.925 | 2 | 0
|  |  | 66/22kV transformer |  | 754800
|  |  | 66kV circuit breaker |  | 94860
|  |  | 66kV bus extension |  | 208080
|  |  | Station service transformer (500kVA) |  | 73172.4807
|  |  | Station service transformer (750kVA) |  | 87926.1752 | 2
|  |  | Cap bank |  | 344183.8486
|  |  | AC board (Including change over) |  | 53776.9854 | 1
|  |  | Control room |  | 935507.8479
|  |  | 22kV circuit breaker (outdoor) |  | 76383.6902
|  |  | Voltage transformer |  | 18391.6638
|  |  | Current transformer (post type) |  | 15293.9766 | 10 | 0
|  |  | Current transformer (core balance type) |  | 5203.1054
Other primary materials
|  |  | SCADA / Protection & Control/ Comms |  | 1230120 | 1
Commissioning
|  |  | ESV observed compliance |  |  |  |  | 38436.2829
Construction delivery & site control
Contracts
Traffic control
|  |  | Line survey |  |  |  | 8160
Civil works
|  |  | Mob/Demob |  |  |  | 40800
|  |  | Other - Land Acquisition for Iso Substations |  |  |  | 0

## GHP_volumes
Powercor REFCLs |  |  |  |  | AER draft decision
Volumes: |  |  | GHP |  | RRP change
(real 2021 dollars)
Resource partner rates used |  |  |  | GHP
Design & Procurement |  |  |  | 2021/22
Construction |  |  |  | 2022/23
[5 empty] | Materials |  | Contracts ($) | Labour ($) | Labour (hours)
| Year incurred |  |  |  | 2022/23 | 2022/23 | 2022/23 | 2022/23 | 2021/22 | 2022/23 | 2022/23 | 2022/23 | 2022/23
[5 empty] | Unit cost (ea) | Qty | Contracts | Other Labour ($) | Design & Procure | Live Linework | General Linework | Sub Tester | Fitter
| Labour Rates ($/hr) | [7 empty] | 221.697 | 180.5661 | 169.6129 | 261.2691 | 184.4855
| Design & Procurement (hours) | [7 empty] | 9438
Feeder works
|  |  | Surge arrestor sites (single phase) |  | 397.3281 | 314 |  |  |  | 1968.78
|  |  | Surge arrestor sites (three phase) |  | 590.7364 | 927 |  |  |  | 5812.29
|  |  | ACRs |  | 27103.4493 | 3 |  |  |  | 144 |  | 51
|  |  | ACR/gas switch control box replacement |  | 9411.251 | 5 |  |  |  |  | 70 | 100
|  |  | Admittance balancing units (single phase) |  | 19288.4609 | 11 |  |  |  |  | 99
|  |  | Admittance balancing units (three phase) |  | 24307.4371 | 29 |  |  |  |  | 377
|  |  | Re-phasing |  | 228.0957 | 29 |  |  |  | 174
|  |  | Fusesavers |  | 12540.0097 | 34 |  |  |  | 238
|  |  | HV Regulators upgrade (control box) |  | 15538.8905
|  |  | HV Regulators upgrade (close delta) |  | 162190.7825 | 4 |  |  |  | 452 |  | 20
|  |  | Distribution switchgear (installed) |  | 107553.2957 | 11
|  |  | UG cable replacement |  | 473.0096 | 5366
|  |  | Test Sites |  | 1118.8359 | 5 |  |  |  | 52.5
|  |  | HV Customers (total) |  | 27103.4493
|  |  | HV Customers (generation signalling) |  | 68410.8509
|  |  | 22kV feeder works |  | 306000 | 28 |  |  |  | 650 |  | 320 | 450
|  |  | 66kV Line works (Overhead) |  | 306000 | 29
|  |  | 3rd phase line extension |  | 0
|  |  | Asset resilience |  | 601898.4913 | 1
|  |  | Distribution Comms |  | 3366000 | 1
|  |  | Other distribution materials |  | 1224000 | 1
Substation
Primary Plant
|  |  | GFN |  | 1290638.4354 | 2 | 0 | 0 |  |  |  | 1800 | 3000
|  |  | GFN enclosure |  | 161329.9051 | 0
|  |  | Indoor switch room (incl GFN enclosure and switchboard) |  | 1281303.0825 | 1 | 0 |  |  |  |  | 700 | 1400
|  |  | RMU |  | 74373.925
|  |  | 66/22kV transformer |  | 754800 | 2 | 448800 |  |  |  |  | 8000 | 2400
|  |  | 66kV circuit breaker |  | 94860 | 4 | 146880 |  |  |  |  | 1000 | 960
|  |  | 66kV bus extension |  | 208080
|  |  | Station service transformer (500kVA) |  | 73172.4807 | 2
|  |  | Station service transformer (750kVA) |  | 87926.1752
|  |  | Cap bank |  | 344183.8486 | 1 | 0
|  |  | AC board (Including change over) |  | 53776.9854
|  |  | Control room |  | 935507.8479 | 1
|  |  | 22kV circuit breaker (outdoor) |  | 76383.6902
|  |  | Voltage transformer |  | 18391.6638
|  |  | Current transformer (post type) |  | 15293.9766
|  |  | Current transformer (core balance type) |  | 5203.1054
|  |  | Other primary materials |  | 407905 | 1
|  |  | SCADA / Protection & Control/ Comms |  | 2337900.7575 | 1
|  |  | Commissioning |  |  |  |  | 219101
|  |  | ESV observed compliance |  |  |  |  | 48045.3536
|  |  | Construction delivery & site control |  |  |  |  | 152914.1449
Contracts
|  |  | Traffic control |  |  |  | 660212
|  |  | Line survey |  |  |  | 40626.1578
|  |  | Civil works |  |  |  | 1989166
|  |  | Mob/Demob |  |  |  | 40800
|  |  | Other |  |  |  | 960500

## CLC_cost
Powercor REFCLs
Costs: |  |  | CLC
(real 2021 dollars)
Design & Procurement |  |  | 2021
Construction |  |  | 2022
Commissioning |  |  | 2022
[33 empty] | 0.5 | 0.5 | 0.5 | 0.5 | 0.5 | 0.5 | 0.5 | 0.5 | 0.5 | 0.5 | 0.5 | 0.5 | 0.5 | 0.5 | 0.5 | 0.5
| Calendary Year | [31 empty] | 2019 | 2019 | 2020 | 2020 | 2021 | 2021 | 2022 | 2022 | 2023 | 2023 | 2024 | 2024 | 2025 | 2025 | 2026 | 2026
| Half | [31 empty] | H1 | H2 | H1 | H2 | H1 | H2 | H1 | H2 | H1 | H2 | H1 | H2 | H1 | H2 | H1 | H2
| Input Year |  |  | 2019 | 2019 | 2019 | 2020 | 2020 | 2020 | 2021 | 2021 | 2021 | 2022 | 2022 | 2022 | 2023 | 2023 | 2023 | 2024 | 2024 | 2024 | 2025 | 2025 | 2025 | 2019 | 2020 | 2021 | 2022 | 2023 | 2024 | 2025 | Total | 2019 | 2019 | 2020 | 2020 | 2021 | 2021 | 2022 | 2022 | 2023 | 2023 | 2024 | 2024 | 2025 | 2025 | 2026 | 2026
|  |  |  | Materials | Labour | Contracts | Materials | Labour | Contracts | Materials | Labour | Contracts | Materials | Labour | Contracts | Materials | Labour | Contracts | Materials | Labour | Contracts | Materials | Labour | Contracts | Total | Total | Total | Total | Total | Total | Total | Total Cost | 2019H1 | 2019H2 | 2020H1 | 2020H2 | 2021H1 | 2021H2 | 2022H1 | 2022H2 | 2023H1 | 2023H2 | 2024H1 | 2024H2 | 2025H1 | 2025H2 | 2026H1 | 2026H2
Design & Procurement
|  |  | Design & Procurement | 0 | 0 | 0 | 0 | 0 | 0 | 0 | 262671.7151 | 0 | 0 | 0 | 0 | 0 | 0 | 0 | 0 | 0 | 0 | 0 | 0 | 0 | 0 | 0 | 262671.7151 | 0 | 0 | 0 | 0 | 262671.7151 | 0 | 0 | 0 | 0 | 131335.8575 | 131335.8575 | 0 | 0 | 0 | 0 | 0 | 0 | 0 | 0 | 0 | 0
Feeder works
|  |  | Surge arrestor sites (single phase) | 0 | 0 | 0 | 0 | 0 | 0 | 0 | 0 | 0 | 0 | 0 | 0 | 0 | 0 | 0 | 0 | 0 | 0 | 0 | 0 | 0 | 0 | 0 | 0 | 0 | 0 | 0 | 0 | 0 | 0 | 0 | 0 | 0 | 0 | 0 | 0 | 0 | 0 | 0 | 0 | 0 | 0 | 0 | 0 | 0
|  |  | Surge arrestor sites (three phase) | 0 | 0 | 0 | 0 | 0 | 0 | 0 | 0 | 0 | 0 | 0 | 0 | 0 | 0 | 0 | 0 | 0 | 0 | 0 | 0 | 0 | 0 | 0 | 0 | 0 | 0 | 0 | 0 | 0 | 0 | 0 | 0 | 0 | 0 | 0 | 0 | 0 | 0 | 0 | 0 | 0 | 0 | 0 | 0 | 0
|  |  | ACRs | 0 | 0 | 0 | 0 | 0 | 0 | 0 | 0 | 0 | 0 | 0 | 0 | 0 | 0 | 0 | 0 | 0 | 0 | 0 | 0 | 0 | 0 | 0 | 0 | 0 | 0 | 0 | 0 | 0 | 0 | 0 | 0 | 0 | 0 | 0 | 0 | 0 | 0 | 0 | 0 | 0 | 0 | 0 | 0 | 0
|  |  | ACR/gas switch control box replacement | 0 | 0 | 0 | 0 | 0 | 0 | 0 | 0 | 0 | 0 | 0 | 0 | 0 | 0 | 0 | 0 | 0 | 0 | 0 | 0 | 0 | 0 | 0 | 0 | 0 | 0 | 0 | 0 | 0 | 0 | 0 | 0 | 0 | 0 | 0 | 0 | 0 | 0 | 0 | 0 | 0 | 0 | 0 | 0 | 0
|  |  | Admittance balancing units (single phase) | 0 | 0 | 0 | 0 | 0 | 0 | 0 | 0 | 0 | 0 | 0 | 0 | 0 | 0 | 0 | 0 | 0 | 0 | 0 | 0 | 0 | 0 | 0 | 0 | 0 | 0 | 0 | 0 | 0 | 0 | 0 | 0 | 0 | 0 | 0 | 0 | 0 | 0 | 0 | 0 | 0 | 0 | 0 | 0 | 0
|  |  | Admittance balancing units (three phase) | 0 | 0 | 0 | 0 | 0 | 0 | 0 | 0 | 0 | 0 | 0 | 0 | 0 | 0 | 0 | 0 | 0 | 0 | 0 | 0 | 0 | 0 | 0 | 0 | 0 | 0 | 0 | 0 | 0 | 0 | 0 | 0 | 0 | 0 | 0 | 0 | 0 | 0 | 0 | 0 | 0 | 0 | 0 | 0 | 0
|  |  | Re-phasing | 0 | 0 | 0 | 0 | 0 | 0 | 0 | 0 | 0 | 0 | 0 | 0 | 0 | 0 | 0 | 0 | 0 | 0 | 0 | 0 | 0 | 0 | 0 | 0 | 0 | 0 | 0 | 0 | 0 | 0 | 0 | 0 | 0 | 0 | 0 | 0 | 0 | 0 | 0 | 0 | 0 | 0 | 0 | 0 | 0
|  |  | Fusesavers | 0 | 0 | 0 | 0 | 0 | 0 | 0 | 0 | 0 | 0 | 0 | 0 | 0 | 0 | 0 | 0 | 0 | 0 | 0 | 0 | 0 | 0 | 0 | 0 | 0 | 0 | 0 | 0 | 0 | 0 | 0 | 0 | 0 | 0 | 0 | 0 | 0 | 0 | 0 | 0 | 0 | 0 | 0 | 0 | 0
|  |  | HV Regulators upgrade (control box) | 0 | 0 | 0 | 0 | 0 | 0 | 0 | 0 | 0 | 0 | 0 | 0 | 0 | 0 | 0 | 0 | 0 | 0 | 0 | 0 | 0 | 0 | 0 | 0 | 0 | 0 | 0 | 0 | 0 | 0 | 0 | 0 | 0 | 0 | 0 | 0 | 0 | 0 | 0 | 0 | 0 | 0 | 0 | 0 | 0
|  |  | HV Regulators upgrade (close delta) | 0 | 0 | 0 | 0 | 0 | 0 | 0 | 0 | 0 | 0 | 0 | 0 | 0 | 0 | 0 | 0 | 0 | 0 | 0 | 0 | 0 | 0 | 0 | 0 | 0 | 0 | 0 | 0 | 0 | 0 | 0 | 0 | 0 | 0 | 0 | 0 | 0 | 0 | 0 | 0 | 0 | 0 | 0 | 0 | 0
|  |  | Distribution switchgear (installed) | 0 | 0 | 0 | 0 | 0 | 0 | 0 | 0 | 0 | 0 | 0 | 0 | 0 | 0 | 0 | 0 | 0 | 0 | 0 | 0 | 0 | 0 | 0 | 0 | 0 | 0 | 0 | 0 | 0 | 0 | 0 | 0 | 0 | 0 | 0 | 0 | 0 | 0 | 0 | 0 | 0 | 0 | 0 | 0 | 0
|  |  | UG cable replacement | 0 | 0 | 0 | 0 | 0 | 0 | 0 | 0 | 0 | 0 | 0 | 0 | 0 | 0 | 0 | 0 | 0 | 0 | 0 | 0 | 0 | 0 | 0 | 0 | 0 | 0 | 0 | 0 | 0 | 0 | 0 | 0 | 0 | 0 | 0 | 0 | 0 | 0 | 0 | 0 | 0 | 0 | 0 | 0 | 0
|  |  | Test Sites | 0 | 0 | 0 | 0 | 0 | 0 | 0 | 0 | 0 | 0 | 0 | 0 | 0 | 0 | 0 | 0 | 0 | 0 | 0 | 0 | 0 | 0 | 0 | 0 | 0 | 0 | 0 | 0 | 0 | 0 | 0 | 0 | 0 | 0 | 0 | 0 | 0 | 0 | 0 | 0 | 0 | 0 | 0 | 0 | 0
|  |  | HV Customers (total) | 0 | 0 | 0 | 0 | 0 | 0 | 0 | 0 | 0 | 0 | 0 | 0 | 0 | 0 | 0 | 0 | 0 | 0 | 0 | 0 | 0 | 0 | 0 | 0 | 0 | 0 | 0 | 0 | 0 | 0 | 0 | 0 | 0 | 0 | 0 | 0 | 0 | 0 | 0 | 0 | 0 | 0 | 0 | 0 | 0
|  |  | HV Customers (generation signalling) | 0 | 0 | 0 | 0 | 0 | 0 | 0 | 0 | 0 | 0 | 0 | 0 | 0 | 0 | 0 | 0 | 0 | 0 | 0 | 0 | 0 | 0 | 0 | 0 | 0 | 0 | 0 | 0 | 0 | 0 | 0 | 0 | 0 | 0 | 0 | 0 | 0 | 0 | 0 | 0 | 0 | 0 | 0 | 0 | 0
[33 empty] | 0 | 0 | 0 | 0 | 0 | 0 | 0 | 0 | 0 | 0 | 0 | 0 | 0 | 0 | 0 | 0
|  |  | 22kV feeder works | 0 | 0 | 0 | 0 | 0 | 0 | 0 | 0 | 0 | 612000 | 0 | 0 | 0 | 0 | 0 | 0 | 0 | 0 | 0 | 0 | 0 | 0 | 0 | 0 | 612000 | 0 | 0 | 0 | 612000 | 0 | 0 | 0 | 0 | 0 | 0 | 306000 | 306000 | 0 | 0 | 0 | 0 | 0 | 0 | 0 | 0
|  |  | 66kV Line works (Overhead) | 0 | 0 | 0 | 0 | 0 | 0 | 0 | 0 | 0 | 0 | 0 | 0 | 0 | 0 | 0 | 0 | 0 | 0 | 0 | 0 | 0 | 0 | 0 | 0 | 0 | 0 | 0 | 0 | 0 | 0 | 0 | 0 | 0 | 0 | 0 | 0 | 0 | 0 | 0 | 0 | 0 | 0 | 0 | 0 | 0
|  |  | 3rd phase line extension | 0 | 0 | 0 | 0 | 0 | 0 | 0 | 0 | 0 | 0 | 0 | 0 | 0 | 0 | 0 | 0 | 0 | 0 | 0 | 0 | 0 | 0 | 0 | 0 | 0 | 0 | 0 | 0 | 0 | 0 | 0 | 0 | 0 | 0 | 0 | 0 | 0 | 0 | 0 | 0 | 0 | 0 | 0 | 0 | 0
|  |  | Asset resilience | 0 | 0 | 0 | 0 | 0 | 0 | 0 | 0 | 0 | 0 | 0 | 0 | 0 | 0 | 0 | 0 | 0 | 0 | 0 | 0 | 0 | 0 | 0 | 0 | 0 | 0 | 0 | 0 | 0 | 0 | 0 | 0 | 0 | 0 | 0 | 0 | 0 | 0 | 0 | 0 | 0 | 0 | 0 | 0 | 0
|  |  | Distribution Comms | 0 | 0 | 0 | 0 | 0 | 0 | 0 | 0 | 0 | 0 | 0 | 0 | 0 | 0 | 0 | 0 | 0 | 0 | 0 | 0 | 0 | 0 | 0 | 0 | 0 | 0 | 0 | 0 | 0 | 0 | 0 | 0 | 0 | 0 | 0 | 0 | 0 | 0 | 0 | 0 | 0 | 0 | 0 | 0 | 0
|  |  | Other distribution materials | 0 | 0 | 0 | 0 | 0 | 0 | 0 | 0 | 0 | 0 | 0 | 0 | 0 | 0 | 0 | 0 | 0 | 0 | 0 | 0 | 0 | 0 | 0 | 0 | 0 | 0 | 0 | 0 | 0 | 0 | 0 | 0 | 0 | 0 | 0 | 0 | 0 | 0 | 0 | 0 | 0 | 0 | 0 | 0 | 0
Substation
Primary Plant
|  |  | GFN | 0 | 0 | 0 | 0 | 0 | 0 | 0 | 0 | 0 | 1290638.4354 | 497111.4372 | 0 | 0 | 0 | 0 | 0 | 0 | 0 | 0 | 0 | 0 | 0 | 0 | 0 | 1787749.8725 | 0 | 0 | 0 | 1787749.8725 | 0 | 0 | 0 | 0 | 0 | 0 | 893874.9363 | 893874.9363 | 0 | 0 | 0 | 0 | 0 | 0 | 0 | 0
|  |  | GFN enclosure | 0 | 0 | 0 | 0 | 0 | 0 | 0 | 0 | 0 | 0 | 0 | 0 | 0 | 0 | 0 | 0 | 0 | 0 | 0 | 0 | 0 | 0 | 0 | 0 | 0 | 0 | 0 | 0 | 0 | 0 | 0 | 0 | 0 | 0 | 0 | 0 | 0 | 0 | 0 | 0 | 0 | 0 | 0 | 0 | 0
|  |  | Indoor switch room (incl GFN enclosure and switchboard) | 0 | 0 | 0 | 0 | 0 | 0 | 0 | 0 | 0 | 0 | 0 | 0 | 0 | 0 | 0 | 0 | 0 | 0 | 0 | 0 | 0 | 0 | 0 | 0 | 0 | 0 | 0 | 0 | 0 | 0 | 0 | 0 | 0 | 0 | 0 | 0 | 0 | 0 | 0 | 0 | 0 | 0 | 0 | 0 | 0
|  |  | RMU | 0 | 0 | 0 | 0 | 0 | 0 | 0 | 0 | 0 | 74373.925 | 0 | 0 | 0 | 0 | 0 | 0 | 0 | 0 | 0 | 0 | 0 | 0 | 0 | 0 | 74373.925 | 0 | 0 | 0 | 74373.925 | 0 | 0 | 0 | 0 | 0 | 0 | 37186.9625 | 37186.9625 | 0 | 0 | 0 | 0 | 0 | 0 | 0 | 0
|  |  | 66/22kV transformer | 0 | 0 | 0 | 0 | 0 | 0 | 0 | 0 | 0 | 0 | 0 | 0 | 0 | 0 | 0 | 0 | 0 | 0 | 0 | 0 | 0 | 0 | 0 | 0 | 0 | 0 | 0 | 0 | 0 | 0 | 0 | 0 | 0 | 0 | 0 | 0 | 0 | 0 | 0 | 0 | 0 | 0 | 0 | 0 | 0
|  |  | 66kV circuit breaker | 0 | 0 | 0 | 0 | 0 | 0 | 0 | 0 | 0 | 0 | 0 | 0 | 0 | 0 | 0 | 0 | 0 | 0 | 0 | 0 | 0 | 0 | 0 | 0 | 0 | 0 | 0 | 0 | 0 | 0 | 0 | 0 | 0 | 0 | 0 | 0 | 0 | 0 | 0 | 0 | 0 | 0 | 0 | 0 | 0
|  |  | 66kV bus extension | 0 | 0 | 0 | 0 | 0 | 0 | 0 | 0 | 0 | 0 | 0 | 0 | 0 | 0 | 0 | 0 | 0 | 0 | 0 | 0 | 0 | 0 | 0 | 0 | 0 | 0 | 0 | 0 | 0 | 0 | 0 | 0 | 0 | 0 | 0 | 0 | 0 | 0 | 0 | 0 | 0 | 0 | 0 | 0 | 0
|  |  | Station service transformer (500kVA) | 0 | 0 | 0 | 0 | 0 | 0 | 0 | 0 | 0 | 0 | 0 | 0 | 0 | 0 | 0 | 0 | 0 | 0 | 0 | 0 | 0 | 0 | 0 | 0 | 0 | 0 | 0 | 0 | 0 | 0 | 0 | 0 | 0 | 0 | 0 | 0 | 0 | 0 | 0 | 0 | 0 | 0 | 0 | 0 | 0
|  |  | Station service transformer (750kVA) | 0 | 0 | 0 | 0 | 0 | 0 | 0 | 0 | 0 | 0 | 0 | 0 | 0 | 0 | 0 | 0 | 0 | 0 | 0 | 0 | 0 | 0 | 0 | 0 | 0 | 0 | 0 | 0 | 0 | 0 | 0 | 0 | 0 | 0 | 0 | 0 | 0 | 0 | 0 | 0 | 0 | 0 | 0 | 0 | 0
|  |  | Cap bank | 0 | 0 | 0 | 0 | 0 | 0 | 0 | 0 | 0 | 0 | 0 | 0 | 0 | 0 | 0 | 0 | 0 | 0 | 0 | 0 | 0 | 0 | 0 | 0 | 0 | 0 | 0 | 0 | 0 | 0 | 0 | 0 | 0 | 0 | 0 | 0 | 0 | 0 | 0 | 0 | 0 | 0 | 0 | 0 | 0
|  |  | AC board (Including change over) | 0 | 0 | 0 | 0 | 0 | 0 | 0 | 0 | 0 | 0 | 0 | 0 | 0 | 0 | 0 | 0 | 0 | 0 | 0 | 0 | 0 | 0 | 0 | 0 | 0 | 0 | 0 | 0 | 0 | 0 | 0 | 0 | 0 | 0 | 0 | 0 | 0 | 0 | 0 | 0 | 0 | 0 | 0 | 0 | 0
|  |  | Control room | 0 | 0 | 0 | 0 | 0 | 0 | 0 | 0 | 0 | 0 | 0 | 0 | 0 | 0 | 0 | 0 | 0 | 0 | 0 | 0 | 0 | 0 | 0 | 0 | 0 | 0 | 0 | 0 | 0 | 0 | 0 | 0 | 0 | 0 | 0 | 0 | 0 | 0 | 0 | 0 | 0 | 0 | 0 | 0 | 0
|  |  | 22kV circuit breaker (outdoor) | 0 | 0 | 0 | 0 | 0 | 0 | 0 | 0 | 0 | 0 | 0 | 0 | 0 | 0 | 0 | 0 | 0 | 0 | 0 | 0 | 0 | 0 | 0 | 0 | 0 | 0 | 0 | 0 | 0 | 0 | 0 | 0 | 0 | 0 | 0 | 0 | 0 | 0 | 0 | 0 | 0 | 0 | 0 | 0 | 0
|  |  | Voltage transformer | 0 | 0 | 0 | 0 | 0 | 0 | 0 | 0 | 0 | 0 | 0 | 0 | 0 | 0 | 0 | 0 | 0 | 0 | 0 | 0 | 0 | 0 | 0 | 0 | 0 | 0 | 0 | 0 | 0 | 0 | 0 | 0 | 0 | 0 | 0 | 0 | 0 | 0 | 0 | 0 | 0 | 0 | 0 | 0 | 0
|  |  | Current transformer (post type) | 0 | 0 | 0 | 0 | 0 | 0 | 0 | 0 | 0 | 0 | 0 | 0 | 0 | 0 | 0 | 0 | 0 | 0 | 0 | 0 | 0 | 0 | 0 | 0 | 0 | 0 | 0 | 0 | 0 | 0 | 0 | 0 | 0 | 0 | 0 | 0 | 0 | 0 | 0 | 0 | 0 | 0 | 0 | 0 | 0
|  |  | Current transformer (core balance type) | 0 | 0 | 0 | 0 | 0 | 0 | 0 | 0 | 0 | 10406.2109 | 0 | 0 | 0 | 0 | 0 | 0 | 0 | 0 | 0 | 0 | 0 | 0 | 0 | 0 | 10406.2109 | 0 | 0 | 0 | 10406.2109 | 0 | 0 | 0 | 0 | 0 | 0 | 5203.1054 | 5203.1054 | 0 | 0 | 0 | 0 | 0 | 0 | 0 | 0
[33 empty] | 0 | 0 | 0 | 0 | 0 | 0 | 0 | 0 | 0 | 0 | 0 | 0 | 0 | 0 | 0 | 0
|  |  | Other primary materials | 0 | 0 | 0 | 0 | 0 | 0 | 0 | 0 | 0 | 0 | 0 | 0 | 0 | 0 | 0 | 0 | 0 | 0 | 0 | 0 | 0 | 0 | 0 | 0 | 0 | 0 | 0 | 0 | 0 | 0 | 0 | 0 | 0 | 0 | 0 | 0 | 0 | 0 | 0 | 0 | 0 | 0 | 0 | 0 | 0
|  |  | SCADA / Protection & Control/ Comms | 0 | 0 | 0 | 0 | 0 | 0 | 0 | 0 | 0 | 246024 | 0 | 0 | 0 | 0 | 0 | 0 | 0 | 0 | 0 | 0 | 0 | 0 | 0 | 0 | 246024 | 0 | 0 | 0 | 246024 | 0 | 0 | 0 | 0 | 0 | 0 | 123012 | 123012 | 0 | 0 | 0 | 0 | 0 | 0 | 0 | 0
|  |  | Commissioning | 0 | 0 | 0 | 0 | 0 | 0 | 0 | 0 | 0 | 0 | 0 | 0 | 0 | 0 | 0 | 0 | 0 | 0 | 0 | 0 | 0 | 0 | 0 | 0 | 0 | 0 | 0 | 0 | 0 | 0 | 0 | 0 | 0 | 0 | 0 | 0 | 0 | 0 | 0 | 0 | 0 | 0 | 0 | 0 | 0
|  |  | ESV observed compliance | 0 | 0 | 0 | 0 | 0 | 0 | 0 | 0 | 0 | 0 | 0 | 0 | 0 | 0 | 0 | 0 | 0 | 0 | 0 | 0 | 0 | 0 | 0 | 0 | 0 | 0 | 0 | 0 | 0 | 0 | 0 | 0 | 0 | 0 | 0 | 0 | 0 | 0 | 0 | 0 | 0 | 0 | 0 | 0 | 0
|  |  | Construction delivery & site control | 0 | 0 | 0 | 0 | 0 | 0 | 0 | 0 | 0 | 0 | 0 | 0 | 0 | 0 | 0 | 0 | 0 | 0 | 0 | 0 | 0 | 0 | 0 | 0 | 0 | 0 | 0 | 0 | 0 | 0 | 0 | 0 | 0 | 0 | 0 | 0 | 0 | 0 | 0 | 0 | 0 | 0 | 0 | 0 | 0
Contracts
|  |  | Traffic control | 0 | 0 | 0 | 0 | 0 | 0 | 0 | 0 | 0 | 0 | 0 | 0 | 0 | 0 | 0 | 0 | 0 | 0 | 0 | 0 | 0 | 0 | 0 | 0 | 0 | 0 | 0 | 0 | 0 | 0 | 0 | 0 | 0 | 0 | 0 | 0 | 0 | 0 | 0 | 0 | 0 | 0 | 0 | 0 | 0
|  |  | Line survey | 0 | 0 | 0 | 0 | 0 | 0 | 0 | 0 | 0 | 0 | 0 | 24480 | 0 | 0 | 0 | 0 | 0 | 0 | 0 | 0 | 0 | 0 | 0 | 0 | 24480 | 0 | 0 | 0 | 24480 | 0 | 0 | 0 | 0 | 0 | 0 | 12240 | 12240 | 0 | 0 | 0 | 0 | 0 | 0 | 0 | 0
|  |  | Civil works | 0 | 0 | 0 | 0 | 0 | 0 | 0 | 0 | 0 | 0 | 0 | 0 | 0 | 0 | 0 | 0 | 0 | 0 | 0 | 0 | 0 | 0 | 0 | 0 | 0 | 0 | 0 | 0 | 0 | 0 | 0 | 0 | 0 | 0 | 0 | 0 | 0 | 0 | 0 | 0 | 0 | 0 | 0 | 0 | 0
|  |  | Civil works | 0 | 0 | 0 | 0 | 0 | 0 | 0 | 0 | 0 | 0 | 0 | 40800 | 0 | 0 | 0 | 0 | 0 | 0 | 0 | 0 | 0 | 0 | 0 | 0 | 40800 | 0 | 0 | 0 | 40800 | 0 | 0 | 0 | 0 | 0 | 0 | 20400 | 20400 | 0 | 0 | 0 | 0 | 0 | 0 | 0 | 0
|  |  | Other | 0 | 0 | 0 | 0 | 0 | 0 | 0 | 0 | 0 | 0 | 0 | 0 | 0 | 0 | 0 | 0 | 0 | 0 | 0 | 0 | 0 | 0 | 0 | 0 | 0 | 0 | 0 | 0 | 0 | 0 | 0 | 0 | 0 | 0 | 0 | 0 | 0 | 0 | 0 | 0 | 0 | 0 | 0 | 0 | 0
|  | Total construction |  | 0 | 0 | 0 | 0 | 0 | 0 | 0 | 262671.7151 | 0 | 2233442.5713 | 497111.4372 | 65280 | 0 | 0 | 0 | 0 | 0 | 0 | 0 | 0 | 0 | 0 | 0 | 262671.7151 | 2795834.0085 | 0 | 0 | 0 | 3058505.7236 | 0 | 0 | 0 | 0 | 131335.8575 | 131335.8575 | 1397917.0042 | 1397917.0042 | 0 | 0 | 0 | 0 | 0 | 0 | 0 | 0 | TRUE

## CMN_cost
Powercor REFCLs
Costs: |  |  | CMN
(real 2021 dollars)
Design & Procurement |  |  | 2023
Construction |  |  | 2023
Commissioning |  |  | 2023
[33 empty] | 0.5 | 0.5 | 0.5 | 0.5 | 0.5 | 0.5 | 0.5 | 0.5 | 0.5 | 0.5 | 0.5 | 0.5 | 0.5 | 0.5 | 0.5 | 0.5
| Calendary Year | [31 empty] | 2019 | 2019 | 2020 | 2020 | 2021 | 2021 | 2022 | 2022 | 2023 | 2023 | 2024 | 2024 | 2025 | 2025 | 2026 | 2026
| Half | [31 empty] | H1 | H2 | H1 | H2 | H1 | H2 | H1 | H2 | H1 | H2 | H1 | H2 | H1 | H2 | H1 | H2
| Input Year |  |  | 2019 | 2019 | 2019 | 2020 | 2020 | 2020 | 2021 | 2021 | 2021 | 2022 | 2022 | 2022 | 2023 | 2023 | 2023 | 2024 | 2024 | 2024 | 2025 | 2025 | 2025 | 2019 | 2020 | 2021 | 2022 | 2023 | 2024 | 2025 | Total | 2019 | 2019 | 2020 | 2020 | 2021 | 2021 | 2022 | 2022 | 2023 | 2023 | 2024 | 2024 | 2025 | 2025 | 2026 | 2026
|  |  |  | Materials | Labour | Contracts | Materials | Labour | Contracts | Materials | Labour | Contracts | Materials | Labour | Contracts | Materials | Labour | Contracts | Materials | Labour | Contracts | Materials | Labour | Contracts | Total | Total | Total | Total | Total | Total | Total | Total Cost | 2019H1 | 2019H2 | 2020H1 | 2020H2 | 2021H1 | 2021H2 | 2022H1 | 2022H2 | 2023H1 | 2023H2 | 2024H1 | 2024H2 | 2025H1 | 2025H2 | 2026H1 | 2026H2
Design & Procurement
|  |  | Design & Procurement | 0 | 0 | 0 | 0 | 0 | 0 | 0 | 0 | 0 | 0 | 0 | 0 | 0 | 262671.7151 | 0 | 0 | 0 | 0 | 0 | 0 | 0 | 0 | 0 | 0 | 0 | 262671.7151 | 0 | 0 | 262671.7151 | 0 | 0 | 0 | 0 | 0 | 0 | 0 | 0 | 131335.8575 | 131335.8575 | 0 | 0 | 0 | 0 | 0 | 0
Feeder works
|  |  | Surge arrestor sites (single phase) | 0 | 0 | 0 | 0 | 0 | 0 | 0 | 0 | 0 | 0 | 0 | 0 | 0 | 0 | 0 | 0 | 0 | 0 | 0 | 0 | 0 | 0 | 0 | 0 | 0 | 0 | 0 | 0 | 0 | 0 | 0 | 0 | 0 | 0 | 0 | 0 | 0 | 0 | 0 | 0 | 0 | 0 | 0 | 0 | 0
|  |  | Surge arrestor sites (three phase) | 0 | 0 | 0 | 0 | 0 | 0 | 0 | 0 | 0 | 0 | 0 | 0 | 0 | 0 | 0 | 0 | 0 | 0 | 0 | 0 | 0 | 0 | 0 | 0 | 0 | 0 | 0 | 0 | 0 | 0 | 0 | 0 | 0 | 0 | 0 | 0 | 0 | 0 | 0 | 0 | 0 | 0 | 0 | 0 | 0
|  |  | ACRs | 0 | 0 | 0 | 0 | 0 | 0 | 0 | 0 | 0 | 0 | 0 | 0 | 0 | 0 | 0 | 0 | 0 | 0 | 0 | 0 | 0 | 0 | 0 | 0 | 0 | 0 | 0 | 0 | 0 | 0 | 0 | 0 | 0 | 0 | 0 | 0 | 0 | 0 | 0 | 0 | 0 | 0 | 0 | 0 | 0
|  |  | ACR/gas switch control box replacement | 0 | 0 | 0 | 0 | 0 | 0 | 0 | 0 | 0 | 0 | 0 | 0 | 0 | 0 | 0 | 0 | 0 | 0 | 0 | 0 | 0 | 0 | 0 | 0 | 0 | 0 | 0 | 0 | 0 | 0 | 0 | 0 | 0 | 0 | 0 | 0 | 0 | 0 | 0 | 0 | 0 | 0 | 0 | 0 | 0
|  |  | Admittance balancing units (single phase) | 0 | 0 | 0 | 0 | 0 | 0 | 0 | 0 | 0 | 0 | 0 | 0 | 0 | 0 | 0 | 0 | 0 | 0 | 0 | 0 | 0 | 0 | 0 | 0 | 0 | 0 | 0 | 0 | 0 | 0 | 0 | 0 | 0 | 0 | 0 | 0 | 0 | 0 | 0 | 0 | 0 | 0 | 0 | 0 | 0
|  |  | Admittance balancing units (three phase) | 0 | 0 | 0 | 0 | 0 | 0 | 0 | 0 | 0 | 0 | 0 | 0 | 0 | 0 | 0 | 0 | 0 | 0 | 0 | 0 | 0 | 0 | 0 | 0 | 0 | 0 | 0 | 0 | 0 | 0 | 0 | 0 | 0 | 0 | 0 | 0 | 0 | 0 | 0 | 0 | 0 | 0 | 0 | 0 | 0
|  |  | Re-phasing | 0 | 0 | 0 | 0 | 0 | 0 | 0 | 0 | 0 | 0 | 0 | 0 | 0 | 0 | 0 | 0 | 0 | 0 | 0 | 0 | 0 | 0 | 0 | 0 | 0 | 0 | 0 | 0 | 0 | 0 | 0 | 0 | 0 | 0 | 0 | 0 | 0 | 0 | 0 | 0 | 0 | 0 | 0 | 0 | 0
|  |  | Fusesavers | 0 | 0 | 0 | 0 | 0 | 0 | 0 | 0 | 0 | 0 | 0 | 0 | 0 | 0 | 0 | 0 | 0 | 0 | 0 | 0 | 0 | 0 | 0 | 0 | 0 | 0 | 0 | 0 | 0 | 0 | 0 | 0 | 0 | 0 | 0 | 0 | 0 | 0 | 0 | 0 | 0 | 0 | 0 | 0 | 0
|  |  | HV Regulators upgrade (control box) | 0 | 0 | 0 | 0 | 0 | 0 | 0 | 0 | 0 | 0 | 0 | 0 | 0 | 0 | 0 | 0 | 0 | 0 | 0 | 0 | 0 | 0 | 0 | 0 | 0 | 0 | 0 | 0 | 0 | 0 | 0 | 0 | 0 | 0 | 0 | 0 | 0 | 0 | 0 | 0 | 0 | 0 | 0 | 0 | 0
|  |  | HV Regulators upgrade (close delta) | 0 | 0 | 0 | 0 | 0 | 0 | 0 | 0 | 0 | 0 | 0 | 0 | 0 | 0 | 0 | 0 | 0 | 0 | 0 | 0 | 0 | 0 | 0 | 0 | 0 | 0 | 0 | 0 | 0 | 0 | 0 | 0 | 0 | 0 | 0 | 0 | 0 | 0 | 0 | 0 | 0 | 0 | 0 | 0 | 0
|  |  | Distribution switchgear (installed) | 0 | 0 | 0 | 0 | 0 | 0 | 0 | 0 | 0 | 0 | 0 | 0 | 0 | 0 | 0 | 0 | 0 | 0 | 0 | 0 | 0 | 0 | 0 | 0 | 0 | 0 | 0 | 0 | 0 | 0 | 0 | 0 | 0 | 0 | 0 | 0 | 0 | 0 | 0 | 0 | 0 | 0 | 0 | 0 | 0
|  |  | UG cable replacement | 0 | 0 | 0 | 0 | 0 | 0 | 0 | 0 | 0 | 0 | 0 | 0 | 0 | 0 | 0 | 0 | 0 | 0 | 0 | 0 | 0 | 0 | 0 | 0 | 0 | 0 | 0 | 0 | 0 | 0 | 0 | 0 | 0 | 0 | 0 | 0 | 0 | 0 | 0 | 0 | 0 | 0 | 0 | 0 | 0
|  |  | Test Sites | 0 | 0 | 0 | 0 | 0 | 0 | 0 | 0 | 0 | 0 | 0 | 0 | 0 | 0 | 0 | 0 | 0 | 0 | 0 | 0 | 0 | 0 | 0 | 0 | 0 | 0 | 0 | 0 | 0 | 0 | 0 | 0 | 0 | 0 | 0 | 0 | 0 | 0 | 0 | 0 | 0 | 0 | 0 | 0 | 0
|  |  | HV Customers (total) | 0 | 0 | 0 | 0 | 0 | 0 | 0 | 0 | 0 | 0 | 0 | 0 | 0 | 0 | 0 | 0 | 0 | 0 | 0 | 0 | 0 | 0 | 0 | 0 | 0 | 0 | 0 | 0 | 0 | 0 | 0 | 0 | 0 | 0 | 0 | 0 | 0 | 0 | 0 | 0 | 0 | 0 | 0 | 0 | 0
|  |  | HV Customers (generation signalling) | 0 | 0 | 0 | 0 | 0 | 0 | 0 | 0 | 0 | 0 | 0 | 0 | 0 | 0 | 0 | 0 | 0 | 0 | 0 | 0 | 0 | 0 | 0 | 0 | 0 | 0 | 0 | 0 | 0 | 0 | 0 | 0 | 0 | 0 | 0 | 0 | 0 | 0 | 0 | 0 | 0 | 0 | 0 | 0 | 0
[33 empty] | 0 | 0 | 0 | 0 | 0 | 0 | 0 | 0 | 0 | 0 | 0 | 0 | 0 | 0 | 0 | 0
|  |  | 22kV feeder works | 0 | 0 | 0 | 0 | 0 | 0 | 0 | 0 | 0 | 0 | 0 | 0 | 0 | 0 | 0 | 0 | 0 | 0 | 0 | 0 | 0 | 0 | 0 | 0 | 0 | 0 | 0 | 0 | 0 | 0 | 0 | 0 | 0 | 0 | 0 | 0 | 0 | 0 | 0 | 0 | 0 | 0 | 0 | 0 | 0
|  |  | 66kV Line works (Overhead) | 0 | 0 | 0 | 0 | 0 | 0 | 0 | 0 | 0 | 0 | 0 | 0 | 0 | 0 | 0 | 0 | 0 | 0 | 0 | 0 | 0 | 0 | 0 | 0 | 0 | 0 | 0 | 0 | 0 | 0 | 0 | 0 | 0 | 0 | 0 | 0 | 0 | 0 | 0 | 0 | 0 | 0 | 0 | 0 | 0
|  |  | 3rd phase line extension | 0 | 0 | 0 | 0 | 0 | 0 | 0 | 0 | 0 | 0 | 0 | 0 | 0 | 0 | 0 | 0 | 0 | 0 | 0 | 0 | 0 | 0 | 0 | 0 | 0 | 0 | 0 | 0 | 0 | 0 | 0 | 0 | 0 | 0 | 0 | 0 | 0 | 0 | 0 | 0 | 0 | 0 | 0 | 0 | 0
|  |  | Asset resilience | 0 | 0 | 0 | 0 | 0 | 0 | 0 | 0 | 0 | 0 | 0 | 0 | 0 | 0 | 0 | 0 | 0 | 0 | 0 | 0 | 0 | 0 | 0 | 0 | 0 | 0 | 0 | 0 | 0 | 0 | 0 | 0 | 0 | 0 | 0 | 0 | 0 | 0 | 0 | 0 | 0 | 0 | 0 | 0 | 0
|  |  | Distribution Comms | 0 | 0 | 0 | 0 | 0 | 0 | 0 | 0 | 0 | 0 | 0 | 0 | 0 | 0 | 0 | 0 | 0 | 0 | 0 | 0 | 0 | 0 | 0 | 0 | 0 | 0 | 0 | 0 | 0 | 0 | 0 | 0 | 0 | 0 | 0 | 0 | 0 | 0 | 0 | 0 | 0 | 0 | 0 | 0 | 0
|  |  | Other distribution materials | 0 | 0 | 0 | 0 | 0 | 0 | 0 | 0 | 0 | 0 | 0 | 0 | 0 | 0 | 0 | 0 | 0 | 0 | 0 | 0 | 0 | 0 | 0 | 0 | 0 | 0 | 0 | 0 | 0 | 0 | 0 | 0 | 0 | 0 | 0 | 0 | 0 | 0 | 0 | 0 | 0 | 0 | 0 | 0 | 0
Substation
Primary Plant
|  |  | GFN | 0 | 0 | 0 | 0 | 0 | 0 | 0 | 0 | 0 | 0 | 0 | 0 | 1290638.4354 | 503832.5572 | 0 | 0 | 0 | 0 | 0 | 0 | 0 | 0 | 0 | 0 | 0 | 1794470.9925 | 0 | 0 | 1794470.9925 | 0 | 0 | 0 | 0 | 0 | 0 | 0 | 0 | 897235.4963 | 897235.4963 | 0 | 0 | 0 | 0 | 0 | 0
|  |  | GFN enclosure | 0 | 0 | 0 | 0 | 0 | 0 | 0 | 0 | 0 | 0 | 0 | 0 | 0 | 0 | 0 | 0 | 0 | 0 | 0 | 0 | 0 | 0 | 0 | 0 | 0 | 0 | 0 | 0 | 0 | 0 | 0 | 0 | 0 | 0 | 0 | 0 | 0 | 0 | 0 | 0 | 0 | 0 | 0 | 0 | 0
|  |  | Indoor switch room (incl GFN enclosure and switchboard) | 0 | 0 | 0 | 0 | 0 | 0 | 0 | 0 | 0 | 0 | 0 | 0 | 0 | 0 | 0 | 0 | 0 | 0 | 0 | 0 | 0 | 0 | 0 | 0 | 0 | 0 | 0 | 0 | 0 | 0 | 0 | 0 | 0 | 0 | 0 | 0 | 0 | 0 | 0 | 0 | 0 | 0 | 0 | 0 | 0
|  |  | RMU | 0 | 0 | 0 | 0 | 0 | 0 | 0 | 0 | 0 | 0 | 0 | 0 | 74373.925 | 0 | 0 | 0 | 0 | 0 | 0 | 0 | 0 | 0 | 0 | 0 | 0 | 74373.925 | 0 | 0 | 74373.925 | 0 | 0 | 0 | 0 | 0 | 0 | 0 | 0 | 37186.9625 | 37186.9625 | 0 | 0 | 0 | 0 | 0 | 0
|  |  | 66/22kV transformer | 0 | 0 | 0 | 0 | 0 | 0 | 0 | 0 | 0 | 0 | 0 | 0 | 0 | 0 | 0 | 0 | 0 | 0 | 0 | 0 | 0 | 0 | 0 | 0 | 0 | 0 | 0 | 0 | 0 | 0 | 0 | 0 | 0 | 0 | 0 | 0 | 0 | 0 | 0 | 0 | 0 | 0 | 0 | 0 | 0
|  |  | 66kV circuit breaker | 0 | 0 | 0 | 0 | 0 | 0 | 0 | 0 | 0 | 0 | 0 | 0 | 0 | 0 | 0 | 0 | 0 | 0 | 0 | 0 | 0 | 0 | 0 | 0 | 0 | 0 | 0 | 0 | 0 | 0 | 0 | 0 | 0 | 0 | 0 | 0 | 0 | 0 | 0 | 0 | 0 | 0 | 0 | 0 | 0
|  |  | 66kV bus extension | 0 | 0 | 0 | 0 | 0 | 0 | 0 | 0 | 0 | 0 | 0 | 0 | 0 | 0 | 0 | 0 | 0 | 0 | 0 | 0 | 0 | 0 | 0 | 0 | 0 | 0 | 0 | 0 | 0 | 0 | 0 | 0 | 0 | 0 | 0 | 0 | 0 | 0 | 0 | 0 | 0 | 0 | 0 | 0 | 0
|  |  | Station service transformer (500kVA) | 0 | 0 | 0 | 0 | 0 | 0 | 0 | 0 | 0 | 0 | 0 | 0 | 0 | 0 | 0 | 0 | 0 | 0 | 0 | 0 | 0 | 0 | 0 | 0 | 0 | 0 | 0 | 0 | 0 | 0 | 0 | 0 | 0 | 0 | 0 | 0 | 0 | 0 | 0 | 0 | 0 | 0 | 0 | 0 | 0
|  |  | Station service transformer (750kVA) | 0 | 0 | 0 | 0 | 0 | 0 | 0 | 0 | 0 | 0 | 0 | 0 | 0 | 0 | 0 | 0 | 0 | 0 | 0 | 0 | 0 | 0 | 0 | 0 | 0 | 0 | 0 | 0 | 0 | 0 | 0 | 0 | 0 | 0 | 0 | 0 | 0 | 0 | 0 | 0 | 0 | 0 | 0 | 0 | 0
|  |  | Cap bank | 0 | 0 | 0 | 0 | 0 | 0 | 0 | 0 | 0 | 0 | 0 | 0 | 0 | 0 | 0 | 0 | 0 | 0 | 0 | 0 | 0 | 0 | 0 | 0 | 0 | 0 | 0 | 0 | 0 | 0 | 0 | 0 | 0 | 0 | 0 | 0 | 0 | 0 | 0 | 0 | 0 | 0 | 0 | 0 | 0
|  |  | AC board (Including change over) | 0 | 0 | 0 | 0 | 0 | 0 | 0 | 0 | 0 | 0 | 0 | 0 | 0 | 0 | 0 | 0 | 0 | 0 | 0 | 0 | 0 | 0 | 0 | 0 | 0 | 0 | 0 | 0 | 0 | 0 | 0 | 0 | 0 | 0 | 0 | 0 | 0 | 0 | 0 | 0 | 0 | 0 | 0 | 0 | 0
|  |  | Control room | 0 | 0 | 0 | 0 | 0 | 0 | 0 | 0 | 0 | 0 | 0 | 0 | 0 | 0 | 0 | 0 | 0 | 0 | 0 | 0 | 0 | 0 | 0 | 0 | 0 | 0 | 0 | 0 | 0 | 0 | 0 | 0 | 0 | 0 | 0 | 0 | 0 | 0 | 0 | 0 | 0 | 0 | 0 | 0 | 0
|  |  | 22kV circuit breaker (outdoor) | 0 | 0 | 0 | 0 | 0 | 0 | 0 | 0 | 0 | 0 | 0 | 0 | 0 | 0 | 0 | 0 | 0 | 0 | 0 | 0 | 0 | 0 | 0 | 0 | 0 | 0 | 0 | 0 | 0 | 0 | 0 | 0 | 0 | 0 | 0 | 0 | 0 | 0 | 0 | 0 | 0 | 0 | 0 | 0 | 0
|  |  | Voltage transformer | 0 | 0 | 0 | 0 | 0 | 0 | 0 | 0 | 0 | 0 | 0 | 0 | 0 | 0 | 0 | 0 | 0 | 0 | 0 | 0 | 0 | 0 | 0 | 0 | 0 | 0 | 0 | 0 | 0 | 0 | 0 | 0 | 0 | 0 | 0 | 0 | 0 | 0 | 0 | 0 | 0 | 0 | 0 | 0 | 0
|  |  | Current transformer (post type) | 0 | 0 | 0 | 0 | 0 | 0 | 0 | 0 | 0 | 0 | 0 | 0 | 76469.8831 | 0 | 0 | 0 | 0 | 0 | 0 | 0 | 0 | 0 | 0 | 0 | 0 | 76469.8831 | 0 | 0 | 76469.8831 | 0 | 0 | 0 | 0 | 0 | 0 | 0 | 0 | 38234.9415 | 38234.9415 | 0 | 0 | 0 | 0 | 0 | 0
|  |  | Current transformer (core balance type) | 0 | 0 | 0 | 0 | 0 | 0 | 0 | 0 | 0 | 0 | 0 | 0 | 0 | 0 | 0 | 0 | 0 | 0 | 0 | 0 | 0 | 0 | 0 | 0 | 0 | 0 | 0 | 0 | 0 | 0 | 0 | 0 | 0 | 0 | 0 | 0 | 0 | 0 | 0 | 0 | 0 | 0 | 0 | 0 | 0
[33 empty] | 0 | 0 | 0 | 0 | 0 | 0 | 0 | 0 | 0 | 0 | 0 | 0 | 0 | 0 | 0 | 0
|  |  | Other primary materials | 0 | 0 | 0 | 0 | 0 | 0 | 0 | 0 | 0 | 0 | 0 | 0 | 0 | 0 | 0 | 0 | 0 | 0 | 0 | 0 | 0 | 0 | 0 | 0 | 0 | 0 | 0 | 0 | 0 | 0 | 0 | 0 | 0 | 0 | 0 | 0 | 0 | 0 | 0 | 0 | 0 | 0 | 0 | 0 | 0
|  |  | SCADA / Protection & Control/ Comms | 0 | 0 | 0 | 0 | 0 | 0 | 0 | 0 | 0 | 0 | 0 | 0 | 246024 | 0 | 0 | 0 | 0 | 0 | 0 | 0 | 0 | 0 | 0 | 0 | 0 | 246024 | 0 | 0 | 246024 | 0 | 0 | 0 | 0 | 0 | 0 | 0 | 0 | 123012 | 123012 | 0 | 0 | 0 | 0 | 0 | 0
|  |  | Commissioning | 0 | 0 | 0 | 0 | 0 | 0 | 0 | 0 | 0 | 0 | 0 | 0 | 0 | 0 | 0 | 0 | 0 | 0 | 0 | 0 | 0 | 0 | 0 | 0 | 0 | 0 | 0 | 0 | 0 | 0 | 0 | 0 | 0 | 0 | 0 | 0 | 0 | 0 | 0 | 0 | 0 | 0 | 0 | 0 | 0
|  |  | ESV observed compliance | 0 | 0 | 0 | 0 | 0 | 0 | 0 | 0 | 0 | 0 | 0 | 0 | 0 | 0 | 0 | 0 | 0 | 0 | 0 | 0 | 0 | 0 | 0 | 0 | 0 | 0 | 0 | 0 | 0 | 0 | 0 | 0 | 0 | 0 | 0 | 0 | 0 | 0 | 0 | 0 | 0 | 0 | 0 | 0 | 0
|  |  | Construction delivery & site control | 0 | 0 | 0 | 0 | 0 | 0 | 0 | 0 | 0 | 0 | 0 | 0 | 0 | 0 | 0 | 0 | 0 | 0 | 0 | 0 | 0 | 0 | 0 | 0 | 0 | 0 | 0 | 0 | 0 | 0 | 0 | 0 | 0 | 0 | 0 | 0 | 0 | 0 | 0 | 0 | 0 | 0 | 0 | 0 | 0
Contracts
|  |  | Traffic control | 0 | 0 | 0 | 0 | 0 | 0 | 0 | 0 | 0 | 0 | 0 | 0 | 0 | 0 | 0 | 0 | 0 | 0 | 0 | 0 | 0 | 0 | 0 | 0 | 0 | 0 | 0 | 0 | 0 | 0 | 0 | 0 | 0 | 0 | 0 | 0 | 0 | 0 | 0 | 0 | 0 | 0 | 0 | 0 | 0
|  |  | Line survey | 0 | 0 | 0 | 0 | 0 | 0 | 0 | 0 | 0 | 0 | 0 | 0 | 0 | 0 | 8160 | 0 | 0 | 0 | 0 | 0 | 0 | 0 | 0 | 0 | 0 | 8160 | 0 | 0 | 8160 | 0 | 0 | 0 | 0 | 0 | 0 | 0 | 0 | 4080 | 4080 | 0 | 0 | 0 | 0 | 0 | 0
|  |  | Civil works | 0 | 0 | 0 | 0 | 0 | 0 | 0 | 0 | 0 | 0 | 0 | 0 | 0 | 0 | 0 | 0 | 0 | 0 | 0 | 0 | 0 | 0 | 0 | 0 | 0 | 0 | 0 | 0 | 0 | 0 | 0 | 0 | 0 | 0 | 0 | 0 | 0 | 0 | 0 | 0 | 0 | 0 | 0 | 0 | 0
|  |  | Civil works | 0 | 0 | 0 | 0 | 0 | 0 | 0 | 0 | 0 | 0 | 0 | 0 | 0 | 0 | 40800 | 0 | 0 | 0 | 0 | 0 | 0 | 0 | 0 | 0 | 0 | 40800 | 0 | 0 | 40800 | 0 | 0 | 0 | 0 | 0 | 0 | 0 | 0 | 20400 | 20400 | 0 | 0 | 0 | 0 | 0 | 0
|  |  | Other | 0 | 0 | 0 | 0 | 0 | 0 | 0 | 0 | 0 | 0 | 0 | 0 | 0 | 0 | 0 | 0 | 0 | 0 | 0 | 0 | 0 | 0 | 0 | 0 | 0 | 0 | 0 | 0 | 0 | 0 | 0 | 0 | 0 | 0 | 0 | 0 | 0 | 0 | 0 | 0 | 0 | 0 | 0 | 0 | 0
|  | Total construction |  | 0 | 0 | 0 | 0 | 0 | 0 | 0 | 0 | 0 | 0 | 0 | 0 | 1687506.2435 | 766504.2723 | 48960 | 0 | 0 | 0 | 0 | 0 | 0 | 0 | 0 | 0 | 0 | 2502970.5158 | 0 | 0 | 2502970.5158 | 0 | 0 | 0 | 0 | 0 | 0 | 0 | 0 | 1251485.2579 | 1251485.2579 | 0 | 0 | 0 | 0 | 0 | 0 | TRUE

## EHK_cost
Powercor REFCLs
Costs: |  |  | EHK
(real 2021 dollars)
Design & Procurement |  |  | 2023
Construction |  |  | 2024
Commissioning |  |  | 2024
[33 empty] | 0.5 | 0.5 | 0.5 | 0.5 | 0.5 | 0.5 | 0.5 | 0.5 | 0.5 | 0.5 | 0.5 | 0.5 | 0.5 | 0.5 | 0.5 | 0.5
| Calendary Year | [31 empty] | 2019 | 2019 | 2020 | 2020 | 2021 | 2021 | 2022 | 2022 | 2023 | 2023 | 2024 | 2024 | 2025 | 2025 | 2026 | 2026
| Half | [31 empty] | H1 | H2 | H1 | H2 | H1 | H2 | H1 | H2 | H1 | H2 | H1 | H2 | H1 | H2 | H1 | H2
| Input Year |  |  | 2019 | 2019 | 2019 | 2020 | 2020 | 2020 | 2021 | 2021 | 2021 | 2022 | 2022 | 2022 | 2023 | 2023 | 2023 | 2024 | 2024 | 2024 | 2025 | 2025 | 2025 | 2019 | 2020 | 2021 | 2022 | 2023 | 2024 | 2025 | Total | 2019 | 2019 | 2020 | 2020 | 2021 | 2021 | 2022 | 2022 | 2023 | 2023 | 2024 | 2024 | 2025 | 2025 | 2026 | 2026
|  |  |  | Materials | Labour | Contracts | Materials | Labour | Contracts | Materials | Labour | Contracts | Materials | Labour | Contracts | Materials | Labour | Contracts | Materials | Labour | Contracts | Materials | Labour | Contracts | Total | Total | Total | Total | Total | Total | Total | Total Cost | 2019H1 | 2019H2 | 2020H1 | 2020H2 | 2021H1 | 2021H2 | 2022H1 | 2022H2 | 2023H1 | 2023H2 | 2024H1 | 2024H2 | 2025H1 | 2025H2 | 2026H1 | 2026H2
Design & Procurement
|  |  | Design & Procurement (hours) | 0 | 0 | 0 | 0 | 0 | 0 | 0 | 0 | 0 | 0 | 0 | 0 | 0 | 0 | 0 | 0 | 757872.4895 | 0 | 0 | 0 | 0 | 0 | 0 | 0 | 0 | 0 | 757872.4895 | 0 | 757872.4895 | 0 | 0 | 0 | 0 | 0 | 0 | 0 | 0 | 0 | 0 | 378936.2447 | 378936.2447 | 0 | 0 | 0 | 0
Feeder works
|  |  | Surge arrestor sites (single phase) | 0 | 0 | 0 | 0 | 0 | 0 | 0 | 0 | 0 | 0 | 0 | 0 | 0 | 0 | 0 | 0 | 0 | 0 | 0 | 0 | 0 | 0 | 0 | 0 | 0 | 0 | 0 | 0 | 0 | 0 | 0 | 0 | 0 | 0 | 0 | 0 | 0 | 0 | 0 | 0 | 0 | 0 | 0 | 0 | 0
|  |  | Surge arrestor sites (three phase) | 0 | 0 | 0 | 0 | 0 | 0 | 0 | 0 | 0 | 0 | 0 | 0 | 0 | 0 | 0 | 0 | 0 | 0 | 0 | 0 | 0 | 0 | 0 | 0 | 0 | 0 | 0 | 0 | 0 | 0 | 0 | 0 | 0 | 0 | 0 | 0 | 0 | 0 | 0 | 0 | 0 | 0 | 0 | 0 | 0
|  |  | ACRs | 0 | 0 | 0 | 0 | 0 | 0 | 0 | 0 | 0 | 0 | 0 | 0 | 0 | 0 | 0 | 0 | 0 | 0 | 0 | 0 | 0 | 0 | 0 | 0 | 0 | 0 | 0 | 0 | 0 | 0 | 0 | 0 | 0 | 0 | 0 | 0 | 0 | 0 | 0 | 0 | 0 | 0 | 0 | 0 | 0
|  |  | ACR/gas switch control box replacement | 0 | 0 | 0 | 0 | 0 | 0 | 0 | 0 | 0 | 0 | 0 | 0 | 0 | 0 | 0 | 0 | 0 | 0 | 0 | 0 | 0 | 0 | 0 | 0 | 0 | 0 | 0 | 0 | 0 | 0 | 0 | 0 | 0 | 0 | 0 | 0 | 0 | 0 | 0 | 0 | 0 | 0 | 0 | 0 | 0
|  |  | Admittance balancing units (single phase) | 0 | 0 | 0 | 0 | 0 | 0 | 0 | 0 | 0 | 0 | 0 | 0 | 0 | 0 | 0 | 0 | 0 | 0 | 0 | 0 | 0 | 0 | 0 | 0 | 0 | 0 | 0 | 0 | 0 | 0 | 0 | 0 | 0 | 0 | 0 | 0 | 0 | 0 | 0 | 0 | 0 | 0 | 0 | 0 | 0
|  |  | Admittance balancing units (three phase) | 0 | 0 | 0 | 0 | 0 | 0 | 0 | 0 | 0 | 0 | 0 | 0 | 0 | 0 | 0 | 0 | 0 | 0 | 0 | 0 | 0 | 0 | 0 | 0 | 0 | 0 | 0 | 0 | 0 | 0 | 0 | 0 | 0 | 0 | 0 | 0 | 0 | 0 | 0 | 0 | 0 | 0 | 0 | 0 | 0
|  |  | Re-phasing | 0 | 0 | 0 | 0 | 0 | 0 | 0 | 0 | 0 | 0 | 0 | 0 | 0 | 0 | 0 | 0 | 0 | 0 | 0 | 0 | 0 | 0 | 0 | 0 | 0 | 0 | 0 | 0 | 0 | 0 | 0 | 0 | 0 | 0 | 0 | 0 | 0 | 0 | 0 | 0 | 0 | 0 | 0 | 0 | 0
|  |  | Fusesavers | 0 | 0 | 0 | 0 | 0 | 0 | 0 | 0 | 0 | 0 | 0 | 0 | 0 | 0 | 0 | 0 | 0 | 0 | 0 | 0 | 0 | 0 | 0 | 0 | 0 | 0 | 0 | 0 | 0 | 0 | 0 | 0 | 0 | 0 | 0 | 0 | 0 | 0 | 0 | 0 | 0 | 0 | 0 | 0 | 0
|  |  | HV Regulators upgrade (control box) | 0 | 0 | 0 | 0 | 0 | 0 | 0 | 0 | 0 | 0 | 0 | 0 | 0 | 0 | 0 | 0 | 0 | 0 | 0 | 0 | 0 | 0 | 0 | 0 | 0 | 0 | 0 | 0 | 0 | 0 | 0 | 0 | 0 | 0 | 0 | 0 | 0 | 0 | 0 | 0 | 0 | 0 | 0 | 0 | 0
|  |  | HV Regulators upgrade (close delta) | 0 | 0 | 0 | 0 | 0 | 0 | 0 | 0 | 0 | 0 | 0 | 0 | 0 | 0 | 0 | 0 | 0 | 0 | 0 | 0 | 0 | 0 | 0 | 0 | 0 | 0 | 0 | 0 | 0 | 0 | 0 | 0 | 0 | 0 | 0 | 0 | 0 | 0 | 0 | 0 | 0 | 0 | 0 | 0 | 0
|  |  | Distribution switchgear (installed) | 0 | 0 | 0 | 0 | 0 | 0 | 0 | 0 | 0 | 0 | 0 | 0 | 0 | 0 | 0 | 0 | 0 | 0 | 0 | 0 | 0 | 0 | 0 | 0 | 0 | 0 | 0 | 0 | 0 | 0 | 0 | 0 | 0 | 0 | 0 | 0 | 0 | 0 | 0 | 0 | 0 | 0 | 0 | 0 | 0
|  |  | UG cable replacement | 0 | 0 | 0 | 0 | 0 | 0 | 0 | 0 | 0 | 0 | 0 | 0 | 0 | 0 | 0 | 0 | 0 | 0 | 0 | 0 | 0 | 0 | 0 | 0 | 0 | 0 | 0 | 0 | 0 | 0 | 0 | 0 | 0 | 0 | 0 | 0 | 0 | 0 | 0 | 0 | 0 | 0 | 0 | 0 | 0
|  |  | Test Sites | 0 | 0 | 0 | 0 | 0 | 0 | 0 | 0 | 0 | 0 | 0 | 0 | 0 | 0 | 0 | 0 | 0 | 0 | 0 | 0 | 0 | 0 | 0 | 0 | 0 | 0 | 0 | 0 | 0 | 0 | 0 | 0 | 0 | 0 | 0 | 0 | 0 | 0 | 0 | 0 | 0 | 0 | 0 | 0 | 0
|  |  | HV Customers (total) | 0 | 0 | 0 | 0 | 0 | 0 | 0 | 0 | 0 | 0 | 0 | 0 | 0 | 0 | 0 | 0 | 0 | 0 | 0 | 0 | 0 | 0 | 0 | 0 | 0 | 0 | 0 | 0 | 0 | 0 | 0 | 0 | 0 | 0 | 0 | 0 | 0 | 0 | 0 | 0 | 0 | 0 | 0 | 0 | 0
|  |  | HV Customers (generation signalling) | 0 | 0 | 0 | 0 | 0 | 0 | 0 | 0 | 0 | 0 | 0 | 0 | 0 | 0 | 0 | 0 | 0 | 0 | 0 | 0 | 0 | 0 | 0 | 0 | 0 | 0 | 0 | 0 | 0 | 0 | 0 | 0 | 0 | 0 | 0 | 0 | 0 | 0 | 0 | 0 | 0 | 0 | 0 | 0 | 0
[33 empty] | 0 | 0 | 0 | 0 | 0 | 0 | 0 | 0 | 0 | 0 | 0 | 0 | 0 | 0 | 0 | 0
|  |  | 22kV feeder works | 0 | 0 | 0 | 0 | 0 | 0 | 0 | 0 | 0 | 0 | 0 | 0 | 0 | 0 | 0 | 612000 | 0 | 0 | 0 | 0 | 0 | 0 | 0 | 0 | 0 | 0 | 612000 | 0 | 612000 | 0 | 0 | 0 | 0 | 0 | 0 | 0 | 0 | 0 | 0 | 306000 | 306000 | 0 | 0 | 0 | 0
|  |  | 66kV Line works (Overhead) | 0 | 0 | 0 | 0 | 0 | 0 | 0 | 0 | 0 | 0 | 0 | 0 | 0 | 0 | 0 | 0 | 0 | 0 | 0 | 0 | 0 | 0 | 0 | 0 | 0 | 0 | 0 | 0 | 0 | 0 | 0 | 0 | 0 | 0 | 0 | 0 | 0 | 0 | 0 | 0 | 0 | 0 | 0 | 0 | 0
|  |  | 3rd phase line extension | 0 | 0 | 0 | 0 | 0 | 0 | 0 | 0 | 0 | 0 | 0 | 0 | 0 | 0 | 0 | 0 | 0 | 0 | 0 | 0 | 0 | 0 | 0 | 0 | 0 | 0 | 0 | 0 | 0 | 0 | 0 | 0 | 0 | 0 | 0 | 0 | 0 | 0 | 0 | 0 | 0 | 0 | 0 | 0 | 0
|  |  | Asset resilience | 0 | 0 | 0 | 0 | 0 | 0 | 0 | 0 | 0 | 0 | 0 | 0 | 0 | 0 | 0 | 0 | 0 | 0 | 0 | 0 | 0 | 0 | 0 | 0 | 0 | 0 | 0 | 0 | 0 | 0 | 0 | 0 | 0 | 0 | 0 | 0 | 0 | 0 | 0 | 0 | 0 | 0 | 0 | 0 | 0
|  |  | Distribution Comms | 0 | 0 | 0 | 0 | 0 | 0 | 0 | 0 | 0 | 0 | 0 | 0 | 0 | 0 | 0 | 0 | 0 | 0 | 0 | 0 | 0 | 0 | 0 | 0 | 0 | 0 | 0 | 0 | 0 | 0 | 0 | 0 | 0 | 0 | 0 | 0 | 0 | 0 | 0 | 0 | 0 | 0 | 0 | 0 | 0
|  |  | Other distribution materials | 0 | 0 | 0 | 0 | 0 | 0 | 0 | 0 | 0 | 0 | 0 | 0 | 0 | 0 | 0 | 0 | 0 | 0 | 0 | 0 | 0 | 0 | 0 | 0 | 0 | 0 | 0 | 0 | 0 | 0 | 0 | 0 | 0 | 0 | 0 | 0 | 0 | 0 | 0 | 0 | 0 | 0 | 0 | 0 | 0
Substation
Primary Plant
|  |  | GFN | 0 | 0 | 0 | 0 | 0 | 0 | 0 | 0 | 0 | 0 | 0 | 0 | 0 | 0 | 0 | 1290638.4354 | 503832.5572 | 0 | 0 | 0 | 0 | 0 | 0 | 0 | 0 | 0 | 1794470.9925 | 0 | 1794470.9925 | 0 | 0 | 0 | 0 | 0 | 0 | 0 | 0 | 0 | 0 | 897235.4963 | 897235.4963 | 0 | 0 | 0 | 0
|  |  | GFN enclosure | 0 | 0 | 0 | 0 | 0 | 0 | 0 | 0 | 0 | 0 | 0 | 0 | 0 | 0 | 0 | 161329.9051 | 0 | 0 | 0 | 0 | 0 | 0 | 0 | 0 | 0 | 0 | 161329.9051 | 0 | 161329.9051 | 0 | 0 | 0 | 0 | 0 | 0 | 0 | 0 | 0 | 0 | 80664.9525 | 80664.9525 | 0 | 0 | 0 | 0
|  |  | Indoor switch room (incl GFN enclosure and switchboard) | 0 | 0 | 0 | 0 | 0 | 0 | 0 | 0 | 0 | 0 | 0 | 0 | 0 | 0 | 0 | 0 | 0 | 0 | 0 | 0 | 0 | 0 | 0 | 0 | 0 | 0 | 0 | 0 | 0 | 0 | 0 | 0 | 0 | 0 | 0 | 0 | 0 | 0 | 0 | 0 | 0 | 0 | 0 | 0 | 0
|  |  | RMU | 0 | 0 | 0 | 0 | 0 | 0 | 0 | 0 | 0 | 0 | 0 | 0 | 0 | 0 | 0 | 74373.925 | 0 | 0 | 0 | 0 | 0 | 0 | 0 | 0 | 0 | 0 | 74373.925 | 0 | 74373.925 | 0 | 0 | 0 | 0 | 0 | 0 | 0 | 0 | 0 | 0 | 37186.9625 | 37186.9625 | 0 | 0 | 0 | 0
|  |  | 66/22kV transformer | 0 | 0 | 0 | 0 | 0 | 0 | 0 | 0 | 0 | 0 | 0 | 0 | 0 | 0 | 0 | 754800 | 1289544.0938 | 224400 | 0 | 0 | 0 | 0 | 0 | 0 | 0 | 0 | 2268744.0938 | 0 | 2268744.0938 | 0 | 0 | 0 | 0 | 0 | 0 | 0 | 0 | 0 | 0 | 1134372.0469 | 1134372.0469 | 0 | 0 | 0 | 0
|  |  | 66kV circuit breaker | 0 | 0 | 0 | 0 | 0 | 0 | 0 | 0 | 0 | 0 | 0 | 0 | 0 | 0 | 0 | 94860 | 109261.5851 | 36720 | 0 | 0 | 0 | 0 | 0 | 0 | 0 | 0 | 240841.5851 | 0 | 240841.5851 | 0 | 0 | 0 | 0 | 0 | 0 | 0 | 0 | 0 | 0 | 120420.7925 | 120420.7925 | 0 | 0 | 0 | 0
|  |  | 66kV bus extension | 0 | 0 | 0 | 0 | 0 | 0 | 0 | 0 | 0 | 0 | 0 | 0 | 0 | 0 | 0 | 208080 | 0 | 0 | 0 | 0 | 0 | 0 | 0 | 0 | 0 | 0 | 208080 | 0 | 208080 | 0 | 0 | 0 | 0 | 0 | 0 | 0 | 0 | 0 | 0 | 104040 | 104040 | 0 | 0 | 0 | 0
|  |  | Station service transformer (500kVA) | 0 | 0 | 0 | 0 | 0 | 0 | 0 | 0 | 0 | 0 | 0 | 0 | 0 | 0 | 0 | 0 | 0 | 0 | 0 | 0 | 0 | 0 | 0 | 0 | 0 | 0 | 0 | 0 | 0 | 0 | 0 | 0 | 0 | 0 | 0 | 0 | 0 | 0 | 0 | 0 | 0 | 0 | 0 | 0 | 0
|  |  | Station service transformer (750kVA) | 0 | 0 | 0 | 0 | 0 | 0 | 0 | 0 | 0 | 0 | 0 | 0 | 0 | 0 | 0 | 0 | 0 | 0 | 0 | 0 | 0 | 0 | 0 | 0 | 0 | 0 | 0 | 0 | 0 | 0 | 0 | 0 | 0 | 0 | 0 | 0 | 0 | 0 | 0 | 0 | 0 | 0 | 0 | 0 | 0
|  |  | Cap bank | 0 | 0 | 0 | 0 | 0 | 0 | 0 | 0 | 0 | 0 | 0 | 0 | 0 | 0 | 0 | 0 | 0 | 0 | 0 | 0 | 0 | 0 | 0 | 0 | 0 | 0 | 0 | 0 | 0 | 0 | 0 | 0 | 0 | 0 | 0 | 0 | 0 | 0 | 0 | 0 | 0 | 0 | 0 | 0 | 0
|  |  | AC board (Including change over) | 0 | 0 | 0 | 0 | 0 | 0 | 0 | 0 | 0 | 0 | 0 | 0 | 0 | 0 | 0 | 0 | 0 | 0 | 0 | 0 | 0 | 0 | 0 | 0 | 0 | 0 | 0 | 0 | 0 | 0 | 0 | 0 | 0 | 0 | 0 | 0 | 0 | 0 | 0 | 0 | 0 | 0 | 0 | 0 | 0
|  |  | Control room | 0 | 0 | 0 | 0 | 0 | 0 | 0 | 0 | 0 | 0 | 0 | 0 | 0 | 0 | 0 | 0 | 0 | 0 | 0 | 0 | 0 | 0 | 0 | 0 | 0 | 0 | 0 | 0 | 0 | 0 | 0 | 0 | 0 | 0 | 0 | 0 | 0 | 0 | 0 | 0 | 0 | 0 | 0 | 0 | 0
|  |  | 22kV circuit breaker (outdoor) | 0 | 0 | 0 | 0 | 0 | 0 | 0 | 0 | 0 | 0 | 0 | 0 | 0 | 0 | 0 | 305534.7609 | 296507.1376 | 0 | 0 | 0 | 0 | 0 | 0 | 0 | 0 | 0 | 602041.8985 | 0 | 602041.8985 | 0 | 0 | 0 | 0 | 0 | 0 | 0 | 0 | 0 | 0 | 301020.9492 | 301020.9492 | 0 | 0 | 0 | 0
|  |  | Voltage transformer | 0 | 0 | 0 | 0 | 0 | 0 | 0 | 0 | 0 | 0 | 0 | 0 | 0 | 0 | 0 | 18391.6638 | 0 | 0 | 0 | 0 | 0 | 0 | 0 | 0 | 0 | 0 | 18391.6638 | 0 | 18391.6638 | 0 | 0 | 0 | 0 | 0 | 0 | 0 | 0 | 0 | 0 | 9195.8319 | 9195.8319 | 0 | 0 | 0 | 0
|  |  | Current transformer (post type) | 0 | 0 | 0 | 0 | 0 | 0 | 0 | 0 | 0 | 0 | 0 | 0 | 0 | 0 | 0 | 0 | 0 | 0 | 0 | 0 | 0 | 0 | 0 | 0 | 0 | 0 | 0 | 0 | 0 | 0 | 0 | 0 | 0 | 0 | 0 | 0 | 0 | 0 | 0 | 0 | 0 | 0 | 0 | 0 | 0
|  |  | Current transformer (core balance type) | 0 | 0 | 0 | 0 | 0 | 0 | 0 | 0 | 0 | 0 | 0 | 0 | 0 | 0 | 0 | 10406.2109 | 0 | 0 | 0 | 0 | 0 | 0 | 0 | 0 | 0 | 0 | 10406.2109 | 0 | 10406.2109 | 0 | 0 | 0 | 0 | 0 | 0 | 0 | 0 | 0 | 0 | 5203.1054 | 5203.1054 | 0 | 0 | 0 | 0
[33 empty] | 0 | 0 | 0 | 0 | 0 | 0 | 0 | 0 | 0 | 0 | 0 | 0 | 0 | 0 | 0 | 0
|  |  | Other primary materials | 0 | 0 | 0 | 0 | 0 | 0 | 0 | 0 | 0 | 0 | 0 | 0 | 0 | 0 | 0 | 0 | 0 | 0 | 0 | 0 | 0 | 0 | 0 | 0 | 0 | 0 | 0 | 0 | 0 | 0 | 0 | 0 | 0 | 0 | 0 | 0 | 0 | 0 | 0 | 0 | 0 | 0 | 0 | 0 | 0
|  |  | SCADA / Protection & Control/ Comms | 0 | 0 | 0 | 0 | 0 | 0 | 0 | 0 | 0 | 0 | 0 | 0 | 0 | 0 | 0 | 615060 | 0 | 0 | 0 | 0 | 0 | 0 | 0 | 0 | 0 | 0 | 615060 | 0 | 615060 | 0 | 0 | 0 | 0 | 0 | 0 | 0 | 0 | 0 | 0 | 307530 | 307530 | 0 | 0 | 0 | 0
|  |  | Commissioning | 0 | 0 | 0 | 0 | 0 | 0 | 0 | 0 | 0 | 0 | 0 | 0 | 0 | 0 | 0 | 0 | 0 | 0 | 0 | 0 | 0 | 0 | 0 | 0 | 0 | 0 | 0 | 0 | 0 | 0 | 0 | 0 | 0 | 0 | 0 | 0 | 0 | 0 | 0 | 0 | 0 | 0 | 0 | 0 | 0
|  |  | ESV observed compliance | 0 | 0 | 0 | 0 | 0 | 0 | 0 | 0 | 0 | 0 | 0 | 0 | 0 | 0 | 0 | 0 | 0 | 0 | 0 | 0 | 0 | 0 | 0 | 0 | 0 | 0 | 0 | 0 | 0 | 0 | 0 | 0 | 0 | 0 | 0 | 0 | 0 | 0 | 0 | 0 | 0 | 0 | 0 | 0 | 0
|  |  | Construction delivery & site control | 0 | 0 | 0 | 0 | 0 | 0 | 0 | 0 | 0 | 0 | 0 | 0 | 0 | 0 | 0 | 0 | 0 | 0 | 0 | 0 | 0 | 0 | 0 | 0 | 0 | 0 | 0 | 0 | 0 | 0 | 0 | 0 | 0 | 0 | 0 | 0 | 0 | 0 | 0 | 0 | 0 | 0 | 0 | 0 | 0
Contracts
|  |  | Traffic control | 0 | 0 | 0 | 0 | 0 | 0 | 0 | 0 | 0 | 0 | 0 | 0 | 0 | 0 | 0 | 0 | 0 | 0 | 0 | 0 | 0 | 0 | 0 | 0 | 0 | 0 | 0 | 0 | 0 | 0 | 0 | 0 | 0 | 0 | 0 | 0 | 0 | 0 | 0 | 0 | 0 | 0 | 0 | 0 | 0
|  |  | Line survey | 0 | 0 | 0 | 0 | 0 | 0 | 0 | 0 | 0 | 0 | 0 | 0 | 0 | 0 | 0 | 0 | 0 | 16320 | 0 | 0 | 0 | 0 | 0 | 0 | 0 | 0 | 16320 | 0 | 16320 | 0 | 0 | 0 | 0 | 0 | 0 | 0 | 0 | 0 | 0 | 8160 | 8160 | 0 | 0 | 0 | 0
|  |  | Civil works | 0 | 0 | 0 | 0 | 0 | 0 | 0 | 0 | 0 | 0 | 0 | 0 | 0 | 0 | 0 | 0 | 0 | 0 | 0 | 0 | 0 | 0 | 0 | 0 | 0 | 0 | 0 | 0 | 0 | 0 | 0 | 0 | 0 | 0 | 0 | 0 | 0 | 0 | 0 | 0 | 0 | 0 | 0 | 0 | 0
|  |  | Mob/Demob | 0 | 0 | 0 | 0 | 0 | 0 | 0 | 0 | 0 | 0 | 0 | 0 | 0 | 0 | 0 | 0 | 0 | 40800 | 0 | 0 | 0 | 0 | 0 | 0 | 0 | 0 | 40800 | 0 | 40800 | 0 | 0 | 0 | 0 | 0 | 0 | 0 | 0 | 0 | 0 | 20400 | 20400 | 0 | 0 | 0 | 0
|  |  | Other | 0 | 0 | 0 | 0 | 0 | 0 | 0 | 0 | 0 | 0 | 0 | 0 | 0 | 0 | 0 | 0 | 0 | 0 | 0 | 0 | 0 | 0 | 0 | 0 | 0 | 0 | 0 | 0 | 0 | 0 | 0 | 0 | 0 | 0 | 0 | 0 | 0 | 0 | 0 | 0 | 0 | 0 | 0 | 0 | 0
|  | Total construction |  | 0 | 0 | 0 | 0 | 0 | 0 | 0 | 0 | 0 | 0 | 0 | 0 | 0 | 0 | 0 | 4145474.9011 | 2957017.8631 | 318240 | 0 | 0 | 0 | 0 | 0 | 0 | 0 | 0 | 7420732.7642 | 0 | 7420732.7642 | 0 | 0 | 0 | 0 | 0 | 0 | 0 | 0 | 0 | 0 | 3710366.3821 | 3710366.3821 | 0 | 0 | 0 | 0 | TRUE

## GSB_cost
Powercor REFCLs
Costs: |  |  | GSB
(real 2021 dollars)
Design & Procurement |  |  | 2023
Construction |  |  | 2023
Commissioning |  |  | 2023
[33 empty] | 0.5 | 0.5 | 0.5 | 0.5 | 0.5 | 0.5 | 0.5 | 0.5 | 0.5 | 0.5 | 0.5 | 0.5 | 0.5 | 0.5 | 0.5 | 0.5
| Calendary Year | [31 empty] | 2019 | 2019 | 2020 | 2020 | 2021 | 2021 | 2022 | 2022 | 2023 | 2023 | 2024 | 2024 | 2025 | 2025 | 2026 | 2026
| Half | [31 empty] | H1 | H2 | H1 | H2 | H1 | H2 | H1 | H2 | H1 | H2 | H1 | H2 | H1 | H2 | H1 | H2
| Input Year |  |  | 2019 | 2019 | 2019 | 2020 | 2020 | 2020 | 2021 | 2021 | 2021 | 2022 | 2022 | 2022 | 2023 | 2023 | 2023 | 2024 | 2024 | 2024 | 2025 | 2025 | 2025 | 2019 | 2020 | 2021 | 2022 | 2023 | 2024 | 2025 | Total | 2019 | 2019 | 2020 | 2020 | 2021 | 2021 | 2022 | 2022 | 2023 | 2023 | 2024 | 2024 | 2025 | 2025 | 2026 | 2026
|  |  |  | Materials | Labour | Contracts | Materials | Labour | Contracts | Materials | Labour | Contracts | Materials | Labour | Contracts | Materials | Labour | Contracts | Materials | Labour | Contracts | Materials | Labour | Contracts | Total | Total | Total | Total | Total | Total | Total | Total Cost | 2019H1 | 2019H2 | 2020H1 | 2020H2 | 2021H1 | 2021H2 | 2022H1 | 2022H2 | 2023H1 | 2023H2 | 2024H1 | 2024H2 | 2025H1 | 2025H2 | 2026H1 | 2026H2
Design & Procurement
|  |  | Design & Procurement | 0 | 0 | 0 | 0 | 0 | 0 | 0 | 0 | 0 | 0 | 0 | 0 | 0 | 262671.7151 | 0 | 0 | 0 | 0 | 0 | 0 | 0 | 0 | 0 | 0 | 0 | 262671.7151 | 0 | 0 | 262671.7151 | 0 | 0 | 0 | 0 | 0 | 0 | 0 | 0 | 131335.8575 | 131335.8575 | 0 | 0 | 0 | 0 | 0 | 0
Feeder works
|  |  | Surge arrestor sites (single phase) | 0 | 0 | 0 | 0 | 0 | 0 | 0 | 0 | 0 | 0 | 0 | 0 | 0 | 0 | 0 | 0 | 0 | 0 | 0 | 0 | 0 | 0 | 0 | 0 | 0 | 0 | 0 | 0 | 0 | 0 | 0 | 0 | 0 | 0 | 0 | 0 | 0 | 0 | 0 | 0 | 0 | 0 | 0 | 0 | 0
|  |  | Surge arrestor sites (three phase) | 0 | 0 | 0 | 0 | 0 | 0 | 0 | 0 | 0 | 0 | 0 | 0 | 0 | 0 | 0 | 0 | 0 | 0 | 0 | 0 | 0 | 0 | 0 | 0 | 0 | 0 | 0 | 0 | 0 | 0 | 0 | 0 | 0 | 0 | 0 | 0 | 0 | 0 | 0 | 0 | 0 | 0 | 0 | 0 | 0
|  |  | ACRs | 0 | 0 | 0 | 0 | 0 | 0 | 0 | 0 | 0 | 0 | 0 | 0 | 0 | 0 | 0 | 0 | 0 | 0 | 0 | 0 | 0 | 0 | 0 | 0 | 0 | 0 | 0 | 0 | 0 | 0 | 0 | 0 | 0 | 0 | 0 | 0 | 0 | 0 | 0 | 0 | 0 | 0 | 0 | 0 | 0
|  |  | ACR/gas switch control box replacement | 0 | 0 | 0 | 0 | 0 | 0 | 0 | 0 | 0 | 0 | 0 | 0 | 0 | 0 | 0 | 0 | 0 | 0 | 0 | 0 | 0 | 0 | 0 | 0 | 0 | 0 | 0 | 0 | 0 | 0 | 0 | 0 | 0 | 0 | 0 | 0 | 0 | 0 | 0 | 0 | 0 | 0 | 0 | 0 | 0
|  |  | Admittance balancing units (single phase) | 0 | 0 | 0 | 0 | 0 | 0 | 0 | 0 | 0 | 0 | 0 | 0 | 0 | 0 | 0 | 0 | 0 | 0 | 0 | 0 | 0 | 0 | 0 | 0 | 0 | 0 | 0 | 0 | 0 | 0 | 0 | 0 | 0 | 0 | 0 | 0 | 0 | 0 | 0 | 0 | 0 | 0 | 0 | 0 | 0
|  |  | Admittance balancing units (three phase) | 0 | 0 | 0 | 0 | 0 | 0 | 0 | 0 | 0 | 0 | 0 | 0 | 0 | 0 | 0 | 0 | 0 | 0 | 0 | 0 | 0 | 0 | 0 | 0 | 0 | 0 | 0 | 0 | 0 | 0 | 0 | 0 | 0 | 0 | 0 | 0 | 0 | 0 | 0 | 0 | 0 | 0 | 0 | 0 | 0
|  |  | Re-phasing | 0 | 0 | 0 | 0 | 0 | 0 | 0 | 0 | 0 | 0 | 0 | 0 | 0 | 0 | 0 | 0 | 0 | 0 | 0 | 0 | 0 | 0 | 0 | 0 | 0 | 0 | 0 | 0 | 0 | 0 | 0 | 0 | 0 | 0 | 0 | 0 | 0 | 0 | 0 | 0 | 0 | 0 | 0 | 0 | 0
|  |  | Fusesavers | 0 | 0 | 0 | 0 | 0 | 0 | 0 | 0 | 0 | 0 | 0 | 0 | 0 | 0 | 0 | 0 | 0 | 0 | 0 | 0 | 0 | 0 | 0 | 0 | 0 | 0 | 0 | 0 | 0 | 0 | 0 | 0 | 0 | 0 | 0 | 0 | 0 | 0 | 0 | 0 | 0 | 0 | 0 | 0 | 0
|  |  | HV Regulators upgrade (control box) | 0 | 0 | 0 | 0 | 0 | 0 | 0 | 0 | 0 | 0 | 0 | 0 | 0 | 0 | 0 | 0 | 0 | 0 | 0 | 0 | 0 | 0 | 0 | 0 | 0 | 0 | 0 | 0 | 0 | 0 | 0 | 0 | 0 | 0 | 0 | 0 | 0 | 0 | 0 | 0 | 0 | 0 | 0 | 0 | 0
|  |  | HV Regulators upgrade (close delta) | 0 | 0 | 0 | 0 | 0 | 0 | 0 | 0 | 0 | 0 | 0 | 0 | 0 | 0 | 0 | 0 | 0 | 0 | 0 | 0 | 0 | 0 | 0 | 0 | 0 | 0 | 0 | 0 | 0 | 0 | 0 | 0 | 0 | 0 | 0 | 0 | 0 | 0 | 0 | 0 | 0 | 0 | 0 | 0 | 0
|  |  | Distribution switchgear (installed) | 0 | 0 | 0 | 0 | 0 | 0 | 0 | 0 | 0 | 0 | 0 | 0 | 0 | 0 | 0 | 0 | 0 | 0 | 0 | 0 | 0 | 0 | 0 | 0 | 0 | 0 | 0 | 0 | 0 | 0 | 0 | 0 | 0 | 0 | 0 | 0 | 0 | 0 | 0 | 0 | 0 | 0 | 0 | 0 | 0
|  |  | UG cable replacement | 0 | 0 | 0 | 0 | 0 | 0 | 0 | 0 | 0 | 0 | 0 | 0 | 0 | 0 | 0 | 0 | 0 | 0 | 0 | 0 | 0 | 0 | 0 | 0 | 0 | 0 | 0 | 0 | 0 | 0 | 0 | 0 | 0 | 0 | 0 | 0 | 0 | 0 | 0 | 0 | 0 | 0 | 0 | 0 | 0
|  |  | Test Sites | 0 | 0 | 0 | 0 | 0 | 0 | 0 | 0 | 0 | 0 | 0 | 0 | 0 | 0 | 0 | 0 | 0 | 0 | 0 | 0 | 0 | 0 | 0 | 0 | 0 | 0 | 0 | 0 | 0 | 0 | 0 | 0 | 0 | 0 | 0 | 0 | 0 | 0 | 0 | 0 | 0 | 0 | 0 | 0 | 0
|  |  | HV Customers (total) | 0 | 0 | 0 | 0 | 0 | 0 | 0 | 0 | 0 | 0 | 0 | 0 | 0 | 0 | 0 | 0 | 0 | 0 | 0 | 0 | 0 | 0 | 0 | 0 | 0 | 0 | 0 | 0 | 0 | 0 | 0 | 0 | 0 | 0 | 0 | 0 | 0 | 0 | 0 | 0 | 0 | 0 | 0 | 0 | 0
|  |  | HV Customers (generation signalling) | 0 | 0 | 0 | 0 | 0 | 0 | 0 | 0 | 0 | 0 | 0 | 0 | 0 | 0 | 0 | 0 | 0 | 0 | 0 | 0 | 0 | 0 | 0 | 0 | 0 | 0 | 0 | 0 | 0 | 0 | 0 | 0 | 0 | 0 | 0 | 0 | 0 | 0 | 0 | 0 | 0 | 0 | 0 | 0 | 0
[33 empty] | 0 | 0 | 0 | 0 | 0 | 0 | 0 | 0 | 0 | 0 | 0 | 0 | 0 | 0 | 0 | 0
|  |  | 22kV feeder works | 0 | 0 | 0 | 0 | 0 | 0 | 0 | 0 | 0 | 0 | 0 | 0 | 612000 | 0 | 0 | 0 | 0 | 0 | 0 | 0 | 0 | 0 | 0 | 0 | 0 | 612000 | 0 | 0 | 612000 | 0 | 0 | 0 | 0 | 0 | 0 | 0 | 0 | 306000 | 306000 | 0 | 0 | 0 | 0 | 0 | 0
|  |  | 66kV Line works (Overhead) | 0 | 0 | 0 | 0 | 0 | 0 | 0 | 0 | 0 | 0 | 0 | 0 | 0 | 0 | 0 | 0 | 0 | 0 | 0 | 0 | 0 | 0 | 0 | 0 | 0 | 0 | 0 | 0 | 0 | 0 | 0 | 0 | 0 | 0 | 0 | 0 | 0 | 0 | 0 | 0 | 0 | 0 | 0 | 0 | 0
|  |  | 3rd phase line extension | 0 | 0 | 0 | 0 | 0 | 0 | 0 | 0 | 0 | 0 | 0 | 0 | 0 | 0 | 0 | 0 | 0 | 0 | 0 | 0 | 0 | 0 | 0 | 0 | 0 | 0 | 0 | 0 | 0 | 0 | 0 | 0 | 0 | 0 | 0 | 0 | 0 | 0 | 0 | 0 | 0 | 0 | 0 | 0 | 0
|  |  | Asset resilience | 0 | 0 | 0 | 0 | 0 | 0 | 0 | 0 | 0 | 0 | 0 | 0 | 0 | 0 | 0 | 0 | 0 | 0 | 0 | 0 | 0 | 0 | 0 | 0 | 0 | 0 | 0 | 0 | 0 | 0 | 0 | 0 | 0 | 0 | 0 | 0 | 0 | 0 | 0 | 0 | 0 | 0 | 0 | 0 | 0
|  |  | Distribution Comms | 0 | 0 | 0 | 0 | 0 | 0 | 0 | 0 | 0 | 0 | 0 | 0 | 0 | 0 | 0 | 0 | 0 | 0 | 0 | 0 | 0 | 0 | 0 | 0 | 0 | 0 | 0 | 0 | 0 | 0 | 0 | 0 | 0 | 0 | 0 | 0 | 0 | 0 | 0 | 0 | 0 | 0 | 0 | 0 | 0
|  |  | Other distribution materials | 0 | 0 | 0 | 0 | 0 | 0 | 0 | 0 | 0 | 0 | 0 | 0 | 0 | 0 | 0 | 0 | 0 | 0 | 0 | 0 | 0 | 0 | 0 | 0 | 0 | 0 | 0 | 0 | 0 | 0 | 0 | 0 | 0 | 0 | 0 | 0 | 0 | 0 | 0 | 0 | 0 | 0 | 0 | 0 | 0
Substation
Primary Plant
|  |  | GFN | 0 | 0 | 0 | 0 | 0 | 0 | 0 | 0 | 0 | 0 | 0 | 0 | 1290638.4354 | 503832.5572 | 0 | 0 | 0 | 0 | 0 | 0 | 0 | 0 | 0 | 0 | 0 | 1794470.9925 | 0 | 0 | 1794470.9925 | 0 | 0 | 0 | 0 | 0 | 0 | 0 | 0 | 897235.4963 | 897235.4963 | 0 | 0 | 0 | 0 | 0 | 0
|  |  | GFN enclosure | 0 | 0 | 0 | 0 | 0 | 0 | 0 | 0 | 0 | 0 | 0 | 0 | 0 | 0 | 0 | 0 | 0 | 0 | 0 | 0 | 0 | 0 | 0 | 0 | 0 | 0 | 0 | 0 | 0 | 0 | 0 | 0 | 0 | 0 | 0 | 0 | 0 | 0 | 0 | 0 | 0 | 0 | 0 | 0 | 0
|  |  | Indoor switch room (incl GFN enclosure and switchboard) | 0 | 0 | 0 | 0 | 0 | 0 | 0 | 0 | 0 | 0 | 0 | 0 | 0 | 0 | 0 | 0 | 0 | 0 | 0 | 0 | 0 | 0 | 0 | 0 | 0 | 0 | 0 | 0 | 0 | 0 | 0 | 0 | 0 | 0 | 0 | 0 | 0 | 0 | 0 | 0 | 0 | 0 | 0 | 0 | 0
|  |  | RMU | 0 | 0 | 0 | 0 | 0 | 0 | 0 | 0 | 0 | 0 | 0 | 0 | 74373.925 | 0 | 0 | 0 | 0 | 0 | 0 | 0 | 0 | 0 | 0 | 0 | 0 | 74373.925 | 0 | 0 | 74373.925 | 0 | 0 | 0 | 0 | 0 | 0 | 0 | 0 | 37186.9625 | 37186.9625 | 0 | 0 | 0 | 0 | 0 | 0
|  |  | 66/22kV transformer | 0 | 0 | 0 | 0 | 0 | 0 | 0 | 0 | 0 | 0 | 0 | 0 | 0 | 0 | 0 | 0 | 0 | 0 | 0 | 0 | 0 | 0 | 0 | 0 | 0 | 0 | 0 | 0 | 0 | 0 | 0 | 0 | 0 | 0 | 0 | 0 | 0 | 0 | 0 | 0 | 0 | 0 | 0 | 0 | 0
|  |  | 66kV circuit breaker | 0 | 0 | 0 | 0 | 0 | 0 | 0 | 0 | 0 | 0 | 0 | 0 | 0 | 0 | 0 | 0 | 0 | 0 | 0 | 0 | 0 | 0 | 0 | 0 | 0 | 0 | 0 | 0 | 0 | 0 | 0 | 0 | 0 | 0 | 0 | 0 | 0 | 0 | 0 | 0 | 0 | 0 | 0 | 0 | 0
|  |  | 66kV bus extension | 0 | 0 | 0 | 0 | 0 | 0 | 0 | 0 | 0 | 0 | 0 | 0 | 0 | 0 | 0 | 0 | 0 | 0 | 0 | 0 | 0 | 0 | 0 | 0 | 0 | 0 | 0 | 0 | 0 | 0 | 0 | 0 | 0 | 0 | 0 | 0 | 0 | 0 | 0 | 0 | 0 | 0 | 0 | 0 | 0
|  |  | Station service transformer (500kVA) | 0 | 0 | 0 | 0 | 0 | 0 | 0 | 0 | 0 | 0 | 0 | 0 | 0 | 0 | 0 | 0 | 0 | 0 | 0 | 0 | 0 | 0 | 0 | 0 | 0 | 0 | 0 | 0 | 0 | 0 | 0 | 0 | 0 | 0 | 0 | 0 | 0 | 0 | 0 | 0 | 0 | 0 | 0 | 0 | 0
|  |  | Station service transformer (750kVA) | 0 | 0 | 0 | 0 | 0 | 0 | 0 | 0 | 0 | 0 | 0 | 0 | 0 | 0 | 0 | 0 | 0 | 0 | 0 | 0 | 0 | 0 | 0 | 0 | 0 | 0 | 0 | 0 | 0 | 0 | 0 | 0 | 0 | 0 | 0 | 0 | 0 | 0 | 0 | 0 | 0 | 0 | 0 | 0 | 0
|  |  | Cap bank | 0 | 0 | 0 | 0 | 0 | 0 | 0 | 0 | 0 | 0 | 0 | 0 | 0 | 0 | 0 | 0 | 0 | 0 | 0 | 0 | 0 | 0 | 0 | 0 | 0 | 0 | 0 | 0 | 0 | 0 | 0 | 0 | 0 | 0 | 0 | 0 | 0 | 0 | 0 | 0 | 0 | 0 | 0 | 0 | 0
|  |  | AC board (Including change over) | 0 | 0 | 0 | 0 | 0 | 0 | 0 | 0 | 0 | 0 | 0 | 0 | 0 | 0 | 0 | 0 | 0 | 0 | 0 | 0 | 0 | 0 | 0 | 0 | 0 | 0 | 0 | 0 | 0 | 0 | 0 | 0 | 0 | 0 | 0 | 0 | 0 | 0 | 0 | 0 | 0 | 0 | 0 | 0 | 0
|  |  | Control room | 0 | 0 | 0 | 0 | 0 | 0 | 0 | 0 | 0 | 0 | 0 | 0 | 0 | 0 | 0 | 0 | 0 | 0 | 0 | 0 | 0 | 0 | 0 | 0 | 0 | 0 | 0 | 0 | 0 | 0 | 0 | 0 | 0 | 0 | 0 | 0 | 0 | 0 | 0 | 0 | 0 | 0 | 0 | 0 | 0
|  |  | 22kV circuit breaker (outdoor) | 0 | 0 | 0 | 0 | 0 | 0 | 0 | 0 | 0 | 0 | 0 | 0 | 0 | 0 | 0 | 0 | 0 | 0 | 0 | 0 | 0 | 0 | 0 | 0 | 0 | 0 | 0 | 0 | 0 | 0 | 0 | 0 | 0 | 0 | 0 | 0 | 0 | 0 | 0 | 0 | 0 | 0 | 0 | 0 | 0
|  |  | Voltage transformer | 0 | 0 | 0 | 0 | 0 | 0 | 0 | 0 | 0 | 0 | 0 | 0 | 0 | 0 | 0 | 0 | 0 | 0 | 0 | 0 | 0 | 0 | 0 | 0 | 0 | 0 | 0 | 0 | 0 | 0 | 0 | 0 | 0 | 0 | 0 | 0 | 0 | 0 | 0 | 0 | 0 | 0 | 0 | 0 | 0
|  |  | Current transformer (post type) | 0 | 0 | 0 | 0 | 0 | 0 | 0 | 0 | 0 | 0 | 0 | 0 | 0 | 0 | 0 | 0 | 0 | 0 | 0 | 0 | 0 | 0 | 0 | 0 | 0 | 0 | 0 | 0 | 0 | 0 | 0 | 0 | 0 | 0 | 0 | 0 | 0 | 0 | 0 | 0 | 0 | 0 | 0 | 0 | 0
|  |  | Current transformer (core balance type) | 0 | 0 | 0 | 0 | 0 | 0 | 0 | 0 | 0 | 0 | 0 | 0 | 0 | 0 | 0 | 0 | 0 | 0 | 0 | 0 | 0 | 0 | 0 | 0 | 0 | 0 | 0 | 0 | 0 | 0 | 0 | 0 | 0 | 0 | 0 | 0 | 0 | 0 | 0 | 0 | 0 | 0 | 0 | 0 | 0
[33 empty] | 0 | 0 | 0 | 0 | 0 | 0 | 0 | 0 | 0 | 0 | 0 | 0 | 0 | 0 | 0 | 0
|  |  | Other primary materials | 0 | 0 | 0 | 0 | 0 | 0 | 0 | 0 | 0 | 0 | 0 | 0 | 0 | 0 | 0 | 0 | 0 | 0 | 0 | 0 | 0 | 0 | 0 | 0 | 0 | 0 | 0 | 0 | 0 | 0 | 0 | 0 | 0 | 0 | 0 | 0 | 0 | 0 | 0 | 0 | 0 | 0 | 0 | 0 | 0
|  |  | SCADA / Protection & Control/ Comms | 0 | 0 | 0 | 0 | 0 | 0 | 0 | 0 | 0 | 0 | 0 | 0 | 246024 | 0 | 0 | 0 | 0 | 0 | 0 | 0 | 0 | 0 | 0 | 0 | 0 | 246024 | 0 | 0 | 246024 | 0 | 0 | 0 | 0 | 0 | 0 | 0 | 0 | 123012 | 123012 | 0 | 0 | 0 | 0 | 0 | 0
|  |  | Commissioning | 0 | 0 | 0 | 0 | 0 | 0 | 0 | 0 | 0 | 0 | 0 | 0 | 0 | 0 | 0 | 0 | 0 | 0 | 0 | 0 | 0 | 0 | 0 | 0 | 0 | 0 | 0 | 0 | 0 | 0 | 0 | 0 | 0 | 0 | 0 | 0 | 0 | 0 | 0 | 0 | 0 | 0 | 0 | 0 | 0
|  |  | ESV observed compliance | 0 | 0 | 0 | 0 | 0 | 0 | 0 | 0 | 0 | 0 | 0 | 0 | 0 | 0 | 0 | 0 | 0 | 0 | 0 | 0 | 0 | 0 | 0 | 0 | 0 | 0 | 0 | 0 | 0 | 0 | 0 | 0 | 0 | 0 | 0 | 0 | 0 | 0 | 0 | 0 | 0 | 0 | 0 | 0 | 0
|  |  | Construction delivery & site control | 0 | 0 | 0 | 0 | 0 | 0 | 0 | 0 | 0 | 0 | 0 | 0 | 0 | 0 | 0 | 0 | 0 | 0 | 0 | 0 | 0 | 0 | 0 | 0 | 0 | 0 | 0 | 0 | 0 | 0 | 0 | 0 | 0 | 0 | 0 | 0 | 0 | 0 | 0 | 0 | 0 | 0 | 0 | 0 | 0
Contracts
|  |  | Traffic control | 0 | 0 | 0 | 0 | 0 | 0 | 0 | 0 | 0 | 0 | 0 | 0 | 0 | 0 | 0 | 0 | 0 | 0 | 0 | 0 | 0 | 0 | 0 | 0 | 0 | 0 | 0 | 0 | 0 | 0 | 0 | 0 | 0 | 0 | 0 | 0 | 0 | 0 | 0 | 0 | 0 | 0 | 0 | 0 | 0
|  |  | Line survey | 0 | 0 | 0 | 0 | 0 | 0 | 0 | 0 | 0 | 0 | 0 | 0 | 0 | 0 | 16320 | 0 | 0 | 0 | 0 | 0 | 0 | 0 | 0 | 0 | 0 | 16320 | 0 | 0 | 16320 | 0 | 0 | 0 | 0 | 0 | 0 | 0 | 0 | 8160 | 8160 | 0 | 0 | 0 | 0 | 0 | 0
|  |  | Civil works | 0 | 0 | 0 | 0 | 0 | 0 | 0 | 0 | 0 | 0 | 0 | 0 | 0 | 0 | 0 | 0 | 0 | 0 | 0 | 0 | 0 | 0 | 0 | 0 | 0 | 0 | 0 | 0 | 0 | 0 | 0 | 0 | 0 | 0 | 0 | 0 | 0 | 0 | 0 | 0 | 0 | 0 | 0 | 0 | 0
|  |  | Civil works | 0 | 0 | 0 | 0 | 0 | 0 | 0 | 0 | 0 | 0 | 0 | 0 | 0 | 0 | 40800 | 0 | 0 | 0 | 0 | 0 | 0 | 0 | 0 | 0 | 0 | 40800 | 0 | 0 | 40800 | 0 | 0 | 0 | 0 | 0 | 0 | 0 | 0 | 20400 | 20400 | 0 | 0 | 0 | 0 | 0 | 0
|  |  | Other | 0 | 0 | 0 | 0 | 0 | 0 | 0 | 0 | 0 | 0 | 0 | 0 | 0 | 0 | 0 | 0 | 0 | 0 | 0 | 0 | 0 | 0 | 0 | 0 | 0 | 0 | 0 | 0 | 0 | 0 | 0 | 0 | 0 | 0 | 0 | 0 | 0 | 0 | 0 | 0 | 0 | 0 | 0 | 0 | 0
|  | Total construction |  | 0 | 0 | 0 | 0 | 0 | 0 | 0 | 0 | 0 | 0 | 0 | 0 | 2223036.3604 | 766504.2723 | 57120 | 0 | 0 | 0 | 0 | 0 | 0 | 0 | 0 | 0 | 0 | 3046660.6327 | 0 | 0 | 3046660.6327 | 0 | 0 | 0 | 0 | 0 | 0 | 0 | 0 | 1523330.3163 | 1523330.3163 | 0 | 0 | 0 | 0 | 0 | 0 | TRUE

## BETS_cost
Powercor REFCLs
Costs: |  |  | BETS
(real 2021 dollars)
Design & Procurement |  |  | 2024
Construction |  |  | 2024
Commissioning |  |  | 2024
[33 empty] | 0.5 | 0.5 | 0.5 | 0.5 | 0.5 | 0.5 | 0.5 | 0.5 | 0.5 | 0.5 | 0.5 | 0.5 | 0.5 | 0.5 | 0.5 | 0.5
| Calendary Year | [31 empty] | 2019 | 2019 | 2020 | 2020 | 2021 | 2021 | 2022 | 2022 | 2023 | 2023 | 2024 | 2024 | 2025 | 2025 | 2026 | 2026
| Half | [31 empty] | H1 | H2 | H1 | H2 | H1 | H2 | H1 | H2 | H1 | H2 | H1 | H2 | H1 | H2 | H1 | H2
| Input Year |  |  | 2019 | 2019 | 2019 | 2020 | 2020 | 2020 | 2021 | 2021 | 2021 | 2022 | 2022 | 2022 | 2023 | 2023 | 2023 | 2024 | 2024 | 2024 | 2025 | 2025 | 2025 | 2019 | 2020 | 2021 | 2022 | 2023 | 2024 | 2025 | Total | 2019 | 2019 | 2020 | 2020 | 2021 | 2021 | 2022 | 2022 | 2023 | 2023 | 2024 | 2024 | 2025 | 2025 | 2026 | 2026
|  |  |  | Materials | Labour | Contracts | Materials | Labour | Contracts | Materials | Labour | Contracts | Materials | Labour | Contracts | Materials | Labour | Contracts | Materials | Labour | Contracts | Materials | Labour | Contracts | Total | Total | Total | Total | Total | Total | Total | Total Cost | 2019H1 | 2019H2 | 2020H1 | 2020H2 | 2021H1 | 2021H2 | 2022H1 | 2022H2 | 2023H1 | 2023H2 | 2024H1 | 2024H2 | 2025H1 | 2025H2 | 2026H1 | 2026H2
Design & Procurement
|  |  | Design & Procurement (hours) | 0 | 0 | 0 | 0 | 0 | 0 | 0 | 0 | 0 | 0 | 0 | 0 | 0 | 0 | 0 | 0 | 131335.8575 | 0 | 0 | 0 | 0 | 0 | 0 | 0 | 0 | 0 | 131335.8575 | 0 | 131335.8575 | 0 | 0 | 0 | 0 | 0 | 0 | 0 | 0 | 0 | 0 | 65667.9288 | 65667.9288 | 0 | 0 | 0 | 0
Feeder works
|  |  | Surge arrestor sites (single phase) | 0 | 0 | 0 | 0 | 0 | 0 | 0 | 0 | 0 | 0 | 0 | 0 | 0 | 0 | 0 | 0 | 0 | 0 | 0 | 0 | 0 | 0 | 0 | 0 | 0 | 0 | 0 | 0 | 0 | 0 | 0 | 0 | 0 | 0 | 0 | 0 | 0 | 0 | 0 | 0 | 0 | 0 | 0 | 0 | 0
|  |  | Surge arrestor sites (three phase) | 0 | 0 | 0 | 0 | 0 | 0 | 0 | 0 | 0 | 0 | 0 | 0 | 0 | 0 | 0 | 0 | 0 | 0 | 0 | 0 | 0 | 0 | 0 | 0 | 0 | 0 | 0 | 0 | 0 | 0 | 0 | 0 | 0 | 0 | 0 | 0 | 0 | 0 | 0 | 0 | 0 | 0 | 0 | 0 | 0
|  |  | ACRs | 0 | 0 | 0 | 0 | 0 | 0 | 0 | 0 | 0 | 0 | 0 | 0 | 0 | 0 | 0 | 0 | 0 | 0 | 0 | 0 | 0 | 0 | 0 | 0 | 0 | 0 | 0 | 0 | 0 | 0 | 0 | 0 | 0 | 0 | 0 | 0 | 0 | 0 | 0 | 0 | 0 | 0 | 0 | 0 | 0
|  |  | ACR/gas switch control box replacement | 0 | 0 | 0 | 0 | 0 | 0 | 0 | 0 | 0 | 0 | 0 | 0 | 0 | 0 | 0 | 0 | 0 | 0 | 0 | 0 | 0 | 0 | 0 | 0 | 0 | 0 | 0 | 0 | 0 | 0 | 0 | 0 | 0 | 0 | 0 | 0 | 0 | 0 | 0 | 0 | 0 | 0 | 0 | 0 | 0
|  |  | Admittance balancing units (single phase) | 0 | 0 | 0 | 0 | 0 | 0 | 0 | 0 | 0 | 0 | 0 | 0 | 0 | 0 | 0 | 0 | 0 | 0 | 0 | 0 | 0 | 0 | 0 | 0 | 0 | 0 | 0 | 0 | 0 | 0 | 0 | 0 | 0 | 0 | 0 | 0 | 0 | 0 | 0 | 0 | 0 | 0 | 0 | 0 | 0
|  |  | Admittance balancing units (three phase) | 0 | 0 | 0 | 0 | 0 | 0 | 0 | 0 | 0 | 0 | 0 | 0 | 0 | 0 | 0 | 0 | 0 | 0 | 0 | 0 | 0 | 0 | 0 | 0 | 0 | 0 | 0 | 0 | 0 | 0 | 0 | 0 | 0 | 0 | 0 | 0 | 0 | 0 | 0 | 0 | 0 | 0 | 0 | 0 | 0
|  |  | Re-phasing | 0 | 0 | 0 | 0 | 0 | 0 | 0 | 0 | 0 | 0 | 0 | 0 | 0 | 0 | 0 | 0 | 0 | 0 | 0 | 0 | 0 | 0 | 0 | 0 | 0 | 0 | 0 | 0 | 0 | 0 | 0 | 0 | 0 | 0 | 0 | 0 | 0 | 0 | 0 | 0 | 0 | 0 | 0 | 0 | 0
|  |  | Fusesavers | 0 | 0 | 0 | 0 | 0 | 0 | 0 | 0 | 0 | 0 | 0 | 0 | 0 | 0 | 0 | 0 | 0 | 0 | 0 | 0 | 0 | 0 | 0 | 0 | 0 | 0 | 0 | 0 | 0 | 0 | 0 | 0 | 0 | 0 | 0 | 0 | 0 | 0 | 0 | 0 | 0 | 0 | 0 | 0 | 0
|  |  | HV Regulators upgrade (control box) | 0 | 0 | 0 | 0 | 0 | 0 | 0 | 0 | 0 | 0 | 0 | 0 | 0 | 0 | 0 | 0 | 0 | 0 | 0 | 0 | 0 | 0 | 0 | 0 | 0 | 0 | 0 | 0 | 0 | 0 | 0 | 0 | 0 | 0 | 0 | 0 | 0 | 0 | 0 | 0 | 0 | 0 | 0 | 0 | 0
|  |  | HV Regulators upgrade (close delta) | 0 | 0 | 0 | 0 | 0 | 0 | 0 | 0 | 0 | 0 | 0 | 0 | 0 | 0 | 0 | 0 | 0 | 0 | 0 | 0 | 0 | 0 | 0 | 0 | 0 | 0 | 0 | 0 | 0 | 0 | 0 | 0 | 0 | 0 | 0 | 0 | 0 | 0 | 0 | 0 | 0 | 0 | 0 | 0 | 0
|  |  | Distribution switchgear (installed) | 0 | 0 | 0 | 0 | 0 | 0 | 0 | 0 | 0 | 0 | 0 | 0 | 0 | 0 | 0 | 0 | 0 | 0 | 0 | 0 | 0 | 0 | 0 | 0 | 0 | 0 | 0 | 0 | 0 | 0 | 0 | 0 | 0 | 0 | 0 | 0 | 0 | 0 | 0 | 0 | 0 | 0 | 0 | 0 | 0
|  |  | UG cable replacement | 0 | 0 | 0 | 0 | 0 | 0 | 0 | 0 | 0 | 0 | 0 | 0 | 0 | 0 | 0 | 283805.7516 | 0 | 0 | 0 | 0 | 0 | 0 | 0 | 0 | 0 | 0 | 283805.7516 | 0 | 283805.7516 | 0 | 0 | 0 | 0 | 0 | 0 | 0 | 0 | 0 | 0 | 141902.8758 | 141902.8758 | 0 | 0 | 0 | 0
|  |  | Test Sites | 0 | 0 | 0 | 0 | 0 | 0 | 0 | 0 | 0 | 0 | 0 | 0 | 0 | 0 | 0 | 0 | 0 | 0 | 0 | 0 | 0 | 0 | 0 | 0 | 0 | 0 | 0 | 0 | 0 | 0 | 0 | 0 | 0 | 0 | 0 | 0 | 0 | 0 | 0 | 0 | 0 | 0 | 0 | 0 | 0
|  |  | HV Customers (total) | 0 | 0 | 0 | 0 | 0 | 0 | 0 | 0 | 0 | 0 | 0 | 0 | 0 | 0 | 0 | 0 | 0 | 0 | 0 | 0 | 0 | 0 | 0 | 0 | 0 | 0 | 0 | 0 | 0 | 0 | 0 | 0 | 0 | 0 | 0 | 0 | 0 | 0 | 0 | 0 | 0 | 0 | 0 | 0 | 0
|  |  | HV Customers (generation signalling) | 0 | 0 | 0 | 0 | 0 | 0 | 0 | 0 | 0 | 0 | 0 | 0 | 0 | 0 | 0 | 0 | 0 | 0 | 0 | 0 | 0 | 0 | 0 | 0 | 0 | 0 | 0 | 0 | 0 | 0 | 0 | 0 | 0 | 0 | 0 | 0 | 0 | 0 | 0 | 0 | 0 | 0 | 0 | 0 | 0
[33 empty] | 0 | 0 | 0 | 0 | 0 | 0 | 0 | 0 | 0 | 0 | 0 | 0 | 0 | 0 | 0 | 0
|  |  | 22kV feeder works | 0 | 0 | 0 | 0 | 0 | 0 | 0 | 0 | 0 | 0 | 0 | 0 | 0 | 0 | 0 | 306000 | 0 | 0 | 0 | 0 | 0 | 0 | 0 | 0 | 0 | 0 | 306000 | 0 | 306000 | 0 | 0 | 0 | 0 | 0 | 0 | 0 | 0 | 0 | 0 | 153000 | 153000 | 0 | 0 | 0 | 0
|  |  | 66kV Line works (Overhead) | 0 | 0 | 0 | 0 | 0 | 0 | 0 | 0 | 0 | 0 | 0 | 0 | 0 | 0 | 0 | 0 | 0 | 0 | 0 | 0 | 0 | 0 | 0 | 0 | 0 | 0 | 0 | 0 | 0 | 0 | 0 | 0 | 0 | 0 | 0 | 0 | 0 | 0 | 0 | 0 | 0 | 0 | 0 | 0 | 0
|  |  | 3rd phase line extension | 0 | 0 | 0 | 0 | 0 | 0 | 0 | 0 | 0 | 0 | 0 | 0 | 0 | 0 | 0 | 0 | 0 | 0 | 0 | 0 | 0 | 0 | 0 | 0 | 0 | 0 | 0 | 0 | 0 | 0 | 0 | 0 | 0 | 0 | 0 | 0 | 0 | 0 | 0 | 0 | 0 | 0 | 0 | 0 | 0
|  |  | Asset resilience | 0 | 0 | 0 | 0 | 0 | 0 | 0 | 0 | 0 | 0 | 0 | 0 | 0 | 0 | 0 | 0 | 0 | 0 | 0 | 0 | 0 | 0 | 0 | 0 | 0 | 0 | 0 | 0 | 0 | 0 | 0 | 0 | 0 | 0 | 0 | 0 | 0 | 0 | 0 | 0 | 0 | 0 | 0 | 0 | 0
|  |  | Distribution Comms | 0 | 0 | 0 | 0 | 0 | 0 | 0 | 0 | 0 | 0 | 0 | 0 | 0 | 0 | 0 | 0 | 0 | 0 | 0 | 0 | 0 | 0 | 0 | 0 | 0 | 0 | 0 | 0 | 0 | 0 | 0 | 0 | 0 | 0 | 0 | 0 | 0 | 0 | 0 | 0 | 0 | 0 | 0 | 0 | 0
|  |  | Other distribution materials - Isolating Transformer (6MVA) | 0 | 0 | 0 | 0 | 0 | 0 | 0 | 0 | 0 | 0 | 0 | 0 | 0 | 0 | 0 | 1224000 | 299998.4434 | 0 | 0 | 0 | 0 | 0 | 0 | 0 | 0 | 0 | 1523998.4434 | 0 | 1523998.4434 | 0 | 0 | 0 | 0 | 0 | 0 | 0 | 0 | 0 | 0 | 761999.2217 | 761999.2217 | 0 | 0 | 0 | 0
Substation
Primary Plant
|  |  | GFN | 0 | 0 | 0 | 0 | 0 | 0 | 0 | 0 | 0 | 0 | 0 | 0 | 0 | 0 | 0 | 0 | 0 | 0 | 0 | 0 | 0 | 0 | 0 | 0 | 0 | 0 | 0 | 0 | 0 | 0 | 0 | 0 | 0 | 0 | 0 | 0 | 0 | 0 | 0 | 0 | 0 | 0 | 0 | 0 | 0
|  |  | GFN enclosure | 0 | 0 | 0 | 0 | 0 | 0 | 0 | 0 | 0 | 0 | 0 | 0 | 0 | 0 | 0 | 0 | 0 | 0 | 0 | 0 | 0 | 0 | 0 | 0 | 0 | 0 | 0 | 0 | 0 | 0 | 0 | 0 | 0 | 0 | 0 | 0 | 0 | 0 | 0 | 0 | 0 | 0 | 0 | 0 | 0
|  |  | Indoor switch room (incl GFN enclosure and switchboard) | 0 | 0 | 0 | 0 | 0 | 0 | 0 | 0 | 0 | 0 | 0 | 0 | 0 | 0 | 0 | 0 | 0 | 0 | 0 | 0 | 0 | 0 | 0 | 0 | 0 | 0 | 0 | 0 | 0 | 0 | 0 | 0 | 0 | 0 | 0 | 0 | 0 | 0 | 0 | 0 | 0 | 0 | 0 | 0 | 0
|  |  | RMU | 0 | 0 | 0 | 0 | 0 | 0 | 0 | 0 | 0 | 0 | 0 | 0 | 0 | 0 | 0 | 0 | 0 | 0 | 0 | 0 | 0 | 0 | 0 | 0 | 0 | 0 | 0 | 0 | 0 | 0 | 0 | 0 | 0 | 0 | 0 | 0 | 0 | 0 | 0 | 0 | 0 | 0 | 0 | 0 | 0
|  |  | 66/22kV transformer | 0 | 0 | 0 | 0 | 0 | 0 | 0 | 0 | 0 | 0 | 0 | 0 | 0 | 0 | 0 | 0 | 0 | 0 | 0 | 0 | 0 | 0 | 0 | 0 | 0 | 0 | 0 | 0 | 0 | 0 | 0 | 0 | 0 | 0 | 0 | 0 | 0 | 0 | 0 | 0 | 0 | 0 | 0 | 0 | 0
|  |  | 66kV circuit breaker | 0 | 0 | 0 | 0 | 0 | 0 | 0 | 0 | 0 | 0 | 0 | 0 | 0 | 0 | 0 | 0 | 0 | 0 | 0 | 0 | 0 | 0 | 0 | 0 | 0 | 0 | 0 | 0 | 0 | 0 | 0 | 0 | 0 | 0 | 0 | 0 | 0 | 0 | 0 | 0 | 0 | 0 | 0 | 0 | 0
|  |  | 66kV bus extension | 0 | 0 | 0 | 0 | 0 | 0 | 0 | 0 | 0 | 0 | 0 | 0 | 0 | 0 | 0 | 0 | 0 | 0 | 0 | 0 | 0 | 0 | 0 | 0 | 0 | 0 | 0 | 0 | 0 | 0 | 0 | 0 | 0 | 0 | 0 | 0 | 0 | 0 | 0 | 0 | 0 | 0 | 0 | 0 | 0
|  |  | Station service transformer (500kVA) | 0 | 0 | 0 | 0 | 0 | 0 | 0 | 0 | 0 | 0 | 0 | 0 | 0 | 0 | 0 | 0 | 0 | 0 | 0 | 0 | 0 | 0 | 0 | 0 | 0 | 0 | 0 | 0 | 0 | 0 | 0 | 0 | 0 | 0 | 0 | 0 | 0 | 0 | 0 | 0 | 0 | 0 | 0 | 0 | 0
|  |  | Station service transformer (750kVA) | 0 | 0 | 0 | 0 | 0 | 0 | 0 | 0 | 0 | 0 | 0 | 0 | 0 | 0 | 0 | 0 | 0 | 0 | 0 | 0 | 0 | 0 | 0 | 0 | 0 | 0 | 0 | 0 | 0 | 0 | 0 | 0 | 0 | 0 | 0 | 0 | 0 | 0 | 0 | 0 | 0 | 0 | 0 | 0 | 0
|  |  | Cap bank | 0 | 0 | 0 | 0 | 0 | 0 | 0 | 0 | 0 | 0 | 0 | 0 | 0 | 0 | 0 | 0 | 0 | 0 | 0 | 0 | 0 | 0 | 0 | 0 | 0 | 0 | 0 | 0 | 0 | 0 | 0 | 0 | 0 | 0 | 0 | 0 | 0 | 0 | 0 | 0 | 0 | 0 | 0 | 0 | 0
|  |  | AC board (Including change over) | 0 | 0 | 0 | 0 | 0 | 0 | 0 | 0 | 0 | 0 | 0 | 0 | 0 | 0 | 0 | 0 | 0 | 0 | 0 | 0 | 0 | 0 | 0 | 0 | 0 | 0 | 0 | 0 | 0 | 0 | 0 | 0 | 0 | 0 | 0 | 0 | 0 | 0 | 0 | 0 | 0 | 0 | 0 | 0 | 0
|  |  | Control room | 0 | 0 | 0 | 0 | 0 | 0 | 0 | 0 | 0 | 0 | 0 | 0 | 0 | 0 | 0 | 0 | 0 | 0 | 0 | 0 | 0 | 0 | 0 | 0 | 0 | 0 | 0 | 0 | 0 | 0 | 0 | 0 | 0 | 0 | 0 | 0 | 0 | 0 | 0 | 0 | 0 | 0 | 0 | 0 | 0
|  |  | 22kV circuit breaker (outdoor) | 0 | 0 | 0 | 0 | 0 | 0 | 0 | 0 | 0 | 0 | 0 | 0 | 0 | 0 | 0 | 0 | 0 | 0 | 0 | 0 | 0 | 0 | 0 | 0 | 0 | 0 | 0 | 0 | 0 | 0 | 0 | 0 | 0 | 0 | 0 | 0 | 0 | 0 | 0 | 0 | 0 | 0 | 0 | 0 | 0
|  |  | Voltage transformer | 0 | 0 | 0 | 0 | 0 | 0 | 0 | 0 | 0 | 0 | 0 | 0 | 0 | 0 | 0 | 0 | 0 | 0 | 0 | 0 | 0 | 0 | 0 | 0 | 0 | 0 | 0 | 0 | 0 | 0 | 0 | 0 | 0 | 0 | 0 | 0 | 0 | 0 | 0 | 0 | 0 | 0 | 0 | 0 | 0
|  |  | Current transformer (post type) | 0 | 0 | 0 | 0 | 0 | 0 | 0 | 0 | 0 | 0 | 0 | 0 | 0 | 0 | 0 | 0 | 0 | 0 | 0 | 0 | 0 | 0 | 0 | 0 | 0 | 0 | 0 | 0 | 0 | 0 | 0 | 0 | 0 | 0 | 0 | 0 | 0 | 0 | 0 | 0 | 0 | 0 | 0 | 0 | 0
|  |  | Current transformer (core balance type) | 0 | 0 | 0 | 0 | 0 | 0 | 0 | 0 | 0 | 0 | 0 | 0 | 0 | 0 | 0 | 0 | 0 | 0 | 0 | 0 | 0 | 0 | 0 | 0 | 0 | 0 | 0 | 0 | 0 | 0 | 0 | 0 | 0 | 0 | 0 | 0 | 0 | 0 | 0 | 0 | 0 | 0 | 0 | 0 | 0
[33 empty] | 0 | 0 | 0 | 0 | 0 | 0 | 0 | 0 | 0 | 0 | 0 | 0 | 0 | 0 | 0 | 0
|  |  | Other primary materials | 0 | 0 | 0 | 0 | 0 | 0 | 0 | 0 | 0 | 0 | 0 | 0 | 0 | 0 | 0 | 0 | 0 | 0 | 0 | 0 | 0 | 0 | 0 | 0 | 0 | 0 | 0 | 0 | 0 | 0 | 0 | 0 | 0 | 0 | 0 | 0 | 0 | 0 | 0 | 0 | 0 | 0 | 0 | 0 | 0
|  |  | SCADA / Protection & Control/ Comms | 0 | 0 | 0 | 0 | 0 | 0 | 0 | 0 | 0 | 0 | 0 | 0 | 0 | 0 | 0 | 0 | 0 | 0 | 0 | 0 | 0 | 0 | 0 | 0 | 0 | 0 | 0 | 0 | 0 | 0 | 0 | 0 | 0 | 0 | 0 | 0 | 0 | 0 | 0 | 0 | 0 | 0 | 0 | 0 | 0
|  |  | Commissioning | 0 | 0 | 0 | 0 | 0 | 0 | 0 | 0 | 0 | 0 | 0 | 0 | 0 | 0 | 0 | 0 | 0 | 0 | 0 | 0 | 0 | 0 | 0 | 0 | 0 | 0 | 0 | 0 | 0 | 0 | 0 | 0 | 0 | 0 | 0 | 0 | 0 | 0 | 0 | 0 | 0 | 0 | 0 | 0 | 0
|  |  | ESV observed compliance | 0 | 0 | 0 | 0 | 0 | 0 | 0 | 0 | 0 | 0 | 0 | 0 | 0 | 0 | 0 | 0 | 0 | 0 | 0 | 0 | 0 | 0 | 0 | 0 | 0 | 0 | 0 | 0 | 0 | 0 | 0 | 0 | 0 | 0 | 0 | 0 | 0 | 0 | 0 | 0 | 0 | 0 | 0 | 0 | 0
|  |  | Construction delivery & site control | 0 | 0 | 0 | 0 | 0 | 0 | 0 | 0 | 0 | 0 | 0 | 0 | 0 | 0 | 0 | 0 | 0 | 0 | 0 | 0 | 0 | 0 | 0 | 0 | 0 | 0 | 0 | 0 | 0 | 0 | 0 | 0 | 0 | 0 | 0 | 0 | 0 | 0 | 0 | 0 | 0 | 0 | 0 | 0 | 0
Contracts
|  |  | Traffic control | 0 | 0 | 0 | 0 | 0 | 0 | 0 | 0 | 0 | 0 | 0 | 0 | 0 | 0 | 0 | 0 | 0 | 0 | 0 | 0 | 0 | 0 | 0 | 0 | 0 | 0 | 0 | 0 | 0 | 0 | 0 | 0 | 0 | 0 | 0 | 0 | 0 | 0 | 0 | 0 | 0 | 0 | 0 | 0 | 0
|  |  | Line survey | 0 | 0 | 0 | 0 | 0 | 0 | 0 | 0 | 0 | 0 | 0 | 0 | 0 | 0 | 0 | 0 | 0 | 0 | 0 | 0 | 0 | 0 | 0 | 0 | 0 | 0 | 0 | 0 | 0 | 0 | 0 | 0 | 0 | 0 | 0 | 0 | 0 | 0 | 0 | 0 | 0 | 0 | 0 | 0 | 0
|  |  | Civil works | 0 | 0 | 0 | 0 | 0 | 0 | 0 | 0 | 0 | 0 | 0 | 0 | 0 | 0 | 0 | 0 | 0 | 0 | 0 | 0 | 0 | 0 | 0 | 0 | 0 | 0 | 0 | 0 | 0 | 0 | 0 | 0 | 0 | 0 | 0 | 0 | 0 | 0 | 0 | 0 | 0 | 0 | 0 | 0 | 0
|  |  | Mob/Demob | 0 | 0 | 0 | 0 | 0 | 0 | 0 | 0 | 0 | 0 | 0 | 0 | 0 | 0 | 0 | 0 | 0 | 0 | 0 | 0 | 0 | 0 | 0 | 0 | 0 | 0 | 0 | 0 | 0 | 0 | 0 | 0 | 0 | 0 | 0 | 0 | 0 | 0 | 0 | 0 | 0 | 0 | 0 | 0 | 0
|  |  | Other - Land Acquisition | 0 | 0 | 0 | 0 | 0 | 0 | 0 | 0 | 0 | 0 | 0 | 0 | 0 | 0 | 0 | 0 | 0 | 300000 | 0 | 0 | 0 | 0 | 0 | 0 | 0 | 0 | 300000 | 0 | 300000 | 0 | 0 | 0 | 0 | 0 | 0 | 0 | 0 | 0 | 0 | 150000 | 150000 | 0 | 0 | 0 | 0
|  | Total construction |  | 0 | 0 | 0 | 0 | 0 | 0 | 0 | 0 | 0 | 0 | 0 | 0 | 0 | 0 | 0 | 1813805.7516 | 431334.3009 | 300000 | 0 | 0 | 0 | 0 | 0 | 0 | 0 | 0 | 2545140.0525 | 0 | 2545140.0525 | 0 | 0 | 0 | 0 | 0 | 0 | 0 | 0 | 0 | 0 | 1272570.0263 | 1272570.0263 | 0 | 0 | 0 | 0 | TRUE

## BGO_cost
Powercor REFCLs
Costs: |  |  | BGO
(real 2021 dollars)
Design & Procurement |  |  | 2024
Construction |  |  | 2024
Commissioning |  |  | 2024
[33 empty] | 0.5 | 0.5 | 0.5 | 0.5 | 0.5 | 0.5 | 0.5 | 0.5 | 0.5 | 0.5 | 0.5 | 0.5 | 0.5 | 0.5 | 0.5 | 0.5
| Calendary Year | [31 empty] | 2019 | 2019 | 2020 | 2020 | 2021 | 2021 | 2022 | 2022 | 2023 | 2023 | 2024 | 2024 | 2025 | 2025 | 2026 | 2026
| Half | [31 empty] | H1 | H2 | H1 | H2 | H1 | H2 | H1 | H2 | H1 | H2 | H1 | H2 | H1 | H2 | H1 | H2
| Input Year |  |  | 2019 | 2019 | 2019 | 2020 | 2020 | 2020 | 2021 | 2021 | 2021 | 2022 | 2022 | 2022 | 2023 | 2023 | 2023 | 2024 | 2024 | 2024 | 2025 | 2025 | 2025 | 2019 | 2020 | 2021 | 2022 | 2023 | 2024 | 2025 | Total | 2019 | 2019 | 2020 | 2020 | 2021 | 2021 | 2022 | 2022 | 2023 | 2023 | 2024 | 2024 | 2025 | 2025 | 2026 | 2026
|  |  |  | Materials | Labour | Contracts | Materials | Labour | Contracts | Materials | Labour | Contracts | Materials | Labour | Contracts | Materials | Labour | Contracts | Materials | Labour | Contracts | Materials | Labour | Contracts | Total | Total | Total | Total | Total | Total | Total | Total Cost | 2019H1 | 2019H2 | 2020H1 | 2020H2 | 2021H1 | 2021H2 | 2022H1 | 2022H2 | 2023H1 | 2023H2 | 2024H1 | 2024H2 | 2025H1 | 2025H2 | 2026H1 | 2026H2
Design & Procurement
|  |  | Design & Procurement | 0 | 0 | 0 | 0 | 0 | 0 | 0 | 0 | 0 | 0 | 0 | 0 | 0 | 0 | 0 | 0 | 131335.8575 | 0 | 0 | 0 | 0 | 0 | 0 | 0 | 0 | 0 | 131335.8575 | 0 | 131335.8575 | 0 | 0 | 0 | 0 | 0 | 0 | 0 | 0 | 0 | 0 | 65667.9288 | 65667.9288 | 0 | 0 | 0 | 0
Feeder works
|  |  | Surge arrestor sites (single phase) | 0 | 0 | 0 | 0 | 0 | 0 | 0 | 0 | 0 | 0 | 0 | 0 | 0 | 0 | 0 | 0 | 0 | 0 | 0 | 0 | 0 | 0 | 0 | 0 | 0 | 0 | 0 | 0 | 0 | 0 | 0 | 0 | 0 | 0 | 0 | 0 | 0 | 0 | 0 | 0 | 0 | 0 | 0 | 0 | 0
|  |  | Surge arrestor sites (three phase) | 0 | 0 | 0 | 0 | 0 | 0 | 0 | 0 | 0 | 0 | 0 | 0 | 0 | 0 | 0 | 0 | 0 | 0 | 0 | 0 | 0 | 0 | 0 | 0 | 0 | 0 | 0 | 0 | 0 | 0 | 0 | 0 | 0 | 0 | 0 | 0 | 0 | 0 | 0 | 0 | 0 | 0 | 0 | 0 | 0
|  |  | ACRs | 0 | 0 | 0 | 0 | 0 | 0 | 0 | 0 | 0 | 0 | 0 | 0 | 0 | 0 | 0 | 0 | 0 | 0 | 0 | 0 | 0 | 0 | 0 | 0 | 0 | 0 | 0 | 0 | 0 | 0 | 0 | 0 | 0 | 0 | 0 | 0 | 0 | 0 | 0 | 0 | 0 | 0 | 0 | 0 | 0
|  |  | ACR/gas switch control box replacement | 0 | 0 | 0 | 0 | 0 | 0 | 0 | 0 | 0 | 0 | 0 | 0 | 0 | 0 | 0 | 0 | 0 | 0 | 0 | 0 | 0 | 0 | 0 | 0 | 0 | 0 | 0 | 0 | 0 | 0 | 0 | 0 | 0 | 0 | 0 | 0 | 0 | 0 | 0 | 0 | 0 | 0 | 0 | 0 | 0
|  |  | Admittance balancing units (single phase) | 0 | 0 | 0 | 0 | 0 | 0 | 0 | 0 | 0 | 0 | 0 | 0 | 0 | 0 | 0 | 0 | 0 | 0 | 0 | 0 | 0 | 0 | 0 | 0 | 0 | 0 | 0 | 0 | 0 | 0 | 0 | 0 | 0 | 0 | 0 | 0 | 0 | 0 | 0 | 0 | 0 | 0 | 0 | 0 | 0
|  |  | Admittance balancing units (three phase) | 0 | 0 | 0 | 0 | 0 | 0 | 0 | 0 | 0 | 0 | 0 | 0 | 0 | 0 | 0 | 0 | 0 | 0 | 0 | 0 | 0 | 0 | 0 | 0 | 0 | 0 | 0 | 0 | 0 | 0 | 0 | 0 | 0 | 0 | 0 | 0 | 0 | 0 | 0 | 0 | 0 | 0 | 0 | 0 | 0
|  |  | Re-phasing | 0 | 0 | 0 | 0 | 0 | 0 | 0 | 0 | 0 | 0 | 0 | 0 | 0 | 0 | 0 | 0 | 0 | 0 | 0 | 0 | 0 | 0 | 0 | 0 | 0 | 0 | 0 | 0 | 0 | 0 | 0 | 0 | 0 | 0 | 0 | 0 | 0 | 0 | 0 | 0 | 0 | 0 | 0 | 0 | 0
|  |  | Fusesavers | 0 | 0 | 0 | 0 | 0 | 0 | 0 | 0 | 0 | 0 | 0 | 0 | 0 | 0 | 0 | 0 | 0 | 0 | 0 | 0 | 0 | 0 | 0 | 0 | 0 | 0 | 0 | 0 | 0 | 0 | 0 | 0 | 0 | 0 | 0 | 0 | 0 | 0 | 0 | 0 | 0 | 0 | 0 | 0 | 0
|  |  | HV Regulators upgrade (control box) | 0 | 0 | 0 | 0 | 0 | 0 | 0 | 0 | 0 | 0 | 0 | 0 | 0 | 0 | 0 | 0 | 0 | 0 | 0 | 0 | 0 | 0 | 0 | 0 | 0 | 0 | 0 | 0 | 0 | 0 | 0 | 0 | 0 | 0 | 0 | 0 | 0 | 0 | 0 | 0 | 0 | 0 | 0 | 0 | 0
|  |  | HV Regulators upgrade (close delta) | 0 | 0 | 0 | 0 | 0 | 0 | 0 | 0 | 0 | 0 | 0 | 0 | 0 | 0 | 0 | 0 | 0 | 0 | 0 | 0 | 0 | 0 | 0 | 0 | 0 | 0 | 0 | 0 | 0 | 0 | 0 | 0 | 0 | 0 | 0 | 0 | 0 | 0 | 0 | 0 | 0 | 0 | 0 | 0 | 0
|  |  | Distribution switchgear (installed) | 0 | 0 | 0 | 0 | 0 | 0 | 0 | 0 | 0 | 0 | 0 | 0 | 0 | 0 | 0 | 0 | 0 | 0 | 0 | 0 | 0 | 0 | 0 | 0 | 0 | 0 | 0 | 0 | 0 | 0 | 0 | 0 | 0 | 0 | 0 | 0 | 0 | 0 | 0 | 0 | 0 | 0 | 0 | 0 | 0
|  |  | UG cable replacement | 0 | 0 | 0 | 0 | 0 | 0 | 0 | 0 | 0 | 0 | 0 | 0 | 0 | 0 | 0 | 0 | 0 | 0 | 0 | 0 | 0 | 0 | 0 | 0 | 0 | 0 | 0 | 0 | 0 | 0 | 0 | 0 | 0 | 0 | 0 | 0 | 0 | 0 | 0 | 0 | 0 | 0 | 0 | 0 | 0
|  |  | Test Sites | 0 | 0 | 0 | 0 | 0 | 0 | 0 | 0 | 0 | 0 | 0 | 0 | 0 | 0 | 0 | 0 | 0 | 0 | 0 | 0 | 0 | 0 | 0 | 0 | 0 | 0 | 0 | 0 | 0 | 0 | 0 | 0 | 0 | 0 | 0 | 0 | 0 | 0 | 0 | 0 | 0 | 0 | 0 | 0 | 0
|  |  | HV Customers (total) | 0 | 0 | 0 | 0 | 0 | 0 | 0 | 0 | 0 | 0 | 0 | 0 | 0 | 0 | 0 | 0 | 0 | 0 | 0 | 0 | 0 | 0 | 0 | 0 | 0 | 0 | 0 | 0 | 0 | 0 | 0 | 0 | 0 | 0 | 0 | 0 | 0 | 0 | 0 | 0 | 0 | 0 | 0 | 0 | 0
|  |  | HV Customers (generation signalling) | 0 | 0 | 0 | 0 | 0 | 0 | 0 | 0 | 0 | 0 | 0 | 0 | 0 | 0 | 0 | 0 | 0 | 0 | 0 | 0 | 0 | 0 | 0 | 0 | 0 | 0 | 0 | 0 | 0 | 0 | 0 | 0 | 0 | 0 | 0 | 0 | 0 | 0 | 0 | 0 | 0 | 0 | 0 | 0 | 0
[33 empty] | 0 | 0 | 0 | 0 | 0 | 0 | 0 | 0 | 0 | 0 | 0 | 0 | 0 | 0 | 0 | 0
|  |  | 22kV feeder works | 0 | 0 | 0 | 0 | 0 | 0 | 0 | 0 | 0 | 0 | 0 | 0 | 0 | 0 | 0 | 612000 | 489337.4806 | 0 | 0 | 0 | 0 | 0 | 0 | 0 | 0 | 0 | 1101337.4806 | 0 | 1101337.4806 | 0 | 0 | 0 | 0 | 0 | 0 | 0 | 0 | 0 | 0 | 550668.7403 | 550668.7403 | 0 | 0 | 0 | 0
|  |  | 66kV Line works (Overhead) | 0 | 0 | 0 | 0 | 0 | 0 | 0 | 0 | 0 | 0 | 0 | 0 | 0 | 0 | 0 | 0 | 0 | 0 | 0 | 0 | 0 | 0 | 0 | 0 | 0 | 0 | 0 | 0 | 0 | 0 | 0 | 0 | 0 | 0 | 0 | 0 | 0 | 0 | 0 | 0 | 0 | 0 | 0 | 0 | 0
|  |  | 3rd phase line extension | 0 | 0 | 0 | 0 | 0 | 0 | 0 | 0 | 0 | 0 | 0 | 0 | 0 | 0 | 0 | 0 | 0 | 0 | 0 | 0 | 0 | 0 | 0 | 0 | 0 | 0 | 0 | 0 | 0 | 0 | 0 | 0 | 0 | 0 | 0 | 0 | 0 | 0 | 0 | 0 | 0 | 0 | 0 | 0 | 0
|  |  | Asset resilience | 0 | 0 | 0 | 0 | 0 | 0 | 0 | 0 | 0 | 0 | 0 | 0 | 0 | 0 | 0 | 0 | 0 | 0 | 0 | 0 | 0 | 0 | 0 | 0 | 0 | 0 | 0 | 0 | 0 | 0 | 0 | 0 | 0 | 0 | 0 | 0 | 0 | 0 | 0 | 0 | 0 | 0 | 0 | 0 | 0
|  |  | Distribution Comms | 0 | 0 | 0 | 0 | 0 | 0 | 0 | 0 | 0 | 0 | 0 | 0 | 0 | 0 | 0 | 0 | 0 | 0 | 0 | 0 | 0 | 0 | 0 | 0 | 0 | 0 | 0 | 0 | 0 | 0 | 0 | 0 | 0 | 0 | 0 | 0 | 0 | 0 | 0 | 0 | 0 | 0 | 0 | 0 | 0
|  |  | Other distribution materials | 0 | 0 | 0 | 0 | 0 | 0 | 0 | 0 | 0 | 0 | 0 | 0 | 0 | 0 | 0 | 0 | 0 | 0 | 0 | 0 | 0 | 0 | 0 | 0 | 0 | 0 | 0 | 0 | 0 | 0 | 0 | 0 | 0 | 0 | 0 | 0 | 0 | 0 | 0 | 0 | 0 | 0 | 0 | 0 | 0
Substation
Primary Plant
|  |  | GFN | 0 | 0 | 0 | 0 | 0 | 0 | 0 | 0 | 0 | 0 | 0 | 0 | 0 | 0 | 0 | 0 | 0 | 0 | 0 | 0 | 0 | 0 | 0 | 0 | 0 | 0 | 0 | 0 | 0 | 0 | 0 | 0 | 0 | 0 | 0 | 0 | 0 | 0 | 0 | 0 | 0 | 0 | 0 | 0 | 0
|  |  | GFN enclosure | 0 | 0 | 0 | 0 | 0 | 0 | 0 | 0 | 0 | 0 | 0 | 0 | 0 | 0 | 0 | 0 | 0 | 0 | 0 | 0 | 0 | 0 | 0 | 0 | 0 | 0 | 0 | 0 | 0 | 0 | 0 | 0 | 0 | 0 | 0 | 0 | 0 | 0 | 0 | 0 | 0 | 0 | 0 | 0 | 0
|  |  | Indoor switch room (incl GFN enclosure and switchboard) | 0 | 0 | 0 | 0 | 0 | 0 | 0 | 0 | 0 | 0 | 0 | 0 | 0 | 0 | 0 | 0 | 0 | 0 | 0 | 0 | 0 | 0 | 0 | 0 | 0 | 0 | 0 | 0 | 0 | 0 | 0 | 0 | 0 | 0 | 0 | 0 | 0 | 0 | 0 | 0 | 0 | 0 | 0 | 0 | 0
|  |  | RMU | 0 | 0 | 0 | 0 | 0 | 0 | 0 | 0 | 0 | 0 | 0 | 0 | 0 | 0 | 0 | 0 | 0 | 0 | 0 | 0 | 0 | 0 | 0 | 0 | 0 | 0 | 0 | 0 | 0 | 0 | 0 | 0 | 0 | 0 | 0 | 0 | 0 | 0 | 0 | 0 | 0 | 0 | 0 | 0 | 0
|  |  | 66/22kV transformer | 0 | 0 | 0 | 0 | 0 | 0 | 0 | 0 | 0 | 0 | 0 | 0 | 0 | 0 | 0 | 0 | 0 | 0 | 0 | 0 | 0 | 0 | 0 | 0 | 0 | 0 | 0 | 0 | 0 | 0 | 0 | 0 | 0 | 0 | 0 | 0 | 0 | 0 | 0 | 0 | 0 | 0 | 0 | 0 | 0
|  |  | 66kV circuit breaker | 0 | 0 | 0 | 0 | 0 | 0 | 0 | 0 | 0 | 0 | 0 | 0 | 0 | 0 | 0 | 0 | 0 | 0 | 0 | 0 | 0 | 0 | 0 | 0 | 0 | 0 | 0 | 0 | 0 | 0 | 0 | 0 | 0 | 0 | 0 | 0 | 0 | 0 | 0 | 0 | 0 | 0 | 0 | 0 | 0
|  |  | 66kV bus extension | 0 | 0 | 0 | 0 | 0 | 0 | 0 | 0 | 0 | 0 | 0 | 0 | 0 | 0 | 0 | 0 | 0 | 0 | 0 | 0 | 0 | 0 | 0 | 0 | 0 | 0 | 0 | 0 | 0 | 0 | 0 | 0 | 0 | 0 | 0 | 0 | 0 | 0 | 0 | 0 | 0 | 0 | 0 | 0 | 0
|  |  | Station service transformer (500kVA) | 0 | 0 | 0 | 0 | 0 | 0 | 0 | 0 | 0 | 0 | 0 | 0 | 0 | 0 | 0 | 0 | 0 | 0 | 0 | 0 | 0 | 0 | 0 | 0 | 0 | 0 | 0 | 0 | 0 | 0 | 0 | 0 | 0 | 0 | 0 | 0 | 0 | 0 | 0 | 0 | 0 | 0 | 0 | 0 | 0
|  |  | Station service transformer (750kVA) | 0 | 0 | 0 | 0 | 0 | 0 | 0 | 0 | 0 | 0 | 0 | 0 | 0 | 0 | 0 | 0 | 0 | 0 | 0 | 0 | 0 | 0 | 0 | 0 | 0 | 0 | 0 | 0 | 0 | 0 | 0 | 0 | 0 | 0 | 0 | 0 | 0 | 0 | 0 | 0 | 0 | 0 | 0 | 0 | 0
|  |  | Cap bank | 0 | 0 | 0 | 0 | 0 | 0 | 0 | 0 | 0 | 0 | 0 | 0 | 0 | 0 | 0 | 0 | 0 | 0 | 0 | 0 | 0 | 0 | 0 | 0 | 0 | 0 | 0 | 0 | 0 | 0 | 0 | 0 | 0 | 0 | 0 | 0 | 0 | 0 | 0 | 0 | 0 | 0 | 0 | 0 | 0
|  |  | AC board (Including change over) | 0 | 0 | 0 | 0 | 0 | 0 | 0 | 0 | 0 | 0 | 0 | 0 | 0 | 0 | 0 | 0 | 0 | 0 | 0 | 0 | 0 | 0 | 0 | 0 | 0 | 0 | 0 | 0 | 0 | 0 | 0 | 0 | 0 | 0 | 0 | 0 | 0 | 0 | 0 | 0 | 0 | 0 | 0 | 0 | 0
|  |  | Control room | 0 | 0 | 0 | 0 | 0 | 0 | 0 | 0 | 0 | 0 | 0 | 0 | 0 | 0 | 0 | 0 | 0 | 0 | 0 | 0 | 0 | 0 | 0 | 0 | 0 | 0 | 0 | 0 | 0 | 0 | 0 | 0 | 0 | 0 | 0 | 0 | 0 | 0 | 0 | 0 | 0 | 0 | 0 | 0 | 0
|  |  | 22kV circuit breaker (outdoor) | 0 | 0 | 0 | 0 | 0 | 0 | 0 | 0 | 0 | 0 | 0 | 0 | 0 | 0 | 0 | 0 | 0 | 0 | 0 | 0 | 0 | 0 | 0 | 0 | 0 | 0 | 0 | 0 | 0 | 0 | 0 | 0 | 0 | 0 | 0 | 0 | 0 | 0 | 0 | 0 | 0 | 0 | 0 | 0 | 0
|  |  | Voltage transformer | 0 | 0 | 0 | 0 | 0 | 0 | 0 | 0 | 0 | 0 | 0 | 0 | 0 | 0 | 0 | 0 | 0 | 0 | 0 | 0 | 0 | 0 | 0 | 0 | 0 | 0 | 0 | 0 | 0 | 0 | 0 | 0 | 0 | 0 | 0 | 0 | 0 | 0 | 0 | 0 | 0 | 0 | 0 | 0 | 0
|  |  | Current transformer (post type) | 0 | 0 | 0 | 0 | 0 | 0 | 0 | 0 | 0 | 0 | 0 | 0 | 0 | 0 | 0 | 0 | 0 | 0 | 0 | 0 | 0 | 0 | 0 | 0 | 0 | 0 | 0 | 0 | 0 | 0 | 0 | 0 | 0 | 0 | 0 | 0 | 0 | 0 | 0 | 0 | 0 | 0 | 0 | 0 | 0
|  |  | Current transformer (core balance type) | 0 | 0 | 0 | 0 | 0 | 0 | 0 | 0 | 0 | 0 | 0 | 0 | 0 | 0 | 0 | 0 | 0 | 0 | 0 | 0 | 0 | 0 | 0 | 0 | 0 | 0 | 0 | 0 | 0 | 0 | 0 | 0 | 0 | 0 | 0 | 0 | 0 | 0 | 0 | 0 | 0 | 0 | 0 | 0 | 0
[33 empty] | 0 | 0 | 0 | 0 | 0 | 0 | 0 | 0 | 0 | 0 | 0 | 0 | 0 | 0 | 0 | 0
|  |  | Other primary materials | 0 | 0 | 0 | 0 | 0 | 0 | 0 | 0 | 0 | 0 | 0 | 0 | 0 | 0 | 0 | 0 | 0 | 0 | 0 | 0 | 0 | 0 | 0 | 0 | 0 | 0 | 0 | 0 | 0 | 0 | 0 | 0 | 0 | 0 | 0 | 0 | 0 | 0 | 0 | 0 | 0 | 0 | 0 | 0 | 0
|  |  | SCADA / Protection & Control/ Comms | 0 | 0 | 0 | 0 | 0 | 0 | 0 | 0 | 0 | 0 | 0 | 0 | 0 | 0 | 0 | 0 | 0 | 0 | 0 | 0 | 0 | 0 | 0 | 0 | 0 | 0 | 0 | 0 | 0 | 0 | 0 | 0 | 0 | 0 | 0 | 0 | 0 | 0 | 0 | 0 | 0 | 0 | 0 | 0 | 0
|  |  | Commissioning | 0 | 0 | 0 | 0 | 0 | 0 | 0 | 0 | 0 | 0 | 0 | 0 | 0 | 0 | 0 | 0 | 0 | 0 | 0 | 0 | 0 | 0 | 0 | 0 | 0 | 0 | 0 | 0 | 0 | 0 | 0 | 0 | 0 | 0 | 0 | 0 | 0 | 0 | 0 | 0 | 0 | 0 | 0 | 0 | 0
|  |  | ESV observed compliance | 0 | 0 | 0 | 0 | 0 | 0 | 0 | 0 | 0 | 0 | 0 | 0 | 0 | 0 | 0 | 0 | 0 | 0 | 0 | 0 | 0 | 0 | 0 | 0 | 0 | 0 | 0 | 0 | 0 | 0 | 0 | 0 | 0 | 0 | 0 | 0 | 0 | 0 | 0 | 0 | 0 | 0 | 0 | 0 | 0
|  |  | Construction delivery & site control | 0 | 0 | 0 | 0 | 0 | 0 | 0 | 0 | 0 | 0 | 0 | 0 | 0 | 0 | 0 | 0 | 0 | 0 | 0 | 0 | 0 | 0 | 0 | 0 | 0 | 0 | 0 | 0 | 0 | 0 | 0 | 0 | 0 | 0 | 0 | 0 | 0 | 0 | 0 | 0 | 0 | 0 | 0 | 0 | 0
Contracts
|  |  | Traffic control | 0 | 0 | 0 | 0 | 0 | 0 | 0 | 0 | 0 | 0 | 0 | 0 | 0 | 0 | 0 | 0 | 0 | 0 | 0 | 0 | 0 | 0 | 0 | 0 | 0 | 0 | 0 | 0 | 0 | 0 | 0 | 0 | 0 | 0 | 0 | 0 | 0 | 0 | 0 | 0 | 0 | 0 | 0 | 0 | 0
|  |  | Line survey | 0 | 0 | 0 | 0 | 0 | 0 | 0 | 0 | 0 | 0 | 0 | 0 | 0 | 0 | 0 | 0 | 0 | 0 | 0 | 0 | 0 | 0 | 0 | 0 | 0 | 0 | 0 | 0 | 0 | 0 | 0 | 0 | 0 | 0 | 0 | 0 | 0 | 0 | 0 | 0 | 0 | 0 | 0 | 0 | 0
|  |  | Civil works | 0 | 0 | 0 | 0 | 0 | 0 | 0 | 0 | 0 | 0 | 0 | 0 | 0 | 0 | 0 | 0 | 0 | 0 | 0 | 0 | 0 | 0 | 0 | 0 | 0 | 0 | 0 | 0 | 0 | 0 | 0 | 0 | 0 | 0 | 0 | 0 | 0 | 0 | 0 | 0 | 0 | 0 | 0 | 0 | 0
|  |  | Civil works | 0 | 0 | 0 | 0 | 0 | 0 | 0 | 0 | 0 | 0 | 0 | 0 | 0 | 0 | 0 | 0 | 0 | 0 | 0 | 0 | 0 | 0 | 0 | 0 | 0 | 0 | 0 | 0 | 0 | 0 | 0 | 0 | 0 | 0 | 0 | 0 | 0 | 0 | 0 | 0 | 0 | 0 | 0 | 0 | 0
|  |  | Other | 0 | 0 | 0 | 0 | 0 | 0 | 0 | 0 | 0 | 0 | 0 | 0 | 0 | 0 | 0 | 0 | 0 | 0 | 0 | 0 | 0 | 0 | 0 | 0 | 0 | 0 | 0 | 0 | 0 | 0 | 0 | 0 | 0 | 0 | 0 | 0 | 0 | 0 | 0 | 0 | 0 | 0 | 0 | 0 | 0
|  | Total construction |  | 0 | 0 | 0 | 0 | 0 | 0 | 0 | 0 | 0 | 0 | 0 | 0 | 0 | 0 | 0 | 612000 | 620673.3382 | 0 | 0 | 0 | 0 | 0 | 0 | 0 | 0 | 0 | 1232673.3382 | 0 | 1232673.3382 | 0 | 0 | 0 | 0 | 0 | 0 | 0 | 0 | 0 | 0 | 616336.6691 | 616336.6691 | 0 | 0 | 0 | 0 | TRUE

## WIN_cost
Powercor REFCLs
Costs: |  |  | WIN
(real 2021 dollars)
Design & Procurement |  |  | 2022
Construction |  |  | 2023
Commissioning |  |  | 2023
[33 empty] | 0.5 | 0.5 | 0.5 | 0.5 | 0.5 | 0.5 | 0.5 | 0.5 | 0.5 | 0.5 | 0.5 | 0.5 | 0.5 | 0.5 | 0.5 | 0.5
| Calendary Year | [31 empty] | 2019 | 2019 | 2020 | 2020 | 2021 | 2021 | 2022 | 2022 | 2023 | 2023 | 2024 | 2024 | 2025 | 2025 | 2026 | 2026
| Half | [31 empty] | H1 | H2 | H1 | H2 | H1 | H2 | H1 | H2 | H1 | H2 | H1 | H2 | H1 | H2 | H1 | H2
| Input Year |  |  | 2019 | 2019 | 2019 | 2020 | 2020 | 2020 | 2021 | 2021 | 2021 | 2022 | 2022 | 2022 | 2023 | 2023 | 2023 | 2024 | 2024 | 2024 | 2025 | 2025 | 2025 | 2019 | 2020 | 2021 | 2022 | 2023 | 2024 | 2025 | Total | 2019 | 2019 | 2020 | 2020 | 2021 | 2021 | 2022 | 2022 | 2023 | 2023 | 2024 | 2024 | 2025 | 2025 | 2026 | 2026
|  |  |  | Materials | Labour | Contracts | Materials | Labour | Contracts | Materials | Labour | Contracts | Materials | Labour | Contracts | Materials | Labour | Contracts | Materials | Labour | Contracts | Materials | Labour | Contracts | Total | Total | Total | Total | Total | Total | Total | Total Cost | 2019H1 | 2019H2 | 2020H1 | 2020H2 | 2021H1 | 2021H2 | 2022H1 | 2022H2 | 2023H1 | 2023H2 | 2024H1 | 2024H2 | 2025H1 | 2025H2 | 2026H1 | 2026H2
Design & Procurement
|  |  | Design & Procurement (hours) | 0 | 0 | 0 | 0 | 0 | 0 | 0 | 0 | 0 | 0 | 0 | 0 | 0 | 757872.4895 | 0 | 0 | 0 | 0 | 0 | 0 | 0 | 0 | 0 | 0 | 0 | 757872.4895 | 0 | 0 | 757872.4895 | 0 | 0 | 0 | 0 | 0 | 0 | 0 | 0 | 378936.2447 | 378936.2447 | 0 | 0 | 0 | 0 | 0 | 0
Feeder works
|  |  | Surge arrestor sites (single phase) | 0 | 0 | 0 | 0 | 0 | 0 | 0 | 0 | 0 | 0 | 0 | 0 | 0 | 0 | 0 | 0 | 0 | 0 | 0 | 0 | 0 | 0 | 0 | 0 | 0 | 0 | 0 | 0 | 0 | 0 | 0 | 0 | 0 | 0 | 0 | 0 | 0 | 0 | 0 | 0 | 0 | 0 | 0 | 0 | 0
|  |  | Surge arrestor sites (three phase) | 0 | 0 | 0 | 0 | 0 | 0 | 0 | 0 | 0 | 0 | 0 | 0 | 0 | 0 | 0 | 0 | 0 | 0 | 0 | 0 | 0 | 0 | 0 | 0 | 0 | 0 | 0 | 0 | 0 | 0 | 0 | 0 | 0 | 0 | 0 | 0 | 0 | 0 | 0 | 0 | 0 | 0 | 0 | 0 | 0
|  |  | ACRs | 0 | 0 | 0 | 0 | 0 | 0 | 0 | 0 | 0 | 0 | 0 | 0 | 0 | 0 | 0 | 0 | 0 | 0 | 0 | 0 | 0 | 0 | 0 | 0 | 0 | 0 | 0 | 0 | 0 | 0 | 0 | 0 | 0 | 0 | 0 | 0 | 0 | 0 | 0 | 0 | 0 | 0 | 0 | 0 | 0
|  |  | ACR/gas switch control box replacement | 0 | 0 | 0 | 0 | 0 | 0 | 0 | 0 | 0 | 0 | 0 | 0 | 0 | 0 | 0 | 0 | 0 | 0 | 0 | 0 | 0 | 0 | 0 | 0 | 0 | 0 | 0 | 0 | 0 | 0 | 0 | 0 | 0 | 0 | 0 | 0 | 0 | 0 | 0 | 0 | 0 | 0 | 0 | 0 | 0
|  |  | Admittance balancing units (single phase) | 0 | 0 | 0 | 0 | 0 | 0 | 0 | 0 | 0 | 0 | 0 | 0 | 0 | 0 | 0 | 0 | 0 | 0 | 0 | 0 | 0 | 0 | 0 | 0 | 0 | 0 | 0 | 0 | 0 | 0 | 0 | 0 | 0 | 0 | 0 | 0 | 0 | 0 | 0 | 0 | 0 | 0 | 0 | 0 | 0
|  |  | Admittance balancing units (three phase) | 0 | 0 | 0 | 0 | 0 | 0 | 0 | 0 | 0 | 0 | 0 | 0 | 0 | 0 | 0 | 0 | 0 | 0 | 0 | 0 | 0 | 0 | 0 | 0 | 0 | 0 | 0 | 0 | 0 | 0 | 0 | 0 | 0 | 0 | 0 | 0 | 0 | 0 | 0 | 0 | 0 | 0 | 0 | 0 | 0
|  |  | Re-phasing | 0 | 0 | 0 | 0 | 0 | 0 | 0 | 0 | 0 | 0 | 0 | 0 | 0 | 0 | 0 | 0 | 0 | 0 | 0 | 0 | 0 | 0 | 0 | 0 | 0 | 0 | 0 | 0 | 0 | 0 | 0 | 0 | 0 | 0 | 0 | 0 | 0 | 0 | 0 | 0 | 0 | 0 | 0 | 0 | 0
|  |  | Fusesavers | 0 | 0 | 0 | 0 | 0 | 0 | 0 | 0 | 0 | 0 | 0 | 0 | 0 | 0 | 0 | 0 | 0 | 0 | 0 | 0 | 0 | 0 | 0 | 0 | 0 | 0 | 0 | 0 | 0 | 0 | 0 | 0 | 0 | 0 | 0 | 0 | 0 | 0 | 0 | 0 | 0 | 0 | 0 | 0 | 0
|  |  | HV Regulators upgrade (control box) | 0 | 0 | 0 | 0 | 0 | 0 | 0 | 0 | 0 | 0 | 0 | 0 | 0 | 0 | 0 | 0 | 0 | 0 | 0 | 0 | 0 | 0 | 0 | 0 | 0 | 0 | 0 | 0 | 0 | 0 | 0 | 0 | 0 | 0 | 0 | 0 | 0 | 0 | 0 | 0 | 0 | 0 | 0 | 0 | 0
|  |  | HV Regulators upgrade (close delta) | 0 | 0 | 0 | 0 | 0 | 0 | 0 | 0 | 0 | 0 | 0 | 0 | 0 | 0 | 0 | 0 | 0 | 0 | 0 | 0 | 0 | 0 | 0 | 0 | 0 | 0 | 0 | 0 | 0 | 0 | 0 | 0 | 0 | 0 | 0 | 0 | 0 | 0 | 0 | 0 | 0 | 0 | 0 | 0 | 0
|  |  | Distribution switchgear (installed) | 0 | 0 | 0 | 0 | 0 | 0 | 0 | 0 | 0 | 0 | 0 | 0 | 0 | 0 | 0 | 0 | 0 | 0 | 0 | 0 | 0 | 0 | 0 | 0 | 0 | 0 | 0 | 0 | 0 | 0 | 0 | 0 | 0 | 0 | 0 | 0 | 0 | 0 | 0 | 0 | 0 | 0 | 0 | 0 | 0
|  |  | UG cable replacement | 0 | 0 | 0 | 0 | 0 | 0 | 0 | 0 | 0 | 0 | 0 | 0 | 0 | 0 | 0 | 0 | 0 | 0 | 0 | 0 | 0 | 0 | 0 | 0 | 0 | 0 | 0 | 0 | 0 | 0 | 0 | 0 | 0 | 0 | 0 | 0 | 0 | 0 | 0 | 0 | 0 | 0 | 0 | 0 | 0
|  |  | Test Sites | 0 | 0 | 0 | 0 | 0 | 0 | 0 | 0 | 0 | 0 | 0 | 0 | 0 | 0 | 0 | 0 | 0 | 0 | 0 | 0 | 0 | 0 | 0 | 0 | 0 | 0 | 0 | 0 | 0 | 0 | 0 | 0 | 0 | 0 | 0 | 0 | 0 | 0 | 0 | 0 | 0 | 0 | 0 | 0 | 0
|  |  | HV Customers (total) | 0 | 0 | 0 | 0 | 0 | 0 | 0 | 0 | 0 | 0 | 0 | 0 | 0 | 0 | 0 | 0 | 0 | 0 | 0 | 0 | 0 | 0 | 0 | 0 | 0 | 0 | 0 | 0 | 0 | 0 | 0 | 0 | 0 | 0 | 0 | 0 | 0 | 0 | 0 | 0 | 0 | 0 | 0 | 0 | 0
|  |  | HV Customers (generation signalling) | 0 | 0 | 0 | 0 | 0 | 0 | 0 | 0 | 0 | 0 | 0 | 0 | 0 | 0 | 0 | 0 | 0 | 0 | 0 | 0 | 0 | 0 | 0 | 0 | 0 | 0 | 0 | 0 | 0 | 0 | 0 | 0 | 0 | 0 | 0 | 0 | 0 | 0 | 0 | 0 | 0 | 0 | 0 | 0 | 0
[33 empty] | 0 | 0 | 0 | 0 | 0 | 0 | 0 | 0 | 0 | 0 | 0 | 0 | 0 | 0 | 0 | 0
|  |  | 22kV feeder works | 0 | 0 | 0 | 0 | 0 | 0 | 0 | 0 | 0 | 0 | 0 | 0 | 306000 | 0 | 0 | 0 | 0 | 0 | 0 | 0 | 0 | 0 | 0 | 0 | 0 | 306000 | 0 | 0 | 306000 | 0 | 0 | 0 | 0 | 0 | 0 | 0 | 0 | 153000 | 153000 | 0 | 0 | 0 | 0 | 0 | 0
|  |  | 66kV Line works (Overhead) | 0 | 0 | 0 | 0 | 0 | 0 | 0 | 0 | 0 | 0 | 0 | 0 | 0 | 0 | 0 | 0 | 0 | 0 | 0 | 0 | 0 | 0 | 0 | 0 | 0 | 0 | 0 | 0 | 0 | 0 | 0 | 0 | 0 | 0 | 0 | 0 | 0 | 0 | 0 | 0 | 0 | 0 | 0 | 0 | 0
|  |  | 3rd phase line extension | 0 | 0 | 0 | 0 | 0 | 0 | 0 | 0 | 0 | 0 | 0 | 0 | 0 | 0 | 0 | 0 | 0 | 0 | 0 | 0 | 0 | 0 | 0 | 0 | 0 | 0 | 0 | 0 | 0 | 0 | 0 | 0 | 0 | 0 | 0 | 0 | 0 | 0 | 0 | 0 | 0 | 0 | 0 | 0 | 0
|  |  | Asset resilience | 0 | 0 | 0 | 0 | 0 | 0 | 0 | 0 | 0 | 0 | 0 | 0 | 0 | 0 | 0 | 0 | 0 | 0 | 0 | 0 | 0 | 0 | 0 | 0 | 0 | 0 | 0 | 0 | 0 | 0 | 0 | 0 | 0 | 0 | 0 | 0 | 0 | 0 | 0 | 0 | 0 | 0 | 0 | 0 | 0
|  |  | Distribution Comms | 0 | 0 | 0 | 0 | 0 | 0 | 0 | 0 | 0 | 0 | 0 | 0 | 0 | 0 | 0 | 0 | 0 | 0 | 0 | 0 | 0 | 0 | 0 | 0 | 0 | 0 | 0 | 0 | 0 | 0 | 0 | 0 | 0 | 0 | 0 | 0 | 0 | 0 | 0 | 0 | 0 | 0 | 0 | 0 | 0
|  |  | Other distribution materials | 0 | 0 | 0 | 0 | 0 | 0 | 0 | 0 | 0 | 0 | 0 | 0 | 0 | 0 | 0 | 0 | 0 | 0 | 0 | 0 | 0 | 0 | 0 | 0 | 0 | 0 | 0 | 0 | 0 | 0 | 0 | 0 | 0 | 0 | 0 | 0 | 0 | 0 | 0 | 0 | 0 | 0 | 0 | 0 | 0
Substation
Primary Plant
|  |  | GFN | 0 | 0 | 0 | 0 | 0 | 0 | 0 | 0 | 0 | 0 | 0 | 0 | 1290638.4354 | 497111.4372 | 0 | 0 | 0 | 0 | 0 | 0 | 0 | 0 | 0 | 0 | 0 | 1787749.8725 | 0 | 0 | 1787749.8725 | 0 | 0 | 0 | 0 | 0 | 0 | 0 | 0 | 893874.9363 | 893874.9363 | 0 | 0 | 0 | 0 | 0 | 0
|  |  | GFN enclosure | 0 | 0 | 0 | 0 | 0 | 0 | 0 | 0 | 0 | 0 | 0 | 0 | 0 | 0 | 0 | 0 | 0 | 0 | 0 | 0 | 0 | 0 | 0 | 0 | 0 | 0 | 0 | 0 | 0 | 0 | 0 | 0 | 0 | 0 | 0 | 0 | 0 | 0 | 0 | 0 | 0 | 0 | 0 | 0 | 0
|  |  | Indoor switch room (incl GFN enclosure and switchboard) | 0 | 0 | 0 | 0 | 0 | 0 | 0 | 0 | 0 | 0 | 0 | 0 | 1281303.0825 | 428447.659 | 0 | 0 | 0 | 0 | 0 | 0 | 0 | 0 | 0 | 0 | 0 | 1709750.7414 | 0 | 0 | 1709750.7414 | 0 | 0 | 0 | 0 | 0 | 0 | 0 | 0 | 854875.3707 | 854875.3707 | 0 | 0 | 0 | 0 | 0 | 0
|  |  | RMU | 0 | 0 | 0 | 0 | 0 | 0 | 0 | 0 | 0 | 0 | 0 | 0 | 74373.925 | 0 | 0 | 0 | 0 | 0 | 0 | 0 | 0 | 0 | 0 | 0 | 0 | 74373.925 | 0 | 0 | 74373.925 | 0 | 0 | 0 | 0 | 0 | 0 | 0 | 0 | 37186.9625 | 37186.9625 | 0 | 0 | 0 | 0 | 0 | 0
|  |  | 66/22kV transformer | 0 | 0 | 0 | 0 | 0 | 0 | 0 | 0 | 0 | 0 | 0 | 0 | 454800 | 1229942.6605 | 224400 | 0 | 0 | 0 | 0 | 0 | 0 | 0 | 0 | 0 | 0 | 1909142.6605 | 0 | 0 | 1909142.6605 | 0 | 0 | 0 | 0 | 0 | 0 | 0 | 0 | 954571.3302 | 954571.3302 | 0 | 0 | 0 | 0 | 0 | 0
|  |  | 66kV circuit breaker | 0 | 0 | 0 | 0 | 0 | 0 | 0 | 0 | 0 | 0 | 0 | 0 | 94860 | 106433.8276 | 36720 | 0 | 0 | 0 | 0 | 0 | 0 | 0 | 0 | 0 | 0 | 238013.8276 | 0 | 0 | 238013.8276 | 0 | 0 | 0 | 0 | 0 | 0 | 0 | 0 | 119006.9138 | 119006.9138 | 0 | 0 | 0 | 0 | 0 | 0
|  |  | 66kV bus extension | 0 | 0 | 0 | 0 | 0 | 0 | 0 | 0 | 0 | 0 | 0 | 0 | 0 | 0 | 0 | 0 | 0 | 0 | 0 | 0 | 0 | 0 | 0 | 0 | 0 | 0 | 0 | 0 | 0 | 0 | 0 | 0 | 0 | 0 | 0 | 0 | 0 | 0 | 0 | 0 | 0 | 0 | 0 | 0 | 0
|  |  | Station service transformer (500kVA) | 0 | 0 | 0 | 0 | 0 | 0 | 0 | 0 | 0 | 0 | 0 | 0 | 0 | 0 | 0 | 0 | 0 | 0 | 0 | 0 | 0 | 0 | 0 | 0 | 0 | 0 | 0 | 0 | 0 | 0 | 0 | 0 | 0 | 0 | 0 | 0 | 0 | 0 | 0 | 0 | 0 | 0 | 0 | 0 | 0
|  |  | Station service transformer (750kVA) | 0 | 0 | 0 | 0 | 0 | 0 | 0 | 0 | 0 | 0 | 0 | 0 | 0 | 0 | 0 | 0 | 0 | 0 | 0 | 0 | 0 | 0 | 0 | 0 | 0 | 0 | 0 | 0 | 0 | 0 | 0 | 0 | 0 | 0 | 0 | 0 | 0 | 0 | 0 | 0 | 0 | 0 | 0 | 0 | 0
|  |  | Cap bank | 0 | 0 | 0 | 0 | 0 | 0 | 0 | 0 | 0 | 0 | 0 | 0 | 0 | 0 | 0 | 0 | 0 | 0 | 0 | 0 | 0 | 0 | 0 | 0 | 0 | 0 | 0 | 0 | 0 | 0 | 0 | 0 | 0 | 0 | 0 | 0 | 0 | 0 | 0 | 0 | 0 | 0 | 0 | 0 | 0
|  |  | AC board (Including change over) | 0 | 0 | 0 | 0 | 0 | 0 | 0 | 0 | 0 | 0 | 0 | 0 | 0 | 0 | 0 | 0 | 0 | 0 | 0 | 0 | 0 | 0 | 0 | 0 | 0 | 0 | 0 | 0 | 0 | 0 | 0 | 0 | 0 | 0 | 0 | 0 | 0 | 0 | 0 | 0 | 0 | 0 | 0 | 0 | 0
|  |  | Control room | 0 | 0 | 0 | 0 | 0 | 0 | 0 | 0 | 0 | 0 | 0 | 0 | 0 | 0 | 0 | 0 | 0 | 0 | 0 | 0 | 0 | 0 | 0 | 0 | 0 | 0 | 0 | 0 | 0 | 0 | 0 | 0 | 0 | 0 | 0 | 0 | 0 | 0 | 0 | 0 | 0 | 0 | 0 | 0 | 0
|  |  | 22kV circuit breaker (outdoor) | 0 | 0 | 0 | 0 | 0 | 0 | 0 | 0 | 0 | 0 | 0 | 0 | 305534.7609 | 293792.6804 | 0 | 0 | 0 | 0 | 0 | 0 | 0 | 0 | 0 | 0 | 0 | 599327.4413 | 0 | 0 | 599327.4413 | 0 | 0 | 0 | 0 | 0 | 0 | 0 | 0 | 299663.7207 | 299663.7207 | 0 | 0 | 0 | 0 | 0 | 0
|  |  | Voltage transformer | 0 | 0 | 0 | 0 | 0 | 0 | 0 | 0 | 0 | 0 | 0 | 0 | 0 | 0 | 0 | 0 | 0 | 0 | 0 | 0 | 0 | 0 | 0 | 0 | 0 | 0 | 0 | 0 | 0 | 0 | 0 | 0 | 0 | 0 | 0 | 0 | 0 | 0 | 0 | 0 | 0 | 0 | 0 | 0 | 0
|  |  | Current transformer (post type) | 0 | 0 | 0 | 0 | 0 | 0 | 0 | 0 | 0 | 0 | 0 | 0 | 0 | 0 | 0 | 0 | 0 | 0 | 0 | 0 | 0 | 0 | 0 | 0 | 0 | 0 | 0 | 0 | 0 | 0 | 0 | 0 | 0 | 0 | 0 | 0 | 0 | 0 | 0 | 0 | 0 | 0 | 0 | 0 | 0
|  |  | Current transformer (core balance type) | 0 | 0 | 0 | 0 | 0 | 0 | 0 | 0 | 0 | 0 | 0 | 0 | 5203.1054 | 0 | 0 | 0 | 0 | 0 | 0 | 0 | 0 | 0 | 0 | 0 | 0 | 5203.1054 | 0 | 0 | 5203.1054 | 0 | 0 | 0 | 0 | 0 | 0 | 0 | 0 | 2601.5527 | 2601.5527 | 0 | 0 | 0 | 0 | 0 | 0
[33 empty] | 0 | 0 | 0 | 0 | 0 | 0 | 0 | 0 | 0 | 0 | 0 | 0 | 0 | 0 | 0 | 0
|  |  | Other primary materials | 0 | 0 | 0 | 0 | 0 | 0 | 0 | 0 | 0 | 0 | 0 | 0 | 0 | 0 | 0 | 0 | 0 | 0 | 0 | 0 | 0 | 0 | 0 | 0 | 0 | 0 | 0 | 0 | 0 | 0 | 0 | 0 | 0 | 0 | 0 | 0 | 0 | 0 | 0 | 0 | 0 | 0 | 0 | 0 | 0
|  |  | SCADA / Protection & Control/ Comms | 0 | 0 | 0 | 0 | 0 | 0 | 0 | 0 | 0 | 0 | 0 | 0 | 615060 | 0 | 0 | 0 | 0 | 0 | 0 | 0 | 0 | 0 | 0 | 0 | 0 | 615060 | 0 | 0 | 615060 | 0 | 0 | 0 | 0 | 0 | 0 | 0 | 0 | 307530 | 307530 | 0 | 0 | 0 | 0 | 0 | 0
|  |  | Commissioning | 0 | 0 | 0 | 0 | 0 | 0 | 0 | 0 | 0 | 0 | 0 | 0 | 0 | 0 | 0 | 0 | 0 | 0 | 0 | 0 | 0 | 0 | 0 | 0 | 0 | 0 | 0 | 0 | 0 | 0 | 0 | 0 | 0 | 0 | 0 | 0 | 0 | 0 | 0 | 0 | 0 | 0 | 0 | 0 | 0
|  |  | ESV observed compliance | 0 | 0 | 0 | 0 | 0 | 0 | 0 | 0 | 0 | 0 | 0 | 0 | 0 | 9609.0707 | 0 | 0 | 0 | 0 | 0 | 0 | 0 | 0 | 0 | 0 | 0 | 9609.0707 | 0 | 0 | 9609.0707 | 0 | 0 | 0 | 0 | 0 | 0 | 0 | 0 | 4804.5354 | 4804.5354 | 0 | 0 | 0 | 0 | 0 | 0
|  |  | Construction delivery & site control | 0 | 0 | 0 | 0 | 0 | 0 | 0 | 0 | 0 | 0 | 0 | 0 | 0 | 0 | 0 | 0 | 0 | 0 | 0 | 0 | 0 | 0 | 0 | 0 | 0 | 0 | 0 | 0 | 0 | 0 | 0 | 0 | 0 | 0 | 0 | 0 | 0 | 0 | 0 | 0 | 0 | 0 | 0 | 0 | 0
Contracts
|  |  | Traffic control | 0 | 0 | 0 | 0 | 0 | 0 | 0 | 0 | 0 | 0 | 0 | 0 | 0 | 0 | 0 | 0 | 0 | 0 | 0 | 0 | 0 | 0 | 0 | 0 | 0 | 0 | 0 | 0 | 0 | 0 | 0 | 0 | 0 | 0 | 0 | 0 | 0 | 0 | 0 | 0 | 0 | 0 | 0 | 0 | 0
|  |  | Line survey | 0 | 0 | 0 | 0 | 0 | 0 | 0 | 0 | 0 | 0 | 0 | 0 | 0 | 0 | 16320 | 0 | 0 | 0 | 0 | 0 | 0 | 0 | 0 | 0 | 0 | 16320 | 0 | 0 | 16320 | 0 | 0 | 0 | 0 | 0 | 0 | 0 | 0 | 8160 | 8160 | 0 | 0 | 0 | 0 | 0 | 0
|  |  | Civil works | 0 | 0 | 0 | 0 | 0 | 0 | 0 | 0 | 0 | 0 | 0 | 0 | 0 | 0 | 0 | 0 | 0 | 0 | 0 | 0 | 0 | 0 | 0 | 0 | 0 | 0 | 0 | 0 | 0 | 0 | 0 | 0 | 0 | 0 | 0 | 0 | 0 | 0 | 0 | 0 | 0 | 0 | 0 | 0 | 0
|  |  | Mob/Demob | 0 | 0 | 0 | 0 | 0 | 0 | 0 | 0 | 0 | 0 | 0 | 0 | 0 | 0 | 40800 | 0 | 0 | 0 | 0 | 0 | 0 | 0 | 0 | 0 | 0 | 40800 | 0 | 0 | 40800 | 0 | 0 | 0 | 0 | 0 | 0 | 0 | 0 | 20400 | 20400 | 0 | 0 | 0 | 0 | 0 | 0
|  |  | Other | 0 | 0 | 0 | 0 | 0 | 0 | 0 | 0 | 0 | 0 | 0 | 0 | 0 | 0 | 0 | 0 | 0 | 0 | 0 | 0 | 0 | 0 | 0 | 0 | 0 | 0 | 0 | 0 | 0 | 0 | 0 | 0 | 0 | 0 | 0 | 0 | 0 | 0 | 0 | 0 | 0 | 0 | 0 | 0 | 0
|  | Total construction |  | 0 | 0 | 0 | 0 | 0 | 0 | 0 | 0 | 0 | 0 | 0 | 0 | 4427773.3092 | 3323209.8248 | 318240 | 0 | 0 | 0 | 0 | 0 | 0 | 0 | 0 | 0 | 0 | 8069223.134 | 0 | 0 | 8069223.134 | 0 | 0 | 0 | 0 | 0 | 0 | 0 | 0 | 4034611.567 | 4034611.567 | 0 | 0 | 0 | 0 | 0 | 0 | TRUE

## WPD_cost
Powercor REFCLs
Costs: |  |  | WPD
(real 2021 dollars)
Design & Procurement |  |  | 2022
Construction |  |  | 2022
Commissioning |  |  | 2022
[33 empty] | 0.5 | 0.5 | 0.5 | 0.5 | 0.5 | 0.5 | 0.5 | 0.5 | 0.5 | 0.5 | 0.5 | 0.5 | 0.5 | 0.5 | 0.5 | 0.5
| Calendary Year | [31 empty] | 2019 | 2019 | 2020 | 2020 | 2021 | 2021 | 2022 | 2022 | 2023 | 2023 | 2024 | 2024 | 2025 | 2025 | 2026 | 2026
| Half | [31 empty] | H1 | H2 | H1 | H2 | H1 | H2 | H1 | H2 | H1 | H2 | H1 | H2 | H1 | H2 | H1 | H2
| Input Year |  |  | 2019 | 2019 | 2019 | 2020 | 2020 | 2020 | 2021 | 2021 | 2021 | 2022 | 2022 | 2022 | 2023 | 2023 | 2023 | 2024 | 2024 | 2024 | 2025 | 2025 | 2025 | 2019 | 2020 | 2021 | 2022 | 2023 | 2024 | 2025 | Total | 2019 | 2019 | 2020 | 2020 | 2021 | 2021 | 2022 | 2022 | 2023 | 2023 | 2024 | 2024 | 2025 | 2025 | 2026 | 2026
|  |  |  | Materials | Labour | Contracts | Materials | Labour | Contracts | Materials | Labour | Contracts | Materials | Labour | Contracts | Materials | Labour | Contracts | Materials | Labour | Contracts | Materials | Labour | Contracts | Total | Total | Total | Total | Total | Total | Total | Total Cost | 2019H1 | 2019H2 | 2020H1 | 2020H2 | 2021H1 | 2021H2 | 2022H1 | 2022H2 | 2023H1 | 2023H2 | 2024H1 | 2024H2 | 2025H1 | 2025H2 | 2026H1 | 2026H2
Design & Procurement
|  |  | Design & Procurement | 0 | 0 | 0 | 0 | 0 | 0 | 0 | 0 | 0 | 0 | 788015.1453 | 0 | 0 | 0 | 0 | 0 | 0 | 0 | 0 | 0 | 0 | 0 | 0 | 0 | 788015.1453 | 0 | 0 | 0 | 788015.1453 | 0 | 0 | 0 | 0 | 0 | 0 | 394007.5726 | 394007.5726 | 0 | 0 | 0 | 0 | 0 | 0 | 0 | 0
Feeder works
|  |  | Surge arrestor sites (single phase) | 0 | 0 | 0 | 0 | 0 | 0 | 0 | 0 | 0 | 242767.4399 | 671797.9491 | 0 | 0 | 0 | 0 | 0 | 0 | 0 | 0 | 0 | 0 | 0 | 0 | 0 | 914565.389 | 0 | 0 | 0 | 914565.389 | 0 | 0 | 0 | 0 | 0 | 0 | 457282.6945 | 457282.6945 | 0 | 0 | 0 | 0 | 0 | 0 | 0 | 0
|  |  | Surge arrestor sites (three phase) | 0 | 0 | 0 | 0 | 0 | 0 | 0 | 0 | 0 | 589554.9435 | 1097306.6337 | 0 | 0 | 0 | 0 | 0 | 0 | 0 | 0 | 0 | 0 | 0 | 0 | 0 | 1686861.5772 | 0 | 0 | 0 | 1686861.5772 | 0 | 0 | 0 | 0 | 0 | 0 | 843430.7886 | 843430.7886 | 0 | 0 | 0 | 0 | 0 | 0 | 0 | 0
|  |  | ACRs | 0 | 0 | 0 | 0 | 0 | 0 | 0 | 0 | 0 | 0 | 0 | 0 | 0 | 0 | 0 | 0 | 0 | 0 | 0 | 0 | 0 | 0 | 0 | 0 | 0 | 0 | 0 | 0 | 0 | 0 | 0 | 0 | 0 | 0 | 0 | 0 | 0 | 0 | 0 | 0 | 0 | 0 | 0 | 0 | 0
|  |  | ACR/gas switch control box replacement | 0 | 0 | 0 | 0 | 0 | 0 | 0 | 0 | 0 | 0 | 0 | 0 | 0 | 0 | 0 | 0 | 0 | 0 | 0 | 0 | 0 | 0 | 0 | 0 | 0 | 0 | 0 | 0 | 0 | 0 | 0 | 0 | 0 | 0 | 0 | 0 | 0 | 0 | 0 | 0 | 0 | 0 | 0 | 0 | 0
|  |  | Admittance balancing units (single phase) | 0 | 0 | 0 | 0 | 0 | 0 | 0 | 0 | 0 | 0 | 0 | 0 | 0 | 0 | 0 | 0 | 0 | 0 | 0 | 0 | 0 | 0 | 0 | 0 | 0 | 0 | 0 | 0 | 0 | 0 | 0 | 0 | 0 | 0 | 0 | 0 | 0 | 0 | 0 | 0 | 0 | 0 | 0 | 0 | 0
|  |  | Admittance balancing units (three phase) | 0 | 0 | 0 | 0 | 0 | 0 | 0 | 0 | 0 | 0 | 0 | 0 | 0 | 0 | 0 | 0 | 0 | 0 | 0 | 0 | 0 | 0 | 0 | 0 | 0 | 0 | 0 | 0 | 0 | 0 | 0 | 0 | 0 | 0 | 0 | 0 | 0 | 0 | 0 | 0 | 0 | 0 | 0 | 0 | 0
|  |  | Re-phasing | 0 | 0 | 0 | 0 | 0 | 0 | 0 | 0 | 0 | 0 | 0 | 0 | 0 | 0 | 0 | 0 | 0 | 0 | 0 | 0 | 0 | 0 | 0 | 0 | 0 | 0 | 0 | 0 | 0 | 0 | 0 | 0 | 0 | 0 | 0 | 0 | 0 | 0 | 0 | 0 | 0 | 0 | 0 | 0 | 0
|  |  | Fusesavers | 0 | 0 | 0 | 0 | 0 | 0 | 0 | 0 | 0 | 0 | 0 | 0 | 0 | 0 | 0 | 0 | 0 | 0 | 0 | 0 | 0 | 0 | 0 | 0 | 0 | 0 | 0 | 0 | 0 | 0 | 0 | 0 | 0 | 0 | 0 | 0 | 0 | 0 | 0 | 0 | 0 | 0 | 0 | 0 | 0
|  |  | HV Regulators upgrade (control box) | 0 | 0 | 0 | 0 | 0 | 0 | 0 | 0 | 0 | 0 | 0 | 0 | 0 | 0 | 0 | 0 | 0 | 0 | 0 | 0 | 0 | 0 | 0 | 0 | 0 | 0 | 0 | 0 | 0 | 0 | 0 | 0 | 0 | 0 | 0 | 0 | 0 | 0 | 0 | 0 | 0 | 0 | 0 | 0 | 0
|  |  | HV Regulators upgrade (close delta) | 0 | 0 | 0 | 0 | 0 | 0 | 0 | 0 | 0 | 0 | 0 | 0 | 0 | 0 | 0 | 0 | 0 | 0 | 0 | 0 | 0 | 0 | 0 | 0 | 0 | 0 | 0 | 0 | 0 | 0 | 0 | 0 | 0 | 0 | 0 | 0 | 0 | 0 | 0 | 0 | 0 | 0 | 0 | 0 | 0
|  |  | Distribution switchgear (installed) | 0 | 0 | 0 | 0 | 0 | 0 | 0 | 0 | 0 | 0 | 0 | 0 | 0 | 0 | 0 | 0 | 0 | 0 | 0 | 0 | 0 | 0 | 0 | 0 | 0 | 0 | 0 | 0 | 0 | 0 | 0 | 0 | 0 | 0 | 0 | 0 | 0 | 0 | 0 | 0 | 0 | 0 | 0 | 0 | 0
|  |  | UG cable replacement | 0 | 0 | 0 | 0 | 0 | 0 | 0 | 0 | 0 | 0 | 0 | 0 | 0 | 0 | 0 | 0 | 0 | 0 | 0 | 0 | 0 | 0 | 0 | 0 | 0 | 0 | 0 | 0 | 0 | 0 | 0 | 0 | 0 | 0 | 0 | 0 | 0 | 0 | 0 | 0 | 0 | 0 | 0 | 0 | 0
|  |  | Test Sites | 0 | 0 | 0 | 0 | 0 | 0 | 0 | 0 | 0 | 0 | 0 | 0 | 0 | 0 | 0 | 0 | 0 | 0 | 0 | 0 | 0 | 0 | 0 | 0 | 0 | 0 | 0 | 0 | 0 | 0 | 0 | 0 | 0 | 0 | 0 | 0 | 0 | 0 | 0 | 0 | 0 | 0 | 0 | 0 | 0
|  |  | HV Customers (total) | 0 | 0 | 0 | 0 | 0 | 0 | 0 | 0 | 0 | 0 | 0 | 0 | 0 | 0 | 0 | 0 | 0 | 0 | 0 | 0 | 0 | 0 | 0 | 0 | 0 | 0 | 0 | 0 | 0 | 0 | 0 | 0 | 0 | 0 | 0 | 0 | 0 | 0 | 0 | 0 | 0 | 0 | 0 | 0 | 0
|  |  | HV Customers (generation signalling) | 0 | 0 | 0 | 0 | 0 | 0 | 0 | 0 | 0 | 0 | 0 | 0 | 0 | 0 | 0 | 0 | 0 | 0 | 0 | 0 | 0 | 0 | 0 | 0 | 0 | 0 | 0 | 0 | 0 | 0 | 0 | 0 | 0 | 0 | 0 | 0 | 0 | 0 | 0 | 0 | 0 | 0 | 0 | 0 | 0
[33 empty] | 0 | 0 | 0 | 0 | 0 | 0 | 0 | 0 | 0 | 0 | 0 | 0 | 0 | 0 | 0 | 0
|  |  | 22kV feeder works | 0 | 0 | 0 | 0 | 0 | 0 | 0 | 0 | 0 | 6732000 | 0 | 0 | 0 | 0 | 0 | 0 | 0 | 0 | 0 | 0 | 0 | 0 | 0 | 0 | 6732000 | 0 | 0 | 0 | 6732000 | 0 | 0 | 0 | 0 | 0 | 0 | 3366000 | 3366000 | 0 | 0 | 0 | 0 | 0 | 0 | 0 | 0
|  |  | 66kV Line works (Overhead) | 0 | 0 | 0 | 0 | 0 | 0 | 0 | 0 | 0 | 0 | 0 | 0 | 0 | 0 | 0 | 0 | 0 | 0 | 0 | 0 | 0 | 0 | 0 | 0 | 0 | 0 | 0 | 0 | 0 | 0 | 0 | 0 | 0 | 0 | 0 | 0 | 0 | 0 | 0 | 0 | 0 | 0 | 0 | 0 | 0
|  |  | 3rd phase line extension | 0 | 0 | 0 | 0 | 0 | 0 | 0 | 0 | 0 | 0 | 0 | 0 | 0 | 0 | 0 | 0 | 0 | 0 | 0 | 0 | 0 | 0 | 0 | 0 | 0 | 0 | 0 | 0 | 0 | 0 | 0 | 0 | 0 | 0 | 0 | 0 | 0 | 0 | 0 | 0 | 0 | 0 | 0 | 0 | 0
|  |  | Asset resilience | 0 | 0 | 0 | 0 | 0 | 0 | 0 | 0 | 0 | 5538386.7227 | 0 | 0 | 0 | 0 | 0 | 0 | 0 | 0 | 0 | 0 | 0 | 0 | 0 | 0 | 5538386.7227 | 0 | 0 | 0 | 5538386.7227 | 0 | 0 | 0 | 0 | 0 | 0 | 2769193.3614 | 2769193.3614 | 0 | 0 | 0 | 0 | 0 | 0 | 0 | 0
|  |  | Distribution Comms | 0 | 0 | 0 | 0 | 0 | 0 | 0 | 0 | 0 | 0 | 0 | 0 | 0 | 0 | 0 | 0 | 0 | 0 | 0 | 0 | 0 | 0 | 0 | 0 | 0 | 0 | 0 | 0 | 0 | 0 | 0 | 0 | 0 | 0 | 0 | 0 | 0 | 0 | 0 | 0 | 0 | 0 | 0 | 0 | 0
|  |  | Other distribution materials - Isolating Transformer (6MVA) | 0 | 0 | 0 | 0 | 0 | 0 | 0 | 0 | 0 | 7344000 | 0 | 0 | 0 | 0 | 0 | 0 | 0 | 0 | 0 | 0 | 0 | 0 | 0 | 0 | 7344000 | 0 | 0 | 0 | 7344000 | 0 | 0 | 0 | 0 | 0 | 0 | 3672000 | 3672000 | 0 | 0 | 0 | 0 | 0 | 0 | 0 | 0
Substation
Primary Plant
|  |  | GFN | 0 | 0 | 0 | 0 | 0 | 0 | 0 | 0 | 0 | 3871915.3061 | 1491334.3115 | 0 | 0 | 0 | 0 | 0 | 0 | 0 | 0 | 0 | 0 | 0 | 0 | 0 | 5363249.6176 | 0 | 0 | 0 | 5363249.6176 | 0 | 0 | 0 | 0 | 0 | 0 | 2681624.8088 | 2681624.8088 | 0 | 0 | 0 | 0 | 0 | 0 | 0 | 0
|  |  | GFN enclosure | 0 | 0 | 0 | 0 | 0 | 0 | 0 | 0 | 0 | 483989.7152 | 0 | 0 | 0 | 0 | 0 | 0 | 0 | 0 | 0 | 0 | 0 | 0 | 0 | 0 | 483989.7152 | 0 | 0 | 0 | 483989.7152 | 0 | 0 | 0 | 0 | 0 | 0 | 241994.8576 | 241994.8576 | 0 | 0 | 0 | 0 | 0 | 0 | 0 | 0
|  |  | Indoor switch room (incl GFN enclosure and switchboard) | 0 | 0 | 0 | 0 | 0 | 0 | 0 | 0 | 0 | 0 | 0 | 0 | 0 | 0 | 0 | 0 | 0 | 0 | 0 | 0 | 0 | 0 | 0 | 0 | 0 | 0 | 0 | 0 | 0 | 0 | 0 | 0 | 0 | 0 | 0 | 0 | 0 | 0 | 0 | 0 | 0 | 0 | 0 | 0 | 0
|  |  | RMU | 0 | 0 | 0 | 0 | 0 | 0 | 0 | 0 | 0 | 223121.7751 | 0 | 0 | 0 | 0 | 0 | 0 | 0 | 0 | 0 | 0 | 0 | 0 | 0 | 0 | 223121.7751 | 0 | 0 | 0 | 223121.7751 | 0 | 0 | 0 | 0 | 0 | 0 | 111560.8876 | 111560.8876 | 0 | 0 | 0 | 0 | 0 | 0 | 0 | 0
|  |  | 66/22kV transformer | 0 | 0 | 0 | 0 | 0 | 0 | 0 | 0 | 0 | 0 | 0 | 0 | 0 | 0 | 0 | 0 | 0 | 0 | 0 | 0 | 0 | 0 | 0 | 0 | 0 | 0 | 0 | 0 | 0 | 0 | 0 | 0 | 0 | 0 | 0 | 0 | 0 | 0 | 0 | 0 | 0 | 0 | 0 | 0 | 0
|  |  | 66kV circuit breaker | 0 | 0 | 0 | 0 | 0 | 0 | 0 | 0 | 0 | 0 | 0 | 0 | 0 | 0 | 0 | 0 | 0 | 0 | 0 | 0 | 0 | 0 | 0 | 0 | 0 | 0 | 0 | 0 | 0 | 0 | 0 | 0 | 0 | 0 | 0 | 0 | 0 | 0 | 0 | 0 | 0 | 0 | 0 | 0 | 0
|  |  | 66kV bus extension | 0 | 0 | 0 | 0 | 0 | 0 | 0 | 0 | 0 | 0 | 0 | 0 | 0 | 0 | 0 | 0 | 0 | 0 | 0 | 0 | 0 | 0 | 0 | 0 | 0 | 0 | 0 | 0 | 0 | 0 | 0 | 0 | 0 | 0 | 0 | 0 | 0 | 0 | 0 | 0 | 0 | 0 | 0 | 0 | 0
|  |  | Station service transformer (500kVA) | 0 | 0 | 0 | 0 | 0 | 0 | 0 | 0 | 0 | 0 | 0 | 0 | 0 | 0 | 0 | 0 | 0 | 0 | 0 | 0 | 0 | 0 | 0 | 0 | 0 | 0 | 0 | 0 | 0 | 0 | 0 | 0 | 0 | 0 | 0 | 0 | 0 | 0 | 0 | 0 | 0 | 0 | 0 | 0 | 0
|  |  | Station service transformer (750kVA) | 0 | 0 | 0 | 0 | 0 | 0 | 0 | 0 | 0 | 175852.3505 | 0 | 0 | 0 | 0 | 0 | 0 | 0 | 0 | 0 | 0 | 0 | 0 | 0 | 0 | 175852.3505 | 0 | 0 | 0 | 175852.3505 | 0 | 0 | 0 | 0 | 0 | 0 | 87926.1752 | 87926.1752 | 0 | 0 | 0 | 0 | 0 | 0 | 0 | 0
|  |  | Cap bank | 0 | 0 | 0 | 0 | 0 | 0 | 0 | 0 | 0 | 0 | 0 | 0 | 0 | 0 | 0 | 0 | 0 | 0 | 0 | 0 | 0 | 0 | 0 | 0 | 0 | 0 | 0 | 0 | 0 | 0 | 0 | 0 | 0 | 0 | 0 | 0 | 0 | 0 | 0 | 0 | 0 | 0 | 0 | 0 | 0
|  |  | AC board (Including change over) | 0 | 0 | 0 | 0 | 0 | 0 | 0 | 0 | 0 | 53776.9854 | 0 | 0 | 0 | 0 | 0 | 0 | 0 | 0 | 0 | 0 | 0 | 0 | 0 | 0 | 53776.9854 | 0 | 0 | 0 | 53776.9854 | 0 | 0 | 0 | 0 | 0 | 0 | 26888.4927 | 26888.4927 | 0 | 0 | 0 | 0 | 0 | 0 | 0 | 0
|  |  | Control room | 0 | 0 | 0 | 0 | 0 | 0 | 0 | 0 | 0 | 0 | 0 | 0 | 0 | 0 | 0 | 0 | 0 | 0 | 0 | 0 | 0 | 0 | 0 | 0 | 0 | 0 | 0 | 0 | 0 | 0 | 0 | 0 | 0 | 0 | 0 | 0 | 0 | 0 | 0 | 0 | 0 | 0 | 0 | 0 | 0
|  |  | 22kV circuit breaker (outdoor) | 0 | 0 | 0 | 0 | 0 | 0 | 0 | 0 | 0 | 0 | 0 | 0 | 0 | 0 | 0 | 0 | 0 | 0 | 0 | 0 | 0 | 0 | 0 | 0 | 0 | 0 | 0 | 0 | 0 | 0 | 0 | 0 | 0 | 0 | 0 | 0 | 0 | 0 | 0 | 0 | 0 | 0 | 0 | 0 | 0
|  |  | Voltage transformer | 0 | 0 | 0 | 0 | 0 | 0 | 0 | 0 | 0 | 0 | 0 | 0 | 0 | 0 | 0 | 0 | 0 | 0 | 0 | 0 | 0 | 0 | 0 | 0 | 0 | 0 | 0 | 0 | 0 | 0 | 0 | 0 | 0 | 0 | 0 | 0 | 0 | 0 | 0 | 0 | 0 | 0 | 0 | 0 | 0
|  |  | Current transformer (post type) | 0 | 0 | 0 | 0 | 0 | 0 | 0 | 0 | 0 | 152939.7661 | 0 | 0 | 0 | 0 | 0 | 0 | 0 | 0 | 0 | 0 | 0 | 0 | 0 | 0 | 152939.7661 | 0 | 0 | 0 | 152939.7661 | 0 | 0 | 0 | 0 | 0 | 0 | 76469.8831 | 76469.8831 | 0 | 0 | 0 | 0 | 0 | 0 | 0 | 0
|  |  | Current transformer (core balance type) | 0 | 0 | 0 | 0 | 0 | 0 | 0 | 0 | 0 | 0 | 0 | 0 | 0 | 0 | 0 | 0 | 0 | 0 | 0 | 0 | 0 | 0 | 0 | 0 | 0 | 0 | 0 | 0 | 0 | 0 | 0 | 0 | 0 | 0 | 0 | 0 | 0 | 0 | 0 | 0 | 0 | 0 | 0 | 0 | 0
[33 empty] | 0 | 0 | 0 | 0 | 0 | 0 | 0 | 0 | 0 | 0 | 0 | 0 | 0 | 0 | 0 | 0
|  |  | Other primary materials | 0 | 0 | 0 | 0 | 0 | 0 | 0 | 0 | 0 | 0 | 0 | 0 | 0 | 0 | 0 | 0 | 0 | 0 | 0 | 0 | 0 | 0 | 0 | 0 | 0 | 0 | 0 | 0 | 0 | 0 | 0 | 0 | 0 | 0 | 0 | 0 | 0 | 0 | 0 | 0 | 0 | 0 | 0 | 0 | 0
|  |  | SCADA / Protection & Control/ Comms | 0 | 0 | 0 | 0 | 0 | 0 | 0 | 0 | 0 | 1230120 | 0 | 0 | 0 | 0 | 0 | 0 | 0 | 0 | 0 | 0 | 0 | 0 | 0 | 0 | 1230120 | 0 | 0 | 0 | 1230120 | 0 | 0 | 0 | 0 | 0 | 0 | 615060 | 615060 | 0 | 0 | 0 | 0 | 0 | 0 | 0 | 0
|  |  | Commissioning | 0 | 0 | 0 | 0 | 0 | 0 | 0 | 0 | 0 | 0 | 0 | 0 | 0 | 0 | 0 | 0 | 0 | 0 | 0 | 0 | 0 | 0 | 0 | 0 | 0 | 0 | 0 | 0 | 0 | 0 | 0 | 0 | 0 | 0 | 0 | 0 | 0 | 0 | 0 | 0 | 0 | 0 | 0 | 0 | 0
|  |  | ESV observed compliance | 0 | 0 | 0 | 0 | 0 | 0 | 0 | 0 | 0 | 0 | 0 | 0 | 0 | 0 | 0 | 0 | 0 | 0 | 0 | 0 | 0 | 0 | 0 | 0 | 0 | 0 | 0 | 0 | 0 | 0 | 0 | 0 | 0 | 0 | 0 | 0 | 0 | 0 | 0 | 0 | 0 | 0 | 0 | 0 | 0
|  |  | Construction delivery & site control | 0 | 0 | 0 | 0 | 0 | 0 | 0 | 0 | 0 | 0 | 0 | 0 | 0 | 0 | 0 | 0 | 0 | 0 | 0 | 0 | 0 | 0 | 0 | 0 | 0 | 0 | 0 | 0 | 0 | 0 | 0 | 0 | 0 | 0 | 0 | 0 | 0 | 0 | 0 | 0 | 0 | 0 | 0 | 0 | 0
Contracts
|  |  | Traffic control | 0 | 0 | 0 | 0 | 0 | 0 | 0 | 0 | 0 | 0 | 0 | 0 | 0 | 0 | 0 | 0 | 0 | 0 | 0 | 0 | 0 | 0 | 0 | 0 | 0 | 0 | 0 | 0 | 0 | 0 | 0 | 0 | 0 | 0 | 0 | 0 | 0 | 0 | 0 | 0 | 0 | 0 | 0 | 0 | 0
|  |  | Line survey | 0 | 0 | 0 | 0 | 0 | 0 | 0 | 0 | 0 | 0 | 0 | 8160 | 0 | 0 | 0 | 0 | 0 | 0 | 0 | 0 | 0 | 0 | 0 | 0 | 8160 | 0 | 0 | 0 | 8160 | 0 | 0 | 0 | 0 | 0 | 0 | 4080 | 4080 | 0 | 0 | 0 | 0 | 0 | 0 | 0 | 0
|  |  | Civil works | 0 | 0 | 0 | 0 | 0 | 0 | 0 | 0 | 0 | 0 | 0 | 2000000 | 0 | 0 | 0 | 0 | 0 | 0 | 0 | 0 | 0 | 0 | 0 | 0 | 2000000 | 0 | 0 | 0 | 2000000 | 0 | 0 | 0 | 0 | 0 | 0 | 1000000 | 1000000 | 0 | 0 | 0 | 0 | 0 | 0 | 0 | 0
|  |  | Mob/Demob | 0 | 0 | 0 | 0 | 0 | 0 | 0 | 0 | 0 | 0 | 0 | 40800 | 0 | 0 | 0 | 0 | 0 | 0 | 0 | 0 | 0 | 0 | 0 | 0 | 40800 | 0 | 0 | 0 | 40800 | 0 | 0 | 0 | 0 | 0 | 0 | 20400 | 20400 | 0 | 0 | 0 | 0 | 0 | 0 | 0 | 0
|  |  | Other - Land Acquisition for Iso Substations | 0 | 0 | 0 | 0 | 0 | 0 | 0 | 0 | 0 | 0 | 0 | 0 | 0 | 0 | 0 | 0 | 0 | 0 | 0 | 0 | 0 | 0 | 0 | 0 | 0 | 0 | 0 | 0 | 0 | 0 | 0 | 0 | 0 | 0 | 0 | 0 | 0 | 0 | 0 | 0 | 0 | 0 | 0 | 0 | 0
|  | Total construction |  | 0 | 0 | 0 | 0 | 0 | 0 | 0 | 0 | 0 | 26638425.0046 | 4048454.0395 | 2048960 | 0 | 0 | 0 | 0 | 0 | 0 | 0 | 0 | 0 | 0 | 0 | 0 | 32735839.0442 | 0 | 0 | 0 | 32735839.0442 | 0 | 0 | 0 | 0 | 0 | 0 | 16367919.5221 | 16367919.5221 | 0 | 0 | 0 | 0 | 0 | 0 | 0 | 0 | TRUE

## TQY_cost
Powercor REFCLs
Costs: |  |  | TQY
(real 2021 dollars)
Design & Procurement |  |  | 2022
Construction |  |  | 2022
Commissioning |  |  | 2022
[33 empty] | 0.5 | 0.5 | 0.5 | 0.5 | 0.5 | 0.5 | 0.5 | 0.5 | 0.5 | 0.5 | 0.5 | 0.5 | 0.5 | 0.5 | 0.5 | 0.5
| Calendary Year | [31 empty] | 2019 | 2019 | 2020 | 2020 | 2021 | 2021 | 2022 | 2022 | 2023 | 2023 | 2024 | 2024 | 2025 | 2025 | 2026 | 2026
| Half | [31 empty] | H1 | H2 | H1 | H2 | H1 | H2 | H1 | H2 | H1 | H2 | H1 | H2 | H1 | H2 | H1 | H2
| Input Year |  |  | 2019 | 2019 | 2019 | 2020 | 2020 | 2020 | 2021 | 2021 | 2021 | 2022 | 2022 | 2022 | 2023 | 2023 | 2023 | 2024 | 2024 | 2024 | 2025 | 2025 | 2025 | 2019 | 2020 | 2021 | 2022 | 2023 | 2024 | 2025 | Total | 2019 | 2019 | 2020 | 2020 | 2021 | 2021 | 2022 | 2022 | 2023 | 2023 | 2024 | 2024 | 2025 | 2025 | 2026 | 2026
|  |  |  | Materials | Labour | Contracts | Materials | Labour | Contracts | Materials | Labour | Contracts | Materials | Labour | Contracts | Materials | Labour | Contracts | Materials | Labour | Contracts | Materials | Labour | Contracts | Total | Total | Total | Total | Total | Total | Total | Total Cost | 2019H1 | 2019H2 | 2020H1 | 2020H2 | 2021H1 | 2021H2 | 2022H1 | 2022H2 | 2023H1 | 2023H2 | 2024H1 | 2024H2 | 2025H1 | 2025H2 | 2026H1 | 2026H2
Design & Procurement
|  |  | Design & Procurement | 0 | 0 | 0 | 0 | 0 | 0 | 0 | 0 | 0 | 0 | 525343.4302 | 0 | 0 | 0 | 0 | 0 | 0 | 0 | 0 | 0 | 0 | 0 | 0 | 0 | 525343.4302 | 0 | 0 | 0 | 525343.4302 | 0 | 0 | 0 | 0 | 0 | 0 | 262671.7151 | 262671.7151 | 0 | 0 | 0 | 0 | 0 | 0 | 0 | 0
Feeder works
|  |  | Surge arrestor sites (single phase) | 0 | 0 | 0 | 0 | 0 | 0 | 0 | 0 | 0 | 0 | 0 | 0 | 0 | 0 | 0 | 0 | 0 | 0 | 0 | 0 | 0 | 0 | 0 | 0 | 0 | 0 | 0 | 0 | 0 | 0 | 0 | 0 | 0 | 0 | 0 | 0 | 0 | 0 | 0 | 0 | 0 | 0 | 0 | 0 | 0
|  |  | Surge arrestor sites (three phase) | 0 | 0 | 0 | 0 | 0 | 0 | 0 | 0 | 0 | 0 | 0 | 0 | 0 | 0 | 0 | 0 | 0 | 0 | 0 | 0 | 0 | 0 | 0 | 0 | 0 | 0 | 0 | 0 | 0 | 0 | 0 | 0 | 0 | 0 | 0 | 0 | 0 | 0 | 0 | 0 | 0 | 0 | 0 | 0 | 0
|  |  | ACRs | 0 | 0 | 0 | 0 | 0 | 0 | 0 | 0 | 0 | 0 | 0 | 0 | 0 | 0 | 0 | 0 | 0 | 0 | 0 | 0 | 0 | 0 | 0 | 0 | 0 | 0 | 0 | 0 | 0 | 0 | 0 | 0 | 0 | 0 | 0 | 0 | 0 | 0 | 0 | 0 | 0 | 0 | 0 | 0 | 0
|  |  | ACR/gas switch control box replacement | 0 | 0 | 0 | 0 | 0 | 0 | 0 | 0 | 0 | 0 | 0 | 0 | 0 | 0 | 0 | 0 | 0 | 0 | 0 | 0 | 0 | 0 | 0 | 0 | 0 | 0 | 0 | 0 | 0 | 0 | 0 | 0 | 0 | 0 | 0 | 0 | 0 | 0 | 0 | 0 | 0 | 0 | 0 | 0 | 0
|  |  | Admittance balancing units (single phase) | 0 | 0 | 0 | 0 | 0 | 0 | 0 | 0 | 0 | 0 | 0 | 0 | 0 | 0 | 0 | 0 | 0 | 0 | 0 | 0 | 0 | 0 | 0 | 0 | 0 | 0 | 0 | 0 | 0 | 0 | 0 | 0 | 0 | 0 | 0 | 0 | 0 | 0 | 0 | 0 | 0 | 0 | 0 | 0 | 0
|  |  | Admittance balancing units (three phase) | 0 | 0 | 0 | 0 | 0 | 0 | 0 | 0 | 0 | 0 | 0 | 0 | 0 | 0 | 0 | 0 | 0 | 0 | 0 | 0 | 0 | 0 | 0 | 0 | 0 | 0 | 0 | 0 | 0 | 0 | 0 | 0 | 0 | 0 | 0 | 0 | 0 | 0 | 0 | 0 | 0 | 0 | 0 | 0 | 0
|  |  | Re-phasing | 0 | 0 | 0 | 0 | 0 | 0 | 0 | 0 | 0 | 0 | 0 | 0 | 0 | 0 | 0 | 0 | 0 | 0 | 0 | 0 | 0 | 0 | 0 | 0 | 0 | 0 | 0 | 0 | 0 | 0 | 0 | 0 | 0 | 0 | 0 | 0 | 0 | 0 | 0 | 0 | 0 | 0 | 0 | 0 | 0
|  |  | Fusesavers | 0 | 0 | 0 | 0 | 0 | 0 | 0 | 0 | 0 | 0 | 0 | 0 | 0 | 0 | 0 | 0 | 0 | 0 | 0 | 0 | 0 | 0 | 0 | 0 | 0 | 0 | 0 | 0 | 0 | 0 | 0 | 0 | 0 | 0 | 0 | 0 | 0 | 0 | 0 | 0 | 0 | 0 | 0 | 0 | 0
|  |  | HV Regulators upgrade (control box) | 0 | 0 | 0 | 0 | 0 | 0 | 0 | 0 | 0 | 0 | 0 | 0 | 0 | 0 | 0 | 0 | 0 | 0 | 0 | 0 | 0 | 0 | 0 | 0 | 0 | 0 | 0 | 0 | 0 | 0 | 0 | 0 | 0 | 0 | 0 | 0 | 0 | 0 | 0 | 0 | 0 | 0 | 0 | 0 | 0
|  |  | HV Regulators upgrade (close delta) | 0 | 0 | 0 | 0 | 0 | 0 | 0 | 0 | 0 | 0 | 0 | 0 | 0 | 0 | 0 | 0 | 0 | 0 | 0 | 0 | 0 | 0 | 0 | 0 | 0 | 0 | 0 | 0 | 0 | 0 | 0 | 0 | 0 | 0 | 0 | 0 | 0 | 0 | 0 | 0 | 0 | 0 | 0 | 0 | 0
|  |  | Distribution switchgear (installed) | 0 | 0 | 0 | 0 | 0 | 0 | 0 | 0 | 0 | 0 | 0 | 0 | 0 | 0 | 0 | 0 | 0 | 0 | 0 | 0 | 0 | 0 | 0 | 0 | 0 | 0 | 0 | 0 | 0 | 0 | 0 | 0 | 0 | 0 | 0 | 0 | 0 | 0 | 0 | 0 | 0 | 0 | 0 | 0 | 0
|  |  | UG cable replacement | 0 | 0 | 0 | 0 | 0 | 0 | 0 | 0 | 0 | 0 | 0 | 0 | 0 | 0 | 0 | 0 | 0 | 0 | 0 | 0 | 0 | 0 | 0 | 0 | 0 | 0 | 0 | 0 | 0 | 0 | 0 | 0 | 0 | 0 | 0 | 0 | 0 | 0 | 0 | 0 | 0 | 0 | 0 | 0 | 0
|  |  | Test Sites | 0 | 0 | 0 | 0 | 0 | 0 | 0 | 0 | 0 | 0 | 0 | 0 | 0 | 0 | 0 | 0 | 0 | 0 | 0 | 0 | 0 | 0 | 0 | 0 | 0 | 0 | 0 | 0 | 0 | 0 | 0 | 0 | 0 | 0 | 0 | 0 | 0 | 0 | 0 | 0 | 0 | 0 | 0 | 0 | 0
|  |  | HV Customers (total) | 0 | 0 | 0 | 0 | 0 | 0 | 0 | 0 | 0 | 0 | 0 | 0 | 0 | 0 | 0 | 0 | 0 | 0 | 0 | 0 | 0 | 0 | 0 | 0 | 0 | 0 | 0 | 0 | 0 | 0 | 0 | 0 | 0 | 0 | 0 | 0 | 0 | 0 | 0 | 0 | 0 | 0 | 0 | 0 | 0
|  |  | HV Customers (generation signalling) | 0 | 0 | 0 | 0 | 0 | 0 | 0 | 0 | 0 | 0 | 0 | 0 | 0 | 0 | 0 | 0 | 0 | 0 | 0 | 0 | 0 | 0 | 0 | 0 | 0 | 0 | 0 | 0 | 0 | 0 | 0 | 0 | 0 | 0 | 0 | 0 | 0 | 0 | 0 | 0 | 0 | 0 | 0 | 0 | 0
[33 empty] | 0 | 0 | 0 | 0 | 0 | 0 | 0 | 0 | 0 | 0 | 0 | 0 | 0 | 0 | 0 | 0
|  |  | 22kV feeder works | 0 | 0 | 0 | 0 | 0 | 0 | 0 | 0 | 0 | 0 | 0 | 0 | 0 | 0 | 0 | 0 | 0 | 0 | 0 | 0 | 0 | 0 | 0 | 0 | 0 | 0 | 0 | 0 | 0 | 0 | 0 | 0 | 0 | 0 | 0 | 0 | 0 | 0 | 0 | 0 | 0 | 0 | 0 | 0 | 0
|  |  | 66kV Line works (Overhead) | 0 | 0 | 0 | 0 | 0 | 0 | 0 | 0 | 0 | 0 | 0 | 0 | 0 | 0 | 0 | 0 | 0 | 0 | 0 | 0 | 0 | 0 | 0 | 0 | 0 | 0 | 0 | 0 | 0 | 0 | 0 | 0 | 0 | 0 | 0 | 0 | 0 | 0 | 0 | 0 | 0 | 0 | 0 | 0 | 0
|  |  | 3rd phase line extension | 0 | 0 | 0 | 0 | 0 | 0 | 0 | 0 | 0 | 0 | 0 | 0 | 0 | 0 | 0 | 0 | 0 | 0 | 0 | 0 | 0 | 0 | 0 | 0 | 0 | 0 | 0 | 0 | 0 | 0 | 0 | 0 | 0 | 0 | 0 | 0 | 0 | 0 | 0 | 0 | 0 | 0 | 0 | 0 | 0
|  |  | Asset resilience | 0 | 0 | 0 | 0 | 0 | 0 | 0 | 0 | 0 | 0 | 0 | 0 | 0 | 0 | 0 | 0 | 0 | 0 | 0 | 0 | 0 | 0 | 0 | 0 | 0 | 0 | 0 | 0 | 0 | 0 | 0 | 0 | 0 | 0 | 0 | 0 | 0 | 0 | 0 | 0 | 0 | 0 | 0 | 0 | 0
|  |  | Distribution Comms | 0 | 0 | 0 | 0 | 0 | 0 | 0 | 0 | 0 | 0 | 0 | 0 | 0 | 0 | 0 | 0 | 0 | 0 | 0 | 0 | 0 | 0 | 0 | 0 | 0 | 0 | 0 | 0 | 0 | 0 | 0 | 0 | 0 | 0 | 0 | 0 | 0 | 0 | 0 | 0 | 0 | 0 | 0 | 0 | 0
|  |  | Other distribution materials - Isolating Transformer (6MVA) | 0 | 0 | 0 | 0 | 0 | 0 | 0 | 0 | 0 | 3672000 | 0 | 0 | 0 | 0 | 0 | 0 | 0 | 0 | 0 | 0 | 0 | 0 | 0 | 0 | 3672000 | 0 | 0 | 0 | 3672000 | 0 | 0 | 0 | 0 | 0 | 0 | 1836000 | 1836000 | 0 | 0 | 0 | 0 | 0 | 0 | 0 | 0
Substation
Primary Plant
|  |  | GFN | 0 | 0 | 0 | 0 | 0 | 0 | 0 | 0 | 0 | 2581276.8708 | 994222.8743 | 0 | 0 | 0 | 0 | 0 | 0 | 0 | 0 | 0 | 0 | 0 | 0 | 0 | 3575499.7451 | 0 | 0 | 0 | 3575499.7451 | 0 | 0 | 0 | 0 | 0 | 0 | 1787749.8725 | 1787749.8725 | 0 | 0 | 0 | 0 | 0 | 0 | 0 | 0
|  |  | GFN enclosure | 0 | 0 | 0 | 0 | 0 | 0 | 0 | 0 | 0 | 322659.8101 | 0 | 0 | 0 | 0 | 0 | 0 | 0 | 0 | 0 | 0 | 0 | 0 | 0 | 0 | 322659.8101 | 0 | 0 | 0 | 322659.8101 | 0 | 0 | 0 | 0 | 0 | 0 | 161329.9051 | 161329.9051 | 0 | 0 | 0 | 0 | 0 | 0 | 0 | 0
|  |  | Indoor switch room (incl GFN enclosure and switchboard) | 0 | 0 | 0 | 0 | 0 | 0 | 0 | 0 | 0 | 0 | 0 | 0 | 0 | 0 | 0 | 0 | 0 | 0 | 0 | 0 | 0 | 0 | 0 | 0 | 0 | 0 | 0 | 0 | 0 | 0 | 0 | 0 | 0 | 0 | 0 | 0 | 0 | 0 | 0 | 0 | 0 | 0 | 0 | 0 | 0
|  |  | RMU | 0 | 0 | 0 | 0 | 0 | 0 | 0 | 0 | 0 | 148747.8501 | 0 | 0 | 0 | 0 | 0 | 0 | 0 | 0 | 0 | 0 | 0 | 0 | 0 | 0 | 148747.8501 | 0 | 0 | 0 | 148747.8501 | 0 | 0 | 0 | 0 | 0 | 0 | 74373.925 | 74373.925 | 0 | 0 | 0 | 0 | 0 | 0 | 0 | 0
|  |  | 66/22kV transformer | 0 | 0 | 0 | 0 | 0 | 0 | 0 | 0 | 0 | 0 | 0 | 0 | 0 | 0 | 0 | 0 | 0 | 0 | 0 | 0 | 0 | 0 | 0 | 0 | 0 | 0 | 0 | 0 | 0 | 0 | 0 | 0 | 0 | 0 | 0 | 0 | 0 | 0 | 0 | 0 | 0 | 0 | 0 | 0 | 0
|  |  | 66kV circuit breaker | 0 | 0 | 0 | 0 | 0 | 0 | 0 | 0 | 0 | 0 | 0 | 0 | 0 | 0 | 0 | 0 | 0 | 0 | 0 | 0 | 0 | 0 | 0 | 0 | 0 | 0 | 0 | 0 | 0 | 0 | 0 | 0 | 0 | 0 | 0 | 0 | 0 | 0 | 0 | 0 | 0 | 0 | 0 | 0 | 0
|  |  | 66kV bus extension | 0 | 0 | 0 | 0 | 0 | 0 | 0 | 0 | 0 | 0 | 0 | 0 | 0 | 0 | 0 | 0 | 0 | 0 | 0 | 0 | 0 | 0 | 0 | 0 | 0 | 0 | 0 | 0 | 0 | 0 | 0 | 0 | 0 | 0 | 0 | 0 | 0 | 0 | 0 | 0 | 0 | 0 | 0 | 0 | 0
|  |  | Station service transformer (500kVA) | 0 | 0 | 0 | 0 | 0 | 0 | 0 | 0 | 0 | 0 | 0 | 0 | 0 | 0 | 0 | 0 | 0 | 0 | 0 | 0 | 0 | 0 | 0 | 0 | 0 | 0 | 0 | 0 | 0 | 0 | 0 | 0 | 0 | 0 | 0 | 0 | 0 | 0 | 0 | 0 | 0 | 0 | 0 | 0 | 0
|  |  | Station service transformer (750kVA) | 0 | 0 | 0 | 0 | 0 | 0 | 0 | 0 | 0 | 175852.3505 | 0 | 0 | 0 | 0 | 0 | 0 | 0 | 0 | 0 | 0 | 0 | 0 | 0 | 0 | 175852.3505 | 0 | 0 | 0 | 175852.3505 | 0 | 0 | 0 | 0 | 0 | 0 | 87926.1752 | 87926.1752 | 0 | 0 | 0 | 0 | 0 | 0 | 0 | 0
|  |  | Cap bank | 0 | 0 | 0 | 0 | 0 | 0 | 0 | 0 | 0 | 0 | 0 | 0 | 0 | 0 | 0 | 0 | 0 | 0 | 0 | 0 | 0 | 0 | 0 | 0 | 0 | 0 | 0 | 0 | 0 | 0 | 0 | 0 | 0 | 0 | 0 | 0 | 0 | 0 | 0 | 0 | 0 | 0 | 0 | 0 | 0
|  |  | AC board (Including change over) | 0 | 0 | 0 | 0 | 0 | 0 | 0 | 0 | 0 | 53776.9854 | 0 | 0 | 0 | 0 | 0 | 0 | 0 | 0 | 0 | 0 | 0 | 0 | 0 | 0 | 53776.9854 | 0 | 0 | 0 | 53776.9854 | 0 | 0 | 0 | 0 | 0 | 0 | 26888.4927 | 26888.4927 | 0 | 0 | 0 | 0 | 0 | 0 | 0 | 0
|  |  | Control room | 0 | 0 | 0 | 0 | 0 | 0 | 0 | 0 | 0 | 0 | 0 | 0 | 0 | 0 | 0 | 0 | 0 | 0 | 0 | 0 | 0 | 0 | 0 | 0 | 0 | 0 | 0 | 0 | 0 | 0 | 0 | 0 | 0 | 0 | 0 | 0 | 0 | 0 | 0 | 0 | 0 | 0 | 0 | 0 | 0
|  |  | 22kV circuit breaker (outdoor) | 0 | 0 | 0 | 0 | 0 | 0 | 0 | 0 | 0 | 0 | 0 | 0 | 0 | 0 | 0 | 0 | 0 | 0 | 0 | 0 | 0 | 0 | 0 | 0 | 0 | 0 | 0 | 0 | 0 | 0 | 0 | 0 | 0 | 0 | 0 | 0 | 0 | 0 | 0 | 0 | 0 | 0 | 0 | 0 | 0
|  |  | Voltage transformer | 0 | 0 | 0 | 0 | 0 | 0 | 0 | 0 | 0 | 0 | 0 | 0 | 0 | 0 | 0 | 0 | 0 | 0 | 0 | 0 | 0 | 0 | 0 | 0 | 0 | 0 | 0 | 0 | 0 | 0 | 0 | 0 | 0 | 0 | 0 | 0 | 0 | 0 | 0 | 0 | 0 | 0 | 0 | 0 | 0
|  |  | Current transformer (post type) | 0 | 0 | 0 | 0 | 0 | 0 | 0 | 0 | 0 | 152939.7661 | 0 | 0 | 0 | 0 | 0 | 0 | 0 | 0 | 0 | 0 | 0 | 0 | 0 | 0 | 152939.7661 | 0 | 0 | 0 | 152939.7661 | 0 | 0 | 0 | 0 | 0 | 0 | 76469.8831 | 76469.8831 | 0 | 0 | 0 | 0 | 0 | 0 | 0 | 0
|  |  | Current transformer (core balance type) | 0 | 0 | 0 | 0 | 0 | 0 | 0 | 0 | 0 | 0 | 0 | 0 | 0 | 0 | 0 | 0 | 0 | 0 | 0 | 0 | 0 | 0 | 0 | 0 | 0 | 0 | 0 | 0 | 0 | 0 | 0 | 0 | 0 | 0 | 0 | 0 | 0 | 0 | 0 | 0 | 0 | 0 | 0 | 0 | 0
[33 empty] | 0 | 0 | 0 | 0 | 0 | 0 | 0 | 0 | 0 | 0 | 0 | 0 | 0 | 0 | 0 | 0
|  |  | Other primary materials | 0 | 0 | 0 | 0 | 0 | 0 | 0 | 0 | 0 | 0 | 0 | 0 | 0 | 0 | 0 | 0 | 0 | 0 | 0 | 0 | 0 | 0 | 0 | 0 | 0 | 0 | 0 | 0 | 0 | 0 | 0 | 0 | 0 | 0 | 0 | 0 | 0 | 0 | 0 | 0 | 0 | 0 | 0 | 0 | 0
|  |  | SCADA / Protection & Control/ Comms | 0 | 0 | 0 | 0 | 0 | 0 | 0 | 0 | 0 | 1230120 | 0 | 0 | 0 | 0 | 0 | 0 | 0 | 0 | 0 | 0 | 0 | 0 | 0 | 0 | 1230120 | 0 | 0 | 0 | 1230120 | 0 | 0 | 0 | 0 | 0 | 0 | 615060 | 615060 | 0 | 0 | 0 | 0 | 0 | 0 | 0 | 0
|  |  | Commissioning | 0 | 0 | 0 | 0 | 0 | 0 | 0 | 0 | 0 | 0 | 0 | 0 | 0 | 0 | 0 | 0 | 0 | 0 | 0 | 0 | 0 | 0 | 0 | 0 | 0 | 0 | 0 | 0 | 0 | 0 | 0 | 0 | 0 | 0 | 0 | 0 | 0 | 0 | 0 | 0 | 0 | 0 | 0 | 0 | 0
|  |  | ESV observed compliance | 0 | 0 | 0 | 0 | 0 | 0 | 0 | 0 | 0 | 0 | 38436.2829 | 0 | 0 | 0 | 0 | 0 | 0 | 0 | 0 | 0 | 0 | 0 | 0 | 0 | 38436.2829 | 0 | 0 | 0 | 38436.2829 | 0 | 0 | 0 | 0 | 0 | 0 | 19218.1414 | 19218.1414 | 0 | 0 | 0 | 0 | 0 | 0 | 0 | 0
|  |  | Construction delivery & site control | 0 | 0 | 0 | 0 | 0 | 0 | 0 | 0 | 0 | 0 | 0 | 0 | 0 | 0 | 0 | 0 | 0 | 0 | 0 | 0 | 0 | 0 | 0 | 0 | 0 | 0 | 0 | 0 | 0 | 0 | 0 | 0 | 0 | 0 | 0 | 0 | 0 | 0 | 0 | 0 | 0 | 0 | 0 | 0 | 0
Contracts
|  |  | Traffic control | 0 | 0 | 0 | 0 | 0 | 0 | 0 | 0 | 0 | 0 | 0 | 0 | 0 | 0 | 0 | 0 | 0 | 0 | 0 | 0 | 0 | 0 | 0 | 0 | 0 | 0 | 0 | 0 | 0 | 0 | 0 | 0 | 0 | 0 | 0 | 0 | 0 | 0 | 0 | 0 | 0 | 0 | 0 | 0 | 0
|  |  | Line survey | 0 | 0 | 0 | 0 | 0 | 0 | 0 | 0 | 0 | 0 | 0 | 8160 | 0 | 0 | 0 | 0 | 0 | 0 | 0 | 0 | 0 | 0 | 0 | 0 | 8160 | 0 | 0 | 0 | 8160 | 0 | 0 | 0 | 0 | 0 | 0 | 4080 | 4080 | 0 | 0 | 0 | 0 | 0 | 0 | 0 | 0
|  |  | Civil works | 0 | 0 | 0 | 0 | 0 | 0 | 0 | 0 | 0 | 0 | 0 | 0 | 0 | 0 | 0 | 0 | 0 | 0 | 0 | 0 | 0 | 0 | 0 | 0 | 0 | 0 | 0 | 0 | 0 | 0 | 0 | 0 | 0 | 0 | 0 | 0 | 0 | 0 | 0 | 0 | 0 | 0 | 0 | 0 | 0
|  |  | Mob/Demob | 0 | 0 | 0 | 0 | 0 | 0 | 0 | 0 | 0 | 0 | 0 | 40800 | 0 | 0 | 0 | 0 | 0 | 0 | 0 | 0 | 0 | 0 | 0 | 0 | 40800 | 0 | 0 | 0 | 40800 | 0 | 0 | 0 | 0 | 0 | 0 | 20400 | 20400 | 0 | 0 | 0 | 0 | 0 | 0 | 0 | 0
|  |  | Other - Land Acquisition for Iso Substations | 0 | 0 | 0 | 0 | 0 | 0 | 0 | 0 | 0 | 0 | 0 | 0 | 0 | 0 | 0 | 0 | 0 | 0 | 0 | 0 | 0 | 0 | 0 | 0 | 0 | 0 | 0 | 0 | 0 | 0 | 0 | 0 | 0 | 0 | 0 | 0 | 0 | 0 | 0 | 0 | 0 | 0 | 0 | 0 | 0
|  | Total construction |  | 0 | 0 | 0 | 0 | 0 | 0 | 0 | 0 | 0 | 8337373.633 | 1558002.5874 | 48960 | 0 | 0 | 0 | 0 | 0 | 0 | 0 | 0 | 0 | 0 | 0 | 0 | 9944336.2204 | 0 | 0 | 0 | 9944336.2204 | 0 | 0 | 0 | 0 | 0 | 0 | 4972168.1102 | 4972168.1102 | 0 | 0 | 0 | 0 | 0 | 0 | 0 | 0 | TRUE

## GHP_cost
Powercor REFCLs
Costs: |  |  | GHP
(real 2021 dollars)
Design & Procurement |  |  | 2021/22
Construction |  |  | 2022/23
Commissioning |  |  | 2022/23
[33 empty] | 0.5 | 0.5 | 0.5 | 0.5 | 0.5 | 0.5 | 0.5 | 0.5 | 0.5 | 0.5 | 0.5 | 0.5 | 0.5 | 0.5 | 0.5 | 0.5
[33 empty] | 2019 | 2019 | 2020 | 2020 | 2021 | 2021 | 2022 | 2022 | 2023 | 2023 | 2024 | 2024 | 2025 | 2025 | 2026 | 2026
[33 empty] | H1 | H2 | H1 | H2 | H1 | H2 | H1 | H2 | H1 | H2 | H1 | H2 | H1 | H2 | H1 | H2
|  |  |  | 2018/19 | 2018/19 | 2018/19 | 2019/20 | 2019/20 | 2019/20 | 2021/22 | 2021/22 | 2021/22 | 2022/23 | 2022/23 | 2022/23 | 2023/24 | 2023/24 | 2023/24 | 2024/25 | 2024/25 | 2024/25 | 2025/26 | 2025/26 | 2025/26 | 2019/20 | 2020/21 | 2021/22 | 2022/23 | 2023/24 | 2024/25 | 2025/26 | Total | 2019/20 | 2020/21 | 2020/21 | 2020/21 | 2020/21 | 2021/22 | 2021/22 | 2022/23 | 2022/23 | 2023/24 | 2023/24 | 2024/25 | 2024/25 | 2025/26 | 2025/26 | 2026/27
|  |  |  | Materials | Labour | Contracts | Materials | Labour | Contracts | Materials | Labour | Contracts | Materials | Labour | Contracts | Materials | Labour | Contracts | Materials | Labour | Contracts | Materials | Labour | Contracts | Total | Total | Total | Total | Total | Total | Total | Total Cost | 2019H1 | 2019H2 | 2020H1 | 2020H2 | 2021H1 | 2021H2 | 2022H1 | 2022H2 | 2023H1 | 2023H2 | 2024H1 | 2024H2 | 2025H1 | 2025H2 | 2026H1 | 2026H2
Design & Procurement
|  |  | Design & Procurement | 0 | 0 | 0 | 0 | 0 | 0 | 0 | 2092376.1853 | 0 | 0 | 0 | 0 | 0 | 0 | 0 | 0 | 0 | 0 | 0 | 0 | 0 | 0 | 0 | 2092376.1853 | 0 | 0 | 0 | 0 | 2092376.1853 | 0 | 0 | 0 | 0 | 0 | 1046188.0927 | 1046188.0927 | 0 | 0 | 0 | 0 | 0 | 0 | 0 | 0 | 0
Feeder works
|  |  | Surge arrestor sites (single phase) | 0 | 0 | 0 | 0 | 0 | 0 | 0 | 0 | 0 | 124761.0084 | 355494.9435 | 0 | 0 | 0 | 0 | 0 | 0 | 0 | 0 | 0 | 0 | 0 | 0 | 0 | 480255.9519 | 0 | 0 | 0 | 480255.9519 | 0 | 0 | 0 | 0 | 0 | 0 | 0 | 240127.9759 | 240127.9759 | 0 | 0 | 0 | 0 | 0 | 0 | 0
|  |  | Surge arrestor sites (three phase) | 0 | 0 | 0 | 0 | 0 | 0 | 0 | 0 | 0 | 547612.6579 | 1049502.5879 | 0 | 0 | 0 | 0 | 0 | 0 | 0 | 0 | 0 | 0 | 0 | 0 | 0 | 1597115.2458 | 0 | 0 | 0 | 1597115.2458 | 0 | 0 | 0 | 0 | 0 | 0 | 0 | 798557.6229 | 798557.6229 | 0 | 0 | 0 | 0 | 0 | 0 | 0
|  |  | ACRs | 0 | 0 | 0 | 0 | 0 | 0 | 0 | 0 | 0 | 81310.3478 | 39326.2456 | 0 | 0 | 0 | 0 | 0 | 0 | 0 | 0 | 0 | 0 | 0 | 0 | 0 | 120636.5934 | 0 | 0 | 0 | 120636.5934 | 0 | 0 | 0 | 0 | 0 | 0 | 0 | 60318.2967 | 60318.2967 | 0 | 0 | 0 | 0 | 0 | 0 | 0
|  |  | ACR/gas switch control box replacement | 0 | 0 | 0 | 0 | 0 | 0 | 0 | 0 | 0 | 47056.255 | 37999.8135 | 0 | 0 | 0 | 0 | 0 | 0 | 0 | 0 | 0 | 0 | 0 | 0 | 0 | 85056.0685 | 0 | 0 | 0 | 85056.0685 | 0 | 0 | 0 | 0 | 0 | 0 | 0 | 42528.0342 | 42528.0342 | 0 | 0 | 0 | 0 | 0 | 0 | 0
|  |  | Admittance balancing units (single phase) | 0 | 0 | 0 | 0 | 0 | 0 | 0 | 0 | 0 | 212173.0699 | 16791.6728 | 0 | 0 | 0 | 0 | 0 | 0 | 0 | 0 | 0 | 0 | 0 | 0 | 0 | 228964.7426 | 0 | 0 | 0 | 228964.7426 | 0 | 0 | 0 | 0 | 0 | 0 | 0 | 114482.3713 | 114482.3713 | 0 | 0 | 0 | 0 | 0 | 0 | 0
|  |  | Admittance balancing units (three phase) | 0 | 0 | 0 | 0 | 0 | 0 | 0 | 0 | 0 | 704915.6747 | 63944.0468 | 0 | 0 | 0 | 0 | 0 | 0 | 0 | 0 | 0 | 0 | 0 | 0 | 0 | 768859.7216 | 0 | 0 | 0 | 768859.7216 | 0 | 0 | 0 | 0 | 0 | 0 | 0 | 384429.8608 | 384429.8608 | 0 | 0 | 0 | 0 | 0 | 0 | 0
|  |  | Re-phasing | 0 | 0 | 0 | 0 | 0 | 0 | 0 | 0 | 0 | 6614.7763 | 31418.5029 | 0 | 0 | 0 | 0 | 0 | 0 | 0 | 0 | 0 | 0 | 0 | 0 | 0 | 38033.2792 | 0 | 0 | 0 | 38033.2792 | 0 | 0 | 0 | 0 | 0 | 0 | 0 | 19016.6396 | 19016.6396 | 0 | 0 | 0 | 0 | 0 | 0 | 0
|  |  | Fusesavers | 0 | 0 | 0 | 0 | 0 | 0 | 0 | 0 | 0 | 426360.3295 | 42974.7339 | 0 | 0 | 0 | 0 | 0 | 0 | 0 | 0 | 0 | 0 | 0 | 0 | 0 | 469335.0634 | 0 | 0 | 0 | 469335.0634 | 0 | 0 | 0 | 0 | 0 | 0 | 0 | 234667.5317 | 234667.5317 | 0 | 0 | 0 | 0 | 0 | 0 | 0
|  |  | HV Regulators upgrade (control box) | 0 | 0 | 0 | 0 | 0 | 0 | 0 | 0 | 0 | 0 | 0 | 0 | 0 | 0 | 0 | 0 | 0 | 0 | 0 | 0 | 0 | 0 | 0 | 0 | 0 | 0 | 0 | 0 | 0 | 0 | 0 | 0 | 0 | 0 | 0 | 0 | 0 | 0 | 0 | 0 | 0 | 0 | 0 | 0 | 0
|  |  | HV Regulators upgrade (close delta) | 0 | 0 | 0 | 0 | 0 | 0 | 0 | 0 | 0 | 648763.1301 | 86841.2638 | 0 | 0 | 0 | 0 | 0 | 0 | 0 | 0 | 0 | 0 | 0 | 0 | 0 | 735604.3939 | 0 | 0 | 0 | 735604.3939 | 0 | 0 | 0 | 0 | 0 | 0 | 0 | 367802.197 | 367802.197 | 0 | 0 | 0 | 0 | 0 | 0 | 0
|  |  | Distribution switchgear (installed) | 0 | 0 | 0 | 0 | 0 | 0 | 0 | 0 | 0 | 1183086.2529 | 0 | 0 | 0 | 0 | 0 | 0 | 0 | 0 | 0 | 0 | 0 | 0 | 0 | 0 | 1183086.2529 | 0 | 0 | 0 | 1183086.2529 | 0 | 0 | 0 | 0 | 0 | 0 | 0 | 591543.1264 | 591543.1264 | 0 | 0 | 0 | 0 | 0 | 0 | 0
|  |  | UG cable replacement | 0 | 0 | 0 | 0 | 0 | 0 | 0 | 0 | 0 | 2538169.4386 | 0 | 0 | 0 | 0 | 0 | 0 | 0 | 0 | 0 | 0 | 0 | 0 | 0 | 0 | 2538169.4386 | 0 | 0 | 0 | 2538169.4386 | 0 | 0 | 0 | 0 | 0 | 0 | 0 | 1269084.7193 | 1269084.7193 | 0 | 0 | 0 | 0 | 0 | 0 | 0
|  |  | Test Sites | 0 | 0 | 0 | 0 | 0 | 0 | 0 | 0 | 0 | 5594.1793 | 9479.7207 | 0 | 0 | 0 | 0 | 0 | 0 | 0 | 0 | 0 | 0 | 0 | 0 | 0 | 15073.9 | 0 | 0 | 0 | 15073.9 | 0 | 0 | 0 | 0 | 0 | 0 | 0 | 7536.95 | 7536.95 | 0 | 0 | 0 | 0 | 0 | 0 | 0
|  |  | HV Customers (total) | 0 | 0 | 0 | 0 | 0 | 0 | 0 | 0 | 0 | 0 | 0 | 0 | 0 | 0 | 0 | 0 | 0 | 0 | 0 | 0 | 0 | 0 | 0 | 0 | 0 | 0 | 0 | 0 | 0 | 0 | 0 | 0 | 0 | 0 | 0 | 0 | 0 | 0 | 0 | 0 | 0 | 0 | 0 | 0 | 0
|  |  | HV Customers (generation signalling) | 0 | 0 | 0 | 0 | 0 | 0 | 0 | 0 | 0 | 0 | 0 | 0 | 0 | 0 | 0 | 0 | 0 | 0 | 0 | 0 | 0 | 0 | 0 | 0 | 0 | 0 | 0 | 0 | 0 | 0 | 0 | 0 | 0 | 0 | 0 | 0 | 0 | 0 | 0 | 0 | 0 | 0 | 0 | 0 | 0
[33 empty] | 0 | 0 | 0 | 0 | 0 | 0 | 0 | 0 | 0 | 0 | 0 | 0 | 0 | 0 | 0 | 0
|  |  | 22kV feeder works | 0 | 0 | 0 | 0 | 0 | 0 | 0 | 0 | 0 | 8568000 | 283992.5669 | 0 | 0 | 0 | 0 | 0 | 0 | 0 | 0 | 0 | 0 | 0 | 0 | 0 | 8851992.5669 | 0 | 0 | 0 | 8851992.5669 | 0 | 0 | 0 | 0 | 0 | 0 | 0 | 4425996.2835 | 4425996.2835 | 0 | 0 | 0 | 0 | 0 | 0 | 0
|  |  | 66kV Line works (Overhead) | 0 | 0 | 0 | 0 | 0 | 0 | 0 | 0 | 0 | 8874000 | 0 | 0 | 0 | 0 | 0 | 0 | 0 | 0 | 0 | 0 | 0 | 0 | 0 | 0 | 8874000 | 0 | 0 | 0 | 8874000 | 0 | 0 | 0 | 0 | 0 | 0 | 0 | 4437000 | 4437000 | 0 | 0 | 0 | 0 | 0 | 0 | 0
|  |  | 3rd phase line extension | 0 | 0 | 0 | 0 | 0 | 0 | 0 | 0 | 0 | 0 | 0 | 0 | 0 | 0 | 0 | 0 | 0 | 0 | 0 | 0 | 0 | 0 | 0 | 0 | 0 | 0 | 0 | 0 | 0 | 0 | 0 | 0 | 0 | 0 | 0 | 0 | 0 | 0 | 0 | 0 | 0 | 0 | 0 | 0 | 0
|  |  | Asset resilience | 0 | 0 | 0 | 0 | 0 | 0 | 0 | 0 | 0 | 601898.4913 | 0 | 0 | 0 | 0 | 0 | 0 | 0 | 0 | 0 | 0 | 0 | 0 | 0 | 0 | 601898.4913 | 0 | 0 | 0 | 601898.4913 | 0 | 0 | 0 | 0 | 0 | 0 | 0 | 300949.2456 | 300949.2456 | 0 | 0 | 0 | 0 | 0 | 0 | 0
|  |  | Distribution Comms | 0 | 0 | 0 | 0 | 0 | 0 | 0 | 0 | 0 | 3366000 | 0 | 0 | 0 | 0 | 0 | 0 | 0 | 0 | 0 | 0 | 0 | 0 | 0 | 0 | 3366000 | 0 | 0 | 0 | 3366000 | 0 | 0 | 0 | 0 | 0 | 0 | 0 | 1683000 | 1683000 | 0 | 0 | 0 | 0 | 0 | 0 | 0
|  |  | Other distribution materials | 0 | 0 | 0 | 0 | 0 | 0 | 0 | 0 | 0 | 1224000 | 0 | 0 | 0 | 0 | 0 | 0 | 0 | 0 | 0 | 0 | 0 | 0 | 0 | 0 | 1224000 | 0 | 0 | 0 | 1224000 | 0 | 0 | 0 | 0 | 0 | 0 | 0 | 612000 | 612000 | 0 | 0 | 0 | 0 | 0 | 0 | 0
Substation
Primary Plant
|  |  | GFN | 0 | 0 | 0 | 0 | 0 | 0 | 0 | 0 | 0 | 2581276.8708 | 1023740.9301 | 0 | 0 | 0 | 0 | 0 | 0 | 0 | 0 | 0 | 0 | 0 | 0 | 0 | 3605017.8008 | 0 | 0 | 0 | 3605017.8008 | 0 | 0 | 0 | 0 | 0 | 0 | 0 | 1802508.9004 | 1802508.9004 | 0 | 0 | 0 | 0 | 0 | 0 | 0
|  |  | GFN enclosure | 0 | 0 | 0 | 0 | 0 | 0 | 0 | 0 | 0 | 0 | 0 | 0 | 0 | 0 | 0 | 0 | 0 | 0 | 0 | 0 | 0 | 0 | 0 | 0 | 0 | 0 | 0 | 0 | 0 | 0 | 0 | 0 | 0 | 0 | 0 | 0 | 0 | 0 | 0 | 0 | 0 | 0 | 0 | 0 | 0
|  |  | Indoor switch room (incl GFN enclosure and switchboard) | 0 | 0 | 0 | 0 | 0 | 0 | 0 | 0 | 0 | 1281303.0825 | 441168.0884 | 0 | 0 | 0 | 0 | 0 | 0 | 0 | 0 | 0 | 0 | 0 | 0 | 0 | 1722471.1708 | 0 | 0 | 0 | 1722471.1708 | 0 | 0 | 0 | 0 | 0 | 0 | 0 | 861235.5854 | 861235.5854 | 0 | 0 | 0 | 0 | 0 | 0 | 0
|  |  | RMU | 0 | 0 | 0 | 0 | 0 | 0 | 0 | 0 | 0 | 0 | 0 | 0 | 0 | 0 | 0 | 0 | 0 | 0 | 0 | 0 | 0 | 0 | 0 | 0 | 0 | 0 | 0 | 0 | 0 | 0 | 0 | 0 | 0 | 0 | 0 | 0 | 0 | 0 | 0 | 0 | 0 | 0 | 0 | 0 | 0
|  |  | 66/22kV transformer | 0 | 0 | 0 | 0 | 0 | 0 | 0 | 0 | 0 | 1509600 | 2532918.2735 | 448800 | 0 | 0 | 0 | 0 | 0 | 0 | 0 | 0 | 0 | 0 | 0 | 0 | 4491318.2735 | 0 | 0 | 0 | 4491318.2735 | 0 | 0 | 0 | 0 | 0 | 0 | 0 | 2245659.1367 | 2245659.1367 | 0 | 0 | 0 | 0 | 0 | 0 | 0
|  |  | 66kV circuit breaker | 0 | 0 | 0 | 0 | 0 | 0 | 0 | 0 | 0 | 379440 | 438375.2111 | 146880 | 0 | 0 | 0 | 0 | 0 | 0 | 0 | 0 | 0 | 0 | 0 | 0 | 964695.2111 | 0 | 0 | 0 | 964695.2111 | 0 | 0 | 0 | 0 | 0 | 0 | 0 | 482347.6056 | 482347.6056 | 0 | 0 | 0 | 0 | 0 | 0 | 0
|  |  | 66kV bus extension | 0 | 0 | 0 | 0 | 0 | 0 | 0 | 0 | 0 | 0 | 0 | 0 | 0 | 0 | 0 | 0 | 0 | 0 | 0 | 0 | 0 | 0 | 0 | 0 | 0 | 0 | 0 | 0 | 0 | 0 | 0 | 0 | 0 | 0 | 0 | 0 | 0 | 0 | 0 | 0 | 0 | 0 | 0 | 0 | 0
|  |  | Station service transformer (500kVA) | 0 | 0 | 0 | 0 | 0 | 0 | 0 | 0 | 0 | 146344.9614 | 0 | 0 | 0 | 0 | 0 | 0 | 0 | 0 | 0 | 0 | 0 | 0 | 0 | 0 | 146344.9614 | 0 | 0 | 0 | 146344.9614 | 0 | 0 | 0 | 0 | 0 | 0 | 0 | 73172.4807 | 73172.4807 | 0 | 0 | 0 | 0 | 0 | 0 | 0
|  |  | Station service transformer (750kVA) | 0 | 0 | 0 | 0 | 0 | 0 | 0 | 0 | 0 | 0 | 0 | 0 | 0 | 0 | 0 | 0 | 0 | 0 | 0 | 0 | 0 | 0 | 0 | 0 | 0 | 0 | 0 | 0 | 0 | 0 | 0 | 0 | 0 | 0 | 0 | 0 | 0 | 0 | 0 | 0 | 0 | 0 | 0 | 0 | 0
|  |  | Cap bank | 0 | 0 | 0 | 0 | 0 | 0 | 0 | 0 | 0 | 344183.8486 | 0 | 0 | 0 | 0 | 0 | 0 | 0 | 0 | 0 | 0 | 0 | 0 | 0 | 0 | 344183.8486 | 0 | 0 | 0 | 344183.8486 | 0 | 0 | 0 | 0 | 0 | 0 | 0 | 172091.9243 | 172091.9243 | 0 | 0 | 0 | 0 | 0 | 0 | 0
|  |  | AC board (Including change over) | 0 | 0 | 0 | 0 | 0 | 0 | 0 | 0 | 0 | 0 | 0 | 0 | 0 | 0 | 0 | 0 | 0 | 0 | 0 | 0 | 0 | 0 | 0 | 0 | 0 | 0 | 0 | 0 | 0 | 0 | 0 | 0 | 0 | 0 | 0 | 0 | 0 | 0 | 0 | 0 | 0 | 0 | 0 | 0 | 0
|  |  | Control room | 0 | 0 | 0 | 0 | 0 | 0 | 0 | 0 | 0 | 935507.8479 | 0 | 0 | 0 | 0 | 0 | 0 | 0 | 0 | 0 | 0 | 0 | 0 | 0 | 0 | 935507.8479 | 0 | 0 | 0 | 935507.8479 | 0 | 0 | 0 | 0 | 0 | 0 | 0 | 467753.924 | 467753.924 | 0 | 0 | 0 | 0 | 0 | 0 | 0
|  |  | 22kV circuit breaker (outdoor) | 0 | 0 | 0 | 0 | 0 | 0 | 0 | 0 | 0 | 0 | 0 | 0 | 0 | 0 | 0 | 0 | 0 | 0 | 0 | 0 | 0 | 0 | 0 | 0 | 0 | 0 | 0 | 0 | 0 | 0 | 0 | 0 | 0 | 0 | 0 | 0 | 0 | 0 | 0 | 0 | 0 | 0 | 0 | 0 | 0
|  |  | Voltage transformer | 0 | 0 | 0 | 0 | 0 | 0 | 0 | 0 | 0 | 0 | 0 | 0 | 0 | 0 | 0 | 0 | 0 | 0 | 0 | 0 | 0 | 0 | 0 | 0 | 0 | 0 | 0 | 0 | 0 | 0 | 0 | 0 | 0 | 0 | 0 | 0 | 0 | 0 | 0 | 0 | 0 | 0 | 0 | 0 | 0
|  |  | Current transformer (post type) | 0 | 0 | 0 | 0 | 0 | 0 | 0 | 0 | 0 | 0 | 0 | 0 | 0 | 0 | 0 | 0 | 0 | 0 | 0 | 0 | 0 | 0 | 0 | 0 | 0 | 0 | 0 | 0 | 0 | 0 | 0 | 0 | 0 | 0 | 0 | 0 | 0 | 0 | 0 | 0 | 0 | 0 | 0 | 0 | 0
|  |  | Current transformer (core balance type) | 0 | 0 | 0 | 0 | 0 | 0 | 0 | 0 | 0 | 0 | 0 | 0 | 0 | 0 | 0 | 0 | 0 | 0 | 0 | 0 | 0 | 0 | 0 | 0 | 0 | 0 | 0 | 0 | 0 | 0 | 0 | 0 | 0 | 0 | 0 | 0 | 0 | 0 | 0 | 0 | 0 | 0 | 0 | 0 | 0
[33 empty] | 0 | 0 | 0 | 0 | 0 | 0 | 0 | 0 | 0 | 0 | 0 | 0 | 0 | 0 | 0 | 0
|  |  | Other primary materials | 0 | 0 | 0 | 0 | 0 | 0 | 0 | 0 | 0 | 407905 | 0 | 0 | 0 | 0 | 0 | 0 | 0 | 0 | 0 | 0 | 0 | 0 | 0 | 0 | 407905 | 0 | 0 | 0 | 407905 | 0 | 0 | 0 | 0 | 0 | 0 | 0 | 203952.5 | 203952.5 | 0 | 0 | 0 | 0 | 0 | 0 | 0
|  |  | SCADA / Protection & Control/ Comms | 0 | 0 | 0 | 0 | 0 | 0 | 0 | 0 | 0 | 2337900.7575 | 0 | 0 | 0 | 0 | 0 | 0 | 0 | 0 | 0 | 0 | 0 | 0 | 0 | 0 | 2337900.7575 | 0 | 0 | 0 | 2337900.7575 | 0 | 0 | 0 | 0 | 0 | 0 | 0 | 1168950.3788 | 1168950.3788 | 0 | 0 | 0 | 0 | 0 | 0 | 0
|  |  | Commissioning | 0 | 0 | 0 | 0 | 0 | 0 | 0 | 0 | 0 | 0 | 219101 | 0 | 0 | 0 | 0 | 0 | 0 | 0 | 0 | 0 | 0 | 0 | 0 | 0 | 219101 | 0 | 0 | 0 | 219101 | 0 | 0 | 0 | 0 | 0 | 0 | 0 | 109550.5 | 109550.5 | 0 | 0 | 0 | 0 | 0 | 0 | 0
|  |  | ESV observed compliance | 0 | 0 | 0 | 0 | 0 | 0 | 0 | 0 | 0 | 0 | 48045.3536 | 0 | 0 | 0 | 0 | 0 | 0 | 0 | 0 | 0 | 0 | 0 | 0 | 0 | 48045.3536 | 0 | 0 | 0 | 48045.3536 | 0 | 0 | 0 | 0 | 0 | 0 | 0 | 24022.6768 | 24022.6768 | 0 | 0 | 0 | 0 | 0 | 0 | 0
|  |  | Construction delivery & site control | 0 | 0 | 0 | 0 | 0 | 0 | 0 | 0 | 0 | 0 | 152914.1449 | 0 | 0 | 0 | 0 | 0 | 0 | 0 | 0 | 0 | 0 | 0 | 0 | 0 | 152914.1449 | 0 | 0 | 0 | 152914.1449 | 0 | 0 | 0 | 0 | 0 | 0 | 0 | 76457.0724 | 76457.0724 | 0 | 0 | 0 | 0 | 0 | 0 | 0
Contracts
|  |  | Traffic control | 0 | 0 | 0 | 0 | 0 | 0 | 0 | 0 | 0 | 0 | 0 | 660212 | 0 | 0 | 0 | 0 | 0 | 0 | 0 | 0 | 0 | 0 | 0 | 0 | 660212 | 0 | 0 | 0 | 660212 | 0 | 0 | 0 | 0 | 0 | 0 | 0 | 330106 | 330106 | 0 | 0 | 0 | 0 | 0 | 0 | 0
|  |  | Line survey | 0 | 0 | 0 | 0 | 0 | 0 | 0 | 0 | 0 | 0 | 0 | 40626.1578 | 0 | 0 | 0 | 0 | 0 | 0 | 0 | 0 | 0 | 0 | 0 | 0 | 40626.1578 | 0 | 0 | 0 | 40626.1578 | 0 | 0 | 0 | 0 | 0 | 0 | 0 | 20313.0789 | 20313.0789 | 0 | 0 | 0 | 0 | 0 | 0 | 0
|  |  | Civil works | 0 | 0 | 0 | 0 | 0 | 0 | 0 | 0 | 0 | 0 | 0 | 1989166 | 0 | 0 | 0 | 0 | 0 | 0 | 0 | 0 | 0 | 0 | 0 | 0 | 1989166 | 0 | 0 | 0 | 1989166 | 0 | 0 | 0 | 0 | 0 | 0 | 0 | 994583 | 994583 | 0 | 0 | 0 | 0 | 0 | 0 | 0
|  |  | Mob/Demob | 0 | 0 | 0 | 0 | 0 | 0 | 0 | 0 | 0 | 0 | 0 | 40800 | 0 | 0 | 0 | 0 | 0 | 0 | 0 | 0 | 0 | 0 | 0 | 0 | 40800 | 0 | 0 | 0 | 40800 | 0 | 0 | 0 | 0 | 0 | 0 | 0 | 20400 | 20400 | 0 | 0 | 0 | 0 | 0 | 0 | 0
|  |  | Other | 0 | 0 | 0 | 0 | 0 | 0 | 0 | 0 | 0 | 0 | 0 | 960500 | 0 | 0 | 0 | 0 | 0 | 0 | 0 | 0 | 0 | 0 | 0 | 0 | 960500 | 0 | 0 | 0 | 960500 | 0 | 0 | 0 | 0 | 0 | 0 | 0 | 480250 | 480250 | 0 | 0 | 0 | 0 | 0 | 0 | 0
|  | Total construction |  | 0 | 0 | 0 | 0 | 0 | 0 | 0 | 2092376.1853 | 0 | 39083777.9801 | 6874029.0999 | 4286984.1578 | 0 | 0 | 0 | 0 | 0 | 0 | 0 | 0 | 0 | 0 | 0 | 2092376.1853 | 50244791.2378 | 0 | 0 | 0 | 52337167.4231 | 0 | 0 | 0 | 0 | 0 | 1046188.0927 | 1046188.0927 | 25122395.6189 | 25122395.6189 | 0 | 0 | 0 | 0 | 0 | 0 | 0 | TRUE

## Tot_cost
Powercor REFCLs
Costs: |  |  | TOTAL
(real 2021 dollars)
[29 empty] | 2019 | 2019 | 2020 | 2020 | 2021 | 2021 | 2022 | 2022 | 2023 | 2023 | 2024 | 2024 | 2025 | 2025 | 2026 | 2026
|  |  |  | Capex Flag | 2019 | 2019 | 2019 | 2020 | 2020 | 2020 | 2021 | 2021 | 2021 | 2022 | 2022 | 2022 | 2023 | 2023 | 2023 | 2024 | 2024 | 2024 | 2025 | 2025 | 2025 | 2026 | 2026 | 2026 | 2019/20 | 2020/21 | 2020/21 | 2020/21 | 2020/21 | 2021/22 | 2021/22 | 2022/23 | 2022/23 | 2023/24 | 2023/24 | 2024/25 | 2024/25 | 2025/26 | 2025/26 | 2026/27 | Total
[5 empty] | Materials | Labour | Contracts | Materials | Labour | Contracts | Materials | Labour | Contracts | Materials | Labour | Contracts | Materials | Labour | Contracts | Materials | Labour | Contracts | Materials | Labour | Contracts | Materials | Labour | Contracts | 2019H1 | 2019H2 | 2020H1 | 2020H2 | 2021H1 | 2021H2 | 2022H1 | 2022H2 | 2023H1 | 2023H2 | 2024H1 | 2024H2 | 2025H1 | 2025H2 | 2026H1 | 2026H2
Design & Procurement
| Design & Procurement |  | Design & Procurement | TRUE | 0 | 0 | 0 | 0 | 0 | 0 | 0 | 2355047.9004 | 0 | 0 | 1313358.5755 | 0 | 0 | 1283215.9197 | 0 | 0 | 1020544.2046 | 0 | 0 | 0 | 0 | 0 | 0 | 0 | 0 | 0 | 0 | 0 | 131335.8575 | 1177523.9502 | 1702867.3804 | 656679.2877 | 641607.9598 | 641607.9598 | 510272.1023 | 510272.1023 | 0 | 0 | 0 | 0 | 5972166.6001
Feeder works
| Feeder works |  | Surge arrestor sites (single phase) | TRUE | 0 | 0 | 0 | 0 | 0 | 0 | 0 | 0 | 0 | 367528.4483 | 1027292.8926 | 0 | 0 | 0 | 0 | 0 | 0 | 0 | 0 | 0 | 0 | 0 | 0 | 0 | 0 | 0 | 0 | 0 | 0 | 0 | 457282.6945 | 697410.6704 | 240127.9759 | 0 | 0 | 0 | 0 | 0 | 0 | 0 | 1394821.3409
| Feeder works |  | Surge arrestor sites (three phase) | TRUE | 0 | 0 | 0 | 0 | 0 | 0 | 0 | 0 | 0 | 1137167.6014 | 2146809.2216 | 0 | 0 | 0 | 0 | 0 | 0 | 0 | 0 | 0 | 0 | 0 | 0 | 0 | 0 | 0 | 0 | 0 | 0 | 0 | 843430.7886 | 1641988.4115 | 798557.6229 | 0 | 0 | 0 | 0 | 0 | 0 | 0 | 3283976.823
| Feeder works |  | ACRs | TRUE | 0 | 0 | 0 | 0 | 0 | 0 | 0 | 0 | 0 | 81310.3478 | 39326.2456 | 0 | 0 | 0 | 0 | 0 | 0 | 0 | 0 | 0 | 0 | 0 | 0 | 0 | 0 | 0 | 0 | 0 | 0 | 0 | 0 | 60318.2967 | 60318.2967 | 0 | 0 | 0 | 0 | 0 | 0 | 0 | 120636.5934
| Feeder works |  | ACR/gas switch control box replacement | TRUE | 0 | 0 | 0 | 0 | 0 | 0 | 0 | 0 | 0 | 47056.255 | 37999.8135 | 0 | 0 | 0 | 0 | 0 | 0 | 0 | 0 | 0 | 0 | 0 | 0 | 0 | 0 | 0 | 0 | 0 | 0 | 0 | 0 | 42528.0342 | 42528.0342 | 0 | 0 | 0 | 0 | 0 | 0 | 0 | 85056.0685
| Feeder works |  | Admittance balancing units (single phase) | TRUE | 0 | 0 | 0 | 0 | 0 | 0 | 0 | 0 | 0 | 212173.0699 | 16791.6728 | 0 | 0 | 0 | 0 | 0 | 0 | 0 | 0 | 0 | 0 | 0 | 0 | 0 | 0 | 0 | 0 | 0 | 0 | 0 | 0 | 114482.3713 | 114482.3713 | 0 | 0 | 0 | 0 | 0 | 0 | 0 | 228964.7426
| Feeder works |  | Admittance balancing units (three phase) | TRUE | 0 | 0 | 0 | 0 | 0 | 0 | 0 | 0 | 0 | 704915.6747 | 63944.0468 | 0 | 0 | 0 | 0 | 0 | 0 | 0 | 0 | 0 | 0 | 0 | 0 | 0 | 0 | 0 | 0 | 0 | 0 | 0 | 0 | 384429.8608 | 384429.8608 | 0 | 0 | 0 | 0 | 0 | 0 | 0 | 768859.7216
| Feeder works |  | Re-phasing | TRUE | 0 | 0 | 0 | 0 | 0 | 0 | 0 | 0 | 0 | 6614.7763 | 31418.5029 | 0 | 0 | 0 | 0 | 0 | 0 | 0 | 0 | 0 | 0 | 0 | 0 | 0 | 0 | 0 | 0 | 0 | 0 | 0 | 0 | 19016.6396 | 19016.6396 | 0 | 0 | 0 | 0 | 0 | 0 | 0 | 38033.2792
| Feeder works |  | Fusesavers | TRUE | 0 | 0 | 0 | 0 | 0 | 0 | 0 | 0 | 0 | 426360.3295 | 42974.7339 | 0 | 0 | 0 | 0 | 0 | 0 | 0 | 0 | 0 | 0 | 0 | 0 | 0 | 0 | 0 | 0 | 0 | 0 | 0 | 0 | 234667.5317 | 234667.5317 | 0 | 0 | 0 | 0 | 0 | 0 | 0 | 469335.0634
| Feeder works |  | HV Regulators upgrade (control box) | TRUE | 0 | 0 | 0 | 0 | 0 | 0 | 0 | 0 | 0 | 0 | 0 | 0 | 0 | 0 | 0 | 0 | 0 | 0 | 0 | 0 | 0 | 0 | 0 | 0 | 0 | 0 | 0 | 0 | 0 | 0 | 0 | 0 | 0 | 0 | 0 | 0 | 0 | 0 | 0 | 0 | 0
| Feeder works |  | HV Regulators upgrade (close delta) | TRUE | 0 | 0 | 0 | 0 | 0 | 0 | 0 | 0 | 0 | 648763.1301 | 86841.2638 | 0 | 0 | 0 | 0 | 0 | 0 | 0 | 0 | 0 | 0 | 0 | 0 | 0 | 0 | 0 | 0 | 0 | 0 | 0 | 0 | 367802.197 | 367802.197 | 0 | 0 | 0 | 0 | 0 | 0 | 0 | 735604.3939
| Feeder works |  | Distribution switchgear (installed) | TRUE | 0 | 0 | 0 | 0 | 0 | 0 | 0 | 0 | 0 | 1183086.2529 | 0 | 0 | 0 | 0 | 0 | 0 | 0 | 0 | 0 | 0 | 0 | 0 | 0 | 0 | 0 | 0 | 0 | 0 | 0 | 0 | 0 | 591543.1264 | 591543.1264 | 0 | 0 | 0 | 0 | 0 | 0 | 0 | 1183086.2529
| Feeder works |  | UG cable replacement | TRUE | 0 | 0 | 0 | 0 | 0 | 0 | 0 | 0 | 0 | 2538169.4386 | 0 | 0 | 0 | 0 | 0 | 283805.7516 | 0 | 0 | 0 | 0 | 0 | 0 | 0 | 0 | 0 | 0 | 0 | 0 | 0 | 0 | 0 | 1269084.7193 | 1269084.7193 | 0 | 141902.8758 | 141902.8758 | 0 | 0 | 0 | 0 | 2821975.1902
| Feeder works |  | Test Sites | TRUE | 0 | 0 | 0 | 0 | 0 | 0 | 0 | 0 | 0 | 5594.1793 | 9479.7207 | 0 | 0 | 0 | 0 | 0 | 0 | 0 | 0 | 0 | 0 | 0 | 0 | 0 | 0 | 0 | 0 | 0 | 0 | 0 | 0 | 7536.95 | 7536.95 | 0 | 0 | 0 | 0 | 0 | 0 | 0 | 15073.9
| Feeder works |  | HV Customers (total) | TRUE | 0 | 0 | 0 | 0 | 0 | 0 | 0 | 0 | 0 | 0 | 0 | 0 | 0 | 0 | 0 | 0 | 0 | 0 | 0 | 0 | 0 | 0 | 0 | 0 | 0 | 0 | 0 | 0 | 0 | 0 | 0 | 0 | 0 | 0 | 0 | 0 | 0 | 0 | 0 | 0 | 0
| Feeder works |  | HV Customers (generation signalling) | TRUE | 0 | 0 | 0 | 0 | 0 | 0 | 0 | 0 | 0 | 0 | 0 | 0 | 0 | 0 | 0 | 0 | 0 | 0 | 0 | 0 | 0 | 0 | 0 | 0 | 0 | 0 | 0 | 0 | 0 | 0 | 0 | 0 | 0 | 0 | 0 | 0 | 0 | 0 | 0 | 0 | 0
Feeder works
| Feeder works |  | 22kV feeder works | TRUE | 0 | 0 | 0 | 0 | 0 | 0 | 0 | 0 | 0 | 15912000 | 283992.5669 | 0 | 918000 | 0 | 0 | 1530000 | 489337.4806 | 0 | 0 | 0 | 0 | 0 | 0 | 0 | 0 | 0 | 0 | 0 | 0 | 0 | 3672000 | 8097996.2835 | 4884996.2835 | 459000 | 1009668.7403 | 1009668.7403 | 0 | 0 | 0 | 0 | 19133330.0476
| Feeder works |  | 66kV Line works (Overhead) | TRUE | 0 | 0 | 0 | 0 | 0 | 0 | 0 | 0 | 0 | 8874000 | 0 | 0 | 0 | 0 | 0 | 0 | 0 | 0 | 0 | 0 | 0 | 0 | 0 | 0 | 0 | 0 | 0 | 0 | 0 | 0 | 0 | 4437000 | 4437000 | 0 | 0 | 0 | 0 | 0 | 0 | 0 | 8874000
| Feeder works |  | 3rd phase line extension | TRUE | 0 | 0 | 0 | 0 | 0 | 0 | 0 | 0 | 0 | 0 | 0 | 0 | 0 | 0 | 0 | 0 | 0 | 0 | 0 | 0 | 0 | 0 | 0 | 0 | 0 | 0 | 0 | 0 | 0 | 0 | 0 | 0 | 0 | 0 | 0 | 0 | 0 | 0 | 0 | 0 | 0
| Feeder works |  | Asset resilience | TRUE | 0 | 0 | 0 | 0 | 0 | 0 | 0 | 0 | 0 | 6140285.214 | 0 | 0 | 0 | 0 | 0 | 0 | 0 | 0 | 0 | 0 | 0 | 0 | 0 | 0 | 0 | 0 | 0 | 0 | 0 | 0 | 2769193.3614 | 3070142.607 | 300949.2456 | 0 | 0 | 0 | 0 | 0 | 0 | 0 | 6140285.214
| Feeder works |  | Distribution Comms | TRUE | 0 | 0 | 0 | 0 | 0 | 0 | 0 | 0 | 0 | 3366000 | 0 | 0 | 0 | 0 | 0 | 0 | 0 | 0 | 0 | 0 | 0 | 0 | 0 | 0 | 0 | 0 | 0 | 0 | 0 | 0 | 0 | 1683000 | 1683000 | 0 | 0 | 0 | 0 | 0 | 0 | 0 | 3366000
| Feeder works |  | Other distribution materials | TRUE | 0 | 0 | 0 | 0 | 0 | 0 | 0 | 0 | 0 | 12240000 | 0 | 0 | 0 | 0 | 0 | 1224000 | 299998.4434 | 0 | 0 | 0 | 0 | 0 | 0 | 0 | 0 | 0 | 0 | 0 | 0 | 0 | 5508000 | 6120000 | 612000 | 0 | 761999.2217 | 761999.2217 | 0 | 0 | 0 | 0 | 13763998.4434
Substation
| Substation | Primary Plant
| Substation |  | GFN | TRUE | 0 | 0 | 0 | 0 | 0 | 0 | 0 | 0 | 0 | 10325107.483 | 4006409.5531 | 0 | 3871915.3061 | 1504776.5515 | 0 | 1290638.4354 | 503832.5572 | 0 | 0 | 0 | 0 | 0 | 0 | 0 | 0 | 0 | 0 | 0 | 0 | 0 | 5363249.6176 | 7165758.5181 | 4490854.8292 | 2688345.9288 | 897235.4963 | 897235.4963 | 0 | 0 | 0 | 0 | 21502679.8863
| Substation |  | GFN enclosure | TRUE | 0 | 0 | 0 | 0 | 0 | 0 | 0 | 0 | 0 | 806649.5253 | 0 | 0 | 0 | 0 | 0 | 161329.9051 | 0 | 0 | 0 | 0 | 0 | 0 | 0 | 0 | 0 | 0 | 0 | 0 | 0 | 0 | 403324.7627 | 403324.7627 | 0 | 0 | 80664.9525 | 80664.9525 | 0 | 0 | 0 | 0 | 967979.4304
| Substation |  | Indoor switch room (incl GFN enclosure and switchboard) | TRUE | 0 | 0 | 0 | 0 | 0 | 0 | 0 | 0 | 0 | 1281303.0825 | 441168.0884 | 0 | 1281303.0825 | 428447.659 | 0 | 0 | 0 | 0 | 0 | 0 | 0 | 0 | 0 | 0 | 0 | 0 | 0 | 0 | 0 | 0 | 0 | 861235.5854 | 1716110.9561 | 854875.3707 | 0 | 0 | 0 | 0 | 0 | 0 | 3432221.9123
| Substation |  | RMU | TRUE | 0 | 0 | 0 | 0 | 0 | 0 | 0 | 0 | 0 | 446243.5502 | 0 | 0 | 223121.7751 | 0 | 0 | 74373.925 | 0 | 0 | 0 | 0 | 0 | 0 | 0 | 0 | 0 | 0 | 0 | 0 | 0 | 0 | 223121.7751 | 223121.7751 | 111560.8876 | 111560.8876 | 37186.9625 | 37186.9625 | 0 | 0 | 0 | 0 | 743739.2504
| Substation |  | 66/22kV transformer | TRUE | 0 | 0 | 0 | 0 | 0 | 0 | 0 | 0 | 0 | 1509600 | 2532918.2735 | 448800 | 454800 | 1229942.6605 | 224400 | 754800 | 1289544.0938 | 224400 | 0 | 0 | 0 | 0 | 0 | 0 | 0 | 0 | 0 | 0 | 0 | 0 | 0 | 2245659.1367 | 3200230.467 | 954571.3302 | 1134372.0469 | 1134372.0469 | 0 | 0 | 0 | 0 | 8669205.0277
| Substation |  | 66kV circuit breaker | TRUE | 0 | 0 | 0 | 0 | 0 | 0 | 0 | 0 | 0 | 379440 | 438375.2111 | 146880 | 94860 | 106433.8276 | 36720 | 94860 | 109261.5851 | 36720 | 0 | 0 | 0 | 0 | 0 | 0 | 0 | 0 | 0 | 0 | 0 | 0 | 0 | 482347.6056 | 601354.5193 | 119006.9138 | 120420.7925 | 120420.7925 | 0 | 0 | 0 | 0 | 1443550.6238
| Substation |  | 66kV bus extension | TRUE | 0 | 0 | 0 | 0 | 0 | 0 | 0 | 0 | 0 | 0 | 0 | 0 | 0 | 0 | 0 | 208080 | 0 | 0 | 0 | 0 | 0 | 0 | 0 | 0 | 0 | 0 | 0 | 0 | 0 | 0 | 0 | 0 | 0 | 0 | 104040 | 104040 | 0 | 0 | 0 | 0 | 208080
| Substation |  | Station service transformer (500kVA) | TRUE | 0 | 0 | 0 | 0 | 0 | 0 | 0 | 0 | 0 | 146344.9614 | 0 | 0 | 0 | 0 | 0 | 0 | 0 | 0 | 0 | 0 | 0 | 0 | 0 | 0 | 0 | 0 | 0 | 0 | 0 | 0 | 0 | 73172.4807 | 73172.4807 | 0 | 0 | 0 | 0 | 0 | 0 | 0 | 146344.9614
| Substation |  | Station service transformer (750kVA) | TRUE | 0 | 0 | 0 | 0 | 0 | 0 | 0 | 0 | 0 | 351704.701 | 0 | 0 | 0 | 0 | 0 | 0 | 0 | 0 | 0 | 0 | 0 | 0 | 0 | 0 | 0 | 0 | 0 | 0 | 0 | 0 | 175852.3505 | 175852.3505 | 0 | 0 | 0 | 0 | 0 | 0 | 0 | 0 | 351704.701
| Substation |  | Cap bank | TRUE | 0 | 0 | 0 | 0 | 0 | 0 | 0 | 0 | 0 | 344183.8486 | 0 | 0 | 0 | 0 | 0 | 0 | 0 | 0 | 0 | 0 | 0 | 0 | 0 | 0 | 0 | 0 | 0 | 0 | 0 | 0 | 0 | 172091.9243 | 172091.9243 | 0 | 0 | 0 | 0 | 0 | 0 | 0 | 344183.8486
| Substation |  | AC board (Including change over) | TRUE | 0 | 0 | 0 | 0 | 0 | 0 | 0 | 0 | 0 | 107553.9708 | 0 | 0 | 0 | 0 | 0 | 0 | 0 | 0 | 0 | 0 | 0 | 0 | 0 | 0 | 0 | 0 | 0 | 0 | 0 | 0 | 53776.9854 | 53776.9854 | 0 | 0 | 0 | 0 | 0 | 0 | 0 | 0 | 107553.9708
| Substation |  | Control room | TRUE | 0 | 0 | 0 | 0 | 0 | 0 | 0 | 0 | 0 | 935507.8479 | 0 | 0 | 0 | 0 | 0 | 0 | 0 | 0 | 0 | 0 | 0 | 0 | 0 | 0 | 0 | 0 | 0 | 0 | 0 | 0 | 0 | 467753.924 | 467753.924 | 0 | 0 | 0 | 0 | 0 | 0 | 0 | 935507.8479
| Substation |  | 22kV circuit breaker (outdoor) | TRUE | 0 | 0 | 0 | 0 | 0 | 0 | 0 | 0 | 0 | 0 | 0 | 0 | 305534.7609 | 293792.6804 | 0 | 305534.7609 | 296507.1376 | 0 | 0 | 0 | 0 | 0 | 0 | 0 | 0 | 0 | 0 | 0 | 0 | 0 | 0 | 0 | 299663.7207 | 299663.7207 | 301020.9492 | 301020.9492 | 0 | 0 | 0 | 0 | 1201369.3398
| Substation |  | Voltage transformer | TRUE | 0 | 0 | 0 | 0 | 0 | 0 | 0 | 0 | 0 | 0 | 0 | 0 | 0 | 0 | 0 | 18391.6638 | 0 | 0 | 0 | 0 | 0 | 0 | 0 | 0 | 0 | 0 | 0 | 0 | 0 | 0 | 0 | 0 | 0 | 0 | 9195.8319 | 9195.8319 | 0 | 0 | 0 | 0 | 18391.6638
| Substation |  | Current transformer (post type) | TRUE | 0 | 0 | 0 | 0 | 0 | 0 | 0 | 0 | 0 | 305879.5323 | 0 | 0 | 76469.8831 | 0 | 0 | 0 | 0 | 0 | 0 | 0 | 0 | 0 | 0 | 0 | 0 | 0 | 0 | 0 | 0 | 0 | 152939.7661 | 152939.7661 | 38234.9415 | 38234.9415 | 0 | 0 | 0 | 0 | 0 | 0 | 382349.4154
| Substation |  | Current transformer (core balance type) | TRUE | 0 | 0 | 0 | 0 | 0 | 0 | 0 | 0 | 0 | 10406.2109 | 0 | 0 | 5203.1054 | 0 | 0 | 10406.2109 | 0 | 0 | 0 | 0 | 0 | 0 | 0 | 0 | 0 | 0 | 0 | 0 | 0 | 0 | 5203.1054 | 5203.1054 | 2601.5527 | 2601.5527 | 5203.1054 | 5203.1054 | 0 | 0 | 0 | 0 | 26015.5272
| Substation |  | Other primary materials | TRUE | 0 | 0 | 0 | 0 | 0 | 0 | 0 | 0 | 0 | 407905 | 0 | 0 | 0 | 0 | 0 | 0 | 0 | 0 | 0 | 0 | 0 | 0 | 0 | 0 | 0 | 0 | 0 | 0 | 0 | 0 | 0 | 203952.5 | 203952.5 | 0 | 0 | 0 | 0 | 0 | 0 | 0 | 407905
| Substation |  | SCADA / Protection & Control/ Comms | TRUE | 0 | 0 | 0 | 0 | 0 | 0 | 0 | 0 | 0 | 5044164.7575 | 0 | 0 | 1107108 | 0 | 0 | 615060 | 0 | 0 | 0 | 0 | 0 | 0 | 0 | 0 | 0 | 0 | 0 | 0 | 0 | 0 | 1353132 | 2522082.3788 | 1722504.3788 | 553554 | 307530 | 307530 | 0 | 0 | 0 | 0 | 6766332.7575
| Substation |  | Commissioning | TRUE | 0 | 0 | 0 | 0 | 0 | 0 | 0 | 0 | 0 | 0 | 219101 | 0 | 0 | 0 | 0 | 0 | 0 | 0 | 0 | 0 | 0 | 0 | 0 | 0 | 0 | 0 | 0 | 0 | 0 | 0 | 0 | 109550.5 | 109550.5 | 0 | 0 | 0 | 0 | 0 | 0 | 0 | 219101
| Substation |  | ESV observed compliance | TRUE | 0 | 0 | 0 | 0 | 0 | 0 | 0 | 0 | 0 | 0 | 86481.6364 | 0 | 0 | 9609.0707 | 0 | 0 | 0 | 0 | 0 | 0 | 0 | 0 | 0 | 0 | 0 | 0 | 0 | 0 | 0 | 0 | 19218.1414 | 43240.8182 | 28827.2121 | 4804.5354 | 0 | 0 | 0 | 0 | 0 | 0 | 96090.7071
| Substation |  | Construction delivery & site control | TRUE | 0 | 0 | 0 | 0 | 0 | 0 | 0 | 0 | 0 | 0 | 152914.1449 | 0 | 0 | 0 | 0 | 0 | 0 | 0 | 0 | 0 | 0 | 0 | 0 | 0 | 0 | 0 | 0 | 0 | 0 | 0 | 0 | 76457.0724 | 76457.0724 | 0 | 0 | 0 | 0 | 0 | 0 | 0 | 152914.1449
Contracts
| Contracts |  | Traffic control | TRUE | 0 | 0 | 0 | 0 | 0 | 0 | 0 | 0 | 0 | 0 | 0 | 660212 | 0 | 0 | 0 | 0 | 0 | 0 | 0 | 0 | 0 | 0 | 0 | 0 | 0 | 0 | 0 | 0 | 0 | 0 | 0 | 330106 | 330106 | 0 | 0 | 0 | 0 | 0 | 0 | 0 | 660212
| Contracts |  | Line survey | TRUE | 0 | 0 | 0 | 0 | 0 | 0 | 0 | 0 | 0 | 0 | 0 | 81426.1578 | 0 | 0 | 40800 | 0 | 0 | 16320 | 0 | 0 | 0 | 0 | 0 | 0 | 0 | 0 | 0 | 0 | 0 | 0 | 20400 | 40713.0789 | 40713.0789 | 20400 | 8160 | 8160 | 0 | 0 | 0 | 0 | 138546.1578
| Contracts |  | Civil works | TRUE | 0 | 0 | 0 | 0 | 0 | 0 | 0 | 0 | 0 | 0 | 0 | 3989166 | 0 | 0 | 0 | 0 | 0 | 0 | 0 | 0 | 0 | 0 | 0 | 0 | 0 | 0 | 0 | 0 | 0 | 0 | 1000000 | 1994583 | 994583 | 0 | 0 | 0 | 0 | 0 | 0 | 0 | 3989166
| Contracts |  | Mob/Demob | TRUE | 0 | 0 | 0 | 0 | 0 | 0 | 0 | 0 | 0 | 0 | 0 | 163200 | 0 | 0 | 122400 | 0 | 0 | 40800 | 0 | 0 | 0 | 0 | 0 | 0 | 0 | 0 | 0 | 0 | 0 | 0 | 61200 | 81600 | 81600 | 61200 | 20400 | 20400 | 0 | 0 | 0 | 0 | 326400
| Contracts |  | Other | TRUE | 0 | 0 | 0 | 0 | 0 | 0 | 0 | 0 | 0 | 0 | 0 | 960500 | 0 | 0 | 0 | 0 | 0 | 300000 | 0 | 0 | 0 | 0 | 0 | 0 | 0 | 0 | 0 | 0 | 0 | 0 | 0 | 480250 | 480250 | 0 | 150000 | 150000 | 0 | 0 | 0 | 0 | 1260500
Other
| PMO costs |  | PMO costs | TRUE | [40 empty] | 0
|  |  | Test trailer | TRUE | [40 empty] | 0
|  |  | Labour & other costs associated with spare GFN | TRUE | [40 empty] | 0
|  | Total project cost |  |  | 0 | 0 | 0 | 0 | 0 | 0 | 0 | 2355047.9004 | 0 | 76293019.1891 | 12977597.164 | 6450184.1578 | 8338315.9131 | 4856218.3693 | 424320 | 6571280.6527 | 4009025.5022 | 618240 | 0 | 0 | 0 | 0 | 0 | 0 | 0 | 0 | 0 | 0 | 131335.8575 | 1177523.9502 | 23784192.7292 | 47860400.2554 | 31931822.7601 | 6809427.1412 | 5599273.0775 | 5599273.0775 |  |  | 0 | 0 | 122893248.8487
|  |  | check | TRUE | [40 empty] | TRUE

## Total_CY
Powercor REFCLs
Costs: |  |  | Total by calendar year
(real 2021 dollars) | [12 empty] | TRUE
[5 empty] | 2019 | 2020 | 2021 | 2022 | 2023 | 2024 | 2025 | Total
[5 empty] | Total Cost | Total Cost | Total Cost | Total Cost | Total Cost | Total Cost | Total Cost | Total Cost
Design & Procurement
| Design & Procurement |  | Design & Procurement |  | 0 | 0 | 1308859.8078 | 2359546.6682 | 1283215.9197 | 1020544.2046 | 0 | 5972166.6001
Feeder works
| Feeder works |  | Surge arrestor sites (single phase) |  | 0 | 0 | 0 | 1154693.3649 | 240127.9759 | 0 | 0 | 1394821.3409
| Feeder works |  | Surge arrestor sites (three phase) |  | 0 | 0 | 0 | 2485419.2001 | 798557.6229 | 0 | 0 | 3283976.823
| Feeder works |  | ACRs |  | 0 | 0 | 0 | 60318.2967 | 60318.2967 | 0 | 0 | 120636.5934
| Feeder works |  | ACR/gas switch control box replacement |  | 0 | 0 | 0 | 42528.0342 | 42528.0342 | 0 | 0 | 85056.0685
| Feeder works |  | Admittance balancing units (single phase) |  | 0 | 0 | 0 | 114482.3713 | 114482.3713 | 0 | 0 | 228964.7426
| Feeder works |  | Admittance balancing units (three phase) |  | 0 | 0 | 0 | 384429.8608 | 384429.8608 | 0 | 0 | 768859.7216
| Feeder works |  | Re-phasing |  | 0 | 0 | 0 | 19016.6396 | 19016.6396 | 0 | 0 | 38033.2792
| Feeder works |  | Fusesavers |  | 0 | 0 | 0 | 234667.5317 | 234667.5317 | 0 | 0 | 469335.0634
| Feeder works |  | HV Regulators upgrade (control box) |  | 0 | 0 | 0 | 0 | 0 | 0 | 0 | 0
| Feeder works |  | HV Regulators upgrade (close delta) |  | 0 | 0 | 0 | 367802.197 | 367802.197 | 0 | 0 | 735604.3939
| Feeder works |  | Distribution switchgear (installed) |  | 0 | 0 | 0 | 591543.1264 | 591543.1264 | 0 | 0 | 1183086.2529
| Feeder works |  | UG cable replacement |  | 0 | 0 | 0 | 1269084.7193 | 1269084.7193 | 283805.7516 | 0 | 2821975.1902
| Feeder works |  | Test Sites |  | 0 | 0 | 0 | 7536.95 | 7536.95 | 0 | 0 | 15073.9
| Feeder works |  | HV Customers (total) |  | 0 | 0 | 0 | 0 | 0 | 0 | 0 | 0
| Feeder works |  | HV Customers (generation signalling) |  | 0 | 0 | 0 | 0 | 0 | 0 | 0 | 0
Feeder works
| Feeder works |  | 22kV feeder works |  | 0 | 0 | 0 | 11769996.2835 | 5343996.2835 | 2019337.4806 | 0 | 19133330.0476
| Feeder works |  | 66kV Line works (Overhead) |  | 0 | 0 | 0 | 4437000 | 4437000 | 0 | 0 | 8874000
| Feeder works |  | 3rd phase line extension |  | 0 | 0 | 0 | 0 | 0 | 0 | 0 | 0
| Feeder works |  | Asset resilience |  | 0 | 0 | 0 | 5839335.9684 | 300949.2456 | 0 | 0 | 6140285.214
| Feeder works |  | Distribution Comms |  | 0 | 0 | 0 | 1683000 | 1683000 | 0 | 0 | 3366000
| Feeder works |  | Other distribution materials |  | 0 | 0 | 0 | 11628000 | 612000 | 1523998.4434 | 0 | 13763998.4434
Substation
| Substation | Primary Plant
| Substation |  | GFN |  | 0 | 0 | 0 | 12529008.1357 | 7179200.7581 | 1794470.9925 | 0 | 21502679.8863
| Substation |  | GFN enclosure |  | 0 | 0 | 0 | 806649.5253 | 0 | 161329.9051 | 0 | 967979.4304
| Substation |  | Indoor switch room (incl GFN enclosure and switchboard) |  | 0 | 0 | 0 | 861235.5854 | 2570986.3269 | 0 | 0 | 3432221.9123
| Substation |  | RMU |  | 0 | 0 | 0 | 446243.5502 | 223121.7751 | 74373.925 | 0 | 743739.2504
| Substation |  | 66/22kV transformer |  | 0 | 0 | 0 | 2245659.1367 | 4154801.7972 | 2268744.0938 | 0 | 8669205.0277
| Substation |  | 66kV circuit breaker |  | 0 | 0 | 0 | 482347.6056 | 720361.4331 | 240841.5851 | 0 | 1443550.6238
| Substation |  | 66kV bus extension |  | 0 | 0 | 0 | 0 | 0 | 208080 | 0 | 208080
| Substation |  | Station service transformer (500kVA) |  | 0 | 0 | 0 | 73172.4807 | 73172.4807 | 0 | 0 | 146344.9614
| Substation |  | Station service transformer (750kVA) |  | 0 | 0 | 0 | 351704.701 | 0 | 0 | 0 | 351704.701
| Substation |  | Cap bank |  | 0 | 0 | 0 | 172091.9243 | 172091.9243 | 0 | 0 | 344183.8486
| Substation |  | AC board (Including change over) |  | 0 | 0 | 0 | 107553.9708 | 0 | 0 | 0 | 107553.9708
| Substation |  | Control room |  | 0 | 0 | 0 | 467753.924 | 467753.924 | 0 | 0 | 935507.8479
| Substation |  | 22kV circuit breaker (outdoor) |  | 0 | 0 | 0 | 0 | 599327.4413 | 602041.8985 | 0 | 1201369.3398
| Substation |  | Voltage transformer |  | 0 | 0 | 0 | 0 | 0 | 18391.6638 | 0 | 18391.6638
| Substation |  | Current transformer (post type) |  | 0 | 0 | 0 | 305879.5323 | 76469.8831 | 0 | 0 | 382349.4154
| Substation |  | Current transformer (core balance type) |  | 0 | 0 | 0 | 10406.2109 | 5203.1054 | 10406.2109 | 0 | 26015.5272
| Substation |  | Other primary materials |  | 0 | 0 | 0 | 203952.5 | 203952.5 | 0 | 0 | 407905
| Substation |  | SCADA / Protection & Control/ Comms |  | 0 | 0 | 0 | 3875214.3788 | 2276058.3788 | 615060 | 0 | 6766332.7575
| Substation |  | Commissioning |  | 0 | 0 | 0 | 109550.5 | 109550.5 | 0 | 0 | 219101
| Substation |  | ESV observed compliance |  | 0 | 0 | 0 | 62458.9596 | 33631.7475 | 0 | 0 | 96090.7071
| Substation |  | Construction delivery & site control |  | 0 | 0 | 0 | 76457.0724 | 76457.0724 | 0 | 0 | 152914.1449
Contracts
| Contracts |  | Traffic control |  | 0 | 0 | 0 | 330106 | 330106 | 0 | 0 | 660212
| Contracts |  | Line survey |  | 0 | 0 | 0 | 61113.0789 | 61113.0789 | 16320 | 0 | 138546.1578
| Contracts |  | Civil works |  | 0 | 0 | 0 | 2994583 | 994583 | 0 | 0 | 3989166
| Contracts |  | Mob/Demob |  | 0 | 0 | 0 | 142800 | 142800 | 40800 | 0 | 326400
| Contracts |  | Other |  | 0 | 0 | 0 | 480250 | 480250 | 300000 | 0 | 1260500
Other
| PMO costs |  | PMO costs |  | 0 | 0 | 0 | 0 | 0 | 0 | 0 | 0
|  |  | Test trailer |  | 0 | 0 | 0 | 0 | 0 | 0 | 0 | 0
|  |  | Labour & other costs associated with spare GFN |  | 0 | 0 | 0 | 0 | 0 | 0 | 0 | 0
|  | Total project cost |  |  | 0 | 0 | 1308859.8078 | 71644592.9847 | 38741249.9013 | 11198546.1549 | 0 | 122893248.8487
|  |  | check | TRUE | [7 empty] | TRUE

## Total_FY
Powercor REFCLs
Costs: |  |  | Total by financial year
(real 2021 dollars)
[5 empty] | 2019/20 | 2020/21 | 2021/22 | 2022/23 | 2023/24 | 2024/25 | 2025/26 | Total
[5 empty] | Total Cost | Total Cost | Total Cost | Total Cost | Total Cost | Total Cost | Total Cost | Total Cost
[5 empty] | 19 | 20 | 21 | 22 | 23 | 24 | 25
Design & Procurement
| Design & Procurement |  | Design & Procurement |  | 0 | 131335.8575 | 2880391.3306 | 1298287.2476 | 1151880.0621 | 510272.1023 | 0 | 5972166.6001
Feeder works
| Feeder works |  | Surge arrestor sites (single phase) |  | 0 | 0 | 457282.6945 | 937538.6464 | 0 | 0 | 0 | 1394821.3409
| Feeder works |  | Surge arrestor sites (three phase) |  | 0 | 0 | 843430.7886 | 2440546.0344 | 0 | 0 | 0 | 3283976.823
| Feeder works |  | ACRs |  | 0 | 0 | 0 | 120636.5934 | 0 | 0 | 0 | 120636.5934
| Feeder works |  | ACR/gas switch control box replacement |  | 0 | 0 | 0 | 85056.0685 | 0 | 0 | 0 | 85056.0685
| Feeder works |  | Admittance balancing units (single phase) |  | 0 | 0 | 0 | 228964.7426 | 0 | 0 | 0 | 228964.7426
| Feeder works |  | Admittance balancing units (three phase) |  | 0 | 0 | 0 | 768859.7216 | 0 | 0 | 0 | 768859.7216
| Feeder works |  | Re-phasing |  | 0 | 0 | 0 | 38033.2792 | 0 | 0 | 0 | 38033.2792
| Feeder works |  | Fusesavers |  | 0 | 0 | 0 | 469335.0634 | 0 | 0 | 0 | 469335.0634
| Feeder works |  | HV Regulators upgrade (control box) |  | 0 | 0 | 0 | 0 | 0 | 0 | 0 | 0
| Feeder works |  | HV Regulators upgrade (close delta) |  | 0 | 0 | 0 | 735604.3939 | 0 | 0 | 0 | 735604.3939
| Feeder works |  | Distribution switchgear (installed) |  | 0 | 0 | 0 | 1183086.2529 | 0 | 0 | 0 | 1183086.2529
| Feeder works |  | UG cable replacement |  | 0 | 0 | 0 | 2538169.4386 | 141902.8758 | 141902.8758 | 0 | 2821975.1902
| Feeder works |  | Test Sites |  | 0 | 0 | 0 | 15073.9 | 0 | 0 | 0 | 15073.9
| Feeder works |  | HV Customers (total) |  | 0 | 0 | 0 | 0 | 0 | 0 | 0 | 0
| Feeder works |  | HV Customers (generation signalling) |  | 0 | 0 | 0 | 0 | 0 | 0 | 0 | 0
Feeder works
| Feeder works |  | 22kV feeder works |  | 0 | 0 | 3672000 | 12982992.5669 | 1468668.7403 | 1009668.7403 | 0 | 19133330.0476
| Feeder works |  | 66kV Line works (Overhead) |  | 0 | 0 | 0 | 8874000 | 0 | 0 | 0 | 8874000
| Feeder works |  | 3rd phase line extension |  | 0 | 0 | 0 | 0 | 0 | 0 | 0 | 0
| Feeder works |  | Asset resilience |  | 0 | 0 | 2769193.3614 | 3371091.8526 | 0 | 0 | 0 | 6140285.214
| Feeder works |  | Distribution Comms |  | 0 | 0 | 0 | 3366000 | 0 | 0 | 0 | 3366000
|  |  | Other distribution materials |  | 0 | 0 | 5508000 | 6732000 | 761999.2217 | 761999.2217 | 0 | 13763998.4434
Substation
| Substation | Primary Plant
| Substation |  | GFN |  | 0 | 0 | 5363249.6176 | 11656613.3473 | 3585581.4251 | 897235.4963 | 0 | 21502679.8863
| Substation |  | GFN enclosure |  | 0 | 0 | 403324.7627 | 403324.7627 | 80664.9525 | 80664.9525 | 0 | 967979.4304
| Substation |  | Indoor switch room (incl GFN enclosure and switchboard) |  | 0 | 0 | 0 | 2577346.5416 | 854875.3707 | 0 | 0 | 3432221.9123
| Substation |  | RMU |  | 0 | 0 | 223121.7751 | 334682.6627 | 148747.8501 | 37186.9625 | 0 | 743739.2504
| Substation |  | 66/22kV transformer |  | 0 | 0 | 0 | 5445889.6037 | 2088943.3771 | 1134372.0469 | 0 | 8669205.0277
| Substation |  | 66kV circuit breaker |  | 0 | 0 | 0 | 1083702.1249 | 239427.7063 | 120420.7925 | 0 | 1443550.6238
| Substation |  | 66kV bus extension |  | 0 | 0 | 0 | 0 | 104040 | 104040 | 0 | 208080
| Substation |  | Station service transformer (500kVA) |  | 0 | 0 | 0 | 146344.9614 | 0 | 0 | 0 | 146344.9614
| Substation |  | Station service transformer (750kVA) |  | 0 | 0 | 175852.3505 | 175852.3505 | 0 | 0 | 0 | 351704.701
| Substation |  | Cap bank |  | 0 | 0 | 0 | 344183.8486 | 0 | 0 | 0 | 344183.8486
| Substation |  | AC board (Including change over) |  | 0 | 0 | 53776.9854 | 53776.9854 | 0 | 0 | 0 | 107553.9708
| Substation |  | Control room |  | 0 | 0 | 0 | 935507.8479 | 0 | 0 | 0 | 935507.8479
| Substation |  | 22kV circuit breaker (outdoor) |  | 0 | 0 | 0 | 299663.7207 | 600684.6699 | 301020.9492 | 0 | 1201369.3398
| Substation |  | Voltage transformer |  | 0 | 0 | 0 | 0 | 9195.8319 | 9195.8319 | 0 | 18391.6638
| Substation |  | Current transformer (post type) |  | 0 | 0 | 152939.7661 | 191174.7077 | 38234.9415 | 0 | 0 | 382349.4154
| Substation |  | Current transformer (core balance type) |  | 0 | 0 | 5203.1054 | 7804.6582 | 7804.6582 | 5203.1054 | 0 | 26015.5272
| Substation |  | Other primary materials |  | 0 | 0 | 0 | 407905 | 0 | 0 | 0 | 407905
| Substation |  | SCADA / Protection & Control/ Comms |  | 0 | 0 | 1353132 | 4244586.7575 | 861084 | 307530 | 0 | 6766332.7575
| Substation |  | Commissioning |  | 0 | 0 | 0 | 219101 | 0 | 0 | 0 | 219101
| Substation |  | ESV observed compliance |  | 0 | 0 | 19218.1414 | 72068.0304 | 4804.5354 | 0 | 0 | 96090.7071
| Substation |  | Construction delivery & site control |  | 0 | 0 | 0 | 152914.1449 | 0 | 0 | 0 | 152914.1449
Contracts
| Contracts |  | Traffic control |  | 0 | 0 | 0 | 660212 | 0 | 0 | 0 | 660212
| Contracts |  | Line survey |  | 0 | 0 | 20400 | 81426.1578 | 28560 | 8160 | 0 | 138546.1578
| Contracts |  | Civil works |  | 0 | 0 | 1000000 | 2989166 | 0 | 0 | 0 | 3989166
| Contracts |  | Mob/Demob |  | 0 | 0 | 61200 | 163200 | 81600 | 20400 | 0 | 326400
| Contracts |  | Other |  | 0 | 0 | 0 | 960500 | 150000 | 150000 | 0 | 1260500
Other
| PMO costs |  | PMO costs |  | 0 | 0 | 0 | 0 | 0 | 0 | 0 | 0
|  |  | Test trailer |  | 0 | 0 | 0 | 0 | 0 | 0 | 0 | 0
|  |  | Labour & other costs associated with spare GFN |  | 0 | 0 | 0 | 0 | 0 | 0 | 0 | 0
|  | Total project cost |  |  | 0 | 131335.8575 | 24961716.6794 | 79792223.0156 | 12408700.2187 | 5599273.0775 | 0 | 122893248.8487
|  |  | check | TRUE | [7 empty] | TRUE

## Labour_rates_CY
Powercor REFCLs
Labour Rates
(real 2021 dollars)
Design & Procurement RATES
| Design & Procurement Rates |  | 2016 | 2017 | 2018 | 2019 | 2020 | 2021 | 2022 | 2023 | 2024 | 2025
| Design & Procurement | 2021 $/hr |  |  | 215.3047 | 215.3047 | 215.3047 | 215.3047 | 215.3047 | 215.3047 | 215.3047 | 215.3047
BALLARAT RESOURCE PARTNER RATES
| Rate per person per hour (with vehicles allocated) |  | 2016 | 2017 | 2018 | 2019 | 2020 | 2021 | 2022 | 2023 | 2024 | 2025
| Live Linework | 2021 $/hr |  |  | 208.2081 | 208.2081 | 208.2081 | 208.2081 | 208.2081 | 208.2081 | 208.2081 | 208.2081
| General Linework | 2021 $/hr |  |  | 195.735 | 195.735 | 195.735 | 195.735 | 195.735 | 195.735 | 195.735 | 195.735
| Sub Tester | 2021 $/hr |  |  | 270.2677 | 270.2677 | 270.2677 | 270.2677 | 270.2677 | 270.2677 | 270.2677 | 270.2677
| Fitter | 2021 $/hr |  |  | 173.7278 | 173.7278 | 173.7278 | 173.7278 | 173.7278 | 173.7278 | 173.7278 | 173.7278
GEELONG RESOURCE PARTNER RATES
| Rate per person per hour (with vehicles allocated) |  | 2016 | 2017 | 2018 | 2019 | 2020 | 2021 | 2022 | 2023 | 2024 | 2025
| Live Linework | 2021 $/hr |  |  | 175.3598 | 175.3598 | 175.3598 | 175.3598 | 175.3598 | 175.3598 | 175.3598 | 175.3598
| General Linework | 2021 $/hr |  |  | 164.7223 | 164.7223 | 164.7223 | 164.7223 | 164.7223 | 164.7223 | 164.7223 | 164.7223
| Sub Tester | 2021 $/hr |  |  | 253.7358 | 253.7358 | 253.7358 | 253.7358 | 253.7358 | 253.7358 | 253.7358 | 253.7358
| Fitter | 2021 $/hr |  |  | 179.1661 | 179.1661 | 179.1661 | 179.1661 | 179.1661 | 179.1661 | 179.1661 | 179.1661
HORSHAM RESOURCE PARTNER RATES
| Rate per person per hour (with vehicles allocated) |  | 2016 | 2017 | 2018 | 2019 | 2020 | 2021 | 2022 | 2023 | 2024 | 2025
| Live Linework | 2021 $/hr |  |  | 221.7343 | 221.7343 | 221.7343 | 221.7343 | 221.7343 | 221.7343 | 221.7343 | 221.7343
| General Linework | 2021 $/hr |  |  | 209.0593 | 209.0593 | 209.0593 | 209.0593 | 209.0593 | 209.0593 | 209.0593 | 209.0593
| Sub Tester | 2021 $/hr |  |  | 329.7236 | 329.7236 | 329.7236 | 329.7236 | 329.7236 | 329.7236 | 329.7236 | 329.7236
| Fitter | 2021 $/hr |  |  | 208.2993 | 208.2993 | 208.2993 | 208.2993 | 208.2993 | 208.2993 | 208.2993 | 208.2993
MILDURA RESOURCE PARTNER RATES
| Rate per person per hour (with vehicles allocated) |  | 2016 | 2017 | 2018 | 2019 | 2020 | 2021 | 2022 | 2023 | 2024 | 2025
| Live Linework | 2021 $/hr |  |  | 233.2008 | 233.2008 | 233.2008 | 233.2008 | 233.2008 | 233.2008 | 233.2008 | 233.2008
| General Linework | 2021 $/hr |  |  | 220.1945 | 220.1945 | 220.1945 | 220.1945 | 220.1945 | 220.1945 | 220.1945 | 220.1945
| Sub Tester | 2021 $/hr |  |  | 320.0358 | 320.0358 | 320.0358 | 320.0358 | 320.0358 | 320.0358 | 320.0358 | 320.0358
| Fitter | 2021 $/hr |  |  | 215.5039 | 215.5039 | 215.5039 | 215.5039 | 215.5039 | 215.5039 | 215.5039 | 215.5039
WARRNAMBOOL RESOURCE PARTNER RATES
| Rate per person per hour (with vehicles allocated) |  | 2016 | 2017 | 2018 | 2019 | 2020 | 2021 | 2022 | 2023 | 2024 | 2025
| Live Linework | 2021 $/hr |  |  | 214.5157 | 214.5157 | 214.5157 | 214.5157 | 214.5157 | 214.5157 | 214.5157 | 214.5157
| General Linework | 2021 $/hr |  |  | 202.2906 | 202.2906 | 202.2906 | 202.2906 | 202.2906 | 202.2906 | 202.2906 | 202.2906
| Sub Tester | 2021 $/hr |  |  | 314.2832 | 314.2832 | 314.2832 | 314.2832 | 314.2832 | 314.2832 | 314.2832 | 314.2832
| Fitter | 2021 $/hr |  |  | 207.497 | 207.497 | 207.497 | 207.497 | 207.497 | 207.497 | 207.497 | 207.497

## Labour_rates_FY
Powercor REFCLs
Labour Rates
(real 2021 dollars)
Design & Procurement RATES
Design & Procurement RATES
| Design & Procurement Rates |  | 2018 | 2018/19 | 2019/20 | 2021/22 | 2022/23 | 2023/24 | 2024/25 | 2025/26
| Design & Procurement | 2021 $/hr | 221.697 | 221.697 | 221.697 | 221.697 | 221.697 | 221.697 | 221.697 | 221.697
GEELONG RESOURCE PARTNER RATES (GHP)
| Rate per person per hour (with vehicles allocated) |  |  | 2018/19 | 2019/20 | 2021/22 | 2022/23 | 2023/24 | 2024/25 | 2025/26
| Live Linework | 2021 $/hr | 180.5661 | 180.5661 | 180.5661 | 180.5661 | 180.5661 | 180.5661 | 180.5661 | 180.5661
| General Linework | 2021 $/hr | 169.6129 | 169.6129 | 169.6129 | 169.6129 | 169.6129 | 169.6129 | 169.6129 | 169.6129
| Sub Tester | 2021 $/hr | 261.2691 | 261.2691 | 261.2691 | 261.2691 | 261.2691 | 261.2691 | 261.2691 | 261.2691
| Fitter | 2021 $/hr | 184.4855 | 184.4855 | 184.4855 | 184.4855 | 184.4855 | 184.4855 | 184.4855 | 184.4855