## State_Techn_Inputs
Objective of Sheet
The objective of this sheet is to allow the user to input: a) Statewide forecasts of the take-up of beyond the meter technologies and grid-side technologies affecting minimum demands; and b) nominate allocators for each of those technologies; and c) capacity factors for each technology by POE level.
CUSTOMER-SIDE TECHNOLOGIES
1 | Solar PV (Capacity) | MW | [12 empty] | Proportion of Solar PV (Capacity) to different customer types |  |  |  |  | Capacity Factor Profile - Solar PV (Capacity)
| Scenario | VIC Solar Rebate | 2019 | 2020 | 2021 | 2022 | 2023 | 2024 | 2025 | 2026 | 2027 | 2028 | 2029 | Comment | Driver of forecast | Allocator | Percentage Split - Starting | Allocator | Percentage Split - Incremental | Scenario | 00:00 - 00:30 | 00:30 - 01:00 | 01:00 - 01:30 | 01:30 - 02:00 | 02:00 - 02:30 | 02:30 - 03:00 | 03:00 - 03:30 | 03:30 - 04:00 | 04:00 - 04:30 | 04:30 - 05:00 | 05:00 - 05:30 | 05:30 - 06:00 | 06:00 - 06:30 | 06:30 - 07:00 | 07:00 - 07:30 | 07:30 - 08:00 | 08:00 - 08:30 | 08:30 - 09:00 | 09:00 - 09:30 | 09:30 - 10:00 | 10:00 - 10:30 | 10:30 - 11:00 | 11:00 - 11:30 | 11:30 - 12:00 | 12:00 - 12:30 | 12:30 - 13:00 | 13:00 - 13:30 | 13:30 - 14:00 | 14:00 - 14:30 | 14:30 - 15:00 | 15:00 - 15:30 | 15:30 - 16:00 | 16:00 - 16:30 | 16:30 - 17:00 | 17:00 - 17:30 | 17:30 - 18:00 | 18:00 - 18:30 | 18:30 - 19:00 | 19:00 - 19:30 | 19:30 - 20:00 | 20:00 - 20:30 | 20:30 - 21:00 | 21:00 - 21:30 | 21:30 - 22:00 | 22:00 - 22:30 | 22:30 - 23:00 | 23:00 - 23:30 | 23:30 - 00:00 | Comment
| All solar - Neutral POE50 | 48 | 2547.13 | 3244.7939 | 3345.67 | 3449.3752 | 3556.0244 | 3665.8086 | 3778.7278 | 4081.5854 | 4326.5018 | 4584.9907 | 4953.13 | AEMO - ESOO (ex 100KW-30MW) plus VIC Government Solar Homes Package plus Election Promise | Residential Existing | Prop_SolarCap | 100% | Prop_Exist_Res_Cust | 35% | Summer - POE 10 | 0% | 0% | 0% | 0% | 0% | 0% | 0% | 0% | 0% | 0% | 0.57% | 1.43% | 4.14% | 8.36% | 13.53% | 19.13% | 25.62% | 32.95% | 40.37% | 45.38% | 51.31% | 56.52% | 58.42% | 59.09% | 60.29% | 63.44% | 65.78% | 65.41% | 60.75% | 54.77% | 51.26% | 45.12% | 36.85% | 28.57% | 19.46% | 10.37% | 6.37% | 4.18% | 1.72% | 1.47% | 1.51% | 0% | 0% | 0% | 0% | 0% | 0% | 0%
[15 empty] | Residential New | Prop_New_Res_Cust | 0% | Prop_New_Res_Cust | 43% | Summer - POE 50 | 0% | 0% | 0% | 0% | 0% | 0% | 0% | 0% | 0% | 0% | 0.57% | 1.43% | 4.14% | 8.36% | 13.53% | 19.13% | 25.62% | 32.95% | 40.37% | 45.38% | 51.31% | 56.52% | 58.42% | 59.09% | 60.29% | 63.44% | 65.78% | 65.41% | 60.75% | 54.77% | 51.26% | 45.12% | 36.85% | 28.57% | 19.46% | 10.37% | 6.37% | 4.18% | 1.72% | 1.47% | 1.51% | 0% | 0% | 0% | 0% | 0% | 0% | 0%
[15 empty] | Commercial - Existing | Prop_Exist_Com_Cust | 0% | Prop_Exist_Com_Cust | 11% | Winter - POE 10 | 0% | 0% | 0% | 0% | 0% | 0% | 0% | 0% | 0% | 0% | 0% | 0% | 0% | 0.63% | 0.53% | 3.12% | 9.91% | 16.79% | 25.31% | 30.09% | 36.44% | 43.19% | 48.42% | 50.27% | 52.19% | 53.52% | 50.74% | 46.46% | 42.89% | 34.24% | 26.41% | 19.02% | 11.3% | 4.51% | 1.14% | 1.38% | 2.27% | 0.79% | 0.81% | 0% | 0% | 0% | 0% | 0% | 0% | 0% | 0% | 0%
[15 empty] | Commercial - New | Prop_New_Com_Cust | 0% | Prop_New_Com_Cust | 11% | Winter - POE 50 | 0% | 0% | 0% | 0% | 0% | 0% | 0% | 0% | 0% | 0% | 0% | 0% | 0% | 0.63% | 0.53% | 3.12% | 9.91% | 16.79% | 25.31% | 30.09% | 36.44% | 43.19% | 48.42% | 50.27% | 52.19% | 53.52% | 50.74% | 46.46% | 42.89% | 34.24% | 26.41% | 19.02% | 11.3% | 4.51% | 1.14% | 1.38% | 2.27% | 0.79% | 0.81% | 0% | 0% | 0% | 0% | 0% | 0% | 0% | 0% | 0%
[17 empty] | 100% |  | 100%
2 | Battery (Capacity) | MW | [12 empty] | Proportion of Battery (Capacity) to different customer types |  |  |  |  | Capacity Factor Profile - Battery (Capacity)
| Scenario | Spare | 2019 | 2020 | 2021 | 2022 | 2023 | 2024 | 2025 | 2026 | 2027 | 2028 | 2029 | Comment | Driver of forecast | Allocator | Percentage Split - Starting | Allocator | Percentage Split - Incremental | Scenario | 00:00 - 00:30 | 00:30 - 01:00 | 01:00 - 01:30 | 01:30 - 02:00 | 02:00 - 02:30 | 02:30 - 03:00 | 03:00 - 03:30 | 03:30 - 04:00 | 04:00 - 04:30 | 04:30 - 05:00 | 05:00 - 05:30 | 05:30 - 06:00 | 06:00 - 06:30 | 06:30 - 07:00 | 07:00 - 07:30 | 07:30 - 08:00 | 08:00 - 08:30 | 08:30 - 09:00 | 09:00 - 09:30 | 09:30 - 10:00 | 10:00 - 10:30 | 10:30 - 11:00 | 11:00 - 11:30 | 11:30 - 12:00 | 12:00 - 12:30 | 12:30 - 13:00 | 13:00 - 13:30 | 13:30 - 14:00 | 14:00 - 14:30 | 14:30 - 15:00 | 15:00 - 15:30 | 15:30 - 16:00 | 16:00 - 16:30 | 16:30 - 17:00 | 17:00 - 17:30 | 17:30 - 18:00 | 18:00 - 18:30 | 18:30 - 19:00 | 19:00 - 19:30 | 19:30 - 20:00 | 20:00 - 20:30 | 20:30 - 21:00 | 21:00 - 21:30 | 21:30 - 22:00 | 22:00 - 22:30 | 22:30 - 23:00 | 23:00 - 23:30 | 23:30 - 00:00 | Comment
| CSIRO - Moderate |  | 44.5 | 73.84 | 82.96 | 90.25 | 103.36 | 125.77 | 155.02 | 172.19 | 185.72 | 214.04 | 244.17 | AEMO - ESOO | Residential | Prop_HH_Income | 95% | Prop_HH_Income | 94% | Summer - POE 10 | [31 empty] | 1% | 1% | 1% | 1% | 1% | 4% | 4% | 5% | 10% | [8 empty] | Based on ESOO, and analysis in sheet "Copy of PV and battery storage ESOO 2018"
[15 empty] | Commercial | Prop_Exist_Com_Cust | 5% | Prop_Exist_Com_Cust | 6% | Summer - POE 50 | [31 empty] | 1% | 1% | 1% | 1% | 1% | 4% | 4% | 5% | 10% | [8 empty] | As above
[16 empty] | Prop_HH_Income | 0% | Prop_HH_Income | 0% | Winter - POE 10 | [31 empty] | 0% | 0% | 0% | 0% | 0% | 0% | 0% | 0% | 0% | 0% | [7 empty] | Battery assumed to be fully discharged by then
[16 empty] | Prop_HH_Income | 0% | Prop_HH_Income | 0% | Winter - POE 50 | [31 empty] | 0% | 0% | 0% | 0% | 0% | 0% | 0% | 0% | 0% | 0% | [7 empty] | As above
[17 empty] | 100% |  | 100%
3 | Energy Efficiency Impact | MWh/day | [12 empty] | Proportion of Energy Efficiency Impact to different customer types |  |  |  |  | Capacity Factor Profile - Energy Efficiency Impact
| Scenario | Spare | 2019 | 2020 | 2021 | 2022 | 2023 | 2024 | 2025 | 2026 | 2027 | 2028 | 2029 | Comment | Driver of forecast | Allocator | Percentage Split - Starting | Allocator | Percentage Split - Incremental | Scenario | 00:00 - 00:30 | 00:30 - 01:00 | 01:00 - 01:30 | 01:30 - 02:00 | 02:00 - 02:30 | 02:30 - 03:00 | 03:00 - 03:30 | 03:30 - 04:00 | 04:00 - 04:30 | 04:30 - 05:00 | 05:00 - 05:30 | 05:30 - 06:00 | 06:00 - 06:30 | 06:30 - 07:00 | 07:00 - 07:30 | 07:30 - 08:00 | 08:00 - 08:30 | 08:30 - 09:00 | 09:00 - 09:30 | 09:30 - 10:00 | 10:00 - 10:30 | 10:30 - 11:00 | 11:00 - 11:30 | 11:30 - 12:00 | 12:00 - 12:30 | 12:30 - 13:00 | 13:00 - 13:30 | 13:30 - 14:00 | 14:00 - 14:30 | 14:30 - 15:00 | 15:00 - 15:30 | 15:30 - 16:00 | 16:00 - 16:30 | 16:30 - 17:00 | 17:00 - 17:30 | 17:30 - 18:00 | 18:00 - 18:30 | 18:30 - 19:00 | 19:00 - 19:30 | 19:30 - 20:00 | 20:00 - 20:30 | 20:30 - 21:00 | 21:00 - 21:30 | 21:30 - 22:00 | 22:00 - 22:30 | 22:30 - 23:00 | 23:00 - 23:30 | 23:30 - 00:00 | Comment
| Medium |  | 17.1791 | 43.426 | 80.2712 | 120.598 | 145.9585 | 177.2104 | 208.9267 | 237.7152 | 266.3626 | 295.7845 | 325.8881 | ESOO - Lance's spreadsheet | Residential Existing | Prop_Exist_Res_Cust | 37% | Prop_Exist_Res_Cust | 37% | Summer - POE 10 | [31 empty] | 1.36 | 1.36 | 1.36 | 1.36 | 1.36 | 1.36 | 1.36 | 1.36 | 1.36 | 1.36 | [7 empty] | CLF based on source spreadsheet. Weighted based on percentage allocators used in this model.
[15 empty] | Commercial - Existing | Prop_Exist_Res_Cust | 63% | Prop_Exist_Com_Cust | 63% | Summer - POE 50 | [31 empty] | 1.36 | 1.36 | 1.36 | 1.36 | 1.36 | 1.36 | 1.36 | 1.36 | 1.36 | 1.36
[16 empty] | Prop_Exist_Res_Cust | 0% | Prop_HH_Income | 0% | Winter - POE 10 | [31 empty] | 1.36 | 1.36 | 1.36 | 1.36 | 1.36 | 1.36 | 1.36 | 1.36 | 1.36 | 1.36
[16 empty] | Prop_New_Com_Cust | 0% | Prop_HH_Income | 0% | Winter - POE 50 | [31 empty] | 1.36 | 1.36 | 1.36 | 1.36 | 1.36 | 1.36 | 1.36 | 1.36 | 1.36 | 1.36
[17 empty] | 100% |  | 100%
4 | Electric Vehicle (Number of vehicles) | No (thousands) | [12 empty] | Proportion of Electric Vehicle (Number of vehicles) to different customer types |  |  |  |  | Capacity Factor Profile - Electric Vehicle (Number of vehicles)
| Scenario | Spare | 2019 | 2020 | 2021 | 2022 | 2023 | 2024 | 2025 | 2026 | 2027 | 2028 | 2029 | Comment | Driver of forecast | Allocator | Percentage Split - Starting | Allocator | Percentage Split - Incremental | Scenario | 00:00 - 00:30 | 00:30 - 01:00 | 01:00 - 01:30 | 01:30 - 02:00 | 02:00 - 02:30 | 02:30 - 03:00 | 03:00 - 03:30 | 03:30 - 04:00 | 04:00 - 04:30 | 04:30 - 05:00 | 05:00 - 05:30 | 05:30 - 06:00 | 06:00 - 06:30 | 06:30 - 07:00 | 07:00 - 07:30 | 07:30 - 08:00 | 08:00 - 08:30 | 08:30 - 09:00 | 09:00 - 09:30 | 09:30 - 10:00 | 10:00 - 10:30 | 10:30 - 11:00 | 11:00 - 11:30 | 11:30 - 12:00 | 12:00 - 12:30 | 12:30 - 13:00 | 13:00 - 13:30 | 13:30 - 14:00 | 14:00 - 14:30 | 14:30 - 15:00 | 15:00 - 15:30 | 15:30 - 16:00 | 16:00 - 16:30 | 16:30 - 17:00 | 17:00 - 17:30 | 17:30 - 18:00 | 18:00 - 18:30 | 18:30 - 19:00 | 19:00 - 19:30 | 19:30 - 20:00 | 20:00 - 20:30 | 20:30 - 21:00 | 21:00 - 21:30 | 21:30 - 22:00 | 22:00 - 22:30 | 22:30 - 23:00 | 23:00 - 23:30 | 23:30 - 00:00 | Comment
| AEMO Neutral |  | 2.855 | 4.167 | 7.708 | 13.806 | 24.122 | 41.209 | 66.752 | 104.961 | 162.144 | 245.608 | 365.087 | VIC - Moderate Numbers - Based on information provided by Powercor (from AEMO) | Residential | Prop_HH_Income | 34% | Prop_HH_Income | 70% | Continued Pricing Structure | [31 empty] | 0.5 | 0.55 | 0.6 | 0.7 | 0.8 | 0.9 | 1 | 1.2 | 1.35 | 1.42 | 1.4 | 1.2 | [5 empty] | ESOO Figure 9>
[15 empty] | Commercial - Fleet | Prop_Exist_Com_Cust | 66% | Prop_Exist_Com_Cust | 30% | Cost Reflective Pricing Structure | [31 empty] | 0.5 | 0.2 | 0.2 | 0.2 | 0.2 | 0.2 | 0.2 | 0.2 | 0.2 | 0.2 | 0.2 | 0.2 | [5 empty] | ESOO Figure 9>
[16 empty] | Prop_Exist_Res_Cust | 0% | Prop_HH_Income | 0%
[16 empty] | Prop_New_Com_Cust | 0% | Prop_HH_Income | 0%
[17 empty] | 100% |  | 100%
5 | Grid-side Wind Capacity | MW | [12 empty] | Proportion of Grid-side Wind Capacity to different LGAs |  |  |  |  | Capacity Factor Profile - Grid-side Wind Capacity
| Scenario | Spare | 2019 | 2020 | 2021 | 2022 | 2023 | 2024 | 2025 | 2026 | 2027 | 2028 | 2029 | Comment | Driver of forecast | Allocator | Percentage Split - Starting | Allocator | Percentage Split - Incremental | Scenario | 00:00 - 00:30 | 00:30 - 01:00 | 01:00 - 01:30 | 01:30 - 02:00 | 02:00 - 02:30 | 02:30 - 03:00 | 03:00 - 03:30 | 03:30 - 04:00 | 04:00 - 04:30 | 04:30 - 05:00 | 05:00 - 05:30 | 05:30 - 06:00 | 06:00 - 06:30 | 06:30 - 07:00 | 07:00 - 07:30 | 07:30 - 08:00 | 08:00 - 08:30 | 08:30 - 09:00 | 09:00 - 09:30 | 09:30 - 10:00 | 10:00 - 10:30 | 10:30 - 11:00 | 11:00 - 11:30 | 11:30 - 12:00 | 12:00 - 12:30 | 12:30 - 13:00 | 13:00 - 13:30 | 13:30 - 14:00 | 14:00 - 14:30 | 14:30 - 15:00 | 15:00 - 15:30 | 15:30 - 16:00 | 16:00 - 16:30 | 16:30 - 17:00 | 17:00 - 17:30 | 17:30 - 18:00 | 18:00 - 18:30 | 18:30 - 19:00 | 19:00 - 19:30 | 19:30 - 20:00 | 20:00 - 20:30 | 20:30 - 21:00 | 21:00 - 21:30 | 21:30 - 22:00 | 22:00 - 22:30 | 22:30 - 23:00 | 23:00 - 23:30 | 23:30 - 00:00 | Comment
| Medium | [13 empty] | Unknown wind location | Prop_High_Wind_Resource | 100% | Prop_High_Wind_Resource | 100% | Summer - POE 10
[16 empty] | Prop_HH_Income | 0% | Prop_HH_Income | 0% | Summer - POE 50
[16 empty] | Prop_Exist_Res_Cust | 0% | Prop_HH_Income | 0% | Winter - POE 10
[16 empty] | Prop_New_Com_Cust | 0% | Prop_HH_Income | 0% | Winter - POE 50
[17 empty] | 100% |  | 100%
6 | Grid-side Solar Capacity | MW | [12 empty] | Proportion of Grid-side Solar Capacity to different LGAs |  |  |  |  | Capacity Factor Profile - Grid-side Solar Capacity
| Scenario | Spare | 2019 | 2020 | 2021 | 2022 | 2023 | 2024 | 2025 | 2026 | 2027 | 2028 | 2029 | Comment | Driver of forecast | Allocator | Percentage Split - Starting | Allocator | Percentage Split - Incremental | Scenario | 00:00 - 00:30 | 00:30 - 01:00 | 01:00 - 01:30 | 01:30 - 02:00 | 02:00 - 02:30 | 02:30 - 03:00 | 03:00 - 03:30 | 03:30 - 04:00 | 04:00 - 04:30 | 04:30 - 05:00 | 05:00 - 05:30 | 05:30 - 06:00 | 06:00 - 06:30 | 06:30 - 07:00 | 07:00 - 07:30 | 07:30 - 08:00 | 08:00 - 08:30 | 08:30 - 09:00 | 09:00 - 09:30 | 09:30 - 10:00 | 10:00 - 10:30 | 10:30 - 11:00 | 11:00 - 11:30 | 11:30 - 12:00 | 12:00 - 12:30 | 12:30 - 13:00 | 13:00 - 13:30 | 13:30 - 14:00 | 14:00 - 14:30 | 14:30 - 15:00 | 15:00 - 15:30 | 15:30 - 16:00 | 16:00 - 16:30 | 16:30 - 17:00 | 17:00 - 17:30 | 17:30 - 18:00 | 18:00 - 18:30 | 18:30 - 19:00 | 19:00 - 19:30 | 19:30 - 20:00 | 20:00 - 20:30 | 20:30 - 21:00 | 21:00 - 21:30 | 21:30 - 22:00 | 22:00 - 22:30 | 22:30 - 23:00 | 23:00 - 23:30 | 23:30 - 00:00 | Comment
| Medium |  | 87.19 | 91.28 | 94.91 | 98.16 | 111.95 | 125.04 | 137.95 | 150.43 | 163.49 | 177.86 | 193.34 | ESOO - 100KW - 30MW | Unknown location | Prop_High_Solar_Resource | 100% | Prop_High_Solar_Resource | 100% | Summer - POE 10 | 0% | 0% | 0% | 0% | 0% | 0% | 0% | 0% | 0% | 0% | 0.57% | 1.43% | 4.14% | 8.36% | 13.53% | 19.13% | 25.62% | 32.95% | 40.37% | 45.38% | 51.31% | 56.52% | 58.42% | 59.09% | 60.29% | 63.44% | 65.78% | 65.41% | 60.75% | 54.77% | 51.26% | 45.12% | 36.85% | 28.57% | 19.46% | 10.37% | 6.37% | 4.18% | 1.72% | 1.47% | 1.51% | 0% | 0% | 0% | 0% | 0% | 0% | 0%
[16 empty] | Prop_HH_Income | 0% | Prop_HH_Income | 0% | Summer - POE 50 | 0% | 0% | 0% | 0% | 0% | 0% | 0% | 0% | 0% | 0% | 0.57% | 1.43% | 4.14% | 8.36% | 13.53% | 19.13% | 25.62% | 32.95% | 40.37% | 45.38% | 51.31% | 56.52% | 58.42% | 59.09% | 60.29% | 63.44% | 65.78% | 65.41% | 60.75% | 54.77% | 51.26% | 45.12% | 36.85% | 28.57% | 19.46% | 10.37% | 6.37% | 4.18% | 1.72% | 1.47% | 1.51% | 0% | 0% | 0% | 0% | 0% | 0% | 0%
[16 empty] | Prop_Exist_Res_Cust | 0% | Prop_HH_Income | 0% | Winter - POE 10 | 0% | 0% | 0% | 0% | 0% | 0% | 0% | 0% | 0% | 0% | 0% | 0% | 0% | 0.63% | 0.53% | 3.12% | 9.91% | 16.79% | 25.31% | 30.09% | 36.44% | 43.19% | 48.42% | 50.27% | 52.19% | 53.52% | 50.74% | 46.46% | 42.89% | 34.24% | 26.41% | 19.02% | 11.3% | 4.51% | 1.14% | 1.38% | 2.27% | 0.79% | 0.81% | 0% | 0% | 0% | 0% | 0% | 0% | 0% | 0% | 0%
[16 empty] | Prop_New_Com_Cust | 0% | Prop_HH_Income | 0% | Winter - POE 50 | 0% | 0% | 0% | 0% | 0% | 0% | 0% | 0% | 0% | 0% | 0% | 0% | 0% | 0.63% | 0.53% | 3.12% | 9.91% | 16.79% | 25.31% | 30.09% | 36.44% | 43.19% | 48.42% | 50.27% | 52.19% | 53.52% | 50.74% | 46.46% | 42.89% | 34.24% | 26.41% | 19.02% | 11.3% | 4.51% | 1.14% | 1.38% | 2.27% | 0.79% | 0.81% | 0% | 0% | 0% | 0% | 0% | 0% | 0% | 0% | 0%
[17 empty] | 100% |  | 100%
7 | Grid-side Battery Capacity (MW) | [13 empty] | Proportion of Grid-side Battery Capacity (MW) to different LGAs |  |  |  |  | Capacity Factor Profile - Grid-side Battery Capacity (MW)
| Scenario | Spare | 2019 | 2020 | 2021 | 2022 | 2023 | 2024 | 2025 | 2026 | 2027 | 2028 | 2029 | Comment | Driver of forecast | Allocator | Percentage Split - Starting | Allocator | Percentage Split - Incremental | Scenario | 00:00 - 00:30 | 00:30 - 01:00 | 01:00 - 01:30 | 01:30 - 02:00 | 02:00 - 02:30 | 02:30 - 03:00 | 03:00 - 03:30 | 03:30 - 04:00 | 04:00 - 04:30 | 04:30 - 05:00 | 05:00 - 05:30 | 05:30 - 06:00 | 06:00 - 06:30 | 06:30 - 07:00 | 07:00 - 07:30 | 07:30 - 08:00 | 08:00 - 08:30 | 08:30 - 09:00 | 09:00 - 09:30 | 09:30 - 10:00 | 10:00 - 10:30 | 10:30 - 11:00 | 11:00 - 11:30 | 11:30 - 12:00 | 12:00 - 12:30 | 12:30 - 13:00 | 13:00 - 13:30 | 13:30 - 14:00 | 14:00 - 14:30 | 14:30 - 15:00 | 15:00 - 15:30 | 15:30 - 16:00 | 16:00 - 16:30 | 16:30 - 17:00 | 17:00 - 17:30 | 17:30 - 18:00 | 18:00 - 18:30 | 18:30 - 19:00 | 19:00 - 19:30 | 19:30 - 20:00 | 20:00 - 20:30 | 20:30 - 21:00 | 21:00 - 21:30 | 21:30 - 22:00 | 22:00 - 22:30 | 22:30 - 23:00 | 23:00 - 23:30 | 23:30 - 00:00 | Comment
| Medium | [13 empty] | Unknown location | Prop_High_Congest | 100% | Prop_High_Congest | 100% | Summer - POE 10 | 100% | 100% | 100% | 100% | 100% | 100% | 100% | 100% | 100% | 100% | 100% | 100% | 100% | 100% | 100% | 100% | 100% | 100% | 100% | 100% | 100% | 100% | 100% | 100% | 100% | 100% | 100% | 100% | 100% | 100% | 100% | 100% | 100% | 100% | 100% | 100% | 100% | 100% | 100% | 100% | 100% | 100% | 100% | 100% | 100% | 100% | 100% | 100%
[16 empty] | Prop_HH_Income | 0% | Prop_HH_Income | 0% | Summer - POE 50
[16 empty] | Prop_Exist_Res_Cust | 0% | Prop_HH_Income | 0% | Winter - POE 10
[16 empty] | Prop_New_Com_Cust | 0% | Prop_HH_Income | 0% | Winter - POE 50
[17 empty] | 100% |  | 100%
8 | Demand Side Impact (MW) | [13 empty] | Proportion of Demand Side Impact (MW) to different LGAs |  |  |  |  | Capacity Factor Profile - Demand Side Impact (MW)
| Scenario | Spare | 2019 | 2020 | 2021 | 2022 | 2023 | 2024 | 2025 | 2026 | 2027 | 2028 | 2029 | Comment | Driver of forecast | Allocator | Percentage Split - Starting | Allocator | Percentage Split - Incremental | Scenario | 00:00 - 00:30 | 00:30 - 01:00 | 01:00 - 01:30 | 01:30 - 02:00 | 02:00 - 02:30 | 02:30 - 03:00 | 03:00 - 03:30 | 03:30 - 04:00 | 04:00 - 04:30 | 04:30 - 05:00 | 05:00 - 05:30 | 05:30 - 06:00 | 06:00 - 06:30 | 06:30 - 07:00 | 07:00 - 07:30 | 07:30 - 08:00 | 08:00 - 08:30 | 08:30 - 09:00 | 09:00 - 09:30 | 09:30 - 10:00 | 10:00 - 10:30 | 10:30 - 11:00 | 11:00 - 11:30 | 11:30 - 12:00 | 12:00 - 12:30 | 12:30 - 13:00 | 13:00 - 13:30 | 13:30 - 14:00 | 14:00 - 14:30 | 14:30 - 15:00 | 15:00 - 15:30 | 15:30 - 16:00 | 16:00 - 16:30 | 16:30 - 17:00 | 17:00 - 17:30 | 17:30 - 18:00 | 18:00 - 18:30 | 18:30 - 19:00 | 19:00 - 19:30 | 19:30 - 20:00 | 20:00 - 20:30 | 20:30 - 21:00 | 21:00 - 21:30 | 21:30 - 22:00 | 22:00 - 22:30 | 22:30 - 23:00 | 23:00 - 23:30 | 23:30 - 00:00 | Comment
| Medium | [13 empty] | Res DM | Prop_Exist_Res_Cust | 70% | Prop_HH_Income | 100% | Summer - POE 10 | 0% | 0% | 0% | 0% | 0% | 0% | 0% | 0% | 0% | 0% | 0% | 0% | 0% | 0% | 0% | 0% | 0% | 0% | 0% | 0% | 0% | 0% | 0% | 0% | 0% | 0% | 0% | 0% | 0% | 0% | 100% | 100% | 100% | 100% | 100% | 100% | 100% | 0% | 0% | 0% | 0% | 0% | 0% | 0% | 0% | 0% | 0% | 0%
[15 empty] | Com DM | Prop_Exist_Com_Cust | 30% | Prop_HH_Income | 0% | Summer - POE 50 | 0% | 0% | 0% | 0% | 0% | 0% | 0% | 0% | 0% | 0% | 0% | 0% | 0% | 0% | 0% | 0% | 0% | 0% | 0% | 0% | 0% | 0% | 0% | 0% | 0% | 0% | 0% | 0% | 0% | 0% | 100% | 100% | 100% | 100% | 100% | 100% | 100% | 0% | 0% | 0% | 0% | 0% | 0% | 0% | 0% | 0% | 0% | 0%
[16 empty] | Prop_Exist_Res_Cust | 0% | Prop_HH_Income | 0% | Winter - POE 10 | 0% | 0% | 0% | 0% | 0% | 0% | 0% | 0% | 0% | 0% | 0% | 0% | 0% | 0% | 0% | 0% | 0% | 0% | 0% | 0% | 0% | 0% | 0% | 0% | 0% | 0% | 0% | 0% | 0% | 0% | 0% | 0% | 0% | 0% | 0% | 0% | 0% | 0% | 0% | 0% | 0% | 0% | 0% | 0% | 0% | 0% | 0% | 0%
[16 empty] | Prop_New_Com_Cust | 0% | Prop_HH_Income | 0% | Winter - POE 50 | 0% | 0% | 0% | 0% | 0% | 0% | 0% | 0% | 0% | 0% | 0% | 0% | 0% | 0% | 0% | 0% | 0% | 0% | 0% | 0% | 0% | 0% | 0% | 0% | 0% | 0% | 0% | 0% | 0% | 0% | 0% | 0% | 0% | 0% | 0% | 0% | 0% | 0% | 0% | 0% | 0% | 0% | 0% | 0% | 0% | 0% | 0% | 0%
[17 empty] | 100% |  | 100%

## Summary - Capacity
| EV numbers ('000) | [12 empty] | PV capacity (MW) | [12 empty] | Battery Storage capacity (MW) | [12 empty] | EE Impact (MWh/day) | [12 empty] | Demand Side (MW) | [12 empty] | EG Wind (MW) | [12 empty] | Large-scale Solar (MW) | [12 empty] | Grid-side Battery (MW)
LGA | 2019 | 2020 | 2021 | 2022 | 2023 | 2024 | 2025 | 2026 | 2027 | 2028 | 2029 | SPARE | LGA | 2019 | 2020 | 2021 | 2022 | 2023 | 2024 | 2025 | 2026 | 2027 | 2028 | 2029 | SPARE | LGA | 2019 | 2020 | 2021 | 2022 | 2023 | 2024 | 2025 | 2026 | 2027 | 2028 | 2029 | SPARE | LGA | 2019 | 2020 | 2021 | 2022 | 2023 | 2024 | 2025 | 2026 | 2027 | 2028 | 2029 | SPARE | LGA | 2019 | 2020 | 2021 | 2022 | 2023 | 2024 | 2025 | 2026 | 2027 | 2028 | 2029 | SPARE | LGA | 2019 | 2020 | 2021 | 2022 | 2023 | 2024 | 2025 | 2026 | 2027 | 2028 | 2029 | SPARE | LGA | 2019 | 2020 | 2021 | 2022 | 2023 | 2024 | 2025 | 2026 | 2027 | 2028 | 2029 | SPARE | LGA | 2019 | 2020 | 2021 | 2022 | 2023 | 2024 | 2025 | 2026 | 2027 | 2028 | 2029 | SPARE
ARARAT RURAL CITY COUNCIL | 0.012794 | 0.022373 | 0.048226 | 0.092747 | 0.16806 | 0.29282 | 0.4793 | 0.75827 | 1.1758 | 1.7851 | 2.6574 |  | ARARAT RURAL CITY COUNCIL | 6.8162 | 7.4678 | 7.562 | 7.6588 | 7.7585 | 7.861 | 7.9665 | 8.2493 | 8.478 | 8.7195 | 9.0633 |  | ARARAT RURAL CITY COUNCIL | 0.41203 | 0.6814 | 0.76513 | 0.83205 | 0.95242 | 1.1582 | 1.4267 | 1.5843 | 1.7085 | 1.9685 | 2.2452 |  | ARARAT RURAL CITY COUNCIL | 0.035465 | 0.085577 | 0.15592 | 0.23292 | 0.28134 | 0.341 | 0.40156 | 0.45652 | 0.51122 | 0.56739 | 0.62487 |  | ARARAT RURAL CITY COUNCIL | 0 | 0 | 0 | 0 | 0 | 0 | 0 | 0 | 0 | 0 | 0 |  | ARARAT RURAL CITY COUNCIL | 0 | 0 | 0 | 0 | 0 | 0 | 0 | 0 | 0 | 0 | 0 |  | ARARAT RURAL CITY COUNCIL | 0 | 0 | 0 | 0 | 0 | 0 | 0 | 0 | 0 | 0 | 0 |  | ARARAT RURAL CITY COUNCIL | 0 | 0 | 0 | 0 | 0 | 0 | 0 | 0 | 0 | 0 | 0
BALLARAT CITY COUNCIL | 0.037611 | 0.053552 | 0.096574 | 0.17066 | 0.296 | 0.50361 | 0.81395 | 1.2782 | 1.9729 | 2.987 | 4.4387 |  | BALLARAT CITY COUNCIL | 49.0273 | 61.1824 | 62.9399 | 64.7467 | 66.6048 | 68.5175 | 70.4849 | 75.7614 | 80.0285 | 84.532 | 90.9459 |  | BALLARAT CITY COUNCIL | 0.50903 | 0.84547 | 0.95006 | 1.0337 | 1.184 | 1.441 | 1.7764 | 1.9733 | 2.1284 | 2.4532 | 2.7987 |  | BALLARAT CITY COUNCIL | 0.31116 | 0.72089 | 1.2961 | 1.9256 | 2.3215 | 2.8093 | 3.3044 | 3.7538 | 4.201 | 4.6603 | 5.1302 |  | BALLARAT CITY COUNCIL | 0 | 0 | 0 | 0 | 0 | 0 | 0 | 0 | 0 | 0 | 0 |  | BALLARAT CITY COUNCIL | 0 | 0 | 0 | 0 | 0 | 0 | 0 | 0 | 0 | 0 | 0 |  | BALLARAT CITY COUNCIL | 0 | 0 | 0 | 0 | 0 | 0 | 0 | 0 | 0 | 0 | 0 |  | BALLARAT CITY COUNCIL | 0 | 0 | 0 | 0 | 0 | 0 | 0 | 0 | 0 | 0 | 0
BENALLA RURAL CITY COUNCIL | 0.013998 | 0.023515 | 0.049201 | 0.093434 | 0.16826 | 0.29221 | 0.47749 | 0.75464 | 1.1694 | 1.7749 | 2.6415 |  | BENALLA RURAL CITY COUNCIL | 15.1063 | 16.0249 | 16.1577 | 16.2943 | 16.4347 | 16.5793 | 16.728 | 17.1267 | 17.4492 | 17.7896 | 18.2743 |  | BENALLA RURAL CITY COUNCIL | 0.39543 | 0.65423 | 0.73468 | 0.79898 | 0.91462 | 1.1123 | 1.3703 | 1.5218 | 1.6411 | 1.8909 | 2.1567 |  | BENALLA RURAL CITY COUNCIL | 0.046076 | 0.11649 | 0.21533 | 0.32352 | 0.39155 | 0.47539 | 0.56048 | 0.63771 | 0.71456 | 0.79349 | 0.87425 |  | BENALLA RURAL CITY COUNCIL | 0 | 0 | 0 | 0 | 0 | 0 | 0 | 0 | 0 | 0 | 0 |  | BENALLA RURAL CITY COUNCIL | 0 | 0 | 0 | 0 | 0 | 0 | 0 | 0 | 0 | 0 | 0 |  | BENALLA RURAL CITY COUNCIL | 0 | 0 | 0 | 0 | 0 | 0 | 0 | 0 | 0 | 0 | 0 |  | BENALLA RURAL CITY COUNCIL | 0 | 0 | 0 | 0 | 0 | 0 | 0 | 0 | 0 | 0 | 0
BOROONDARA CITY COUNCIL | 0.10215 | 0.13801 | 0.23478 | 0.40142 | 0.68334 | 1.1503 | 1.8483 | 2.8925 | 4.4552 | 6.7362 | 10.0013 |  | BOROONDARA CITY COUNCIL | 38.8639 | 58.3289 | 61.1434 | 64.0368 | 67.0124 | 70.0754 | 73.2258 | 81.6757 | 88.5089 | 95.7208 | 105.992 |  | BOROONDARA CITY COUNCIL | 0.95492 | 1.5914 | 1.7893 | 1.9474 | 2.2318 | 2.718 | 3.3525 | 3.725 | 4.0185 | 4.6329 | 5.2865 |  | BOROONDARA CITY COUNCIL | 0.48108 | 1.4767 | 2.8743 | 4.4039 | 5.3659 | 6.5513 | 7.7544 | 8.8464 | 9.933 | 11.049 | 12.1909 |  | BOROONDARA CITY COUNCIL | 0 | 0 | 0 | 0 | 0 | 0 | 0 | 0 | 0 | 0 | 0 |  | BOROONDARA CITY COUNCIL | 0 | 0 | 0 | 0 | 0 | 0 | 0 | 0 | 0 | 0 | 0 |  | BOROONDARA CITY COUNCIL | 0 | 0 | 0 | 0 | 0 | 0 | 0 | 0 | 0 | 0 | 0 |  | BOROONDARA CITY COUNCIL | 0 | 0 | 0 | 0 | 0 | 0 | 0 | 0 | 0 | 0 | 0
QUEENSCLIFFE BOROUGH COUNCIL | 0.012216 | 0.022943 | 0.051893 | 0.10175 | 0.18609 | 0.32579 | 0.53462 | 0.84701 | 1.3145 | 1.9969 | 2.9737 |  | QUEENSCLIFFE BOROUGH COUNCIL | 0 | 0.29606 | 0.33887 | 0.38287 | 0.42813 | 0.47472 | 0.52264 | 0.65116 | 0.75509 | 0.86478 | 1.021 |  | QUEENSCLIFFE BOROUGH COUNCIL | 0.48425 | 0.80035 | 0.8986 | 0.97714 | 1.1184 | 1.3598 | 1.675 | 1.8599 | 2.0057 | 2.3108 | 2.6354 |  | QUEENSCLIFFE BOROUGH COUNCIL | 0.0099445 | 0.025461 | 0.047243 | 0.071083 | 0.086075 | 0.10455 | 0.1233 | 0.14032 | 0.15725 | 0.17465 | 0.19244 |  | QUEENSCLIFFE BOROUGH COUNCIL | 0 | 0 | 0 | 0 | 0 | 0 | 0 | 0 | 0 | 0 | 0 |  | QUEENSCLIFFE BOROUGH COUNCIL | 0 | 0 | 0 | 0 | 0 | 0 | 0 | 0 | 0 | 0 | 0 |  | QUEENSCLIFFE BOROUGH COUNCIL | 0 | 0 | 0 | 0 | 0 | 0 | 0 | 0 | 0 | 0 | 0 |  | QUEENSCLIFFE BOROUGH COUNCIL | 0 | 0 | 0 | 0 | 0 | 0 | 0 | 0 | 0 | 0 | 0
BRIMBANK CITY COUNCIL | 0.05598 | 0.076476 | 0.13179 | 0.22705 | 0.3882 | 0.65513 | 1.0541 | 1.651 | 2.5443 | 3.8482 | 5.7146 |  | BRIMBANK CITY COUNCIL | 115.5787 | 132.7519 | 135.235 | 137.7877 | 140.4129 | 143.1153 | 145.8948 | 153.3498 | 159.3785 | 165.7413 | 174.8031 |  | BRIMBANK CITY COUNCIL | 0.57197 | 0.95234 | 1.0706 | 1.1651 | 1.335 | 1.6256 | 2.0048 | 2.2273 | 2.4027 | 2.7699 | 3.1605 |  | BRIMBANK CITY COUNCIL | 0.49684 | 1.1642 | 2.101 | 3.1263 | 3.7711 | 4.5657 | 5.3722 | 6.1041 | 6.8325 | 7.5806 | 8.346 |  | BRIMBANK CITY COUNCIL | 0 | 0 | 0 | 0 | 0 | 0 | 0 | 0 | 0 | 0 | 0 |  | BRIMBANK CITY COUNCIL | 0 | 0 | 0 | 0 | 0 | 0 | 0 | 0 | 0 | 0 | 0 |  | BRIMBANK CITY COUNCIL | 0 | 0 | 0 | 0 | 0 | 0 | 0 | 0 | 0 | 0 | 0 |  | BRIMBANK CITY COUNCIL | 0 | 0 | 0 | 0 | 0 | 0 | 0 | 0 | 0 | 0 | 0
BULOKE SHIRE COUNCIL | 0.011297 | 0.019504 | 0.041654 | 0.079799 | 0.14433 | 0.25121 | 0.41099 | 0.65 | 1.0077 | 1.5298 | 2.2772 |  | BULOKE SHIRE COUNCIL | 8.3856 | 8.655 | 8.6939 | 8.734 | 8.7751 | 8.8175 | 8.8611 | 8.9781 | 9.0726 | 9.1725 | 9.3146 |  | BULOKE SHIRE COUNCIL | 0.34938 | 0.57787 | 0.64889 | 0.70566 | 0.80776 | 0.98227 | 1.2101 | 1.3438 | 1.4491 | 1.6697 | 1.9043 |  | BULOKE SHIRE COUNCIL | 0.02067 | 0.061894 | 0.11976 | 0.1831 | 0.22293 | 0.27202 | 0.32183 | 0.36704 | 0.41204 | 0.45825 | 0.50553 |  | BULOKE SHIRE COUNCIL | 0 | 0 | 0 | 0 | 0 | 0 | 0 | 0 | 0 | 0 | 0 |  | BULOKE SHIRE COUNCIL | 0 | 0 | 0 | 0 | 0 | 0 | 0 | 0 | 0 | 0 | 0 |  | BULOKE SHIRE COUNCIL | 7.2658 | 7.6067 | 7.9092 | 8.18 | 9.3292 | 10.42 | 11.4958 | 12.5358 | 13.6242 | 14.8217 | 16.1117 |  | BULOKE SHIRE COUNCIL | 0 | 0 | 0 | 0 | 0 | 0 | 0 | 0 | 0 | 0 | 0
CAMPASPE SHIRE COUNCIL | 0.024099 | 0.036666 | 0.070585 | 0.129 | 0.22781 | 0.39149 | 0.63616 | 1.0022 | 1.5499 | 2.3494 | 3.4939 |  | CAMPASPE SHIRE COUNCIL | 40.1493 | 43.5648 | 44.0587 | 44.5664 | 45.0885 | 45.6259 | 46.1787 | 47.6614 | 48.8604 | 50.1259 | 51.9282 |  | CAMPASPE SHIRE COUNCIL | 0.46143 | 0.76473 | 0.85901 | 0.93437 | 1.0699 | 1.3016 | 1.6039 | 1.7814 | 1.9213 | 2.2141 | 2.5255 |  | CAMPASPE SHIRE COUNCIL | 0.1135 | 0.29947 | 0.56053 | 0.84625 | 1.0259 | 1.2474 | 1.4721 | 1.6761 | 1.879 | 2.0875 | 2.3008 |  | CAMPASPE SHIRE COUNCIL | 0 | 0 | 0 | 0 | 0 | 0 | 0 | 0 | 0 | 0 | 0 |  | CAMPASPE SHIRE COUNCIL | 0 | 0 | 0 | 0 | 0 | 0 | 0 | 0 | 0 | 0 | 0 |  | CAMPASPE SHIRE COUNCIL | 7.2658 | 7.6067 | 7.9092 | 8.18 | 9.3292 | 10.42 | 11.4958 | 12.5358 | 13.6242 | 14.8217 | 16.1117 |  | CAMPASPE SHIRE COUNCIL | 0 | 0 | 0 | 0 | 0 | 0 | 0 | 0 | 0 | 0 | 0
CENTRAL GOLDFIELDS SHIRE COUNCIL | 0.010163 | 0.017687 | 0.037994 | 0.072965 | 0.13213 | 0.23012 | 0.3766 | 0.59572 | 0.92365 | 1.4023 | 2.0875 |  | CENTRAL GOLDFIELDS SHIRE COUNCIL | 13.0523 | 14.0497 | 14.1939 | 14.3422 | 14.4946 | 14.6516 | 14.813 | 15.246 | 15.5961 | 15.9656 | 16.4919 |  | CENTRAL GOLDFIELDS SHIRE COUNCIL | 0.32241 | 0.53321 | 0.59874 | 0.65112 | 0.74531 | 0.90632 | 1.1165 | 1.2398 | 1.337 | 1.5405 | 1.757 |  | CENTRAL GOLDFIELDS SHIRE COUNCIL | 0.044283 | 0.094214 | 0.16431 | 0.24102 | 0.28927 | 0.34872 | 0.40905 | 0.46382 | 0.51832 | 0.57429 | 0.63155 |  | CENTRAL GOLDFIELDS SHIRE COUNCIL | 0 | 0 | 0 | 0 | 0 | 0 | 0 | 0 | 0 | 0 | 0 |  | CENTRAL GOLDFIELDS SHIRE COUNCIL | 0 | 0 | 0 | 0 | 0 | 0 | 0 | 0 | 0 | 0 | 0 |  | CENTRAL GOLDFIELDS SHIRE COUNCIL | 0 | 0 | 0 | 0 | 0 | 0 | 0 | 0 | 0 | 0 | 0 |  | CENTRAL GOLDFIELDS SHIRE COUNCIL | 0 | 0 | 0 | 0 | 0 | 0 | 0 | 0 | 0 | 0 | 0
COLAC OTWAY SHIRE COUNCIL | 0.017532 | 0.028561 | 0.058326 | 0.10959 | 0.1963 | 0.33993 | 0.55465 | 0.87583 | 1.3565 | 2.0581 | 3.0624 |  | COLAC OTWAY SHIRE COUNCIL | 13.0129 | 14.4467 | 14.6541 | 14.8672 | 15.0864 | 15.312 | 15.5441 | 16.1666 | 16.6699 | 17.2012 | 17.9578 |  | COLAC OTWAY SHIRE COUNCIL | 0.44406 | 0.735 | 0.82543 | 0.89772 | 1.0277 | 1.2499 | 1.54 | 1.7102 | 1.8444 | 2.1252 | 2.424 |  | COLAC OTWAY SHIRE COUNCIL | 0.066363 | 0.17005 | 0.3156 | 0.4749 | 0.57509 | 0.69854 | 0.82383 | 0.93756 | 1.0507 | 1.167 | 1.2859 |  | COLAC OTWAY SHIRE COUNCIL | 0 | 0 | 0 | 0 | 0 | 0 | 0 | 0 | 0 | 0 | 0 |  | COLAC OTWAY SHIRE COUNCIL | 0 | 0 | 0 | 0 | 0 | 0 | 0 | 0 | 0 | 0 | 0 |  | COLAC OTWAY SHIRE COUNCIL | 0 | 0 | 0 | 0 | 0 | 0 | 0 | 0 | 0 | 0 | 0 |  | COLAC OTWAY SHIRE COUNCIL | 0 | 0 | 0 | 0 | 0 | 0 | 0 | 0 | 0 | 0 | 0
CORANGAMITE SHIRE COUNCIL | 0.017653 | 0.028609 | 0.058179 | 0.1091 | 0.19525 | 0.33794 | 0.55124 | 0.87032 | 1.3478 | 2.0448 | 3.0426 |  | CORANGAMITE SHIRE COUNCIL | 12.652 | 13.701 | 13.8527 | 14.0086 | 14.1689 | 14.334 | 14.5038 | 14.9592 | 15.3274 | 15.7161 | 16.2696 |  | CORANGAMITE SHIRE COUNCIL | 0.4386 | 0.72601 | 0.81535 | 0.88676 | 1.0152 | 1.2347 | 1.5212 | 1.6894 | 1.822 | 2.0994 | 2.3945 |  | CORANGAMITE SHIRE COUNCIL | 0.049692 | 0.14617 | 0.28161 | 0.42984 | 0.52306 | 0.63794 | 0.75452 | 0.86034 | 0.96564 | 1.0738 | 1.1844 |  | CORANGAMITE SHIRE COUNCIL | 0 | 0 | 0 | 0 | 0 | 0 | 0 | 0 | 0 | 0 | 0 |  | CORANGAMITE SHIRE COUNCIL | 0 | 0 | 0 | 0 | 0 | 0 | 0 | 0 | 0 | 0 | 0 |  | CORANGAMITE SHIRE COUNCIL | 0 | 0 | 0 | 0 | 0 | 0 | 0 | 0 | 0 | 0 | 0 |  | CORANGAMITE SHIRE COUNCIL | 0 | 0 | 0 | 0 | 0 | 0 | 0 | 0 | 0 | 0 | 0
DAREBIN CITY COUNCIL | 0.05251 | 0.073396 | 0.12976 | 0.22684 | 0.39106 | 0.66307 | 1.0697 | 1.6779 | 2.5882 | 3.9169 | 5.8189 |  | DAREBIN CITY COUNCIL | 44.7893 | 61.113 | 63.4733 | 65.8998 | 68.3951 | 70.9638 | 73.6059 | 80.692 | 86.4225 | 92.4705 | 101.0842 |  | DAREBIN CITY COUNCIL | 0.63196 | 1.0506 | 1.1808 | 1.2848 | 1.4719 | 1.7917 | 2.2091 | 2.4541 | 2.6472 | 3.0513 | 3.4813 |  | DAREBIN CITY COUNCIL | 0.44752 | 1.0433 | 1.8795 | 2.7949 | 3.3705 | 4.0798 | 4.7997 | 5.4531 | 6.1034 | 6.7712 | 7.4544 |  | DAREBIN CITY COUNCIL | 0 | 0 | 0 | 0 | 0 | 0 | 0 | 0 | 0 | 0 | 0 |  | DAREBIN CITY COUNCIL | 0 | 0 | 0 | 0 | 0 | 0 | 0 | 0 | 0 | 0 | 0 |  | DAREBIN CITY COUNCIL | 0 | 0 | 0 | 0 | 0 | 0 | 0 | 0 | 0 | 0 | 0 |  | DAREBIN CITY COUNCIL | 0 | 0 | 0 | 0 | 0 | 0 | 0 | 0 | 0 | 0 | 0
GANNAWARRA SHIRE COUNCIL | 0.01313 | 0.022201 | 0.046682 | 0.088841 | 0.16016 | 0.2783 | 0.45489 | 0.71905 | 1.1144 | 1.6914 | 2.5175 |  | GANNAWARRA SHIRE COUNCIL | 14.5258 | 15.0837 | 15.1644 | 15.2473 | 15.3326 | 15.4204 | 15.5107 | 15.7528 | 15.9487 | 16.1554 | 16.4497 |  | GANNAWARRA SHIRE COUNCIL | 0.37919 | 0.62731 | 0.70443 | 0.76608 | 0.87695 | 1.0665 | 1.3138 | 1.459 | 1.5734 | 1.8129 | 2.0677 |  | GANNAWARRA SHIRE COUNCIL | 0.034545 | 0.093974 | 0.1774 | 0.26871 | 0.32613 | 0.39689 | 0.4687 | 0.53389 | 0.59875 | 0.66537 | 0.73353 |  | GANNAWARRA SHIRE COUNCIL | 0 | 0 | 0 | 0 | 0 | 0 | 0 | 0 | 0 | 0 | 0 |  | GANNAWARRA SHIRE COUNCIL | 0 | 0 | 0 | 0 | 0 | 0 | 0 | 0 | 0 | 0 | 0 |  | GANNAWARRA SHIRE COUNCIL | 7.2658 | 7.6067 | 7.9092 | 8.18 | 9.3292 | 10.42 | 11.4958 | 12.5358 | 13.6242 | 14.8217 | 16.1117 |  | GANNAWARRA SHIRE COUNCIL | 0 | 0 | 0 | 0 | 0 | 0 | 0 | 0 | 0 | 0 | 0
GLEN EIRA CITY COUNCIL | 0.067191 | 0.093359 | 0.16399 | 0.28561 | 0.49137 | 0.83218 | 1.3416 | 2.1037 | 3.2443 | 4.909 | 7.2921 |  | GLEN EIRA CITY COUNCIL | 29.2595 | 44.0317 | 46.1676 | 48.3635 | 50.6216 | 52.9462 | 55.3371 | 61.7497 | 66.9355 | 72.4087 | 80.2036 |  | GLEN EIRA CITY COUNCIL | 0.77666 | 1.2917 | 1.4517 | 1.5797 | 1.8098 | 2.2032 | 2.7166 | 3.018 | 3.2555 | 3.7526 | 4.2814 |  | GLEN EIRA CITY COUNCIL | 0.41932 | 1.1016 | 2.0593 | 3.1075 | 3.7668 | 4.5791 | 5.4035 | 6.1518 | 6.8965 | 7.6613 | 8.4438 |  | GLEN EIRA CITY COUNCIL | 0 | 0 | 0 | 0 | 0 | 0 | 0 | 0 | 0 | 0 | 0 |  | GLEN EIRA CITY COUNCIL | 0 | 0 | 0 | 0 | 0 | 0 | 0 | 0 | 0 | 0 | 0 |  | GLEN EIRA CITY COUNCIL | 0 | 0 | 0 | 0 | 0 | 0 | 0 | 0 | 0 | 0 | 0 |  | GLEN EIRA CITY COUNCIL | 0 | 0 | 0 | 0 | 0 | 0 | 0 | 0 | 0 | 0 | 0
GLENELG SHIRE COUNCIL | 0.016209 | 0.026864 | 0.05562 | 0.10514 | 0.18892 | 0.32768 | 0.53511 | 0.84541 | 1.3098 | 1.9876 | 2.9579 |  | GLENELG SHIRE COUNCIL | 9.0543 | 10.4187 | 10.616 | 10.8189 | 11.0274 | 11.2421 | 11.463 | 12.0553 | 12.5343 | 13.0398 | 13.7598 |  | GLENELG SHIRE COUNCIL | 0.43689 | 0.72296 | 0.81187 | 0.88295 | 1.0108 | 1.2293 | 1.5145 | 1.6819 | 1.8138 | 2.0899 | 2.3837 |  | GLENELG SHIRE COUNCIL | 0.063207 | 0.15466 | 0.28304 | 0.42354 | 0.51191 | 0.6208 | 0.7313 | 0.83161 | 0.93142 | 1.0339 | 1.1388 |  | GLENELG SHIRE COUNCIL | 0 | 0 | 0 | 0 | 0 | 0 | 0 | 0 | 0 | 0 | 0 |  | GLENELG SHIRE COUNCIL | 0 | 0 | 0 | 0 | 0 | 0 | 0 | 0 | 0 | 0 | 0 |  | GLENELG SHIRE COUNCIL | 0 | 0 | 0 | 0 | 0 | 0 | 0 | 0 | 0 | 0 | 0 |  | GLENELG SHIRE COUNCIL | 0 | 0 | 0 | 0 | 0 | 0 | 0 | 0 | 0 | 0 | 0
GOLDEN PLAINS SHIRE COUNCIL | 0.019402 | 0.033547 | 0.071721 | 0.13746 | 0.24867 | 0.43288 | 0.70825 | 1.1202 | 1.7366 | 2.6364 | 3.9245 |  | GOLDEN PLAINS SHIRE COUNCIL | 19.6272 | 21.8453 | 22.166 | 22.4957 | 22.8347 | 23.1838 | 23.5428 | 24.5056 | 25.2843 | 26.106 | 27.2764 |  | GOLDEN PLAINS SHIRE COUNCIL | 0.60288 | 0.99712 | 1.1197 | 1.2176 | 1.3938 | 1.6949 | 2.0879 | 2.3187 | 2.5005 | 2.881 | 3.2859 |  | GOLDEN PLAINS SHIRE COUNCIL | 0.057897 | 0.14077 | 0.25711 | 0.38444 | 0.46452 | 0.5632 | 0.66334 | 0.75424 | 0.84469 | 0.93759 | 1.0326 |  | GOLDEN PLAINS SHIRE COUNCIL | 0 | 0 | 0 | 0 | 0 | 0 | 0 | 0 | 0 | 0 | 0 |  | GOLDEN PLAINS SHIRE COUNCIL | 0 | 0 | 0 | 0 | 0 | 0 | 0 | 0 | 0 | 0 | 0 |  | GOLDEN PLAINS SHIRE COUNCIL | 0 | 0 | 0 | 0 | 0 | 0 | 0 | 0 | 0 | 0 | 0 |  | GOLDEN PLAINS SHIRE COUNCIL | 0 | 0 | 0 | 0 | 0 | 0 | 0 | 0 | 0 | 0 | 0
GREATER BENDIGO CITY COUNCIL | 0.03688 | 0.052835 | 0.095897 | 0.17005 | 0.29551 | 0.5033 | 0.81393 | 1.2786 | 1.974 | 2.989 | 4.442 |  | GREATER BENDIGO CITY COUNCIL | 45.8163 | 58.0341 | 59.8007 | 61.6168 | 63.4845 | 65.407 | 67.3845 | 72.6883 | 76.9774 | 81.5041 | 87.9511 |  | GREATER BENDIGO CITY COUNCIL | 0.51778 | 0.85977 | 0.96608 | 1.0511 | 1.2039 | 1.4651 | 1.806 | 2.0062 | 2.1639 | 2.494 | 2.8452 |  | GREATER BENDIGO CITY COUNCIL | 0.33688 | 0.75274 | 1.3365 | 1.9755 | 2.3773 | 2.8724 | 3.3749 | 3.8311 | 4.285 | 4.7511 | 5.2281 |  | GREATER BENDIGO CITY COUNCIL | 0 | 0 | 0 | 0 | 0 | 0 | 0 | 0 | 0 | 0 | 0 |  | GREATER BENDIGO CITY COUNCIL | 0 | 0 | 0 | 0 | 0 | 0 | 0 | 0 | 0 | 0 | 0 |  | GREATER BENDIGO CITY COUNCIL | 0 | 0 | 0 | 0 | 0 | 0 | 0 | 0 | 0 | 0 | 0 |  | GREATER BENDIGO CITY COUNCIL | 0 | 0 | 0 | 0 | 0 | 0 | 0 | 0 | 0 | 0 | 0
GREATER GEELONG CITY COUNCIL | 0.067056 | 0.089733 | 0.15094 | 0.25633 | 0.43464 | 0.72997 | 1.1715 | 1.8319 | 2.8202 | 4.2628 | 6.3279 |  | GREATER GEELONG CITY COUNCIL | 114.5393 | 139.4242 | 143.0223 | 146.7214 | 150.5254 | 154.4413 | 158.469 | 169.2715 | 178.0074 | 187.2274 | 200.3585 |  | GREATER GEELONG CITY COUNCIL | 0.57744 | 0.96322 | 1.0831 | 1.179 | 1.3514 | 1.646 | 2.0306 | 2.2564 | 2.4343 | 2.8066 | 3.2028 |  | GREATER GEELONG CITY COUNCIL | 0.70338 | 1.5863 | 2.8256 | 4.1821 | 5.0352 | 6.0864 | 7.1532 | 8.1216 | 9.0852 | 10.0749 | 11.0875 |  | GREATER GEELONG CITY COUNCIL | 0 | 0 | 0 | 0 | 0 | 0 | 0 | 0 | 0 | 0 | 0 |  | GREATER GEELONG CITY COUNCIL | 0 | 0 | 0 | 0 | 0 | 0 | 0 | 0 | 0 | 0 | 0 |  | GREATER GEELONG CITY COUNCIL | 0 | 0 | 0 | 0 | 0 | 0 | 0 | 0 | 0 | 0 | 0 |  | GREATER GEELONG CITY COUNCIL | 0 | 0 | 0 | 0 | 0 | 0 | 0 | 0 | 0 | 0 | 0
GREATER SHEPPARTON CITY COUNCIL | 0.032108 | 0.04692 | 0.086897 | 0.15574 | 0.2722 | 0.46511 | 0.75348 | 1.1848 | 1.8304 | 2.7727 | 4.1216 |  | GREATER SHEPPARTON CITY COUNCIL | 49.3289 | 55.483 | 56.3728 | 57.2876 | 58.2284 | 59.1968 | 60.1928 | 62.8643 | 65.0248 | 67.3049 | 70.5523 |  | GREATER SHEPPARTON CITY COUNCIL | 0.50373 | 0.83582 | 0.93904 | 1.0216 | 1.1699 | 1.4236 | 1.7547 | 1.949 | 2.1021 | 2.4227 | 2.7637 |  | GREATER SHEPPARTON CITY COUNCIL | 0.18698 | 0.47797 | 0.88646 | 1.3335 | 1.6147 | 1.9612 | 2.3128 | 2.632 | 2.9496 | 3.2758 | 3.6095 |  | GREATER SHEPPARTON CITY COUNCIL | 0 | 0 | 0 | 0 | 0 | 0 | 0 | 0 | 0 | 0 | 0 |  | GREATER SHEPPARTON CITY COUNCIL | 0 | 0 | 0 | 0 | 0 | 0 | 0 | 0 | 0 | 0 | 0 |  | GREATER SHEPPARTON CITY COUNCIL | 0 | 0 | 0 | 0 | 0 | 0 | 0 | 0 | 0 | 0 | 0 |  | GREATER SHEPPARTON CITY COUNCIL | 0 | 0 | 0 | 0 | 0 | 0 | 0 | 0 | 0 | 0 | 0
HEPBURN SHIRE COUNCIL | 0.014168 | 0.024069 | 0.050791 | 0.096808 | 0.17466 | 0.3036 | 0.49636 | 0.7847 | 1.2162 | 1.8461 | 2.7477 |  | HEPBURN SHIRE COUNCIL | 9.9599 | 11.4106 | 11.6204 | 11.836 | 12.0578 | 12.2861 | 12.5209 | 13.1506 | 13.6599 | 14.1974 | 14.9629 |  | HEPBURN SHIRE COUNCIL | 0.41566 | 0.68761 | 0.77214 | 0.83971 | 0.96122 | 1.1689 | 1.4401 | 1.5992 | 1.7246 | 1.9871 | 2.2664 |  | HEPBURN SHIRE COUNCIL | 0.050856 | 0.12132 | 0.22023 | 0.32848 | 0.39656 | 0.48046 | 0.5656 | 0.64288 | 0.71978 | 0.79876 | 0.87958 |  | HEPBURN SHIRE COUNCIL | 0 | 0 | 0 | 0 | 0 | 0 | 0 | 0 | 0 | 0 | 0 |  | HEPBURN SHIRE COUNCIL | 0 | 0 | 0 | 0 | 0 | 0 | 0 | 0 | 0 | 0 | 0 |  | HEPBURN SHIRE COUNCIL | 0 | 0 | 0 | 0 | 0 | 0 | 0 | 0 | 0 | 0 | 0 |  | HEPBURN SHIRE COUNCIL | 0 | 0 | 0 | 0 | 0 | 0 | 0 | 0 | 0 | 0 | 0
HINDMARSH SHIRE COUNCIL | 0.011108 | 0.01975 | 0.043072 | 0.083237 | 0.15118 | 0.26372 | 0.43196 | 0.68362 | 1.0603 | 1.61 | 2.3969 |  | HINDMARSH SHIRE COUNCIL | 6.2074 | 6.4133 | 6.443 | 6.4736 | 6.5051 | 6.5375 | 6.5708 | 6.6602 | 6.7324 | 6.8087 | 6.9173 |  | HINDMARSH SHIRE COUNCIL | 0.3764 | 0.62237 | 0.69883 | 0.75994 | 0.86985 | 1.0577 | 1.3029 | 1.4469 | 1.5603 | 1.7977 | 2.0503 |  | HINDMARSH SHIRE COUNCIL | 0.018786 | 0.051647 | 0.097777 | 0.14827 | 0.18002 | 0.21914 | 0.25885 | 0.2949 | 0.33076 | 0.3676 | 0.40529 |  | HINDMARSH SHIRE COUNCIL | 0 | 0 | 0 | 0 | 0 | 0 | 0 | 0 | 0 | 0 | 0 |  | HINDMARSH SHIRE COUNCIL | 0 | 0 | 0 | 0 | 0 | 0 | 0 | 0 | 0 | 0 | 0 |  | HINDMARSH SHIRE COUNCIL | 7.2658 | 7.6067 | 7.9092 | 8.18 | 9.3292 | 10.42 | 11.4958 | 12.5358 | 13.6242 | 14.8217 | 16.1117 |  | HINDMARSH SHIRE COUNCIL | 0 | 0 | 0 | 0 | 0 | 0 | 0 | 0 | 0 | 0 | 0
HOBSONS BAY CITY COUNCIL | 0.037467 | 0.056214 | 0.10681 | 0.19394 | 0.34135 | 0.5855 | 0.95048 | 1.4964 | 2.3135 | 3.5061 | 5.2133 |  | HOBSONS BAY CITY COUNCIL | 28.2576 | 37.5583 | 38.9031 | 40.2857 | 41.7074 | 43.171 | 44.6763 | 48.7138 | 51.9789 | 55.4249 | 60.3326 |  | HOBSONS BAY CITY COUNCIL | 0.67187 | 1.1139 | 1.2513 | 1.3611 | 1.5586 | 1.8963 | 2.337 | 2.5956 | 2.7995 | 3.2261 | 3.6801 |  | HOBSONS BAY CITY COUNCIL | 0.26201 | 0.60893 | 1.0959 | 1.6289 | 1.9641 | 2.3772 | 2.7964 | 3.1769 | 3.5556 | 3.9445 | 4.3423 |  | HOBSONS BAY CITY COUNCIL | 0 | 0 | 0 | 0 | 0 | 0 | 0 | 0 | 0 | 0 | 0 |  | HOBSONS BAY CITY COUNCIL | 0 | 0 | 0 | 0 | 0 | 0 | 0 | 0 | 0 | 0 | 0 |  | HOBSONS BAY CITY COUNCIL | 0 | 0 | 0 | 0 | 0 | 0 | 0 | 0 | 0 | 0 | 0 |  | HOBSONS BAY CITY COUNCIL | 0 | 0 | 0 | 0 | 0 | 0 | 0 | 0 | 0 | 0 | 0
HORSHAM RURAL CITY COUNCIL | 0.017611 | 0.029025 | 0.059832 | 0.11288 | 0.20263 | 0.35129 | 0.57351 | 0.90593 | 1.4034 | 2.1296 | 3.169 |  | HORSHAM RURAL CITY COUNCIL | 15.8363 | 17.672 | 17.9374 | 18.2103 | 18.491 | 18.7798 | 19.0769 | 19.8739 | 20.5183 | 21.1985 | 22.1671 |  | HORSHAM RURAL CITY COUNCIL | 0.46538 | 0.77016 | 0.86489 | 0.94062 | 1.0768 | 1.3096 | 1.6134 | 1.7918 | 1.9323 | 2.2265 | 2.5395 |  | HORSHAM RURAL CITY COUNCIL | 0.061897 | 0.15935 | 0.29615 | 0.44588 | 0.54004 | 0.65608 | 0.77384 | 0.88073 | 0.9871 | 1.0963 | 1.2081 |  | HORSHAM RURAL CITY COUNCIL | 0 | 0 | 0 | 0 | 0 | 0 | 0 | 0 | 0 | 0 | 0 |  | HORSHAM RURAL CITY COUNCIL | 0 | 0 | 0 | 0 | 0 | 0 | 0 | 0 | 0 | 0 | 0 |  | HORSHAM RURAL CITY COUNCIL | 7.2658 | 7.6067 | 7.9092 | 8.18 | 9.3292 | 10.42 | 11.4958 | 12.5358 | 13.6242 | 14.8217 | 16.1117 |  | HORSHAM RURAL CITY COUNCIL | 0 | 0 | 0 | 0 | 0 | 0 | 0 | 0 | 0 | 0 | 0
HUME CITY COUNCIL | 0.060799 | 0.083109 | 0.14332 | 0.24702 | 0.42244 | 0.713 | 1.1474 | 1.7971 | 2.7695 | 4.1888 | 6.2205 |  | HUME CITY COUNCIL | 94.4186 | 118.5176 | 122.0021 | 125.5843 | 129.2683 | 133.0605 | 136.961 | 147.4224 | 155.8824 | 164.8112 | 177.5276 |  | HUME CITY COUNCIL | 0.62412 | 1.0391 | 1.1681 | 1.2712 | 1.4567 | 1.7736 | 2.1874 | 2.4302 | 2.6216 | 3.0222 | 3.4483 |  | HUME CITY COUNCIL | 0.48426 | 1.1772 | 2.1498 | 3.2144 | 3.8839 | 4.7089 | 5.5462 | 6.3062 | 7.0625 | 7.8392 | 8.6339 |  | HUME CITY COUNCIL | 0 | 0 | 0 | 0 | 0 | 0 | 0 | 0 | 0 | 0 | 0 |  | HUME CITY COUNCIL | 0 | 0 | 0 | 0 | 0 | 0 | 0 | 0 | 0 | 0 | 0 |  | HUME CITY COUNCIL | 0 | 0 | 0 | 0 | 0 | 0 | 0 | 0 | 0 | 0 | 0 |  | HUME CITY COUNCIL | 0 | 0 | 0 | 0 | 0 | 0 | 0 | 0 | 0 | 0 | 0
LODDON SHIRE COUNCIL | 0.011271 | 0.019382 | 0.041272 | 0.07897 | 0.14274 | 0.24838 | 0.40628 | 0.64249 | 0.996 | 1.512 | 2.2506 |  | LODDON SHIRE COUNCIL | 33.1258 | 33.6272 | 33.6997 | 33.7742 | 33.8508 | 33.9297 | 34.0109 | 34.2285 | 34.4045 | 34.5903 | 34.8548 |  | LODDON SHIRE COUNCIL | 0.34415 | 0.56923 | 0.63919 | 0.69512 | 0.79569 | 0.96761 | 1.192 | 1.3237 | 1.4275 | 1.6448 | 1.8759 |  | LODDON SHIRE COUNCIL | 0.025444 | 0.070212 | 0.13306 | 0.20184 | 0.2451 | 0.2984 | 0.3525 | 0.4016 | 0.45046 | 0.50065 | 0.55199 |  | LODDON SHIRE COUNCIL | 0 | 0 | 0 | 0 | 0 | 0 | 0 | 0 | 0 | 0 | 0 |  | LODDON SHIRE COUNCIL | 0 | 0 | 0 | 0 | 0 | 0 | 0 | 0 | 0 | 0 | 0 |  | LODDON SHIRE COUNCIL | 7.2658 | 7.6067 | 7.9092 | 8.18 | 9.3292 | 10.42 | 11.4958 | 12.5358 | 13.6242 | 14.8217 | 16.1117 |  | LODDON SHIRE COUNCIL | 0 | 0 | 0 | 0 | 0 | 0 | 0 | 0 | 0 | 0 | 0
MACEDON RANGES SHIRE COUNCIL | 0.030788 | 0.048634 | 0.096801 | 0.17975 | 0.32007 | 0.5525 | 0.89995 | 1.4197 | 2.1975 | 3.3328 | 4.9581 |  | MACEDON RANGES SHIRE COUNCIL | 33.5731 | 38.8531 | 39.6166 | 40.4014 | 41.2086 | 42.0394 | 42.894 | 45.1861 | 47.0397 | 48.9959 | 51.7821 |  | MACEDON RANGES SHIRE COUNCIL | 0.69242 | 1.1467 | 1.2878 | 1.4007 | 1.6037 | 1.9506 | 2.4035 | 2.6693 | 2.8788 | 3.3172 | 3.7837 |  | MACEDON RANGES SHIRE COUNCIL | 0.12845 | 0.33536 | 0.62581 | 0.94372 | 1.1436 | 1.39 | 1.64 | 1.867 | 2.0928 | 2.3247 | 2.562 |  | MACEDON RANGES SHIRE COUNCIL | 0 | 0 | 0 | 0 | 0 | 0 | 0 | 0 | 0 | 0 | 0 |  | MACEDON RANGES SHIRE COUNCIL | 0 | 0 | 0 | 0 | 0 | 0 | 0 | 0 | 0 | 0 | 0 |  | MACEDON RANGES SHIRE COUNCIL | 0 | 0 | 0 | 0 | 0 | 0 | 0 | 0 | 0 | 0 | 0 |  | MACEDON RANGES SHIRE COUNCIL | 0 | 0 | 0 | 0 | 0 | 0 | 0 | 0 | 0 | 0 | 0
MARIBYRNONG CITY COUNCIL | 0.036511 | 0.054947 | 0.1047 | 0.19039 | 0.33535 | 0.57545 | 0.93437 | 1.4713 | 2.2748 | 3.4476 | 5.1265 |  | MARIBYRNONG CITY COUNCIL | 11.1229 | 24.272 | 26.1733 | 28.1279 | 30.1379 | 32.2071 | 34.3353 | 40.0434 | 44.6594 | 49.5313 | 56.4697 |  | MARIBYRNONG CITY COUNCIL | 0.66433 | 1.1013 | 1.2371 | 1.3457 | 1.541 | 1.8748 | 2.3104 | 2.5661 | 2.7676 | 3.1894 | 3.6382 |  | MARIBYRNONG CITY COUNCIL | 0.25081 | 0.58433 | 1.0525 | 1.565 | 1.8872 | 2.2843 | 2.6874 | 3.0532 | 3.4172 | 3.7911 | 4.1736 |  | MARIBYRNONG CITY COUNCIL | 0 | 0 | 0 | 0 | 0 | 0 | 0 | 0 | 0 | 0 | 0 |  | MARIBYRNONG CITY COUNCIL | 0 | 0 | 0 | 0 | 0 | 0 | 0 | 0 | 0 | 0 | 0 |  | MARIBYRNONG CITY COUNCIL | 0 | 0 | 0 | 0 | 0 | 0 | 0 | 0 | 0 | 0 | 0 |  | MARIBYRNONG CITY COUNCIL | 0 | 0 | 0 | 0 | 0 | 0 | 0 | 0 | 0 | 0 | 0
MELBOURNE CITY COUNCIL | 0.13595 | 0.17379 | 0.2759 | 0.45175 | 0.74923 | 1.242 | 1.9786 | 3.0804 | 4.7294 | 7.1363 | 10.5817 |  | MELBOURNE CITY COUNCIL | 16.2482 | 56.9251 | 62.8066 | 68.8531 | 75.0712 | 81.4721 | 88.0558 | 105.7137 | 119.9934 | 135.0644 | 156.5286 |  | MELBOURNE CITY COUNCIL | 0.70285 | 1.1816 | 1.3304 | 1.4493 | 1.6632 | 2.0289 | 2.5061 | 2.7863 | 3.007 | 3.4691 | 3.9607 |  | MELBOURNE CITY COUNCIL | 0.50406 | 1.8697 | 3.7868 | 5.8851 | 7.2046 | 8.8307 | 10.4809 | 11.9789 | 13.4694 | 15.0003 | 16.5666 |  | MELBOURNE CITY COUNCIL | 0 | 0 | 0 | 0 | 0 | 0 | 0 | 0 | 0 | 0 | 0 |  | MELBOURNE CITY COUNCIL | 0 | 0 | 0 | 0 | 0 | 0 | 0 | 0 | 0 | 0 | 0 |  | MELBOURNE CITY COUNCIL | 0 | 0 | 0 | 0 | 0 | 0 | 0 | 0 | 0 | 0 | 0 |  | MELBOURNE CITY COUNCIL | 0 | 0 | 0 | 0 | 0 | 0 | 0 | 0 | 0 | 0 | 0
MELTON CITY COUNCIL | 0.037939 | 0.056611 | 0.107 | 0.19379 | 0.34059 | 0.58376 | 0.94727 | 1.491 | 2.3048 | 3.4926 | 5.1929 |  | MELTON CITY COUNCIL | 67.9594 | 91.8448 | 95.2985 | 98.8489 | 102.5002 | 106.2588 | 110.1247 | 120.4934 | 128.8785 | 137.7281 | 150.3319 |  | MELTON CITY COUNCIL | 0.66242 | 1.0984 | 1.2339 | 1.3422 | 1.537 | 1.8701 | 2.3047 | 2.5598 | 2.7609 | 3.1817 | 3.6294 |  | MELTON CITY COUNCIL | 0.33695 | 0.73244 | 1.2876 | 1.8953 | 2.2774 | 2.7483 | 3.2262 | 3.66 | 4.0917 | 4.535 | 4.9887 |  | MELTON CITY COUNCIL | 0 | 0 | 0 | 0 | 0 | 0 | 0 | 0 | 0 | 0 | 0 |  | MELTON CITY COUNCIL | 0 | 0 | 0 | 0 | 0 | 0 | 0 | 0 | 0 | 0 | 0 |  | MELTON CITY COUNCIL | 0 | 0 | 0 | 0 | 0 | 0 | 0 | 0 | 0 | 0 | 0 |  | MELTON CITY COUNCIL | 0 | 0 | 0 | 0 | 0 | 0 | 0 | 0 | 0 | 0 | 0
MILDURA RURAL CITY COUNCIL | 0.027374 | 0.040507 | 0.075952 | 0.13699 | 0.24026 | 0.4113 | 0.66698 | 1.0495 | 1.6219 | 2.4573 | 3.6533 |  | MILDURA RURAL CITY COUNCIL | 41.7544 | 46.8129 | 47.5444 | 48.2963 | 49.0696 | 49.8656 | 50.6843 | 52.8803 | 54.6561 | 56.5303 | 59.1996 |  | MILDURA RURAL CITY COUNCIL | 0.45849 | 0.76044 | 0.85429 | 0.92932 | 1.0642 | 1.2949 | 1.5959 | 1.7726 | 1.9118 | 2.2033 | 2.5134 |  | MILDURA RURAL CITY COUNCIL | 0.1659 | 0.41164 | 0.7566 | 1.1342 | 1.3716 | 1.6642 | 1.9611 | 2.2307 | 2.4989 | 2.7743 | 3.0562 |  | MILDURA RURAL CITY COUNCIL | 0 | 0 | 0 | 0 | 0 | 0 | 0 | 0 | 0 | 0 | 0 |  | MILDURA RURAL CITY COUNCIL | 0 | 0 | 0 | 0 | 0 | 0 | 0 | 0 | 0 | 0 | 0 |  | MILDURA RURAL CITY COUNCIL | 7.2658 | 7.6067 | 7.9092 | 8.18 | 9.3292 | 10.42 | 11.4958 | 12.5358 | 13.6242 | 14.8217 | 16.1117 |  | MILDURA RURAL CITY COUNCIL | 0 | 0 | 0 | 0 | 0 | 0 | 0 | 0 | 0 | 0 | 0
MITCHELL SHIRE COUNCIL | 0.022738 | 0.037182 | 0.076165 | 0.1433 | 0.25687 | 0.44498 | 0.72618 | 1.1468 | 1.7764 | 2.6952 | 4.0106 |  | MITCHELL SHIRE COUNCIL | 17.5369 | 24.6941 | 25.729 | 26.7929 | 27.887 | 29.0132 | 30.1716 | 33.2786 | 35.7912 | 38.443 | 42.2197 |  | MITCHELL SHIRE COUNCIL | 0.58399 | 0.96654 | 1.0855 | 1.1805 | 1.3514 | 1.6436 | 2.025 | 2.2489 | 2.4253 | 2.7946 | 3.1874 |  | MITCHELL SHIRE COUNCIL | 0.11386 | 0.26238 | 0.47087 | 0.69905 | 0.84255 | 1.0194 | 1.1989 | 1.3618 | 1.5239 | 1.6903 | 1.8607 |  | MITCHELL SHIRE COUNCIL | 0 | 0 | 0 | 0 | 0 | 0 | 0 | 0 | 0 | 0 | 0 |  | MITCHELL SHIRE COUNCIL | 0 | 0 | 0 | 0 | 0 | 0 | 0 | 0 | 0 | 0 | 0 |  | MITCHELL SHIRE COUNCIL | 0 | 0 | 0 | 0 | 0 | 0 | 0 | 0 | 0 | 0 | 0 |  | MITCHELL SHIRE COUNCIL | 0 | 0 | 0 | 0 | 0 | 0 | 0 | 0 | 0 | 0 | 0
MOIRA SHIRE COUNCIL | 0.019893 | 0.031115 | 0.061403 | 0.11356 | 0.2018 | 0.34795 | 0.56643 | 0.89325 | 1.3824 | 2.0963 | 3.1182 |  | MOIRA SHIRE COUNCIL | 39.9529 | 42.949 | 43.3822 | 43.8276 | 44.2856 | 44.7571 | 45.242 | 46.5426 | 47.5944 | 48.7045 | 50.2855 |  | MOIRA SHIRE COUNCIL | 0.42963 | 0.7116 | 0.79925 | 0.86931 | 0.9953 | 1.2107 | 1.4918 | 1.6568 | 1.7868 | 2.059 | 2.3486 |  | MOIRA SHIRE COUNCIL | 0.089914 | 0.2312 | 0.42953 | 0.6466 | 0.78311 | 0.95133 | 1.1221 | 1.277 | 1.4312 | 1.5896 | 1.7516 |  | MOIRA SHIRE COUNCIL | 0 | 0 | 0 | 0 | 0 | 0 | 0 | 0 | 0 | 0 | 0 |  | MOIRA SHIRE COUNCIL | 0 | 0 | 0 | 0 | 0 | 0 | 0 | 0 | 0 | 0 | 0 |  | MOIRA SHIRE COUNCIL | 0 | 0 | 0 | 0 | 0 | 0 | 0 | 0 | 0 | 0 | 0 |  | MOIRA SHIRE COUNCIL | 0 | 0 | 0 | 0 | 0 | 0 | 0 | 0 | 0 | 0 | 0
MOONEE VALLEY CITY COUNCIL | 0.050769 | 0.072769 | 0.13214 | 0.23439 | 0.40737 | 0.69388 | 1.1222 | 1.7629 | 2.7217 | 4.1212 | 6.1246 |  | MOONEE VALLEY CITY COUNCIL | 27.6008 | 39.932 | 41.715 | 43.548 | 45.433 | 47.3734 | 49.3693 | 54.7223 | 59.0512 | 63.62 | 70.1268 |  | MOONEE VALLEY CITY COUNCIL | 0.71481 | 1.1869 | 1.3337 | 1.451 | 1.662 | 2.0226 | 2.4932 | 2.7695 | 2.9872 | 3.443 | 3.9278 |  | MOONEE VALLEY CITY COUNCIL | 0.35252 | 0.86169 | 1.5765 | 2.3588 | 2.8507 | 3.457 | 4.0723 | 4.6307 | 5.1865 | 5.7572 | 6.3412 |  | MOONEE VALLEY CITY COUNCIL | 0 | 0 | 0 | 0 | 0 | 0 | 0 | 0 | 0 | 0 | 0 |  | MOONEE VALLEY CITY COUNCIL | 0 | 0 | 0 | 0 | 0 | 0 | 0 | 0 | 0 | 0 | 0 |  | MOONEE VALLEY CITY COUNCIL | 0 | 0 | 0 | 0 | 0 | 0 | 0 | 0 | 0 | 0 | 0 |  | MOONEE VALLEY CITY COUNCIL | 0 | 0 | 0 | 0 | 0 | 0 | 0 | 0 | 0 | 0 | 0
MOORABOOL SHIRE COUNCIL | 0.021973 | 0.036257 | 0.074809 | 0.1412 | 0.25351 | 0.43954 | 0.71763 | 1.1336 | 1.7562 | 2.6649 | 3.9657 |  | MOORABOOL SHIRE COUNCIL | 19.3828 | 23.8801 | 24.5304 | 25.1989 | 25.8864 | 26.5941 | 27.322 | 29.2743 | 30.8531 | 32.5194 | 34.8925 |  | MOORABOOL SHIRE COUNCIL | 0.58308 | 0.96492 | 1.0836 | 1.1785 | 1.3491 | 1.6408 | 2.0214 | 2.2449 | 2.421 | 2.7895 | 3.1817 |  | MOORABOOL SHIRE COUNCIL | 0.090772 | 0.21952 | 0.40026 | 0.59808 | 0.72248 | 0.87578 | 1.0314 | 1.1726 | 1.3131 | 1.4574 | 1.6051 |  | MOORABOOL SHIRE COUNCIL | 0 | 0 | 0 | 0 | 0 | 0 | 0 | 0 | 0 | 0 | 0 |  | MOORABOOL SHIRE COUNCIL | 0 | 0 | 0 | 0 | 0 | 0 | 0 | 0 | 0 | 0 | 0 |  | MOORABOOL SHIRE COUNCIL | 0 | 0 | 0 | 0 | 0 | 0 | 0 | 0 | 0 | 0 | 0 |  | MOORABOOL SHIRE COUNCIL | 0 | 0 | 0 | 0 | 0 | 0 | 0 | 0 | 0 | 0 | 0
MORELAND CITY COUNCIL | 0.055093 | 0.077075 | 0.1364 | 0.23858 | 0.41142 | 0.69772 | 1.1257 | 1.7659 | 2.724 | 4.1224 | 6.1243 |  | MORELAND CITY COUNCIL | 21.8774 | 40.6498 | 43.3642 | 46.1546 | 49.0243 | 51.9783 | 55.0167 | 63.1658 | 69.7559 | 76.7113 | 86.617 |  | MORELAND CITY COUNCIL | 0.66705 | 1.1089 | 1.2463 | 1.3561 | 1.5535 | 1.891 | 2.3315 | 2.5901 | 2.7939 | 3.2204 | 3.6742 |  | MORELAND CITY COUNCIL | 0.49556 | 1.1345 | 2.0314 | 3.0131 | 3.6304 | 4.3912 | 5.1632 | 5.864 | 6.5614 | 7.2776 | 8.0104 |  | MORELAND CITY COUNCIL | 0 | 0 | 0 | 0 | 0 | 0 | 0 | 0 | 0 | 0 | 0 |  | MORELAND CITY COUNCIL | 0 | 0 | 0 | 0 | 0 | 0 | 0 | 0 | 0 | 0 | 0 |  | MORELAND CITY COUNCIL | 0 | 0 | 0 | 0 | 0 | 0 | 0 | 0 | 0 | 0 | 0 |  | MORELAND CITY COUNCIL | 0 | 0 | 0 | 0 | 0 | 0 | 0 | 0 | 0 | 0 | 0
MOUNT ALEXANDER SHIRE COUNCIL | 0.014544 | 0.024565 | 0.051612 | 0.098189 | 0.17698 | 0.3075 | 0.5026 | 0.79444 | 1.2312 | 1.8687 | 2.7813 |  | MOUNT ALEXANDER SHIRE COUNCIL | 25.571 | 27.3005 | 27.5506 | 27.8077 | 28.0721 | 28.3442 | 28.6242 | 29.375 | 29.9821 | 30.6229 | 31.5356 |  | MOUNT ALEXANDER SHIRE COUNCIL | 0.4185 | 0.69236 | 0.77749 | 0.84553 | 0.9679 | 1.1771 | 1.4501 | 1.6104 | 1.7366 | 2.001 | 2.2822 |  | MOUNT ALEXANDER SHIRE COUNCIL | 0.060824 | 0.13972 | 0.25047 | 0.37169 | 0.44792 | 0.54186 | 0.6372 | 0.72373 | 0.80985 | 0.89828 | 0.98877 |  | MOUNT ALEXANDER SHIRE COUNCIL | 0 | 0 | 0 | 0 | 0 | 0 | 0 | 0 | 0 | 0 | 0 |  | MOUNT ALEXANDER SHIRE COUNCIL | 0 | 0 | 0 | 0 | 0 | 0 | 0 | 0 | 0 | 0 | 0 |  | MOUNT ALEXANDER SHIRE COUNCIL | 0 | 0 | 0 | 0 | 0 | 0 | 0 | 0 | 0 | 0 | 0 |  | MOUNT ALEXANDER SHIRE COUNCIL | 0 | 0 | 0 | 0 | 0 | 0 | 0 | 0 | 0 | 0 | 0
MOYNE SHIRE COUNCIL | 0.01911 | 0.031639 | 0.065455 | 0.12369 | 0.2222 | 0.38538 | 0.6293 | 0.99418 | 1.5403 | 2.3373 | 3.4783 |  | MOYNE SHIRE COUNCIL | 23.841 | 25.4483 | 25.6807 | 25.9197 | 26.1654 | 26.4183 | 26.6784 | 27.3762 | 27.9404 | 28.5359 | 29.3841 |  | MOYNE SHIRE COUNCIL | 0.51321 | 0.84926 | 0.95372 | 1.0372 | 1.1874 | 1.444 | 1.7791 | 1.9757 | 2.1307 | 2.4551 | 2.8002 |  | MOYNE SHIRE COUNCIL | 0.048819 | 0.1425 | 0.274 | 0.41794 | 0.50845 | 0.61999 | 0.73319 | 0.83594 | 0.93819 | 1.0432 | 1.1506 |  | MOYNE SHIRE COUNCIL | 0 | 0 | 0 | 0 | 0 | 0 | 0 | 0 | 0 | 0 | 0 |  | MOYNE SHIRE COUNCIL | 0 | 0 | 0 | 0 | 0 | 0 | 0 | 0 | 0 | 0 | 0 |  | MOYNE SHIRE COUNCIL | 0 | 0 | 0 | 0 | 0 | 0 | 0 | 0 | 0 | 0 | 0 |  | MOYNE SHIRE COUNCIL | 0 | 0 | 0 | 0 | 0 | 0 | 0 | 0 | 0 | 0 | 0
NORTHERN GRAMPIANS SHIRE COUNCIL | 0.012786 | 0.021944 | 0.046664 | 0.089234 | 0.16125 | 0.28053 | 0.45885 | 0.72558 | 1.1248 | 1.7074 | 2.5415 |  | NORTHERN GRAMPIANS SHIRE COUNCIL | 6.9531 | 7.6819 | 7.7872 | 7.8956 | 8.007 | 8.1216 | 8.2396 | 8.5559 | 8.8118 | 9.0818 | 9.4663 |  | NORTHERN GRAMPIANS SHIRE COUNCIL | 0.38799 | 0.64176 | 0.72064 | 0.7837 | 0.89709 | 1.0909 | 1.3439 | 1.4924 | 1.6095 | 1.8544 | 2.115 |  | NORTHERN GRAMPIANS SHIRE COUNCIL | 0.039111 | 0.096189 | 0.17631 | 0.26401 | 0.31916 | 0.38712 | 0.45609 | 0.51869 | 0.58099 | 0.64497 | 0.71044 |  | NORTHERN GRAMPIANS SHIRE COUNCIL | 0 | 0 | 0 | 0 | 0 | 0 | 0 | 0 | 0 | 0 | 0 |  | NORTHERN GRAMPIANS SHIRE COUNCIL | 0 | 0 | 0 | 0 | 0 | 0 | 0 | 0 | 0 | 0 | 0 |  | NORTHERN GRAMPIANS SHIRE COUNCIL | 7.2658 | 7.6067 | 7.9092 | 8.18 | 9.3292 | 10.42 | 11.4958 | 12.5358 | 13.6242 | 14.8217 | 16.1117 |  | NORTHERN GRAMPIANS SHIRE COUNCIL | 0 | 0 | 0 | 0 | 0 | 0 | 0 | 0 | 0 | 0 | 0
PORT PHILLIP CITY COUNCIL | 0.082937 | 0.1131 | 0.1945 | 0.33469 | 0.57184 | 0.96465 | 1.5519 | 2.4302 | 3.7448 | 5.6636 | 8.4102 |  | PORT PHILLIP CITY COUNCIL | 8.2582 | 26.4675 | 29.1004 | 31.8072 | 34.5908 | 37.4562 | 40.4034 | 48.3081 | 54.7005 | 61.4472 | 71.0558 |  | PORT PHILLIP CITY COUNCIL | 0.83571 | 1.3917 | 1.5645 | 1.7026 | 1.951 | 2.3756 | 2.9299 | 3.2552 | 3.5116 | 4.0482 | 4.6191 |  | PORT PHILLIP CITY COUNCIL | 0.38769 | 1.1819 | 2.2967 | 3.5169 | 4.2842 | 5.2298 | 6.1895 | 7.0606 | 7.9274 | 8.8176 | 9.7285 |  | PORT PHILLIP CITY COUNCIL | 0 | 0 | 0 | 0 | 0 | 0 | 0 | 0 | 0 | 0 | 0 |  | PORT PHILLIP CITY COUNCIL | 0 | 0 | 0 | 0 | 0 | 0 | 0 | 0 | 0 | 0 | 0 |  | PORT PHILLIP CITY COUNCIL | 0 | 0 | 0 | 0 | 0 | 0 | 0 | 0 | 0 | 0 | 0 |  | PORT PHILLIP CITY COUNCIL | 0 | 0 | 0 | 0 | 0 | 0 | 0 | 0 | 0 | 0 | 0
PYRENEES SHIRE COUNCIL | 0.010902 | 0.019284 | 0.041907 | 0.080867 | 0.14677 | 0.25594 | 0.41913 | 0.66325 | 1.0286 | 1.5618 | 2.3252 |  | PYRENEES SHIRE COUNCIL | 3.8422 | 4.5586 | 4.6622 | 4.7687 | 4.8782 | 4.9909 | 5.1069 | 5.4179 | 5.6694 | 5.9349 | 6.3129 |  | PYRENEES SHIRE COUNCIL | 0.36374 | 0.60146 | 0.67536 | 0.73442 | 0.84065 | 1.0222 | 1.2592 | 1.3983 | 1.508 | 1.7374 | 1.9816 |  | PYRENEES SHIRE COUNCIL | 0.02254 | 0.058282 | 0.10846 | 0.16337 | 0.19791 | 0.24046 | 0.28365 | 0.32286 | 0.36187 | 0.40193 | 0.44293 |  | PYRENEES SHIRE COUNCIL | 0 | 0 | 0 | 0 | 0 | 0 | 0 | 0 | 0 | 0 | 0 |  | PYRENEES SHIRE COUNCIL | 0 | 0 | 0 | 0 | 0 | 0 | 0 | 0 | 0 | 0 | 0 |  | PYRENEES SHIRE COUNCIL | 7.2658 | 7.6067 | 7.9092 | 8.18 | 9.3292 | 10.42 | 11.4958 | 12.5358 | 13.6242 | 14.8217 | 16.1117 |  | PYRENEES SHIRE COUNCIL | 0 | 0 | 0 | 0 | 0 | 0 | 0 | 0 | 0 | 0 | 0
SOUTHERN GRAMPIANS SHIRE COUNCIL | 0.016578 | 0.02731 | 0.056274 | 0.10615 | 0.19054 | 0.3303 | 0.53924 | 0.85178 | 1.3195 | 2.0022 | 2.9795 |  | SOUTHERN GRAMPIANS SHIRE COUNCIL | 7.1207 | 8.222 | 8.3812 | 8.5449 | 8.7132 | 8.8865 | 9.0648 | 9.5429 | 9.9295 | 10.3375 | 10.9187 |  | SOUTHERN GRAMPIANS SHIRE COUNCIL | 0.43733 | 0.72374 | 0.81276 | 0.88393 | 1.0119 | 1.2307 | 1.5162 | 1.6838 | 1.8159 | 2.0923 | 2.3864 |  | SOUTHERN GRAMPIANS SHIRE COUNCIL | 0.051102 | 0.13895 | 0.26227 | 0.39724 | 0.48212 | 0.58672 | 0.69288 | 0.78923 | 0.88511 | 0.98359 | 1.0843 |  | SOUTHERN GRAMPIANS SHIRE COUNCIL | 0 | 0 | 0 | 0 | 0 | 0 | 0 | 0 | 0 | 0 | 0 |  | SOUTHERN GRAMPIANS SHIRE COUNCIL | 0 | 0 | 0 | 0 | 0 | 0 | 0 | 0 | 0 | 0 | 0 |  | SOUTHERN GRAMPIANS SHIRE COUNCIL | 0 | 0 | 0 | 0 | 0 | 0 | 0 | 0 | 0 | 0 | 0 |  | SOUTHERN GRAMPIANS SHIRE COUNCIL | 0 | 0 | 0 | 0 | 0 | 0 | 0 | 0 | 0 | 0 | 0
STONNINGTON CITY COUNCIL | 0.075935 | 0.10534 | 0.18472 | 0.32141 | 0.55265 | 0.93568 | 1.5082 | 2.3647 | 3.6465 | 5.5175 | 8.1957 |  | STONNINGTON CITY COUNCIL | 6.7908 | 22.5351 | 24.8116 | 27.152 | 29.5587 | 32.0363 | 34.5845 | 41.4192 | 46.9462 | 52.7796 | 61.0875 |  | STONNINGTON CITY COUNCIL | 0.86829 | 1.4442 | 1.6232 | 1.7663 | 2.0236 | 2.4635 | 3.0376 | 3.3746 | 3.6402 | 4.1961 | 4.7875 |  | STONNINGTON CITY COUNCIL | 0.36327 | 1.0737 | 2.0711 | 3.1626 | 3.8491 | 4.695 | 5.5535 | 6.3328 | 7.1082 | 7.9046 | 8.7195 |  | STONNINGTON CITY COUNCIL | 0 | 0 | 0 | 0 | 0 | 0 | 0 | 0 | 0 | 0 | 0 |  | STONNINGTON CITY COUNCIL | 0 | 0 | 0 | 0 | 0 | 0 | 0 | 0 | 0 | 0 | 0 |  | STONNINGTON CITY COUNCIL | 0 | 0 | 0 | 0 | 0 | 0 | 0 | 0 | 0 | 0 | 0 |  | STONNINGTON CITY COUNCIL | 0 | 0 | 0 | 0 | 0 | 0 | 0 | 0 | 0 | 0 | 0
STRATHBOGIE SHIRE COUNCIL | 0.013627 | 0.023178 | 0.048955 | 0.093347 | 0.16844 | 0.29283 | 0.47877 | 0.75692 | 1.1732 | 1.7808 | 2.6505 |  | STRATHBOGIE SHIRE COUNCIL | 10.7442 | 11.6461 | 11.7766 | 11.9106 | 12.0485 | 12.1905 | 12.3364 | 12.728 | 13.0446 | 13.3788 | 13.8548 |  | STRATHBOGIE SHIRE COUNCIL | 0.4014 | 0.66401 | 0.74564 | 0.81089 | 0.92823 | 1.1288 | 1.3906 | 1.5443 | 1.6654 | 1.9189 | 2.1886 |  | STRATHBOGIE SHIRE COUNCIL | 0.034722 | 0.094133 | 0.17753 | 0.26882 | 0.32622 | 0.39696 | 0.46875 | 0.53392 | 0.59876 | 0.66536 | 0.7335 |  | STRATHBOGIE SHIRE COUNCIL | 0 | 0 | 0 | 0 | 0 | 0 | 0 | 0 | 0 | 0 | 0 |  | STRATHBOGIE SHIRE COUNCIL | 0 | 0 | 0 | 0 | 0 | 0 | 0 | 0 | 0 | 0 | 0 |  | STRATHBOGIE SHIRE COUNCIL | 0 | 0 | 0 | 0 | 0 | 0 | 0 | 0 | 0 | 0 | 0 |  | STRATHBOGIE SHIRE COUNCIL | 0 | 0 | 0 | 0 | 0 | 0 | 0 | 0 | 0 | 0 | 0
SURF COAST SHIRE COUNCIL | 0.025611 | 0.041909 | 0.085897 | 0.16165 | 0.2898 | 0.50206 | 0.81937 | 1.294 | 2.0044 | 3.0412 | 4.5254 |  | SURF COAST SHIRE COUNCIL | 22.6131 | 26.478 | 27.0369 | 27.6114 | 28.2022 | 28.8104 | 29.436 | 31.1138 | 32.4706 | 33.9026 | 35.942 |  | SURF COAST SHIRE COUNCIL | 0.65947 | 1.0915 | 1.2257 | 1.3331 | 1.5261 | 1.8561 | 2.2867 | 2.5395 | 2.7388 | 3.1557 | 3.5994 |  | SURF COAST SHIRE COUNCIL | 0.083348 | 0.22489 | 0.42358 | 0.64105 | 0.77781 | 0.94634 | 1.1174 | 1.2726 | 1.4271 | 1.5858 | 1.7481 |  | SURF COAST SHIRE COUNCIL | 0 | 0 | 0 | 0 | 0 | 0 | 0 | 0 | 0 | 0 | 0 |  | SURF COAST SHIRE COUNCIL | 0 | 0 | 0 | 0 | 0 | 0 | 0 | 0 | 0 | 0 | 0 |  | SURF COAST SHIRE COUNCIL | 0 | 0 | 0 | 0 | 0 | 0 | 0 | 0 | 0 | 0 | 0 |  | SURF COAST SHIRE COUNCIL | 0 | 0 | 0 | 0 | 0 | 0 | 0 | 0 | 0 | 0 | 0
SWAN HILL RURAL CITY COUNCIL | 0.01864 | 0.030158 | 0.061244 | 0.11478 | 0.20534 | 0.35535 | 0.57959 | 0.91502 | 1.417 | 2.1497 | 3.1986 |  | SWAN HILL RURAL CITY COUNCIL | 21.0368 | 22.5934 | 22.8185 | 23.0499 | 23.2878 | 23.5328 | 23.7847 | 24.4604 | 25.0069 | 25.5836 | 26.405 |  | SWAN HILL RURAL CITY COUNCIL | 0.46019 | 0.76177 | 0.85551 | 0.93045 | 1.0652 | 1.2956 | 1.5962 | 1.7727 | 1.9118 | 2.2029 | 2.5126 |  | SWAN HILL RURAL CITY COUNCIL | 0.063061 | 0.17153 | 0.32381 | 0.49047 | 0.59528 | 0.72444 | 0.85551 | 0.97449 | 1.0929 | 1.2145 | 1.3389 |  | SWAN HILL RURAL CITY COUNCIL | 0 | 0 | 0 | 0 | 0 | 0 | 0 | 0 | 0 | 0 | 0 |  | SWAN HILL RURAL CITY COUNCIL | 0 | 0 | 0 | 0 | 0 | 0 | 0 | 0 | 0 | 0 | 0 |  | SWAN HILL RURAL CITY COUNCIL | 7.2658 | 7.6067 | 7.9092 | 8.18 | 9.3292 | 10.42 | 11.4958 | 12.5358 | 13.6242 | 14.8217 | 16.1117 |  | SWAN HILL RURAL CITY COUNCIL | 0 | 0 | 0 | 0 | 0 | 0 | 0 | 0 | 0 | 0 | 0
WARRNAMBOOL CITY COUNCIL | 0.020387 | 0.032883 | 0.066609 | 0.12469 | 0.22294 | 0.38569 | 0.62897 | 0.99289 | 1.5375 | 2.3325 | 3.4704 |  | WARRNAMBOOL CITY COUNCIL | 0 | 3.2302 | 3.6973 | 4.1774 | 4.6712 | 5.1795 | 5.7023 | 7.1046 | 8.2386 | 9.4354 | 11.1399 |  | WARRNAMBOOL CITY COUNCIL | 0.4975 | 0.82357 | 0.92493 | 1.0059 | 1.1516 | 1.4007 | 1.7258 | 1.9166 | 2.067 | 2.3817 | 2.7165 |  | WARRNAMBOOL CITY COUNCIL | 0.1038 | 0.24334 | 0.43921 | 0.65359 | 0.78841 | 0.95455 | 1.1232 | 1.2762 | 1.4285 | 1.5849 | 1.7449 |  | WARRNAMBOOL CITY COUNCIL | 0 | 0 | 0 | 0 | 0 | 0 | 0 | 0 | 0 | 0 | 0 |  | WARRNAMBOOL CITY COUNCIL | 0 | 0 | 0 | 0 | 0 | 0 | 0 | 0 | 0 | 0 | 0 |  | WARRNAMBOOL CITY COUNCIL | 0 | 0 | 0 | 0 | 0 | 0 | 0 | 0 | 0 | 0 | 0 |  | WARRNAMBOOL CITY COUNCIL | 0 | 0 | 0 | 0 | 0 | 0 | 0 | 0 | 0 | 0 | 0
WELLINGTON SHIRE COUNCIL | 0.023795 | 0.036439 | 0.070563 | 0.12933 | 0.22874 | 0.39341 | 0.63956 | 1.0078 | 1.5588 | 2.3632 | 3.5146 |  | WELLINGTON SHIRE COUNCIL | 48.1179 | 51.5634 | 52.0616 | 52.5738 | 53.1005 | 53.6427 | 54.2003 | 55.696 | 56.9056 | 58.1822 | 60.0003 |  | WELLINGTON SHIRE COUNCIL | 0.46908 | 0.7773 | 0.8731 | 0.94968 | 1.0874 | 1.3228 | 1.6301 | 1.8105 | 1.9526 | 2.2501 | 2.5666 |  | WELLINGTON SHIRE COUNCIL | 0.13286 | 0.32544 | 0.59579 | 0.89169 | 1.0778 | 1.3071 | 1.5398 | 1.751 | 1.9612 | 2.1771 | 2.398 |  | WELLINGTON SHIRE COUNCIL | 0 | 0 | 0 | 0 | 0 | 0 | 0 | 0 | 0 | 0 | 0 |  | WELLINGTON SHIRE COUNCIL | 0 | 0 | 0 | 0 | 0 | 0 | 0 | 0 | 0 | 0 | 0 |  | WELLINGTON SHIRE COUNCIL | 0 | 0 | 0 | 0 | 0 | 0 | 0 | 0 | 0 | 0 | 0 |  | WELLINGTON SHIRE COUNCIL | 0 | 0 | 0 | 0 | 0 | 0 | 0 | 0 | 0 | 0 | 0
WEST WIMMERA SHIRE COUNCIL | 0.011961 | 0.021338 | 0.046646 | 0.09023 | 0.16396 | 0.28608 | 0.46864 | 0.74173 | 1.1504 | 1.747 | 2.6009 |  | WEST WIMMERA SHIRE COUNCIL | 1.7326 | 1.919 | 1.946 | 1.9737 | 2.0022 | 2.0315 | 2.0617 | 2.1426 | 2.2081 | 2.2771 | 2.3755 |  | WEST WIMMERA SHIRE COUNCIL | 0.40945 | 0.67699 | 0.76016 | 0.82664 | 0.94618 | 1.1505 | 1.4173 | 1.5738 | 1.6972 | 1.9555 | 2.2302 |  | WEST WIMMERA SHIRE COUNCIL | 0.01268 | 0.042935 | 0.085408 | 0.13189 | 0.16113 | 0.19715 | 0.23371 | 0.2669 | 0.29992 | 0.33384 | 0.36854 |  | WEST WIMMERA SHIRE COUNCIL | 0 | 0 | 0 | 0 | 0 | 0 | 0 | 0 | 0 | 0 | 0 |  | WEST WIMMERA SHIRE COUNCIL | 0 | 0 | 0 | 0 | 0 | 0 | 0 | 0 | 0 | 0 | 0 |  | WEST WIMMERA SHIRE COUNCIL | 7.2658 | 7.6067 | 7.9092 | 8.18 | 9.3292 | 10.42 | 11.4958 | 12.5358 | 13.6242 | 14.8217 | 16.1117 |  | WEST WIMMERA SHIRE COUNCIL | 0 | 0 | 0 | 0 | 0 | 0 | 0 | 0 | 0 | 0 | 0
WHITEHORSE CITY COUNCIL | 0.065228 | 0.089356 | 0.15448 | 0.26662 | 0.45633 | 0.77056 | 1.2403 | 1.943 | 2.9946 | 4.5295 | 6.7267 |  | WHITEHORSE CITY COUNCIL | 27.0583 | 42.9028 | 45.1938 | 47.549 | 49.9711 | 52.4644 | 55.0289 | 61.907 | 67.4693 | 73.3398 | 81.7005 |  | WHITEHORSE CITY COUNCIL | 0.68062 | 1.133 | 1.2736 | 1.386 | 1.5882 | 1.9337 | 2.3847 | 2.6494 | 2.858 | 3.2947 | 3.7593 |  | WHITEHORSE CITY COUNCIL | 0.46297 | 1.1721 | 2.1675 | 3.257 | 3.9422 | 4.7865 | 5.6434 | 6.4212 | 7.1952 | 7.9901 | 8.8034 |  | WHITEHORSE CITY COUNCIL | 0 | 0 | 0 | 0 | 0 | 0 | 0 | 0 | 0 | 0 | 0 |  | WHITEHORSE CITY COUNCIL | 0 | 0 | 0 | 0 | 0 | 0 | 0 | 0 | 0 | 0 | 0 |  | WHITEHORSE CITY COUNCIL | 0 | 0 | 0 | 0 | 0 | 0 | 0 | 0 | 0 | 0 | 0 |  | WHITEHORSE CITY COUNCIL | 0 | 0 | 0 | 0 | 0 | 0 | 0 | 0 | 0 | 0 | 0
WYNDHAM CITY COUNCIL | 0.059026 | 0.082645 | 0.14639 | 0.25617 | 0.44189 | 0.7495 | 1.2093 | 1.8972 | 2.9267 | 4.4292 | 6.5802 |  | WYNDHAM CITY COUNCIL | 53.302 | 85.0955 | 89.6926 | 94.4186 | 99.2787 | 104.2817 | 109.4276 | 123.2293 | 134.3904 | 146.1701 | 162.9468 |  | WYNDHAM CITY COUNCIL | 0.71856 | 1.1945 | 1.3424 | 1.4607 | 1.6734 | 2.0369 | 2.5114 | 2.7899 | 3.0094 | 3.4688 | 3.9575 |  | WYNDHAM CITY COUNCIL | 0.53861 | 1.2267 | 2.1926 | 3.2498 | 3.9146 | 4.7339 | 5.5653 | 6.32 | 7.071 | 7.8423 | 8.6315 |  | WYNDHAM CITY COUNCIL | 0 | 0 | 0 | 0 | 0 | 0 | 0 | 0 | 0 | 0 | 0 |  | WYNDHAM CITY COUNCIL | 0 | 0 | 0 | 0 | 0 | 0 | 0 | 0 | 0 | 0 | 0 |  | WYNDHAM CITY COUNCIL | 0 | 0 | 0 | 0 | 0 | 0 | 0 | 0 | 0 | 0 | 0 |  | WYNDHAM CITY COUNCIL | 0 | 0 | 0 | 0 | 0 | 0 | 0 | 0 | 0 | 0 | 0
YARRA CITY COUNCIL | 0.066132 | 0.093592 | 0.1677 | 0.29533 | 0.51124 | 0.86887 | 1.4035 | 2.2032 | 3.4 | 5.1469 | 7.6475 |  | YARRA CITY COUNCIL | 11.4483 | 25.9373 | 28.0323 | 30.1861 | 32.4009 | 34.6809 | 37.026 | 43.3157 | 48.4022 | 53.7704 | 61.4159 |  | YARRA CITY COUNCIL | 0.86233 | 1.4327 | 1.61 | 1.7517 | 2.0066 | 2.4422 | 3.0109 | 3.3446 | 3.6077 | 4.1582 | 4.7439 |  | YARRA CITY COUNCIL | 0.30545 | 0.89603 | 1.7251 | 2.6325 | 3.2031 | 3.9063 | 4.62 | 5.2677 | 5.9123 | 6.5744 | 7.2517 |  | YARRA CITY COUNCIL | 0 | 0 | 0 | 0 | 0 | 0 | 0 | 0 | 0 | 0 | 0 |  | YARRA CITY COUNCIL | 0 | 0 | 0 | 0 | 0 | 0 | 0 | 0 | 0 | 0 | 0 |  | YARRA CITY COUNCIL | 0 | 0 | 0 | 0 | 0 | 0 | 0 | 0 | 0 | 0 | 0 |  | YARRA CITY COUNCIL | 0 | 0 | 0 | 0 | 0 | 0 | 0 | 0 | 0 | 0 | 0
YARRIAMBIACK SHIRE COUNCIL | 0.011729 | 0.020346 | 0.043605 | 0.083658 | 0.15142 | 0.26365 | 0.43143 | 0.68239 | 1.058 | 1.6062 | 2.391 |  | YARRIAMBIACK SHIRE COUNCIL | 6.118 | 6.5118 | 6.5687 | 6.6272 | 6.6874 | 6.7494 | 6.8131 | 6.984 | 7.1222 | 7.2681 | 7.4759 |  | YARRIAMBIACK SHIRE COUNCIL | 0.36832 | 0.60915 | 0.68402 | 0.74386 | 0.85147 | 1.0354 | 1.2755 | 1.4165 | 1.5275 | 1.76 | 2.0073 |  | YARRIAMBIACK SHIRE COUNCIL | 0.021981 | 0.063915 | 0.12278 | 0.18721 | 0.22773 | 0.27766 | 0.32834 | 0.37433 | 0.4201 | 0.46711 | 0.51521 |  | YARRIAMBIACK SHIRE COUNCIL | 0 | 0 | 0 | 0 | 0 | 0 | 0 | 0 | 0 | 0 | 0 |  | YARRIAMBIACK SHIRE COUNCIL | 0 | 0 | 0 | 0 | 0 | 0 | 0 | 0 | 0 | 0 | 0 |  | YARRIAMBIACK SHIRE COUNCIL | 7.2658 | 7.6067 | 7.9092 | 8.18 | 9.3292 | 10.42 | 11.4958 | 12.5358 | 13.6242 | 14.8217 | 16.1117 |  | YARRIAMBIACK SHIRE COUNCIL | 0 | 0 | 0 | 0 | 0 | 0 | 0 | 0 | 0 | 0 | 0
| 1.7604 | 2.5822 | 4.8003 | 8.6201 | 15.0821 | 25.7855 | 41.7858 | 65.7201 | 101.5399 | 153.8222 | 228.6645 |  |  | 1408.9477 | 1832.0065 | 1893.1771 | 1956.0633 | 2020.7346 | 2087.3071 | 2155.7806 | 2339.4314 | 2487.9471 | 2644.6931 | 2867.9304 |  |  | 28.1784 | 46.7491 | 52.5216 | 57.1358 | 65.4338 | 79.6182 | 98.1319 | 108.9997 | 117.5635 | 135.4886 | 154.5593 |  |  | 10.0897 | 25.8359 | 47.9401 | 72.1331 | 87.3474 | 106.0962 | 125.1235 | 142.3943 | 159.5806 | 177.2314 | 195.2913 |  |  | 0 | 0 | 0 | 0 | 0 | 0 | 0 | 0 | 0 | 0 | 0 |  |  | 0 | 0 | 0 | 0 | 0 | 0 | 0 | 0 | 0 | 0 | 0 |  |  | 87.19 | 91.28 | 94.91 | 98.16 | 111.95 | 125.04 | 137.95 | 150.43 | 163.49 | 177.86 | 193.34 |  |  | 0 | 0 | 0 | 0 | 0 | 0 | 0 | 0 | 0 | 0 | 0

## Summary - POE 50
| Cumulative Demand Impacts (MW) - POE 50 | [12 empty] | Incremental Demand Impact per year (MW) - POE 50
Terminal Station | 2019 | 2020 | 2021 | 2022 | 2023 | 2024 | 2025 | 2026 | 2027 | 2028 | 2029 | SPARE | Terminal Station | 2019 | 2020 | 2021 | 2022 | 2023 | 2024 | 2025 | 2026 | 2027 | 2028 | 2029 | SPARE
RCTS_22kV | 2.0026 | 2.2425 | 2.3145 | 2.3903 | 2.4938 | 2.6046 | 2.7212 | 2.8975 | 3.0701 | 3.2677 | 3.5237 |  | RCTS_22kV | 2.0026 | 0.23987 | 0.072059 | 0.075771 | 0.10353 | 0.11075 | 0.11661 | 0.1763 | 0.17258 | 0.19766 | 0.25598
RCTS_66kV | 25.9102 | 26.7606 | 27.0161 | 27.2847 | 27.6518 | 28.0444 | 28.4579 | 29.083 | 29.6948 | 30.3956 | 31.3032 |  | RCTS_66kV | 25.9102 | 0.85044 | 0.25548 | 0.26864 | 0.36705 | 0.39266 | 0.41345 | 0.62507 | 0.61186 | 0.70079 | 0.90758
WETS_66kV | 37.7249 | 39.4158 | 40.0452 | 40.6993 | 41.8829 | 43.1235 | 44.4313 | 46.1512 | 47.9444 | 50.0504 | 52.7122 |  | WETS_66kV | 37.7249 | 1.6909 | 0.6294 | 0.65409 | 1.1836 | 1.2407 | 1.3077 | 1.7199 | 1.7932 | 2.106 | 2.6617
KGTS_22kV | 4.499 | 4.5563 | 4.5889 | 4.6221 | 4.7027 | 4.7857 | 4.873 | 4.9731 | 5.084 | 5.2169 | 5.3805 |  | KGTS_22kV | 4.499 | 0.057351 | 0.032516 | 0.033195 | 0.080618 | 0.082983 | 0.087318 | 0.10007 | 0.11092 | 0.13293 | 0.16362
KGTS_66kV | 25.704 | 26.6272 | 27.0346 | 27.4556 | 28.3222 | 29.2244 | 30.1762 | 31.3481 | 32.6089 | 34.1072 | 35.9797 |  | KGTS_66kV | 25.704 | 0.92319 | 0.40745 | 0.42099 | 0.86663 | 0.90223 | 0.95177 | 1.1718 | 1.2609 | 1.4983 | 1.8724
HOTS_66kV | 23.5982 | 25.5457 | 26.5059 | 27.4913 | 29.806 | 32.2017 | 34.7367 | 37.7466 | 41.0669 | 45.059 | 50.0316 |  | HOTS_66kV | 23.5982 | 1.9475 | 0.96022 | 0.98537 | 2.3147 | 2.3957 | 2.535 | 3.0099 | 3.3203 | 3.9921 | 4.9726
BETS_22kV | 3.4231 | 3.9789 | 4.1164 | 4.2632 | 4.4188 | 4.5919 | 4.7778 | 5.1119 | 5.4275 | 5.7889 | 6.2767 |  | BETS_22kV | 3.4231 | 0.55577 | 0.13755 | 0.14672 | 0.15566 | 0.17308 | 0.18594 | 0.33406 | 0.31564 | 0.36133 | 0.48778
BETS_66kV | 53.3069 | 60.9721 | 63.0367 | 65.229 | 68.0905 | 71.2154 | 74.5809 | 80.0173 | 85.4043 | 91.7052 | 100.0753 |  | BETS_66kV | 53.3069 | 7.6652 | 2.0646 | 2.1923 | 2.8615 | 3.1249 | 3.3655 | 5.4364 | 5.387 | 6.301 | 8.3701
SHTS_GNTS | 59.0796 | 64.091 | 65.4946 | 67.0026 | 68.6236 | 70.4507 | 72.433 | 75.7562 | 79.0143 | 82.8147 | 87.9084 |  | SHTS_GNTS | 59.0796 | 5.0114 | 1.4035 | 1.508 | 1.621 | 1.8271 | 1.9823 | 3.3232 | 3.2581 | 3.8004 | 5.0936
HYTS_TGTS_APD | 32.895 | 37.3326 | 38.665 | 40.1518 | 41.5226 | 43.228 | 45.2218 | 48.6076 | 52.2424 | 56.7788 | 63.0424 |  | HYTS_TGTS_APD | 32.895 | 4.4376 | 1.3324 | 1.4868 | 1.3708 | 1.7054 | 1.9938 | 3.3858 | 3.6349 | 4.5364 | 6.2636
BATS_ELTS | 47.7736 | 55.5129 | 57.404 | 59.4471 | 61.4973 | 63.8529 | 66.4561 | 71.2368 | 75.8927 | 81.37 | 88.875 |  | BATS_ELTS | 47.7736 | 7.7393 | 1.8911 | 2.043 | 2.0503 | 2.3555 | 2.6032 | 4.7807 | 4.6559 | 5.4773 | 7.5049
MLTS_GTS_PTH | 56.6969 | 68.2037 | 70.902 | 73.7978 | 76.3928 | 79.3522 | 82.5521 | 88.8399 | 94.6286 | 101.2013 | 110.2273 |  | MLTS_GTS_PTH | 56.6969 | 11.5067 | 2.6983 | 2.8957 | 2.595 | 2.9594 | 3.1999 | 6.2878 | 5.7887 | 6.5728 | 9.0259
ATS_West | 22.7357 | 35.8996 | 38.5611 | 41.3791 | 43.9765 | 46.8406 | 49.8729 | 56.4124 | 62.1292 | 68.4221 | 77.1336 |  | ATS_West | 22.7357 | 13.1639 | 2.6615 | 2.818 | 2.5974 | 2.864 | 3.0323 | 6.5396 | 5.7167 | 6.293 | 8.7115
ATS_BLTS | 7.2935 | 9.6797 | 10.2442 | 10.8528 | 11.4039 | 12.039 | 12.7343 | 14.084 | 15.353 | 16.8165 | 18.8315 |  | ATS_BLTS | 7.2935 | 2.3862 | 0.56455 | 0.60858 | 0.55105 | 0.63514 | 0.69534 | 1.3496 | 1.269 | 1.4635 | 2.015
BLTS_22kV | 2.1266 | 2.866 | 3.0426 | 3.2327 | 3.4033 | 3.5995 | 3.8131 | 4.2272 | 4.6138 | 5.057 | 5.6659 |  | BLTS_22kV | 2.1266 | 0.73943 | 0.17657 | 0.19008 | 0.17069 | 0.19614 | 0.21362 | 0.41409 | 0.3866 | 0.4432 | 0.60892
KTS_East | 28.6331 | 33.1846 | 34.2738 | 35.4379 | 36.4581 | 37.6102 | 38.8359 | 41.2441 | 43.4087 | 45.8167 | 49.1017 |  | KTS_East | 28.6331 | 4.5515 | 1.0892 | 1.1641 | 1.0202 | 1.152 | 1.2257 | 2.4082 | 2.1646 | 2.4079 | 3.2851
KTS_West | 52.1248 | 65.62 | 68.3973 | 71.3531 | 74.096 | 77.159 | 80.4466 | 87.3921 | 93.6103 | 100.5791 | 110.239 |  | KTS_West | 52.1248 | 13.4951 | 2.7774 | 2.9558 | 2.7429 | 3.063 | 3.2875 | 6.9455 | 6.2182 | 6.9688 | 9.6599
WMTS_66kV | 18.8154 | 32.1749 | 35.2499 | 38.5304 | 41.4391 | 44.7079 | 48.1843 | 55.1575 | 61.392 | 68.3168 | 77.7977 |  | WMTS_66kV | 18.8154 | 13.3595 | 3.075 | 3.2806 | 2.9087 | 3.2688 | 3.4764 | 6.9731 | 6.2346 | 6.9247 | 9.4809
WMTS_22kV | 3.2199 | 11.2295 | 13.0469 | 14.9813 | 16.695 | 18.6095 | 20.6342 | 24.7428 | 28.3764 | 32.3803 | 37.8608 |  | WMTS_22kV | 3.2199 | 8.0096 | 1.8173 | 1.9344 | 1.7137 | 1.9145 | 2.0247 | 4.1086 | 3.6336 | 4.0039 | 5.4806
BTS_22kV | 8.4489 | 13.7681 | 14.9942 | 16.3033 | 17.4663 | 18.7759 | 20.1721 | 22.9658 | 25.474 | 28.2691 | 32.0982 |  | BTS_22kV | 8.4489 | 5.3192 | 1.2261 | 1.3091 | 1.163 | 1.3096 | 1.3962 | 2.7936 | 2.5082 | 2.7952 | 3.8291
FBTS_66kV | 4.3905 | 12.7133 | 14.7934 | 17.0289 | 18.9867 | 21.2285 | 23.6433 | 28.2502 | 32.4996 | 37.3103 | 43.8735 |  | FBTS_66kV | 4.3905 | 8.3229 | 2.0801 | 2.2355 | 1.9577 | 2.2418 | 2.4148 | 4.6069 | 4.2494 | 4.8106 | 6.5632
RTS_66kV_Bus1and4 | 3.1185 | 8.9971 | 10.4349 | 11.9782 | 13.3366 | 14.887 | 16.5549 | 19.7742 | 22.7295 | 26.0675 | 30.6285 |  | RTS_66kV_Bus1and4 | 3.1185 | 5.8786 | 1.4378 | 1.5433 | 1.3584 | 1.5504 | 1.6679 | 3.2193 | 2.9553 | 3.3381 | 4.5609
RTS_66kV_Bus2and3 | 17.6331 | 30.5889 | 33.9086 | 37.4815 | 40.5922 | 44.1677 | 48.0242 | 55.2849 | 62.0183 | 69.6602 | 80.0682 |  | RTS_66kV_Bus2and3 | 17.6331 | 12.9558 | 3.3197 | 3.5729 | 3.1107 | 3.5754 | 3.8565 | 7.2607 | 6.7335 | 7.6419 | 10.408
RTS_22kV | 1.6568 | 5.1074 | 5.9368 | 6.8253 | 7.608 | 8.4967 | 9.4487 | 11.3074 | 12.9979 | 14.8958 | 17.4894 |  | RTS_22kV | 1.6568 | 3.4506 | 0.82941 | 0.88847 | 0.78273 | 0.88874 | 0.95199 | 1.8586 | 1.6906 | 1.8978 | 2.5937
SVTS_66kV | 3.6852 | 5.668 | 6.1979 | 6.769 | 7.2594 | 7.8249 | 8.4339 | 9.5576 | 10.6024 | 11.7872 | 13.3939 |  | SVTS_66kV | 3.6852 | 1.9828 | 0.52999 | 0.57105 | 0.49043 | 0.56551 | 0.60895 | 1.1237 | 1.0449 | 1.1847 | 1.6067
TSTS_66kV | 7.3704 | 11.3359 | 12.3959 | 13.538 | 14.5189 | 15.6499 | 16.8678 | 19.1152 | 21.2049 | 23.5743 | 26.7878 |  | TSTS_66kV | 7.3704 | 3.9655 | 1.06 | 1.1421 | 0.98086 | 1.131 | 1.2179 | 2.2474 | 2.0897 | 2.3694 | 3.2135
Spare | 0 | 0 | 0 | 0 | 0 | 0 | 0 | 0 | 0 | 0 | 0 |  | Spare | 0 | 0 | 0 | 0 | 0 | 0 | 0 | 0 | 0 | 0 | 0
Spare | 0 | 0 | 0 | 0 | 0 | 0 | 0 | 0 | 0 | 0 | 0 |  | Spare | 0 | 0 | 0 | 0 | 0 | 0 | 0 | 0 | 0 | 0 | 0
| 553.8664 | 694.0723 | 728.6015 | 765.5262 | 802.6449 | 844.2717 | 889.0841 | 971.2843 | 1048.4891 | 1136.7088 | 1256.3056 | 0 |  | 553.8664 | 140.2059 | 34.5292 | 36.9247 | 37.1188 | 41.6267 | 44.8124 | 82.2001 | 77.2048 | 88.2198 | 119.5968 | 0

## Summary - POE 50 - By Tech
| EV Impact (MW) - POE 50 | [12 empty] | PV Impact (MW) - POE 50 | [12 empty] | Battery Storage Impact (MW) - POE 50 | [12 empty] | EE Impact (MW) - POE 50 | [12 empty] | Demand-side Impact (MW) - POE 50 | [12 empty] | EG Wind Impact (MW) - POE 50 | [12 empty] | EG Large-Scale Solar Impact (MW) - POE 50 | [12 empty] | EG Battery Impact (MW) - POE 50
Terminal Station | 2019 | 2020 | 2021 | 2022 | 2023 | 2024 | 2025 | 2026 | 2027 | 2028 | 2029 | SPARE | Terminal Station | 2019 | 2020 | 2021 | 2022 | 2023 | 2024 | 2025 | 2026 | 2027 | 2028 | 2029 | SPARE | Terminal Station | 2019 | 2020 | 2021 | 2022 | 2023 | 2024 | 2025 | 2026 | 2027 | 2028 | 2029 | SPARE | Terminal Station | 2019 | 2020 | 2021 | 2022 | 2023 | 2024 | 2025 | 2026 | 2027 | 2028 | 2029 | SPARE | Terminal Station | 2019 | 2020 | 2021 | 2022 | 2023 | 2024 | 2025 | 2026 | 2027 | 2028 | 2029 | SPARE | Terminal Station | 2019 | 2020 | 2021 | 2022 | 2023 | 2024 | 2025 | 2026 | 2027 | 2028 | 2029 | SPARE | Terminal Station | 2019 | 2020 | 2021 | 2022 | 2023 | 2024 | 2025 | 2026 | 2027 | 2028 | 2029 | SPARE | Terminal Station | 2019 | 2020 | 2021 | 2022 | 2023 | 2024 | 2025 | 2026 | 2027 | 2028 | 2029 | SPARE
RCTS_22kV | 0.0016561 | 0.0024507 | 0.0045951 | 0.0082881 | 0.014536 | 0.024884 | 0.040353 | 0.063492 | 0.098123 | 0.14867 | 0.22103 |  | RCTS_22kV | 1.6925 | 1.8976 | 1.9272 | 1.9577 | 1.989 | 2.0213 | 2.0545 | 2.1435 | 2.2155 | 2.2915 | 2.3997 |  | RCTS_22kV | 0.00050434 | 0.00083648 | 0.00093972 | 0.0010222 | 0.0011707 | 0.0014244 | 0.0017555 | 0.0019498 | 0.002103 | 0.0024236 | 0.0027647 |  | RCTS_22kV | 0.013418 | 0.033294 | 0.061196 | 0.091734 | 0.11094 | 0.1346 | 0.15862 | 0.18042 | 0.20212 | 0.2244 | 0.24719 |  | RCTS_22kV | 0 | 0 | 0 | 0 | 0 | 0 | 0 | 0 | 0 | 0 | 0 |  | RCTS_22kV | 0 | 0 | 0 | 0 | 0 | 0 | 0 | 0 | 0 | 0 | 0 |  | RCTS_22kV | 0.29452 | 0.30834 | 0.3206 | 0.33158 | 0.37816 | 0.42237 | 0.46598 | 0.50814 | 0.55226 | 0.6008 | 0.65309 |  | RCTS_22kV | 0 | 0 | 0 | 0 | 0 | 0 | 0 | 0 | 0 | 0 | 0
RCTS_66kV | 0.0058717 | 0.0086887 | 0.016292 | 0.029385 | 0.051535 | 0.088223 | 0.14307 | 0.22511 | 0.34789 | 0.5271 | 0.78364 |  | RCTS_66kV | 6.0007 | 6.7277 | 6.8328 | 6.9409 | 7.052 | 7.1664 | 7.2841 | 7.5997 | 7.8549 | 8.1243 | 8.5079 |  | RCTS_66kV | 0.0017881 | 0.0029657 | 0.0033317 | 0.0036243 | 0.0041505 | 0.00505 | 0.006224 | 0.0069131 | 0.0074561 | 0.0085928 | 0.0098021 |  | RCTS_66kV | 0.047574 | 0.11804 | 0.21697 | 0.32524 | 0.39333 | 0.47723 | 0.56238 | 0.63968 | 0.71659 | 0.79558 | 0.87641 |  | RCTS_66kV | 0 | 0 | 0 | 0 | 0 | 0 | 0 | 0 | 0 | 0 | 0 |  | RCTS_66kV | 0 | 0 | 0 | 0 | 0 | 0 | 0 | 0 | 0 | 0 | 0 |  | RCTS_66kV | 1.0442 | 1.0932 | 1.1367 | 1.1756 | 1.3407 | 1.4975 | 1.6521 | 1.8016 | 1.958 | 2.1301 | 2.3155 |  | RCTS_66kV | 0 | 0 | 0 | 0 | 0 | 0 | 0 | 0 | 0 | 0 | 0
WETS_66kV | 0.017525 | 0.027961 | 0.056124 | 0.10463 | 0.18668 | 0.32258 | 0.52574 | 0.82964 | 1.2845 | 1.9483 | 2.8986 |  | WETS_66kV | 13.5058 | 14.8058 | 14.9937 | 15.187 | 15.3857 | 15.5903 | 15.8007 | 16.365 | 16.8214 | 17.303 | 17.989 |  | WETS_66kV | 0.0074551 | 0.012343 | 0.013863 | 0.015078 | 0.017262 | 0.020996 | 0.025869 | 0.02873 | 0.030984 | 0.035703 | 0.040723 |  | WETS_66kV | 0.095816 | 0.24778 | 0.46112 | 0.69461 | 0.84144 | 1.0224 | 1.206 | 1.3727 | 1.5386 | 1.7089 | 1.8832 |  | WETS_66kV | 0 | 0 | 0 | 0 | 0 | 0 | 0 | 0 | 0 | 0 | 0 |  | WETS_66kV | 0 | 0 | 0 | 0 | 0 | 0 | 0 | 0 | 0 | 0 | 0 |  | WETS_66kV | 4.7659 | 4.9894 | 5.1879 | 5.3655 | 6.1193 | 6.8348 | 7.5405 | 8.2226 | 8.9365 | 9.722 | 10.5681 |  | WETS_66kV | 0 | 0 | 0 | 0 | 0 | 0 | 0 | 0 | 0 | 0 | 0
KGTS_22kV | 0.0010832 | 0.0018316 | 0.0038513 | 0.0073294 | 0.013213 | 0.022959 | 0.037529 | 0.059322 | 0.091938 | 0.13954 | 0.20769 |  | KGTS_22kV | 0.80292 | 0.83375 | 0.83821 | 0.84279 | 0.84751 | 0.85236 | 0.85735 | 0.87074 | 0.88156 | 0.89299 | 0.90926 |  | KGTS_22kV | 0.00056878 | 0.00094096 | 0.0010566 | 0.0011491 | 0.0013154 | 0.0015997 | 0.0019707 | 0.0021885 | 0.0023602 | 0.0027194 | 0.0031016 |  | KGTS_22kV | 0.0038101 | 0.010365 | 0.019566 | 0.029637 | 0.03597 | 0.043775 | 0.051695 | 0.058884 | 0.066039 | 0.073386 | 0.080904 |  | KGTS_22kV | 0 | 0 | 0 | 0 | 0 | 0 | 0 | 0 | 0 | 0 | 0 |  | KGTS_22kV | 0 | 0 | 0 | 0 | 0 | 0 | 0 | 0 | 0 | 0 | 0 |  | KGTS_22kV | 0.40162 | 0.42046 | 0.43718 | 0.45215 | 0.51567 | 0.57597 | 0.63543 | 0.69292 | 0.75308 | 0.81927 | 0.89057 |  | KGTS_22kV | 0 | 0 | 0 | 0 | 0 | 0 | 0 | 0 | 0 | 0 | 0
KGTS_66kV | 0.012687 | 0.020777 | 0.04261 | 0.080211 | 0.14382 | 0.24918 | 0.40667 | 0.64227 | 0.99486 | 1.5095 | 2.2462 |  | KGTS_66kV | 11.7483 | 12.3842 | 12.4762 | 12.5707 | 12.6679 | 12.7679 | 12.8709 | 13.1469 | 13.3701 | 13.6057 | 13.9413 |  | KGTS_66kV | 0.0059565 | 0.0098582 | 0.011071 | 0.012041 | 0.013784 | 0.016764 | 0.020654 | 0.022937 | 0.024737 | 0.028503 | 0.032509 |  | KGTS_66kV | 0.054685 | 0.14788 | 0.2787 | 0.42189 | 0.51193 | 0.62289 | 0.73551 | 0.83772 | 0.93944 | 1.0439 | 1.1508 |  | KGTS_66kV | 0 | 0 | 0 | 0 | 0 | 0 | 0 | 0 | 0 | 0 | 0 |  | KGTS_66kV | 0 | 0 | 0 | 0 | 0 | 0 | 0 | 0 | 0 | 0 | 0 |  | KGTS_66kV | 3.8823 | 4.0644 | 4.2261 | 4.3708 | 4.9848 | 5.5677 | 6.1425 | 6.6982 | 7.2797 | 7.9196 | 8.6089 |  | KGTS_66kV | 0 | 0 | 0 | 0 | 0 | 0 | 0 | 0 | 0 | 0 | 0
HOTS_66kV | 0.03275 | 0.056178 | 0.11941 | 0.2283 | 0.41251 | 0.71763 | 1.1737 | 1.856 | 2.8771 | 4.3675 | 6.5011 |  | HOTS_66kV | 12.2752 | 13.4829 | 13.6575 | 13.8371 | 14.0217 | 14.2117 | 14.4072 | 14.9314 | 15.3554 | 15.8028 | 16.4401 |  | HOTS_66kV | 0.018036 | 0.029833 | 0.0335 | 0.036431 | 0.041702 | 0.050712 | 0.062473 | 0.069377 | 0.074817 | 0.086203 | 0.098318 |  | HOTS_66kV | 0.10717 | 0.28802 | 0.54188 | 0.81974 | 0.99447 | 1.2098 | 1.4283 | 1.6267 | 1.8241 | 2.0268 | 2.2342 |  | HOTS_66kV | 0 | 0 | 0 | 0 | 0 | 0 | 0 | 0 | 0 | 0 | 0 |  | HOTS_66kV | 0 | 0 | 0 | 0 | 0 | 0 | 0 | 0 | 0 | 0 | 0 |  | HOTS_66kV | 11.165 | 11.6887 | 12.1536 | 12.5698 | 14.3356 | 16.0118 | 17.665 | 19.2631 | 20.9355 | 22.7756 | 24.7579 |  | HOTS_66kV | 0 | 0 | 0 | 0 | 0 | 0 | 0 | 0 | 0 | 0 | 0
BETS_22kV | 0.0030223 | 0.0045979 | 0.0088504 | 0.016174 | 0.028562 | 0.049083 | 0.079758 | 0.12564 | 0.19432 | 0.29455 | 0.43804 |  | BETS_22kV | 3.2024 | 3.7102 | 3.7836 | 3.8591 | 3.9367 | 4.0166 | 4.0988 | 4.3192 | 4.4975 | 4.6856 | 4.9535 |  | BETS_22kV | 0.0010516 | 0.0017429 | 0.0019578 | 0.0021295 | 0.0024384 | 0.0029664 | 0.0036555 | 0.00406 | 0.0043788 | 0.005046 | 0.0057559 |  | BETS_22kV | 0.029211 | 0.066154 | 0.11801 | 0.17477 | 0.21047 | 0.25446 | 0.2991 | 0.33962 | 0.37994 | 0.42135 | 0.46372 |  | BETS_22kV | 0 | 0 | 0 | 0 | 0 | 0 | 0 | 0 | 0 | 0 | 0 |  | BETS_22kV | 0 | 0 | 0 | 0 | 0 | 0 | 0 | 0 | 0 | 0 | 0 |  | BETS_22kV | 0.18742 | 0.19621 | 0.20402 | 0.211 | 0.24065 | 0.26878 | 0.29654 | 0.32336 | 0.35144 | 0.38232 | 0.4156 |  | BETS_22kV | 0 | 0 | 0 | 0 | 0 | 0 | 0 | 0 | 0 | 0 | 0
BETS_66kV | 0.053595 | 0.086408 | 0.17497 | 0.32748 | 0.58548 | 1.0128 | 1.6517 | 2.6073 | 4.0374 | 6.1249 | 9.113 |  | BETS_66kV | 46.069 | 52.8648 | 53.8474 | 54.8576 | 55.8964 | 56.9658 | 58.0657 | 61.0158 | 63.4015 | 65.9194 | 69.5054 |  | BETS_66kV | 0.02374 | 0.0393 | 0.044137 | 0.048003 | 0.054956 | 0.06684 | 0.082353 | 0.091459 | 0.098634 | 0.11365 | 0.12963 |  | BETS_66kV | 0.38659 | 0.8899 | 1.5964 | 2.3697 | 2.856 | 3.4553 | 4.0635 | 4.6155 | 5.1649 | 5.729 | 6.3063 |  | BETS_66kV | 0 | 0 | 0 | 0 | 0 | 0 | 0 | 0 | 0 | 0 | 0 |  | BETS_66kV | 0 | 0 | 0 | 0 | 0 | 0 | 0 | 0 | 0 | 0 | 0 |  | BETS_66kV | 6.774 | 7.0917 | 7.3738 | 7.6263 | 8.6976 | 9.7146 | 10.7176 | 11.6872 | 12.7019 | 13.8183 | 15.021 |  | BETS_66kV | 0 | 0 | 0 | 0 | 0 | 0 | 0 | 0 | 0 | 0 | 0
SHTS_GNTS | 0.039867 | 0.060061 | 0.11456 | 0.20842 | 0.3672 | 0.6302 | 1.0234 | 1.6115 | 2.4916 | 3.7763 | 5.6153 |  | SHTS_GNTS | 45.4761 | 49.9178 | 50.56 | 51.2202 | 51.8992 | 52.5982 | 53.3171 | 55.2452 | 56.8045 | 58.4501 | 60.7939 |  | SHTS_GNTS | 0.013256 | 0.021974 | 0.024684 | 0.026851 | 0.030747 | 0.037406 | 0.046098 | 0.0512 | 0.055221 | 0.063636 | 0.07259 |  | SHTS_GNTS | 0.27454 | 0.70862 | 1.318 | 1.9849 | 2.4043 | 2.9212 | 3.4457 | 3.9218 | 4.3956 | 4.8822 | 5.38 |  | SHTS_GNTS | 0 | 0 | 0 | 0 | 0 | 0 | 0 | 0 | 0 | 0 | 0 |  | SHTS_GNTS | 0 | 0 | 0 | 0 | 0 | 0 | 0 | 0 | 0 | 0 | 0 |  | SHTS_GNTS | 2.2758 | 2.3826 | 2.4773 | 2.5622 | 2.9221 | 3.2638 | 3.6008 | 3.9265 | 4.2674 | 4.6425 | 5.0466 |  | SHTS_GNTS | 0 | 0 | 0 | 0 | 0 | 0 | 0 | 0 | 0 | 0 | 0
HYTS_TGTS_APD | 0.062164 | 0.1022 | 0.21024 | 0.3963 | 0.71107 | 1.2324 | 2.0118 | 3.1776 | 4.9224 | 7.4691 | 11.1147 |  | HYTS_TGTS_APD | 27.1637 | 31.0771 | 31.643 | 32.2247 | 32.8229 | 33.4387 | 34.0721 | 35.7709 | 37.1447 | 38.5947 | 40.6597 |  | HYTS_TGTS_APD | 0.029597 | 0.048982 | 0.055007 | 0.059823 | 0.068485 | 0.083291 | 0.10262 | 0.11396 | 0.1229 | 0.14161 | 0.16152 |  | HYTS_TGTS_APD | 0.2935 | 0.75831 | 1.4108 | 2.125 | 2.5741 | 3.1275 | 3.6892 | 4.199 | 4.7064 | 5.2274 | 5.7605 |  | HYTS_TGTS_APD | 0 | 0 | 0 | 0 | 0 | 0 | 0 | 0 | 0 | 0 | 0 |  | HYTS_TGTS_APD | 0 | 0 | 0 | 0 | 0 | 0 | 0 | 0 | 0 | 0 | 0 |  | HYTS_TGTS_APD | 0 | 0 | 0 | 0 | 0 | 0 | 0 | 0 | 0 | 0 | 0 |  | HYTS_TGTS_APD | 0 | 0 | 0 | 0 | 0 | 0 | 0 | 0 | 0 | 0 | 0
BATS_ELTS | 0.053517 | 0.085478 | 0.17174 | 0.32029 | 0.57159 | 0.98784 | 1.6101 | 2.5409 | 3.9339 | 5.9671 | 8.8776 |  | BATS_ELTS | 34.2869 | 41.4072 | 42.4367 | 43.4951 | 44.5836 | 45.704 | 46.8565 | 49.9474 | 52.447 | 55.0852 | 58.8424 |  | BATS_ELTS | 0.022865 | 0.037857 | 0.042517 | 0.046242 | 0.052941 | 0.064392 | 0.079339 | 0.088112 | 0.095026 | 0.1095 | 0.12489 |  | BATS_ELTS | 0.37523 | 0.8845 | 1.5994 | 2.3819 | 2.8739 | 3.4803 | 4.0957 | 4.6543 | 5.2101 | 5.781 | 6.3651 |  | BATS_ELTS | 0 | 0 | 0 | 0 | 0 | 0 | 0 | 0 | 0 | 0 | 0 |  | BATS_ELTS | 0 | 0 | 0 | 0 | 0 | 0 | 0 | 0 | 0 | 0 | 0 |  | BATS_ELTS | 1.3387 | 1.4015 | 1.4573 | 1.5072 | 1.7189 | 1.9199 | 2.1181 | 2.3097 | 2.5103 | 2.7309 | 2.9686 |  | BATS_ELTS | 0 | 0 | 0 | 0 | 0 | 0 | 0 | 0 | 0 | 0 | 0
MLTS_GTS_PTH | 0.057686 | 0.085021 | 0.1588 | 0.28585 | 0.50079 | 0.8568 | 1.389 | 2.1851 | 3.3765 | 5.1155 | 7.6049 |  | MLTS_GTS_PTH | 50.5407 | 61.2441 | 62.7917 | 64.3827 | 66.0189 | 67.7032 | 69.4356 | 74.0819 | 77.8394 | 81.8051 | 87.453 |  | MLTS_GTS_PTH | 0.017212 | 0.02855 | 0.032075 | 0.034892 | 0.039959 | 0.048619 | 0.059923 | 0.066559 | 0.071787 | 0.082732 | 0.094376 |  | MLTS_GTS_PTH | 0.58579 | 1.3504 | 2.4239 | 3.5987 | 4.3375 | 5.248 | 6.172 | 7.0107 | 7.8453 | 8.7024 | 9.5794 |  | MLTS_GTS_PTH | 0 | 0 | 0 | 0 | 0 | 0 | 0 | 0 | 0 | 0 | 0 |  | MLTS_GTS_PTH | 0 | 0 | 0 | 0 | 0 | 0 | 0 | 0 | 0 | 0 | 0 |  | MLTS_GTS_PTH | 0 | 0 | 0 | 0 | 0 | 0 | 0 | 0 | 0 | 0 | 0 |  | MLTS_GTS_PTH | 0 | 0 | 0 | 0 | 0 | 0 | 0 | 0 | 0 | 0 | 0
ATS_West | 0.037616 | 0.053184 | 0.095203 | 0.16756 | 0.28997 | 0.49273 | 0.79583 | 1.2492 | 1.9278 | 2.9182 | 4.3359 |  | ATS_West | 22.245 | 34.8178 | 36.6357 | 38.5046 | 40.4265 | 42.4049 | 44.4399 | 49.8977 | 54.3114 | 58.9697 | 65.604 |  | ATS_West | 0.0088652 | 0.01473 | 0.016553 | 0.01801 | 0.02063 | 0.025109 | 0.030956 | 0.034388 | 0.037092 | 0.042753 | 0.048775 |  | ATS_West | 0.4442 | 1.0139 | 1.8137 | 2.689 | 3.2394 | 3.9178 | 4.6062 | 5.2311 | 5.8529 | 6.4915 | 7.1449 |  | ATS_West | 0 | 0 | 0 | 0 | 0 | 0 | 0 | 0 | 0 | 0 | 0 |  | ATS_West | 0 | 0 | 0 | 0 | 0 | 0 | 0 | 0 | 0 | 0 | 0 |  | ATS_West | 0 | 0 | 0 | 0 | 0 | 0 | 0 | 0 | 0 | 0 | 0 |  | ATS_West | 0 | 0 | 0 | 0 | 0 | 0 | 0 | 0 | 0 | 0 | 0
ATS_BLTS | 0.013751 | 0.020993 | 0.040539 | 0.0742 | 0.13114 | 0.22546 | 0.36646 | 0.57737 | 0.89302 | 1.3537 | 2.0133 |  | ATS_BLTS | 7.1556 | 9.3721 | 9.6926 | 10.0221 | 10.3609 | 10.7097 | 11.0684 | 12.0306 | 12.8087 | 13.6299 | 14.7995 |  | ATS_BLTS | 0.0048615 | 0.0080563 | 0.0090494 | 0.0098432 | 0.011271 | 0.013711 | 0.016896 | 0.018766 | 0.020239 | 0.023323 | 0.026604 |  | ATS_BLTS | 0.11931 | 0.27854 | 0.50207 | 0.74672 | 0.90057 | 1.0902 | 1.2826 | 1.4572 | 1.631 | 1.8095 | 1.9921 |  | ATS_BLTS | 0 | 0 | 0 | 0 | 0 | 0 | 0 | 0 | 0 | 0 | 0 |  | ATS_BLTS | 0 | 0 | 0 | 0 | 0 | 0 | 0 | 0 | 0 | 0 | 0 |  | ATS_BLTS | 0 | 0 | 0 | 0 | 0 | 0 | 0 | 0 | 0 | 0 | 0 |  | ATS_BLTS | 0 | 0 | 0 | 0 | 0 | 0 | 0 | 0 | 0 | 0 | 0
BLTS_22kV | 0.0041214 | 0.0061835 | 0.011749 | 0.021334 | 0.037548 | 0.064405 | 0.10455 | 0.16461 | 0.25449 | 0.38567 | 0.57347 |  | BLTS_22kV | 2.0826 | 2.768 | 2.8672 | 2.9691 | 3.0738 | 3.1817 | 3.2926 | 3.5902 | 3.8308 | 4.0848 | 4.4465 |  | BLTS_22kV | 0.0013437 | 0.0022278 | 0.0025026 | 0.0027223 | 0.0031173 | 0.0037925 | 0.0046739 | 0.0051913 | 0.0055989 | 0.0064523 | 0.0073601 |  | BLTS_22kV | 0.038531 | 0.089548 | 0.16117 | 0.23955 | 0.28884 | 0.34959 | 0.41124 | 0.4672 | 0.52288 | 0.58007 | 0.63858 |  | BLTS_22kV | 0 | 0 | 0 | 0 | 0 | 0 | 0 | 0 | 0 | 0 | 0 |  | BLTS_22kV | 0 | 0 | 0 | 0 | 0 | 0 | 0 | 0 | 0 | 0 | 0 |  | BLTS_22kV | 0 | 0 | 0 | 0 | 0 | 0 | 0 | 0 | 0 | 0 | 0 |  | BLTS_22kV | 0 | 0 | 0 | 0 | 0 | 0 | 0 | 0 | 0 | 0 | 0
KTS_East | 0.020506 | 0.028013 | 0.048275 | 0.083169 | 0.1422 | 0.23997 | 0.38613 | 0.60477 | 0.93198 | 1.4096 | 2.0933 |  | KTS_East | 28.3654 | 32.5801 | 33.1895 | 33.816 | 34.4603 | 35.1235 | 35.8057 | 37.6353 | 39.1148 | 40.6764 | 42.9004 |  | KTS_East | 0.0038093 | 0.0063426 | 0.00713 | 0.0077594 | 0.0088913 | 0.010826 | 0.013352 | 0.014834 | 0.016002 | 0.018447 | 0.021049 |  | KTS_East | 0.24331 | 0.57011 | 1.0289 | 1.531 | 1.8468 | 2.2359 | 2.6308 | 2.9892 | 3.3459 | 3.7122 | 4.0871 |  | KTS_East | 0 | 0 | 0 | 0 | 0 | 0 | 0 | 0 | 0 | 0 | 0 |  | KTS_East | 0 | 0 | 0 | 0 | 0 | 0 | 0 | 0 | 0 | 0 | 0 |  | KTS_East | 0 | 0 | 0 | 0 | 0 | 0 | 0 | 0 | 0 | 0 | 0 |  | KTS_East | 0 | 0 | 0 | 0 | 0 | 0 | 0 | 0 | 0 | 0 | 0
KTS_West | 0.048053 | 0.071891 | 0.13623 | 0.24703 | 0.43447 | 0.74493 | 1.209 | 1.9033 | 2.9423 | 4.4588 | 6.6297 |  | KTS_West | 51.5975 | 64.4523 | 66.3109 | 68.2218 | 70.1868 | 72.2096 | 74.2902 | 79.8705 | 84.3832 | 89.146 | 95.9292 |  | KTS_West | 0.015453 | 0.025622 | 0.028783 | 0.031309 | 0.035853 | 0.04362 | 0.053757 | 0.059708 | 0.064398 | 0.074213 | 0.084655 |  | KTS_West | 0.46386 | 1.0702 | 1.9214 | 2.853 | 3.4389 | 4.1608 | 4.8935 | 5.5586 | 6.2204 | 6.9001 | 7.5955 |  | KTS_West | 0 | 0 | 0 | 0 | 0 | 0 | 0 | 0 | 0 | 0 | 0 |  | KTS_West | 0 | 0 | 0 | 0 | 0 | 0 | 0 | 0 | 0 | 0 | 0 |  | KTS_West | 0 | 0 | 0 | 0 | 0 | 0 | 0 | 0 | 0 | 0 | 0 |  | KTS_West | 0 | 0 | 0 | 0 | 0 | 0 | 0 | 0 | 0 | 0 | 0
WMTS_66kV | 0.059243 | 0.080146 | 0.13656 | 0.23372 | 0.39808 | 0.67031 | 1.0773 | 1.686 | 2.5971 | 3.9269 | 5.8304 |  | WMTS_66kV | 18.2058 | 30.6729 | 32.4756 | 34.3287 | 36.2345 | 38.1964 | 40.2142 | 45.6262 | 50.0028 | 54.622 | 61.2005 |  | WMTS_66kV | 0.010183 | 0.016969 | 0.019078 | 0.020764 | 0.023796 | 0.028979 | 0.035744 | 0.039715 | 0.042844 | 0.049394 | 0.056362 |  | WMTS_66kV | 0.54017 | 1.4049 | 2.6187 | 3.9472 | 4.7827 | 5.8123 | 6.8571 | 7.8055 | 8.7493 | 9.7186 | 10.7103 |  | WMTS_66kV | 0 | 0 | 0 | 0 | 0 | 0 | 0 | 0 | 0 | 0 | 0 |  | WMTS_66kV | 0 | 0 | 0 | 0 | 0 | 0 | 0 | 0 | 0 | 0 | 0 |  | WMTS_66kV | 0 | 0 | 0 | 0 | 0 | 0 | 0 | 0 | 0 | 0 | 0 |  | WMTS_66kV | 0 | 0 | 0 | 0 | 0 | 0 | 0 | 0 | 0 | 0 | 0
WMTS_22kV | 0.037387 | 0.047791 | 0.075872 | 0.12423 | 0.20604 | 0.34154 | 0.54411 | 0.84711 | 1.3006 | 1.9625 | 2.91 |  | WMTS_22kV | 2.9937 | 10.4884 | 11.5721 | 12.6862 | 13.8319 | 15.0112 | 16.2243 | 19.4777 | 22.1088 | 24.8856 | 28.8404 |  | WMTS_22kV | 0.0035143 | 0.0059078 | 0.0066518 | 0.0072466 | 0.0083161 | 0.010144 | 0.012531 | 0.013931 | 0.015035 | 0.017345 | 0.019803 |  | WMTS_22kV | 0.18532 | 0.6874 | 1.3922 | 2.1636 | 2.6488 | 3.2466 | 3.8533 | 4.404 | 4.952 | 5.5148 | 6.0907 |  | WMTS_22kV | 0 | 0 | 0 | 0 | 0 | 0 | 0 | 0 | 0 | 0 | 0 |  | WMTS_22kV | 0 | 0 | 0 | 0 | 0 | 0 | 0 | 0 | 0 | 0 | 0 |  | WMTS_22kV | 0 | 0 | 0 | 0 | 0 | 0 | 0 | 0 | 0 | 0 | 0 |  | WMTS_22kV | 0 | 0 | 0 | 0 | 0 | 0 | 0 | 0 | 0 | 0 | 0
BTS_22kV | 0.022371 | 0.031288 | 0.055354 | 0.096799 | 0.16691 | 0.28304 | 0.45665 | 0.71633 | 1.105 | 1.6722 | 2.4843 |  | BTS_22kV | 8.1571 | 13.1198 | 13.8373 | 14.575 | 15.3336 | 16.1145 | 16.9178 | 19.0721 | 20.8142 | 22.6529 | 25.2716 |  | BTS_22kV | 0.0049151 | 0.0081712 | 0.0091833 | 0.0099924 | 0.011447 | 0.013934 | 0.01718 | 0.019086 | 0.020587 | 0.02373 | 0.027074 |  | BTS_22kV | 0.26446 | 0.60887 | 1.0923 | 1.6215 | 1.9543 | 2.3644 | 2.7805 | 3.1583 | 3.5342 | 3.9203 | 4.3153 |  | BTS_22kV | 0 | 0 | 0 | 0 | 0 | 0 | 0 | 0 | 0 | 0 | 0 |  | BTS_22kV | 0 | 0 | 0 | 0 | 0 | 0 | 0 | 0 | 0 | 0 | 0 |  | BTS_22kV | 0 | 0 | 0 | 0 | 0 | 0 | 0 | 0 | 0 | 0 | 0 |  | BTS_22kV | 0 | 0 | 0 | 0 | 0 | 0 | 0 | 0 | 0 | 0 | 0
FBTS_66kV | 0.051966 | 0.071426 | 0.12395 | 0.2144 | 0.36742 | 0.62087 | 0.99974 | 1.5665 | 2.4147 | 3.6527 | 5.4249 |  | FBTS_66kV | 4.0045 | 11.6453 | 12.7501 | 13.8859 | 15.054 | 16.2563 | 17.493 | 20.8099 | 23.4923 | 26.3233 | 30.3552 |  | FBTS_66kV | 0.010108 | 0.016823 | 0.01891 | 0.020578 | 0.023579 | 0.028707 | 0.035401 | 0.039331 | 0.042427 | 0.048909 | 0.055804 |  | FBTS_66kV | 0.32394 | 0.97977 | 1.9004 | 2.908 | 3.5417 | 4.3226 | 5.1151 | 5.8344 | 6.5502 | 7.2854 | 8.0376 |  | FBTS_66kV | 0 | 0 | 0 | 0 | 0 | 0 | 0 | 0 | 0 | 0 | 0 |  | FBTS_66kV | 0 | 0 | 0 | 0 | 0 | 0 | 0 | 0 | 0 | 0 | 0 |  | FBTS_66kV | 0 | 0 | 0 | 0 | 0 | 0 | 0 | 0 | 0 | 0 | 0 |  | FBTS_66kV | 0 | 0 | 0 | 0 | 0 | 0 | 0 | 0 | 0 | 0 | 0
RTS_66kV_Bus1and4 | 0.035095 | 0.048177 | 0.083484 | 0.14429 | 0.24715 | 0.41752 | 0.67221 | 1.0532 | 1.6234 | 2.4556 | 3.6469 |  | RTS_66kV_Bus1and4 | 2.8653 | 8.2867 | 9.0706 | 9.8765 | 10.7053 | 11.5584 | 12.4358 | 14.7893 | 16.6925 | 18.7012 | 21.5619 |  | RTS_66kV_Bus1and4 | 0.006763 | 0.011256 | 0.012653 | 0.01377 | 0.015777 | 0.01921 | 0.023689 | 0.026319 | 0.028391 | 0.032728 | 0.037343 |  | RTS_66kV_Bus1and4 | 0.21129 | 0.65094 | 1.2681 | 1.9436 | 2.3684 | 2.8919 | 3.4232 | 3.9054 | 4.3853 | 4.8781 | 5.3823 |  | RTS_66kV_Bus1and4 | 0 | 0 | 0 | 0 | 0 | 0 | 0 | 0 | 0 | 0 | 0 |  | RTS_66kV_Bus1and4 | 0 | 0 | 0 | 0 | 0 | 0 | 0 | 0 | 0 | 0 | 0 |  | RTS_66kV_Bus1and4 | 0 | 0 | 0 | 0 | 0 | 0 | 0 | 0 | 0 | 0 | 0 |  | RTS_66kV_Bus1and4 | 0 | 0 | 0 | 0 | 0 | 0 | 0 | 0 | 0 | 0 | 0
RTS_66kV_Bus2and3 | 0.08318 | 0.11516 | 0.20148 | 0.35013 | 0.6016 | 1.0181 | 1.6408 | 2.5722 | 3.9662 | 6.0007 | 8.9133 |  | RTS_66kV_Bus2and3 | 16.9334 | 28.7636 | 30.4742 | 32.2327 | 34.0411 | 35.9027 | 37.8175 | 42.953 | 47.1061 | 51.4892 | 57.7318 |  | RTS_66kV_Bus2and3 | 0.01705 | 0.028362 | 0.031878 | 0.034688 | 0.039743 | 0.048383 | 0.05966 | 0.06628 | 0.071496 | 0.082415 | 0.094031 |  | RTS_66kV_Bus2and3 | 0.59949 | 1.6818 | 3.2011 | 4.864 | 5.9097 | 7.1984 | 8.5062 | 9.6933 | 10.8746 | 12.0878 | 13.3292 |  | RTS_66kV_Bus2and3 | 0 | 0 | 0 | 0 | 0 | 0 | 0 | 0 | 0 | 0 | 0 |  | RTS_66kV_Bus2and3 | 0 | 0 | 0 | 0 | 0 | 0 | 0 | 0 | 0 | 0 | 0 |  | RTS_66kV_Bus2and3 | 0 | 0 | 0 | 0 | 0 | 0 | 0 | 0 | 0 | 0 | 0 |  | RTS_66kV_Bus2and3 | 0 | 0 | 0 | 0 | 0 | 0 | 0 | 0 | 0 | 0 | 0
RTS_22kV | 0.019467 | 0.026294 | 0.044717 | 0.076445 | 0.13012 | 0.21902 | 0.35192 | 0.55072 | 0.84824 | 1.2825 | 1.9041 |  | RTS_22kV | 1.5211 | 4.7143 | 5.176 | 5.6507 | 6.1388 | 6.6413 | 7.1581 | 8.5443 | 9.6653 | 10.8484 | 12.5334 |  | RTS_22kV | 0.0033018 | 0.0055026 | 0.0061868 | 0.0067336 | 0.007717 | 0.0093981 | 0.011592 | 0.01288 | 0.013895 | 0.016019 | 0.01828 |  | RTS_22kV | 0.11294 | 0.36127 | 0.70986 | 1.0914 | 1.3313 | 1.627 | 1.9271 | 2.1994 | 2.4705 | 2.7488 | 3.0336 |  | RTS_22kV | 0 | 0 | 0 | 0 | 0 | 0 | 0 | 0 | 0 | 0 | 0 |  | RTS_22kV | 0 | 0 | 0 | 0 | 0 | 0 | 0 | 0 | 0 | 0 | 0 |  | RTS_22kV | 0 | 0 | 0 | 0 | 0 | 0 | 0 | 0 | 0 | 0 | 0 |  | RTS_22kV | 0 | 0 | 0 | 0 | 0 | 0 | 0 | 0 | 0 | 0 | 0
SVTS_66kV | 0.014046 | 0.018976 | 0.032282 | 0.055196 | 0.093959 | 0.15817 | 0.25415 | 0.39772 | 0.6126 | 0.92622 | 1.3752 |  | SVTS_66kV | 3.5803 | 5.3736 | 5.6328 | 5.8994 | 6.1735 | 6.4557 | 6.7459 | 7.5244 | 8.1539 | 8.8183 | 9.7645 |  | SVTS_66kV | 0.0023873 | 0.0039785 | 0.0044732 | 0.0048685 | 0.0055795 | 0.0067949 | 0.0083813 | 0.0093125 | 0.010046 | 0.011582 | 0.013216 |  | SVTS_66kV | 0.088434 | 0.27145 | 0.52836 | 0.80955 | 0.98638 | 1.2043 | 1.4254 | 1.6262 | 1.8259 | 2.0311 | 2.241 |  | SVTS_66kV | 0 | 0 | 0 | 0 | 0 | 0 | 0 | 0 | 0 | 0 | 0 |  | SVTS_66kV | 0 | 0 | 0 | 0 | 0 | 0 | 0 | 0 | 0 | 0 | 0 |  | SVTS_66kV | 0 | 0 | 0 | 0 | 0 | 0 | 0 | 0 | 0 | 0 | 0 |  | SVTS_66kV | 0 | 0 | 0 | 0 | 0 | 0 | 0 | 0 | 0 | 0 | 0
TSTS_66kV | 0.028092 | 0.037952 | 0.064563 | 0.11039 | 0.18792 | 0.31633 | 0.50829 | 0.79544 | 1.2252 | 1.8524 | 2.7504 |  | TSTS_66kV | 7.1607 | 10.7471 | 11.2657 | 11.7988 | 12.347 | 12.9114 | 13.4919 | 15.0487 | 16.3078 | 17.6366 | 19.529 |  | TSTS_66kV | 0.0047746 | 0.0079571 | 0.0089463 | 0.0097371 | 0.011159 | 0.01359 | 0.016763 | 0.018625 | 0.020093 | 0.023164 | 0.026433 |  | TSTS_66kV | 0.17687 | 0.54289 | 1.0567 | 1.6191 | 1.9728 | 2.4086 | 2.8509 | 3.2523 | 3.6518 | 4.0621 | 4.482 |  | TSTS_66kV | 0 | 0 | 0 | 0 | 0 | 0 | 0 | 0 | 0 | 0 | 0 |  | TSTS_66kV | 0 | 0 | 0 | 0 | 0 | 0 | 0 | 0 | 0 | 0 | 0 |  | TSTS_66kV | 0 | 0 | 0 | 0 | 0 | 0 | 0 | 0 | 0 | 0 | 0 |  | TSTS_66kV | 0 | 0 | 0 | 0 | 0 | 0 | 0 | 0 | 0 | 0 | 0
Spare | 0 | 0 | 0 | 0 | 0 | 0 | 0 | 0 | 0 | 0 | 0 |  | Spare | 0 | 0 | 0 | 0 | 0 | 0 | 0 | 0 | 0 | 0 | 0 |  | Spare | 0 | 0 | 0 | 0 | 0 | 0 | 0 | 0 | 0 | 0 | 0 |  | Spare | 0 | 0 | 0 | 0 | 0 | 0 | 0 | 0 | 0 | 0 | 0 |  | Spare | 0 | 0 | 0 | 0 | 0 | 0 | 0 | 0 | 0 | 0 | 0 |  | Spare | 0 | 0 | 0 | 0 | 0 | 0 | 0 | 0 | 0 | 0 | 0 |  | Spare | 0 | 0 | 0 | 0 | 0 | 0 | 0 | 0 | 0 | 0 | 0 |  | Spare | 0 | 0 | 0 | 0 | 0 | 0 | 0 | 0 | 0 | 0 | 0
Spare | 0 | 0 | 0 | 0 | 0 | 0 | 0 | 0 | 0 | 0 | 0 |  | Spare | 0 | 0 | 0 | 0 | 0 | 0 | 0 | 0 | 0 | 0 | 0 |  | Spare | 0 | 0 | 0 | 0 | 0 | 0 | 0 | 0 | 0 | 0 | 0 |  | Spare | 0 | 0 | 0 | 0 | 0 | 0 | 0 | 0 | 0 | 0 | 0 |  | Spare | 0 | 0 | 0 | 0 | 0 | 0 | 0 | 0 | 0 | 0 | 0 |  | Spare | 0 | 0 | 0 | 0 | 0 | 0 | 0 | 0 | 0 | 0 | 0 |  | Spare | 0 | 0 | 0 | 0 | 0 | 0 | 0 | 0 | 0 | 0 | 0 |  | Spare | 0 | 0 | 0 | 0 | 0 | 0 | 0 | 0 | 0 | 0 | 0
| 0.81632 | 1.1991 | 2.2323 | 4.0116 | 7.0215 | 12.0071 | 19.4599 | 30.6084 | 47.293 | 71.6457 | 106.5068 | 0 |  | 429.6322 | 558.1551 | 576.7384 | 595.8428 | 615.4896 | 635.7139 | 656.5158 | 712.3079 | 757.4261 | 805.0447 | 872.8629 | 0 |  | 0.23936 | 0.39709 | 0.44612 | 0.48531 | 0.55579 | 0.67626 | 0.83351 | 0.92581 | 0.99855 | 1.1508 | 1.3128 | 0 |  | 6.0795 | 15.7148 | 29.2409 | 44.045 | 53.355 | 64.8277 | 76.4709 | 87.0393 | 97.5559 | 108.3568 | 119.4079 | 0 |  | 0 | 0 | 0 | 0 | 0 | 0 | 0 | 0 | 0 | 0 | 0 | 0 |  | 0 | 0 | 0 | 0 | 0 | 0 | 0 | 0 | 0 | 0 | 0 | 0 |  | 32.1295 | 33.6367 | 34.9743 | 36.172 | 41.2536 | 46.0772 | 50.8346 | 55.4335 | 60.2461 | 65.5414 | 71.2458 | 0 |  | 0 | 0 | 0 | 0 | 0 | 0 | 0 | 0 | 0 | 0 | 0 | 0

## Summary - PV Cap by TCP
| EV Impact (MW) - POE 50 | [12 empty] | PV Impact (MW Capacity) | [12 empty] | Battery Storage Impact (MW) - POE 50 | [12 empty] | EE Impact (MW) - POE 50 | [12 empty] | Demand-side Impact (MW) - POE 50 | [12 empty] | EG Wind Impact (MW) - POE 50 | [12 empty] | EG Large-Scale Solar Impact (MW) - POE 50 | [12 empty] | EG Battery Impact (MW) - POE 50
Terminal Station | 2019 | 2020 | 2021 | 2022 | 2023 | 2024 | 2025 | 2026 | 2027 | 2028 | 2029 | SPARE | Terminal Station | 2019 | 2020 | 2021 | 2022 | 2023 | 2024 | 2025 | 2026 | 2027 | 2028 | 2029 | SPARE | Terminal Station | 2019 | 2020 | 2021 | 2022 | 2023 | 2024 | 2025 | 2026 | 2027 | 2028 | 2029 | SPARE | Terminal Station | 2019 | 2020 | 2021 | 2022 | 2023 | 2024 | 2025 | 2026 | 2027 | 2028 | 2029 | SPARE | Terminal Station | 2019 | 2020 | 2021 | 2022 | 2023 | 2024 | 2025 | 2026 | 2027 | 2028 | 2029 | SPARE | Terminal Station | 2019 | 2020 | 2021 | 2022 | 2023 | 2024 | 2025 | 2026 | 2027 | 2028 | 2029 | SPARE | Terminal Station | 2019 | 2020 | 2021 | 2022 | 2023 | 2024 | 2025 | 2026 | 2027 | 2028 | 2029 | SPARE | Terminal Station | 2019 | 2020 | 2021 | 2022 | 2023 | 2024 | 2025 | 2026 | 2027 | 2028 | 2029 | SPARE
RCTS_22kV | [12 empty] | RCTS_22kV | 4.593 | 5.1494 | 5.2299 | 5.3126 | 5.3977 | 5.4852 | 5.5753 | 5.8168 | 6.0122 | 6.2183 | 6.512 |  | RCTS_22kV | [12 empty] | RCTS_22kV | [12 empty] | RCTS_22kV | [12 empty] | RCTS_22kV | [12 empty] | RCTS_22kV | [12 empty] | RCTS_22kV
RCTS_66kV | [12 empty] | RCTS_66kV | 16.2842 | 18.257 | 18.5423 | 18.8356 | 19.1371 | 19.4476 | 19.7669 | 20.6233 | 21.3159 | 22.0468 | 23.0878 |  | RCTS_66kV | [12 empty] | RCTS_66kV | [12 empty] | RCTS_66kV | [12 empty] | RCTS_66kV | [12 empty] | RCTS_66kV | [12 empty] | RCTS_66kV
WETS_66kV | [12 empty] | WETS_66kV | 36.6507 | 40.1785 | 40.6886 | 41.213 | 41.7523 | 42.3074 | 42.8784 | 44.4098 | 45.6483 | 46.9553 | 48.8169 |  | WETS_66kV | [12 empty] | WETS_66kV | [12 empty] | WETS_66kV | [12 empty] | WETS_66kV | [12 empty] | WETS_66kV | [12 empty] | WETS_66kV
KGTS_22kV | [12 empty] | KGTS_22kV | 2.1789 | 2.2626 | 2.2747 | 2.2871 | 2.2999 | 2.3131 | 2.3266 | 2.3629 | 2.3923 | 2.4233 | 2.4675 |  | KGTS_22kV | [12 empty] | KGTS_22kV | [12 empty] | KGTS_22kV | [12 empty] | KGTS_22kV | [12 empty] | KGTS_22kV | [12 empty] | KGTS_22kV
KGTS_66kV | [12 empty] | KGTS_66kV | 31.8814 | 33.6071 | 33.8566 | 34.1131 | 34.3769 | 34.6484 | 34.9277 | 35.6768 | 36.2826 | 36.922 | 37.8325 |  | KGTS_66kV | [12 empty] | KGTS_66kV | [12 empty] | KGTS_66kV | [12 empty] | KGTS_66kV | [12 empty] | KGTS_66kV | [12 empty] | KGTS_66kV
HOTS_66kV | [12 empty] | HOTS_66kV | 33.3114 | 36.5886 | 37.0625 | 37.5497 | 38.0506 | 38.5664 | 39.0968 | 40.5195 | 41.67 | 42.8842 | 44.6135 |  | HOTS_66kV | [12 empty] | HOTS_66kV | [12 empty] | HOTS_66kV | [12 empty] | HOTS_66kV | [12 empty] | HOTS_66kV | [12 empty] | HOTS_66kV
BETS_22kV | [12 empty] | BETS_22kV | 8.6904 | 10.0683 | 10.2676 | 10.4724 | 10.683 | 10.8999 | 11.1229 | 11.7211 | 12.2048 | 12.7153 | 13.4424 |  | BETS_22kV | [12 empty] | BETS_22kV | [12 empty] | BETS_22kV | [12 empty] | BETS_22kV | [12 empty] | BETS_22kV | [12 empty] | BETS_22kV
BETS_66kV | [12 empty] | BETS_66kV | 125.0176 | 143.4594 | 146.1259 | 148.8672 | 151.6864 | 154.5884 | 157.5732 | 165.5789 | 172.0529 | 178.8857 | 188.617 |  | BETS_66kV | [12 empty] | BETS_66kV | [12 empty] | BETS_66kV | [12 empty] | BETS_66kV | [12 empty] | BETS_66kV | [12 empty] | BETS_66kV
SHTS_GNTS | [12 empty] | SHTS_GNTS | 123.4087 | 135.4621 | 137.2049 | 138.9966 | 140.8391 | 142.7359 | 144.6868 | 149.9192 | 154.1506 | 158.6164 | 164.9767 |  | SHTS_GNTS | [12 empty] | SHTS_GNTS | [12 empty] | SHTS_GNTS | [12 empty] | SHTS_GNTS | [12 empty] | SHTS_GNTS | [12 empty] | SHTS_GNTS
HYTS_TGTS_APD | [12 empty] | HYTS_TGTS_APD | 73.7143 | 84.3341 | 85.8696 | 87.4482 | 89.0717 | 90.7428 | 92.4616 | 97.0717 | 100.7999 | 104.7346 | 110.3384 |  | HYTS_TGTS_APD | [12 empty] | HYTS_TGTS_APD | [12 empty] | HYTS_TGTS_APD | [12 empty] | HYTS_TGTS_APD | [12 empty] | HYTS_TGTS_APD | [12 empty] | HYTS_TGTS_APD
BATS_ELTS | [12 empty] | BATS_ELTS | 93.0444 | 112.3668 | 115.1607 | 118.0329 | 120.9866 | 124.0272 | 127.1546 | 135.5425 | 142.3257 | 149.4848 | 159.6808 |  | BATS_ELTS | [12 empty] | BATS_ELTS | [12 empty] | BATS_ELTS | [12 empty] | BATS_ELTS | [12 empty] | BATS_ELTS | [12 empty] | BATS_ELTS
MLTS_GTS_PTH | [12 empty] | MLTS_GTS_PTH | 137.1524 | 166.1983 | 170.3981 | 174.7156 | 179.1557 | 183.7264 | 188.4276 | 201.0365 | 211.2331 | 221.9948 | 237.3215 |  | MLTS_GTS_PTH | [12 empty] | MLTS_GTS_PTH | [12 empty] | MLTS_GTS_PTH | [12 empty] | MLTS_GTS_PTH | [12 empty] | MLTS_GTS_PTH | [12 empty] | MLTS_GTS_PTH
ATS_West | [12 empty] | ATS_West | 60.3664 | 94.4851 | 99.4183 | 104.49 | 109.7056 | 115.0745 | 120.5967 | 135.4077 | 147.3852 | 160.0264 | 178.0299 |  | ATS_West | [12 empty] | ATS_West | [12 empty] | ATS_West | [12 empty] | ATS_West | [12 empty] | ATS_West | [12 empty] | ATS_West
ATS_BLTS | [12 empty] | ATS_BLTS | 19.4182 | 25.4331 | 26.3028 | 27.1969 | 28.1164 | 29.0629 | 30.0364 | 32.6475 | 34.759 | 36.9876 | 40.1614 |  | ATS_BLTS | [12 empty] | ATS_BLTS | [12 empty] | ATS_BLTS | [12 empty] | ATS_BLTS | [12 empty] | ATS_BLTS | [12 empty] | ATS_BLTS
BLTS_22kV | [12 empty] | BLTS_22kV | 5.6515 | 7.5117 | 7.7806 | 8.0571 | 8.3415 | 8.6342 | 8.9353 | 9.7428 | 10.3958 | 11.085 | 12.0665 |  | BLTS_22kV | [12 empty] | BLTS_22kV | [12 empty] | BLTS_22kV | [12 empty] | BLTS_22kV | [12 empty] | BLTS_22kV | [12 empty] | BLTS_22kV
KTS_East | [12 empty] | KTS_East | 76.9754 | 88.4128 | 90.0665 | 91.7666 | 93.515 | 95.3148 | 97.166 | 102.1309 | 106.1461 | 110.3837 | 116.4189 |  | KTS_East | [12 empty] | KTS_East | [12 empty] | KTS_East | [12 empty] | KTS_East | [12 empty] | KTS_East | [12 empty] | KTS_East
KTS_West | [12 empty] | KTS_West | 140.0203 | 174.9044 | 179.9483 | 185.1337 | 190.4663 | 195.9556 | 201.6017 | 216.745 | 228.9911 | 241.9159 | 260.3234 |  | KTS_West | [12 empty] | KTS_West | [12 empty] | KTS_West | [12 empty] | KTS_West | [12 empty] | KTS_West | [12 empty] | KTS_West
WMTS_66kV | [12 empty] | WMTS_66kV | 49.4052 | 83.2372 | 88.129 | 93.1581 | 98.3298 | 103.6536 | 109.1295 | 123.8161 | 135.6929 | 148.2279 | 166.0802 |  | WMTS_66kV | [12 empty] | WMTS_66kV | [12 empty] | WMTS_66kV | [12 empty] | WMTS_66kV | [12 empty] | WMTS_66kV | [12 empty] | WMTS_66kV
WMTS_22kV | [12 empty] | WMTS_22kV | 8.1241 | 28.4625 | 31.4033 | 34.4265 | 37.5356 | 40.736 | 44.0279 | 52.8568 | 59.9967 | 67.5322 | 78.2643 |  | WMTS_22kV | [12 empty] | WMTS_22kV | [12 empty] | WMTS_22kV | [12 empty] | WMTS_22kV | [12 empty] | WMTS_22kV | [12 empty] | WMTS_22kV
BTS_22kV | [12 empty] | BTS_22kV | 22.136 | 35.6032 | 37.5504 | 39.5522 | 41.6109 | 43.7301 | 45.9098 | 51.7559 | 56.4836 | 61.4733 | 68.5795 |  | BTS_22kV | [12 empty] | BTS_22kV | [12 empty] | BTS_22kV | [12 empty] | BTS_22kV | [12 empty] | BTS_22kV | [12 empty] | BTS_22kV
FBTS_66kV | [12 empty] | FBTS_66kV | 10.8669 | 31.602 | 34.6001 | 37.6823 | 40.852 | 44.1148 | 47.4709 | 56.472 | 63.7511 | 71.4336 | 82.375 |  | FBTS_66kV | [12 empty] | FBTS_66kV | [12 empty] | FBTS_66kV | [12 empty] | FBTS_66kV | [12 empty] | FBTS_66kV | [12 empty] | FBTS_66kV
RTS_66kV_Bus1and4 | [12 empty] | RTS_66kV_Bus1and4 | 7.7756 | 22.4878 | 24.615 | 26.8019 | 29.0509 | 31.366 | 33.7472 | 40.1338 | 45.2985 | 50.7494 | 58.5126 |  | RTS_66kV_Bus1and4 | [12 empty] | RTS_66kV_Bus1and4 | [12 empty] | RTS_66kV_Bus1and4 | [12 empty] | RTS_66kV_Bus1and4 | [12 empty] | RTS_66kV_Bus1and4 | [12 empty] | RTS_66kV_Bus1and4
RTS_66kV_Bus2and3 | [12 empty] | RTS_66kV_Bus2and3 | 45.9522 | 78.0559 | 82.6979 | 87.47 | 92.3776 | 97.4294 | 102.6255 | 116.5618 | 127.8319 | 139.7266 | 156.6669 |  | RTS_66kV_Bus2and3 | [12 empty] | RTS_66kV_Bus2and3 | [12 empty] | RTS_66kV_Bus2and3 | [12 empty] | RTS_66kV_Bus2and3 | [12 empty] | RTS_66kV_Bus2and3 | [12 empty] | RTS_66kV_Bus2and3
RTS_22kV | [12 empty] | RTS_22kV | 4.1278 | 12.7933 | 14.0462 | 15.3343 | 16.659 | 18.0226 | 19.4251 | 23.1868 | 26.2288 | 29.4394 | 34.0119 |  | RTS_22kV | [12 empty] | RTS_22kV | [12 empty] | RTS_22kV | [12 empty] | RTS_22kV | [12 empty] | RTS_22kV | [12 empty] | RTS_22kV
SVTS_66kV | [12 empty] | SVTS_66kV | 9.716 | 14.5822 | 15.2859 | 16.0092 | 16.7531 | 17.5188 | 18.3065 | 20.4189 | 22.1272 | 23.9302 | 26.498 |  | SVTS_66kV | [12 empty] | SVTS_66kV | [12 empty] | SVTS_66kV | [12 empty] | SVTS_66kV | [12 empty] | SVTS_66kV | [12 empty] | SVTS_66kV
TSTS_66kV | [12 empty] | TSTS_66kV | 19.4319 | 29.1645 | 30.5717 | 32.0184 | 33.5062 | 35.0377 | 36.6129 | 40.8378 | 44.2545 | 47.8604 | 52.996 |  | TSTS_66kV | [12 empty] | TSTS_66kV | [12 empty] | TSTS_66kV | [12 empty] | TSTS_66kV | [12 empty] | TSTS_66kV | [12 empty] | TSTS_66kV
Spare | [12 empty] | Spare | 0 | 0 | 0 | 0 | 0 | 0 | 0 | 0 | 0 | 0 | 0 |  | Spare | [12 empty] | Spare | [12 empty] | Spare | [12 empty] | Spare | [12 empty] | Spare | [12 empty] | Spare
Spare | [12 empty] | Spare | 0 | 0 | 0 | 0 | 0 | 0 | 0 | 0 | 0 | 0 | 0 |  | Spare | [12 empty] | Spare | [12 empty] | Spare | [12 empty] | Spare | [12 empty] | Spare | [12 empty] | Spare
[12 empty] | 0 |  | 1165.8947 | 1514.6678 | 1565.0973 | 1616.9412 | 1670.2568 | 1725.1396 | 1781.5897 | 1932.9929 | 2055.4304 | 2184.6531 | 2368.6916 | 0 |  | 0 | 0 | 0 | 0 | 0 | 0 | 0 | 0 | 0 | 0 | 0 | 0 |  | 0 | 0 | 0 | 0 | 0 | 0 | 0 | 0 | 0 | 0 | 0 | 0 | [25 empty] | 0 | [12 empty] | 0 | [12 empty] | 0