## Year_Summary
Powercor REFCLs
Summary by Calendar Year
(real 2021 dollars) | [13 empty] | TRUE
CAPEX
| Capex by category |  | Allocation | 2016 | 2017 | 2018 | 2019 | 2020 | 2021 | 2022 | 2023 | 2024 | 2025
| Capex categorised directly | $m real 2021 | Direct |  |  |  | 0 | 0 | 0.13134 | 36.5829 | 56.2578 | 25.3799 | 5.5737
| Other capex | $m real 2021 | Pro-rata |  |  |  | 0 | 0 | 0 | 5.2674 | 6.4179 | 1.3291 | 0.17856
| Total capex | $m real 2021 |  |  |  |  | 0 | 0 | 0.13134 | 41.8503 | 62.6757 | 26.709 | 5.7523 | TRUE
| Check |  |  |  | 137 | 0 | 0 | 0 | 0 | 0 | 0 | 0 | 0
| Percentage capex by category (directly categorised) |  |  | 2016 | 2017 | 2018 | 2019 | 2020 | 2021 | 2022 | 2023 | 2024 | 2025
| Distribution | % |  |  |  |  | 0% | 0% | 100% | 59.31% | 62% | 69.28% | 76.6%
| SCADA/Network control | % |  |  |  |  | 0% | 0% | 0% | 40.69% | 38% | 30.72% | 23.4%
| Total % | % |  |  |  |  | 0% | 0% | 100% | 100% | 100% | 100% | 100%
| Incremental contingent project capex by category |  |  | 2016 | 2017 | 2018 | 2019 | 2020 | 2021 | 2022 | 2023 | 2024 | 2025
| Distribution | $m real 2021 |  |  |  |  | 0 | 0 | 0.13134 | 24.8224 | 38.8589 | 18.5032 | 4.4063
| SCADA/Network control | $m real 2021 |  |  |  |  | 0 | 0 | 0 | 17.0279 | 23.8168 | 8.2058 | 1.346
| Total project capex | $m real 2021 |  |  |  |  | 0 | 0 | 0.13134 | 41.8503 | 62.6757 | 26.709 | 5.7523 | TRUE
| Total capex ($m 2021) |  |  | 2016 | 2017 | 2018 | 2019 | 2020 | 2021 | 2022 | 2023 | 2024 | 2025
| Distribution | $m real 2021 |  |  |  |  | 0 | 0 | 0.13134 | 24.8224 | 38.8589 | 18.5032 | 4.4063
| SCADA/Network control | $m real 2021 |  |  |  |  | 0 | 0 | 0 | 17.0279 | 23.8168 | 8.2058 | 1.346
| Total capex | $m real 2021 |  |  |  |  | 0 | 0 | 0.13134 | 41.8503 | 62.6757 | 26.709 | 5.7523 | TRUE

## Cost_Summary
Powercor REFCLs
Cost summary by site
(real 2021 dollars)
|  |  |  | Costs ($000s 2021) | [10 empty] | ($000s 2021)
|  |  |  | BAW | CLC | CMN | EHK | GSB | BETS | BGO | WIN | WPD | TQY | CRO | Total
Design & Procurement
|  |  | Design & Procurement | 3885.8189 | 262.6717 | 262.6717 | 757.8725 | 262.6717 | 131.3359 | 131.3359 | 757.8725 | 788.0151 | 525.3434 | 2241.6347 | 10007.2441
Feeder works
|  |  | Surge arrestor sites (single phase) | 0 | 0 | 0 | 0 | 0 | 0 | 0 | 0 | 1314.2155 | 0 | 234.7107 | 1548.9262
|  |  | Surge arrestor sites (three phase) | 0 | 0 | 0 | 0 | 0 | 0 | 0 | 0 | 1989.6272 | 0 | 2305.2415 | 4294.8687
|  |  | ACRs | 0 | 0 | 0 | 0 | 0 | 0 | 0 | 0 | 0 | 0 | 170.8549 | 170.8549
|  |  | ACR/gas switch control box replacement | 0 | 0 | 0 | 0 | 0 | 0 | 0 | 0 | 0 | 0 | 96.6916 | 96.6916
|  |  | Admittance balancing units (single phase) | 0 | 0 | 0 | 0 | 0 | 0 | 0 | 0 | 0 | 0 | 70.0389 | 70.0389
|  |  | Admittance balancing units (three phase) | 0 | 0 | 0 | 0 | 0 | 0 | 0 | 0 | 0 | 0 | 625.0097 | 625.0097
|  |  | Re-phasing | 0 | 0 | 0 | 0 | 0 | 0 | 0 | 0 | 0 | 0 | 44.3686 | 44.3686
|  |  | Fusesavers | 0 | 0 | 0 | 0 | 0 | 0 | 0 | 0 | 0 | 0 | 306.0507 | 306.0507
|  |  | HV Regulators upgrade (control box) | 0 | 0 | 0 | 0 | 0 | 0 | 0 | 0 | 0 | 0 | 0 | 0
|  |  | HV Regulators upgrade (close delta) | 0 | 0 | 0 | 0 | 0 | 0 | 0 | 0 | 0 | 0 | 246.1774 | 246.1774
|  |  | Distribution switchgear (installed) | 0 | 0 | 0 | 0 | 0 | 0 | 0 | 0 | 0 | 0 | 2151.0659 | 2151.0659
|  |  | UG cable replacement | 0 | 0 | 0 | 0 | 0 | 283.8058 | 0 | 0 | 0 | 0 | 558.6243 | 842.4301
|  |  | Test Sites | 0 | 0 | 0 | 0 | 0 | 0 | 0 | 0 | 0 | 0 | 29.6011 | 29.6011
|  |  | HV Customers (total) | 0 | 0 | 0 | 0 | 0 | 0 | 0 | 0 | 0 | 0 | 709.9461 | 709.9461
|  |  | HV Customers (generation signalling) | 0 | 0 | 0 | 0 | 0 | 0 | 0 | 0 | 0 | 0 | 0 | 0
0
|  |  | 22kV feeder works | 3060 | 612 | 0 | 612 | 612 | 306 | 1101.3375 | 306 | 6732 | 0 | 567.0022 | 13908.3397
|  |  | 66kV Line works (Overhead) | 6120 | 0 | 0 | 0 | 0 | 0 | 0 | 0 | 0 | 0 | 567.0022 | 6687.0022
|  |  | 3rd phase line extension | 0 | 0 | 0 | 0 | 0 | 0 | 0 | 0 | 0 | 0 | 0 | 0
|  |  | Asset resilience (Underground) | 0 | 0 | 0 | 0 | 0 | 0 | 0 | 0 | 8308.7417 | 0 | 733.6727 | 9042.4144
|  |  | Distribution Comms | 0 | 0 | 0 | 0 | 0 | 0 | 0 | 0 | 0 | 0 | 80.0933 | 80.0933
|  |  | Other distribution materials | 0 | 0 | 0 | 0 | 0 | 1523.9984 | 0 | 0 | 7344 | 3672 | 388.3067 | 12928.3051
Substation
Primary Plant
|  |  | GFN | 3986.742 | 1986.6499 | 1993.371 | 1993.371 | 1993.371 | 0 | 0 | 1986.6499 | 5959.9496 | 3973.2997 | 2279.8895 | 26153.2935
|  |  | GFN enclosure | 0 | 0 | 0 | 222.5299 | 0 | 0 | 0 | 0 | 483.9897 | 322.6598 | 161.3299 | 1190.5093
|  |  | Indoor switch room (incl GFN enclosure and switchboard) | 1825.9093 | 0 | 0 | 0 | 0 | 0 | 0 | 1821.9507 | 0 | 0 | 0 | 3647.8601
|  |  | RMU | 179.3479 | 89.6739 | 89.6739 | 89.6739 | 89.6739 | 0 | 0 | 89.6739 | 269.0218 | 179.3479 | 148.7479 | 1224.835
|  |  | 66/22kV transformer | 4537.4882 | 0 | 0 | 2268.7441 | 0 | 0 | 0 | 2209.1427 | 0 | 0 | 0 | 9015.3749
|  |  | 66kV circuit breaker | 963.3663 | 0 | 0 | 240.8416 | 0 | 0 | 0 | 238.0138 | 0 | 0 | 0 | 1442.2218
|  |  | 66kV bus extension | 0 | 0 | 0 | 208.08 | 0 | 0 | 0 | 0 | 0 | 0 | 0 | 208.08
|  |  | Station service transformer (500kVA) | 0 | 0 | 0 | 0 | 0 | 0 | 0 | 0 | 0 | 0 | 146.345 | 146.345
|  |  | Station service transformer (750kVA) | 0 | 0 | 0 | 0 | 0 | 0 | 0 | 0 | 175.8524 | 175.8524 | 0 | 351.7047
|  |  | Cap bank | 405.3838 | 0 | 0 | 0 | 0 | 0 | 0 | 0 | 0 | 0 | 688.3677 | 1093.7515
|  |  | AC board (Including change over) | 0 | 0 | 0 | 0 | 0 | 0 | 0 | 0 | 53.777 | 53.777 | 53.777 | 161.331
|  |  | Control room | 935.5078 | 0 | 0 | 0 | 0 | 0 | 0 | 0 | 0 | 0 | 935.5078 | 1871.0157
|  |  | 22kV circuit breaker (outdoor) | 0 | 0 | 0 | 602.0419 | 0 | 0 | 0 | 599.3274 | 0 | 0 | 381.9185 | 1583.2878
|  |  | Voltage transformer | 36.7833 | 0 | 0 | 18.3917 | 0 | 0 | 0 | 0 | 0 | 0 | 36.7833 | 91.9583
|  |  | Current transformer (post type) | 0 | 0 | 152.9699 | 0 | 0 | 0 | 0 | 0 | 305.9398 | 305.9398 | 152.9398 | 917.7892
|  |  | Current transformer (core balance type) | 0 | 41.0062 | 0 | 41.0062 | 0 | 0 | 0 | 20.5031 | 0 | 0 | 0 | 102.5155
|  |  | Other primary materials | 1050 | 0 | 0 | 0 | 0 | 0 | 0 | 0 | 0 | 0 | 716.761 | 1766.761
|  |  | SCADA / Protection & Control/ Comms | 1919.2695 | 246.024 | 246.024 | 615.06 | 246.024 | 0 | 0 | 615.06 | 1230.12 | 1230.12 | 2819.8941 | 9167.5956
|  |  | Commissioning | 0 | 0 | 0 | 0 | 0 | 0 | 0 | 0 | 0 | 0 | 719.1375 | 719.1375
|  |  | ESV observed compliance | 38.4363 | 0 | 0 | 0 | 0 | 0 | 0 | 9.6091 | 0 | 38.4363 | 88.88 | 175.3616
|  |  | Construction delivery & site control | 0 | 0 | 0 | 0 | 0 | 0 | 0 | 0 | 0 | 0 | 1314.9154 | 1314.9154
Contracts
|  |  | Traffic control | 0 | 0 | 0 | 0 | 0 | 0 | 0 | 0 | 0 | 0 | 1130.923 | 1130.923
|  |  | Line survey | 48.96 | 24.48 | 8.16 | 16.32 | 16.32 | 0 | 0 | 16.32 | 8.16 | 8.16 | 288.3587 | 435.2387
|  |  | Civil works | 2000 | 0 | 0 | 0 | 0 | 0 | 0 | 0 | 2000 | 0 | 3979.9899 | 7979.9899
|  |  | Mob/Demob | 40.8 | 40.8 | 40.8 | 40.8 | 40.8 | 0 | 0 | 40.8 | 40.8 | 40.8 | 70.8656 | 397.2656
|  |  | Other | 0 | 0 | 0 | 0 | 0 | 300 | 0 | 0 | 0 | 0 | 740.0978 | 1040.0978
Other Project Costs
|  |  | Test trailer | 0 | 0 | 0 | 0 | 0 | 0 | 0 | 0 | 0 | 0 | 0 | 0
|  |  | Spare GFN & associated costs | [11 empty] | 0
|  |  | PMO cost | 0 | 0 | 0 | 0 | 0 | 0 | 0 | 0 | 0 | 0 | 0 | 0
| Total capital cost |  |  | 31033.8135 | 3303.3057 | 2793.6705 | 7726.7328 | 3260.8606 | 2545.1401 | 1232.6733 | 8710.9231 | 37004.2098 | 10525.7362 | 28981.5226 | 137118.5882
| Check | [13 empty] | TRUE

## Non-Preferred_Options
Powercor REFCLs
Non-Preferred Options by Site
(real 2021 dollars)
Costs ($000s 2021)
|  |  | BAN | BAS | CLC | CMN | EHK | GSB | BETS | BGO | WIN | WPD | TQY
Option Costs
|  | Option 1 (preferred)* | 0 | 31033.8135 | 3303.3057 | 2793.6705 | 7726.7328 | 3260.8606 | 2545.1401 | 1232.6733 | 8710.9231 | 37004.2098 | 10525.7362
|  | Option 2 | 7375 | 14500 | 9300 | 4650 | 5375 | 4650 | 4650 | 4650 | 4650
|  | Option 3 | BAN: 18350; Costs ($000s 2021) BAS: 27400; Costs ($000s 2021) EHK: 9300
*BAW addresses BAN Option 1

## Project_inputs
Powercor REFCLs
Project inputs
(real 2021 dollars)
MAJOR ITEM UNIT COSTS
(real 2021 dollars)
Feeder works
|  |  | Surge arrestor sites (single phase) | 397.3281 | $/ea
|  |  | Surge arrestor sites (three phase) | 590.7364 | $/ea
|  |  | ACRs | 27103.4493 | $/ea
|  |  | ACR/gas switch control box replacement | 9411.251 | $/ea
|  |  | Admittance balancing units (single phase) | 19288.4609 | $/ea
|  |  | Admittance balancing units (three phase) | 24307.4371 | $/ea
|  |  | Re-phasing | 228.0957 | $/ea
|  |  | Fusesavers | 12540.0097 | $/ea
|  |  | HV Regulators upgrade (control box) | 15538.8905 | $/ea
|  |  | HV Regulators upgrade (close delta) | 162190.7825 | $/ea
|  |  | Distribution switchgear (installed) | 107553.2957 | $/ea
|  |  | UG cable replacement | 473.0096 | $/m
|  |  | Test Sites | 1118.8359 | $/ea
|  |  | HV Customers (total) | 27103.4493
|  |  | HV Customers (generation signalling) | 68410.8509
|  |  | 22kV feeder works | 306000 | $/ea | Asset resilience (Underground) |  |  | Asset resilience (RMU)
|  |  | 66kV Line works (Overhead) | 306000 | $/km | Cable Unit Rate | 12806.3509 |  | RMU Unit Rate | 102347.6057
|  |  | 3rd phase line extension |  |  | Cables (WPD) | 449 |  | Cables (WPD) | 25
|  |  | Asset resilience (Underground) | 0 |  |  | 5750051.5442 |  |  | 2558690.1416
Distribution Comms
Other distribution materials
Substation
Primary Plant
|  |  | GFN | 1290638.4354 | $/ea
|  |  | GFN enclosure | 161329.9051 | $/ea
|  |  | Indoor switch room (incl GFN enclosure and switchboard) | 1281303.0825 | $/ea
|  |  | RMU | 74373.925 | $/ea
|  |  | 66/22kV transformer | 754800 | $/ea
|  |  | 66kV circuit breaker | 94860 | $/ea
|  |  | 66kV bus extension | 208080 | $/ea
|  |  | Station service transformer (500kVA) | 73172.4807 | $/ea
|  |  | Station service transformer (750kVA) | 87926.1752 | $/ea
|  |  | Cap bank | 344183.8486 | $/ea
|  |  | AC board (Including change over) | 53776.9854 | $/ea
|  |  | Control room | 935507.8479 | $/ea
|  |  | 22kV circuit breaker (outdoor) | 76383.6902 | $/ea
|  |  | Voltage transformer | 18391.6638 | $/ea
|  |  | Current transformer (post type) | 15293.9766 | $/ea
|  |  | Current transformer (core balance type) | 5203.1054
OPEX
(real 2021 dollars)
|  | Incremental technical support |  | 94007.3724 | $ pa | To be included in 2021 - 2026 price reset step change model | [6 empty] | 1.0811 | TRUE | 96798.4114
|  | Incremental re-balancing works |  | 180179.8061 | $ pa | To be included in 2021 - 2026 price reset step change model | [6 empty] | 1.0811 | TRUE | 185529.2681
|  | Incremental re-balancing works - per feeder cost |  | 3133.1106 | $ pa/feeder | To be included in 2021 - 2026 price reset step change model | [6 empty] | 1.0811 | TRUE | 3226.1313
|  | Incremental compliance testing |  | 9609.0707 | $ pa/feeder | To be included in 2021 - 2026 price reset step change model | [6 empty] | 1.0811 | TRUE | 9894.36
| Feeders |  |  | Feeders by ZSS
|  | BAW |  | 4
|  | CLC |  | 0
|  | CMN |  | 0
|  | EHK |  | 0
|  | GSB |  | 0
|  | WND |  | 0
|  | BETS |  | 0
|  | BGO |  | 0
|  | WIN |  | 1
|  | WPD |  | 0
|  | TQY |  | 4
|  | CRO |  | 10
|  | Total |  | 19
OTHER COSTS
|  |  |  | Cost |  | 2017 | 2018 | 2019 | 2020 | 2021 | 2022 | 2023 | 2024 | 2025
|  | PMO Costs |  | 0 | $ |  |  | 0% | 0% | 0.1916% | 60.85% | 30.57% | 8.39% | 0% |  | TRUE
|  | Test trailer |  | 0 | $/ea |  |  | 0 | 0 | 0 | 0 | 0 | 0 | 0
|  | Spare GFN |  | 0 | $/ea |  |  | 0 | 0 | 0 | 0 | 0 | 0 | 0 |  | FALSE
|  | Labour & other costs associated with spare GFN |  | 0 |  |  |  | 0 | 0 | 0 | 0 | 0 | 0 | 0 |  | FALSE
|  | ESV observed compliance |  | 9609.0707 | $ per feeder
TIMING
|  | First year of project |  | 2021
| Real labour escalation |  |  |  |  | 2017 | 2018 | 2019 | 2020 | 2021 | 2022 | 2023 | 2024 | 2025
Wage escalation (real) | bar: 2018 to 2025
|  | Cumulative real labour escalation from 2018 |  |  |  | 1 | 100% | 100% | 100% | 100% | 100% | 100% | 100% | 100%
| Project timing |  |  |  | Design & Procurement | 2017: Construction; 2018: Commissioning; 2019: Operation
|  | BAW |  |  | 2022 | 2017: 2023; 2018: 2023; 2019: 2024
|  | CLC |  |  | 2021 | 2017: 2022; 2018: 2022; 2019: 2022
|  | CMN |  |  | 2023 | 2017: 2023; 2018: 2023; 2019: 2023
|  | EHK |  |  | 2023 | 2017: 2024; 2018: 2024; 2019: 2024
|  | GSB |  |  | 2023 | 2017: 2023; 2018: 2023; 2019: 2023
|  | WND |  |  | 2021 | 2017: 2022; 2018: 2022; 2019: 2022
|  | BETS |  |  | 2024 | 2017: 2024; 2018: 2024; 2019: 2024
|  | BGO |  |  | 2024 | 2017: 2024; 2018: 2024; 2019: 2024
|  | WIN |  |  | 2022 | 2017: 2023; 2018: 2023; 2019: 2023
|  | WPD |  |  | 2022 | 2017: 2022; 2018: 2022; 2019: 2022
|  | TQY |  |  | 2022 | 2017: 2022; 2018: 2022; 2019: 2022
|  | CRO |  |  | 2022 | 2017: 2022; 2018: 2022; 2019: 2022

## Asset_groups
Powercor REFCLs
Asset groups
(real 2021 dollars)
|  |  |  | Type | Allocation Basis | Depreciation category
Design & Procurement Labour
|  |  | Design & Procurement | Capex | Direct | Distribution
Feeder works
|  |  | Surge arrestor sites (single phase) | Capex | Direct | Distribution
|  |  | Surge arrestor sites (three phase) | Capex | Direct | Distribution
|  |  | ACRs | Capex | Direct | Distribution
|  |  | ACR/gas switch control box replacement | Capex | Direct | Distribution
|  |  | Admittance balancing units (single phase) | Capex | Direct | SCADA/Network control
|  |  | Admittance balancing units (three phase) | Capex | Direct | SCADA/Network control
|  |  | Re-phasing | Capex | Direct | Distribution
|  |  | Fusesavers | Capex | Direct | SCADA/Network control
|  |  | HV Regulators upgrade (control box) | Capex | Direct | Distribution
|  |  | HV Regulators upgrade (close delta) | Capex | Direct | Distribution
|  |  | Distribution switchgear (installed) | Capex | Direct | Distribution
|  |  | UG cable replacement | Capex | Direct | Distribution
|  |  | Test Sites | Capex | Direct | Distribution
|  |  | HV Customers (total) | Capex | Direct | Distribution
|  |  | HV Customers (generation signalling) | Capex | Direct | SCADA/Network control
|  |  | 22kV feeder works | Capex | Direct | Distribution
|  |  | 66kV Line works (Overhead) | Capex | Direct | Distribution
|  |  | 3rd phase line extension | Capex | Direct | Distribution
|  |  | Asset resilience (Underground) | Capex | Direct | SCADA/Network control
|  |  | Distribution Comms | Capex | Direct | Distribution
|  |  | Other distribution materials | Capex | Direct | Distribution
Substation
Primary Plant
|  |  | GFN | Capex | Direct | SCADA/Network control
|  |  | GFN enclosure | Capex | Direct | Distribution
|  |  | Indoor switch room (incl GFN enclosure and switchboard) | Capex | Direct | Distribution
|  |  | RMU | Capex | Direct | Distribution
|  |  | 66/22kV transformer | Capex | Direct | Distribution
|  |  | 66kV circuit breaker | Capex | Direct | Distribution
|  |  | 66kV bus extension | Capex | Direct | Distribution
|  |  | Station service transformer (500kVA) | Capex | Direct | Distribution
|  |  | Station service transformer (750kVA) | Capex | Direct | Distribution
|  |  | Cap bank | Capex | Direct | Distribution
|  |  | AC board (Including change over) | Capex | Direct | Distribution
|  |  | Control room | Capex | Direct | Distribution
|  |  | 22kV circuit breaker (outdoor) | Capex | Direct | Distribution
|  |  | Voltage transformer | Capex | Direct | Distribution
|  |  | Current transformer (post type) | Capex | Direct | Distribution
|  |  | Current transformer (core balance type) | Capex | Direct | Distribution
|  |  | Other primary materials | Capex | Direct | Distribution
|  |  | SCADA / Protection & Control/ Comms | Capex | Direct | SCADA/Network control
|  |  | Commissioning | Capex | Pro-rata
|  |  | ESV observed compliance | Capex | Pro-rata
|  |  | Construction delivery & site control | Capex | Pro-rata
Contracts
|  |  | Traffic control | Capex | Pro-rata
|  |  | Line survey | Capex | Pro-rata
|  |  | Civil works | Capex | Pro-rata
|  |  | Mob/Demob | Capex | Pro-rata
|  |  | Other | Capex | Pro-rata
Other
|  |  | PMO costs | Capex | Pro-rata
|  |  | Test trailer | Capex | Direct | SCADA/Network control
|  |  | Labour & other costs associated with spare GFN | Capex | Direct | SCADA/Network control

## BAW_volumes
Powercor REFCLs
Volumes: |  |  | BAW
(real 2021 dollars)
Resource partner rates used |  |  |  | Ballarat
Design & Procurement |  |  |  | 2022
Construction |  |  |  | 2023
[5 empty] | Materials |  | Contracts ($) | Labour ($) | Labour (hours)
| Year incurred |  |  |  | 2023 | 2023 | 2023 | 2023 | 2022 | 2023 | 2023 | 2023 | 2023
[5 empty] | Unit cost (ea) | Qty | Contracts | Other Labour ($) | Design & Procure | Live Linework | General Linework | Sub Tester | Fitter
| Labour Rates ($/hr) | [7 empty] | 215.3047 | 208.2081 | 195.735 | 270.2677 | 173.7278
| Design & Procurement (hours) | [7 empty] | 18048
Feeder works
|  |  | Surge arrestor sites (single phase) |  | 397.3281
|  |  | Surge arrestor sites (three phase) |  | 590.7364
|  |  | ACRs |  | 27103.4493
|  |  | ACR/gas switch control box replacement |  | 9411.251
|  |  | Admittance balancing units (single phase) |  | 19288.4609
|  |  | Admittance balancing units (three phase) |  | 24307.4371
|  |  | Re-phasing |  | 228.0957
|  |  | Fusesavers |  | 12540.0097
|  |  | HV Regulators upgrade (control box) |  | 15538.8905
|  |  | HV Regulators upgrade (close delta) |  | 162190.7825
|  |  | Distribution switchgear (installed) |  | 107553.2957
|  |  | UG cable replacement |  | 473.0096
|  |  | Test Sites |  | 1118.8359
|  |  | HV Customers (total) |  | 27103.4493
|  |  | HV Customers (generation signalling) |  | 68410.8509
|  |  | 22kV feeder works |  | 306000 | 10
|  |  | 66kV Line works (Overhead) |  | 306000 | 20
|  |  | 3rd phase line extension |  | 0
|  |  | Asset resilience (Underground) |  | 0
|  |  | Distribution Comms |  | 0
|  |  | Other distribution materials |  | 0
Substation
Primary Plant
|  |  | GFN |  | 1290638.4354 | 2 | 91800 | 306000 |  |  |  | 1800 | 3000
|  |  | GFN enclosure |  | 161329.9051
|  |  | Indoor switch room (incl GFN enclosure and switchboard) |  | 1281303.0825 | 1 | 112200 |  |  |  |  | 700 | 1400
|  |  | RMU |  | 74373.925 | 2 | 30600
|  |  | 66/22kV transformer |  | 754800 | 2 | 448800 |  |  |  |  | 8000 | 2400
|  |  | 66kV circuit breaker |  | 94860 | 4 | 146880 |  |  |  |  | 1000 | 960
|  |  | 66kV bus extension |  | 208080
|  |  | Station service transformer (500kVA) |  | 73172.4807
|  |  | Station service transformer (750kVA) |  | 87926.1752
|  |  | Cap bank |  | 344183.8486 | 1 | 61200
|  |  | AC board (Including change over) |  | 53776.9854
|  |  | Control room |  | 935507.8479 | 1
|  |  | 22kV circuit breaker (outdoor) |  | 76383.6902
|  |  | Voltage transformer |  | 18391.6638 | 2
|  |  | Current transformer (post type) |  | 15293.9766
|  |  | Current transformer (core balance type) |  | 5203.1054
|  |  | Other primary materials - Land acquisition |  | 1050000 | 1
|  |  | SCADA / Protection & Control/ Comms |  | 1230120 | 1 | [5 empty] | 1200 | 2100
Commissioning
|  |  | ESV observed compliance |  |  |  |  | 38436.2829
Construction delivery & site control
Contracts
Traffic control
|  |  | Line survey |  |  |  | 48960
|  |  | Civil works |  |  |  | 2000000
|  |  | Mob/Demob |  |  |  | 40800
Other

## CLC_volumes
Powercor REFCLs
Volumes: |  |  | CLC
(real 2021 dollars)
Resource partner rates used |  |  |  | Geelong
Design & Procurement |  |  |  | 2021
Construction |  |  |  | 2022
[5 empty] | Materials |  | Contracts ($) | Labour ($) | Labour (hours)
| Year incurred |  |  |  | 2022 | 2022 | 2022 | 2022 | 2021 | 2022 | 2022 | 2022 | 2022
[5 empty] | Unit cost (ea) | Qty | Contracts | Other Labour ($) | Design & Procure | Live Linework | General Linework | Sub Tester | Fitter
| Labour Rates ($/hr) | [7 empty] | 215.3047 | 175.3598 | 164.7223 | 253.7358 | 179.1661
| Design & Procurement (hours) | [7 empty] | 1220
Feeder works
|  |  | Surge arrestor sites (single phase) |  | 397.3281
|  |  | Surge arrestor sites (three phase) |  | 590.7364
|  |  | ACRs |  | 27103.4493
|  |  | ACR/gas switch control box replacement |  | 9411.251
|  |  | Admittance balancing units (single phase) |  | 19288.4609
|  |  | Admittance balancing units (three phase) |  | 24307.4371
|  |  | Re-phasing |  | 228.0957
|  |  | Fusesavers |  | 12540.0097
|  |  | HV Regulators upgrade (control box) |  | 15538.8905
|  |  | HV Regulators upgrade (close delta) |  | 162190.7825
|  |  | Distribution switchgear (installed) |  | 107553.2957
|  |  | UG cable replacement |  | 473.0096
|  |  | Test Sites |  | 1118.8359
|  |  | HV Customers (total) |  | 27103.4493
|  |  | HV Customers (generation signalling) |  | 68410.8509
|  |  | 22kV feeder works |  | 306000 | 2
66kV Line works (Overhead)
3rd phase line extension
Asset resilience (Underground)
Distribution Comms
Other distribution materials
Substation
Primary Plant
|  |  | GFN |  | 1290638.4354 | 1 | 45900 | 153000 |  |  |  | 900 | 1500
|  |  | GFN enclosure |  | 161329.9051
|  |  | Indoor switch room (incl GFN enclosure and switchboard) |  | 1281303.0825
|  |  | RMU |  | 74373.925 | 1 | 15300
|  |  | 66/22kV transformer |  | 754800
|  |  | 66kV circuit breaker |  | 94860
|  |  | 66kV bus extension |  | 208080
|  |  | Station service transformer (500kVA) |  | 73172.4807
|  |  | Station service transformer (750kVA) |  | 87926.1752
|  |  | Cap bank |  | 344183.8486
|  |  | AC board (Including change over) |  | 53776.9854
|  |  | Control room |  | 935507.8479
|  |  | 22kV circuit breaker (outdoor) |  | 76383.6902
|  |  | Voltage transformer |  | 18391.6638
|  |  | Current transformer (post type) |  | 15293.9766
|  |  | Current transformer (core balance type) |  | 5203.1054 | 2 | 30600
Other primary materials
|  |  | SCADA / Protection & Control/ Comms |  | 1230120 | 0.2
Commissioning
|  |  | ESV observed compliance |  |  |  |  | 0
Construction delivery & site control
Contracts
Traffic control
|  |  | Line survey |  |  |  | 24480
Civil works
|  |  | Mob/Demob |  |  |  | 40800
Other

## CMN_volumes
Powercor REFCLs
Volumes: |  |  | CMN
(real 2021 dollars)
Resource partner rates used |  |  |  | Ballarat
Design & Procurement |  |  |  | 2023
Construction |  |  |  | 2023
[5 empty] | Materials |  | Contracts ($) | Labour ($) | Labour (hours)
| Year incurred |  |  |  | 2023 | 2023 | 2023 | 2023 | 2023 | 2023 | 2023 | 2023 | 2023
[5 empty] | Unit cost (ea) | Qty | Contracts | Other Labour ($) | Design & Procure | Live Linework | General Linework | Sub Tester | Fitter
| Labour Rates ($/hr) | [7 empty] | 215.3047 | 208.2081 | 195.735 | 270.2677 | 173.7278
| Design & Procurement (hours) | [7 empty] | 1220
Feeder works
|  |  | Surge arrestor sites (single phase) |  | 397.3281
|  |  | Surge arrestor sites (three phase) |  | 590.7364
|  |  | ACRs |  | 27103.4493
|  |  | ACR/gas switch control box replacement |  | 9411.251
|  |  | Admittance balancing units (single phase) |  | 19288.4609
|  |  | Admittance balancing units (three phase) |  | 24307.4371
|  |  | Re-phasing |  | 228.0957
|  |  | Fusesavers |  | 12540.0097
|  |  | HV Regulators upgrade (control box) |  | 15538.8905
|  |  | HV Regulators upgrade (close delta) |  | 162190.7825
|  |  | Distribution switchgear (installed) |  | 107553.2957
|  |  | UG cable replacement |  | 473.0096
|  |  | Test Sites |  | 1118.8359
|  |  | HV Customers (total) |  | 27103.4493
|  |  | HV Customers (generation signalling) |  | 68410.8509
|  |  | 22kV feeder works |  | 306000
66kV Line works (Overhead)
3rd phase line extension
Asset resilience (Underground)
Distribution Comms
Other distribution materials
Substation
Primary Plant
|  |  | GFN |  | 1290638.4354 | 1 | 45900 | 153000 |  |  |  | 900 | 1500
|  |  | GFN enclosure |  | 161329.9051
|  |  | Indoor switch room (incl GFN enclosure and switchboard) |  | 1281303.0825
|  |  | RMU |  | 74373.925 | 1 | 15300
|  |  | 66/22kV transformer |  | 754800
|  |  | 66kV circuit breaker |  | 94860
|  |  | 66kV bus extension |  | 208080
|  |  | Station service transformer (500kVA) |  | 73172.4807
|  |  | Station service transformer (750kVA) |  | 87926.1752
|  |  | Cap bank |  | 344183.8486
|  |  | AC board (Including change over) |  | 53776.9854
|  |  | Control room |  | 935507.8479
|  |  | 22kV circuit breaker (outdoor) |  | 76383.6902
|  |  | Voltage transformer |  | 18391.6638
|  |  | Current transformer (post type) |  | 15293.9766 | 5 | 76500
|  |  | Current transformer (core balance type) |  | 5203.1054
Other primary materials
|  |  | SCADA / Protection & Control/ Comms |  | 1230120 | 0.2
Commissioning
|  |  | ESV observed compliance |  |  |  |  | 0
Construction delivery & site control
Contracts
Traffic control
|  |  | Line survey |  |  |  | 8160
Civil works
|  |  | Mob/Demob |  |  |  | 40800
Other

## EHK_volumes
Powercor REFCLs
Volumes: |  |  | EHK
(real 2021 dollars)
Resource partner rates used |  |  |  | Ballarat
Design & Procurement |  |  |  | 2023
Construction |  |  |  | 2024
[5 empty] | Materials |  | Contracts ($) | Labour ($) | Labour (hours)
| Year incurred |  |  |  | 2024 | 2024 | 2024 | 2024 | 2023 | 2024 | 2024 | 2024 | 2024
[5 empty] | Unit cost (ea) | Qty | Contracts | Other Labour ($) | Design & Procure | Live Linework | General Linework | Sub Tester | Fitter
| Labour Rates ($/hr) | [7 empty] | 215.3047 | 208.2081 | 195.735 | 270.2677 | 173.7278
| Design & Procurement (hours) | [7 empty] | 3520
Feeder works
|  |  | Surge arrestor sites (single phase) |  | 397.3281
|  |  | Surge arrestor sites (three phase) |  | 590.7364
|  |  | ACRs |  | 27103.4493
|  |  | ACR/gas switch control box replacement |  | 9411.251
|  |  | Admittance balancing units (single phase) |  | 19288.4609
|  |  | Admittance balancing units (three phase) |  | 24307.4371
|  |  | Re-phasing |  | 228.0957
|  |  | Fusesavers |  | 12540.0097
|  |  | HV Regulators upgrade (control box) |  | 15538.8905
|  |  | HV Regulators upgrade (close delta) |  | 162190.7825
|  |  | Distribution switchgear (installed) |  | 107553.2957
|  |  | UG cable replacement |  | 473.0096
|  |  | Test Sites |  | 1118.8359
|  |  | HV Customers (total) |  | 27103.4493
|  |  | HV Customers (generation signalling) |  | 68410.8509 |  |  |  | 0
|  |  | 22kV feeder works |  | 306000 | 2
|  |  | 66kV Line works (Overhead) |  | 306000
|  |  | 3rd phase line extension |  | 0
|  |  | Asset resilience (Underground) |  | 0
|  |  | Distribution Comms |  | 0
Other distribution materials
Substation
Primary Plant
|  |  | GFN |  | 1290638.4354 | 1 | 45900 | 153000 |  |  |  | 900 | 1500
|  |  | GFN enclosure |  | 161329.9051 | 1 | 61200
|  |  | Indoor switch room (incl GFN enclosure and switchboard) |  | 1281303.0825
|  |  | RMU |  | 74373.925 | 1 | 15300
|  |  | 66/22kV transformer |  | 754800 | 1 | 224400 |  |  |  |  | 4000 | 1200
|  |  | 66kV circuit breaker |  | 94860 | 1 | 36720 |  |  |  |  | 250 | 240
|  |  | 66kV bus extension |  | 208080 | 1
|  |  | Station service transformer (500kVA) |  | 73172.4807
|  |  | Station service transformer (750kVA) |  | 87926.1752
|  |  | Cap bank |  | 344183.8486
|  |  | AC board (Including change over) |  | 53776.9854
|  |  | Control room |  | 935507.8479
|  |  | 22kV circuit breaker (outdoor) |  | 76383.6902 | 4 | [5 empty] | 480 | 960
|  |  | Voltage transformer |  | 18391.6638 | 1
|  |  | Current transformer (post type) |  | 15293.9766
|  |  | Current transformer (core balance type) |  | 5203.1054 | 2 | 30600
Other primary materials
|  |  | SCADA / Protection & Control/ Comms |  | 1230120 | 0.5
Commissioning
|  |  | ESV observed compliance |  |  |  |  | 0
Construction delivery & site control
Contracts
Traffic control
|  |  | Line survey |  |  |  | 16320
Civil works
|  |  | Mob/Demob |  |  |  | 40800
Other

## GSB_volumes
Powercor REFCLs
Volumes: |  |  | GSB
(real 2021 dollars)
Resource partner rates used |  |  |  | Ballarat
Design & Procurement |  |  |  | 2023
Construction |  |  |  | 2023
[5 empty] | Materials |  | Contracts ($) | Labour ($) | Labour (hours)
| Year incurred |  |  |  | 2023 | 2023 | 2023 | 2023 | 2023 | 2023 | 2023 | 2023 | 2023
[5 empty] | Unit cost (ea) | Qty | Contracts | Other Labour ($) | Design & Procure | Live Linework | General Linework | Sub Tester | Fitter
| Labour Rates ($/hr) | [7 empty] | 215.3047 | 208.2081 | 195.735 | 270.2677 | 173.7278
| Design & Procurement (hours) | [7 empty] | 1220
Feeder works
|  |  | Surge arrestor sites (single phase) |  | 397.3281
|  |  | Surge arrestor sites (three phase) |  | 590.7364
|  |  | ACRs |  | 27103.4493
|  |  | ACR/gas switch control box replacement |  | 9411.251
|  |  | Admittance balancing units (single phase) |  | 19288.4609
|  |  | Admittance balancing units (three phase) |  | 24307.4371
|  |  | Re-phasing |  | 228.0957
|  |  | Fusesavers |  | 12540.0097
|  |  | HV Regulators upgrade (control box) |  | 15538.8905
|  |  | HV Regulators upgrade (close delta) |  | 162190.7825
|  |  | Distribution switchgear (installed) |  | 107553.2957
|  |  | UG cable replacement |  | 473.0096
|  |  | Test Sites |  | 1118.8359
|  |  | HV Customers (total) |  | 27103.4493
|  |  | HV Customers (generation signalling) |  | 68410.8509
|  |  | 22kV feeder works |  | 306000 | 2
|  |  | 66kV Line works (Overhead) |  | 306000
|  |  | 3rd phase line extension |  | 0
|  |  | Asset resilience (Underground) |  | 0
|  |  | Distribution Comms |  | 0
Other distribution materials
Substation
Primary Plant
|  |  | GFN |  | 1290638.4354 | 1 | 45900 | 153000 |  |  |  | 900 | 1500
|  |  | GFN enclosure |  | 161329.9051
|  |  | Indoor switch room (incl GFN enclosure and switchboard) |  | 1281303.0825
|  |  | RMU |  | 74373.925 | 1 | 15300
|  |  | 66/22kV transformer |  | 754800
|  |  | 66kV circuit breaker |  | 94860
|  |  | 66kV bus extension |  | 208080
|  |  | Station service transformer (500kVA) |  | 73172.4807
|  |  | Station service transformer (750kVA) |  | 87926.1752
|  |  | Cap bank |  | 344183.8486
|  |  | AC board (Including change over) |  | 53776.9854
|  |  | Control room |  | 935507.8479
|  |  | 22kV circuit breaker (outdoor) |  | 76383.6902
|  |  | Voltage transformer |  | 18391.6638
|  |  | Current transformer (post type) |  | 15293.9766
|  |  | Current transformer (core balance type) |  | 5203.1054
Other primary materials
|  |  | SCADA / Protection & Control/ Comms |  | 1230120 | 0.2
Commissioning
|  |  | ESV observed compliance |  |  |  |  | 0
Construction delivery & site control
Contracts
Traffic control
|  |  | Line survey |  |  |  | 16320
Civil works
|  |  | Mob/Demob |  |  |  | 40800
Other

## BETS_volumes
Powercor REFCLs
Volumes: |  |  | BETS
(real 2021 dollars)
Resource partner rates used |  |  |  | Ballarat
Design & Procurement |  |  |  | 2024
Construction |  |  |  | 2024
[5 empty] | Materials |  | Contracts ($) | Labour ($) | Labour (hours)
| Year incurred |  |  |  | 2024 | 2024 | 2024 | 2024 | 2024 | 2024 | 2024 | 2024 | 2024
[5 empty] | Unit cost (ea) | Qty | Contracts | Other Labour ($) | Design & Procure | Live Linework | General Linework | Sub Tester | Fitter
| Labour Rates ($/hr) | [7 empty] | 215.3047 | 208.2081 | 195.735 | 270.2677 | 173.7278
| Design & Procurement (hours) | [7 empty] | 610
Feeder works
|  |  | Surge arrestor sites (single phase) |  | 397.3281
|  |  | Surge arrestor sites (three phase) |  | 590.7364
|  |  | ACRs |  | 27103.4493
|  |  | ACR/gas switch control box replacement |  | 9411.251
|  |  | Admittance balancing units (single phase) |  | 19288.4609
|  |  | Admittance balancing units (three phase) |  | 24307.4371
|  |  | Re-phasing |  | 228.0957
|  |  | Fusesavers |  | 12540.0097
|  |  | HV Regulators upgrade (control box) |  | 15538.8905
|  |  | HV Regulators upgrade (close delta) |  | 162190.7825
|  |  | Distribution switchgear (installed) |  | 107553.2957
|  |  | UG cable replacement |  | 473.0096 | 600
|  |  | Test Sites |  | 1118.8359
|  |  | HV Customers (total) |  | 27103.4493
|  |  | HV Customers (generation signalling) |  | 68410.8509
|  |  | 22kV feeder works |  | 306000 | 1
|  |  | 66kV Line works (Overhead) |  | 306000
|  |  | 3rd phase line extension |  | 0
|  |  | Asset resilience (Underground) |  | 0
|  |  | Distribution Comms |  | 0
|  |  | Other distribution materials - Isolating Transformer (6MVA) |  | 1224000 | 1 |  |  |  | 650 |  | 320 | 450
Substation
Primary Plant
|  |  | GFN |  | 1290638.4354
|  |  | GFN enclosure |  | 161329.9051
|  |  | Indoor switch room (incl GFN enclosure and switchboard) |  | 1281303.0825
|  |  | RMU |  | 74373.925
|  |  | 66/22kV transformer |  | 754800
|  |  | 66kV circuit breaker |  | 94860
|  |  | 66kV bus extension |  | 208080
|  |  | Station service transformer (500kVA) |  | 73172.4807
|  |  | Station service transformer (750kVA) |  | 87926.1752
|  |  | Cap bank |  | 344183.8486
|  |  | AC board (Including change over) |  | 53776.9854
|  |  | Control room |  | 935507.8479
|  |  | 22kV circuit breaker (outdoor) |  | 76383.6902
|  |  | Voltage transformer |  | 18391.6638
|  |  | Current transformer (post type) |  | 15293.9766
|  |  | Current transformer (core balance type) |  | 5203.1054
Other primary materials
SCADA / Protection & Control/ Comms
Commissioning
|  |  | ESV observed compliance |  |  |  |  | 0
Construction delivery & site control
Contracts
Traffic control
Line survey
Civil works
Mob/Demob
|  |  | Other - Land Acquisition |  |  |  | 300000
c

## BGO_volumes
Powercor REFCLs
Volumes: |  |  | BGO
(real 2021 dollars)
Resource partner rates used |  |  |  | Ballarat
Design & Procurement |  |  |  | 2024
Construction |  |  |  | 2024
[5 empty] | Materials |  | Contracts ($) | Labour ($) | Labour (hours)
| Year incurred |  |  |  | 2024 | 2024 | 2024 | 2024 | 2024 | 2024 | 2024 | 2024 | 2024
[5 empty] | Unit cost (ea) | Qty | Contracts | Other Labour ($) | Design & Procure | Live Linework | General Linework | Sub Tester | Fitter
| Labour Rates ($/hr) | [7 empty] | 215.3047 | 208.2081 | 195.735 | 270.2677 | 173.7278
| Design & Procurement (hours) | [7 empty] | 610
Feeder works
|  |  | Surge arrestor sites (single phase) |  | 397.3281
|  |  | Surge arrestor sites (three phase) |  | 590.7364
|  |  | ACRs |  | 27103.4493
|  |  | ACR/gas switch control box replacement |  | 9411.251
|  |  | Admittance balancing units (single phase) |  | 19288.4609
|  |  | Admittance balancing units (three phase) |  | 24307.4371
|  |  | Re-phasing |  | 228.0957
|  |  | Fusesavers |  | 12540.0097
|  |  | HV Regulators upgrade (control box) |  | 15538.8905
|  |  | HV Regulators upgrade (close delta) |  | 162190.7825
|  |  | Distribution switchgear (installed) |  | 107553.2957
|  |  | UG cable replacement |  | 473.0096
|  |  | Test Sites |  | 1118.8359
|  |  | HV Customers (total) |  | 27103.4493
|  |  | HV Customers (generation signalling) |  | 68410.8509
|  |  | 22kV feeder works |  | 306000 | 2 |  |  |  |  | 2500
|  |  | 66kV Line works (Overhead) |  | 306000
|  |  | 3rd phase line extension |  | 0
|  |  | Asset resilience (Underground) |  | 0
|  |  | Distribution Comms |  | 0
Other distribution materials
Substation
Primary Plant
|  |  | GFN |  | 1290638.4354
|  |  | GFN enclosure |  | 161329.9051
|  |  | Indoor switch room (incl GFN enclosure and switchboard) |  | 1281303.0825
|  |  | RMU |  | 74373.925
|  |  | 66/22kV transformer |  | 754800
|  |  | 66kV circuit breaker |  | 94860
|  |  | 66kV bus extension |  | 208080
|  |  | Station service transformer (500kVA) |  | 73172.4807
|  |  | Station service transformer (750kVA) |  | 87926.1752
|  |  | Cap bank |  | 344183.8486
|  |  | AC board (Including change over) |  | 53776.9854
|  |  | Control room |  | 935507.8479
|  |  | 22kV circuit breaker (outdoor) |  | 76383.6902
|  |  | Voltage transformer |  | 18391.6638
|  |  | Current transformer (post type) |  | 15293.9766
|  |  | Current transformer (core balance type) |  | 5203.1054
Other primary materials
SCADA / Protection & Control/ Comms
Commissioning
|  |  | ESV observed compliance |  |  |  |  | 0
Construction delivery & site control
Contracts
Traffic control
Line survey
Civil works
Mob/Demob
Other
c

## WIN_volumes
Powercor REFCLs
Volumes: |  |  | WIN
(real 2021 dollars)
Resource partner rates used |  |  |  | Geelong
Design & Procurement |  |  |  | 2022
Construction |  |  |  | 2023
[5 empty] | Materials |  | Contracts ($) | Labour ($) | Labour (hours)
| Year incurred |  |  |  | 2023 | 2023 | 2023 | 2023 | 2022 | 2023 | 2023 | 2023 | 2023
[5 empty] | Unit cost (ea) | Qty | Contracts | Other Labour ($) | Design & Procure | Live Linework | General Linework | Sub Tester | Fitter
| Labour Rates ($/hr) | [7 empty] | 215.3047 | 175.3598 | 164.7223 | 253.7358 | 179.1661
| Design & Procurement (hours) | [7 empty] | 3520
Feeder works
|  |  | Surge arrestor sites (single phase) |  | 397.3281
|  |  | Surge arrestor sites (three phase) |  | 590.7364
|  |  | ACRs |  | 27103.4493
|  |  | ACR/gas switch control box replacement |  | 9411.251
|  |  | Admittance balancing units (single phase) |  | 19288.4609
|  |  | Admittance balancing units (three phase) |  | 24307.4371
|  |  | Re-phasing |  | 228.0957
|  |  | Fusesavers |  | 12540.0097
|  |  | HV Regulators upgrade (control box) |  | 15538.8905
|  |  | HV Regulators upgrade (close delta) |  | 162190.7825
|  |  | Distribution switchgear (installed) |  | 107553.2957
|  |  | UG cable replacement |  | 473.0096
|  |  | Test Sites |  | 1118.8359
|  |  | HV Customers (total) |  | 27103.4493
|  |  | HV Customers (generation signalling) |  | 68410.8509
|  |  | 22kV feeder works |  | 306000 | 1
|  |  | 66kV Line works (Overhead) |  | 306000
|  |  | 3rd phase line extension |  | 0
|  |  | Asset resilience (Underground) |  | 0
|  |  | Distribution Comms |  | 0
|  |  | Other distribution materials |  | 0
Substation
Primary Plant
|  |  | GFN |  | 1290638.4354 | 1 | 45900 | 153000 |  |  |  | 900 | 1500
|  |  | GFN enclosure |  | 161329.9051
|  |  | Indoor switch room (incl GFN enclosure and switchboard) |  | 1281303.0825 | 1 | 112200 |  |  |  |  | 700 | 1400
|  |  | RMU |  | 74373.925 | 1 | 15300
|  |  | 66/22kV transformer |  | 754800 | 1 | 224400 |  |  |  |  | 4000 | 1200
|  |  | 66kV circuit breaker |  | 94860 | 1 | 36720 |  |  |  |  | 250 | 240
|  |  | 66kV bus extension |  | 208080
|  |  | Station service transformer (500kVA) |  | 73172.4807
|  |  | Station service transformer (750kVA) |  | 87926.1752
|  |  | Cap bank |  | 344183.8486
|  |  | AC board (Including change over) |  | 53776.9854
|  |  | Control room |  | 935507.8479
|  |  | 22kV circuit breaker (outdoor) |  | 76383.6902 | 4 | [5 empty] | 480 | 960
|  |  | Voltage transformer |  | 18391.6638
|  |  | Current transformer (post type) |  | 15293.9766
|  |  | Current transformer (core balance type) |  | 5203.1054 | 1 | 15300
Other primary materials
|  |  | SCADA / Protection & Control/ Comms |  | 1230120 | 0.5
Commissioning
|  |  | ESV observed compliance |  |  |  |  | 9609.0707
Construction delivery & site control
Contracts
Traffic control
|  |  | Line survey |  |  |  | 16320
Civil works
|  |  | Mob/Demob |  |  |  | 40800
Other

## WPD_volumes
Powercor REFCLs
Volumes: |  |  | WPD
(real 2021 dollars)
Resource partner rates used |  |  |  | Geelong
Design & Procurement |  |  |  | 2022
Construction |  |  |  | 2022
[5 empty] | Materials |  | Contracts ($) | Labour ($) | Labour (hours)
| Year incurred |  |  |  | 2022 | 2022 | 2022 | 2022 | 2022 | 2022 | 2022 | 2022 | 2022
[5 empty] | Unit cost (ea) | Qty | Contracts | Other Labour ($) | Design & Procure | Live Linework | General Linework | Sub Tester | Fitter
| Labour Rates ($/hr) | [7 empty] | 215.3047 | 175.3598 | 164.7223 | 253.7358 | 179.1661
| Design & Procurement (hours) | [7 empty] | 3660
Feeder works
|  |  | Surge arrestor sites (single phase) |  | 397.3281 | 611 |  |  |  | 6110
|  |  | Surge arrestor sites (three phase) |  | 590.7364 | 998 |  |  |  | 7984
|  |  | ACRs |  | 27103.4493
|  |  | ACR/gas switch control box replacement |  | 9411.251
|  |  | Admittance balancing units (single phase) |  | 19288.4609
|  |  | Admittance balancing units (three phase) |  | 24307.4371
|  |  | Re-phasing |  | 228.0957
|  |  | Fusesavers |  | 12540.0097
|  |  | HV Regulators upgrade (control box) |  | 15538.8905
|  |  | HV Regulators upgrade (close delta) |  | 162190.7825
|  |  | Distribution switchgear (installed) |  | 107553.2957
|  |  | UG cable replacement |  | 473.0096
|  |  | Test Sites |  | 1118.8359
|  |  | HV Customers (total) |  | 27103.4493
|  |  | HV Customers (generation signalling) |  | 68410.8509
|  |  | 22kV feeder works |  | 306000 | 22
|  |  | 66kV Line works (Overhead) |  | 306000
3rd phase line extension
|  |  | Asset resilience (Underground) |  | 8308741.6858 | 1
Distribution Comms
|  |  | Other distribution materials - Isolating Transformer (6MVA) |  | 1224000 | 6
Substation
Primary Plant
|  |  | GFN |  | 1290638.4354 | 3 | 137700 | 459000 |  |  |  | 2700 | 4500
|  |  | GFN enclosure |  | 161329.9051 | 3
|  |  | Indoor switch room (incl GFN enclosure and switchboard) |  | 1281303.0825
|  |  | RMU |  | 74373.925 | 3 | 45900
|  |  | 66/22kV transformer |  | 754800
|  |  | 66kV circuit breaker |  | 94860
|  |  | 66kV bus extension |  | 208080
|  |  | Station service transformer (500kVA) |  | 73172.4807
|  |  | Station service transformer (750kVA) |  | 87926.1752 | 2
|  |  | Cap bank |  | 344183.8486
|  |  | AC board (Including change over) |  | 53776.9854 | 1
|  |  | Control room |  | 935507.8479
|  |  | 22kV circuit breaker (outdoor) |  | 76383.6902
|  |  | Voltage transformer |  | 18391.6638
|  |  | Current transformer (post type) |  | 15293.9766 | 10 | 153000
|  |  | Current transformer (core balance type) |  | 5203.1054
Other primary materials
|  |  | SCADA / Protection & Control/ Comms |  | 1230120 | 1
Commissioning
|  |  | ESV observed compliance |  |  |  |  | 0
Construction delivery & site control
Contracts
Traffic control
|  |  | Line survey |  |  |  | 8160
|  |  | Civil works |  |  |  | 2000000
|  |  | Mob/Demob |  |  |  | 40800
|  |  | Other - Land Acquisition for Iso Substations |  |  |  | 0

## TQY_volumes
Powercor REFCLs
Volumes: |  |  | TQY
(real 2021 dollars)
Resource partner rates used |  |  |  | Geelong
Design & Procurement |  |  |  | 2022
Construction |  |  |  | 2022
[5 empty] | Materials |  | Contracts ($) | Labour ($) | Labour (hours)
| Year incurred |  |  |  | 2022 | 2022 | 2022 | 2022 | 2022 | 2022 | 2022 | 2022 | 2022
[5 empty] | Unit cost (ea) | Qty | Contracts | Other Labour ($) | Design & Procure | Live Linework | General Linework | Sub Tester | Fitter
| Labour Rates ($/hr) | [7 empty] | 215.3047 | 175.3598 | 164.7223 | 253.7358 | 179.1661
| Design & Procurement (hours) | [7 empty] | 2440
Feeder works
|  |  | Surge arrestor sites (single phase) |  | 397.3281
|  |  | Surge arrestor sites (three phase) |  | 590.7364
|  |  | ACRs |  | 27103.4493
|  |  | ACR/gas switch control box replacement |  | 9411.251
|  |  | Admittance balancing units (single phase) |  | 19288.4609
|  |  | Admittance balancing units (three phase) |  | 24307.4371
|  |  | Re-phasing |  | 228.0957
|  |  | Fusesavers |  | 12540.0097
|  |  | HV Regulators upgrade (control box) |  | 15538.8905
|  |  | HV Regulators upgrade (close delta) |  | 162190.7825
|  |  | Distribution switchgear (installed) |  | 107553.2957
|  |  | UG cable replacement |  | 473.0096
|  |  | Test Sites |  | 1118.8359
|  |  | HV Customers (total) |  | 27103.4493
|  |  | HV Customers (generation signalling) |  | 68410.8509
|  |  | 22kV feeder works |  | 306000
|  |  | 66kV Line works (Overhead) |  | 306000
|  |  | 3rd phase line extension |  | 510000
Asset resilience (Underground)
Distribution Comms
|  |  | Other distribution materials - Isolating Transformer (6MVA) |  | 1224000 | 3
Substation
Primary Plant
|  |  | GFN |  | 1290638.4354 | 2 | 91800 | 306000 |  |  |  | 1800 | 3000
|  |  | GFN enclosure |  | 161329.9051 | 2
|  |  | Indoor switch room (incl GFN enclosure and switchboard) |  | 1281303.0825
|  |  | RMU |  | 74373.925 | 2 | 30600
|  |  | 66/22kV transformer |  | 754800
|  |  | 66kV circuit breaker |  | 94860
|  |  | 66kV bus extension |  | 208080
|  |  | Station service transformer (500kVA) |  | 73172.4807
|  |  | Station service transformer (750kVA) |  | 87926.1752 | 2
|  |  | Cap bank |  | 344183.8486
|  |  | AC board (Including change over) |  | 53776.9854 | 1
|  |  | Control room |  | 935507.8479
|  |  | 22kV circuit breaker (outdoor) |  | 76383.6902
|  |  | Voltage transformer |  | 18391.6638
|  |  | Current transformer (post type) |  | 15293.9766 | 10 | 153000
|  |  | Current transformer (core balance type) |  | 5203.1054
Other primary materials
|  |  | SCADA / Protection & Control/ Comms |  | 1230120 | 1
Commissioning
|  |  | ESV observed compliance |  |  |  |  | 38436.2829
Construction delivery & site control
Contracts
Traffic control
|  |  | Line survey |  |  |  | 8160
Civil works
|  |  | Mob/Demob |  |  |  | 40800
|  |  | Other - Land Acquisition for Iso Substations |  |  |  | 0

## CRO_volumes
Powercor REFCLs
Volumes: |  |  | CRO
(real 2021 dollars)
Resource partner rates used |  |  |  | Geelong
Design & Procurement |  |  |  | 2022
Construction |  |  |  | 2022
[5 empty] | Materials |  | Contracts ($) | Labour ($) | Labour (hours)
| Year incurred |  |  |  | 2022 | 2022 | 2022 | 2022 | 2022 | 2022 | 2022 | 2022 | 2022
[5 empty] | Unit cost (ea) | Qty | Contracts | Other Labour ($) | Design & Procure | Live Linework | General Linework | Sub Tester | Fitter
| Labour Rates ($/hr) | [7 empty] | 209.3421 | 175.3598 | 164.7223 | 253.7358 | 179.1661
| Design & Procurement (hours) | [7 empty] | 10708
Feeder works
|  |  | Surge arrestor sites (single phase) |  | 397.3281 | 92 |  |  |  | 1130 | 0 | 0 | 0
|  |  | Surge arrestor sites (three phase) |  | 590.7364 | 889 |  |  |  | 10151 | 0 | 0 | 0
|  |  | ACRs |  | 27103.4493 | 3 |  |  |  | 337 | 0 | 120 | 0
|  |  | ACR/gas switch control box replacement |  | 9411.251 | 4 |  |  |  | 0 | 112 | 160 | 0
|  |  | Admittance balancing units (single phase) |  | 19288.4609 | 2 |  |  |  | 0 | 191 | 0 | 0
|  |  | Admittance balancing units (three phase) |  | 24307.4371 | 20 |  |  |  | 0 | 843 | 0 | 0
|  |  | Re-phasing |  | 228.0957 | 20 |  |  |  | 227 | 0 | 0 | 0
|  |  | Fusesavers |  | 12540.0097 | 18 |  |  |  | 406 | 0 | 36 | 0
|  |  | HV Regulators upgrade (control box) |  | 15538.8905 | 0 |  |  |  | 0 | 0 | 0 | 0
|  |  | HV Regulators upgrade (close delta) |  | 162190.7825 | 1 |  |  |  | 450 | 0 | 20 | 0
|  |  | Distribution switchgear (installed) |  | 107553.2957 | 20 |  |  |  | 0 | 0 | 0 | 0
|  |  | UG cable replacement |  | 473.0096 | 1181 |  |  |  | 0 | 0 | 0 | 0
|  |  | Test Sites |  | 1118.8359 | 10 |  |  |  | 105 | 0 | 0 | 0
|  |  | HV Customers (total) |  | 27103.4493 | 10 | 102082.4565 |  | 320 | 960 | 0 | 400 | 0
|  |  | HV Customers (generation signalling) |  | 68410.8509 |  |  |  | 0 | 0 | 0 | 0 | 0
|  |  | 22kV feeder works |  | 261551.2598 | 1 |  |  |  | 841 | 804.99 | 100
|  |  | 66kV Line works (Overhead) |  | 261551.2598 | 1 |  |  |  | 841 | 804.99 | 100 | 0
|  |  | 3rd phase line extension |  | 261551.2598
|  |  | Asset resilience (Underground) |  | 733672.7396 | 1
|  |  | Distribution Comms |  | 39301.1857 | 1 |  | 40792.1496
|  |  | Other distribution materials |  | 388306.6787 | 1
Substation
Primary Plant
|  |  | GFN |  | 1290638.4354 | 1 | [6 empty] | 5521.4176
|  |  | GFN enclosure |  | 161329.9051 | 1
|  |  | Indoor switch room (incl GFN enclosure and switchboard) |  | 1281303.0825
|  |  | RMU |  | 74373.925 | 2
|  |  | 66/22kV transformer |  | 754800
|  |  | 66kV circuit breaker |  | 94860
|  |  | 66kV bus extension |  | 208080
|  |  | Station service transformer (500kVA) |  | 73172.4807 | 2
|  |  | Station service transformer (750kVA) |  | 87926.1752
|  |  | Cap bank |  | 344183.8486 | 2
|  |  | AC board (Including change over) |  | 53776.9854 | 1
|  |  | Control room |  | 935507.8479 | 1
|  |  | 22kV circuit breaker (outdoor) |  | 76383.6902 | 5
|  |  | Voltage transformer |  | 18391.6638 | 2
|  |  | Current transformer (post type) |  | 15293.9766 | 10
|  |  | Current transformer (core balance type) |  | 5203.1054
|  |  | Other primary materials |  | 716761.0147 | 1
|  |  | SCADA / Protection & Control/ Comms |  | 1373660.4992 | 1 |  | 30140.8661 |  |  |  | 4764 | 1157
|  |  | Commissioning |  |  |  |  | 719137.4816
|  |  | ESV observed compliance |  |  |  |  | 88880
|  |  | Construction delivery & site control |  |  |  |  | 1314915.3976
Contracts
|  |  | Traffic control |  |  |  | 1130923.0461
|  |  | Line survey |  |  |  | 288358.695
|  |  | Civil works |  |  |  | 3979989.8942
|  |  | Mob/Demob |  |  |  | 70865.6413
|  |  | Other |  |  |  | 740097.8094

## BAW_cost
Powercor REFCLs
Costs: |  |  | BAW
(real 2021 dollars)
Design & Procurement |  |  | 2022
Construction |  |  | 2023
Commissioning |  |  | 2023
|  |  |  | 2019 | 2019 | 2019 | 2020 | 2020 | 2020 | 2021 | 2021 | 2021 | 2022 | 2022 | 2022 | 2023 | 2023 | 2023 | 2024 | 2024 | 2024 | 2025 | 2025 | 2025 | 2019 | 2020 | 2021 | 2022 | 2023 | 2024 | 2025 | Total
|  |  |  | Materials | Labour | Contracts | Materials | Labour | Contracts | Materials | Labour | Contracts | Materials | Labour | Contracts | Materials | Labour | Contracts | Materials | Labour | Contracts | Materials | Labour | Contracts | Total | Total | Total | Total | Total | Total | Total | Total Cost
Design & Procurement
|  |  | Design & Procurement | 0 | 0 | 0 | 0 | 0 | 0 | 0 | 0 | 0 | 0 | 3885818.946 | 0 | 0 | 0 | 0 | 0 | 0 | 0 | 0 | 0 | 0 | 0 | 0 | 0 | 3885818.946 | 0 | 0 | 0 | 3885818.946
Feeder works
|  |  | Surge arrestor sites (single phase) | 0 | 0 | 0 | 0 | 0 | 0 | 0 | 0 | 0 | 0 | 0 | 0 | 0 | 0 | 0 | 0 | 0 | 0 | 0 | 0 | 0 | 0 | 0 | 0 | 0 | 0 | 0 | 0 | 0
|  |  | Surge arrestor sites (three phase) | 0 | 0 | 0 | 0 | 0 | 0 | 0 | 0 | 0 | 0 | 0 | 0 | 0 | 0 | 0 | 0 | 0 | 0 | 0 | 0 | 0 | 0 | 0 | 0 | 0 | 0 | 0 | 0 | 0
|  |  | ACRs | 0 | 0 | 0 | 0 | 0 | 0 | 0 | 0 | 0 | 0 | 0 | 0 | 0 | 0 | 0 | 0 | 0 | 0 | 0 | 0 | 0 | 0 | 0 | 0 | 0 | 0 | 0 | 0 | 0
|  |  | ACR/gas switch control box replacement | 0 | 0 | 0 | 0 | 0 | 0 | 0 | 0 | 0 | 0 | 0 | 0 | 0 | 0 | 0 | 0 | 0 | 0 | 0 | 0 | 0 | 0 | 0 | 0 | 0 | 0 | 0 | 0 | 0
|  |  | Admittance balancing units (single phase) | 0 | 0 | 0 | 0 | 0 | 0 | 0 | 0 | 0 | 0 | 0 | 0 | 0 | 0 | 0 | 0 | 0 | 0 | 0 | 0 | 0 | 0 | 0 | 0 | 0 | 0 | 0 | 0 | 0
|  |  | Admittance balancing units (three phase) | 0 | 0 | 0 | 0 | 0 | 0 | 0 | 0 | 0 | 0 | 0 | 0 | 0 | 0 | 0 | 0 | 0 | 0 | 0 | 0 | 0 | 0 | 0 | 0 | 0 | 0 | 0 | 0 | 0
|  |  | Re-phasing | 0 | 0 | 0 | 0 | 0 | 0 | 0 | 0 | 0 | 0 | 0 | 0 | 0 | 0 | 0 | 0 | 0 | 0 | 0 | 0 | 0 | 0 | 0 | 0 | 0 | 0 | 0 | 0 | 0
|  |  | Fusesavers | 0 | 0 | 0 | 0 | 0 | 0 | 0 | 0 | 0 | 0 | 0 | 0 | 0 | 0 | 0 | 0 | 0 | 0 | 0 | 0 | 0 | 0 | 0 | 0 | 0 | 0 | 0 | 0 | 0
|  |  | HV Regulators upgrade (control box) | 0 | 0 | 0 | 0 | 0 | 0 | 0 | 0 | 0 | 0 | 0 | 0 | 0 | 0 | 0 | 0 | 0 | 0 | 0 | 0 | 0 | 0 | 0 | 0 | 0 | 0 | 0 | 0 | 0
|  |  | HV Regulators upgrade (close delta) | 0 | 0 | 0 | 0 | 0 | 0 | 0 | 0 | 0 | 0 | 0 | 0 | 0 | 0 | 0 | 0 | 0 | 0 | 0 | 0 | 0 | 0 | 0 | 0 | 0 | 0 | 0 | 0 | 0
|  |  | Distribution switchgear (installed) | 0 | 0 | 0 | 0 | 0 | 0 | 0 | 0 | 0 | 0 | 0 | 0 | 0 | 0 | 0 | 0 | 0 | 0 | 0 | 0 | 0 | 0 | 0 | 0 | 0 | 0 | 0 | 0 | 0
|  |  | UG cable replacement | 0 | 0 | 0 | 0 | 0 | 0 | 0 | 0 | 0 | 0 | 0 | 0 | 0 | 0 | 0 | 0 | 0 | 0 | 0 | 0 | 0 | 0 | 0 | 0 | 0 | 0 | 0 | 0 | 0
|  |  | Test Sites | 0 | 0 | 0 | 0 | 0 | 0 | 0 | 0 | 0 | 0 | 0 | 0 | 0 | 0 | 0 | 0 | 0 | 0 | 0 | 0 | 0 | 0 | 0 | 0 | 0 | 0 | 0 | 0 | 0
|  |  | HV Customers (total) | 0 | 0 | 0 | 0 | 0 | 0 | 0 | 0 | 0 | 0 | 0 | 0 | 0 | 0 | 0 | 0 | 0 | 0 | 0 | 0 | 0 | 0 | 0 | 0 | 0 | 0 | 0 | 0 | 0
|  |  | HV Customers (generation signalling) | 0 | 0 | 0 | 0 | 0 | 0 | 0 | 0 | 0 | 0 | 0 | 0 | 0 | 0 | 0 | 0 | 0 | 0 | 0 | 0 | 0 | 0 | 0 | 0 | 0 | 0 | 0 | 0 | 0
|  |  | 22kV feeder works | 0 | 0 | 0 | 0 | 0 | 0 | 0 | 0 | 0 | 0 | 0 | 0 | 3060000 | 0 | 0 | 0 | 0 | 0 | 0 | 0 | 0 | 0 | 0 | 0 | 0 | 3060000 | 0 | 0 | 3060000
|  |  | 66kV Line works (Overhead) | 0 | 0 | 0 | 0 | 0 | 0 | 0 | 0 | 0 | 0 | 0 | 0 | 6120000 | 0 | 0 | 0 | 0 | 0 | 0 | 0 | 0 | 0 | 0 | 0 | 0 | 6120000 | 0 | 0 | 6120000
|  |  | 3rd phase line extension | 0 | 0 | 0 | 0 | 0 | 0 | 0 | 0 | 0 | 0 | 0 | 0 | 0 | 0 | 0 | 0 | 0 | 0 | 0 | 0 | 0 | 0 | 0 | 0 | 0 | 0 | 0 | 0 | 0
|  |  | Asset resilience (Underground) | 0 | 0 | 0 | 0 | 0 | 0 | 0 | 0 | 0 | 0 | 0 | 0 | 0 | 0 | 0 | 0 | 0 | 0 | 0 | 0 | 0 | 0 | 0 | 0 | 0 | 0 | 0 | 0 | 0
|  |  | Distribution Comms | 0 | 0 | 0 | 0 | 0 | 0 | 0 | 0 | 0 | 0 | 0 | 0 | 0 | 0 | 0 | 0 | 0 | 0 | 0 | 0 | 0 | 0 | 0 | 0 | 0 | 0 | 0 | 0 | 0
|  |  | Other distribution materials | 0 | 0 | 0 | 0 | 0 | 0 | 0 | 0 | 0 | 0 | 0 | 0 | 0 | 0 | 0 | 0 | 0 | 0 | 0 | 0 | 0 | 0 | 0 | 0 | 0 | 0 | 0 | 0 | 0
Substation
Primary Plant
|  |  | GFN | 0 | 0 | 0 | 0 | 0 | 0 | 0 | 0 | 0 | 0 | 0 | 0 | 2581276.8708 | 1313665.1143 | 91800 | 0 | 0 | 0 | 0 | 0 | 0 | 0 | 0 | 0 | 0 | 3986741.9851 | 0 | 0 | 3986741.9851
|  |  | GFN enclosure | 0 | 0 | 0 | 0 | 0 | 0 | 0 | 0 | 0 | 0 | 0 | 0 | 0 | 0 | 0 | 0 | 0 | 0 | 0 | 0 | 0 | 0 | 0 | 0 | 0 | 0 | 0 | 0 | 0
|  |  | Indoor switch room (incl GFN enclosure and switchboard) | 0 | 0 | 0 | 0 | 0 | 0 | 0 | 0 | 0 | 0 | 0 | 0 | 1281303.0825 | 432406.2424 | 112200 | 0 | 0 | 0 | 0 | 0 | 0 | 0 | 0 | 0 | 0 | 1825909.3248 | 0 | 0 | 1825909.3248
|  |  | RMU | 0 | 0 | 0 | 0 | 0 | 0 | 0 | 0 | 0 | 0 | 0 | 0 | 148747.8501 | 0 | 30600 | 0 | 0 | 0 | 0 | 0 | 0 | 0 | 0 | 0 | 0 | 179347.8501 | 0 | 0 | 179347.8501
|  |  | 66/22kV transformer | 0 | 0 | 0 | 0 | 0 | 0 | 0 | 0 | 0 | 0 | 0 | 0 | 1509600 | 2579088.1876 | 448800 | 0 | 0 | 0 | 0 | 0 | 0 | 0 | 0 | 0 | 0 | 4537488.1876 | 0 | 0 | 4537488.1876
|  |  | 66kV circuit breaker | 0 | 0 | 0 | 0 | 0 | 0 | 0 | 0 | 0 | 0 | 0 | 0 | 379440 | 437046.3404 | 146880 | 0 | 0 | 0 | 0 | 0 | 0 | 0 | 0 | 0 | 0 | 963366.3404 | 0 | 0 | 963366.3404
|  |  | 66kV bus extension | 0 | 0 | 0 | 0 | 0 | 0 | 0 | 0 | 0 | 0 | 0 | 0 | 0 | 0 | 0 | 0 | 0 | 0 | 0 | 0 | 0 | 0 | 0 | 0 | 0 | 0 | 0 | 0 | 0
|  |  | Station service transformer (500kVA) | 0 | 0 | 0 | 0 | 0 | 0 | 0 | 0 | 0 | 0 | 0 | 0 | 0 | 0 | 0 | 0 | 0 | 0 | 0 | 0 | 0 | 0 | 0 | 0 | 0 | 0 | 0 | 0 | 0
|  |  | Station service transformer (750kVA) | 0 | 0 | 0 | 0 | 0 | 0 | 0 | 0 | 0 | 0 | 0 | 0 | 0 | 0 | 0 | 0 | 0 | 0 | 0 | 0 | 0 | 0 | 0 | 0 | 0 | 0 | 0 | 0 | 0
|  |  | Cap bank | 0 | 0 | 0 | 0 | 0 | 0 | 0 | 0 | 0 | 0 | 0 | 0 | 344183.8486 | 0 | 61200 | 0 | 0 | 0 | 0 | 0 | 0 | 0 | 0 | 0 | 0 | 405383.8486 | 0 | 0 | 405383.8486
|  |  | AC board (Including change over) | 0 | 0 | 0 | 0 | 0 | 0 | 0 | 0 | 0 | 0 | 0 | 0 | 0 | 0 | 0 | 0 | 0 | 0 | 0 | 0 | 0 | 0 | 0 | 0 | 0 | 0 | 0 | 0 | 0
|  |  | Control room | 0 | 0 | 0 | 0 | 0 | 0 | 0 | 0 | 0 | 0 | 0 | 0 | 935507.8479 | 0 | 0 | 0 | 0 | 0 | 0 | 0 | 0 | 0 | 0 | 0 | 0 | 935507.8479 | 0 | 0 | 935507.8479
|  |  | 22kV circuit breaker (outdoor) | 0 | 0 | 0 | 0 | 0 | 0 | 0 | 0 | 0 | 0 | 0 | 0 | 0 | 0 | 0 | 0 | 0 | 0 | 0 | 0 | 0 | 0 | 0 | 0 | 0 | 0 | 0 | 0 | 0
|  |  | Voltage transformer | 0 | 0 | 0 | 0 | 0 | 0 | 0 | 0 | 0 | 0 | 0 | 0 | 36783.3277 | 0 | 0 | 0 | 0 | 0 | 0 | 0 | 0 | 0 | 0 | 0 | 0 | 36783.3277 | 0 | 0 | 36783.3277
|  |  | Current transformer (post type) | 0 | 0 | 0 | 0 | 0 | 0 | 0 | 0 | 0 | 0 | 0 | 0 | 0 | 0 | 0 | 0 | 0 | 0 | 0 | 0 | 0 | 0 | 0 | 0 | 0 | 0 | 0 | 0 | 0
|  |  | Current transformer (core balance type) | 0 | 0 | 0 | 0 | 0 | 0 | 0 | 0 | 0 | 0 | 0 | 0 | 0 | 0 | 0 | 0 | 0 | 0 | 0 | 0 | 0 | 0 | 0 | 0 | 0 | 0 | 0 | 0 | 0
|  |  | Other primary materials - Land acquisition | 0 | 0 | 0 | 0 | 0 | 0 | 0 | 0 | 0 | 0 | 0 | 0 | 1050000 | 0 | 0 | 0 | 0 | 0 | 0 | 0 | 0 | 0 | 0 | 0 | 0 | 1050000 | 0 | 0 | 1050000
|  |  | SCADA / Protection & Control/ Comms | 0 | 0 | 0 | 0 | 0 | 0 | 0 | 0 | 0 | 0 | 0 | 0 | 1230120 | 689149.5182 | 0 | 0 | 0 | 0 | 0 | 0 | 0 | 0 | 0 | 0 | 0 | 1919269.5182 | 0 | 0 | 1919269.5182
|  |  | Commissioning | 0 | 0 | 0 | 0 | 0 | 0 | 0 | 0 | 0 | 0 | 0 | 0 | 0 | 0 | 0 | 0 | 0 | 0 | 0 | 0 | 0 | 0 | 0 | 0 | 0 | 0 | 0 | 0 | 0
|  |  | ESV observed compliance | 0 | 0 | 0 | 0 | 0 | 0 | 0 | 0 | 0 | 0 | 0 | 0 | 0 | 38436.2829 | 0 | 0 | 0 | 0 | 0 | 0 | 0 | 0 | 0 | 0 | 0 | 38436.2829 | 0 | 0 | 38436.2829
|  |  | Construction delivery & site control | 0 | 0 | 0 | 0 | 0 | 0 | 0 | 0 | 0 | 0 | 0 | 0 | 0 | 0 | 0 | 0 | 0 | 0 | 0 | 0 | 0 | 0 | 0 | 0 | 0 | 0 | 0 | 0 | 0
Contracts
|  |  | Traffic control | 0 | 0 | 0 | 0 | 0 | 0 | 0 | 0 | 0 | 0 | 0 | 0 | 0 | 0 | 0 | 0 | 0 | 0 | 0 | 0 | 0 | 0 | 0 | 0 | 0 | 0 | 0 | 0 | 0
|  |  | Line survey | 0 | 0 | 0 | 0 | 0 | 0 | 0 | 0 | 0 | 0 | 0 | 0 | 0 | 0 | 48960 | 0 | 0 | 0 | 0 | 0 | 0 | 0 | 0 | 0 | 0 | 48960 | 0 | 0 | 48960
|  |  | Civil works | 0 | 0 | 0 | 0 | 0 | 0 | 0 | 0 | 0 | 0 | 0 | 0 | 0 | 0 | 2000000 | 0 | 0 | 0 | 0 | 0 | 0 | 0 | 0 | 0 | 0 | 2000000 | 0 | 0 | 2000000
|  |  | Mob/Demob | 0 | 0 | 0 | 0 | 0 | 0 | 0 | 0 | 0 | 0 | 0 | 0 | 0 | 0 | 40800 | 0 | 0 | 0 | 0 | 0 | 0 | 0 | 0 | 0 | 0 | 40800 | 0 | 0 | 40800
|  |  | Other | 0 | 0 | 0 | 0 | 0 | 0 | 0 | 0 | 0 | 0 | 0 | 0 | 0 | 0 | 0 | 0 | 0 | 0 | 0 | 0 | 0 | 0 | 0 | 0 | 0 | 0 | 0 | 0 | 0
|  | Total construction |  | 0 | 0 | 0 | 0 | 0 | 0 | 0 | 0 | 0 | 0 | 3885818.946 | 0 | 18676962.8274 | 5489791.6857 | 2981240 | 0 | 0 | 0 | 0 | 0 | 0 | 0 | 0 | 0 | 3885818.946 | 27147994.5131 | 0 | 0 | 31033813.4591

## CLC_cost
Powercor REFCLs
Costs: |  |  | CLC
(real 2021 dollars)
Design & Procurement |  |  | 2021
Construction |  |  | 2022
Commissioning |  |  | 2022
|  |  |  | 2019 | 2019 | 2019 | 2020 | 2020 | 2020 | 2021 | 2021 | 2021 | 2022 | 2022 | 2022 | 2023 | 2023 | 2023 | 2024 | 2024 | 2024 | 2025 | 2025 | 2025 | 2019 | 2020 | 2021 | 2022 | 2023 | 2024 | 2025 | Total
|  |  |  | Materials | Labour | Contracts | Materials | Labour | Contracts | Materials | Labour | Contracts | Materials | Labour | Contracts | Materials | Labour | Contracts | Materials | Labour | Contracts | Materials | Labour | Contracts | Total | Total | Total | Total | Total | Total | Total | Total Cost
Design & Procurement
|  |  | Design & Procurement | 0 | 0 | 0 | 0 | 0 | 0 | 0 | 262671.7151 | 0 | 0 | 0 | 0 | 0 | 0 | 0 | 0 | 0 | 0 | 0 | 0 | 0 | 0 | 0 | 262671.7151 | 0 | 0 | 0 | 0 | 262671.7151
Feeder works
|  |  | Surge arrestor sites (single phase) | 0 | 0 | 0 | 0 | 0 | 0 | 0 | 0 | 0 | 0 | 0 | 0 | 0 | 0 | 0 | 0 | 0 | 0 | 0 | 0 | 0 | 0 | 0 | 0 | 0 | 0 | 0 | 0 | 0
|  |  | Surge arrestor sites (three phase) | 0 | 0 | 0 | 0 | 0 | 0 | 0 | 0 | 0 | 0 | 0 | 0 | 0 | 0 | 0 | 0 | 0 | 0 | 0 | 0 | 0 | 0 | 0 | 0 | 0 | 0 | 0 | 0 | 0
|  |  | ACRs | 0 | 0 | 0 | 0 | 0 | 0 | 0 | 0 | 0 | 0 | 0 | 0 | 0 | 0 | 0 | 0 | 0 | 0 | 0 | 0 | 0 | 0 | 0 | 0 | 0 | 0 | 0 | 0 | 0
|  |  | ACR/gas switch control box replacement | 0 | 0 | 0 | 0 | 0 | 0 | 0 | 0 | 0 | 0 | 0 | 0 | 0 | 0 | 0 | 0 | 0 | 0 | 0 | 0 | 0 | 0 | 0 | 0 | 0 | 0 | 0 | 0 | 0
|  |  | Admittance balancing units (single phase) | 0 | 0 | 0 | 0 | 0 | 0 | 0 | 0 | 0 | 0 | 0 | 0 | 0 | 0 | 0 | 0 | 0 | 0 | 0 | 0 | 0 | 0 | 0 | 0 | 0 | 0 | 0 | 0 | 0
|  |  | Admittance balancing units (three phase) | 0 | 0 | 0 | 0 | 0 | 0 | 0 | 0 | 0 | 0 | 0 | 0 | 0 | 0 | 0 | 0 | 0 | 0 | 0 | 0 | 0 | 0 | 0 | 0 | 0 | 0 | 0 | 0 | 0
|  |  | Re-phasing | 0 | 0 | 0 | 0 | 0 | 0 | 0 | 0 | 0 | 0 | 0 | 0 | 0 | 0 | 0 | 0 | 0 | 0 | 0 | 0 | 0 | 0 | 0 | 0 | 0 | 0 | 0 | 0 | 0
|  |  | Fusesavers | 0 | 0 | 0 | 0 | 0 | 0 | 0 | 0 | 0 | 0 | 0 | 0 | 0 | 0 | 0 | 0 | 0 | 0 | 0 | 0 | 0 | 0 | 0 | 0 | 0 | 0 | 0 | 0 | 0
|  |  | HV Regulators upgrade (control box) | 0 | 0 | 0 | 0 | 0 | 0 | 0 | 0 | 0 | 0 | 0 | 0 | 0 | 0 | 0 | 0 | 0 | 0 | 0 | 0 | 0 | 0 | 0 | 0 | 0 | 0 | 0 | 0 | 0
|  |  | HV Regulators upgrade (close delta) | 0 | 0 | 0 | 0 | 0 | 0 | 0 | 0 | 0 | 0 | 0 | 0 | 0 | 0 | 0 | 0 | 0 | 0 | 0 | 0 | 0 | 0 | 0 | 0 | 0 | 0 | 0 | 0 | 0
|  |  | Distribution switchgear (installed) | 0 | 0 | 0 | 0 | 0 | 0 | 0 | 0 | 0 | 0 | 0 | 0 | 0 | 0 | 0 | 0 | 0 | 0 | 0 | 0 | 0 | 0 | 0 | 0 | 0 | 0 | 0 | 0 | 0
|  |  | UG cable replacement | 0 | 0 | 0 | 0 | 0 | 0 | 0 | 0 | 0 | 0 | 0 | 0 | 0 | 0 | 0 | 0 | 0 | 0 | 0 | 0 | 0 | 0 | 0 | 0 | 0 | 0 | 0 | 0 | 0
|  |  | Test Sites | 0 | 0 | 0 | 0 | 0 | 0 | 0 | 0 | 0 | 0 | 0 | 0 | 0 | 0 | 0 | 0 | 0 | 0 | 0 | 0 | 0 | 0 | 0 | 0 | 0 | 0 | 0 | 0 | 0
|  |  | HV Customers (total) | 0 | 0 | 0 | 0 | 0 | 0 | 0 | 0 | 0 | 0 | 0 | 0 | 0 | 0 | 0 | 0 | 0 | 0 | 0 | 0 | 0 | 0 | 0 | 0 | 0 | 0 | 0 | 0 | 0
|  |  | HV Customers (generation signalling) | 0 | 0 | 0 | 0 | 0 | 0 | 0 | 0 | 0 | 0 | 0 | 0 | 0 | 0 | 0 | 0 | 0 | 0 | 0 | 0 | 0 | 0 | 0 | 0 | 0 | 0 | 0 | 0 | 0
|  |  | 22kV feeder works | 0 | 0 | 0 | 0 | 0 | 0 | 0 | 0 | 0 | 612000 | 0 | 0 | 0 | 0 | 0 | 0 | 0 | 0 | 0 | 0 | 0 | 0 | 0 | 0 | 612000 | 0 | 0 | 0 | 612000
|  |  | 66kV Line works (Overhead) | 0 | 0 | 0 | 0 | 0 | 0 | 0 | 0 | 0 | 0 | 0 | 0 | 0 | 0 | 0 | 0 | 0 | 0 | 0 | 0 | 0 | 0 | 0 | 0 | 0 | 0 | 0 | 0 | 0
|  |  | 3rd phase line extension | 0 | 0 | 0 | 0 | 0 | 0 | 0 | 0 | 0 | 0 | 0 | 0 | 0 | 0 | 0 | 0 | 0 | 0 | 0 | 0 | 0 | 0 | 0 | 0 | 0 | 0 | 0 | 0 | 0
|  |  | Asset resilience (Underground) | 0 | 0 | 0 | 0 | 0 | 0 | 0 | 0 | 0 | 0 | 0 | 0 | 0 | 0 | 0 | 0 | 0 | 0 | 0 | 0 | 0 | 0 | 0 | 0 | 0 | 0 | 0 | 0 | 0
|  |  | Distribution Comms | 0 | 0 | 0 | 0 | 0 | 0 | 0 | 0 | 0 | 0 | 0 | 0 | 0 | 0 | 0 | 0 | 0 | 0 | 0 | 0 | 0 | 0 | 0 | 0 | 0 | 0 | 0 | 0 | 0
|  |  | Other distribution materials | 0 | 0 | 0 | 0 | 0 | 0 | 0 | 0 | 0 | 0 | 0 | 0 | 0 | 0 | 0 | 0 | 0 | 0 | 0 | 0 | 0 | 0 | 0 | 0 | 0 | 0 | 0 | 0 | 0
Substation
Primary Plant
|  |  | GFN | 0 | 0 | 0 | 0 | 0 | 0 | 0 | 0 | 0 | 1290638.4354 | 650111.4372 | 45900 | 0 | 0 | 0 | 0 | 0 | 0 | 0 | 0 | 0 | 0 | 0 | 0 | 1986649.8725 | 0 | 0 | 0 | 1986649.8725
|  |  | GFN enclosure | 0 | 0 | 0 | 0 | 0 | 0 | 0 | 0 | 0 | 0 | 0 | 0 | 0 | 0 | 0 | 0 | 0 | 0 | 0 | 0 | 0 | 0 | 0 | 0 | 0 | 0 | 0 | 0 | 0
|  |  | Indoor switch room (incl GFN enclosure and switchboard) | 0 | 0 | 0 | 0 | 0 | 0 | 0 | 0 | 0 | 0 | 0 | 0 | 0 | 0 | 0 | 0 | 0 | 0 | 0 | 0 | 0 | 0 | 0 | 0 | 0 | 0 | 0 | 0 | 0
|  |  | RMU | 0 | 0 | 0 | 0 | 0 | 0 | 0 | 0 | 0 | 74373.925 | 0 | 15300 | 0 | 0 | 0 | 0 | 0 | 0 | 0 | 0 | 0 | 0 | 0 | 0 | 89673.925 | 0 | 0 | 0 | 89673.925
|  |  | 66/22kV transformer | 0 | 0 | 0 | 0 | 0 | 0 | 0 | 0 | 0 | 0 | 0 | 0 | 0 | 0 | 0 | 0 | 0 | 0 | 0 | 0 | 0 | 0 | 0 | 0 | 0 | 0 | 0 | 0 | 0
|  |  | 66kV circuit breaker | 0 | 0 | 0 | 0 | 0 | 0 | 0 | 0 | 0 | 0 | 0 | 0 | 0 | 0 | 0 | 0 | 0 | 0 | 0 | 0 | 0 | 0 | 0 | 0 | 0 | 0 | 0 | 0 | 0
|  |  | 66kV bus extension | 0 | 0 | 0 | 0 | 0 | 0 | 0 | 0 | 0 | 0 | 0 | 0 | 0 | 0 | 0 | 0 | 0 | 0 | 0 | 0 | 0 | 0 | 0 | 0 | 0 | 0 | 0 | 0 | 0
|  |  | Station service transformer (500kVA) | 0 | 0 | 0 | 0 | 0 | 0 | 0 | 0 | 0 | 0 | 0 | 0 | 0 | 0 | 0 | 0 | 0 | 0 | 0 | 0 | 0 | 0 | 0 | 0 | 0 | 0 | 0 | 0 | 0
|  |  | Station service transformer (750kVA) | 0 | 0 | 0 | 0 | 0 | 0 | 0 | 0 | 0 | 0 | 0 | 0 | 0 | 0 | 0 | 0 | 0 | 0 | 0 | 0 | 0 | 0 | 0 | 0 | 0 | 0 | 0 | 0 | 0
|  |  | Cap bank | 0 | 0 | 0 | 0 | 0 | 0 | 0 | 0 | 0 | 0 | 0 | 0 | 0 | 0 | 0 | 0 | 0 | 0 | 0 | 0 | 0 | 0 | 0 | 0 | 0 | 0 | 0 | 0 | 0
|  |  | AC board (Including change over) | 0 | 0 | 0 | 0 | 0 | 0 | 0 | 0 | 0 | 0 | 0 | 0 | 0 | 0 | 0 | 0 | 0 | 0 | 0 | 0 | 0 | 0 | 0 | 0 | 0 | 0 | 0 | 0 | 0
|  |  | Control room | 0 | 0 | 0 | 0 | 0 | 0 | 0 | 0 | 0 | 0 | 0 | 0 | 0 | 0 | 0 | 0 | 0 | 0 | 0 | 0 | 0 | 0 | 0 | 0 | 0 | 0 | 0 | 0 | 0
|  |  | 22kV circuit breaker (outdoor) | 0 | 0 | 0 | 0 | 0 | 0 | 0 | 0 | 0 | 0 | 0 | 0 | 0 | 0 | 0 | 0 | 0 | 0 | 0 | 0 | 0 | 0 | 0 | 0 | 0 | 0 | 0 | 0 | 0
|  |  | Voltage transformer | 0 | 0 | 0 | 0 | 0 | 0 | 0 | 0 | 0 | 0 | 0 | 0 | 0 | 0 | 0 | 0 | 0 | 0 | 0 | 0 | 0 | 0 | 0 | 0 | 0 | 0 | 0 | 0 | 0
|  |  | Current transformer (post type) | 0 | 0 | 0 | 0 | 0 | 0 | 0 | 0 | 0 | 0 | 0 | 0 | 0 | 0 | 0 | 0 | 0 | 0 | 0 | 0 | 0 | 0 | 0 | 0 | 0 | 0 | 0 | 0 | 0
|  |  | Current transformer (core balance type) | 0 | 0 | 0 | 0 | 0 | 0 | 0 | 0 | 0 | 10406.2109 | 0 | 30600 | 0 | 0 | 0 | 0 | 0 | 0 | 0 | 0 | 0 | 0 | 0 | 0 | 41006.2109 | 0 | 0 | 0 | 41006.2109
|  |  | Other primary materials | 0 | 0 | 0 | 0 | 0 | 0 | 0 | 0 | 0 | 0 | 0 | 0 | 0 | 0 | 0 | 0 | 0 | 0 | 0 | 0 | 0 | 0 | 0 | 0 | 0 | 0 | 0 | 0 | 0
|  |  | SCADA / Protection & Control/ Comms | 0 | 0 | 0 | 0 | 0 | 0 | 0 | 0 | 0 | 246024 | 0 | 0 | 0 | 0 | 0 | 0 | 0 | 0 | 0 | 0 | 0 | 0 | 0 | 0 | 246024 | 0 | 0 | 0 | 246024
|  |  | Commissioning | 0 | 0 | 0 | 0 | 0 | 0 | 0 | 0 | 0 | 0 | 0 | 0 | 0 | 0 | 0 | 0 | 0 | 0 | 0 | 0 | 0 | 0 | 0 | 0 | 0 | 0 | 0 | 0 | 0
|  |  | ESV observed compliance | 0 | 0 | 0 | 0 | 0 | 0 | 0 | 0 | 0 | 0 | 0 | 0 | 0 | 0 | 0 | 0 | 0 | 0 | 0 | 0 | 0 | 0 | 0 | 0 | 0 | 0 | 0 | 0 | 0
|  |  | Construction delivery & site control | 0 | 0 | 0 | 0 | 0 | 0 | 0 | 0 | 0 | 0 | 0 | 0 | 0 | 0 | 0 | 0 | 0 | 0 | 0 | 0 | 0 | 0 | 0 | 0 | 0 | 0 | 0 | 0 | 0
Contracts
|  |  | Traffic control | 0 | 0 | 0 | 0 | 0 | 0 | 0 | 0 | 0 | 0 | 0 | 0 | 0 | 0 | 0 | 0 | 0 | 0 | 0 | 0 | 0 | 0 | 0 | 0 | 0 | 0 | 0 | 0 | 0
|  |  | Line survey | 0 | 0 | 0 | 0 | 0 | 0 | 0 | 0 | 0 | 0 | 0 | 24480 | 0 | 0 | 0 | 0 | 0 | 0 | 0 | 0 | 0 | 0 | 0 | 0 | 24480 | 0 | 0 | 0 | 24480
|  |  | Civil works | 0 | 0 | 0 | 0 | 0 | 0 | 0 | 0 | 0 | 0 | 0 | 0 | 0 | 0 | 0 | 0 | 0 | 0 | 0 | 0 | 0 | 0 | 0 | 0 | 0 | 0 | 0 | 0 | 0
|  |  | Civil works | 0 | 0 | 0 | 0 | 0 | 0 | 0 | 0 | 0 | 0 | 0 | 40800 | 0 | 0 | 0 | 0 | 0 | 0 | 0 | 0 | 0 | 0 | 0 | 0 | 40800 | 0 | 0 | 0 | 40800
|  |  | Other | 0 | 0 | 0 | 0 | 0 | 0 | 0 | 0 | 0 | 0 | 0 | 0 | 0 | 0 | 0 | 0 | 0 | 0 | 0 | 0 | 0 | 0 | 0 | 0 | 0 | 0 | 0 | 0 | 0
|  | Total construction |  | 0 | 0 | 0 | 0 | 0 | 0 | 0 | 262671.7151 | 0 | 2233442.5713 | 650111.4372 | 157080 | 0 | 0 | 0 | 0 | 0 | 0 | 0 | 0 | 0 | 0 | 0 | 262671.7151 | 3040634.0085 | 0 | 0 | 0 | 3303305.7236

## CMN_cost
Powercor REFCLs
Costs: |  |  | CMN
(real 2021 dollars)
Design & Procurement |  |  | 2023
Construction |  |  | 2023
Commissioning |  |  | 2023
|  |  |  | 2019 | 2019 | 2019 | 2020 | 2020 | 2020 | 2021 | 2021 | 2021 | 2022 | 2022 | 2022 | 2023 | 2023 | 2023 | 2024 | 2024 | 2024 | 2025 | 2025 | 2025 | 2019 | 2020 | 2021 | 2022 | 2023 | 2024 | 2025 | Total
|  |  |  | Materials | Labour | Contracts | Materials | Labour | Contracts | Materials | Labour | Contracts | Materials | Labour | Contracts | Materials | Labour | Contracts | Materials | Labour | Contracts | Materials | Labour | Contracts | Total | Total | Total | Total | Total | Total | Total | Total Cost
Design & Procurement
|  |  | Design & Procurement | 0 | 0 | 0 | 0 | 0 | 0 | 0 | 0 | 0 | 0 | 0 | 0 | 0 | 262671.7151 | 0 | 0 | 0 | 0 | 0 | 0 | 0 | 0 | 0 | 0 | 0 | 262671.7151 | 0 | 0 | 262671.7151
Feeder works
|  |  | Surge arrestor sites (single phase) | 0 | 0 | 0 | 0 | 0 | 0 | 0 | 0 | 0 | 0 | 0 | 0 | 0 | 0 | 0 | 0 | 0 | 0 | 0 | 0 | 0 | 0 | 0 | 0 | 0 | 0 | 0 | 0 | 0
|  |  | Surge arrestor sites (three phase) | 0 | 0 | 0 | 0 | 0 | 0 | 0 | 0 | 0 | 0 | 0 | 0 | 0 | 0 | 0 | 0 | 0 | 0 | 0 | 0 | 0 | 0 | 0 | 0 | 0 | 0 | 0 | 0 | 0
|  |  | ACRs | 0 | 0 | 0 | 0 | 0 | 0 | 0 | 0 | 0 | 0 | 0 | 0 | 0 | 0 | 0 | 0 | 0 | 0 | 0 | 0 | 0 | 0 | 0 | 0 | 0 | 0 | 0 | 0 | 0
|  |  | ACR/gas switch control box replacement | 0 | 0 | 0 | 0 | 0 | 0 | 0 | 0 | 0 | 0 | 0 | 0 | 0 | 0 | 0 | 0 | 0 | 0 | 0 | 0 | 0 | 0 | 0 | 0 | 0 | 0 | 0 | 0 | 0
|  |  | Admittance balancing units (single phase) | 0 | 0 | 0 | 0 | 0 | 0 | 0 | 0 | 0 | 0 | 0 | 0 | 0 | 0 | 0 | 0 | 0 | 0 | 0 | 0 | 0 | 0 | 0 | 0 | 0 | 0 | 0 | 0 | 0
|  |  | Admittance balancing units (three phase) | 0 | 0 | 0 | 0 | 0 | 0 | 0 | 0 | 0 | 0 | 0 | 0 | 0 | 0 | 0 | 0 | 0 | 0 | 0 | 0 | 0 | 0 | 0 | 0 | 0 | 0 | 0 | 0 | 0
|  |  | Re-phasing | 0 | 0 | 0 | 0 | 0 | 0 | 0 | 0 | 0 | 0 | 0 | 0 | 0 | 0 | 0 | 0 | 0 | 0 | 0 | 0 | 0 | 0 | 0 | 0 | 0 | 0 | 0 | 0 | 0
|  |  | Fusesavers | 0 | 0 | 0 | 0 | 0 | 0 | 0 | 0 | 0 | 0 | 0 | 0 | 0 | 0 | 0 | 0 | 0 | 0 | 0 | 0 | 0 | 0 | 0 | 0 | 0 | 0 | 0 | 0 | 0
|  |  | HV Regulators upgrade (control box) | 0 | 0 | 0 | 0 | 0 | 0 | 0 | 0 | 0 | 0 | 0 | 0 | 0 | 0 | 0 | 0 | 0 | 0 | 0 | 0 | 0 | 0 | 0 | 0 | 0 | 0 | 0 | 0 | 0
|  |  | HV Regulators upgrade (close delta) | 0 | 0 | 0 | 0 | 0 | 0 | 0 | 0 | 0 | 0 | 0 | 0 | 0 | 0 | 0 | 0 | 0 | 0 | 0 | 0 | 0 | 0 | 0 | 0 | 0 | 0 | 0 | 0 | 0
|  |  | Distribution switchgear (installed) | 0 | 0 | 0 | 0 | 0 | 0 | 0 | 0 | 0 | 0 | 0 | 0 | 0 | 0 | 0 | 0 | 0 | 0 | 0 | 0 | 0 | 0 | 0 | 0 | 0 | 0 | 0 | 0 | 0
|  |  | UG cable replacement | 0 | 0 | 0 | 0 | 0 | 0 | 0 | 0 | 0 | 0 | 0 | 0 | 0 | 0 | 0 | 0 | 0 | 0 | 0 | 0 | 0 | 0 | 0 | 0 | 0 | 0 | 0 | 0 | 0
|  |  | Test Sites | 0 | 0 | 0 | 0 | 0 | 0 | 0 | 0 | 0 | 0 | 0 | 0 | 0 | 0 | 0 | 0 | 0 | 0 | 0 | 0 | 0 | 0 | 0 | 0 | 0 | 0 | 0 | 0 | 0
|  |  | HV Customers (total) | 0 | 0 | 0 | 0 | 0 | 0 | 0 | 0 | 0 | 0 | 0 | 0 | 0 | 0 | 0 | 0 | 0 | 0 | 0 | 0 | 0 | 0 | 0 | 0 | 0 | 0 | 0 | 0 | 0
|  |  | HV Customers (generation signalling) | 0 | 0 | 0 | 0 | 0 | 0 | 0 | 0 | 0 | 0 | 0 | 0 | 0 | 0 | 0 | 0 | 0 | 0 | 0 | 0 | 0 | 0 | 0 | 0 | 0 | 0 | 0 | 0 | 0
|  |  | 22kV feeder works | 0 | 0 | 0 | 0 | 0 | 0 | 0 | 0 | 0 | 0 | 0 | 0 | 0 | 0 | 0 | 0 | 0 | 0 | 0 | 0 | 0 | 0 | 0 | 0 | 0 | 0 | 0 | 0 | 0
|  |  | 66kV Line works (Overhead) | 0 | 0 | 0 | 0 | 0 | 0 | 0 | 0 | 0 | 0 | 0 | 0 | 0 | 0 | 0 | 0 | 0 | 0 | 0 | 0 | 0 | 0 | 0 | 0 | 0 | 0 | 0 | 0 | 0
|  |  | 3rd phase line extension | 0 | 0 | 0 | 0 | 0 | 0 | 0 | 0 | 0 | 0 | 0 | 0 | 0 | 0 | 0 | 0 | 0 | 0 | 0 | 0 | 0 | 0 | 0 | 0 | 0 | 0 | 0 | 0 | 0
|  |  | Asset resilience (Underground) | 0 | 0 | 0 | 0 | 0 | 0 | 0 | 0 | 0 | 0 | 0 | 0 | 0 | 0 | 0 | 0 | 0 | 0 | 0 | 0 | 0 | 0 | 0 | 0 | 0 | 0 | 0 | 0 | 0
|  |  | Distribution Comms | 0 | 0 | 0 | 0 | 0 | 0 | 0 | 0 | 0 | 0 | 0 | 0 | 0 | 0 | 0 | 0 | 0 | 0 | 0 | 0 | 0 | 0 | 0 | 0 | 0 | 0 | 0 | 0 | 0
|  |  | Other distribution materials | 0 | 0 | 0 | 0 | 0 | 0 | 0 | 0 | 0 | 0 | 0 | 0 | 0 | 0 | 0 | 0 | 0 | 0 | 0 | 0 | 0 | 0 | 0 | 0 | 0 | 0 | 0 | 0 | 0
Substation
Primary Plant
|  |  | GFN | 0 | 0 | 0 | 0 | 0 | 0 | 0 | 0 | 0 | 0 | 0 | 0 | 1290638.4354 | 656832.5572 | 45900 | 0 | 0 | 0 | 0 | 0 | 0 | 0 | 0 | 0 | 0 | 1993370.9925 | 0 | 0 | 1993370.9925
|  |  | GFN enclosure | 0 | 0 | 0 | 0 | 0 | 0 | 0 | 0 | 0 | 0 | 0 | 0 | 0 | 0 | 0 | 0 | 0 | 0 | 0 | 0 | 0 | 0 | 0 | 0 | 0 | 0 | 0 | 0 | 0
|  |  | Indoor switch room (incl GFN enclosure and switchboard) | 0 | 0 | 0 | 0 | 0 | 0 | 0 | 0 | 0 | 0 | 0 | 0 | 0 | 0 | 0 | 0 | 0 | 0 | 0 | 0 | 0 | 0 | 0 | 0 | 0 | 0 | 0 | 0 | 0
|  |  | RMU | 0 | 0 | 0 | 0 | 0 | 0 | 0 | 0 | 0 | 0 | 0 | 0 | 74373.925 | 0 | 15300 | 0 | 0 | 0 | 0 | 0 | 0 | 0 | 0 | 0 | 0 | 89673.925 | 0 | 0 | 89673.925
|  |  | 66/22kV transformer | 0 | 0 | 0 | 0 | 0 | 0 | 0 | 0 | 0 | 0 | 0 | 0 | 0 | 0 | 0 | 0 | 0 | 0 | 0 | 0 | 0 | 0 | 0 | 0 | 0 | 0 | 0 | 0 | 0
|  |  | 66kV circuit breaker | 0 | 0 | 0 | 0 | 0 | 0 | 0 | 0 | 0 | 0 | 0 | 0 | 0 | 0 | 0 | 0 | 0 | 0 | 0 | 0 | 0 | 0 | 0 | 0 | 0 | 0 | 0 | 0 | 0
|  |  | 66kV bus extension | 0 | 0 | 0 | 0 | 0 | 0 | 0 | 0 | 0 | 0 | 0 | 0 | 0 | 0 | 0 | 0 | 0 | 0 | 0 | 0 | 0 | 0 | 0 | 0 | 0 | 0 | 0 | 0 | 0
|  |  | Station service transformer (500kVA) | 0 | 0 | 0 | 0 | 0 | 0 | 0 | 0 | 0 | 0 | 0 | 0 | 0 | 0 | 0 | 0 | 0 | 0 | 0 | 0 | 0 | 0 | 0 | 0 | 0 | 0 | 0 | 0 | 0
|  |  | Station service transformer (750kVA) | 0 | 0 | 0 | 0 | 0 | 0 | 0 | 0 | 0 | 0 | 0 | 0 | 0 | 0 | 0 | 0 | 0 | 0 | 0 | 0 | 0 | 0 | 0 | 0 | 0 | 0 | 0 | 0 | 0
|  |  | Cap bank | 0 | 0 | 0 | 0 | 0 | 0 | 0 | 0 | 0 | 0 | 0 | 0 | 0 | 0 | 0 | 0 | 0 | 0 | 0 | 0 | 0 | 0 | 0 | 0 | 0 | 0 | 0 | 0 | 0
|  |  | AC board (Including change over) | 0 | 0 | 0 | 0 | 0 | 0 | 0 | 0 | 0 | 0 | 0 | 0 | 0 | 0 | 0 | 0 | 0 | 0 | 0 | 0 | 0 | 0 | 0 | 0 | 0 | 0 | 0 | 0 | 0
|  |  | Control room | 0 | 0 | 0 | 0 | 0 | 0 | 0 | 0 | 0 | 0 | 0 | 0 | 0 | 0 | 0 | 0 | 0 | 0 | 0 | 0 | 0 | 0 | 0 | 0 | 0 | 0 | 0 | 0 | 0
|  |  | 22kV circuit breaker (outdoor) | 0 | 0 | 0 | 0 | 0 | 0 | 0 | 0 | 0 | 0 | 0 | 0 | 0 | 0 | 0 | 0 | 0 | 0 | 0 | 0 | 0 | 0 | 0 | 0 | 0 | 0 | 0 | 0 | 0
|  |  | Voltage transformer | 0 | 0 | 0 | 0 | 0 | 0 | 0 | 0 | 0 | 0 | 0 | 0 | 0 | 0 | 0 | 0 | 0 | 0 | 0 | 0 | 0 | 0 | 0 | 0 | 0 | 0 | 0 | 0 | 0
|  |  | Current transformer (post type) | 0 | 0 | 0 | 0 | 0 | 0 | 0 | 0 | 0 | 0 | 0 | 0 | 76469.8831 | 0 | 76500 | 0 | 0 | 0 | 0 | 0 | 0 | 0 | 0 | 0 | 0 | 152969.8831 | 0 | 0 | 152969.8831
|  |  | Current transformer (core balance type) | 0 | 0 | 0 | 0 | 0 | 0 | 0 | 0 | 0 | 0 | 0 | 0 | 0 | 0 | 0 | 0 | 0 | 0 | 0 | 0 | 0 | 0 | 0 | 0 | 0 | 0 | 0 | 0 | 0
|  |  | Other primary materials | 0 | 0 | 0 | 0 | 0 | 0 | 0 | 0 | 0 | 0 | 0 | 0 | 0 | 0 | 0 | 0 | 0 | 0 | 0 | 0 | 0 | 0 | 0 | 0 | 0 | 0 | 0 | 0 | 0
|  |  | SCADA / Protection & Control/ Comms | 0 | 0 | 0 | 0 | 0 | 0 | 0 | 0 | 0 | 0 | 0 | 0 | 246024 | 0 | 0 | 0 | 0 | 0 | 0 | 0 | 0 | 0 | 0 | 0 | 0 | 246024 | 0 | 0 | 246024
|  |  | Commissioning | 0 | 0 | 0 | 0 | 0 | 0 | 0 | 0 | 0 | 0 | 0 | 0 | 0 | 0 | 0 | 0 | 0 | 0 | 0 | 0 | 0 | 0 | 0 | 0 | 0 | 0 | 0 | 0 | 0
|  |  | ESV observed compliance | 0 | 0 | 0 | 0 | 0 | 0 | 0 | 0 | 0 | 0 | 0 | 0 | 0 | 0 | 0 | 0 | 0 | 0 | 0 | 0 | 0 | 0 | 0 | 0 | 0 | 0 | 0 | 0 | 0
|  |  | Construction delivery & site control | 0 | 0 | 0 | 0 | 0 | 0 | 0 | 0 | 0 | 0 | 0 | 0 | 0 | 0 | 0 | 0 | 0 | 0 | 0 | 0 | 0 | 0 | 0 | 0 | 0 | 0 | 0 | 0 | 0
Contracts
|  |  | Traffic control | 0 | 0 | 0 | 0 | 0 | 0 | 0 | 0 | 0 | 0 | 0 | 0 | 0 | 0 | 0 | 0 | 0 | 0 | 0 | 0 | 0 | 0 | 0 | 0 | 0 | 0 | 0 | 0 | 0
|  |  | Line survey | 0 | 0 | 0 | 0 | 0 | 0 | 0 | 0 | 0 | 0 | 0 | 0 | 0 | 0 | 8160 | 0 | 0 | 0 | 0 | 0 | 0 | 0 | 0 | 0 | 0 | 8160 | 0 | 0 | 8160
|  |  | Civil works | 0 | 0 | 0 | 0 | 0 | 0 | 0 | 0 | 0 | 0 | 0 | 0 | 0 | 0 | 0 | 0 | 0 | 0 | 0 | 0 | 0 | 0 | 0 | 0 | 0 | 0 | 0 | 0 | 0
|  |  | Civil works | 0 | 0 | 0 | 0 | 0 | 0 | 0 | 0 | 0 | 0 | 0 | 0 | 0 | 0 | 40800 | 0 | 0 | 0 | 0 | 0 | 0 | 0 | 0 | 0 | 0 | 40800 | 0 | 0 | 40800
|  |  | Other | 0 | 0 | 0 | 0 | 0 | 0 | 0 | 0 | 0 | 0 | 0 | 0 | 0 | 0 | 0 | 0 | 0 | 0 | 0 | 0 | 0 | 0 | 0 | 0 | 0 | 0 | 0 | 0 | 0
|  | Total construction |  | 0 | 0 | 0 | 0 | 0 | 0 | 0 | 0 | 0 | 0 | 0 | 0 | 1687506.2435 | 919504.2723 | 186660 | 0 | 0 | 0 | 0 | 0 | 0 | 0 | 0 | 0 | 0 | 2793670.5158 | 0 | 0 | 2793670.5158

## EHK_cost
Powercor REFCLs
Costs: |  |  | EHK
(real 2021 dollars)
Design & Procurement |  |  | 2023
Construction |  |  | 2024
Commissioning |  |  | 2024
|  |  |  | 2019 | 2019 | 2019 | 2020 | 2020 | 2020 | 2021 | 2021 | 2021 | 2022 | 2022 | 2022 | 2023 | 2023 | 2023 | 2024 | 2024 | 2024 | 2025 | 2025 | 2025 | 2019 | 2020 | 2021 | 2022 | 2023 | 2024 | 2025 | Total
|  |  |  | Materials | Labour | Contracts | Materials | Labour | Contracts | Materials | Labour | Contracts | Materials | Labour | Contracts | Materials | Labour | Contracts | Materials | Labour | Contracts | Materials | Labour | Contracts | Total | Total | Total | Total | Total | Total | Total | Total Cost
Design & Procurement
|  |  | Design & Procurement (hours) | 0 | 0 | 0 | 0 | 0 | 0 | 0 | 0 | 0 | 0 | 0 | 0 | 0 | 0 | 0 | 0 | 757872.4895 | 0 | 0 | 0 | 0 | 0 | 0 | 0 | 0 | 0 | 757872.4895 | 0 | 757872.4895
Feeder works
|  |  | Surge arrestor sites (single phase) | 0 | 0 | 0 | 0 | 0 | 0 | 0 | 0 | 0 | 0 | 0 | 0 | 0 | 0 | 0 | 0 | 0 | 0 | 0 | 0 | 0 | 0 | 0 | 0 | 0 | 0 | 0 | 0 | 0
|  |  | Surge arrestor sites (three phase) | 0 | 0 | 0 | 0 | 0 | 0 | 0 | 0 | 0 | 0 | 0 | 0 | 0 | 0 | 0 | 0 | 0 | 0 | 0 | 0 | 0 | 0 | 0 | 0 | 0 | 0 | 0 | 0 | 0
|  |  | ACRs | 0 | 0 | 0 | 0 | 0 | 0 | 0 | 0 | 0 | 0 | 0 | 0 | 0 | 0 | 0 | 0 | 0 | 0 | 0 | 0 | 0 | 0 | 0 | 0 | 0 | 0 | 0 | 0 | 0
|  |  | ACR/gas switch control box replacement | 0 | 0 | 0 | 0 | 0 | 0 | 0 | 0 | 0 | 0 | 0 | 0 | 0 | 0 | 0 | 0 | 0 | 0 | 0 | 0 | 0 | 0 | 0 | 0 | 0 | 0 | 0 | 0 | 0
|  |  | Admittance balancing units (single phase) | 0 | 0 | 0 | 0 | 0 | 0 | 0 | 0 | 0 | 0 | 0 | 0 | 0 | 0 | 0 | 0 | 0 | 0 | 0 | 0 | 0 | 0 | 0 | 0 | 0 | 0 | 0 | 0 | 0
|  |  | Admittance balancing units (three phase) | 0 | 0 | 0 | 0 | 0 | 0 | 0 | 0 | 0 | 0 | 0 | 0 | 0 | 0 | 0 | 0 | 0 | 0 | 0 | 0 | 0 | 0 | 0 | 0 | 0 | 0 | 0 | 0 | 0
|  |  | Re-phasing | 0 | 0 | 0 | 0 | 0 | 0 | 0 | 0 | 0 | 0 | 0 | 0 | 0 | 0 | 0 | 0 | 0 | 0 | 0 | 0 | 0 | 0 | 0 | 0 | 0 | 0 | 0 | 0 | 0
|  |  | Fusesavers | 0 | 0 | 0 | 0 | 0 | 0 | 0 | 0 | 0 | 0 | 0 | 0 | 0 | 0 | 0 | 0 | 0 | 0 | 0 | 0 | 0 | 0 | 0 | 0 | 0 | 0 | 0 | 0 | 0
|  |  | HV Regulators upgrade (control box) | 0 | 0 | 0 | 0 | 0 | 0 | 0 | 0 | 0 | 0 | 0 | 0 | 0 | 0 | 0 | 0 | 0 | 0 | 0 | 0 | 0 | 0 | 0 | 0 | 0 | 0 | 0 | 0 | 0
|  |  | HV Regulators upgrade (close delta) | 0 | 0 | 0 | 0 | 0 | 0 | 0 | 0 | 0 | 0 | 0 | 0 | 0 | 0 | 0 | 0 | 0 | 0 | 0 | 0 | 0 | 0 | 0 | 0 | 0 | 0 | 0 | 0 | 0
|  |  | Distribution switchgear (installed) | 0 | 0 | 0 | 0 | 0 | 0 | 0 | 0 | 0 | 0 | 0 | 0 | 0 | 0 | 0 | 0 | 0 | 0 | 0 | 0 | 0 | 0 | 0 | 0 | 0 | 0 | 0 | 0 | 0
|  |  | UG cable replacement | 0 | 0 | 0 | 0 | 0 | 0 | 0 | 0 | 0 | 0 | 0 | 0 | 0 | 0 | 0 | 0 | 0 | 0 | 0 | 0 | 0 | 0 | 0 | 0 | 0 | 0 | 0 | 0 | 0
|  |  | Test Sites | 0 | 0 | 0 | 0 | 0 | 0 | 0 | 0 | 0 | 0 | 0 | 0 | 0 | 0 | 0 | 0 | 0 | 0 | 0 | 0 | 0 | 0 | 0 | 0 | 0 | 0 | 0 | 0 | 0
|  |  | HV Customers (total) | 0 | 0 | 0 | 0 | 0 | 0 | 0 | 0 | 0 | 0 | 0 | 0 | 0 | 0 | 0 | 0 | 0 | 0 | 0 | 0 | 0 | 0 | 0 | 0 | 0 | 0 | 0 | 0 | 0
|  |  | HV Customers (generation signalling) | 0 | 0 | 0 | 0 | 0 | 0 | 0 | 0 | 0 | 0 | 0 | 0 | 0 | 0 | 0 | 0 | 0 | 0 | 0 | 0 | 0 | 0 | 0 | 0 | 0 | 0 | 0 | 0 | 0
|  |  | 22kV feeder works | 0 | 0 | 0 | 0 | 0 | 0 | 0 | 0 | 0 | 0 | 0 | 0 | 0 | 0 | 0 | 612000 | 0 | 0 | 0 | 0 | 0 | 0 | 0 | 0 | 0 | 0 | 612000 | 0 | 612000
|  |  | 66kV Line works (Overhead) | 0 | 0 | 0 | 0 | 0 | 0 | 0 | 0 | 0 | 0 | 0 | 0 | 0 | 0 | 0 | 0 | 0 | 0 | 0 | 0 | 0 | 0 | 0 | 0 | 0 | 0 | 0 | 0 | 0
|  |  | 3rd phase line extension | 0 | 0 | 0 | 0 | 0 | 0 | 0 | 0 | 0 | 0 | 0 | 0 | 0 | 0 | 0 | 0 | 0 | 0 | 0 | 0 | 0 | 0 | 0 | 0 | 0 | 0 | 0 | 0 | 0
|  |  | Asset resilience (Underground) | 0 | 0 | 0 | 0 | 0 | 0 | 0 | 0 | 0 | 0 | 0 | 0 | 0 | 0 | 0 | 0 | 0 | 0 | 0 | 0 | 0 | 0 | 0 | 0 | 0 | 0 | 0 | 0 | 0
|  |  | Distribution Comms | 0 | 0 | 0 | 0 | 0 | 0 | 0 | 0 | 0 | 0 | 0 | 0 | 0 | 0 | 0 | 0 | 0 | 0 | 0 | 0 | 0 | 0 | 0 | 0 | 0 | 0 | 0 | 0 | 0
|  |  | Other distribution materials | 0 | 0 | 0 | 0 | 0 | 0 | 0 | 0 | 0 | 0 | 0 | 0 | 0 | 0 | 0 | 0 | 0 | 0 | 0 | 0 | 0 | 0 | 0 | 0 | 0 | 0 | 0 | 0 | 0
Substation
Primary Plant
|  |  | GFN | 0 | 0 | 0 | 0 | 0 | 0 | 0 | 0 | 0 | 0 | 0 | 0 | 0 | 0 | 0 | 1290638.4354 | 656832.5572 | 45900 | 0 | 0 | 0 | 0 | 0 | 0 | 0 | 0 | 1993370.9925 | 0 | 1993370.9925
|  |  | GFN enclosure | 0 | 0 | 0 | 0 | 0 | 0 | 0 | 0 | 0 | 0 | 0 | 0 | 0 | 0 | 0 | 161329.9051 | 0 | 61200 | 0 | 0 | 0 | 0 | 0 | 0 | 0 | 0 | 222529.9051 | 0 | 222529.9051
|  |  | Indoor switch room (incl GFN enclosure and switchboard) | 0 | 0 | 0 | 0 | 0 | 0 | 0 | 0 | 0 | 0 | 0 | 0 | 0 | 0 | 0 | 0 | 0 | 0 | 0 | 0 | 0 | 0 | 0 | 0 | 0 | 0 | 0 | 0 | 0
|  |  | RMU | 0 | 0 | 0 | 0 | 0 | 0 | 0 | 0 | 0 | 0 | 0 | 0 | 0 | 0 | 0 | 74373.925 | 0 | 15300 | 0 | 0 | 0 | 0 | 0 | 0 | 0 | 0 | 89673.925 | 0 | 89673.925
|  |  | 66/22kV transformer | 0 | 0 | 0 | 0 | 0 | 0 | 0 | 0 | 0 | 0 | 0 | 0 | 0 | 0 | 0 | 754800 | 1289544.0938 | 224400 | 0 | 0 | 0 | 0 | 0 | 0 | 0 | 0 | 2268744.0938 | 0 | 2268744.0938
|  |  | 66kV circuit breaker | 0 | 0 | 0 | 0 | 0 | 0 | 0 | 0 | 0 | 0 | 0 | 0 | 0 | 0 | 0 | 94860 | 109261.5851 | 36720 | 0 | 0 | 0 | 0 | 0 | 0 | 0 | 0 | 240841.5851 | 0 | 240841.5851
|  |  | 66kV bus extension | 0 | 0 | 0 | 0 | 0 | 0 | 0 | 0 | 0 | 0 | 0 | 0 | 0 | 0 | 0 | 208080 | 0 | 0 | 0 | 0 | 0 | 0 | 0 | 0 | 0 | 0 | 208080 | 0 | 208080
|  |  | Station service transformer (500kVA) | 0 | 0 | 0 | 0 | 0 | 0 | 0 | 0 | 0 | 0 | 0 | 0 | 0 | 0 | 0 | 0 | 0 | 0 | 0 | 0 | 0 | 0 | 0 | 0 | 0 | 0 | 0 | 0 | 0
|  |  | Station service transformer (750kVA) | 0 | 0 | 0 | 0 | 0 | 0 | 0 | 0 | 0 | 0 | 0 | 0 | 0 | 0 | 0 | 0 | 0 | 0 | 0 | 0 | 0 | 0 | 0 | 0 | 0 | 0 | 0 | 0 | 0
|  |  | Cap bank | 0 | 0 | 0 | 0 | 0 | 0 | 0 | 0 | 0 | 0 | 0 | 0 | 0 | 0 | 0 | 0 | 0 | 0 | 0 | 0 | 0 | 0 | 0 | 0 | 0 | 0 | 0 | 0 | 0
|  |  | AC board (Including change over) | 0 | 0 | 0 | 0 | 0 | 0 | 0 | 0 | 0 | 0 | 0 | 0 | 0 | 0 | 0 | 0 | 0 | 0 | 0 | 0 | 0 | 0 | 0 | 0 | 0 | 0 | 0 | 0 | 0
|  |  | Control room | 0 | 0 | 0 | 0 | 0 | 0 | 0 | 0 | 0 | 0 | 0 | 0 | 0 | 0 | 0 | 0 | 0 | 0 | 0 | 0 | 0 | 0 | 0 | 0 | 0 | 0 | 0 | 0 | 0
|  |  | 22kV circuit breaker (outdoor) | 0 | 0 | 0 | 0 | 0 | 0 | 0 | 0 | 0 | 0 | 0 | 0 | 0 | 0 | 0 | 305534.7609 | 296507.1376 | 0 | 0 | 0 | 0 | 0 | 0 | 0 | 0 | 0 | 602041.8985 | 0 | 602041.8985
|  |  | Voltage transformer | 0 | 0 | 0 | 0 | 0 | 0 | 0 | 0 | 0 | 0 | 0 | 0 | 0 | 0 | 0 | 18391.6638 | 0 | 0 | 0 | 0 | 0 | 0 | 0 | 0 | 0 | 0 | 18391.6638 | 0 | 18391.6638
|  |  | Current transformer (post type) | 0 | 0 | 0 | 0 | 0 | 0 | 0 | 0 | 0 | 0 | 0 | 0 | 0 | 0 | 0 | 0 | 0 | 0 | 0 | 0 | 0 | 0 | 0 | 0 | 0 | 0 | 0 | 0 | 0
|  |  | Current transformer (core balance type) | 0 | 0 | 0 | 0 | 0 | 0 | 0 | 0 | 0 | 0 | 0 | 0 | 0 | 0 | 0 | 10406.2109 | 0 | 30600 | 0 | 0 | 0 | 0 | 0 | 0 | 0 | 0 | 41006.2109 | 0 | 41006.2109
|  |  | Other primary materials | 0 | 0 | 0 | 0 | 0 | 0 | 0 | 0 | 0 | 0 | 0 | 0 | 0 | 0 | 0 | 0 | 0 | 0 | 0 | 0 | 0 | 0 | 0 | 0 | 0 | 0 | 0 | 0 | 0
|  |  | SCADA / Protection & Control/ Comms | 0 | 0 | 0 | 0 | 0 | 0 | 0 | 0 | 0 | 0 | 0 | 0 | 0 | 0 | 0 | 615060 | 0 | 0 | 0 | 0 | 0 | 0 | 0 | 0 | 0 | 0 | 615060 | 0 | 615060
|  |  | Commissioning | 0 | 0 | 0 | 0 | 0 | 0 | 0 | 0 | 0 | 0 | 0 | 0 | 0 | 0 | 0 | 0 | 0 | 0 | 0 | 0 | 0 | 0 | 0 | 0 | 0 | 0 | 0 | 0 | 0
|  |  | ESV observed compliance | 0 | 0 | 0 | 0 | 0 | 0 | 0 | 0 | 0 | 0 | 0 | 0 | 0 | 0 | 0 | 0 | 0 | 0 | 0 | 0 | 0 | 0 | 0 | 0 | 0 | 0 | 0 | 0 | 0
|  |  | Construction delivery & site control | 0 | 0 | 0 | 0 | 0 | 0 | 0 | 0 | 0 | 0 | 0 | 0 | 0 | 0 | 0 | 0 | 0 | 0 | 0 | 0 | 0 | 0 | 0 | 0 | 0 | 0 | 0 | 0 | 0
Contracts
|  |  | Traffic control | 0 | 0 | 0 | 0 | 0 | 0 | 0 | 0 | 0 | 0 | 0 | 0 | 0 | 0 | 0 | 0 | 0 | 0 | 0 | 0 | 0 | 0 | 0 | 0 | 0 | 0 | 0 | 0 | 0
|  |  | Line survey | 0 | 0 | 0 | 0 | 0 | 0 | 0 | 0 | 0 | 0 | 0 | 0 | 0 | 0 | 0 | 0 | 0 | 16320 | 0 | 0 | 0 | 0 | 0 | 0 | 0 | 0 | 16320 | 0 | 16320
|  |  | Civil works | 0 | 0 | 0 | 0 | 0 | 0 | 0 | 0 | 0 | 0 | 0 | 0 | 0 | 0 | 0 | 0 | 0 | 0 | 0 | 0 | 0 | 0 | 0 | 0 | 0 | 0 | 0 | 0 | 0
|  |  | Mob/Demob | 0 | 0 | 0 | 0 | 0 | 0 | 0 | 0 | 0 | 0 | 0 | 0 | 0 | 0 | 0 | 0 | 0 | 40800 | 0 | 0 | 0 | 0 | 0 | 0 | 0 | 0 | 40800 | 0 | 40800
|  |  | Other | 0 | 0 | 0 | 0 | 0 | 0 | 0 | 0 | 0 | 0 | 0 | 0 | 0 | 0 | 0 | 0 | 0 | 0 | 0 | 0 | 0 | 0 | 0 | 0 | 0 | 0 | 0 | 0 | 0
|  | Total construction |  | 0 | 0 | 0 | 0 | 0 | 0 | 0 | 0 | 0 | 0 | 0 | 0 | 0 | 0 | 0 | 4145474.9011 | 3110017.8631 | 471240 | 0 | 0 | 0 | 0 | 0 | 0 | 0 | 0 | 7726732.7642 | 0 | 7726732.7642

## GSB_cost
Powercor REFCLs
Costs: |  |  | GSB
(real 2021 dollars)
Design & Procurement |  |  | 2023
Construction |  |  | 2023
Commissioning |  |  | 2023
|  |  |  | 2019 | 2019 | 2019 | 2020 | 2020 | 2020 | 2021 | 2021 | 2021 | 2022 | 2022 | 2022 | 2023 | 2023 | 2023 | 2024 | 2024 | 2024 | 2025 | 2025 | 2025 | 2019 | 2020 | 2021 | 2022 | 2023 | 2024 | 2025 | Total
|  |  |  | Materials | Labour | Contracts | Materials | Labour | Contracts | Materials | Labour | Contracts | Materials | Labour | Contracts | Materials | Labour | Contracts | Materials | Labour | Contracts | Materials | Labour | Contracts | Total | Total | Total | Total | Total | Total | Total | Total Cost
Design & Procurement
|  |  | Design & Procurement | 0 | 0 | 0 | 0 | 0 | 0 | 0 | 0 | 0 | 0 | 0 | 0 | 0 | 262671.7151 | 0 | 0 | 0 | 0 | 0 | 0 | 0 | 0 | 0 | 0 | 0 | 262671.7151 | 0 | 0 | 262671.7151
Feeder works
|  |  | Surge arrestor sites (single phase) | 0 | 0 | 0 | 0 | 0 | 0 | 0 | 0 | 0 | 0 | 0 | 0 | 0 | 0 | 0 | 0 | 0 | 0 | 0 | 0 | 0 | 0 | 0 | 0 | 0 | 0 | 0 | 0 | 0
|  |  | Surge arrestor sites (three phase) | 0 | 0 | 0 | 0 | 0 | 0 | 0 | 0 | 0 | 0 | 0 | 0 | 0 | 0 | 0 | 0 | 0 | 0 | 0 | 0 | 0 | 0 | 0 | 0 | 0 | 0 | 0 | 0 | 0
|  |  | ACRs | 0 | 0 | 0 | 0 | 0 | 0 | 0 | 0 | 0 | 0 | 0 | 0 | 0 | 0 | 0 | 0 | 0 | 0 | 0 | 0 | 0 | 0 | 0 | 0 | 0 | 0 | 0 | 0 | 0
|  |  | ACR/gas switch control box replacement | 0 | 0 | 0 | 0 | 0 | 0 | 0 | 0 | 0 | 0 | 0 | 0 | 0 | 0 | 0 | 0 | 0 | 0 | 0 | 0 | 0 | 0 | 0 | 0 | 0 | 0 | 0 | 0 | 0
|  |  | Admittance balancing units (single phase) | 0 | 0 | 0 | 0 | 0 | 0 | 0 | 0 | 0 | 0 | 0 | 0 | 0 | 0 | 0 | 0 | 0 | 0 | 0 | 0 | 0 | 0 | 0 | 0 | 0 | 0 | 0 | 0 | 0
|  |  | Admittance balancing units (three phase) | 0 | 0 | 0 | 0 | 0 | 0 | 0 | 0 | 0 | 0 | 0 | 0 | 0 | 0 | 0 | 0 | 0 | 0 | 0 | 0 | 0 | 0 | 0 | 0 | 0 | 0 | 0 | 0 | 0
|  |  | Re-phasing | 0 | 0 | 0 | 0 | 0 | 0 | 0 | 0 | 0 | 0 | 0 | 0 | 0 | 0 | 0 | 0 | 0 | 0 | 0 | 0 | 0 | 0 | 0 | 0 | 0 | 0 | 0 | 0 | 0
|  |  | Fusesavers | 0 | 0 | 0 | 0 | 0 | 0 | 0 | 0 | 0 | 0 | 0 | 0 | 0 | 0 | 0 | 0 | 0 | 0 | 0 | 0 | 0 | 0 | 0 | 0 | 0 | 0 | 0 | 0 | 0
|  |  | HV Regulators upgrade (control box) | 0 | 0 | 0 | 0 | 0 | 0 | 0 | 0 | 0 | 0 | 0 | 0 | 0 | 0 | 0 | 0 | 0 | 0 | 0 | 0 | 0 | 0 | 0 | 0 | 0 | 0 | 0 | 0 | 0
|  |  | HV Regulators upgrade (close delta) | 0 | 0 | 0 | 0 | 0 | 0 | 0 | 0 | 0 | 0 | 0 | 0 | 0 | 0 | 0 | 0 | 0 | 0 | 0 | 0 | 0 | 0 | 0 | 0 | 0 | 0 | 0 | 0 | 0
|  |  | Distribution switchgear (installed) | 0 | 0 | 0 | 0 | 0 | 0 | 0 | 0 | 0 | 0 | 0 | 0 | 0 | 0 | 0 | 0 | 0 | 0 | 0 | 0 | 0 | 0 | 0 | 0 | 0 | 0 | 0 | 0 | 0
|  |  | UG cable replacement | 0 | 0 | 0 | 0 | 0 | 0 | 0 | 0 | 0 | 0 | 0 | 0 | 0 | 0 | 0 | 0 | 0 | 0 | 0 | 0 | 0 | 0 | 0 | 0 | 0 | 0 | 0 | 0 | 0
|  |  | Test Sites | 0 | 0 | 0 | 0 | 0 | 0 | 0 | 0 | 0 | 0 | 0 | 0 | 0 | 0 | 0 | 0 | 0 | 0 | 0 | 0 | 0 | 0 | 0 | 0 | 0 | 0 | 0 | 0 | 0
|  |  | HV Customers (total) | 0 | 0 | 0 | 0 | 0 | 0 | 0 | 0 | 0 | 0 | 0 | 0 | 0 | 0 | 0 | 0 | 0 | 0 | 0 | 0 | 0 | 0 | 0 | 0 | 0 | 0 | 0 | 0 | 0
|  |  | HV Customers (generation signalling) | 0 | 0 | 0 | 0 | 0 | 0 | 0 | 0 | 0 | 0 | 0 | 0 | 0 | 0 | 0 | 0 | 0 | 0 | 0 | 0 | 0 | 0 | 0 | 0 | 0 | 0 | 0 | 0 | 0
|  |  | 22kV feeder works | 0 | 0 | 0 | 0 | 0 | 0 | 0 | 0 | 0 | 0 | 0 | 0 | 612000 | 0 | 0 | 0 | 0 | 0 | 0 | 0 | 0 | 0 | 0 | 0 | 0 | 612000 | 0 | 0 | 612000
|  |  | 66kV Line works (Overhead) | 0 | 0 | 0 | 0 | 0 | 0 | 0 | 0 | 0 | 0 | 0 | 0 | 0 | 0 | 0 | 0 | 0 | 0 | 0 | 0 | 0 | 0 | 0 | 0 | 0 | 0 | 0 | 0 | 0
|  |  | 3rd phase line extension | 0 | 0 | 0 | 0 | 0 | 0 | 0 | 0 | 0 | 0 | 0 | 0 | 0 | 0 | 0 | 0 | 0 | 0 | 0 | 0 | 0 | 0 | 0 | 0 | 0 | 0 | 0 | 0 | 0
|  |  | Asset resilience (Underground) | 0 | 0 | 0 | 0 | 0 | 0 | 0 | 0 | 0 | 0 | 0 | 0 | 0 | 0 | 0 | 0 | 0 | 0 | 0 | 0 | 0 | 0 | 0 | 0 | 0 | 0 | 0 | 0 | 0
|  |  | Distribution Comms | 0 | 0 | 0 | 0 | 0 | 0 | 0 | 0 | 0 | 0 | 0 | 0 | 0 | 0 | 0 | 0 | 0 | 0 | 0 | 0 | 0 | 0 | 0 | 0 | 0 | 0 | 0 | 0 | 0
|  |  | Other distribution materials | 0 | 0 | 0 | 0 | 0 | 0 | 0 | 0 | 0 | 0 | 0 | 0 | 0 | 0 | 0 | 0 | 0 | 0 | 0 | 0 | 0 | 0 | 0 | 0 | 0 | 0 | 0 | 0 | 0
Substation
Primary Plant
|  |  | GFN | 0 | 0 | 0 | 0 | 0 | 0 | 0 | 0 | 0 | 0 | 0 | 0 | 1290638.4354 | 656832.5572 | 45900 | 0 | 0 | 0 | 0 | 0 | 0 | 0 | 0 | 0 | 0 | 1993370.9925 | 0 | 0 | 1993370.9925
|  |  | GFN enclosure | 0 | 0 | 0 | 0 | 0 | 0 | 0 | 0 | 0 | 0 | 0 | 0 | 0 | 0 | 0 | 0 | 0 | 0 | 0 | 0 | 0 | 0 | 0 | 0 | 0 | 0 | 0 | 0 | 0
|  |  | Indoor switch room (incl GFN enclosure and switchboard) | 0 | 0 | 0 | 0 | 0 | 0 | 0 | 0 | 0 | 0 | 0 | 0 | 0 | 0 | 0 | 0 | 0 | 0 | 0 | 0 | 0 | 0 | 0 | 0 | 0 | 0 | 0 | 0 | 0
|  |  | RMU | 0 | 0 | 0 | 0 | 0 | 0 | 0 | 0 | 0 | 0 | 0 | 0 | 74373.925 | 0 | 15300 | 0 | 0 | 0 | 0 | 0 | 0 | 0 | 0 | 0 | 0 | 89673.925 | 0 | 0 | 89673.925
|  |  | 66/22kV transformer | 0 | 0 | 0 | 0 | 0 | 0 | 0 | 0 | 0 | 0 | 0 | 0 | 0 | 0 | 0 | 0 | 0 | 0 | 0 | 0 | 0 | 0 | 0 | 0 | 0 | 0 | 0 | 0 | 0
|  |  | 66kV circuit breaker | 0 | 0 | 0 | 0 | 0 | 0 | 0 | 0 | 0 | 0 | 0 | 0 | 0 | 0 | 0 | 0 | 0 | 0 | 0 | 0 | 0 | 0 | 0 | 0 | 0 | 0 | 0 | 0 | 0
|  |  | 66kV bus extension | 0 | 0 | 0 | 0 | 0 | 0 | 0 | 0 | 0 | 0 | 0 | 0 | 0 | 0 | 0 | 0 | 0 | 0 | 0 | 0 | 0 | 0 | 0 | 0 | 0 | 0 | 0 | 0 | 0
|  |  | Station service transformer (500kVA) | 0 | 0 | 0 | 0 | 0 | 0 | 0 | 0 | 0 | 0 | 0 | 0 | 0 | 0 | 0 | 0 | 0 | 0 | 0 | 0 | 0 | 0 | 0 | 0 | 0 | 0 | 0 | 0 | 0
|  |  | Station service transformer (750kVA) | 0 | 0 | 0 | 0 | 0 | 0 | 0 | 0 | 0 | 0 | 0 | 0 | 0 | 0 | 0 | 0 | 0 | 0 | 0 | 0 | 0 | 0 | 0 | 0 | 0 | 0 | 0 | 0 | 0
|  |  | Cap bank | 0 | 0 | 0 | 0 | 0 | 0 | 0 | 0 | 0 | 0 | 0 | 0 | 0 | 0 | 0 | 0 | 0 | 0 | 0 | 0 | 0 | 0 | 0 | 0 | 0 | 0 | 0 | 0 | 0
|  |  | AC board (Including change over) | 0 | 0 | 0 | 0 | 0 | 0 | 0 | 0 | 0 | 0 | 0 | 0 | 0 | 0 | 0 | 0 | 0 | 0 | 0 | 0 | 0 | 0 | 0 | 0 | 0 | 0 | 0 | 0 | 0
|  |  | Control room | 0 | 0 | 0 | 0 | 0 | 0 | 0 | 0 | 0 | 0 | 0 | 0 | 0 | 0 | 0 | 0 | 0 | 0 | 0 | 0 | 0 | 0 | 0 | 0 | 0 | 0 | 0 | 0 | 0
|  |  | 22kV circuit breaker (outdoor) | 0 | 0 | 0 | 0 | 0 | 0 | 0 | 0 | 0 | 0 | 0 | 0 | 0 | 0 | 0 | 0 | 0 | 0 | 0 | 0 | 0 | 0 | 0 | 0 | 0 | 0 | 0 | 0 | 0
|  |  | Voltage transformer | 0 | 0 | 0 | 0 | 0 | 0 | 0 | 0 | 0 | 0 | 0 | 0 | 0 | 0 | 0 | 0 | 0 | 0 | 0 | 0 | 0 | 0 | 0 | 0 | 0 | 0 | 0 | 0 | 0
|  |  | Current transformer (post type) | 0 | 0 | 0 | 0 | 0 | 0 | 0 | 0 | 0 | 0 | 0 | 0 | 0 | 0 | 0 | 0 | 0 | 0 | 0 | 0 | 0 | 0 | 0 | 0 | 0 | 0 | 0 | 0 | 0
|  |  | Current transformer (core balance type) | 0 | 0 | 0 | 0 | 0 | 0 | 0 | 0 | 0 | 0 | 0 | 0 | 0 | 0 | 0 | 0 | 0 | 0 | 0 | 0 | 0 | 0 | 0 | 0 | 0 | 0 | 0 | 0 | 0
|  |  | Other primary materials | 0 | 0 | 0 | 0 | 0 | 0 | 0 | 0 | 0 | 0 | 0 | 0 | 0 | 0 | 0 | 0 | 0 | 0 | 0 | 0 | 0 | 0 | 0 | 0 | 0 | 0 | 0 | 0 | 0
|  |  | SCADA / Protection & Control/ Comms | 0 | 0 | 0 | 0 | 0 | 0 | 0 | 0 | 0 | 0 | 0 | 0 | 246024 | 0 | 0 | 0 | 0 | 0 | 0 | 0 | 0 | 0 | 0 | 0 | 0 | 246024 | 0 | 0 | 246024
|  |  | Commissioning | 0 | 0 | 0 | 0 | 0 | 0 | 0 | 0 | 0 | 0 | 0 | 0 | 0 | 0 | 0 | 0 | 0 | 0 | 0 | 0 | 0 | 0 | 0 | 0 | 0 | 0 | 0 | 0 | 0
|  |  | ESV observed compliance | 0 | 0 | 0 | 0 | 0 | 0 | 0 | 0 | 0 | 0 | 0 | 0 | 0 | 0 | 0 | 0 | 0 | 0 | 0 | 0 | 0 | 0 | 0 | 0 | 0 | 0 | 0 | 0 | 0
|  |  | Construction delivery & site control | 0 | 0 | 0 | 0 | 0 | 0 | 0 | 0 | 0 | 0 | 0 | 0 | 0 | 0 | 0 | 0 | 0 | 0 | 0 | 0 | 0 | 0 | 0 | 0 | 0 | 0 | 0 | 0 | 0
Contracts
|  |  | Traffic control | 0 | 0 | 0 | 0 | 0 | 0 | 0 | 0 | 0 | 0 | 0 | 0 | 0 | 0 | 0 | 0 | 0 | 0 | 0 | 0 | 0 | 0 | 0 | 0 | 0 | 0 | 0 | 0 | 0
|  |  | Line survey | 0 | 0 | 0 | 0 | 0 | 0 | 0 | 0 | 0 | 0 | 0 | 0 | 0 | 0 | 16320 | 0 | 0 | 0 | 0 | 0 | 0 | 0 | 0 | 0 | 0 | 16320 | 0 | 0 | 16320
|  |  | Civil works | 0 | 0 | 0 | 0 | 0 | 0 | 0 | 0 | 0 | 0 | 0 | 0 | 0 | 0 | 0 | 0 | 0 | 0 | 0 | 0 | 0 | 0 | 0 | 0 | 0 | 0 | 0 | 0 | 0
|  |  | Civil works | 0 | 0 | 0 | 0 | 0 | 0 | 0 | 0 | 0 | 0 | 0 | 0 | 0 | 0 | 40800 | 0 | 0 | 0 | 0 | 0 | 0 | 0 | 0 | 0 | 0 | 40800 | 0 | 0 | 40800
|  |  | Other | 0 | 0 | 0 | 0 | 0 | 0 | 0 | 0 | 0 | 0 | 0 | 0 | 0 | 0 | 0 | 0 | 0 | 0 | 0 | 0 | 0 | 0 | 0 | 0 | 0 | 0 | 0 | 0 | 0
|  | Total construction |  | 0 | 0 | 0 | 0 | 0 | 0 | 0 | 0 | 0 | 0 | 0 | 0 | 2223036.3604 | 919504.2723 | 118320 | 0 | 0 | 0 | 0 | 0 | 0 | 0 | 0 | 0 | 0 | 3260860.6327 | 0 | 0 | 3260860.6327

## BETS_cost
Powercor REFCLs
Costs: |  |  | BETS
(real 2021 dollars)
Design & Procurement |  |  | 2024
Construction |  |  | 2024
Commissioning |  |  | 2024
|  |  |  | 2019 | 2019 | 2019 | 2020 | 2020 | 2020 | 2021 | 2021 | 2021 | 2022 | 2022 | 2022 | 2023 | 2023 | 2023 | 2024 | 2024 | 2024 | 2025 | 2025 | 2025 | 2019 | 2020 | 2021 | 2022 | 2023 | 2024 | 2025 | Total
|  |  |  | Materials | Labour | Contracts | Materials | Labour | Contracts | Materials | Labour | Contracts | Materials | Labour | Contracts | Materials | Labour | Contracts | Materials | Labour | Contracts | Materials | Labour | Contracts | Total | Total | Total | Total | Total | Total | Total | Total Cost
Design & Procurement
|  |  | Design & Procurement (hours) | 0 | 0 | 0 | 0 | 0 | 0 | 0 | 0 | 0 | 0 | 0 | 0 | 0 | 0 | 0 | 0 | 131335.8575 | 0 | 0 | 0 | 0 | 0 | 0 | 0 | 0 | 0 | 131335.8575 | 0 | 131335.8575
Feeder works
|  |  | Surge arrestor sites (single phase) | 0 | 0 | 0 | 0 | 0 | 0 | 0 | 0 | 0 | 0 | 0 | 0 | 0 | 0 | 0 | 0 | 0 | 0 | 0 | 0 | 0 | 0 | 0 | 0 | 0 | 0 | 0 | 0 | 0
|  |  | Surge arrestor sites (three phase) | 0 | 0 | 0 | 0 | 0 | 0 | 0 | 0 | 0 | 0 | 0 | 0 | 0 | 0 | 0 | 0 | 0 | 0 | 0 | 0 | 0 | 0 | 0 | 0 | 0 | 0 | 0 | 0 | 0
|  |  | ACRs | 0 | 0 | 0 | 0 | 0 | 0 | 0 | 0 | 0 | 0 | 0 | 0 | 0 | 0 | 0 | 0 | 0 | 0 | 0 | 0 | 0 | 0 | 0 | 0 | 0 | 0 | 0 | 0 | 0
|  |  | ACR/gas switch control box replacement | 0 | 0 | 0 | 0 | 0 | 0 | 0 | 0 | 0 | 0 | 0 | 0 | 0 | 0 | 0 | 0 | 0 | 0 | 0 | 0 | 0 | 0 | 0 | 0 | 0 | 0 | 0 | 0 | 0
|  |  | Admittance balancing units (single phase) | 0 | 0 | 0 | 0 | 0 | 0 | 0 | 0 | 0 | 0 | 0 | 0 | 0 | 0 | 0 | 0 | 0 | 0 | 0 | 0 | 0 | 0 | 0 | 0 | 0 | 0 | 0 | 0 | 0
|  |  | Admittance balancing units (three phase) | 0 | 0 | 0 | 0 | 0 | 0 | 0 | 0 | 0 | 0 | 0 | 0 | 0 | 0 | 0 | 0 | 0 | 0 | 0 | 0 | 0 | 0 | 0 | 0 | 0 | 0 | 0 | 0 | 0
|  |  | Re-phasing | 0 | 0 | 0 | 0 | 0 | 0 | 0 | 0 | 0 | 0 | 0 | 0 | 0 | 0 | 0 | 0 | 0 | 0 | 0 | 0 | 0 | 0 | 0 | 0 | 0 | 0 | 0 | 0 | 0
|  |  | Fusesavers | 0 | 0 | 0 | 0 | 0 | 0 | 0 | 0 | 0 | 0 | 0 | 0 | 0 | 0 | 0 | 0 | 0 | 0 | 0 | 0 | 0 | 0 | 0 | 0 | 0 | 0 | 0 | 0 | 0
|  |  | HV Regulators upgrade (control box) | 0 | 0 | 0 | 0 | 0 | 0 | 0 | 0 | 0 | 0 | 0 | 0 | 0 | 0 | 0 | 0 | 0 | 0 | 0 | 0 | 0 | 0 | 0 | 0 | 0 | 0 | 0 | 0 | 0
|  |  | HV Regulators upgrade (close delta) | 0 | 0 | 0 | 0 | 0 | 0 | 0 | 0 | 0 | 0 | 0 | 0 | 0 | 0 | 0 | 0 | 0 | 0 | 0 | 0 | 0 | 0 | 0 | 0 | 0 | 0 | 0 | 0 | 0
|  |  | Distribution switchgear (installed) | 0 | 0 | 0 | 0 | 0 | 0 | 0 | 0 | 0 | 0 | 0 | 0 | 0 | 0 | 0 | 0 | 0 | 0 | 0 | 0 | 0 | 0 | 0 | 0 | 0 | 0 | 0 | 0 | 0
|  |  | UG cable replacement | 0 | 0 | 0 | 0 | 0 | 0 | 0 | 0 | 0 | 0 | 0 | 0 | 0 | 0 | 0 | 283805.7516 | 0 | 0 | 0 | 0 | 0 | 0 | 0 | 0 | 0 | 0 | 283805.7516 | 0 | 283805.7516
|  |  | Test Sites | 0 | 0 | 0 | 0 | 0 | 0 | 0 | 0 | 0 | 0 | 0 | 0 | 0 | 0 | 0 | 0 | 0 | 0 | 0 | 0 | 0 | 0 | 0 | 0 | 0 | 0 | 0 | 0 | 0
|  |  | HV Customers (total) | 0 | 0 | 0 | 0 | 0 | 0 | 0 | 0 | 0 | 0 | 0 | 0 | 0 | 0 | 0 | 0 | 0 | 0 | 0 | 0 | 0 | 0 | 0 | 0 | 0 | 0 | 0 | 0 | 0
|  |  | HV Customers (generation signalling) | 0 | 0 | 0 | 0 | 0 | 0 | 0 | 0 | 0 | 0 | 0 | 0 | 0 | 0 | 0 | 0 | 0 | 0 | 0 | 0 | 0 | 0 | 0 | 0 | 0 | 0 | 0 | 0 | 0
|  |  | 22kV feeder works | 0 | 0 | 0 | 0 | 0 | 0 | 0 | 0 | 0 | 0 | 0 | 0 | 0 | 0 | 0 | 306000 | 0 | 0 | 0 | 0 | 0 | 0 | 0 | 0 | 0 | 0 | 306000 | 0 | 306000
|  |  | 66kV Line works (Overhead) | 0 | 0 | 0 | 0 | 0 | 0 | 0 | 0 | 0 | 0 | 0 | 0 | 0 | 0 | 0 | 0 | 0 | 0 | 0 | 0 | 0 | 0 | 0 | 0 | 0 | 0 | 0 | 0 | 0
|  |  | 3rd phase line extension | 0 | 0 | 0 | 0 | 0 | 0 | 0 | 0 | 0 | 0 | 0 | 0 | 0 | 0 | 0 | 0 | 0 | 0 | 0 | 0 | 0 | 0 | 0 | 0 | 0 | 0 | 0 | 0 | 0
|  |  | Asset resilience (Underground) | 0 | 0 | 0 | 0 | 0 | 0 | 0 | 0 | 0 | 0 | 0 | 0 | 0 | 0 | 0 | 0 | 0 | 0 | 0 | 0 | 0 | 0 | 0 | 0 | 0 | 0 | 0 | 0 | 0
|  |  | Distribution Comms | 0 | 0 | 0 | 0 | 0 | 0 | 0 | 0 | 0 | 0 | 0 | 0 | 0 | 0 | 0 | 0 | 0 | 0 | 0 | 0 | 0 | 0 | 0 | 0 | 0 | 0 | 0 | 0 | 0
|  |  | Other distribution materials - Isolating Transformer (6MVA) | 0 | 0 | 0 | 0 | 0 | 0 | 0 | 0 | 0 | 0 | 0 | 0 | 0 | 0 | 0 | 1224000 | 299998.4434 | 0 | 0 | 0 | 0 | 0 | 0 | 0 | 0 | 0 | 1523998.4434 | 0 | 1523998.4434
Substation
Primary Plant
|  |  | GFN | 0 | 0 | 0 | 0 | 0 | 0 | 0 | 0 | 0 | 0 | 0 | 0 | 0 | 0 | 0 | 0 | 0 | 0 | 0 | 0 | 0 | 0 | 0 | 0 | 0 | 0 | 0 | 0 | 0
|  |  | GFN enclosure | 0 | 0 | 0 | 0 | 0 | 0 | 0 | 0 | 0 | 0 | 0 | 0 | 0 | 0 | 0 | 0 | 0 | 0 | 0 | 0 | 0 | 0 | 0 | 0 | 0 | 0 | 0 | 0 | 0
|  |  | Indoor switch room (incl GFN enclosure and switchboard) | 0 | 0 | 0 | 0 | 0 | 0 | 0 | 0 | 0 | 0 | 0 | 0 | 0 | 0 | 0 | 0 | 0 | 0 | 0 | 0 | 0 | 0 | 0 | 0 | 0 | 0 | 0 | 0 | 0
|  |  | RMU | 0 | 0 | 0 | 0 | 0 | 0 | 0 | 0 | 0 | 0 | 0 | 0 | 0 | 0 | 0 | 0 | 0 | 0 | 0 | 0 | 0 | 0 | 0 | 0 | 0 | 0 | 0 | 0 | 0
|  |  | 66/22kV transformer | 0 | 0 | 0 | 0 | 0 | 0 | 0 | 0 | 0 | 0 | 0 | 0 | 0 | 0 | 0 | 0 | 0 | 0 | 0 | 0 | 0 | 0 | 0 | 0 | 0 | 0 | 0 | 0 | 0
|  |  | 66kV circuit breaker | 0 | 0 | 0 | 0 | 0 | 0 | 0 | 0 | 0 | 0 | 0 | 0 | 0 | 0 | 0 | 0 | 0 | 0 | 0 | 0 | 0 | 0 | 0 | 0 | 0 | 0 | 0 | 0 | 0
|  |  | 66kV bus extension | 0 | 0 | 0 | 0 | 0 | 0 | 0 | 0 | 0 | 0 | 0 | 0 | 0 | 0 | 0 | 0 | 0 | 0 | 0 | 0 | 0 | 0 | 0 | 0 | 0 | 0 | 0 | 0 | 0
|  |  | Station service transformer (500kVA) | 0 | 0 | 0 | 0 | 0 | 0 | 0 | 0 | 0 | 0 | 0 | 0 | 0 | 0 | 0 | 0 | 0 | 0 | 0 | 0 | 0 | 0 | 0 | 0 | 0 | 0 | 0 | 0 | 0
|  |  | Station service transformer (750kVA) | 0 | 0 | 0 | 0 | 0 | 0 | 0 | 0 | 0 | 0 | 0 | 0 | 0 | 0 | 0 | 0 | 0 | 0 | 0 | 0 | 0 | 0 | 0 | 0 | 0 | 0 | 0 | 0 | 0
|  |  | Cap bank | 0 | 0 | 0 | 0 | 0 | 0 | 0 | 0 | 0 | 0 | 0 | 0 | 0 | 0 | 0 | 0 | 0 | 0 | 0 | 0 | 0 | 0 | 0 | 0 | 0 | 0 | 0 | 0 | 0
|  |  | AC board (Including change over) | 0 | 0 | 0 | 0 | 0 | 0 | 0 | 0 | 0 | 0 | 0 | 0 | 0 | 0 | 0 | 0 | 0 | 0 | 0 | 0 | 0 | 0 | 0 | 0 | 0 | 0 | 0 | 0 | 0
|  |  | Control room | 0 | 0 | 0 | 0 | 0 | 0 | 0 | 0 | 0 | 0 | 0 | 0 | 0 | 0 | 0 | 0 | 0 | 0 | 0 | 0 | 0 | 0 | 0 | 0 | 0 | 0 | 0 | 0 | 0
|  |  | 22kV circuit breaker (outdoor) | 0 | 0 | 0 | 0 | 0 | 0 | 0 | 0 | 0 | 0 | 0 | 0 | 0 | 0 | 0 | 0 | 0 | 0 | 0 | 0 | 0 | 0 | 0 | 0 | 0 | 0 | 0 | 0 | 0
|  |  | Voltage transformer | 0 | 0 | 0 | 0 | 0 | 0 | 0 | 0 | 0 | 0 | 0 | 0 | 0 | 0 | 0 | 0 | 0 | 0 | 0 | 0 | 0 | 0 | 0 | 0 | 0 | 0 | 0 | 0 | 0
|  |  | Current transformer (post type) | 0 | 0 | 0 | 0 | 0 | 0 | 0 | 0 | 0 | 0 | 0 | 0 | 0 | 0 | 0 | 0 | 0 | 0 | 0 | 0 | 0 | 0 | 0 | 0 | 0 | 0 | 0 | 0 | 0
|  |  | Current transformer (core balance type) | 0 | 0 | 0 | 0 | 0 | 0 | 0 | 0 | 0 | 0 | 0 | 0 | 0 | 0 | 0 | 0 | 0 | 0 | 0 | 0 | 0 | 0 | 0 | 0 | 0 | 0 | 0 | 0 | 0
|  |  | Other primary materials | 0 | 0 | 0 | 0 | 0 | 0 | 0 | 0 | 0 | 0 | 0 | 0 | 0 | 0 | 0 | 0 | 0 | 0 | 0 | 0 | 0 | 0 | 0 | 0 | 0 | 0 | 0 | 0 | 0
|  |  | SCADA / Protection & Control/ Comms | 0 | 0 | 0 | 0 | 0 | 0 | 0 | 0 | 0 | 0 | 0 | 0 | 0 | 0 | 0 | 0 | 0 | 0 | 0 | 0 | 0 | 0 | 0 | 0 | 0 | 0 | 0 | 0 | 0
|  |  | Commissioning | 0 | 0 | 0 | 0 | 0 | 0 | 0 | 0 | 0 | 0 | 0 | 0 | 0 | 0 | 0 | 0 | 0 | 0 | 0 | 0 | 0 | 0 | 0 | 0 | 0 | 0 | 0 | 0 | 0
|  |  | ESV observed compliance | 0 | 0 | 0 | 0 | 0 | 0 | 0 | 0 | 0 | 0 | 0 | 0 | 0 | 0 | 0 | 0 | 0 | 0 | 0 | 0 | 0 | 0 | 0 | 0 | 0 | 0 | 0 | 0 | 0
|  |  | Construction delivery & site control | 0 | 0 | 0 | 0 | 0 | 0 | 0 | 0 | 0 | 0 | 0 | 0 | 0 | 0 | 0 | 0 | 0 | 0 | 0 | 0 | 0 | 0 | 0 | 0 | 0 | 0 | 0 | 0 | 0
Contracts
|  |  | Traffic control | 0 | 0 | 0 | 0 | 0 | 0 | 0 | 0 | 0 | 0 | 0 | 0 | 0 | 0 | 0 | 0 | 0 | 0 | 0 | 0 | 0 | 0 | 0 | 0 | 0 | 0 | 0 | 0 | 0
|  |  | Line survey | 0 | 0 | 0 | 0 | 0 | 0 | 0 | 0 | 0 | 0 | 0 | 0 | 0 | 0 | 0 | 0 | 0 | 0 | 0 | 0 | 0 | 0 | 0 | 0 | 0 | 0 | 0 | 0 | 0
|  |  | Civil works | 0 | 0 | 0 | 0 | 0 | 0 | 0 | 0 | 0 | 0 | 0 | 0 | 0 | 0 | 0 | 0 | 0 | 0 | 0 | 0 | 0 | 0 | 0 | 0 | 0 | 0 | 0 | 0 | 0
|  |  | Mob/Demob | 0 | 0 | 0 | 0 | 0 | 0 | 0 | 0 | 0 | 0 | 0 | 0 | 0 | 0 | 0 | 0 | 0 | 0 | 0 | 0 | 0 | 0 | 0 | 0 | 0 | 0 | 0 | 0 | 0
|  |  | Other - Land Acquisition | 0 | 0 | 0 | 0 | 0 | 0 | 0 | 0 | 0 | 0 | 0 | 0 | 0 | 0 | 0 | 0 | 0 | 300000 | 0 | 0 | 0 | 0 | 0 | 0 | 0 | 0 | 300000 | 0 | 300000
|  | Total construction |  | 0 | 0 | 0 | 0 | 0 | 0 | 0 | 0 | 0 | 0 | 0 | 0 | 0 | 0 | 0 | 1813805.7516 | 431334.3009 | 300000 | 0 | 0 | 0 | 0 | 0 | 0 | 0 | 0 | 2545140.0525 | 0 | 2545140.0525

## BGO_cost
Powercor REFCLs
Costs: |  |  | BGO
(real 2021 dollars)
Design & Procurement |  |  | 2024
Construction |  |  | 2024
Commissioning |  |  | 2024
|  |  |  | 2019 | 2019 | 2019 | 2020 | 2020 | 2020 | 2021 | 2021 | 2021 | 2022 | 2022 | 2022 | 2023 | 2023 | 2023 | 2024 | 2024 | 2024 | 2025 | 2025 | 2025 | 2019 | 2020 | 2021 | 2022 | 2023 | 2024 | 2025 | Total
|  |  |  | Materials | Labour | Contracts | Materials | Labour | Contracts | Materials | Labour | Contracts | Materials | Labour | Contracts | Materials | Labour | Contracts | Materials | Labour | Contracts | Materials | Labour | Contracts | Total | Total | Total | Total | Total | Total | Total | Total Cost
Design & Procurement
|  |  | Design & Procurement | 0 | 0 | 0 | 0 | 0 | 0 | 0 | 0 | 0 | 0 | 0 | 0 | 0 | 0 | 0 | 0 | 131335.8575 | 0 | 0 | 0 | 0 | 0 | 0 | 0 | 0 | 0 | 131335.8575 | 0 | 131335.8575
Feeder works
|  |  | Surge arrestor sites (single phase) | 0 | 0 | 0 | 0 | 0 | 0 | 0 | 0 | 0 | 0 | 0 | 0 | 0 | 0 | 0 | 0 | 0 | 0 | 0 | 0 | 0 | 0 | 0 | 0 | 0 | 0 | 0 | 0 | 0
|  |  | Surge arrestor sites (three phase) | 0 | 0 | 0 | 0 | 0 | 0 | 0 | 0 | 0 | 0 | 0 | 0 | 0 | 0 | 0 | 0 | 0 | 0 | 0 | 0 | 0 | 0 | 0 | 0 | 0 | 0 | 0 | 0 | 0
|  |  | ACRs | 0 | 0 | 0 | 0 | 0 | 0 | 0 | 0 | 0 | 0 | 0 | 0 | 0 | 0 | 0 | 0 | 0 | 0 | 0 | 0 | 0 | 0 | 0 | 0 | 0 | 0 | 0 | 0 | 0
|  |  | ACR/gas switch control box replacement | 0 | 0 | 0 | 0 | 0 | 0 | 0 | 0 | 0 | 0 | 0 | 0 | 0 | 0 | 0 | 0 | 0 | 0 | 0 | 0 | 0 | 0 | 0 | 0 | 0 | 0 | 0 | 0 | 0
|  |  | Admittance balancing units (single phase) | 0 | 0 | 0 | 0 | 0 | 0 | 0 | 0 | 0 | 0 | 0 | 0 | 0 | 0 | 0 | 0 | 0 | 0 | 0 | 0 | 0 | 0 | 0 | 0 | 0 | 0 | 0 | 0 | 0
|  |  | Admittance balancing units (three phase) | 0 | 0 | 0 | 0 | 0 | 0 | 0 | 0 | 0 | 0 | 0 | 0 | 0 | 0 | 0 | 0 | 0 | 0 | 0 | 0 | 0 | 0 | 0 | 0 | 0 | 0 | 0 | 0 | 0
|  |  | Re-phasing | 0 | 0 | 0 | 0 | 0 | 0 | 0 | 0 | 0 | 0 | 0 | 0 | 0 | 0 | 0 | 0 | 0 | 0 | 0 | 0 | 0 | 0 | 0 | 0 | 0 | 0 | 0 | 0 | 0
|  |  | Fusesavers | 0 | 0 | 0 | 0 | 0 | 0 | 0 | 0 | 0 | 0 | 0 | 0 | 0 | 0 | 0 | 0 | 0 | 0 | 0 | 0 | 0 | 0 | 0 | 0 | 0 | 0 | 0 | 0 | 0
|  |  | HV Regulators upgrade (control box) | 0 | 0 | 0 | 0 | 0 | 0 | 0 | 0 | 0 | 0 | 0 | 0 | 0 | 0 | 0 | 0 | 0 | 0 | 0 | 0 | 0 | 0 | 0 | 0 | 0 | 0 | 0 | 0 | 0
|  |  | HV Regulators upgrade (close delta) | 0 | 0 | 0 | 0 | 0 | 0 | 0 | 0 | 0 | 0 | 0 | 0 | 0 | 0 | 0 | 0 | 0 | 0 | 0 | 0 | 0 | 0 | 0 | 0 | 0 | 0 | 0 | 0 | 0
|  |  | Distribution switchgear (installed) | 0 | 0 | 0 | 0 | 0 | 0 | 0 | 0 | 0 | 0 | 0 | 0 | 0 | 0 | 0 | 0 | 0 | 0 | 0 | 0 | 0 | 0 | 0 | 0 | 0 | 0 | 0 | 0 | 0
|  |  | UG cable replacement | 0 | 0 | 0 | 0 | 0 | 0 | 0 | 0 | 0 | 0 | 0 | 0 | 0 | 0 | 0 | 0 | 0 | 0 | 0 | 0 | 0 | 0 | 0 | 0 | 0 | 0 | 0 | 0 | 0
|  |  | Test Sites | 0 | 0 | 0 | 0 | 0 | 0 | 0 | 0 | 0 | 0 | 0 | 0 | 0 | 0 | 0 | 0 | 0 | 0 | 0 | 0 | 0 | 0 | 0 | 0 | 0 | 0 | 0 | 0 | 0
|  |  | HV Customers (total) | 0 | 0 | 0 | 0 | 0 | 0 | 0 | 0 | 0 | 0 | 0 | 0 | 0 | 0 | 0 | 0 | 0 | 0 | 0 | 0 | 0 | 0 | 0 | 0 | 0 | 0 | 0 | 0 | 0
|  |  | HV Customers (generation signalling) | 0 | 0 | 0 | 0 | 0 | 0 | 0 | 0 | 0 | 0 | 0 | 0 | 0 | 0 | 0 | 0 | 0 | 0 | 0 | 0 | 0 | 0 | 0 | 0 | 0 | 0 | 0 | 0 | 0
|  |  | 22kV feeder works | 0 | 0 | 0 | 0 | 0 | 0 | 0 | 0 | 0 | 0 | 0 | 0 | 0 | 0 | 0 | 612000 | 489337.4806 | 0 | 0 | 0 | 0 | 0 | 0 | 0 | 0 | 0 | 1101337.4806 | 0 | 1101337.4806
|  |  | 66kV Line works (Overhead) | 0 | 0 | 0 | 0 | 0 | 0 | 0 | 0 | 0 | 0 | 0 | 0 | 0 | 0 | 0 | 0 | 0 | 0 | 0 | 0 | 0 | 0 | 0 | 0 | 0 | 0 | 0 | 0 | 0
|  |  | 3rd phase line extension | 0 | 0 | 0 | 0 | 0 | 0 | 0 | 0 | 0 | 0 | 0 | 0 | 0 | 0 | 0 | 0 | 0 | 0 | 0 | 0 | 0 | 0 | 0 | 0 | 0 | 0 | 0 | 0 | 0
|  |  | Asset resilience (Underground) | 0 | 0 | 0 | 0 | 0 | 0 | 0 | 0 | 0 | 0 | 0 | 0 | 0 | 0 | 0 | 0 | 0 | 0 | 0 | 0 | 0 | 0 | 0 | 0 | 0 | 0 | 0 | 0 | 0
|  |  | Distribution Comms | 0 | 0 | 0 | 0 | 0 | 0 | 0 | 0 | 0 | 0 | 0 | 0 | 0 | 0 | 0 | 0 | 0 | 0 | 0 | 0 | 0 | 0 | 0 | 0 | 0 | 0 | 0 | 0 | 0
|  |  | Other distribution materials | 0 | 0 | 0 | 0 | 0 | 0 | 0 | 0 | 0 | 0 | 0 | 0 | 0 | 0 | 0 | 0 | 0 | 0 | 0 | 0 | 0 | 0 | 0 | 0 | 0 | 0 | 0 | 0 | 0
Substation
Primary Plant
|  |  | GFN | 0 | 0 | 0 | 0 | 0 | 0 | 0 | 0 | 0 | 0 | 0 | 0 | 0 | 0 | 0 | 0 | 0 | 0 | 0 | 0 | 0 | 0 | 0 | 0 | 0 | 0 | 0 | 0 | 0
|  |  | GFN enclosure | 0 | 0 | 0 | 0 | 0 | 0 | 0 | 0 | 0 | 0 | 0 | 0 | 0 | 0 | 0 | 0 | 0 | 0 | 0 | 0 | 0 | 0 | 0 | 0 | 0 | 0 | 0 | 0 | 0
|  |  | Indoor switch room (incl GFN enclosure and switchboard) | 0 | 0 | 0 | 0 | 0 | 0 | 0 | 0 | 0 | 0 | 0 | 0 | 0 | 0 | 0 | 0 | 0 | 0 | 0 | 0 | 0 | 0 | 0 | 0 | 0 | 0 | 0 | 0 | 0
|  |  | RMU | 0 | 0 | 0 | 0 | 0 | 0 | 0 | 0 | 0 | 0 | 0 | 0 | 0 | 0 | 0 | 0 | 0 | 0 | 0 | 0 | 0 | 0 | 0 | 0 | 0 | 0 | 0 | 0 | 0
|  |  | 66/22kV transformer | 0 | 0 | 0 | 0 | 0 | 0 | 0 | 0 | 0 | 0 | 0 | 0 | 0 | 0 | 0 | 0 | 0 | 0 | 0 | 0 | 0 | 0 | 0 | 0 | 0 | 0 | 0 | 0 | 0
|  |  | 66kV circuit breaker | 0 | 0 | 0 | 0 | 0 | 0 | 0 | 0 | 0 | 0 | 0 | 0 | 0 | 0 | 0 | 0 | 0 | 0 | 0 | 0 | 0 | 0 | 0 | 0 | 0 | 0 | 0 | 0 | 0
|  |  | 66kV bus extension | 0 | 0 | 0 | 0 | 0 | 0 | 0 | 0 | 0 | 0 | 0 | 0 | 0 | 0 | 0 | 0 | 0 | 0 | 0 | 0 | 0 | 0 | 0 | 0 | 0 | 0 | 0 | 0 | 0
|  |  | Station service transformer (500kVA) | 0 | 0 | 0 | 0 | 0 | 0 | 0 | 0 | 0 | 0 | 0 | 0 | 0 | 0 | 0 | 0 | 0 | 0 | 0 | 0 | 0 | 0 | 0 | 0 | 0 | 0 | 0 | 0 | 0
|  |  | Station service transformer (750kVA) | 0 | 0 | 0 | 0 | 0 | 0 | 0 | 0 | 0 | 0 | 0 | 0 | 0 | 0 | 0 | 0 | 0 | 0 | 0 | 0 | 0 | 0 | 0 | 0 | 0 | 0 | 0 | 0 | 0
|  |  | Cap bank | 0 | 0 | 0 | 0 | 0 | 0 | 0 | 0 | 0 | 0 | 0 | 0 | 0 | 0 | 0 | 0 | 0 | 0 | 0 | 0 | 0 | 0 | 0 | 0 | 0 | 0 | 0 | 0 | 0
|  |  | AC board (Including change over) | 0 | 0 | 0 | 0 | 0 | 0 | 0 | 0 | 0 | 0 | 0 | 0 | 0 | 0 | 0 | 0 | 0 | 0 | 0 | 0 | 0 | 0 | 0 | 0 | 0 | 0 | 0 | 0 | 0
|  |  | Control room | 0 | 0 | 0 | 0 | 0 | 0 | 0 | 0 | 0 | 0 | 0 | 0 | 0 | 0 | 0 | 0 | 0 | 0 | 0 | 0 | 0 | 0 | 0 | 0 | 0 | 0 | 0 | 0 | 0
|  |  | 22kV circuit breaker (outdoor) | 0 | 0 | 0 | 0 | 0 | 0 | 0 | 0 | 0 | 0 | 0 | 0 | 0 | 0 | 0 | 0 | 0 | 0 | 0 | 0 | 0 | 0 | 0 | 0 | 0 | 0 | 0 | 0 | 0
|  |  | Voltage transformer | 0 | 0 | 0 | 0 | 0 | 0 | 0 | 0 | 0 | 0 | 0 | 0 | 0 | 0 | 0 | 0 | 0 | 0 | 0 | 0 | 0 | 0 | 0 | 0 | 0 | 0 | 0 | 0 | 0
|  |  | Current transformer (post type) | 0 | 0 | 0 | 0 | 0 | 0 | 0 | 0 | 0 | 0 | 0 | 0 | 0 | 0 | 0 | 0 | 0 | 0 | 0 | 0 | 0 | 0 | 0 | 0 | 0 | 0 | 0 | 0 | 0
|  |  | Current transformer (core balance type) | 0 | 0 | 0 | 0 | 0 | 0 | 0 | 0 | 0 | 0 | 0 | 0 | 0 | 0 | 0 | 0 | 0 | 0 | 0 | 0 | 0 | 0 | 0 | 0 | 0 | 0 | 0 | 0 | 0
|  |  | Other primary materials | 0 | 0 | 0 | 0 | 0 | 0 | 0 | 0 | 0 | 0 | 0 | 0 | 0 | 0 | 0 | 0 | 0 | 0 | 0 | 0 | 0 | 0 | 0 | 0 | 0 | 0 | 0 | 0 | 0
|  |  | SCADA / Protection & Control/ Comms | 0 | 0 | 0 | 0 | 0 | 0 | 0 | 0 | 0 | 0 | 0 | 0 | 0 | 0 | 0 | 0 | 0 | 0 | 0 | 0 | 0 | 0 | 0 | 0 | 0 | 0 | 0 | 0 | 0
|  |  | Commissioning | 0 | 0 | 0 | 0 | 0 | 0 | 0 | 0 | 0 | 0 | 0 | 0 | 0 | 0 | 0 | 0 | 0 | 0 | 0 | 0 | 0 | 0 | 0 | 0 | 0 | 0 | 0 | 0 | 0
|  |  | ESV observed compliance | 0 | 0 | 0 | 0 | 0 | 0 | 0 | 0 | 0 | 0 | 0 | 0 | 0 | 0 | 0 | 0 | 0 | 0 | 0 | 0 | 0 | 0 | 0 | 0 | 0 | 0 | 0 | 0 | 0
|  |  | Construction delivery & site control | 0 | 0 | 0 | 0 | 0 | 0 | 0 | 0 | 0 | 0 | 0 | 0 | 0 | 0 | 0 | 0 | 0 | 0 | 0 | 0 | 0 | 0 | 0 | 0 | 0 | 0 | 0 | 0 | 0
Contracts
|  |  | Traffic control | 0 | 0 | 0 | 0 | 0 | 0 | 0 | 0 | 0 | 0 | 0 | 0 | 0 | 0 | 0 | 0 | 0 | 0 | 0 | 0 | 0 | 0 | 0 | 0 | 0 | 0 | 0 | 0 | 0
|  |  | Line survey | 0 | 0 | 0 | 0 | 0 | 0 | 0 | 0 | 0 | 0 | 0 | 0 | 0 | 0 | 0 | 0 | 0 | 0 | 0 | 0 | 0 | 0 | 0 | 0 | 0 | 0 | 0 | 0 | 0
|  |  | Civil works | 0 | 0 | 0 | 0 | 0 | 0 | 0 | 0 | 0 | 0 | 0 | 0 | 0 | 0 | 0 | 0 | 0 | 0 | 0 | 0 | 0 | 0 | 0 | 0 | 0 | 0 | 0 | 0 | 0
|  |  | Civil works | 0 | 0 | 0 | 0 | 0 | 0 | 0 | 0 | 0 | 0 | 0 | 0 | 0 | 0 | 0 | 0 | 0 | 0 | 0 | 0 | 0 | 0 | 0 | 0 | 0 | 0 | 0 | 0 | 0
|  |  | Other | 0 | 0 | 0 | 0 | 0 | 0 | 0 | 0 | 0 | 0 | 0 | 0 | 0 | 0 | 0 | 0 | 0 | 0 | 0 | 0 | 0 | 0 | 0 | 0 | 0 | 0 | 0 | 0 | 0
|  | Total construction |  | 0 | 0 | 0 | 0 | 0 | 0 | 0 | 0 | 0 | 0 | 0 | 0 | 0 | 0 | 0 | 612000 | 620673.3382 | 0 | 0 | 0 | 0 | 0 | 0 | 0 | 0 | 0 | 1232673.3382 | 0 | 1232673.3382

## WIN_cost
Powercor REFCLs
Costs: |  |  | WIN
(real 2021 dollars)
Design & Procurement |  |  | 2022
Construction |  |  | 2023
Commissioning |  |  | 2023
|  |  |  | 2019 | 2019 | 2019 | 2020 | 2020 | 2020 | 2021 | 2021 | 2021 | 2022 | 2022 | 2022 | 2023 | 2023 | 2023 | 2024 | 2024 | 2024 | 2025 | 2025 | 2025 | 2019 | 2020 | 2021 | 2022 | 2023 | 2024 | 2025 | Total
|  |  |  | Materials | Labour | Contracts | Materials | Labour | Contracts | Materials | Labour | Contracts | Materials | Labour | Contracts | Materials | Labour | Contracts | Materials | Labour | Contracts | Materials | Labour | Contracts | Total | Total | Total | Total | Total | Total | Total | Total Cost
Design & Procurement
|  |  | Design & Procurement (hours) | 0 | 0 | 0 | 0 | 0 | 0 | 0 | 0 | 0 | 0 | 0 | 0 | 0 | 757872.4895 | 0 | 0 | 0 | 0 | 0 | 0 | 0 | 0 | 0 | 0 | 0 | 757872.4895 | 0 | 0 | 757872.4895
Feeder works
|  |  | Surge arrestor sites (single phase) | 0 | 0 | 0 | 0 | 0 | 0 | 0 | 0 | 0 | 0 | 0 | 0 | 0 | 0 | 0 | 0 | 0 | 0 | 0 | 0 | 0 | 0 | 0 | 0 | 0 | 0 | 0 | 0 | 0
|  |  | Surge arrestor sites (three phase) | 0 | 0 | 0 | 0 | 0 | 0 | 0 | 0 | 0 | 0 | 0 | 0 | 0 | 0 | 0 | 0 | 0 | 0 | 0 | 0 | 0 | 0 | 0 | 0 | 0 | 0 | 0 | 0 | 0
|  |  | ACRs | 0 | 0 | 0 | 0 | 0 | 0 | 0 | 0 | 0 | 0 | 0 | 0 | 0 | 0 | 0 | 0 | 0 | 0 | 0 | 0 | 0 | 0 | 0 | 0 | 0 | 0 | 0 | 0 | 0
|  |  | ACR/gas switch control box replacement | 0 | 0 | 0 | 0 | 0 | 0 | 0 | 0 | 0 | 0 | 0 | 0 | 0 | 0 | 0 | 0 | 0 | 0 | 0 | 0 | 0 | 0 | 0 | 0 | 0 | 0 | 0 | 0 | 0
|  |  | Admittance balancing units (single phase) | 0 | 0 | 0 | 0 | 0 | 0 | 0 | 0 | 0 | 0 | 0 | 0 | 0 | 0 | 0 | 0 | 0 | 0 | 0 | 0 | 0 | 0 | 0 | 0 | 0 | 0 | 0 | 0 | 0
|  |  | Admittance balancing units (three phase) | 0 | 0 | 0 | 0 | 0 | 0 | 0 | 0 | 0 | 0 | 0 | 0 | 0 | 0 | 0 | 0 | 0 | 0 | 0 | 0 | 0 | 0 | 0 | 0 | 0 | 0 | 0 | 0 | 0
|  |  | Re-phasing | 0 | 0 | 0 | 0 | 0 | 0 | 0 | 0 | 0 | 0 | 0 | 0 | 0 | 0 | 0 | 0 | 0 | 0 | 0 | 0 | 0 | 0 | 0 | 0 | 0 | 0 | 0 | 0 | 0
|  |  | Fusesavers | 0 | 0 | 0 | 0 | 0 | 0 | 0 | 0 | 0 | 0 | 0 | 0 | 0 | 0 | 0 | 0 | 0 | 0 | 0 | 0 | 0 | 0 | 0 | 0 | 0 | 0 | 0 | 0 | 0
|  |  | HV Regulators upgrade (control box) | 0 | 0 | 0 | 0 | 0 | 0 | 0 | 0 | 0 | 0 | 0 | 0 | 0 | 0 | 0 | 0 | 0 | 0 | 0 | 0 | 0 | 0 | 0 | 0 | 0 | 0 | 0 | 0 | 0
|  |  | HV Regulators upgrade (close delta) | 0 | 0 | 0 | 0 | 0 | 0 | 0 | 0 | 0 | 0 | 0 | 0 | 0 | 0 | 0 | 0 | 0 | 0 | 0 | 0 | 0 | 0 | 0 | 0 | 0 | 0 | 0 | 0 | 0
|  |  | Distribution switchgear (installed) | 0 | 0 | 0 | 0 | 0 | 0 | 0 | 0 | 0 | 0 | 0 | 0 | 0 | 0 | 0 | 0 | 0 | 0 | 0 | 0 | 0 | 0 | 0 | 0 | 0 | 0 | 0 | 0 | 0
|  |  | UG cable replacement | 0 | 0 | 0 | 0 | 0 | 0 | 0 | 0 | 0 | 0 | 0 | 0 | 0 | 0 | 0 | 0 | 0 | 0 | 0 | 0 | 0 | 0 | 0 | 0 | 0 | 0 | 0 | 0 | 0
|  |  | Test Sites | 0 | 0 | 0 | 0 | 0 | 0 | 0 | 0 | 0 | 0 | 0 | 0 | 0 | 0 | 0 | 0 | 0 | 0 | 0 | 0 | 0 | 0 | 0 | 0 | 0 | 0 | 0 | 0 | 0
|  |  | HV Customers (total) | 0 | 0 | 0 | 0 | 0 | 0 | 0 | 0 | 0 | 0 | 0 | 0 | 0 | 0 | 0 | 0 | 0 | 0 | 0 | 0 | 0 | 0 | 0 | 0 | 0 | 0 | 0 | 0 | 0
|  |  | HV Customers (generation signalling) | 0 | 0 | 0 | 0 | 0 | 0 | 0 | 0 | 0 | 0 | 0 | 0 | 0 | 0 | 0 | 0 | 0 | 0 | 0 | 0 | 0 | 0 | 0 | 0 | 0 | 0 | 0 | 0 | 0
|  |  | 22kV feeder works | 0 | 0 | 0 | 0 | 0 | 0 | 0 | 0 | 0 | 0 | 0 | 0 | 306000 | 0 | 0 | 0 | 0 | 0 | 0 | 0 | 0 | 0 | 0 | 0 | 0 | 306000 | 0 | 0 | 306000
|  |  | 66kV Line works (Overhead) | 0 | 0 | 0 | 0 | 0 | 0 | 0 | 0 | 0 | 0 | 0 | 0 | 0 | 0 | 0 | 0 | 0 | 0 | 0 | 0 | 0 | 0 | 0 | 0 | 0 | 0 | 0 | 0 | 0
|  |  | 3rd phase line extension | 0 | 0 | 0 | 0 | 0 | 0 | 0 | 0 | 0 | 0 | 0 | 0 | 0 | 0 | 0 | 0 | 0 | 0 | 0 | 0 | 0 | 0 | 0 | 0 | 0 | 0 | 0 | 0 | 0
|  |  | Asset resilience (Underground) | 0 | 0 | 0 | 0 | 0 | 0 | 0 | 0 | 0 | 0 | 0 | 0 | 0 | 0 | 0 | 0 | 0 | 0 | 0 | 0 | 0 | 0 | 0 | 0 | 0 | 0 | 0 | 0 | 0
|  |  | Distribution Comms | 0 | 0 | 0 | 0 | 0 | 0 | 0 | 0 | 0 | 0 | 0 | 0 | 0 | 0 | 0 | 0 | 0 | 0 | 0 | 0 | 0 | 0 | 0 | 0 | 0 | 0 | 0 | 0 | 0
|  |  | Other distribution materials | 0 | 0 | 0 | 0 | 0 | 0 | 0 | 0 | 0 | 0 | 0 | 0 | 0 | 0 | 0 | 0 | 0 | 0 | 0 | 0 | 0 | 0 | 0 | 0 | 0 | 0 | 0 | 0 | 0
Substation
Primary Plant
|  |  | GFN | 0 | 0 | 0 | 0 | 0 | 0 | 0 | 0 | 0 | 0 | 0 | 0 | 1290638.4354 | 650111.4372 | 45900 | 0 | 0 | 0 | 0 | 0 | 0 | 0 | 0 | 0 | 0 | 1986649.8725 | 0 | 0 | 1986649.8725
|  |  | GFN enclosure | 0 | 0 | 0 | 0 | 0 | 0 | 0 | 0 | 0 | 0 | 0 | 0 | 0 | 0 | 0 | 0 | 0 | 0 | 0 | 0 | 0 | 0 | 0 | 0 | 0 | 0 | 0 | 0 | 0
|  |  | Indoor switch room (incl GFN enclosure and switchboard) | 0 | 0 | 0 | 0 | 0 | 0 | 0 | 0 | 0 | 0 | 0 | 0 | 1281303.0825 | 428447.659 | 112200 | 0 | 0 | 0 | 0 | 0 | 0 | 0 | 0 | 0 | 0 | 1821950.7414 | 0 | 0 | 1821950.7414
|  |  | RMU | 0 | 0 | 0 | 0 | 0 | 0 | 0 | 0 | 0 | 0 | 0 | 0 | 74373.925 | 0 | 15300 | 0 | 0 | 0 | 0 | 0 | 0 | 0 | 0 | 0 | 0 | 89673.925 | 0 | 0 | 89673.925
|  |  | 66/22kV transformer | 0 | 0 | 0 | 0 | 0 | 0 | 0 | 0 | 0 | 0 | 0 | 0 | 754800 | 1229942.6605 | 224400 | 0 | 0 | 0 | 0 | 0 | 0 | 0 | 0 | 0 | 0 | 2209142.6605 | 0 | 0 | 2209142.6605
|  |  | 66kV circuit breaker | 0 | 0 | 0 | 0 | 0 | 0 | 0 | 0 | 0 | 0 | 0 | 0 | 94860 | 106433.8276 | 36720 | 0 | 0 | 0 | 0 | 0 | 0 | 0 | 0 | 0 | 0 | 238013.8276 | 0 | 0 | 238013.8276
|  |  | 66kV bus extension | 0 | 0 | 0 | 0 | 0 | 0 | 0 | 0 | 0 | 0 | 0 | 0 | 0 | 0 | 0 | 0 | 0 | 0 | 0 | 0 | 0 | 0 | 0 | 0 | 0 | 0 | 0 | 0 | 0
|  |  | Station service transformer (500kVA) | 0 | 0 | 0 | 0 | 0 | 0 | 0 | 0 | 0 | 0 | 0 | 0 | 0 | 0 | 0 | 0 | 0 | 0 | 0 | 0 | 0 | 0 | 0 | 0 | 0 | 0 | 0 | 0 | 0
|  |  | Station service transformer (750kVA) | 0 | 0 | 0 | 0 | 0 | 0 | 0 | 0 | 0 | 0 | 0 | 0 | 0 | 0 | 0 | 0 | 0 | 0 | 0 | 0 | 0 | 0 | 0 | 0 | 0 | 0 | 0 | 0 | 0
|  |  | Cap bank | 0 | 0 | 0 | 0 | 0 | 0 | 0 | 0 | 0 | 0 | 0 | 0 | 0 | 0 | 0 | 0 | 0 | 0 | 0 | 0 | 0 | 0 | 0 | 0 | 0 | 0 | 0 | 0 | 0
|  |  | AC board (Including change over) | 0 | 0 | 0 | 0 | 0 | 0 | 0 | 0 | 0 | 0 | 0 | 0 | 0 | 0 | 0 | 0 | 0 | 0 | 0 | 0 | 0 | 0 | 0 | 0 | 0 | 0 | 0 | 0 | 0
|  |  | Control room | 0 | 0 | 0 | 0 | 0 | 0 | 0 | 0 | 0 | 0 | 0 | 0 | 0 | 0 | 0 | 0 | 0 | 0 | 0 | 0 | 0 | 0 | 0 | 0 | 0 | 0 | 0 | 0 | 0
|  |  | 22kV circuit breaker (outdoor) | 0 | 0 | 0 | 0 | 0 | 0 | 0 | 0 | 0 | 0 | 0 | 0 | 305534.7609 | 293792.6804 | 0 | 0 | 0 | 0 | 0 | 0 | 0 | 0 | 0 | 0 | 0 | 599327.4413 | 0 | 0 | 599327.4413
|  |  | Voltage transformer | 0 | 0 | 0 | 0 | 0 | 0 | 0 | 0 | 0 | 0 | 0 | 0 | 0 | 0 | 0 | 0 | 0 | 0 | 0 | 0 | 0 | 0 | 0 | 0 | 0 | 0 | 0 | 0 | 0
|  |  | Current transformer (post type) | 0 | 0 | 0 | 0 | 0 | 0 | 0 | 0 | 0 | 0 | 0 | 0 | 0 | 0 | 0 | 0 | 0 | 0 | 0 | 0 | 0 | 0 | 0 | 0 | 0 | 0 | 0 | 0 | 0
|  |  | Current transformer (core balance type) | 0 | 0 | 0 | 0 | 0 | 0 | 0 | 0 | 0 | 0 | 0 | 0 | 5203.1054 | 0 | 15300 | 0 | 0 | 0 | 0 | 0 | 0 | 0 | 0 | 0 | 0 | 20503.1054 | 0 | 0 | 20503.1054
|  |  | Other primary materials | 0 | 0 | 0 | 0 | 0 | 0 | 0 | 0 | 0 | 0 | 0 | 0 | 0 | 0 | 0 | 0 | 0 | 0 | 0 | 0 | 0 | 0 | 0 | 0 | 0 | 0 | 0 | 0 | 0
|  |  | SCADA / Protection & Control/ Comms | 0 | 0 | 0 | 0 | 0 | 0 | 0 | 0 | 0 | 0 | 0 | 0 | 615060 | 0 | 0 | 0 | 0 | 0 | 0 | 0 | 0 | 0 | 0 | 0 | 0 | 615060 | 0 | 0 | 615060
|  |  | Commissioning | 0 | 0 | 0 | 0 | 0 | 0 | 0 | 0 | 0 | 0 | 0 | 0 | 0 | 0 | 0 | 0 | 0 | 0 | 0 | 0 | 0 | 0 | 0 | 0 | 0 | 0 | 0 | 0 | 0
|  |  | ESV observed compliance | 0 | 0 | 0 | 0 | 0 | 0 | 0 | 0 | 0 | 0 | 0 | 0 | 0 | 9609.0707 | 0 | 0 | 0 | 0 | 0 | 0 | 0 | 0 | 0 | 0 | 0 | 9609.0707 | 0 | 0 | 9609.0707
|  |  | Construction delivery & site control | 0 | 0 | 0 | 0 | 0 | 0 | 0 | 0 | 0 | 0 | 0 | 0 | 0 | 0 | 0 | 0 | 0 | 0 | 0 | 0 | 0 | 0 | 0 | 0 | 0 | 0 | 0 | 0 | 0
Contracts
|  |  | Traffic control | 0 | 0 | 0 | 0 | 0 | 0 | 0 | 0 | 0 | 0 | 0 | 0 | 0 | 0 | 0 | 0 | 0 | 0 | 0 | 0 | 0 | 0 | 0 | 0 | 0 | 0 | 0 | 0 | 0
|  |  | Line survey | 0 | 0 | 0 | 0 | 0 | 0 | 0 | 0 | 0 | 0 | 0 | 0 | 0 | 0 | 16320 | 0 | 0 | 0 | 0 | 0 | 0 | 0 | 0 | 0 | 0 | 16320 | 0 | 0 | 16320
|  |  | Civil works | 0 | 0 | 0 | 0 | 0 | 0 | 0 | 0 | 0 | 0 | 0 | 0 | 0 | 0 | 0 | 0 | 0 | 0 | 0 | 0 | 0 | 0 | 0 | 0 | 0 | 0 | 0 | 0 | 0
|  |  | Mob/Demob | 0 | 0 | 0 | 0 | 0 | 0 | 0 | 0 | 0 | 0 | 0 | 0 | 0 | 0 | 40800 | 0 | 0 | 0 | 0 | 0 | 0 | 0 | 0 | 0 | 0 | 40800 | 0 | 0 | 40800
|  |  | Other | 0 | 0 | 0 | 0 | 0 | 0 | 0 | 0 | 0 | 0 | 0 | 0 | 0 | 0 | 0 | 0 | 0 | 0 | 0 | 0 | 0 | 0 | 0 | 0 | 0 | 0 | 0 | 0 | 0
|  | Total construction |  | 0 | 0 | 0 | 0 | 0 | 0 | 0 | 0 | 0 | 0 | 0 | 0 | 4727773.3092 | 3476209.8248 | 506940 | 0 | 0 | 0 | 0 | 0 | 0 | 0 | 0 | 0 | 0 | 8710923.134 | 0 | 0 | 8710923.134

## WPD_cost
Powercor REFCLs
Costs: |  |  | WPD
(real 2021 dollars)
Design & Procurement |  |  | 2022
Construction |  |  | 2022
Commissioning |  |  | 2022
|  |  |  | 2019 | 2019 | 2019 | 2020 | 2020 | 2020 | 2021 | 2021 | 2021 | 2022 | 2022 | 2022 | 2023 | 2023 | 2023 | 2024 | 2024 | 2024 | 2025 | 2025 | 2025 | 2019 | 2020 | 2021 | 2022 | 2023 | 2024 | 2025 | Total
|  |  |  | Materials | Labour | Contracts | Materials | Labour | Contracts | Materials | Labour | Contracts | Materials | Labour | Contracts | Materials | Labour | Contracts | Materials | Labour | Contracts | Materials | Labour | Contracts | Total | Total | Total | Total | Total | Total | Total | Total Cost
Design & Procurement
|  |  | Design & Procurement | 0 | 0 | 0 | 0 | 0 | 0 | 0 | 0 | 0 | 0 | 788015.1453 | 0 | 0 | 0 | 0 | 0 | 0 | 0 | 0 | 0 | 0 | 0 | 0 | 0 | 788015.1453 | 0 | 0 | 0 | 788015.1453
Feeder works
|  |  | Surge arrestor sites (single phase) | 0 | 0 | 0 | 0 | 0 | 0 | 0 | 0 | 0 | 242767.4399 | 1071448.0846 | 0 | 0 | 0 | 0 | 0 | 0 | 0 | 0 | 0 | 0 | 0 | 0 | 0 | 1314215.5246 | 0 | 0 | 0 | 1314215.5246
|  |  | Surge arrestor sites (three phase) | 0 | 0 | 0 | 0 | 0 | 0 | 0 | 0 | 0 | 589554.9435 | 1400072.2599 | 0 | 0 | 0 | 0 | 0 | 0 | 0 | 0 | 0 | 0 | 0 | 0 | 0 | 1989627.2034 | 0 | 0 | 0 | 1989627.2034
|  |  | ACRs | 0 | 0 | 0 | 0 | 0 | 0 | 0 | 0 | 0 | 0 | 0 | 0 | 0 | 0 | 0 | 0 | 0 | 0 | 0 | 0 | 0 | 0 | 0 | 0 | 0 | 0 | 0 | 0 | 0
|  |  | ACR/gas switch control box replacement | 0 | 0 | 0 | 0 | 0 | 0 | 0 | 0 | 0 | 0 | 0 | 0 | 0 | 0 | 0 | 0 | 0 | 0 | 0 | 0 | 0 | 0 | 0 | 0 | 0 | 0 | 0 | 0 | 0
|  |  | Admittance balancing units (single phase) | 0 | 0 | 0 | 0 | 0 | 0 | 0 | 0 | 0 | 0 | 0 | 0 | 0 | 0 | 0 | 0 | 0 | 0 | 0 | 0 | 0 | 0 | 0 | 0 | 0 | 0 | 0 | 0 | 0
|  |  | Admittance balancing units (three phase) | 0 | 0 | 0 | 0 | 0 | 0 | 0 | 0 | 0 | 0 | 0 | 0 | 0 | 0 | 0 | 0 | 0 | 0 | 0 | 0 | 0 | 0 | 0 | 0 | 0 | 0 | 0 | 0 | 0
|  |  | Re-phasing | 0 | 0 | 0 | 0 | 0 | 0 | 0 | 0 | 0 | 0 | 0 | 0 | 0 | 0 | 0 | 0 | 0 | 0 | 0 | 0 | 0 | 0 | 0 | 0 | 0 | 0 | 0 | 0 | 0
|  |  | Fusesavers | 0 | 0 | 0 | 0 | 0 | 0 | 0 | 0 | 0 | 0 | 0 | 0 | 0 | 0 | 0 | 0 | 0 | 0 | 0 | 0 | 0 | 0 | 0 | 0 | 0 | 0 | 0 | 0 | 0
|  |  | HV Regulators upgrade (control box) | 0 | 0 | 0 | 0 | 0 | 0 | 0 | 0 | 0 | 0 | 0 | 0 | 0 | 0 | 0 | 0 | 0 | 0 | 0 | 0 | 0 | 0 | 0 | 0 | 0 | 0 | 0 | 0 | 0
|  |  | HV Regulators upgrade (close delta) | 0 | 0 | 0 | 0 | 0 | 0 | 0 | 0 | 0 | 0 | 0 | 0 | 0 | 0 | 0 | 0 | 0 | 0 | 0 | 0 | 0 | 0 | 0 | 0 | 0 | 0 | 0 | 0 | 0
|  |  | Distribution switchgear (installed) | 0 | 0 | 0 | 0 | 0 | 0 | 0 | 0 | 0 | 0 | 0 | 0 | 0 | 0 | 0 | 0 | 0 | 0 | 0 | 0 | 0 | 0 | 0 | 0 | 0 | 0 | 0 | 0 | 0
|  |  | UG cable replacement | 0 | 0 | 0 | 0 | 0 | 0 | 0 | 0 | 0 | 0 | 0 | 0 | 0 | 0 | 0 | 0 | 0 | 0 | 0 | 0 | 0 | 0 | 0 | 0 | 0 | 0 | 0 | 0 | 0
|  |  | Test Sites | 0 | 0 | 0 | 0 | 0 | 0 | 0 | 0 | 0 | 0 | 0 | 0 | 0 | 0 | 0 | 0 | 0 | 0 | 0 | 0 | 0 | 0 | 0 | 0 | 0 | 0 | 0 | 0 | 0
|  |  | HV Customers (total) | 0 | 0 | 0 | 0 | 0 | 0 | 0 | 0 | 0 | 0 | 0 | 0 | 0 | 0 | 0 | 0 | 0 | 0 | 0 | 0 | 0 | 0 | 0 | 0 | 0 | 0 | 0 | 0 | 0
|  |  | HV Customers (generation signalling) | 0 | 0 | 0 | 0 | 0 | 0 | 0 | 0 | 0 | 0 | 0 | 0 | 0 | 0 | 0 | 0 | 0 | 0 | 0 | 0 | 0 | 0 | 0 | 0 | 0 | 0 | 0 | 0 | 0
|  |  | 22kV feeder works | 0 | 0 | 0 | 0 | 0 | 0 | 0 | 0 | 0 | 6732000 | 0 | 0 | 0 | 0 | 0 | 0 | 0 | 0 | 0 | 0 | 0 | 0 | 0 | 0 | 6732000 | 0 | 0 | 0 | 6732000
|  |  | 66kV Line works (Overhead) | 0 | 0 | 0 | 0 | 0 | 0 | 0 | 0 | 0 | 0 | 0 | 0 | 0 | 0 | 0 | 0 | 0 | 0 | 0 | 0 | 0 | 0 | 0 | 0 | 0 | 0 | 0 | 0 | 0
|  |  | 3rd phase line extension | 0 | 0 | 0 | 0 | 0 | 0 | 0 | 0 | 0 | 0 | 0 | 0 | 0 | 0 | 0 | 0 | 0 | 0 | 0 | 0 | 0 | 0 | 0 | 0 | 0 | 0 | 0 | 0 | 0
|  |  | Asset resilience (Underground) | 0 | 0 | 0 | 0 | 0 | 0 | 0 | 0 | 0 | 8308741.6858 | 0 | 0 | 0 | 0 | 0 | 0 | 0 | 0 | 0 | 0 | 0 | 0 | 0 | 0 | 8308741.6858 | 0 | 0 | 0 | 8308741.6858
|  |  | Distribution Comms | 0 | 0 | 0 | 0 | 0 | 0 | 0 | 0 | 0 | 0 | 0 | 0 | 0 | 0 | 0 | 0 | 0 | 0 | 0 | 0 | 0 | 0 | 0 | 0 | 0 | 0 | 0 | 0 | 0
|  |  | Other distribution materials - Isolating Transformer (6MVA) | 0 | 0 | 0 | 0 | 0 | 0 | 0 | 0 | 0 | 7344000 | 0 | 0 | 0 | 0 | 0 | 0 | 0 | 0 | 0 | 0 | 0 | 0 | 0 | 0 | 7344000 | 0 | 0 | 0 | 7344000
Substation
Primary Plant
|  |  | GFN | 0 | 0 | 0 | 0 | 0 | 0 | 0 | 0 | 0 | 3871915.3061 | 1950334.3115 | 137700 | 0 | 0 | 0 | 0 | 0 | 0 | 0 | 0 | 0 | 0 | 0 | 0 | 5959949.6176 | 0 | 0 | 0 | 5959949.6176
|  |  | GFN enclosure | 0 | 0 | 0 | 0 | 0 | 0 | 0 | 0 | 0 | 483989.7152 | 0 | 0 | 0 | 0 | 0 | 0 | 0 | 0 | 0 | 0 | 0 | 0 | 0 | 0 | 483989.7152 | 0 | 0 | 0 | 483989.7152
|  |  | Indoor switch room (incl GFN enclosure and switchboard) | 0 | 0 | 0 | 0 | 0 | 0 | 0 | 0 | 0 | 0 | 0 | 0 | 0 | 0 | 0 | 0 | 0 | 0 | 0 | 0 | 0 | 0 | 0 | 0 | 0 | 0 | 0 | 0 | 0
|  |  | RMU | 0 | 0 | 0 | 0 | 0 | 0 | 0 | 0 | 0 | 223121.7751 | 0 | 45900 | 0 | 0 | 0 | 0 | 0 | 0 | 0 | 0 | 0 | 0 | 0 | 0 | 269021.7751 | 0 | 0 | 0 | 269021.7751
|  |  | 66/22kV transformer | 0 | 0 | 0 | 0 | 0 | 0 | 0 | 0 | 0 | 0 | 0 | 0 | 0 | 0 | 0 | 0 | 0 | 0 | 0 | 0 | 0 | 0 | 0 | 0 | 0 | 0 | 0 | 0 | 0
|  |  | 66kV circuit breaker | 0 | 0 | 0 | 0 | 0 | 0 | 0 | 0 | 0 | 0 | 0 | 0 | 0 | 0 | 0 | 0 | 0 | 0 | 0 | 0 | 0 | 0 | 0 | 0 | 0 | 0 | 0 | 0 | 0
|  |  | 66kV bus extension | 0 | 0 | 0 | 0 | 0 | 0 | 0 | 0 | 0 | 0 | 0 | 0 | 0 | 0 | 0 | 0 | 0 | 0 | 0 | 0 | 0 | 0 | 0 | 0 | 0 | 0 | 0 | 0 | 0
|  |  | Station service transformer (500kVA) | 0 | 0 | 0 | 0 | 0 | 0 | 0 | 0 | 0 | 0 | 0 | 0 | 0 | 0 | 0 | 0 | 0 | 0 | 0 | 0 | 0 | 0 | 0 | 0 | 0 | 0 | 0 | 0 | 0
|  |  | Station service transformer (750kVA) | 0 | 0 | 0 | 0 | 0 | 0 | 0 | 0 | 0 | 175852.3505 | 0 | 0 | 0 | 0 | 0 | 0 | 0 | 0 | 0 | 0 | 0 | 0 | 0 | 0 | 175852.3505 | 0 | 0 | 0 | 175852.3505
|  |  | Cap bank | 0 | 0 | 0 | 0 | 0 | 0 | 0 | 0 | 0 | 0 | 0 | 0 | 0 | 0 | 0 | 0 | 0 | 0 | 0 | 0 | 0 | 0 | 0 | 0 | 0 | 0 | 0 | 0 | 0
|  |  | AC board (Including change over) | 0 | 0 | 0 | 0 | 0 | 0 | 0 | 0 | 0 | 53776.9854 | 0 | 0 | 0 | 0 | 0 | 0 | 0 | 0 | 0 | 0 | 0 | 0 | 0 | 0 | 53776.9854 | 0 | 0 | 0 | 53776.9854
|  |  | Control room | 0 | 0 | 0 | 0 | 0 | 0 | 0 | 0 | 0 | 0 | 0 | 0 | 0 | 0 | 0 | 0 | 0 | 0 | 0 | 0 | 0 | 0 | 0 | 0 | 0 | 0 | 0 | 0 | 0
|  |  | 22kV circuit breaker (outdoor) | 0 | 0 | 0 | 0 | 0 | 0 | 0 | 0 | 0 | 0 | 0 | 0 | 0 | 0 | 0 | 0 | 0 | 0 | 0 | 0 | 0 | 0 | 0 | 0 | 0 | 0 | 0 | 0 | 0
|  |  | Voltage transformer | 0 | 0 | 0 | 0 | 0 | 0 | 0 | 0 | 0 | 0 | 0 | 0 | 0 | 0 | 0 | 0 | 0 | 0 | 0 | 0 | 0 | 0 | 0 | 0 | 0 | 0 | 0 | 0 | 0
|  |  | Current transformer (post type) | 0 | 0 | 0 | 0 | 0 | 0 | 0 | 0 | 0 | 152939.7661 | 0 | 153000 | 0 | 0 | 0 | 0 | 0 | 0 | 0 | 0 | 0 | 0 | 0 | 0 | 305939.7661 | 0 | 0 | 0 | 305939.7661
|  |  | Current transformer (core balance type) | 0 | 0 | 0 | 0 | 0 | 0 | 0 | 0 | 0 | 0 | 0 | 0 | 0 | 0 | 0 | 0 | 0 | 0 | 0 | 0 | 0 | 0 | 0 | 0 | 0 | 0 | 0 | 0 | 0
|  |  | Other primary materials | 0 | 0 | 0 | 0 | 0 | 0 | 0 | 0 | 0 | 0 | 0 | 0 | 0 | 0 | 0 | 0 | 0 | 0 | 0 | 0 | 0 | 0 | 0 | 0 | 0 | 0 | 0 | 0 | 0
|  |  | SCADA / Protection & Control/ Comms | 0 | 0 | 0 | 0 | 0 | 0 | 0 | 0 | 0 | 1230120 | 0 | 0 | 0 | 0 | 0 | 0 | 0 | 0 | 0 | 0 | 0 | 0 | 0 | 0 | 1230120 | 0 | 0 | 0 | 1230120
|  |  | Commissioning | 0 | 0 | 0 | 0 | 0 | 0 | 0 | 0 | 0 | 0 | 0 | 0 | 0 | 0 | 0 | 0 | 0 | 0 | 0 | 0 | 0 | 0 | 0 | 0 | 0 | 0 | 0 | 0 | 0
|  |  | ESV observed compliance | 0 | 0 | 0 | 0 | 0 | 0 | 0 | 0 | 0 | 0 | 0 | 0 | 0 | 0 | 0 | 0 | 0 | 0 | 0 | 0 | 0 | 0 | 0 | 0 | 0 | 0 | 0 | 0 | 0
|  |  | Construction delivery & site control | 0 | 0 | 0 | 0 | 0 | 0 | 0 | 0 | 0 | 0 | 0 | 0 | 0 | 0 | 0 | 0 | 0 | 0 | 0 | 0 | 0 | 0 | 0 | 0 | 0 | 0 | 0 | 0 | 0
Contracts
|  |  | Traffic control | 0 | 0 | 0 | 0 | 0 | 0 | 0 | 0 | 0 | 0 | 0 | 0 | 0 | 0 | 0 | 0 | 0 | 0 | 0 | 0 | 0 | 0 | 0 | 0 | 0 | 0 | 0 | 0 | 0
|  |  | Line survey | 0 | 0 | 0 | 0 | 0 | 0 | 0 | 0 | 0 | 0 | 0 | 8160 | 0 | 0 | 0 | 0 | 0 | 0 | 0 | 0 | 0 | 0 | 0 | 0 | 8160 | 0 | 0 | 0 | 8160
|  |  | Civil works | 0 | 0 | 0 | 0 | 0 | 0 | 0 | 0 | 0 | 0 | 0 | 2000000 | 0 | 0 | 0 | 0 | 0 | 0 | 0 | 0 | 0 | 0 | 0 | 0 | 2000000 | 0 | 0 | 0 | 2000000
|  |  | Mob/Demob | 0 | 0 | 0 | 0 | 0 | 0 | 0 | 0 | 0 | 0 | 0 | 40800 | 0 | 0 | 0 | 0 | 0 | 0 | 0 | 0 | 0 | 0 | 0 | 0 | 40800 | 0 | 0 | 0 | 40800
|  |  | Other - Land Acquisition for Iso Substations | 0 | 0 | 0 | 0 | 0 | 0 | 0 | 0 | 0 | 0 | 0 | 0 | 0 | 0 | 0 | 0 | 0 | 0 | 0 | 0 | 0 | 0 | 0 | 0 | 0 | 0 | 0 | 0 | 0
|  | Total construction |  | 0 | 0 | 0 | 0 | 0 | 0 | 0 | 0 | 0 | 29408779.9677 | 5209869.8013 | 2385560 | 0 | 0 | 0 | 0 | 0 | 0 | 0 | 0 | 0 | 0 | 0 | 0 | 37004209.769 | 0 | 0 | 0 | 37004209.769

## TQY_cost
Powercor REFCLs
Costs: |  |  | TQY
(real 2021 dollars)
Design & Procurement |  |  | 2022
Construction |  |  | 2022
Commissioning |  |  | 2022
|  |  |  | 2019 | 2019 | 2019 | 2020 | 2020 | 2020 | 2021 | 2021 | 2021 | 2022 | 2022 | 2022 | 2023 | 2023 | 2023 | 2024 | 2024 | 2024 | 2025 | 2025 | 2025 | 2019 | 2020 | 2021 | 2022 | 2023 | 2024 | 2025 | Total
|  |  |  | Materials | Labour | Contracts | Materials | Labour | Contracts | Materials | Labour | Contracts | Materials | Labour | Contracts | Materials | Labour | Contracts | Materials | Labour | Contracts | Materials | Labour | Contracts | Total | Total | Total | Total | Total | Total | Total | Total Cost
Design & Procurement
|  |  | Design & Procurement | 0 | 0 | 0 | 0 | 0 | 0 | 0 | 0 | 0 | 0 | 525343.4302 | 0 | 0 | 0 | 0 | 0 | 0 | 0 | 0 | 0 | 0 | 0 | 0 | 0 | 525343.4302 | 0 | 0 | 0 | 525343.4302
Feeder works
|  |  | Surge arrestor sites (single phase) | 0 | 0 | 0 | 0 | 0 | 0 | 0 | 0 | 0 | 0 | 0 | 0 | 0 | 0 | 0 | 0 | 0 | 0 | 0 | 0 | 0 | 0 | 0 | 0 | 0 | 0 | 0 | 0 | 0
|  |  | Surge arrestor sites (three phase) | 0 | 0 | 0 | 0 | 0 | 0 | 0 | 0 | 0 | 0 | 0 | 0 | 0 | 0 | 0 | 0 | 0 | 0 | 0 | 0 | 0 | 0 | 0 | 0 | 0 | 0 | 0 | 0 | 0
|  |  | ACRs | 0 | 0 | 0 | 0 | 0 | 0 | 0 | 0 | 0 | 0 | 0 | 0 | 0 | 0 | 0 | 0 | 0 | 0 | 0 | 0 | 0 | 0 | 0 | 0 | 0 | 0 | 0 | 0 | 0
|  |  | ACR/gas switch control box replacement | 0 | 0 | 0 | 0 | 0 | 0 | 0 | 0 | 0 | 0 | 0 | 0 | 0 | 0 | 0 | 0 | 0 | 0 | 0 | 0 | 0 | 0 | 0 | 0 | 0 | 0 | 0 | 0 | 0
|  |  | Admittance balancing units (single phase) | 0 | 0 | 0 | 0 | 0 | 0 | 0 | 0 | 0 | 0 | 0 | 0 | 0 | 0 | 0 | 0 | 0 | 0 | 0 | 0 | 0 | 0 | 0 | 0 | 0 | 0 | 0 | 0 | 0
|  |  | Admittance balancing units (three phase) | 0 | 0 | 0 | 0 | 0 | 0 | 0 | 0 | 0 | 0 | 0 | 0 | 0 | 0 | 0 | 0 | 0 | 0 | 0 | 0 | 0 | 0 | 0 | 0 | 0 | 0 | 0 | 0 | 0
|  |  | Re-phasing | 0 | 0 | 0 | 0 | 0 | 0 | 0 | 0 | 0 | 0 | 0 | 0 | 0 | 0 | 0 | 0 | 0 | 0 | 0 | 0 | 0 | 0 | 0 | 0 | 0 | 0 | 0 | 0 | 0
|  |  | Fusesavers | 0 | 0 | 0 | 0 | 0 | 0 | 0 | 0 | 0 | 0 | 0 | 0 | 0 | 0 | 0 | 0 | 0 | 0 | 0 | 0 | 0 | 0 | 0 | 0 | 0 | 0 | 0 | 0 | 0
|  |  | HV Regulators upgrade (control box) | 0 | 0 | 0 | 0 | 0 | 0 | 0 | 0 | 0 | 0 | 0 | 0 | 0 | 0 | 0 | 0 | 0 | 0 | 0 | 0 | 0 | 0 | 0 | 0 | 0 | 0 | 0 | 0 | 0
|  |  | HV Regulators upgrade (close delta) | 0 | 0 | 0 | 0 | 0 | 0 | 0 | 0 | 0 | 0 | 0 | 0 | 0 | 0 | 0 | 0 | 0 | 0 | 0 | 0 | 0 | 0 | 0 | 0 | 0 | 0 | 0 | 0 | 0
|  |  | Distribution switchgear (installed) | 0 | 0 | 0 | 0 | 0 | 0 | 0 | 0 | 0 | 0 | 0 | 0 | 0 | 0 | 0 | 0 | 0 | 0 | 0 | 0 | 0 | 0 | 0 | 0 | 0 | 0 | 0 | 0 | 0
|  |  | UG cable replacement | 0 | 0 | 0 | 0 | 0 | 0 | 0 | 0 | 0 | 0 | 0 | 0 | 0 | 0 | 0 | 0 | 0 | 0 | 0 | 0 | 0 | 0 | 0 | 0 | 0 | 0 | 0 | 0 | 0
|  |  | Test Sites | 0 | 0 | 0 | 0 | 0 | 0 | 0 | 0 | 0 | 0 | 0 | 0 | 0 | 0 | 0 | 0 | 0 | 0 | 0 | 0 | 0 | 0 | 0 | 0 | 0 | 0 | 0 | 0 | 0
|  |  | HV Customers (total) | 0 | 0 | 0 | 0 | 0 | 0 | 0 | 0 | 0 | 0 | 0 | 0 | 0 | 0 | 0 | 0 | 0 | 0 | 0 | 0 | 0 | 0 | 0 | 0 | 0 | 0 | 0 | 0 | 0
|  |  | HV Customers (generation signalling) | 0 | 0 | 0 | 0 | 0 | 0 | 0 | 0 | 0 | 0 | 0 | 0 | 0 | 0 | 0 | 0 | 0 | 0 | 0 | 0 | 0 | 0 | 0 | 0 | 0 | 0 | 0 | 0 | 0
|  |  | 22kV feeder works | 0 | 0 | 0 | 0 | 0 | 0 | 0 | 0 | 0 | 0 | 0 | 0 | 0 | 0 | 0 | 0 | 0 | 0 | 0 | 0 | 0 | 0 | 0 | 0 | 0 | 0 | 0 | 0 | 0
|  |  | 66kV Line works (Overhead) | 0 | 0 | 0 | 0 | 0 | 0 | 0 | 0 | 0 | 0 | 0 | 0 | 0 | 0 | 0 | 0 | 0 | 0 | 0 | 0 | 0 | 0 | 0 | 0 | 0 | 0 | 0 | 0 | 0
|  |  | 3rd phase line extension | 0 | 0 | 0 | 0 | 0 | 0 | 0 | 0 | 0 | 0 | 0 | 0 | 0 | 0 | 0 | 0 | 0 | 0 | 0 | 0 | 0 | 0 | 0 | 0 | 0 | 0 | 0 | 0 | 0
|  |  | Asset resilience (Underground) | 0 | 0 | 0 | 0 | 0 | 0 | 0 | 0 | 0 | 0 | 0 | 0 | 0 | 0 | 0 | 0 | 0 | 0 | 0 | 0 | 0 | 0 | 0 | 0 | 0 | 0 | 0 | 0 | 0
|  |  | Distribution Comms | 0 | 0 | 0 | 0 | 0 | 0 | 0 | 0 | 0 | 0 | 0 | 0 | 0 | 0 | 0 | 0 | 0 | 0 | 0 | 0 | 0 | 0 | 0 | 0 | 0 | 0 | 0 | 0 | 0
|  |  | Other distribution materials - Isolating Transformer (6MVA) | 0 | 0 | 0 | 0 | 0 | 0 | 0 | 0 | 0 | 3672000 | 0 | 0 | 0 | 0 | 0 | 0 | 0 | 0 | 0 | 0 | 0 | 0 | 0 | 0 | 3672000 | 0 | 0 | 0 | 3672000
Substation
Primary Plant
|  |  | GFN | 0 | 0 | 0 | 0 | 0 | 0 | 0 | 0 | 0 | 2581276.8708 | 1300222.8743 | 91800 | 0 | 0 | 0 | 0 | 0 | 0 | 0 | 0 | 0 | 0 | 0 | 0 | 3973299.7451 | 0 | 0 | 0 | 3973299.7451
|  |  | GFN enclosure | 0 | 0 | 0 | 0 | 0 | 0 | 0 | 0 | 0 | 322659.8101 | 0 | 0 | 0 | 0 | 0 | 0 | 0 | 0 | 0 | 0 | 0 | 0 | 0 | 0 | 322659.8101 | 0 | 0 | 0 | 322659.8101
|  |  | Indoor switch room (incl GFN enclosure and switchboard) | 0 | 0 | 0 | 0 | 0 | 0 | 0 | 0 | 0 | 0 | 0 | 0 | 0 | 0 | 0 | 0 | 0 | 0 | 0 | 0 | 0 | 0 | 0 | 0 | 0 | 0 | 0 | 0 | 0
|  |  | RMU | 0 | 0 | 0 | 0 | 0 | 0 | 0 | 0 | 0 | 148747.8501 | 0 | 30600 | 0 | 0 | 0 | 0 | 0 | 0 | 0 | 0 | 0 | 0 | 0 | 0 | 179347.8501 | 0 | 0 | 0 | 179347.8501
|  |  | 66/22kV transformer | 0 | 0 | 0 | 0 | 0 | 0 | 0 | 0 | 0 | 0 | 0 | 0 | 0 | 0 | 0 | 0 | 0 | 0 | 0 | 0 | 0 | 0 | 0 | 0 | 0 | 0 | 0 | 0 | 0
|  |  | 66kV circuit breaker | 0 | 0 | 0 | 0 | 0 | 0 | 0 | 0 | 0 | 0 | 0 | 0 | 0 | 0 | 0 | 0 | 0 | 0 | 0 | 0 | 0 | 0 | 0 | 0 | 0 | 0 | 0 | 0 | 0
|  |  | 66kV bus extension | 0 | 0 | 0 | 0 | 0 | 0 | 0 | 0 | 0 | 0 | 0 | 0 | 0 | 0 | 0 | 0 | 0 | 0 | 0 | 0 | 0 | 0 | 0 | 0 | 0 | 0 | 0 | 0 | 0
|  |  | Station service transformer (500kVA) | 0 | 0 | 0 | 0 | 0 | 0 | 0 | 0 | 0 | 0 | 0 | 0 | 0 | 0 | 0 | 0 | 0 | 0 | 0 | 0 | 0 | 0 | 0 | 0 | 0 | 0 | 0 | 0 | 0
|  |  | Station service transformer (750kVA) | 0 | 0 | 0 | 0 | 0 | 0 | 0 | 0 | 0 | 175852.3505 | 0 | 0 | 0 | 0 | 0 | 0 | 0 | 0 | 0 | 0 | 0 | 0 | 0 | 0 | 175852.3505 | 0 | 0 | 0 | 175852.3505
|  |  | Cap bank | 0 | 0 | 0 | 0 | 0 | 0 | 0 | 0 | 0 | 0 | 0 | 0 | 0 | 0 | 0 | 0 | 0 | 0 | 0 | 0 | 0 | 0 | 0 | 0 | 0 | 0 | 0 | 0 | 0
|  |  | AC board (Including change over) | 0 | 0 | 0 | 0 | 0 | 0 | 0 | 0 | 0 | 53776.9854 | 0 | 0 | 0 | 0 | 0 | 0 | 0 | 0 | 0 | 0 | 0 | 0 | 0 | 0 | 53776.9854 | 0 | 0 | 0 | 53776.9854
|  |  | Control room | 0 | 0 | 0 | 0 | 0 | 0 | 0 | 0 | 0 | 0 | 0 | 0 | 0 | 0 | 0 | 0 | 0 | 0 | 0 | 0 | 0 | 0 | 0 | 0 | 0 | 0 | 0 | 0 | 0
|  |  | 22kV circuit breaker (outdoor) | 0 | 0 | 0 | 0 | 0 | 0 | 0 | 0 | 0 | 0 | 0 | 0 | 0 | 0 | 0 | 0 | 0 | 0 | 0 | 0 | 0 | 0 | 0 | 0 | 0 | 0 | 0 | 0 | 0
|  |  | Voltage transformer | 0 | 0 | 0 | 0 | 0 | 0 | 0 | 0 | 0 | 0 | 0 | 0 | 0 | 0 | 0 | 0 | 0 | 0 | 0 | 0 | 0 | 0 | 0 | 0 | 0 | 0 | 0 | 0 | 0
|  |  | Current transformer (post type) | 0 | 0 | 0 | 0 | 0 | 0 | 0 | 0 | 0 | 152939.7661 | 0 | 153000 | 0 | 0 | 0 | 0 | 0 | 0 | 0 | 0 | 0 | 0 | 0 | 0 | 305939.7661 | 0 | 0 | 0 | 305939.7661
|  |  | Current transformer (core balance type) | 0 | 0 | 0 | 0 | 0 | 0 | 0 | 0 | 0 | 0 | 0 | 0 | 0 | 0 | 0 | 0 | 0 | 0 | 0 | 0 | 0 | 0 | 0 | 0 | 0 | 0 | 0 | 0 | 0
|  |  | Other primary materials | 0 | 0 | 0 | 0 | 0 | 0 | 0 | 0 | 0 | 0 | 0 | 0 | 0 | 0 | 0 | 0 | 0 | 0 | 0 | 0 | 0 | 0 | 0 | 0 | 0 | 0 | 0 | 0 | 0
|  |  | SCADA / Protection & Control/ Comms | 0 | 0 | 0 | 0 | 0 | 0 | 0 | 0 | 0 | 1230120 | 0 | 0 | 0 | 0 | 0 | 0 | 0 | 0 | 0 | 0 | 0 | 0 | 0 | 0 | 1230120 | 0 | 0 | 0 | 1230120
|  |  | Commissioning | 0 | 0 | 0 | 0 | 0 | 0 | 0 | 0 | 0 | 0 | 0 | 0 | 0 | 0 | 0 | 0 | 0 | 0 | 0 | 0 | 0 | 0 | 0 | 0 | 0 | 0 | 0 | 0 | 0
|  |  | ESV observed compliance | 0 | 0 | 0 | 0 | 0 | 0 | 0 | 0 | 0 | 0 | 38436.2829 | 0 | 0 | 0 | 0 | 0 | 0 | 0 | 0 | 0 | 0 | 0 | 0 | 0 | 38436.2829 | 0 | 0 | 0 | 38436.2829
|  |  | Construction delivery & site control | 0 | 0 | 0 | 0 | 0 | 0 | 0 | 0 | 0 | 0 | 0 | 0 | 0 | 0 | 0 | 0 | 0 | 0 | 0 | 0 | 0 | 0 | 0 | 0 | 0 | 0 | 0 | 0 | 0
Contracts
|  |  | Traffic control | 0 | 0 | 0 | 0 | 0 | 0 | 0 | 0 | 0 | 0 | 0 | 0 | 0 | 0 | 0 | 0 | 0 | 0 | 0 | 0 | 0 | 0 | 0 | 0 | 0 | 0 | 0 | 0 | 0
|  |  | Line survey | 0 | 0 | 0 | 0 | 0 | 0 | 0 | 0 | 0 | 0 | 0 | 8160 | 0 | 0 | 0 | 0 | 0 | 0 | 0 | 0 | 0 | 0 | 0 | 0 | 8160 | 0 | 0 | 0 | 8160
|  |  | Civil works | 0 | 0 | 0 | 0 | 0 | 0 | 0 | 0 | 0 | 0 | 0 | 0 | 0 | 0 | 0 | 0 | 0 | 0 | 0 | 0 | 0 | 0 | 0 | 0 | 0 | 0 | 0 | 0 | 0
|  |  | Mob/Demob | 0 | 0 | 0 | 0 | 0 | 0 | 0 | 0 | 0 | 0 | 0 | 40800 | 0 | 0 | 0 | 0 | 0 | 0 | 0 | 0 | 0 | 0 | 0 | 0 | 40800 | 0 | 0 | 0 | 40800
|  |  | Other - Land Acquisition for Iso Substations | 0 | 0 | 0 | 0 | 0 | 0 | 0 | 0 | 0 | 0 | 0 | 0 | 0 | 0 | 0 | 0 | 0 | 0 | 0 | 0 | 0 | 0 | 0 | 0 | 0 | 0 | 0 | 0 | 0
|  | Total construction |  | 0 | 0 | 0 | 0 | 0 | 0 | 0 | 0 | 0 | 8337373.633 | 1864002.5874 | 324360 | 0 | 0 | 0 | 0 | 0 | 0 | 0 | 0 | 0 | 0 | 0 | 0 | 10525736.2204 | 0 | 0 | 0 | 10525736.2204

## CRO_cost
Powercor REFCLs
Costs: |  |  | CRO
(real 2021 dollars)
Design & Procurement |  |  | 2022
Construction |  |  | 2022
Commissioning |  |  | 2022
|  |  |  | 2019 | 2019 | 2019 | 2020 | 2020 | 2020 | 2021 | 2021 | 2021 | 2022 | 2022 | 2022 | 2023 | 2023 | 2023 | 2024 | 2024 | 2024 | 2025 | 2025 | 2025 | 2019 | 2020 | 2021 | 2022 | 2023 | 2024 | 2025 | Total
|  |  |  | Materials | Labour | Contracts | Materials | Labour | Contracts | Materials | Labour | Contracts | Materials | Labour | Contracts | Materials | Labour | Contracts | Materials | Labour | Contracts | Materials | Labour | Contracts | Total | Total | Total | Total | Total | Total | Total | Total Cost
Design & Procurement
|  |  | Design & Procurement | 0 | 0 | 0 | 0 | 0 | 0 | 0 | 0 | 0 | 0 | 2241634.7048 | 0 | 0 | 0 | 0 | 0 | 0 | 0 | 0 | 0 | 0 | 0 | 0 | 0 | 2241634.7048 | 0 | 0 | 0 | 2241634.7048
Feeder works
|  |  | Surge arrestor sites (single phase) | 0 | 0 | 0 | 0 | 0 | 0 | 0 | 0 | 0 | 36554.1808 | 198156.5197 | 0 | 0 | 0 | 0 | 0 | 0 | 0 | 0 | 0 | 0 | 0 | 0 | 0 | 234710.7006 | 0 | 0 | 0 | 234710.7006
|  |  | Surge arrestor sites (three phase) | 0 | 0 | 0 | 0 | 0 | 0 | 0 | 0 | 0 | 525164.6741 | 1780076.8424 | 0 | 0 | 0 | 0 | 0 | 0 | 0 | 0 | 0 | 0 | 0 | 0 | 0 | 2305241.5165 | 0 | 0 | 0 | 2305241.5165
|  |  | ACRs | 0 | 0 | 0 | 0 | 0 | 0 | 0 | 0 | 0 | 81310.3478 | 89544.5356 | 0 | 0 | 0 | 0 | 0 | 0 | 0 | 0 | 0 | 0 | 0 | 0 | 0 | 170854.8834 | 0 | 0 | 0 | 170854.8834
|  |  | ACR/gas switch control box replacement | 0 | 0 | 0 | 0 | 0 | 0 | 0 | 0 | 0 | 37645.004 | 59046.6321 | 0 | 0 | 0 | 0 | 0 | 0 | 0 | 0 | 0 | 0 | 0 | 0 | 0 | 96691.6361 | 0 | 0 | 0 | 96691.6361
|  |  | Admittance balancing units (single phase) | 0 | 0 | 0 | 0 | 0 | 0 | 0 | 0 | 0 | 38576.9218 | 31461.9632 | 0 | 0 | 0 | 0 | 0 | 0 | 0 | 0 | 0 | 0 | 0 | 0 | 0 | 70038.885 | 0 | 0 | 0 | 70038.885
|  |  | Admittance balancing units (three phase) | 0 | 0 | 0 | 0 | 0 | 0 | 0 | 0 | 0 | 486148.7412 | 138860.9162 | 0 | 0 | 0 | 0 | 0 | 0 | 0 | 0 | 0 | 0 | 0 | 0 | 0 | 625009.6573 | 0 | 0 | 0 | 625009.6573
|  |  | Re-phasing | 0 | 0 | 0 | 0 | 0 | 0 | 0 | 0 | 0 | 4561.9147 | 39806.6637 | 0 | 0 | 0 | 0 | 0 | 0 | 0 | 0 | 0 | 0 | 0 | 0 | 0 | 44368.5784 | 0 | 0 | 0 | 44368.5784
|  |  | Fusesavers | 0 | 0 | 0 | 0 | 0 | 0 | 0 | 0 | 0 | 225720.1744 | 80330.5491 | 0 | 0 | 0 | 0 | 0 | 0 | 0 | 0 | 0 | 0 | 0 | 0 | 0 | 306050.7235 | 0 | 0 | 0 | 306050.7235
|  |  | HV Regulators upgrade (control box) | 0 | 0 | 0 | 0 | 0 | 0 | 0 | 0 | 0 | 0 | 0 | 0 | 0 | 0 | 0 | 0 | 0 | 0 | 0 | 0 | 0 | 0 | 0 | 0 | 0 | 0 | 0 | 0 | 0
|  |  | HV Regulators upgrade (close delta) | 0 | 0 | 0 | 0 | 0 | 0 | 0 | 0 | 0 | 162190.7825 | 83986.6049 | 0 | 0 | 0 | 0 | 0 | 0 | 0 | 0 | 0 | 0 | 0 | 0 | 0 | 246177.3874 | 0 | 0 | 0 | 246177.3874
|  |  | Distribution switchgear (installed) | 0 | 0 | 0 | 0 | 0 | 0 | 0 | 0 | 0 | 2151065.9143 | 0 | 0 | 0 | 0 | 0 | 0 | 0 | 0 | 0 | 0 | 0 | 0 | 0 | 0 | 2151065.9143 | 0 | 0 | 0 | 2151065.9143
|  |  | UG cable replacement | 0 | 0 | 0 | 0 | 0 | 0 | 0 | 0 | 0 | 558624.3211 | 0 | 0 | 0 | 0 | 0 | 0 | 0 | 0 | 0 | 0 | 0 | 0 | 0 | 0 | 558624.3211 | 0 | 0 | 0 | 558624.3211
|  |  | Test Sites | 0 | 0 | 0 | 0 | 0 | 0 | 0 | 0 | 0 | 11188.3585 | 18412.774 | 0 | 0 | 0 | 0 | 0 | 0 | 0 | 0 | 0 | 0 | 0 | 0 | 0 | 29601.1325 | 0 | 0 | 0 | 29601.1325
|  |  | HV Customers (total) | 0 | 0 | 0 | 0 | 0 | 0 | 0 | 0 | 0 | 271034.4928 | 336829.1495 | 102082.4565 | 0 | 0 | 0 | 0 | 0 | 0 | 0 | 0 | 0 | 0 | 0 | 0 | 709946.0987 | 0 | 0 | 0 | 709946.0987
|  |  | HV Customers (generation signalling) | 0 | 0 | 0 | 0 | 0 | 0 | 0 | 0 | 0 | 0 | 0 | 0 | 0 | 0 | 0 | 0 | 0 | 0 | 0 | 0 | 0 | 0 | 0 | 0 | 0 | 0 | 0 | 0 | 0
|  |  | 22kV feeder works | 0 | 0 | 0 | 0 | 0 | 0 | 0 | 0 | 0 | 261551.2598 | 305450.9548 | 0 | 0 | 0 | 0 | 0 | 0 | 0 | 0 | 0 | 0 | 0 | 0 | 0 | 567002.2146 | 0 | 0 | 0 | 567002.2146
|  |  | 66kV Line works (Overhead) | 0 | 0 | 0 | 0 | 0 | 0 | 0 | 0 | 0 | 261551.2598 | 305450.9548 | 0 | 0 | 0 | 0 | 0 | 0 | 0 | 0 | 0 | 0 | 0 | 0 | 0 | 567002.2146 | 0 | 0 | 0 | 567002.2146
|  |  | 3rd phase line extension | 0 | 0 | 0 | 0 | 0 | 0 | 0 | 0 | 0 | 0 | 0 | 0 | 0 | 0 | 0 | 0 | 0 | 0 | 0 | 0 | 0 | 0 | 0 | 0 | 0 | 0 | 0 | 0 | 0
|  |  | Asset resilience (Underground) | 0 | 0 | 0 | 0 | 0 | 0 | 0 | 0 | 0 | 733672.7396 | 0 | 0 | 0 | 0 | 0 | 0 | 0 | 0 | 0 | 0 | 0 | 0 | 0 | 0 | 733672.7396 | 0 | 0 | 0 | 733672.7396
|  |  | Distribution Comms | 0 | 0 | 0 | 0 | 0 | 0 | 0 | 0 | 0 | 39301.1857 | 40792.1496 | 0 | 0 | 0 | 0 | 0 | 0 | 0 | 0 | 0 | 0 | 0 | 0 | 0 | 80093.3353 | 0 | 0 | 0 | 80093.3353
|  |  | Other distribution materials | 0 | 0 | 0 | 0 | 0 | 0 | 0 | 0 | 0 | 388306.6787 | 0 | 0 | 0 | 0 | 0 | 0 | 0 | 0 | 0 | 0 | 0 | 0 | 0 | 0 | 388306.6787 | 0 | 0 | 0 | 388306.6787
Substation
Primary Plant
|  |  | GFN | 0 | 0 | 0 | 0 | 0 | 0 | 0 | 0 | 0 | 1290638.4354 | 989251.0249 | 0 | 0 | 0 | 0 | 0 | 0 | 0 | 0 | 0 | 0 | 0 | 0 | 0 | 2279889.4603 | 0 | 0 | 0 | 2279889.4603
|  |  | GFN enclosure | 0 | 0 | 0 | 0 | 0 | 0 | 0 | 0 | 0 | 161329.9051 | 0 | 0 | 0 | 0 | 0 | 0 | 0 | 0 | 0 | 0 | 0 | 0 | 0 | 0 | 161329.9051 | 0 | 0 | 0 | 161329.9051
|  |  | Indoor switch room (incl GFN enclosure and switchboard) | 0 | 0 | 0 | 0 | 0 | 0 | 0 | 0 | 0 | 0 | 0 | 0 | 0 | 0 | 0 | 0 | 0 | 0 | 0 | 0 | 0 | 0 | 0 | 0 | 0 | 0 | 0 | 0 | 0
|  |  | RMU | 0 | 0 | 0 | 0 | 0 | 0 | 0 | 0 | 0 | 148747.8501 | 0 | 0 | 0 | 0 | 0 | 0 | 0 | 0 | 0 | 0 | 0 | 0 | 0 | 0 | 148747.8501 | 0 | 0 | 0 | 148747.8501
|  |  | 66/22kV transformer | 0 | 0 | 0 | 0 | 0 | 0 | 0 | 0 | 0 | 0 | 0 | 0 | 0 | 0 | 0 | 0 | 0 | 0 | 0 | 0 | 0 | 0 | 0 | 0 | 0 | 0 | 0 | 0 | 0
|  |  | 66kV circuit breaker | 0 | 0 | 0 | 0 | 0 | 0 | 0 | 0 | 0 | 0 | 0 | 0 | 0 | 0 | 0 | 0 | 0 | 0 | 0 | 0 | 0 | 0 | 0 | 0 | 0 | 0 | 0 | 0 | 0
|  |  | 66kV bus extension | 0 | 0 | 0 | 0 | 0 | 0 | 0 | 0 | 0 | 0 | 0 | 0 | 0 | 0 | 0 | 0 | 0 | 0 | 0 | 0 | 0 | 0 | 0 | 0 | 0 | 0 | 0 | 0 | 0
|  |  | Station service transformer (500kVA) | 0 | 0 | 0 | 0 | 0 | 0 | 0 | 0 | 0 | 146344.9614 | 0 | 0 | 0 | 0 | 0 | 0 | 0 | 0 | 0 | 0 | 0 | 0 | 0 | 0 | 146344.9614 | 0 | 0 | 0 | 146344.9614
|  |  | Station service transformer (750kVA) | 0 | 0 | 0 | 0 | 0 | 0 | 0 | 0 | 0 | 0 | 0 | 0 | 0 | 0 | 0 | 0 | 0 | 0 | 0 | 0 | 0 | 0 | 0 | 0 | 0 | 0 | 0 | 0 | 0
|  |  | Cap bank | 0 | 0 | 0 | 0 | 0 | 0 | 0 | 0 | 0 | 688367.6971 | 0 | 0 | 0 | 0 | 0 | 0 | 0 | 0 | 0 | 0 | 0 | 0 | 0 | 0 | 688367.6971 | 0 | 0 | 0 | 688367.6971
|  |  | AC board (Including change over) | 0 | 0 | 0 | 0 | 0 | 0 | 0 | 0 | 0 | 53776.9854 | 0 | 0 | 0 | 0 | 0 | 0 | 0 | 0 | 0 | 0 | 0 | 0 | 0 | 0 | 53776.9854 | 0 | 0 | 0 | 53776.9854
|  |  | Control room | 0 | 0 | 0 | 0 | 0 | 0 | 0 | 0 | 0 | 935507.8479 | 0 | 0 | 0 | 0 | 0 | 0 | 0 | 0 | 0 | 0 | 0 | 0 | 0 | 0 | 935507.8479 | 0 | 0 | 0 | 935507.8479
|  |  | 22kV circuit breaker (outdoor) | 0 | 0 | 0 | 0 | 0 | 0 | 0 | 0 | 0 | 381918.4511 | 0 | 0 | 0 | 0 | 0 | 0 | 0 | 0 | 0 | 0 | 0 | 0 | 0 | 0 | 381918.4511 | 0 | 0 | 0 | 381918.4511
|  |  | Voltage transformer | 0 | 0 | 0 | 0 | 0 | 0 | 0 | 0 | 0 | 36783.3277 | 0 | 0 | 0 | 0 | 0 | 0 | 0 | 0 | 0 | 0 | 0 | 0 | 0 | 0 | 36783.3277 | 0 | 0 | 0 | 36783.3277
|  |  | Current transformer (post type) | 0 | 0 | 0 | 0 | 0 | 0 | 0 | 0 | 0 | 152939.7661 | 0 | 0 | 0 | 0 | 0 | 0 | 0 | 0 | 0 | 0 | 0 | 0 | 0 | 0 | 152939.7661 | 0 | 0 | 0 | 152939.7661
|  |  | Current transformer (core balance type) | 0 | 0 | 0 | 0 | 0 | 0 | 0 | 0 | 0 | 0 | 0 | 0 | 0 | 0 | 0 | 0 | 0 | 0 | 0 | 0 | 0 | 0 | 0 | 0 | 0 | 0 | 0 | 0 | 0
|  |  | Other primary materials | 0 | 0 | 0 | 0 | 0 | 0 | 0 | 0 | 0 | 716761.0147 | 0 | 0 | 0 | 0 | 0 | 0 | 0 | 0 | 0 | 0 | 0 | 0 | 0 | 0 | 716761.0147 | 0 | 0 | 0 | 716761.0147
|  |  | SCADA / Protection & Control/ Comms | 0 | 0 | 0 | 0 | 0 | 0 | 0 | 0 | 0 | 1373660.4992 | 1446233.5544 | 0 | 0 | 0 | 0 | 0 | 0 | 0 | 0 | 0 | 0 | 0 | 0 | 0 | 2819894.0536 | 0 | 0 | 0 | 2819894.0536
|  |  | Commissioning | 0 | 0 | 0 | 0 | 0 | 0 | 0 | 0 | 0 | 0 | 719137.4816 | 0 | 0 | 0 | 0 | 0 | 0 | 0 | 0 | 0 | 0 | 0 | 0 | 0 | 719137.4816 | 0 | 0 | 0 | 719137.4816
|  |  | ESV observed compliance | 0 | 0 | 0 | 0 | 0 | 0 | 0 | 0 | 0 | 0 | 88880 | 0 | 0 | 0 | 0 | 0 | 0 | 0 | 0 | 0 | 0 | 0 | 0 | 0 | 88880 | 0 | 0 | 0 | 88880
|  |  | Construction delivery & site control | 0 | 0 | 0 | 0 | 0 | 0 | 0 | 0 | 0 | 0 | 1314915.3976 | 0 | 0 | 0 | 0 | 0 | 0 | 0 | 0 | 0 | 0 | 0 | 0 | 0 | 1314915.3976 | 0 | 0 | 0 | 1314915.3976
Contracts
|  |  | Traffic control | 0 | 0 | 0 | 0 | 0 | 0 | 0 | 0 | 0 | 0 | 0 | 1130923.0461 | 0 | 0 | 0 | 0 | 0 | 0 | 0 | 0 | 0 | 0 | 0 | 0 | 1130923.0461 | 0 | 0 | 0 | 1130923.0461
|  |  | Line survey | 0 | 0 | 0 | 0 | 0 | 0 | 0 | 0 | 0 | 0 | 0 | 288358.695 | 0 | 0 | 0 | 0 | 0 | 0 | 0 | 0 | 0 | 0 | 0 | 0 | 288358.695 | 0 | 0 | 0 | 288358.695
|  |  | Civil works | 0 | 0 | 0 | 0 | 0 | 0 | 0 | 0 | 0 | 0 | 0 | 3979989.8942 | 0 | 0 | 0 | 0 | 0 | 0 | 0 | 0 | 0 | 0 | 0 | 0 | 3979989.8942 | 0 | 0 | 0 | 3979989.8942
|  |  | Mob/Demob | 0 | 0 | 0 | 0 | 0 | 0 | 0 | 0 | 0 | 0 | 0 | 70865.6413 | 0 | 0 | 0 | 0 | 0 | 0 | 0 | 0 | 0 | 0 | 0 | 0 | 70865.6413 | 0 | 0 | 0 | 70865.6413
|  |  | Other | 0 | 0 | 0 | 0 | 0 | 0 | 0 | 0 | 0 | 0 | 0 | 740097.8094 | 0 | 0 | 0 | 0 | 0 | 0 | 0 | 0 | 0 | 0 | 0 | 0 | 740097.8094 | 0 | 0 | 0 | 740097.8094
|  | Total construction |  | 0 | 0 | 0 | 0 | 0 | 0 | 0 | 0 | 0 | 12360945.6927 | 10308259.3729 | 6312317.5424 | 0 | 0 | 0 | 0 | 0 | 0 | 0 | 0 | 0 | 0 | 0 | 0 | 28981522.6081 | 0 | 0 | 0 | 28981522.6081

## Tot_cost
Powercor REFCLs
Costs: |  |  | TOTAL
(real 2021 dollars)
[26 empty] | 0.5 | 0.5 | 0.5 | 0.5 | 0.5 | 0.5 | 0.5 | 0.5 | 0.5 | 0.5 | 0.5 | 0.5 | 0.5 | 0.5
|  |  |  | Capex Flag | 2019 | 2019 | 2019 | 2020 | 2020 | 2020 | 2021 | 2021 | 2021 | 2022 | 2022 | 2022 | 2023 | 2023 | 2023 | 2024 | 2024 | 2024 | 2025 | 2025 | 2025 | 2019 | 2019 | 2020 | 2020 | 2021 | 2021 | 2022 | 2022 | 2023 | 2023 | 2024 | 2024 | 2025 | 2025 | Total
[5 empty] | Materials | Labour | Contracts | Materials | Labour | Contracts | Materials | Labour | Contracts | Materials | Labour | Contracts | Materials | Labour | Contracts | Materials | Labour | Contracts | Materials | Labour | Contracts | H1 | H2 | H1 | H2 | H1 | H2 | H1 | H2 | H1 | H2 | H1 | H2 | H1 | H2
[26 empty] | 19 | 20 | 20 | 21 | 21 | 22 | 22 | 23 | 23 | 24 | 24 | 25 | 25 | 26
Design & Procurement
| Design & Procurement |  | Design & Procurement | TRUE | 0 | 0 | 0 | 0 | 0 | 0 | 0 | 262671.7151 | 0 | 0 | 7440812.2263 | 0 | 0 | 1283215.9197 | 0 | 0 | 1020544.2046 | 0 | 0 | 0 | 0 | 0 | 0 | 0 | 0 | 131335.8575 | 131335.8575 | 3720406.1131 | 3720406.1131 | 641607.9598 | 641607.9598 | 510272.1023 | 510272.1023 | 0 | 0 | 10007244.0656
Feeder works
| Feeder works |  | Surge arrestor sites (single phase) | TRUE | 0 | 0 | 0 | 0 | 0 | 0 | 0 | 0 | 0 | 279321.6207 | 1269604.6044 | 0 | 0 | 0 | 0 | 0 | 0 | 0 | 0 | 0 | 0 | 0 | 0 | 0 | 0 | 0 | 0 | 774463.1126 | 774463.1126 | 0 | 0 | 0 | 0 | 0 | 0 | 1548926.2251
| Feeder works |  | Surge arrestor sites (three phase) | TRUE | 0 | 0 | 0 | 0 | 0 | 0 | 0 | 0 | 0 | 1114719.6176 | 3180149.1023 | 0 | 0 | 0 | 0 | 0 | 0 | 0 | 0 | 0 | 0 | 0 | 0 | 0 | 0 | 0 | 0 | 2147434.3599 | 2147434.3599 | 0 | 0 | 0 | 0 | 0 | 0 | 4294868.7199
| Feeder works |  | ACRs | TRUE | 0 | 0 | 0 | 0 | 0 | 0 | 0 | 0 | 0 | 81310.3478 | 89544.5356 | 0 | 0 | 0 | 0 | 0 | 0 | 0 | 0 | 0 | 0 | 0 | 0 | 0 | 0 | 0 | 0 | 85427.4417 | 85427.4417 | 0 | 0 | 0 | 0 | 0 | 0 | 170854.8834
| Feeder works |  | ACR/gas switch control box replacement | TRUE | 0 | 0 | 0 | 0 | 0 | 0 | 0 | 0 | 0 | 37645.004 | 59046.6321 | 0 | 0 | 0 | 0 | 0 | 0 | 0 | 0 | 0 | 0 | 0 | 0 | 0 | 0 | 0 | 0 | 48345.8181 | 48345.8181 | 0 | 0 | 0 | 0 | 0 | 0 | 96691.6361
| Feeder works |  | Admittance balancing units (single phase) | TRUE | 0 | 0 | 0 | 0 | 0 | 0 | 0 | 0 | 0 | 38576.9218 | 31461.9632 | 0 | 0 | 0 | 0 | 0 | 0 | 0 | 0 | 0 | 0 | 0 | 0 | 0 | 0 | 0 | 0 | 35019.4425 | 35019.4425 | 0 | 0 | 0 | 0 | 0 | 0 | 70038.885
| Feeder works |  | Admittance balancing units (three phase) | TRUE | 0 | 0 | 0 | 0 | 0 | 0 | 0 | 0 | 0 | 486148.7412 | 138860.9162 | 0 | 0 | 0 | 0 | 0 | 0 | 0 | 0 | 0 | 0 | 0 | 0 | 0 | 0 | 0 | 0 | 312504.8287 | 312504.8287 | 0 | 0 | 0 | 0 | 0 | 0 | 625009.6573
| Feeder works |  | Re-phasing | TRUE | 0 | 0 | 0 | 0 | 0 | 0 | 0 | 0 | 0 | 4561.9147 | 39806.6637 | 0 | 0 | 0 | 0 | 0 | 0 | 0 | 0 | 0 | 0 | 0 | 0 | 0 | 0 | 0 | 0 | 22184.2892 | 22184.2892 | 0 | 0 | 0 | 0 | 0 | 0 | 44368.5784
| Feeder works |  | Fusesavers | TRUE | 0 | 0 | 0 | 0 | 0 | 0 | 0 | 0 | 0 | 225720.1744 | 80330.5491 | 0 | 0 | 0 | 0 | 0 | 0 | 0 | 0 | 0 | 0 | 0 | 0 | 0 | 0 | 0 | 0 | 153025.3618 | 153025.3618 | 0 | 0 | 0 | 0 | 0 | 0 | 306050.7235
| Feeder works |  | HV Regulators upgrade (control box) | TRUE | 0 | 0 | 0 | 0 | 0 | 0 | 0 | 0 | 0 | 0 | 0 | 0 | 0 | 0 | 0 | 0 | 0 | 0 | 0 | 0 | 0 | 0 | 0 | 0 | 0 | 0 | 0 | 0 | 0 | 0 | 0 | 0 | 0 | 0 | 0 | 0
| Feeder works |  | HV Regulators upgrade (close delta) | TRUE | 0 | 0 | 0 | 0 | 0 | 0 | 0 | 0 | 0 | 162190.7825 | 83986.6049 | 0 | 0 | 0 | 0 | 0 | 0 | 0 | 0 | 0 | 0 | 0 | 0 | 0 | 0 | 0 | 0 | 123088.6937 | 123088.6937 | 0 | 0 | 0 | 0 | 0 | 0 | 246177.3874
| Feeder works |  | Distribution switchgear (installed) | TRUE | 0 | 0 | 0 | 0 | 0 | 0 | 0 | 0 | 0 | 2151065.9143 | 0 | 0 | 0 | 0 | 0 | 0 | 0 | 0 | 0 | 0 | 0 | 0 | 0 | 0 | 0 | 0 | 0 | 1075532.9572 | 1075532.9572 | 0 | 0 | 0 | 0 | 0 | 0 | 2151065.9143
| Feeder works |  | UG cable replacement | TRUE | 0 | 0 | 0 | 0 | 0 | 0 | 0 | 0 | 0 | 558624.3211 | 0 | 0 | 0 | 0 | 0 | 283805.7516 | 0 | 0 | 0 | 0 | 0 | 0 | 0 | 0 | 0 | 0 | 0 | 279312.1605 | 279312.1605 | 0 | 0 | 141902.8758 | 141902.8758 | 0 | 0 | 842430.0727
| Feeder works |  | Test Sites | TRUE | 0 | 0 | 0 | 0 | 0 | 0 | 0 | 0 | 0 | 11188.3585 | 18412.774 | 0 | 0 | 0 | 0 | 0 | 0 | 0 | 0 | 0 | 0 | 0 | 0 | 0 | 0 | 0 | 0 | 14800.5662 | 14800.5662 | 0 | 0 | 0 | 0 | 0 | 0 | 29601.1325
| Feeder works |  | HV Customers (total) | TRUE | 0 | 0 | 0 | 0 | 0 | 0 | 0 | 0 | 0 | 271034.4928 | 336829.1495 | 102082.4565 | 0 | 0 | 0 | 0 | 0 | 0 | 0 | 0 | 0 | 0 | 0 | 0 | 0 | 0 | 0 | 354973.0494 | 354973.0494 | 0 | 0 | 0 | 0 | 0 | 0 | 709946.0987
| Feeder works |  | HV Customers (generation signalling) | TRUE | 0 | 0 | 0 | 0 | 0 | 0 | 0 | 0 | 0 | 0 | 0 | 0 | 0 | 0 | 0 | 0 | 0 | 0 | 0 | 0 | 0 | 0 | 0 | 0 | 0 | 0 | 0 | 0 | 0 | 0 | 0 | 0 | 0 | 0 | 0 | 0
Feeder works
| Feeder works |  | 22kV feeder works | TRUE | 0 | 0 | 0 | 0 | 0 | 0 | 0 | 0 | 0 | 7605551.2598 | 305450.9548 | 0 | 3978000 | 0 | 0 | 1530000 | 489337.4806 | 0 | 0 | 0 | 0 | 0 | 0 | 0 | 0 | 0 | 0 | 3955501.1073 | 3955501.1073 | 1989000 | 1989000 | 1009668.7403 | 1009668.7403 | 0 | 0 | 13908339.6952
| Feeder works |  | 66kV Line works (Overhead) | TRUE | 0 | 0 | 0 | 0 | 0 | 0 | 0 | 0 | 0 | 261551.2598 | 305450.9548 | 0 | 6120000 | 0 | 0 | 0 | 0 | 0 | 0 | 0 | 0 | 0 | 0 | 0 | 0 | 0 | 0 | 283501.1073 | 283501.1073 | 3060000 | 3060000 | 0 | 0 | 0 | 0 | 6687002.2146
| Feeder works |  | 3rd phase line extension | TRUE | 0 | 0 | 0 | 0 | 0 | 0 | 0 | 0 | 0 | 0 | 0 | 0 | 0 | 0 | 0 | 0 | 0 | 0 | 0 | 0 | 0 | 0 | 0 | 0 | 0 | 0 | 0 | 0 | 0 | 0 | 0 | 0 | 0 | 0 | 0 | 0
| Feeder works |  | Asset resilience (Underground) | TRUE | 0 | 0 | 0 | 0 | 0 | 0 | 0 | 0 | 0 | 9042414.4254 | 0 | 0 | 0 | 0 | 0 | 0 | 0 | 0 | 0 | 0 | 0 | 0 | 0 | 0 | 0 | 0 | 0 | 4521207.2127 | 4521207.2127 | 0 | 0 | 0 | 0 | 0 | 0 | 9042414.4254
| Feeder works |  | Distribution Comms | TRUE | 0 | 0 | 0 | 0 | 0 | 0 | 0 | 0 | 0 | 39301.1857 | 40792.1496 | 0 | 0 | 0 | 0 | 0 | 0 | 0 | 0 | 0 | 0 | 0 | 0 | 0 | 0 | 0 | 0 | 40046.6677 | 40046.6677 | 0 | 0 | 0 | 0 | 0 | 0 | 80093.3353
| Feeder works |  | Other distribution materials | TRUE | 0 | 0 | 0 | 0 | 0 | 0 | 0 | 0 | 0 | 11404306.6787 | 0 | 0 | 0 | 0 | 0 | 1224000 | 299998.4434 | 0 | 0 | 0 | 0 | 0 | 0 | 0 | 0 | 0 | 0 | 5702153.3394 | 5702153.3394 | 0 | 0 | 761999.2217 | 761999.2217 | 0 | 0 | 12928305.1221
Substation
| Substation | Primary Plant
| Substation |  | GFN | TRUE | 0 | 0 | 0 | 0 | 0 | 0 | 0 | 0 | 0 | 9034469.0476 | 4889919.648 | 275400 | 6453192.1769 | 3277441.6658 | 229500 | 1290638.4354 | 656832.5572 | 45900 | 0 | 0 | 0 | 0 | 0 | 0 | 0 | 0 | 0 | 7099894.3478 | 7099894.3478 | 4980066.9214 | 4980066.9214 | 996685.4963 | 996685.4963 | 0 | 0 | 26153293.5309
| Substation |  | GFN enclosure | TRUE | 0 | 0 | 0 | 0 | 0 | 0 | 0 | 0 | 0 | 967979.4304 | 0 | 0 | 0 | 0 | 0 | 161329.9051 | 0 | 61200 | 0 | 0 | 0 | 0 | 0 | 0 | 0 | 0 | 0 | 483989.7152 | 483989.7152 | 0 | 0 | 111264.9525 | 111264.9525 | 0 | 0 | 1190509.3355
| Substation |  | Indoor switch room (incl GFN enclosure and switchboard) | TRUE | 0 | 0 | 0 | 0 | 0 | 0 | 0 | 0 | 0 | 0 | 0 | 0 | 2562606.1649 | 860853.9014 | 224400 | 0 | 0 | 0 | 0 | 0 | 0 | 0 | 0 | 0 | 0 | 0 | 0 | 0 | 0 | 1823930.0331 | 1823930.0331 | 0 | 0 | 0 | 0 | 3647860.0663
| Substation |  | RMU | TRUE | 0 | 0 | 0 | 0 | 0 | 0 | 0 | 0 | 0 | 594991.4003 | 0 | 91800 | 371869.6252 | 0 | 76500 | 74373.925 | 0 | 15300 | 0 | 0 | 0 | 0 | 0 | 0 | 0 | 0 | 0 | 343395.7002 | 343395.7002 | 224184.8126 | 224184.8126 | 44836.9625 | 44836.9625 | 0 | 0 | 1224834.9506
| Substation |  | 66/22kV transformer | TRUE | 0 | 0 | 0 | 0 | 0 | 0 | 0 | 0 | 0 | 0 | 0 | 0 | 2264400 | 3809030.848 | 673200 | 754800 | 1289544.0938 | 224400 | 0 | 0 | 0 | 0 | 0 | 0 | 0 | 0 | 0 | 0 | 0 | 3373315.424 | 3373315.424 | 1134372.0469 | 1134372.0469 | 0 | 0 | 9015374.9418
| Substation |  | 66kV circuit breaker | TRUE | 0 | 0 | 0 | 0 | 0 | 0 | 0 | 0 | 0 | 0 | 0 | 0 | 474300 | 543480.1679 | 183600 | 94860 | 109261.5851 | 36720 | 0 | 0 | 0 | 0 | 0 | 0 | 0 | 0 | 0 | 0 | 0 | 600690.084 | 600690.084 | 120420.7925 | 120420.7925 | 0 | 0 | 1442221.753
| Substation |  | 66kV bus extension | TRUE | 0 | 0 | 0 | 0 | 0 | 0 | 0 | 0 | 0 | 0 | 0 | 0 | 0 | 0 | 0 | 208080 | 0 | 0 | 0 | 0 | 0 | 0 | 0 | 0 | 0 | 0 | 0 | 0 | 0 | 0 | 0 | 104040 | 104040 | 0 | 0 | 208080
| Substation |  | Station service transformer (500kVA) | TRUE | 0 | 0 | 0 | 0 | 0 | 0 | 0 | 0 | 0 | 146344.9614 | 0 | 0 | 0 | 0 | 0 | 0 | 0 | 0 | 0 | 0 | 0 | 0 | 0 | 0 | 0 | 0 | 0 | 73172.4807 | 73172.4807 | 0 | 0 | 0 | 0 | 0 | 0 | 146344.9614
| Substation |  | Station service transformer (750kVA) | TRUE | 0 | 0 | 0 | 0 | 0 | 0 | 0 | 0 | 0 | 351704.701 | 0 | 0 | 0 | 0 | 0 | 0 | 0 | 0 | 0 | 0 | 0 | 0 | 0 | 0 | 0 | 0 | 0 | 175852.3505 | 175852.3505 | 0 | 0 | 0 | 0 | 0 | 0 | 351704.701
| Substation |  | Cap bank | TRUE | 0 | 0 | 0 | 0 | 0 | 0 | 0 | 0 | 0 | 688367.6971 | 0 | 0 | 344183.8486 | 0 | 61200 | 0 | 0 | 0 | 0 | 0 | 0 | 0 | 0 | 0 | 0 | 0 | 0 | 344183.8486 | 344183.8486 | 202691.9243 | 202691.9243 | 0 | 0 | 0 | 0 | 1093751.5457
| Substation |  | AC board (Including change over) | TRUE | 0 | 0 | 0 | 0 | 0 | 0 | 0 | 0 | 0 | 161330.9562 | 0 | 0 | 0 | 0 | 0 | 0 | 0 | 0 | 0 | 0 | 0 | 0 | 0 | 0 | 0 | 0 | 0 | 80665.4781 | 80665.4781 | 0 | 0 | 0 | 0 | 0 | 0 | 161330.9562
| Substation |  | Control room | TRUE | 0 | 0 | 0 | 0 | 0 | 0 | 0 | 0 | 0 | 935507.8479 | 0 | 0 | 935507.8479 | 0 | 0 | 0 | 0 | 0 | 0 | 0 | 0 | 0 | 0 | 0 | 0 | 0 | 0 | 467753.924 | 467753.924 | 467753.924 | 467753.924 | 0 | 0 | 0 | 0 | 1871015.6958
| Substation |  | 22kV circuit breaker (outdoor) | TRUE | 0 | 0 | 0 | 0 | 0 | 0 | 0 | 0 | 0 | 381918.4511 | 0 | 0 | 305534.7609 | 293792.6804 | 0 | 305534.7609 | 296507.1376 | 0 | 0 | 0 | 0 | 0 | 0 | 0 | 0 | 0 | 0 | 190959.2255 | 190959.2255 | 299663.7207 | 299663.7207 | 301020.9492 | 301020.9492 | 0 | 0 | 1583287.7909
| Substation |  | Voltage transformer | TRUE | 0 | 0 | 0 | 0 | 0 | 0 | 0 | 0 | 0 | 36783.3277 | 0 | 0 | 36783.3277 | 0 | 0 | 18391.6638 | 0 | 0 | 0 | 0 | 0 | 0 | 0 | 0 | 0 | 0 | 0 | 18391.6638 | 18391.6638 | 18391.6638 | 18391.6638 | 9195.8319 | 9195.8319 | 0 | 0 | 91958.3192
| Substation |  | Current transformer (post type) | TRUE | 0 | 0 | 0 | 0 | 0 | 0 | 0 | 0 | 0 | 458819.2984 | 0 | 306000 | 76469.8831 | 0 | 76500 | 0 | 0 | 0 | 0 | 0 | 0 | 0 | 0 | 0 | 0 | 0 | 0 | 382409.6492 | 382409.6492 | 76484.9415 | 76484.9415 | 0 | 0 | 0 | 0 | 917789.1815
| Substation |  | Current transformer (core balance type) | TRUE | 0 | 0 | 0 | 0 | 0 | 0 | 0 | 0 | 0 | 10406.2109 | 0 | 30600 | 5203.1054 | 0 | 15300 | 10406.2109 | 0 | 30600 | 0 | 0 | 0 | 0 | 0 | 0 | 0 | 0 | 0 | 20503.1054 | 20503.1054 | 10251.5527 | 10251.5527 | 20503.1054 | 20503.1054 | 0 | 0 | 102515.5272
| Substation |  | Other primary materials | TRUE | 0 | 0 | 0 | 0 | 0 | 0 | 0 | 0 | 0 | 716761.0147 | 0 | 0 | 1050000 | 0 | 0 | 0 | 0 | 0 | 0 | 0 | 0 | 0 | 0 | 0 | 0 | 0 | 0 | 358380.5073 | 358380.5073 | 525000 | 525000 | 0 | 0 | 0 | 0 | 1766761.0147
| Substation |  | SCADA / Protection & Control/ Comms | TRUE | 0 | 0 | 0 | 0 | 0 | 0 | 0 | 0 | 0 | 4079924.4992 | 1446233.5544 | 0 | 2337228 | 689149.5182 | 0 | 615060 | 0 | 0 | 0 | 0 | 0 | 0 | 0 | 0 | 0 | 0 | 0 | 2763079.0268 | 2763079.0268 | 1513188.7591 | 1513188.7591 | 307530 | 307530 | 0 | 0 | 9167595.5718
| Substation |  | Commissioning | TRUE | 0 | 0 | 0 | 0 | 0 | 0 | 0 | 0 | 0 | 0 | 719137.4816 | 0 | 0 | 0 | 0 | 0 | 0 | 0 | 0 | 0 | 0 | 0 | 0 | 0 | 0 | 0 | 0 | 359568.7408 | 359568.7408 | 0 | 0 | 0 | 0 | 0 | 0 | 719137.4816
| Substation |  | ESV observed compliance | TRUE | 0 | 0 | 0 | 0 | 0 | 0 | 0 | 0 | 0 | 0 | 127316.2829 | 0 | 0 | 48045.3536 | 0 | 0 | 0 | 0 | 0 | 0 | 0 | 0 | 0 | 0 | 0 | 0 | 0 | 63658.1414 | 63658.1414 | 24022.6768 | 24022.6768 | 0 | 0 | 0 | 0 | 175361.6364
| Substation |  | Construction delivery & site control | TRUE | 0 | 0 | 0 | 0 | 0 | 0 | 0 | 0 | 0 | 0 | 1314915.3976 | 0 | 0 | 0 | 0 | 0 | 0 | 0 | 0 | 0 | 0 | 0 | 0 | 0 | 0 | 0 | 0 | 657457.6988 | 657457.6988 | 0 | 0 | 0 | 0 | 0 | 0 | 1314915.3976
Contracts
| Contracts |  | Traffic control | TRUE | 0 | 0 | 0 | 0 | 0 | 0 | 0 | 0 | 0 | 0 | 0 | 1130923.0461 | 0 | 0 | 0 | 0 | 0 | 0 | 0 | 0 | 0 | 0 | 0 | 0 | 0 | 0 | 0 | 565461.523 | 565461.523 | 0 | 0 | 0 | 0 | 0 | 0 | 1130923.0461
| Contracts |  | Line survey | TRUE | 0 | 0 | 0 | 0 | 0 | 0 | 0 | 0 | 0 | 0 | 0 | 329158.695 | 0 | 0 | 89760 | 0 | 0 | 16320 | 0 | 0 | 0 | 0 | 0 | 0 | 0 | 0 | 0 | 164579.3475 | 164579.3475 | 44880 | 44880 | 8160 | 8160 | 0 | 0 | 435238.695
| Contracts |  | Civil works | TRUE | 0 | 0 | 0 | 0 | 0 | 0 | 0 | 0 | 0 | 0 | 0 | 5979989.8942 | 0 | 0 | 2000000 | 0 | 0 | 0 | 0 | 0 | 0 | 0 | 0 | 0 | 0 | 0 | 0 | 2989994.9471 | 2989994.9471 | 1000000 | 1000000 | 0 | 0 | 0 | 0 | 7979989.8942
| Contracts |  | Mob/Demob | TRUE | 0 | 0 | 0 | 0 | 0 | 0 | 0 | 0 | 0 | 0 | 0 | 193265.6413 | 0 | 0 | 163200 | 0 | 0 | 40800 | 0 | 0 | 0 | 0 | 0 | 0 | 0 | 0 | 0 | 96632.8206 | 96632.8206 | 81600 | 81600 | 20400 | 20400 | 0 | 0 | 397265.6413
| Contracts |  | Other | TRUE | 0 | 0 | 0 | 0 | 0 | 0 | 0 | 0 | 0 | 0 | 0 | 740097.8094 | 0 | 0 | 0 | 0 | 0 | 300000 | 0 | 0 | 0 | 0 | 0 | 0 | 0 | 0 | 0 | 370048.9047 | 370048.9047 | 0 | 0 | 150000 | 150000 | 0 | 0 | 1040097.8094
Other
| PMO costs |  | PMO costs | TRUE | [35 empty] | 0
|  |  | Test trailer | TRUE | [35 empty] | 0
|  |  | Labour & other costs associated with spare GFN | TRUE | [35 empty] | 0
|  | Total project cost |  |  | 0 | 0 | 0 | 0 | 0 | 0 | 0 | 262671.7151 | 0 | 52340541.8648 | 21918062.1448 | 9179317.5424 | 27315278.7405 | 10805010.055 | 3793160 | 6571280.6527 | 4162025.5022 | 771240 | 0 | 0 | 0 | 0 | 0 | 0 | 0 | 131335.8575 | 131335.8575 | 41718960.776 | 41718960.776 | 20956724.3978 | 20956724.3978 | 5752273.0775 | 5752273.0775 | 0 | 0 | 137118588.2176
|  |  | check | TRUE | [35 empty] | TRUE

## Total_CY
Powercor REFCLs
Costs: |  |  | Total by calendar year
(real 2021 dollars) | [12 empty] | TRUE
[5 empty] | 2019 | 2020 | 2021 | 2022 | 2023 | 2024 | 2025 | Total
[5 empty] | Total Cost | Total Cost | Total Cost | Total Cost | Total Cost | Total Cost | Total Cost | Total Cost
Design & Procurement
| Design & Procurement |  | Design & Procurement |  | 0 | 0 | 262671.7151 | 7440812.2263 | 1283215.9197 | 1020544.2046 | 0 | 10007244.0656
Feeder works
| Feeder works |  | Surge arrestor sites (single phase) |  | 0 | 0 | 0 | 1548926.2251 | 0 | 0 | 0 | 1548926.2251
| Feeder works |  | Surge arrestor sites (three phase) |  | 0 | 0 | 0 | 4294868.7199 | 0 | 0 | 0 | 4294868.7199
| Feeder works |  | ACRs |  | 0 | 0 | 0 | 170854.8834 | 0 | 0 | 0 | 170854.8834
| Feeder works |  | ACR/gas switch control box replacement |  | 0 | 0 | 0 | 96691.6361 | 0 | 0 | 0 | 96691.6361
| Feeder works |  | Admittance balancing units (single phase) |  | 0 | 0 | 0 | 70038.885 | 0 | 0 | 0 | 70038.885
| Feeder works |  | Admittance balancing units (three phase) |  | 0 | 0 | 0 | 625009.6573 | 0 | 0 | 0 | 625009.6573
| Feeder works |  | Re-phasing |  | 0 | 0 | 0 | 44368.5784 | 0 | 0 | 0 | 44368.5784
| Feeder works |  | Fusesavers |  | 0 | 0 | 0 | 306050.7235 | 0 | 0 | 0 | 306050.7235
| Feeder works |  | HV Regulators upgrade (control box) |  | 0 | 0 | 0 | 0 | 0 | 0 | 0 | 0
| Feeder works |  | HV Regulators upgrade (close delta) |  | 0 | 0 | 0 | 246177.3874 | 0 | 0 | 0 | 246177.3874
| Feeder works |  | Distribution switchgear (installed) |  | 0 | 0 | 0 | 2151065.9143 | 0 | 0 | 0 | 2151065.9143
| Feeder works |  | UG cable replacement |  | 0 | 0 | 0 | 558624.3211 | 0 | 283805.7516 | 0 | 842430.0727
| Feeder works |  | Test Sites |  | 0 | 0 | 0 | 29601.1325 | 0 | 0 | 0 | 29601.1325
| Feeder works |  | HV Customers (total) |  | 0 | 0 | 0 | 709946.0987 | 0 | 0 | 0 | 709946.0987
| Feeder works |  | HV Customers (generation signalling) |  | 0 | 0 | 0 | 0 | 0 | 0 | 0 | 0
Feeder works
| Feeder works |  | 22kV feeder works |  | 0 | 0 | 0 | 7911002.2146 | 3978000 | 2019337.4806 | 0 | 13908339.6952
| Feeder works |  | 66kV Line works (Overhead) |  | 0 | 0 | 0 | 567002.2146 | 6120000 | 0 | 0 | 6687002.2146
| Feeder works |  | 3rd phase line extension |  | 0 | 0 | 0 | 0 | 0 | 0 | 0 | 0
| Feeder works |  | Asset resilience (Underground) |  | 0 | 0 | 0 | 9042414.4254 | 0 | 0 | 0 | 9042414.4254
| Feeder works |  | Distribution Comms |  | 0 | 0 | 0 | 80093.3353 | 0 | 0 | 0 | 80093.3353
| Feeder works |  | Other distribution materials |  | 0 | 0 | 0 | 11404306.6787 | 0 | 1523998.4434 | 0 | 12928305.1221
Substation
| Substation | Primary Plant
| Substation |  | GFN |  | 0 | 0 | 0 | 14199788.6956 | 9960133.8427 | 1993370.9925 | 0 | 26153293.5309
| Substation |  | GFN enclosure |  | 0 | 0 | 0 | 967979.4304 | 0 | 222529.9051 | 0 | 1190509.3355
| Substation |  | Indoor switch room (incl GFN enclosure and switchboard) |  | 0 | 0 | 0 | 0 | 3647860.0663 | 0 | 0 | 3647860.0663
| Substation |  | RMU |  | 0 | 0 | 0 | 686791.4003 | 448369.6252 | 89673.925 | 0 | 1224834.9506
| Substation |  | 66/22kV transformer |  | 0 | 0 | 0 | 0 | 6746630.848 | 2268744.0938 | 0 | 9015374.9418
| Substation |  | 66kV circuit breaker |  | 0 | 0 | 0 | 0 | 1201380.1679 | 240841.5851 | 0 | 1442221.753
| Substation |  | 66kV bus extension |  | 0 | 0 | 0 | 0 | 0 | 208080 | 0 | 208080
| Substation |  | Station service transformer (500kVA) |  | 0 | 0 | 0 | 146344.9614 | 0 | 0 | 0 | 146344.9614
| Substation |  | Station service transformer (750kVA) |  | 0 | 0 | 0 | 351704.701 | 0 | 0 | 0 | 351704.701
| Substation |  | Cap bank |  | 0 | 0 | 0 | 688367.6971 | 405383.8486 | 0 | 0 | 1093751.5457
| Substation |  | AC board (Including change over) |  | 0 | 0 | 0 | 161330.9562 | 0 | 0 | 0 | 161330.9562
| Substation |  | Control room |  | 0 | 0 | 0 | 935507.8479 | 935507.8479 | 0 | 0 | 1871015.6958
| Substation |  | 22kV circuit breaker (outdoor) |  | 0 | 0 | 0 | 381918.4511 | 599327.4413 | 602041.8985 | 0 | 1583287.7909
| Substation |  | Voltage transformer |  | 0 | 0 | 0 | 36783.3277 | 36783.3277 | 18391.6638 | 0 | 91958.3192
| Substation |  | Current transformer (post type) |  | 0 | 0 | 0 | 764819.2984 | 152969.8831 | 0 | 0 | 917789.1815
| Substation |  | Current transformer (core balance type) |  | 0 | 0 | 0 | 41006.2109 | 20503.1054 | 41006.2109 | 0 | 102515.5272
| Substation |  | Other primary materials |  | 0 | 0 | 0 | 716761.0147 | 1050000 | 0 | 0 | 1766761.0147
| Substation |  | SCADA / Protection & Control/ Comms |  | 0 | 0 | 0 | 5526158.0536 | 3026377.5182 | 615060 | 0 | 9167595.5718
| Substation |  | Commissioning |  | 0 | 0 | 0 | 719137.4816 | 0 | 0 | 0 | 719137.4816
| Substation |  | ESV observed compliance |  | 0 | 0 | 0 | 127316.2829 | 48045.3536 | 0 | 0 | 175361.6364
| Substation |  | Construction delivery & site control |  | 0 | 0 | 0 | 1314915.3976 | 0 | 0 | 0 | 1314915.3976
Contracts
| Contracts |  | Traffic control |  | 0 | 0 | 0 | 1130923.0461 | 0 | 0 | 0 | 1130923.0461
| Contracts |  | Line survey |  | 0 | 0 | 0 | 329158.695 | 89760 | 16320 | 0 | 435238.695
| Contracts |  | Civil works |  | 0 | 0 | 0 | 5979989.8942 | 2000000 | 0 | 0 | 7979989.8942
| Contracts |  | Mob/Demob |  | 0 | 0 | 0 | 193265.6413 | 163200 | 40800 | 0 | 397265.6413
| Contracts |  | Other |  | 0 | 0 | 0 | 740097.8094 | 0 | 300000 | 0 | 1040097.8094
Other
| PMO costs |  | PMO costs |  | 0 | 0 | 0 | 0 | 0 | 0 | 0 | 0
|  |  | Test trailer |  | 0 | 0 | 0 | 0 | 0 | 0 | 0 | 0
|  |  | Labour & other costs associated with spare GFN |  | 0 | 0 | 0 | 0 | 0 | 0 | 0 | 0
|  | Total project cost |  |  | 0 | 0 | 262671.7151 | 83437921.552 | 41913448.7956 | 11504546.1549 | 0 | 137118588.2176
|  |  | check | TRUE | TRUE | TRUE | TRUE | TRUE | TRUE | TRUE | TRUE | TRUE

## Total_FY
Powercor REFCLs
Costs: |  |  | Total by financial year
(real 2021 dollars)
[5 empty] | 19 | 20 | 21 | 22 | 23 | 24 | 25 | Total
[5 empty] | Total Cost | Total Cost | Total Cost | Total Cost | Total Cost | Total Cost | Total Cost | Total Cost
[5 empty] | 19 | 20 | 21 | 22 | 23 | 24 | 25
Design & Procurement
| Design & Procurement |  | Design & Procurement |  | 0 | 0 | 131335.8575 | 3851741.9707 | 4362014.073 | 1151880.0621 | 510272.1023 | 10007244.0656
Feeder works
| Feeder works |  | Surge arrestor sites (single phase) |  | 0 | 0 | 0 | 774463.1126 | 774463.1126 | 0 | 0 | 1548926.2251
| Feeder works |  | Surge arrestor sites (three phase) |  | 0 | 0 | 0 | 2147434.3599 | 2147434.3599 | 0 | 0 | 4294868.7199
| Feeder works |  | ACRs |  | 0 | 0 | 0 | 85427.4417 | 85427.4417 | 0 | 0 | 170854.8834
| Feeder works |  | ACR/gas switch control box replacement |  | 0 | 0 | 0 | 48345.8181 | 48345.8181 | 0 | 0 | 96691.6361
| Feeder works |  | Admittance balancing units (single phase) |  | 0 | 0 | 0 | 35019.4425 | 35019.4425 | 0 | 0 | 70038.885
| Feeder works |  | Admittance balancing units (three phase) |  | 0 | 0 | 0 | 312504.8287 | 312504.8287 | 0 | 0 | 625009.6573
| Feeder works |  | Re-phasing |  | 0 | 0 | 0 | 22184.2892 | 22184.2892 | 0 | 0 | 44368.5784
| Feeder works |  | Fusesavers |  | 0 | 0 | 0 | 153025.3618 | 153025.3618 | 0 | 0 | 306050.7235
| Feeder works |  | HV Regulators upgrade (control box) |  | 0 | 0 | 0 | 0 | 0 | 0 | 0 | 0
| Feeder works |  | HV Regulators upgrade (close delta) |  | 0 | 0 | 0 | 123088.6937 | 123088.6937 | 0 | 0 | 246177.3874
| Feeder works |  | Distribution switchgear (installed) |  | 0 | 0 | 0 | 1075532.9572 | 1075532.9572 | 0 | 0 | 2151065.9143
| Feeder works |  | UG cable replacement |  | 0 | 0 | 0 | 279312.1605 | 279312.1605 | 141902.8758 | 141902.8758 | 842430.0727
| Feeder works |  | Test Sites |  | 0 | 0 | 0 | 14800.5662 | 14800.5662 | 0 | 0 | 29601.1325
| Feeder works |  | HV Customers (total) |  | 0 | 0 | 0 | 354973.0494 | 354973.0494 | 0 | 0 | 709946.0987
| Feeder works |  | HV Customers (generation signalling) |  | 0 | 0 | 0 | 0 | 0 | 0 | 0 | 0
Feeder works
| Feeder works |  | 22kV feeder works |  | 0 | 0 | 0 | 3955501.1073 | 5944501.1073 | 2998668.7403 | 1009668.7403 | 13908339.6952
| Feeder works |  | 66kV Line works (Overhead) |  | 0 | 0 | 0 | 283501.1073 | 3343501.1073 | 3060000 | 0 | 6687002.2146
| Feeder works |  | 3rd phase line extension |  | 0 | 0 | 0 | 0 | 0 | 0 | 0 | 0
| Feeder works |  | Asset resilience (Underground) |  | 0 | 0 | 0 | 4521207.2127 | 4521207.2127 | 0 | 0 | 9042414.4254
| Feeder works |  | Distribution Comms |  | 0 | 0 | 0 | 40046.6677 | 40046.6677 | 0 | 0 | 80093.3353
|  |  | Other distribution materials |  | 0 | 0 | 0 | 5702153.3394 | 5702153.3394 | 761999.2217 | 761999.2217 | 12928305.1221
Substation
| Substation | Primary Plant
| Substation |  | GFN |  | 0 | 0 | 0 | 7099894.3478 | 12079961.2692 | 5976752.4176 | 996685.4963 | 26153293.5309
| Substation |  | GFN enclosure |  | 0 | 0 | 0 | 483989.7152 | 483989.7152 | 111264.9525 | 111264.9525 | 1190509.3355
| Substation |  | Indoor switch room (incl GFN enclosure and switchboard) |  | 0 | 0 | 0 | 0 | 1823930.0331 | 1823930.0331 | 0 | 3647860.0663
| Substation |  | RMU |  | 0 | 0 | 0 | 343395.7002 | 567580.5128 | 269021.7751 | 44836.9625 | 1224834.9506
| Substation |  | 66/22kV transformer |  | 0 | 0 | 0 | 0 | 3373315.424 | 4507687.4709 | 1134372.0469 | 9015374.9418
| Substation |  | 66kV circuit breaker |  | 0 | 0 | 0 | 0 | 600690.084 | 721110.8765 | 120420.7925 | 1442221.753
| Substation |  | 66kV bus extension |  | 0 | 0 | 0 | 0 | 0 | 104040 | 104040 | 208080
| Substation |  | Station service transformer (500kVA) |  | 0 | 0 | 0 | 73172.4807 | 73172.4807 | 0 | 0 | 146344.9614
| Substation |  | Station service transformer (750kVA) |  | 0 | 0 | 0 | 175852.3505 | 175852.3505 | 0 | 0 | 351704.701
| Substation |  | Cap bank |  | 0 | 0 | 0 | 344183.8486 | 546875.7729 | 202691.9243 | 0 | 1093751.5457
| Substation |  | AC board (Including change over) |  | 0 | 0 | 0 | 80665.4781 | 80665.4781 | 0 | 0 | 161330.9562
| Substation |  | Control room |  | 0 | 0 | 0 | 467753.924 | 935507.8479 | 467753.924 | 0 | 1871015.6958
| Substation |  | 22kV circuit breaker (outdoor) |  | 0 | 0 | 0 | 190959.2255 | 490622.9462 | 600684.6699 | 301020.9492 | 1583287.7909
| Substation |  | Voltage transformer |  | 0 | 0 | 0 | 18391.6638 | 36783.3277 | 27587.4958 | 9195.8319 | 91958.3192
| Substation |  | Current transformer (post type) |  | 0 | 0 | 0 | 382409.6492 | 458894.5908 | 76484.9415 | 0 | 917789.1815
| Substation |  | Current transformer (core balance type) |  | 0 | 0 | 0 | 20503.1054 | 30754.6582 | 30754.6582 | 20503.1054 | 102515.5272
| Substation |  | Other primary materials |  | 0 | 0 | 0 | 358380.5073 | 883380.5073 | 525000 | 0 | 1766761.0147
| Substation |  | SCADA / Protection & Control/ Comms |  | 0 | 0 | 0 | 2763079.0268 | 4276267.7859 | 1820718.7591 | 307530 | 9167595.5718
| Substation |  | Commissioning |  | 0 | 0 | 0 | 359568.7408 | 359568.7408 | 0 | 0 | 719137.4816
| Substation |  | ESV observed compliance |  | 0 | 0 | 0 | 63658.1414 | 87680.8182 | 24022.6768 | 0 | 175361.6364
| Substation |  | Construction delivery & site control |  | 0 | 0 | 0 | 657457.6988 | 657457.6988 | 0 | 0 | 1314915.3976
Contracts
| Contracts |  | Traffic control |  | 0 | 0 | 0 | 565461.523 | 565461.523 | 0 | 0 | 1130923.0461
| Contracts |  | Line survey |  | 0 | 0 | 0 | 164579.3475 | 209459.3475 | 53040 | 8160 | 435238.695
| Contracts |  | Civil works |  | 0 | 0 | 0 | 2989994.9471 | 3989994.9471 | 1000000 | 0 | 7979989.8942
| Contracts |  | Mob/Demob |  | 0 | 0 | 0 | 96632.8206 | 178232.8206 | 102000 | 20400 | 397265.6413
| Contracts |  | Other |  | 0 | 0 | 0 | 370048.9047 | 370048.9047 | 150000 | 150000 | 1040097.8094
Other
| PMO costs |  | PMO costs |  | 0 | 0 | 0 | 0 | 0 | 0 | 0 | 0
|  |  | Test trailer |  | 0 | 0 | 0 | 0 | 0 | 0 | 0 | 0
|  |  | Labour & other costs associated with spare GFN |  | 0 | 0 | 0 | 0 | 0 | 0 | 0 | 0
|  | Total project cost |  |  | 0 | 0 | 131335.8575 | 41850296.6336 | 62675685.1738 | 26708997.4752 | 5752273.0775 | 137118588.2176
|  |  | check | TRUE | [7 empty] | TRUE

## Labour_rates
Powercor REFCLs
Labour Rates
(real 2021 dollars)
Design & Procurement RATES
| Design & Procurement Rates |  | 2016 | 2017 | 2018 | 2019 | 2020 | 2021 | 2022 | 2023 | 2024 | 2025
| Design & Procurement | 2021 $/hr |  |  | 215.3047 | 215.3047 | 215.3047 | 215.3047 | 215.3047 | 215.3047 | 215.3047 | 215.3047
BALLARAT RESOURCE PARTNER RATES
| Rate per person per hour (with vehicles allocated) |  | 2016 | 2017 | 2018 | 2019 | 2020 | 2021 | 2022 | 2023 | 2024 | 2025
| Live Linework | 2021 $/hr |  |  | 208.2081 | 208.2081 | 208.2081 | 208.2081 | 208.2081 | 208.2081 | 208.2081 | 208.2081
| General Linework | 2021 $/hr |  |  | 195.735 | 195.735 | 195.735 | 195.735 | 195.735 | 195.735 | 195.735 | 195.735
| Sub Tester | 2021 $/hr |  |  | 270.2677 | 270.2677 | 270.2677 | 270.2677 | 270.2677 | 270.2677 | 270.2677 | 270.2677
| Fitter | 2021 $/hr |  |  | 173.7278 | 173.7278 | 173.7278 | 173.7278 | 173.7278 | 173.7278 | 173.7278 | 173.7278
GEELONG RESOURCE PARTNER RATES
| Rate per person per hour (with vehicles allocated) |  | 2016 | 2017 | 2018 | 2019 | 2020 | 2021 | 2022 | 2023 | 2024 | 2025
| Live Linework | 2021 $/hr |  |  | 175.3598 | 175.3598 | 175.3598 | 175.3598 | 175.3598 | 175.3598 | 175.3598 | 175.3598
| General Linework | 2021 $/hr |  |  | 164.7223 | 164.7223 | 164.7223 | 164.7223 | 164.7223 | 164.7223 | 164.7223 | 164.7223
| Sub Tester | 2021 $/hr |  |  | 253.7358 | 253.7358 | 253.7358 | 253.7358 | 253.7358 | 253.7358 | 253.7358 | 253.7358
| Fitter | 2021 $/hr |  |  | 179.1661 | 179.1661 | 179.1661 | 179.1661 | 179.1661 | 179.1661 | 179.1661 | 179.1661
HORSHAM RESOURCE PARTNER RATES
| Rate per person per hour (with vehicles allocated) |  | 2016 | 2017 | 2018 | 2019 | 2020 | 2021 | 2022 | 2023 | 2024 | 2025
| Live Linework | 2021 $/hr |  |  | 221.7343 | 221.7343 | 221.7343 | 221.7343 | 221.7343 | 221.7343 | 221.7343 | 221.7343
| General Linework | 2021 $/hr |  |  | 209.0593 | 209.0593 | 209.0593 | 209.0593 | 209.0593 | 209.0593 | 209.0593 | 209.0593
| Sub Tester | 2021 $/hr |  |  | 329.7236 | 329.7236 | 329.7236 | 329.7236 | 329.7236 | 329.7236 | 329.7236 | 329.7236
| Fitter | 2021 $/hr |  |  | 208.2993 | 208.2993 | 208.2993 | 208.2993 | 208.2993 | 208.2993 | 208.2993 | 208.2993
MILDURA RESOURCE PARTNER RATES
| Rate per person per hour (with vehicles allocated) |  | 2016 | 2017 | 2018 | 2019 | 2020 | 2021 | 2022 | 2023 | 2024 | 2025
| Live Linework | 2021 $/hr |  |  | 233.2008 | 233.2008 | 233.2008 | 233.2008 | 233.2008 | 233.2008 | 233.2008 | 233.2008
| General Linework | 2021 $/hr |  |  | 220.1945 | 220.1945 | 220.1945 | 220.1945 | 220.1945 | 220.1945 | 220.1945 | 220.1945
| Sub Tester | 2021 $/hr |  |  | 320.0358 | 320.0358 | 320.0358 | 320.0358 | 320.0358 | 320.0358 | 320.0358 | 320.0358
| Fitter | 2021 $/hr |  |  | 215.5039 | 215.5039 | 215.5039 | 215.5039 | 215.5039 | 215.5039 | 215.5039 | 215.5039
WARRNAMBOOL RESOURCE PARTNER RATES
| Rate per person per hour (with vehicles allocated) |  | 2016 | 2017 | 2018 | 2019 | 2020 | 2021 | 2022 | 2023 | 2024 | 2025
| Live Linework | 2021 $/hr |  |  | 214.5157 | 214.5157 | 214.5157 | 214.5157 | 214.5157 | 214.5157 | 214.5157 | 214.5157
| General Linework | 2021 $/hr |  |  | 202.2906 | 202.2906 | 202.2906 | 202.2906 | 202.2906 | 202.2906 | 202.2906 | 202.2906
| Sub Tester | 2021 $/hr |  |  | 314.2832 | 314.2832 | 314.2832 | 314.2832 | 314.2832 | 314.2832 | 314.2832 | 314.2832
| Fitter | 2021 $/hr |  |  | 207.497 | 207.497 | 207.497 | 207.497 | 207.497 | 207.497 | 207.497 | 207.497