## Information
Age Profile - Switchgear
Purpose
Update RIN reported age profile information for substation switchgear. Adjust so that the age profiles appropriate for repex models.
Context
Age profiles from this workbook are used in the calibration (2010) and forecasting (2015) repex models.
Rows 111 - 131 on "Age Profile - 2015" is the switchgear age profile, appropriate for the forecast (2015) repex model.
Rows 109 - 112 on "Age Profile - 2010" is the switchgear age profile, grouped by equipment type, appropriate for the calibration (2010) repex model.
Listing of adjustments to the base profiles are listed in the "Adjustments" 2010 and 2015 worksheets.
"Age Profile - Bay - Equipment" sheet lists the switchgear age profile according to bay (as reported in RIN data), and equipment (as needed in repex model).
RIN data CB bay age profile aligns with the equipment CB age profile, provided for those CBs listed in the "CB Reconciliation" worksheet.

## Adjustments2015
Adjustments to 2015 Switchgear Age Profile
ID | Description | Type | Voltage | Enable | Future No Enduring Need | Other Adjustment | Notes | Sum | 2015 | 2014 | 2013 | 2012 | 2011 | 2010 | 2009 | 2008 | 2007 | 2006 | 2005 | 2004 | 2003 | 2002 | 2001 | 2000 | 1999 | 1998 | 1997 | 1996 | 1995 | 1994 | 1993 | 1992 | 1991 | 1990 | 1989 | 1988 | 1987 | 1986 | 1985 | 1984 | 1983 | 1982 | 1981 | 1980 | 1979 | 1978 | 1977 | 1976 | 1975 | 1974 | 1973 | 1972 | 1971 | 1970 | 1969 | 1968 | 1967 | 1966 | 1965 | 1964 | 1963 | 1962 | 1961 | 1960 | 1959 | 1958 | 1957 | 1956 | 1955 | 1954 | 1953 | 1952 | 1951 | 1950 | 1949 | 1948 | 1947 | 1946 | 1945 | 1944 | 1943 | 1942 | 1941 | 1940 | 1939 | 1938 | 1937 | 1936 | 1935 | 1934 | 1933 | 1932 | 1931 | 1930 | 1929 | 1928 | 1927 | 1926 | 1925 | 1924 | 1923 | 1922 | 1921 | 1920 | 1919 | 1918 | 1917 | 1916 | 1915 | 1914 | 1913 | 1912 | 1911 | 1910 | 1909
H006-C01 | No enduring need for 1 diameter at Gin Gin, if CQ-SQ Eastern network is reconfigured | CB | 275 | TRUE | TRUE |  |  | -3 | 0 | 0 | 0 | 0 | 0 | 0 | 0 | 0 | 0 | 0 | 0 | 0 | 0 | 0 | 0 | 0 | 0 | 0 | 0 | 0 | 0 | 0 | 0 | 0 | 0 | 0 | 0 | 0 | 0 | 0 | 0 | 0 | 0 | 0 | 0 | 0 | 0 | 0 | 0 | 0 | -3 | 0 | 0 | 0 | 0 | 0 | 0 | 0 | 0 | 0 | 0 | 0 | 0 | 0 | 0 | 0 | 0 | 0 | 0 | 0 | 0 | 0 | 0 | 0 | 0 | 0 | 0 | 0 | 0 | 0 | 0 | 0 | 0 | 0 | 0 | 0 | 0 | 0 | 0 | 0 | 0 | 0 | 0 | 0 | 0 | 0 | 0 | 0 | 0 | 0 | 0
H006-C01 | No enduring need for 1 diameter at Gin Gin, if CQ-SQ Eastern network is reconfigured | IS/ES | 275 | TRUE | TRUE |  |  | -17 | 0 | 0 | 0 | 0 | 0 | 0 | 0 | 0 | 0 | 0 | 0 | 0 | 0 | 0 | 0 | 0 | 0 | 0 | 0 | 0 | 0 | 0 | 0 | 0 | 0 | 0 | 0 | 0 | 0 | 0 | 0 | 0 | 0 | 0 | 0 | 0 | 0 | 0 | 0 | -1 | -9 | -7 | 0 | 0 | 0 | 0 | 0 | 0 | 0 | 0 | 0 | 0 | 0 | 0 | 0 | 0 | 0 | 0 | 0 | 0 | 0 | 0 | 0 | 0 | 0 | 0 | 0 | 0 | 0 | 0 | 0 | 0 | 0 | 0 | 0 | 0 | 0 | 0 | 0 | 0 | 0 | 0 | 0 | 0 | 0 | 0 | 0 | 0 | 0 | 0 | 0
H006-C01 | No enduring need for 1 diameter at Gin Gin, if CQ-SQ Eastern network is reconfigured | VT | 275 | TRUE | TRUE |  |  | -6 | 0 | 0 | 0 | 0 | 0 | 0 | 0 | 0 | 0 | 0 | 0 | 0 | 0 | 0 | 0 | 0 | 0 | 0 | 0 | 0 | 0 | 0 | 0 | 0 | 0 | 0 | 0 | 0 | 0 | 0 | 0 | 0 | 0 | 0 | 0 | 0 | 0 | 0 | 0 | 0 | 0 | 0 | -6 | 0 | 0 | 0 | 0 | 0 | 0 | 0 | 0 | 0 | 0 | 0 | 0 | 0 | 0 | 0 | 0 | 0 | 0 | 0 | 0 | 0 | 0 | 0 | 0 | 0 | 0 | 0 | 0 | 0 | 0 | 0 | 0 | 0 | 0 | 0 | 0 | 0 | 0 | 0 | 0 | 0 | 0 | 0 | 0 | 0 | 0 | 0 | 0
H006-C01 | No enduring need for 1 diameter at Gin Gin, if CQ-SQ Eastern network is reconfigured | CT | 275 | TRUE | TRUE |  |  | -9 | 0 | 0 | 0 | 0 | 0 | 0 | 0 | 0 | 0 | 0 | 0 | 0 | 0 | 0 | 0 | 0 | 0 | 0 | 0 | 0 | 0 | 0 | 0 | 0 | 0 | 0 | 0 | 0 | 0 | 0 | 0 | 0 | 0 | 0 | 0 | 0 | 0 | 0 | 0 | 0 | -9 | 0 | 0 | 0 | 0 | 0 | 0 | 0 | 0 | 0 | 0 | 0 | 0 | 0 | 0 | 0 | 0 | 0 | 0 | 0 | 0 | 0 | 0 | 0 | 0 | 0 | 0 | 0 | 0 | 0 | 0 | 0 | 0 | 0 | 0 | 0 | 0 | 0 | 0 | 0 | 0 | 0 | 0 | 0 | 0 | 0 | 0 | 0 | 0 | 0 | 0
H010-C04-542- | No enduring need for 1 bays at Bouldercombe, if 2 transformers are replaced with a single unit | CB | 275 | TRUE | TRUE |  |  | -1 | 0 | 0 | 0 | 0 | 0 | 0 | 0 | 0 | 0 | 0 | 0 | 0 | 0 | 0 | 0 | 0 | 0 | 0 | 0 | 0 | 0 | 0 | 0 | 0 | 0 | 0 | 0 | 0 | 0 | 0 | 0 | 0 | 0 | 0 | 0 | 0 | 0 | 0 | 0 | 0 | -1 | 0 | 0 | 0 | 0 | 0 | 0 | 0 | 0 | 0 | 0 | 0 | 0 | 0 | 0 | 0 | 0 | 0 | 0 | 0 | 0 | 0 | 0 | 0 | 0 | 0 | 0 | 0 | 0 | 0 | 0 | 0 | 0 | 0 | 0 | 0 | 0 | 0 | 0 | 0 | 0 | 0 | 0 | 0 | 0 | 0 | 0 | 0 | 0 | 0 | 0
H010-C04-542- | No enduring need for 1 bays at Bouldercombe, if 2 transformers are replaced with a single unit | IS/ES | 275 | TRUE | TRUE |  |  | -7 | 0 | 0 | 0 | 0 | 0 | 0 | 0 | 0 | 0 | 0 | 0 | 0 | 0 | 0 | 0 | -1 | 0 | 0 | 0 | 0 | -2 | 0 | 0 | 0 | 0 | 0 | 0 | 0 | 0 | 0 | 0 | -2 | 0 | 0 | 0 | 0 | 0 | -2 | 0 | 0 | 0 | 0 | 0 | 0 | 0 | 0 | 0 | 0 | 0 | 0 | 0 | 0 | 0 | 0 | 0 | 0 | 0 | 0 | 0 | 0 | 0 | 0 | 0 | 0 | 0 | 0 | 0 | 0 | 0 | 0 | 0 | 0 | 0 | 0 | 0 | 0 | 0 | 0 | 0 | 0 | 0 | 0 | 0 | 0 | 0 | 0 | 0 | 0 | 0 | 0 | 0
H010-C04-542- | No enduring need for 1 bays at Bouldercombe, if 2 transformers are replaced with a single unit | VT | 275 | TRUE | TRUE |  |  | -1 | 0 | 0 | 0 | 0 | -1 | 0 | 0 | 0 | 0 | 0 | 0 | 0 | 0 | 0 | 0 | 0 | 0 | 0 | 0 | 0 | 0 | 0 | 0 | 0 | 0 | 0 | 0 | 0 | 0 | 0 | 0 | 0 | 0 | 0 | 0 | 0 | 0 | 0 | 0 | 0 | 0 | 0 | 0 | 0 | 0 | 0 | 0 | 0 | 0 | 0 | 0 | 0 | 0 | 0 | 0 | 0 | 0 | 0 | 0 | 0 | 0 | 0 | 0 | 0 | 0 | 0 | 0 | 0 | 0 | 0 | 0 | 0 | 0 | 0 | 0 | 0 | 0 | 0 | 0 | 0 | 0 | 0 | 0 | 0 | 0 | 0 | 0 | 0 | 0 | 0 | 0
H010-C04-542- | No enduring need for 1 bays at Bouldercombe, if 2 transformers are replaced with a single unit | CT | 275 | TRUE | TRUE |  |  | 0 | 0 | 0 | 0 | 0 | 0 | 0 | 0 | 0 | 0 | 0 | 0 | 0 | 0 | 0 | 0 | 0 | 0 | 0 | 0 | 0 | 0 | 0 | 0 | 0 | 0 | 0 | 0 | 0 | 0 | 0 | 0 | 0 | 0 | 0 | 0 | 0 | 0 | 0 | 0 | 0 | 0 | 0 | 0 | 0 | 0 | 0 | 0 | 0 | 0 | 0 | 0 | 0 | 0 | 0 | 0 | 0 | 0 | 0 | 0 | 0 | 0 | 0 | 0 | 0 | 0 | 0 | 0 | 0 | 0 | 0 | 0 | 0 | 0 | 0 | 0 | 0 | 0 | 0 | 0 | 0 | 0 | 0 | 0 | 0 | 0 | 0 | 0 | 0 | 0 | 0 | 0
T035-D01-442- | Dysart transformer bays replaced as part of transformer replacement project | CB | 132 | TRUE |  | TRUE |  | -1 | 0 | 0 | 0 | 0 | 0 | 0 | 0 | 0 | 0 | 0 | 0 | 0 | 0 | 0 | 0 | 0 | 0 | 0 | 0 | 0 | 0 | 0 | 0 | 0 | 0 | 0 | 0 | 0 | 0 | 0 | 0 | 0 | 0 | 0 | 0 | 0 | 0 | 0 | 0 | 0 | -1 | 0 | 0 | 0 | 0 | 0 | 0 | 0 | 0 | 0 | 0 | 0 | 0 | 0 | 0 | 0 | 0 | 0 | 0 | 0 | 0 | 0 | 0 | 0 | 0 | 0 | 0 | 0 | 0 | 0 | 0 | 0 | 0 | 0 | 0 | 0 | 0 | 0 | 0 | 0 | 0 | 0 | 0 | 0 | 0 | 0 | 0 | 0 | 0 | 0 | 0
T035-D01-442- | Dysart transformer bays replaced as part of transformer replacement project | IS/ES | 132 | TRUE |  | TRUE |  | -1 | 0 | 0 | 0 | 0 | 0 | 0 | 0 | 0 | 0 | 0 | 0 | 0 | 0 | 0 | 0 | 0 | 0 | 0 | 0 | 0 | 0 | 0 | 0 | 0 | 0 | 0 | 0 | 0 | 0 | 0 | 0 | 0 | 0 | 0 | 0 | 0 | 0 | 0 | 0 | 0 | -1 | 0 | 0 | 0 | 0 | 0 | 0 | 0 | 0 | 0 | 0 | 0 | 0 | 0 | 0 | 0 | 0 | 0 | 0 | 0 | 0 | 0 | 0 | 0 | 0 | 0 | 0 | 0 | 0 | 0 | 0 | 0 | 0 | 0 | 0 | 0 | 0 | 0 | 0 | 0 | 0 | 0 | 0 | 0 | 0 | 0 | 0 | 0 | 0 | 0 | 0
T035-D01-442- | Dysart transformer bays replaced as part of transformer replacement project | VT | 132 | TRUE |  | TRUE |  | 0 | 0 | 0 | 0 | 0 | 0 | 0 | 0 | 0 | 0 | 0 | 0 | 0 | 0 | 0 | 0 | 0 | 0 | 0 | 0 | 0 | 0 | 0 | 0 | 0 | 0 | 0 | 0 | 0 | 0 | 0 | 0 | 0 | 0 | 0 | 0 | 0 | 0 | 0 | 0 | 0 | 0 | 0 | 0 | 0 | 0 | 0 | 0 | 0 | 0 | 0 | 0 | 0 | 0 | 0 | 0 | 0 | 0 | 0 | 0 | 0 | 0 | 0 | 0 | 0 | 0 | 0 | 0 | 0 | 0 | 0 | 0 | 0 | 0 | 0 | 0 | 0 | 0 | 0 | 0 | 0 | 0 | 0 | 0 | 0 | 0 | 0 | 0 | 0 | 0 | 0 | 0
T035-D01-442- | Dysart transformer bays replaced as part of transformer replacement project | CT | 132 | TRUE |  | TRUE |  | -3 | 0 | 0 | 0 | 0 | 0 | 0 | 0 | 0 | 0 | 0 | 0 | 0 | 0 | 0 | 0 | 0 | 0 | -2 | 0 | 0 | 0 | 0 | 0 | 0 | 0 | 0 | 0 | 0 | 0 | 0 | 0 | 0 | 0 | 0 | 0 | 0 | 0 | 0 | 0 | 0 | -1 | 0 | 0 | 0 | 0 | 0 | 0 | 0 | 0 | 0 | 0 | 0 | 0 | 0 | 0 | 0 | 0 | 0 | 0 | 0 | 0 | 0 | 0 | 0 | 0 | 0 | 0 | 0 | 0 | 0 | 0 | 0 | 0 | 0 | 0 | 0 | 0 | 0 | 0 | 0 | 0 | 0 | 0 | 0 | 0 | 0 | 0 | 0 | 0 | 0 | 0
T035-D03-441- | Dysart transformer bays replaced as part of transformer replacement project | CB | 132 | TRUE |  | TRUE |  | -1 | 0 | 0 | 0 | 0 | 0 | 0 | 0 | 0 | 0 | 0 | 0 | 0 | 0 | 0 | 0 | 0 | 0 | 0 | 0 | 0 | 0 | 0 | 0 | 0 | 0 | 0 | 0 | 0 | 0 | 0 | 0 | 0 | 0 | 0 | 0 | 0 | 0 | 0 | 0 | 0 | -1 | 0 | 0 | 0 | 0 | 0 | 0 | 0 | 0 | 0 | 0 | 0 | 0 | 0 | 0 | 0 | 0 | 0 | 0 | 0 | 0 | 0 | 0 | 0 | 0 | 0 | 0 | 0 | 0 | 0 | 0 | 0 | 0 | 0 | 0 | 0 | 0 | 0 | 0 | 0 | 0 | 0 | 0 | 0 | 0 | 0 | 0 | 0 | 0 | 0 | 0
T035-D03-441- | Dysart transformer bays replaced as part of transformer replacement project | IS/ES | 132 | TRUE |  | TRUE |  | -1 | 0 | 0 | 0 | 0 | 0 | 0 | 0 | 0 | 0 | 0 | 0 | 0 | 0 | 0 | 0 | 0 | 0 | 0 | 0 | 0 | 0 | 0 | 0 | 0 | 0 | 0 | 0 | 0 | 0 | 0 | 0 | 0 | 0 | 0 | 0 | 0 | 0 | 0 | 0 | 0 | -1 | 0 | 0 | 0 | 0 | 0 | 0 | 0 | 0 | 0 | 0 | 0 | 0 | 0 | 0 | 0 | 0 | 0 | 0 | 0 | 0 | 0 | 0 | 0 | 0 | 0 | 0 | 0 | 0 | 0 | 0 | 0 | 0 | 0 | 0 | 0 | 0 | 0 | 0 | 0 | 0 | 0 | 0 | 0 | 0 | 0 | 0 | 0 | 0 | 0 | 0
T035-D03-441- | Dysart transformer bays replaced as part of transformer replacement project | VT | 132 | TRUE |  | TRUE |  | 0 | 0 | 0 | 0 | 0 | 0 | 0 | 0 | 0 | 0 | 0 | 0 | 0 | 0 | 0 | 0 | 0 | 0 | 0 | 0 | 0 | 0 | 0 | 0 | 0 | 0 | 0 | 0 | 0 | 0 | 0 | 0 | 0 | 0 | 0 | 0 | 0 | 0 | 0 | 0 | 0 | 0 | 0 | 0 | 0 | 0 | 0 | 0 | 0 | 0 | 0 | 0 | 0 | 0 | 0 | 0 | 0 | 0 | 0 | 0 | 0 | 0 | 0 | 0 | 0 | 0 | 0 | 0 | 0 | 0 | 0 | 0 | 0 | 0 | 0 | 0 | 0 | 0 | 0 | 0 | 0 | 0 | 0 | 0 | 0 | 0 | 0 | 0 | 0 | 0 | 0 | 0
T035-D03-441- | Dysart transformer bays replaced as part of transformer replacement project | CT | 132 | TRUE |  | TRUE |  | -3 | 0 | 0 | 0 | 0 | 0 | 0 | 0 | 0 | 0 | 0 | 0 | 0 | 0 | 0 | 0 | 0 | 0 | 0 | 0 | 0 | 0 | 0 | 0 | 0 | 0 | 0 | 0 | 0 | 0 | 0 | 0 | 0 | 0 | 0 | 0 | 0 | 0 | 0 | 0 | 0 | -3 | 0 | 0 | 0 | 0 | 0 | 0 | 0 | 0 | 0 | 0 | 0 | 0 | 0 | 0 | 0 | 0 | 0 | 0 | 0 | 0 | 0 | 0 | 0 | 0 | 0 | 0 | 0 | 0 | 0 | 0 | 0 | 0 | 0 | 0 | 0 | 0 | 0 | 0 | 0 | 0 | 0 | 0 | 0 | 0 | 0 | 0 | 0 | 0 | 0 | 0
T022-D13-7104 | No enduring need for Callide A bay for Gladstone South Feeder 7104 | CB | 132 | TRUE | TRUE |  |  | -1 | 0 | 0 | 0 | 0 | 0 | 0 | 0 | 0 | 0 | 0 | 0 | 0 | 0 | 0 | 0 | 0 | 0 | 0 | 0 | 0 | 0 | 0 | 0 | 0 | 0 | 0 | 0 | 0 | 0 | 0 | -1 | 0 | 0 | 0 | 0 | 0 | 0 | 0 | 0 | 0 | 0 | 0 | 0 | 0 | 0 | 0 | 0 | 0 | 0 | 0 | 0 | 0 | 0 | 0 | 0 | 0 | 0 | 0 | 0 | 0 | 0 | 0 | 0 | 0 | 0 | 0 | 0 | 0 | 0 | 0 | 0 | 0 | 0 | 0 | 0 | 0 | 0 | 0 | 0 | 0 | 0 | 0 | 0 | 0 | 0 | 0 | 0 | 0 | 0 | 0 | 0
T022-D13-7104 | No enduring need for Callide A bay for Gladstone South Feeder 7104 | IS/ES | 132 | TRUE | TRUE |  |  | -5 | 0 | 0 | 0 | 0 | 0 | 0 | 0 | 0 | 0 | 0 | 0 | 0 | 0 | 0 | 0 | 0 | 0 | 0 | 0 | 0 | 0 | 0 | 0 | 0 | 0 | 0 | 0 | 0 | 0 | -1 | 0 | 0 | 0 | 0 | 0 | 0 | 0 | 0 | 0 | 0 | 0 | 0 | 0 | 0 | 0 | 0 | 0 | 0 | 0 | 0 | -1 | -3 | 0 | 0 | 0 | 0 | 0 | 0 | 0 | 0 | 0 | 0 | 0 | 0 | 0 | 0 | 0 | 0 | 0 | 0 | 0 | 0 | 0 | 0 | 0 | 0 | 0 | 0 | 0 | 0 | 0 | 0 | 0 | 0 | 0 | 0 | 0 | 0 | 0 | 0 | 0
T022-D13-7104 | No enduring need for Callide A bay for Gladstone South Feeder 7104 | VT | 132 | TRUE | TRUE |  |  | -3 | 0 | 0 | 0 | 0 | 0 | 0 | 0 | 0 | 0 | 0 | 0 | 0 | 0 | 0 | 0 | 0 | 0 | -3 | 0 | 0 | 0 | 0 | 0 | 0 | 0 | 0 | 0 | 0 | 0 | 0 | 0 | 0 | 0 | 0 | 0 | 0 | 0 | 0 | 0 | 0 | 0 | 0 | 0 | 0 | 0 | 0 | 0 | 0 | 0 | 0 | 0 | 0 | 0 | 0 | 0 | 0 | 0 | 0 | 0 | 0 | 0 | 0 | 0 | 0 | 0 | 0 | 0 | 0 | 0 | 0 | 0 | 0 | 0 | 0 | 0 | 0 | 0 | 0 | 0 | 0 | 0 | 0 | 0 | 0 | 0 | 0 | 0 | 0 | 0 | 0 | 0
T022-D13-7104 | No enduring need for Callide A bay for Gladstone South Feeder 7104 | CT | 132 | TRUE | TRUE |  |  | -3 | 0 | 0 | 0 | 0 | 0 | 0 | 0 | 0 | 0 | -1 | 0 | 0 | 0 | 0 | 0 | 0 | 0 | 0 | 0 | 0 | 0 | 0 | 0 | 0 | 0 | 0 | 0 | 0 | 0 | 0 | 0 | -2 | 0 | 0 | 0 | 0 | 0 | 0 | 0 | 0 | 0 | 0 | 0 | 0 | 0 | 0 | 0 | 0 | 0 | 0 | 0 | 0 | 0 | 0 | 0 | 0 | 0 | 0 | 0 | 0 | 0 | 0 | 0 | 0 | 0 | 0 | 0 | 0 | 0 | 0 | 0 | 0 | 0 | 0 | 0 | 0 | 0 | 0 | 0 | 0 | 0 | 0 | 0 | 0 | 0 | 0 | 0 | 0 | 0 | 0 | 0
T022-D14-7105 | No enduring need for Callide A bay for Gladstone South Feeder 7105 | CB | 132 | TRUE | TRUE |  |  | -1 | 0 | 0 | 0 | 0 | 0 | 0 | 0 | 0 | 0 | 0 | 0 | 0 | 0 | 0 | 0 | 0 | 0 | 0 | 0 | 0 | 0 | 0 | 0 | 0 | 0 | 0 | 0 | 0 | 0 | 0 | 0 | 0 | 0 | 0 | 0 | 0 | 0 | 0 | 0 | 0 | 0 | 0 | 0 | 0 | 0 | 0 | 0 | 0 | 0 | 0 | 0 | 0 | -1 | 0 | 0 | 0 | 0 | 0 | 0 | 0 | 0 | 0 | 0 | 0 | 0 | 0 | 0 | 0 | 0 | 0 | 0 | 0 | 0 | 0 | 0 | 0 | 0 | 0 | 0 | 0 | 0 | 0 | 0 | 0 | 0 | 0 | 0 | 0 | 0 | 0 | 0
T022-D14-7105 | No enduring need for Callide A bay for Gladstone South Feeder 7105 | IS/ES | 132 | TRUE | TRUE |  |  | -5 | 0 | 0 | 0 | 0 | 0 | 0 | 0 | 0 | 0 | 0 | 0 | 0 | 0 | 0 | 0 | 0 | 0 | 0 | 0 | 0 | 0 | 0 | 0 | 0 | 0 | 0 | 0 | 0 | 0 | 0 | -5 | 0 | 0 | 0 | 0 | 0 | 0 | 0 | 0 | 0 | 0 | 0 | 0 | 0 | 0 | 0 | 0 | 0 | 0 | 0 | 0 | 0 | 0 | 0 | 0 | 0 | 0 | 0 | 0 | 0 | 0 | 0 | 0 | 0 | 0 | 0 | 0 | 0 | 0 | 0 | 0 | 0 | 0 | 0 | 0 | 0 | 0 | 0 | 0 | 0 | 0 | 0 | 0 | 0 | 0 | 0 | 0 | 0 | 0 | 0 | 0
T022-D14-7105 | No enduring need for Callide A bay for Gladstone South Feeder 7105 | VT | 132 | TRUE | TRUE |  |  | -3 | 0 | 0 | 0 | 0 | 0 | 0 | 0 | 0 | 0 | 0 | 0 | 0 | 0 | 0 | 0 | 0 | 0 | 0 | 0 | 0 | 0 | 0 | 0 | 0 | 0 | 0 | 0 | 0 | 0 | 0 | 0 | 0 | 0 | 0 | 0 | 0 | 0 | 0 | 0 | 0 | 0 | 0 | 0 | 0 | 0 | 0 | 0 | 0 | -3 | 0 | 0 | 0 | 0 | 0 | 0 | 0 | 0 | 0 | 0 | 0 | 0 | 0 | 0 | 0 | 0 | 0 | 0 | 0 | 0 | 0 | 0 | 0 | 0 | 0 | 0 | 0 | 0 | 0 | 0 | 0 | 0 | 0 | 0 | 0 | 0 | 0 | 0 | 0 | 0 | 0 | 0
T022-D14-7105 | No enduring need for Callide A bay for Gladstone South Feeder 7105 | CT | 132 | TRUE | TRUE |  |  | -3 | 0 | 0 | 0 | 0 | 0 | -1 | 0 | 0 | 0 | 0 | 0 | 0 | 0 | 0 | 0 | 0 | 0 | 0 | 0 | 0 | 0 | 0 | 0 | 0 | 0 | 0 | 0 | -1 | -1 | 0 | 0 | 0 | 0 | 0 | 0 | 0 | 0 | 0 | 0 | 0 | 0 | 0 | 0 | 0 | 0 | 0 | 0 | 0 | 0 | 0 | 0 | 0 | 0 | 0 | 0 | 0 | 0 | 0 | 0 | 0 | 0 | 0 | 0 | 0 | 0 | 0 | 0 | 0 | 0 | 0 | 0 | 0 | 0 | 0 | 0 | 0 | 0 | 0 | 0 | 0 | 0 | 0 | 0 | 0 | 0 | 0 | 0 | 0 | 0 | 0 | 0
T022-D03-7111 | No enduring need for Callide A bay for Baralaba Feeder 7111 | CB | 132 | TRUE | TRUE |  |  | -1 | 0 | 0 | 0 | 0 | 0 | 0 | 0 | 0 | 0 | 0 | 0 | 0 | 0 | 0 | 0 | 0 | 0 | 0 | 0 | 0 | 0 | 0 | 0 | 0 | 0 | 0 | 0 | 0 | 0 | 0 | 0 | 0 | 0 | 0 | 0 | 0 | 0 | 0 | 0 | 0 | -1 | 0 | 0 | 0 | 0 | 0 | 0 | 0 | 0 | 0 | 0 | 0 | 0 | 0 | 0 | 0 | 0 | 0 | 0 | 0 | 0 | 0 | 0 | 0 | 0 | 0 | 0 | 0
T022-D03-7111 | No enduring need for Callide A bay for Baralaba Feeder 7111 | IS/ES | 132 | TRUE | TRUE |  |  | -6 | 0 | 0 | 0 | 0 | 0 | 0 | 0 | 0 | 0 | 0 | 0 | 0 | 0 | 0 | 0 | 0 | 0 | 0 | 0 | 0 | 0 | 0 | 0 | 0 | 0 | 0 | 0 | 0 | 0 | 0 | 0 | 0 | 0 | 0 | 0 | 0 | 0 | 0 | 0 | 0 | 0 | 0 | 0 | 0 | 0 | 0 | 0 | 0 | 0 | 0 | -2 | -4 | 0 | 0 | 0 | 0 | 0 | 0 | 0 | 0 | 0 | 0 | 0 | 0 | 0 | 0 | 0 | 0
T022-D03-7111 | No enduring need for Callide A bay for Baralaba Feeder 7111 | VT | 132 | TRUE | TRUE |  |  | -3 | 0 | 0 | 0 | 0 | 0 | 0 | 0 | 0 | 0 | 0 | 0 | 0 | 0 | 0 | 0 | 0 | 0 | -3 | 0 | 0 | 0 | 0 | 0 | 0 | 0 | 0 | 0 | 0 | 0 | 0 | 0 | 0 | 0 | 0 | 0 | 0 | 0 | 0 | 0 | 0 | 0 | 0 | 0 | 0 | 0 | 0 | 0 | 0 | 0 | 0 | 0 | 0 | 0 | 0 | 0 | 0 | 0 | 0 | 0 | 0 | 0 | 0 | 0 | 0 | 0 | 0 | 0 | 0
T022-D03-7111 | No enduring need for Callide A bay for Baralaba Feeder 7111 | CT | 132 | TRUE | TRUE |  |  | -3 | 0 | 0 | 0 | 0 | 0 | 0 | 0 | 0 | 0 | 0 | 0 | 0 | 0 | 0 | 0 | 0 | 0 | 0 | 0 | 0 | 0 | 0 | 0 | 0 | 0 | 0 | 0 | 0 | 0 | 0 | 0 | 0 | 0 | 0 | 0 | 0 | 0 | 0 | 0 | 0 | 0 | 0 | 0 | 0 | 0 | 0 | 0 | 0 | 0 | -3 | 0 | 0 | 0 | 0 | 0 | 0 | 0 | 0 | 0 | 0 | 0 | 0 | 0 | 0 | 0 | 0 | 0 | 0
T022-D01-401- | No enduring need for Callide A bay for coupler | CB | 132 | TRUE | TRUE |  |  | -1 | 0 | 0 | 0 | 0 | 0 | 0 | 0 | 0 | 0 | 0 | 0 | 0 | 0 | 0 | 0 | 0 | 0 | 0 | 0 | 0 | 0 | 0 | 0 | 0 | 0 | 0 | 0 | 0 | 0 | 0 | 0 | 0 | 0 | 0 | 0 | 0 | 0 | 0 | 0 | 0 | 0 | 0 | 0 | 0 | 0 | 0 | 0 | 0 | 0 | 0 | 0 | 0 | -1 | 0 | 0 | 0 | 0 | 0 | 0 | 0 | 0 | 0 | 0 | 0 | 0 | 0 | 0 | 0
T022-D01-401- | No enduring need for Callide A bay for coupler | IS/ES | 132 | TRUE | TRUE |  |  | -2 | 0 | 0 | 0 | 0 | 0 | 0 | 0 | 0 | 0 | 0 | 0 | 0 | 0 | 0 | 0 | 0 | 0 | 0 | 0 | 0 | 0 | 0 | 0 | 0 | 0 | 0 | 0 | 0 | 0 | 0 | 0 | 0 | 0 | 0 | 0 | 0 | 0 | 0 | 0 | 0 | 0 | 0 | 0 | 0 | 0 | 0 | 0 | 0 | 0 | 0 | 0 | -2 | 0 | 0 | 0 | 0 | 0 | 0 | 0 | 0 | 0 | 0 | 0 | 0 | 0 | 0 | 0 | 0
T022-D01-401- | No enduring need for Callide A bay for coupler | VT | 132 | TRUE | TRUE |  |  | 0 | 0 | 0 | 0 | 0 | 0 | 0 | 0 | 0 | 0 | 0 | 0 | 0 | 0 | 0 | 0 | 0 | 0 | 0 | 0 | 0 | 0 | 0 | 0 | 0 | 0 | 0 | 0 | 0 | 0 | 0 | 0 | 0 | 0 | 0 | 0 | 0 | 0 | 0 | 0 | 0 | 0 | 0 | 0 | 0 | 0 | 0 | 0 | 0 | 0 | 0 | 0 | 0 | 0 | 0 | 0 | 0 | 0 | 0 | 0 | 0 | 0 | 0 | 0 | 0 | 0 | 0 | 0 | 0
T022-D01-401- | No enduring need for Callide A bay for coupler | CT | 132 | TRUE | TRUE |  |  | -6 | 0 | 0 | 0 | 0 | 0 | 0 | 0 | 0 | 0 | 0 | 0 | 0 | 0 | 0 | 0 | 0 | 0 | 0 | 0 | 0 | 0 | 0 | 0 | 0 | 0 | 0 | 0 | -6 | 0 | 0 | 0 | 0 | 0 | 0 | 0 | 0 | 0 | 0 | 0 | 0 | 0 | 0 | 0 | 0 | 0 | 0 | 0 | 0 | 0 | 0 | 0 | 0 | 0 | 0 | 0 | 0 | 0 | 0 | 0 | 0 | 0 | 0 | 0 | 0 | 0 | 0 | 0 | 0
H015-D03-443- | No enduring need for 1x Lilyvale transformer bay (transformer consolidation) | CB | 132 | TRUE | TRUE |  |  | -1 | 0 | 0 | 0 | 0 | 0 | 0 | 0 | 0 | 0 | 0 | 0 | 0 | 0 | 0 | 0 | 0 | 0 | 0 | 0 | 0 | 0 | 0 | 0 | 0 | 0 | 0 | 0 | 0 | 0 | 0 | 0 | 0 | 0 | 0 | -1 | 0 | 0 | 0 | 0 | 0 | 0 | 0 | 0 | 0 | 0 | 0 | 0 | 0 | 0 | 0 | 0 | 0 | 0 | 0 | 0 | 0 | 0 | 0 | 0 | 0 | 0 | 0 | 0 | 0 | 0 | 0 | 0 | 0
H015-D03-443- | No enduring need for 1x Lilyvale transformer bay (transformer consolidation) | IS/ES | 132 | TRUE | TRUE |  |  | -4 | 0 | 0 | 0 | 0 | 0 | 0 | 0 | 0 | 0 | 0 | 0 | 0 | 0 | 0 | 0 | 0 | 0 | 0 | 0 | 0 | 0 | 0 | 0 | 0 | 0 | 0 | 0 | 0 | 0 | 0 | -1 | 0 | 0 | -2 | 0 | 0 | 0 | -1 | 0 | 0 | 0 | 0 | 0 | 0 | 0 | 0 | 0 | 0 | 0 | 0 | 0 | 0 | 0 | 0 | 0 | 0 | 0 | 0 | 0 | 0 | 0 | 0 | 0 | 0 | 0 | 0 | 0 | 0
H015-D03-443- | No enduring need for 1x Lilyvale transformer bay (transformer consolidation) | VT | 132 | TRUE | TRUE |  |  | 0 | 0 | 0 | 0 | 0 | 0 | 0 | 0 | 0 | 0 | 0 | 0 | 0 | 0 | 0 | 0 | 0 | 0 | 0 | 0 | 0 | 0 | 0 | 0 | 0 | 0 | 0 | 0 | 0 | 0 | 0 | 0 | 0 | 0 | 0 | 0 | 0 | 0 | 0 | 0 | 0 | 0 | 0 | 0 | 0 | 0 | 0 | 0 | 0 | 0 | 0 | 0 | 0 | 0 | 0 | 0 | 0 | 0 | 0 | 0 | 0 | 0 | 0 | 0 | 0 | 0 | 0 | 0 | 0
H015-D03-443- | No enduring need for 1x Lilyvale transformer bay (transformer consolidation) | CT | 132 | TRUE | TRUE |  |  | -3 | 0 | 0 | 0 | 0 | 0 | 0 | 0 | 0 | 0 | 0 | 0 | 0 | 0 | 0 | -1 | 0 | -1 | 0 | 0 | 0 | 0 | 0 | 0 | 0 | 0 | 0 | 0 | 0 | 0 | 0 | -1 | 0 | 0 | 0 | 0 | 0 | 0 | 0 | 0 | 0 | 0 | 0 | 0 | 0 | 0 | 0 | 0 | 0 | 0 | 0 | 0 | 0 | 0 | 0 | 0 | 0 | 0 | 0 | 0 | 0 | 0 | 0 | 0 | 0 | 0 | 0 | 0 | 0
H010-D03-441- | No enduring need for 1x 132kV bay at Bouldercombe, if 2 transformers are replaced with a single unit | CB | 132 | TRUE | TRUE |  |  | -1 | 0 | 0 | 0 | 0 | 0 | 0 | 0 | 0 | 0 | 0 | 0 | 0 | 0 | 0 | 0 | 0 | 0 | 0 | 0 | 0 | 0 | 0 | 0 | 0 | 0 | 0 | 0 | 0 | 0 | 0 | 0 | -1 | 0 | 0 | 0 | 0 | 0 | 0 | 0 | 0 | 0 | 0 | 0 | 0 | 0 | 0 | 0 | 0 | 0 | 0 | 0 | 0 | 0 | 0 | 0 | 0 | 0 | 0 | 0 | 0 | 0 | 0 | 0 | 0 | 0 | 0 | 0 | 0
H010-D03-441- | No enduring need for 1x 132kV bay at Bouldercombe, if 2 transformers are replaced with a single unit | IS/ES | 132 | TRUE | TRUE |  |  | -3 | 0 | 0 | 0 | 0 | 0 | 0 | 0 | 0 | 0 | 0 | 0 | 0 | 0 | 0 | 0 | 0 | 0 | 0 | 0 | 0 | 0 | 0 | 0 | 0 | 0 | 0 | 0 | 0 | 0 | 0 | 0 | -2 | 0 | 0 | 0 | 0 | 0 | -1 | 0 | 0 | 0 | 0 | 0 | 0 | 0 | 0 | 0 | 0 | 0 | 0 | 0 | 0 | 0 | 0 | 0 | 0 | 0 | 0 | 0 | 0 | 0 | 0 | 0 | 0 | 0 | 0 | 0 | 0
H010-D03-441- | No enduring need for 1x 132kV bay at Bouldercombe, if 2 transformers are replaced with a single unit | VT | 132 | TRUE | TRUE |  |  | -1 | 0 | 0 | 0 | 0 | 0 | 0 | 0 | 0 | 0 | 0 | 0 | 0 | 0 | 0 | 0 | 0 | 0 | 0 | 0 | 0 | 0 | 0 | 0 | 0 | 0 | 0 | 0 | 0 | 0 | 0 | 0 | 0 | 0 | 0 | 0 | 0 | 0 | -1 | 0 | 0 | 0 | 0 | 0 | 0 | 0 | 0 | 0 | 0 | 0 | 0 | 0 | 0 | 0 | 0 | 0 | 0 | 0 | 0 | 0 | 0 | 0 | 0 | 0 | 0 | 0 | 0 | 0 | 0
H010-D03-441- | No enduring need for 1x 132kV bay at Bouldercombe, if 2 transformers are replaced with a single unit | CT | 132 | TRUE | TRUE |  |  | 0 | 0 | 0 | 0 | 0 | 0 | 0 | 0 | 0 | 0 | 0 | 0 | 0 | 0 | 0 | 0 | 0 | 0 | 0 | 0 | 0 | 0 | 0 | 0 | 0 | 0 | 0 | 0 | 0 | 0 | 0 | 0 | 0 | 0 | 0 | 0 | 0 | 0 | 0 | 0 | 0 | 0 | 0 | 0 | 0 | 0 | 0 | 0 | 0 | 0 | 0 | 0 | 0 | 0 | 0 | 0 | 0 | 0 | 0 | 0 | 0 | 0 | 0 | 0 | 0 | 0 | 0 | 0 | 0
T031 | No enduring need for Baralaba substation, if 132 kV network is reconfigured | CB | 132 | TRUE | TRUE |  |  | -4 | 0 | 0 | 0 | 0 | 0 | 0 | 0 | 0 | 0 | 0 | 0 | 0 | 0 | 0 | 0 | 0 | 0 | 0 | 0 | 0 | 0 | 0 | 0 | 0 | 0 | 0 | 0 | 0 | 0 | 0 | 0 | -4 | 0 | 0 | 0 | 0 | 0 | 0 | 0 | 0 | 0 | 0 | 0 | 0 | 0 | 0 | 0 | 0 | 0 | 0 | 0 | 0 | 0 | 0 | 0 | 0 | 0 | 0 | 0 | 0 | 0 | 0 | 0 | 0 | 0 | 0 | 0 | 0
T031 | No enduring need for Baralaba substation, if 132 kV network is reconfigured | IS/ES | 132 | TRUE | TRUE |  |  | -20 | 0 | 0 | 0 | 0 | 0 | 0 | 0 | 0 | 0 | 0 | 0 | 0 | 0 | 0 | 0 | -10 | 0 | 0 | 0 | 0 | 0 | 0 | 0 | 0 | 0 | 0 | 0 | 0 | 0 | 0 | 0 | -10 | 0 | 0 | 0 | 0 | 0 | 0 | 0 | 0 | 0 | 0 | 0 | 0 | 0 | 0 | 0 | 0 | 0 | 0 | 0 | 0 | 0 | 0 | 0 | 0 | 0 | 0 | 0 | 0 | 0 | 0 | 0 | 0 | 0 | 0 | 0 | 0
T031 | No enduring need for Baralaba substation, if 132 kV network is reconfigured | VT | 132 | TRUE | TRUE |  |  | -12 | 0 | 0 | 0 | 0 | 0 | 0 | 0 | 0 | 0 | 0 | 0 | 0 | 0 | 0 | 0 | 0 | 0 | 0 | 0 | 0 | 0 | 0 | 0 | 0 | 0 | 0 | 0 | 0 | 0 | 0 | 0 | 0 | 0 | -12 | 0 | 0 | 0 | 0 | 0 | 0 | 0 | 0 | 0 | 0 | 0 | 0 | 0 | 0 | 0 | 0 | 0 | 0 | 0 | 0 | 0 | 0 | 0 | 0 | 0 | 0 | 0 | 0 | 0 | 0 | 0 | 0 | 0 | 0
T031 | No enduring need for Baralaba substation, if 132 kV network is reconfigured | CT | 132 | TRUE | TRUE |  |  | -12 | 0 | 0 | 0 | 0 | 0 | 0 | 0 | 0 | 0 | 0 | 0 | 0 | 0 | 0 | 0 | -4 | -1 | -2 | 0 | 0 | 0 | 0 | 0 | 0 | 0 | 0 | 0 | 0 | 0 | 0 | 0 | -2 | 0 | -2 | 0 | 0 | 0 | 0 | 0 | -1 | 0 | 0 | 0 | 0 | 0 | 0 | 0 | 0 | 0 | 0 | 0 | 0 | 0 | 0 | 0 | 0 | 0 | 0 | 0 | 0 | 0 | 0 | 0 | 0 | 0 | 0 | 0 | 0
Deadtank CTs - Recent CBs | Include CT's of recent generation of deadtank CBs | CT | 66 | TRUE |  | TRUE |  | 54 | 0 | 0 | 12 | 42
Deadtank CTs - Recent CBs | Include CT's of recent generation of deadtank CBs | CT | 132 | TRUE |  | TRUE |  | 498 | 48 | 228 | 168 | 54
Deadtank CTs - Recent CBs | Include CT's of recent generation of deadtank CBs | CT | 275 | TRUE |  | TRUE |  | 120 | 24 | 78 | 6 | 12
Deadtank CTs - Older CBs | Include CT's of older generation of deadtank CBs | CT | 275 | TRUE |  | TRUE |  | 48 | [37 empty] | 12 | 0 | 0 | 36
Deadtank CTs - Older CBs | Include CT's of older generation of deadtank CBs | CT | 132 | TRUE |  | TRUE |  | 84 | [31 empty] | 42 | 0 | 0 | 0 | 6 | 36

## Adjustments2010
Adjustments to 2010 Switchgear Age Profile
ID | Description | Type | Voltage | Enable | Future No Enduring Need | Other Adjustment | Notes | Sum | 2015 | 2014 | 2013 | 2012 | 2011 | 2010 | 2009 | 2008 | 2007 | 2006 | 2005 | 2004 | 2003 | 2002 | 2001 | 2000 | 1999 | 1998 | 1997 | 1996 | 1995 | 1994 | 1993 | 1992 | 1991 | 1990 | 1989 | 1988 | 1987 | 1986 | 1985 | 1984 | 1983 | 1982 | 1981 | 1980 | 1979 | 1978 | 1977 | 1976 | 1975 | 1974 | 1973 | 1972 | 1971 | 1970 | 1969 | 1968 | 1967 | 1966 | 1965 | 1964 | 1963 | 1962 | 1961 | 1960 | 1959 | 1958 | 1957 | 1956 | 1955 | 1954 | 1953 | 1952 | 1951 | 1950 | 1949 | 1948 | 1947 | 1946 | 1945 | 1944 | 1943 | 1942 | 1941 | 1940 | 1939 | 1938 | 1937 | 1936 | 1935 | 1934 | 1933 | 1932 | 1931 | 1930 | 1929 | 1928 | 1927 | 1926 | 1925 | 1924 | 1923 | 1922 | 1921 | 1920 | 1919 | 1918 | 1917 | 1916 | 1915 | 1914 | 1913 | 1912 | 1911 | 1910 | 1909
H006-C01 | No enduring need for 1 diameter at Gin Gin, if CQ-SQ Eastern network is reconfigured | CB | 275 | TRUE | TRUE |  |  | -3 | [5 empty] | 0 | 0 | 0 | 0 | 0 | 0 | 0 | 0 | 0 | 0 | 0 | 0 | 0 | 0 | 0 | 0 | 0 | 0 | 0 | 0 | 0 | 0 | 0 | 0 | 0 | 0 | 0 | 0 | 0 | 0 | 0 | 0 | 0 | 0 | 0 | -3 | 0 | 0 | 0 | 0 | 0 | 0 | 0 | 0 | 0 | 0 | 0 | 0 | 0 | 0 | 0 | 0 | 0 | 0 | 0 | 0 | 0 | 0 | 0 | 0 | 0 | 0 | 0 | 0 | 0 | 0 | 0 | 0 | 0 | 0 | 0 | 0 | 0 | 0 | 0 | 0 | 0 | 0 | 0 | 0 | 0 | 0 | 0 | 0 | 0 | 0 | 0 | 0 | 0 | 0 | 0 | 0
H006-C01 | No enduring need for 1 diameter at Gin Gin, if CQ-SQ Eastern network is reconfigured | IS/ES | 275 | TRUE | TRUE |  |  | -17 | [5 empty] | 0 | 0 | 0 | 0 | 0 | 0 | 0 | 0 | 0 | 0 | 0 | 0 | 0 | 0 | 0 | 0 | 0 | 0 | 0 | 0 | 0 | 0 | 0 | 0 | 0 | 0 | 0 | 0 | 0 | 0 | 0 | 0 | 0 | 0 | -1 | -9 | -7 | 0 | 0 | 0 | 0 | 0 | 0 | 0 | 0 | 0 | 0 | 0 | 0 | 0 | 0 | 0 | 0 | 0 | 0 | 0 | 0 | 0 | 0 | 0 | 0 | 0 | 0 | 0 | 0 | 0 | 0 | 0 | 0 | 0 | 0 | 0 | 0 | 0 | 0 | 0 | 0 | 0 | 0 | 0 | 0 | 0 | 0 | 0 | 0 | 0 | 0 | 0 | 0 | 0 | 0 | 0
H006-C01 | No enduring need for 1 diameter at Gin Gin, if CQ-SQ Eastern network is reconfigured | VT | 275 | TRUE | TRUE |  |  | -6 | [5 empty] | 0 | 0 | 0 | 0 | 0 | 0 | 0 | 0 | 0 | 0 | 0 | 0 | 0 | 0 | 0 | 0 | 0 | 0 | 0 | 0 | 0 | 0 | 0 | 0 | 0 | 0 | 0 | 0 | 0 | 0 | 0 | 0 | 0 | 0 | 0 | 0 | 0 | -6 | 0 | 0 | 0 | 0 | 0 | 0 | 0 | 0 | 0 | 0 | 0 | 0 | 0 | 0 | 0 | 0 | 0 | 0 | 0 | 0 | 0 | 0 | 0 | 0 | 0 | 0 | 0 | 0 | 0 | 0 | 0 | 0 | 0 | 0 | 0 | 0 | 0 | 0 | 0 | 0 | 0 | 0 | 0 | 0 | 0 | 0 | 0 | 0 | 0 | 0 | 0 | 0 | 0 | 0
H006-C01 | No enduring need for 1 diameter at Gin Gin, if CQ-SQ Eastern network is reconfigured | CT | 275 | TRUE | TRUE |  |  | -9 | [5 empty] | 0 | 0 | 0 | 0 | 0 | 0 | 0 | 0 | 0 | 0 | 0 | 0 | 0 | 0 | 0 | 0 | 0 | 0 | 0 | 0 | 0 | 0 | 0 | 0 | 0 | 0 | 0 | 0 | 0 | 0 | 0 | 0 | 0 | 0 | 0 | -9 | 0 | 0 | 0 | 0 | 0 | 0 | 0 | 0 | 0 | 0 | 0 | 0 | 0 | 0 | 0 | 0 | 0 | 0 | 0 | 0 | 0 | 0 | 0 | 0 | 0 | 0 | 0 | 0 | 0 | 0 | 0 | 0 | 0 | 0 | 0 | 0 | 0 | 0 | 0 | 0 | 0 | 0 | 0 | 0 | 0 | 0 | 0 | 0 | 0 | 0 | 0 | 0 | 0 | 0 | 0 | 0
H010-C04-542- | No enduring need for 1 bays at Bouldercombe, if 2 transformers are replaced with a single unit | CB | 275 | TRUE | TRUE |  |  | -1 | [5 empty] | 0 | 0 | 0 | 0 | 0 | 0 | 0 | 0 | 0 | 0 | 0 | 0 | 0 | 0 | 0 | 0 | 0 | 0 | 0 | 0 | 0 | 0 | 0 | 0 | 0 | 0 | 0 | 0 | 0 | 0 | 0 | 0 | 0 | 0 | 0 | -1 | 0 | 0 | 0 | 0 | 0 | 0 | 0 | 0 | 0 | 0 | 0 | 0 | 0 | 0 | 0 | 0 | 0 | 0 | 0 | 0 | 0 | 0 | 0 | 0 | 0 | 0 | 0 | 0 | 0 | 0 | 0 | 0 | 0 | 0 | 0 | 0 | 0 | 0 | 0 | 0 | 0 | 0 | 0 | 0 | 0 | 0 | 0 | 0 | 0 | 0 | 0 | 0 | 0 | 0 | 0 | 0
H010-C04-542- | No enduring need for 1 bays at Bouldercombe, if 2 transformers are replaced with a single unit | IS/ES | 275 | TRUE | TRUE |  |  | -7 | [5 empty] | 0 | 0 | 0 | 0 | 0 | 0 | 0 | 0 | 0 | 0 | -1 | 0 | 0 | 0 | 0 | -2 | 0 | 0 | 0 | 0 | 0 | 0 | 0 | 0 | 0 | 0 | -2 | 0 | 0 | 0 | 0 | 0 | -2 | 0 | 0 | 0 | 0 | 0 | 0 | 0 | 0 | 0 | 0 | 0 | 0 | 0 | 0 | 0 | 0 | 0 | 0 | 0 | 0 | 0 | 0 | 0 | 0 | 0 | 0 | 0 | 0 | 0 | 0 | 0 | 0 | 0 | 0 | 0 | 0 | 0 | 0 | 0 | 0 | 0 | 0 | 0 | 0 | 0 | 0 | 0 | 0 | 0 | 0 | 0 | 0 | 0 | 0 | 0 | 0 | 0 | 0 | 0
H010-C04-542- | No enduring need for 1 bays at Bouldercombe, if 2 transformers are replaced with a single unit | VT | 275 | TRUE | TRUE |  |  | -1 | [5 empty] | 0 | 0 | 0 | 0 | 0 | 0 | 0 | 0 | 0 | 0 | 0 | 0 | 0 | 0 | 0 | -1 | 0 | 0 | 0 | 0 | 0 | 0 | 0 | 0 | 0 | 0 | 0 | 0 | 0 | 0 | 0 | 0 | 0 | 0 | 0 | 0 | 0 | 0 | 0 | 0 | 0 | 0 | 0 | 0 | 0 | 0 | 0 | 0 | 0 | 0 | 0 | 0 | 0 | 0 | 0 | 0 | 0 | 0 | 0 | 0 | 0 | 0 | 0 | 0 | 0 | 0 | 0 | 0 | 0 | 0 | 0 | 0 | 0 | 0 | 0 | 0 | 0 | 0 | 0 | 0 | 0 | 0 | 0 | 0 | 0 | 0 | 0 | 0 | 0 | 0 | 0 | 0
H010-C04-542- | No enduring need for 1 bays at Bouldercombe, if 2 transformers are replaced with a single unit | CT | 275 | TRUE | TRUE |  |  | 0 | [5 empty] | 0 | 0 | 0 | 0 | 0 | 0 | 0 | 0 | 0 | 0 | 0 | 0 | 0 | 0 | 0 | 0 | 0 | 0 | 0 | 0 | 0 | 0 | 0 | 0 | 0 | 0 | 0 | 0 | 0 | 0 | 0 | 0 | 0 | 0 | 0 | 0 | 0 | 0 | 0 | 0 | 0 | 0 | 0 | 0 | 0 | 0 | 0 | 0 | 0 | 0 | 0 | 0 | 0 | 0 | 0 | 0 | 0 | 0 | 0 | 0 | 0 | 0 | 0 | 0 | 0 | 0 | 0 | 0 | 0 | 0 | 0 | 0 | 0 | 0 | 0 | 0 | 0 | 0 | 0 | 0 | 0 | 0 | 0 | 0 | 0 | 0 | 0 | 0 | 0 | 0 | 0 | 0
T035-D01-442- | Dysart transformer bays replaced as part of transformer replacement project | CB | 132 | TRUE |  | TRUE |  | -1 | [5 empty] | 0 | 0 | 0 | 0 | 0 | 0 | 0 | 0 | 0 | 0 | 0 | 0 | 0 | 0 | 0 | 0 | 0 | 0 | 0 | 0 | 0 | 0 | 0 | 0 | 0 | 0 | 0 | 0 | 0 | 0 | 0 | 0 | 0 | 0 | 0 | -1 | 0 | 0 | 0 | 0 | 0 | 0 | 0 | 0 | 0 | 0 | 0 | 0 | 0 | 0 | 0 | 0 | 0 | 0 | 0 | 0 | 0 | 0 | 0 | 0 | 0 | 0 | 0 | 0 | 0 | 0 | 0 | 0 | 0 | 0 | 0 | 0 | 0 | 0 | 0 | 0 | 0 | 0 | 0 | 0 | 0 | 0 | 0 | 0 | 0 | 0 | 0 | 0 | 0 | 0 | 0 | 0
T035-D01-442- | Dysart transformer bays replaced as part of transformer replacement project | IS/ES | 132 | TRUE |  | TRUE |  | -1 | [5 empty] | 0 | 0 | 0 | 0 | 0 | 0 | 0 | 0 | 0 | 0 | 0 | 0 | 0 | 0 | 0 | 0 | 0 | 0 | 0 | 0 | 0 | 0 | 0 | 0 | 0 | 0 | 0 | 0 | 0 | 0 | 0 | 0 | 0 | 0 | 0 | -1 | 0 | 0 | 0 | 0 | 0 | 0 | 0 | 0 | 0 | 0 | 0 | 0 | 0 | 0 | 0 | 0 | 0 | 0 | 0 | 0 | 0 | 0 | 0 | 0 | 0 | 0 | 0 | 0 | 0 | 0 | 0 | 0 | 0 | 0 | 0 | 0 | 0 | 0 | 0 | 0 | 0 | 0 | 0 | 0 | 0 | 0 | 0 | 0 | 0 | 0 | 0 | 0 | 0 | 0 | 0 | 0
T035-D01-442- | Dysart transformer bays replaced as part of transformer replacement project | VT | 132 | TRUE |  | TRUE |  | 0 | [5 empty] | 0 | 0 | 0 | 0 | 0 | 0 | 0 | 0 | 0 | 0 | 0 | 0 | 0 | 0 | 0 | 0 | 0 | 0 | 0 | 0 | 0 | 0 | 0 | 0 | 0 | 0 | 0 | 0 | 0 | 0 | 0 | 0 | 0 | 0 | 0 | 0 | 0 | 0 | 0 | 0 | 0 | 0 | 0 | 0 | 0 | 0 | 0 | 0 | 0 | 0 | 0 | 0 | 0 | 0 | 0 | 0 | 0 | 0 | 0 | 0 | 0 | 0 | 0 | 0 | 0 | 0 | 0 | 0 | 0 | 0 | 0 | 0 | 0 | 0 | 0 | 0 | 0 | 0 | 0 | 0 | 0 | 0 | 0 | 0 | 0 | 0 | 0 | 0 | 0 | 0 | 0 | 0
T035-D01-442- | Dysart transformer bays replaced as part of transformer replacement project | CT | 132 | TRUE |  | TRUE |  | -3 | [5 empty] | 0 | 0 | 0 | 0 | 0 | 0 | 0 | 0 | 0 | 0 | 0 | 0 | -2 | 0 | 0 | 0 | 0 | 0 | 0 | 0 | 0 | 0 | 0 | 0 | 0 | 0 | 0 | 0 | 0 | 0 | 0 | 0 | 0 | 0 | 0 | -1 | 0 | 0 | 0 | 0 | 0 | 0 | 0 | 0 | 0 | 0 | 0 | 0 | 0 | 0 | 0 | 0 | 0 | 0 | 0 | 0 | 0 | 0 | 0 | 0 | 0 | 0 | 0 | 0 | 0 | 0 | 0 | 0 | 0 | 0 | 0 | 0 | 0 | 0 | 0 | 0 | 0 | 0 | 0 | 0 | 0 | 0 | 0 | 0 | 0 | 0 | 0 | 0 | 0 | 0 | 0 | 0
T035-D03-441- | Dysart transformer bays replaced as part of transformer replacement project | CB | 132 | TRUE |  | TRUE |  | -1 | [5 empty] | 0 | 0 | 0 | 0 | 0 | 0 | 0 | 0 | 0 | 0 | 0 | 0 | 0 | 0 | 0 | 0 | 0 | 0 | 0 | 0 | 0 | 0 | 0 | 0 | 0 | 0 | 0 | 0 | 0 | 0 | 0 | 0 | 0 | 0 | 0 | -1 | 0 | 0 | 0 | 0 | 0 | 0 | 0 | 0 | 0 | 0 | 0 | 0 | 0 | 0 | 0 | 0 | 0 | 0 | 0 | 0 | 0 | 0 | 0 | 0 | 0 | 0 | 0 | 0 | 0 | 0 | 0 | 0 | 0 | 0 | 0 | 0 | 0 | 0 | 0 | 0 | 0 | 0 | 0 | 0 | 0 | 0 | 0 | 0 | 0 | 0 | 0 | 0 | 0 | 0 | 0 | 0
T035-D03-441- | Dysart transformer bays replaced as part of transformer replacement project | IS/ES | 132 | TRUE |  | TRUE |  | -1 | [5 empty] | 0 | 0 | 0 | 0 | 0 | 0 | 0 | 0 | 0 | 0 | 0 | 0 | 0 | 0 | 0 | 0 | 0 | 0 | 0 | 0 | 0 | 0 | 0 | 0 | 0 | 0 | 0 | 0 | 0 | 0 | 0 | 0 | 0 | 0 | 0 | -1 | 0 | 0 | 0 | 0 | 0 | 0 | 0 | 0 | 0 | 0 | 0 | 0 | 0 | 0 | 0 | 0 | 0 | 0 | 0 | 0 | 0 | 0 | 0 | 0 | 0 | 0 | 0 | 0 | 0 | 0 | 0 | 0 | 0 | 0 | 0 | 0 | 0 | 0 | 0 | 0 | 0 | 0 | 0 | 0 | 0 | 0 | 0 | 0 | 0 | 0 | 0 | 0 | 0 | 0 | 0 | 0
T035-D03-441- | Dysart transformer bays replaced as part of transformer replacement project | VT | 132 | TRUE |  | TRUE |  | 0 | [5 empty] | 0 | 0 | 0 | 0 | 0 | 0 | 0 | 0 | 0 | 0 | 0 | 0 | 0 | 0 | 0 | 0 | 0 | 0 | 0 | 0 | 0 | 0 | 0 | 0 | 0 | 0 | 0 | 0 | 0 | 0 | 0 | 0 | 0 | 0 | 0 | 0 | 0 | 0 | 0 | 0 | 0 | 0 | 0 | 0 | 0 | 0 | 0 | 0 | 0 | 0 | 0 | 0 | 0 | 0 | 0 | 0 | 0 | 0 | 0 | 0 | 0 | 0 | 0 | 0 | 0 | 0 | 0 | 0 | 0 | 0 | 0 | 0 | 0 | 0 | 0 | 0 | 0 | 0 | 0 | 0 | 0 | 0 | 0 | 0 | 0 | 0 | 0 | 0 | 0 | 0 | 0 | 0
T035-D03-441- | Dysart transformer bays replaced as part of transformer replacement project | CT | 132 | TRUE |  | TRUE |  | -3 | [5 empty] | 0 | 0 | 0 | 0 | 0 | 0 | 0 | 0 | 0 | 0 | 0 | 0 | 0 | 0 | 0 | 0 | 0 | 0 | 0 | 0 | 0 | 0 | 0 | 0 | 0 | 0 | 0 | 0 | 0 | 0 | 0 | 0 | 0 | 0 | 0 | -3 | 0 | 0 | 0 | 0 | 0 | 0 | 0 | 0 | 0 | 0 | 0 | 0 | 0 | 0 | 0 | 0 | 0 | 0 | 0 | 0 | 0 | 0 | 0 | 0 | 0 | 0 | 0 | 0 | 0 | 0 | 0 | 0 | 0 | 0 | 0 | 0 | 0 | 0 | 0 | 0 | 0 | 0 | 0 | 0 | 0 | 0 | 0 | 0 | 0 | 0 | 0 | 0 | 0 | 0 | 0 | 0
T022-D13-7104 | No enduring need for Callide A bay for Gladstone South Feeder 7104 | CB | 132 | TRUE | TRUE |  |  | -1 | [5 empty] | 0 | 0 | 0 | 0 | 0 | 0 | 0 | 0 | 0 | 0 | 0 | 0 | 0 | 0 | 0 | 0 | 0 | 0 | 0 | 0 | 0 | 0 | 0 | 0 | 0 | -1 | 0 | 0 | 0 | 0 | 0 | 0 | 0 | 0 | 0 | 0 | 0 | 0 | 0 | 0 | 0 | 0 | 0 | 0 | 0 | 0 | 0 | 0 | 0 | 0 | 0 | 0 | 0 | 0 | 0 | 0 | 0 | 0 | 0 | 0 | 0 | 0 | 0 | 0 | 0 | 0 | 0 | 0 | 0 | 0 | 0 | 0 | 0 | 0 | 0 | 0 | 0 | 0 | 0 | 0 | 0 | 0 | 0 | 0 | 0 | 0 | 0 | 0 | 0 | 0 | 0 | 0
T022-D13-7104 | No enduring need for Callide A bay for Gladstone South Feeder 7104 | IS/ES | 132 | TRUE | TRUE |  |  | -5 | [5 empty] | 0 | 0 | 0 | 0 | 0 | 0 | 0 | 0 | 0 | 0 | 0 | 0 | 0 | 0 | 0 | 0 | 0 | 0 | 0 | 0 | 0 | 0 | 0 | 0 | -1 | 0 | 0 | 0 | 0 | 0 | 0 | 0 | 0 | 0 | 0 | 0 | 0 | 0 | 0 | 0 | 0 | 0 | 0 | 0 | 0 | -1 | -3 | 0 | 0 | 0 | 0 | 0 | 0 | 0 | 0 | 0 | 0 | 0 | 0 | 0 | 0 | 0 | 0 | 0 | 0 | 0 | 0 | 0 | 0 | 0 | 0 | 0 | 0 | 0 | 0 | 0 | 0 | 0 | 0 | 0 | 0 | 0 | 0 | 0 | 0 | 0 | 0 | 0 | 0 | 0 | 0 | 0
T022-D13-7104 | No enduring need for Callide A bay for Gladstone South Feeder 7104 | VT | 132 | TRUE | TRUE |  |  | -3 | [5 empty] | 0 | 0 | 0 | 0 | 0 | 0 | 0 | 0 | 0 | 0 | 0 | 0 | -3 | 0 | 0 | 0 | 0 | 0 | 0 | 0 | 0 | 0 | 0 | 0 | 0 | 0 | 0 | 0 | 0 | 0 | 0 | 0 | 0 | 0 | 0 | 0 | 0 | 0 | 0 | 0 | 0 | 0 | 0 | 0 | 0 | 0 | 0 | 0 | 0 | 0 | 0 | 0 | 0 | 0 | 0 | 0 | 0 | 0 | 0 | 0 | 0 | 0 | 0 | 0 | 0 | 0 | 0 | 0 | 0 | 0 | 0 | 0 | 0 | 0 | 0 | 0 | 0 | 0 | 0 | 0 | 0 | 0 | 0 | 0 | 0 | 0 | 0 | 0 | 0 | 0 | 0 | 0
T022-D13-7104 | No enduring need for Callide A bay for Gladstone South Feeder 7104 | CT | 132 | TRUE | TRUE |  |  | -2 | [5 empty] | 0 | 0 | 0 | 0 | 0 | 0 | 0 | 0 | 0 | 0 | 0 | 0 | 0 | 0 | 0 | 0 | 0 | 0 | 0 | 0 | 0 | 0 | 0 | 0 | 0 | 0 | -2 | 0 | 0 | 0 | 0 | 0 | 0 | 0 | 0 | 0 | 0 | 0 | 0 | 0 | 0 | 0 | 0 | 0 | 0 | 0 | 0 | 0 | 0 | 0 | 0 | 0 | 0 | 0 | 0 | 0 | 0 | 0 | 0 | 0 | 0 | 0 | 0 | 0 | 0 | 0 | 0 | 0 | 0 | 0 | 0 | 0 | 0 | 0 | 0 | 0 | 0 | 0 | 0 | 0 | 0 | 0 | 0 | 0 | 0 | 0 | 0 | 0 | 0 | 0 | 0 | 0
T022-D14-7105 | No enduring need for Callide A bay for Gladstone South Feeder 7105 | CB | 132 | TRUE | TRUE |  |  | -1 | [5 empty] | 0 | 0 | 0 | 0 | 0 | 0 | 0 | 0 | 0 | 0 | 0 | 0 | 0 | 0 | 0 | 0 | 0 | 0 | 0 | 0 | 0 | 0 | 0 | 0 | 0 | 0 | 0 | 0 | 0 | 0 | 0 | 0 | 0 | 0 | 0 | 0 | 0 | 0 | 0 | 0 | 0 | 0 | 0 | 0 | 0 | 0 | 0 | -1 | 0 | 0 | 0 | 0 | 0 | 0 | 0 | 0 | 0 | 0 | 0 | 0 | 0 | 0 | 0 | 0 | 0 | 0 | 0 | 0 | 0 | 0 | 0 | 0 | 0 | 0 | 0 | 0 | 0 | 0 | 0 | 0 | 0 | 0 | 0 | 0 | 0 | 0 | 0 | 0 | 0 | 0 | 0 | 0
T022-D14-7105 | No enduring need for Callide A bay for Gladstone South Feeder 7105 | IS/ES | 132 | TRUE | TRUE |  |  | -5 | [5 empty] | 0 | 0 | 0 | 0 | 0 | 0 | 0 | 0 | 0 | 0 | 0 | 0 | 0 | 0 | 0 | 0 | 0 | 0 | 0 | 0 | 0 | 0 | 0 | 0 | 0 | -5 | 0 | 0 | 0 | 0 | 0 | 0 | 0 | 0 | 0 | 0 | 0 | 0 | 0 | 0 | 0 | 0 | 0 | 0 | 0 | 0 | 0 | 0 | 0 | 0 | 0 | 0 | 0 | 0 | 0 | 0 | 0 | 0 | 0 | 0 | 0 | 0 | 0 | 0 | 0 | 0 | 0 | 0 | 0 | 0 | 0 | 0 | 0 | 0 | 0 | 0 | 0 | 0 | 0 | 0 | 0 | 0 | 0 | 0 | 0 | 0 | 0 | 0 | 0 | 0 | 0 | 0
T022-D14-7105 | No enduring need for Callide A bay for Gladstone South Feeder 7105 | VT | 132 | TRUE | TRUE |  |  | -3 | [5 empty] | 0 | 0 | 0 | 0 | 0 | 0 | 0 | 0 | 0 | 0 | 0 | 0 | 0 | 0 | 0 | 0 | 0 | 0 | 0 | 0 | 0 | 0 | 0 | 0 | 0 | 0 | 0 | 0 | 0 | 0 | 0 | 0 | 0 | 0 | 0 | 0 | 0 | 0 | 0 | 0 | 0 | 0 | 0 | -3 | 0 | 0 | 0 | 0 | 0 | 0 | 0 | 0 | 0 | 0 | 0 | 0 | 0 | 0 | 0 | 0 | 0 | 0 | 0 | 0 | 0 | 0 | 0 | 0 | 0 | 0 | 0 | 0 | 0 | 0 | 0 | 0 | 0 | 0 | 0 | 0 | 0 | 0 | 0 | 0 | 0 | 0 | 0 | 0 | 0 | 0 | 0 | 0
T022-D14-7105 | No enduring need for Callide A bay for Gladstone South Feeder 7105 | CT | 132 | TRUE | TRUE |  |  | -3 | [5 empty] | -1 | 0 | 0 | 0 | 0 | 0 | 0 | 0 | 0 | 0 | 0 | 0 | 0 | 0 | 0 | 0 | 0 | 0 | 0 | 0 | 0 | 0 | -1 | -1 | 0 | 0 | 0 | 0 | 0 | 0 | 0 | 0 | 0 | 0 | 0 | 0 | 0 | 0 | 0 | 0 | 0 | 0 | 0 | 0 | 0 | 0 | 0 | 0 | 0 | 0 | 0 | 0 | 0 | 0 | 0 | 0 | 0 | 0 | 0 | 0 | 0 | 0 | 0 | 0 | 0 | 0 | 0 | 0 | 0 | 0 | 0 | 0 | 0 | 0 | 0 | 0 | 0 | 0 | 0 | 0 | 0 | 0 | 0 | 0 | 0 | 0 | 0 | 0 | 0 | 0 | 0 | 0
T022-D03-7111 | No enduring need for Callide A bay for Baralaba Feeder 7111 | CB | 132 | TRUE | TRUE |  |  | -1 | 0 | 0 | 0 | 0 | 0 | 0 | 0 | 0 | 0 | 0 | 0 | 0 | 0 | 0 | 0 | 0 | 0 | 0 | 0 | 0 | 0 | 0 | 0 | 0 | 0 | 0 | 0 | 0 | 0 | 0 | 0 | 0 | 0 | 0 | 0 | -1 | 0 | 0 | 0 | 0 | 0 | 0 | 0 | 0 | 0 | 0 | 0 | 0 | 0 | 0 | 0 | 0 | 0 | 0 | 0 | 0 | 0 | 0 | 0 | 0 | 0 | 0 | 0 | 0 | 0 | 0 | 0 | 0
T022-D03-7111 | No enduring need for Callide A bay for Baralaba Feeder 7111 | IS/ES | 132 | TRUE | TRUE |  |  | -6 | 0 | 0 | 0 | 0 | 0 | 0 | 0 | 0 | 0 | 0 | 0 | 0 | 0 | 0 | 0 | 0 | 0 | 0 | 0 | 0 | 0 | 0 | 0 | 0 | 0 | 0 | 0 | 0 | 0 | 0 | 0 | 0 | 0 | 0 | 0 | 0 | 0 | 0 | 0 | 0 | 0 | 0 | 0 | 0 | 0 | -2 | -4 | 0 | 0 | 0 | 0 | 0 | 0 | 0 | 0 | 0 | 0 | 0 | 0 | 0 | 0 | 0 | 0 | 0 | 0 | 0 | 0 | 0
T022-D03-7111 | No enduring need for Callide A bay for Baralaba Feeder 7111 | VT | 132 | TRUE | TRUE |  |  | -3 | 0 | 0 | 0 | 0 | 0 | 0 | 0 | 0 | 0 | 0 | 0 | 0 | -3 | 0 | 0 | 0 | 0 | 0 | 0 | 0 | 0 | 0 | 0 | 0 | 0 | 0 | 0 | 0 | 0 | 0 | 0 | 0 | 0 | 0 | 0 | 0 | 0 | 0 | 0 | 0 | 0 | 0 | 0 | 0 | 0 | 0 | 0 | 0 | 0 | 0 | 0 | 0 | 0 | 0 | 0 | 0 | 0 | 0 | 0 | 0 | 0 | 0 | 0 | 0 | 0 | 0 | 0 | 0
T022-D03-7111 | No enduring need for Callide A bay for Baralaba Feeder 7111 | CT | 132 | TRUE | TRUE |  |  | -3 | 0 | 0 | 0 | 0 | 0 | 0 | 0 | 0 | 0 | 0 | 0 | 0 | 0 | 0 | 0 | 0 | 0 | 0 | 0 | 0 | 0 | 0 | 0 | 0 | 0 | 0 | 0 | 0 | 0 | 0 | 0 | 0 | 0 | 0 | 0 | 0 | 0 | 0 | 0 | 0 | 0 | 0 | 0 | 0 | -3 | 0 | 0 | 0 | 0 | 0 | 0 | 0 | 0 | 0 | 0 | 0 | 0 | 0 | 0 | 0 | 0 | 0 | 0 | 0 | 0 | 0 | 0 | 0
T022-D01-401- | No enduring need for Callide A bay for coupler | CB | 132 | TRUE | TRUE |  |  | -1 | 0 | 0 | 0 | 0 | 0 | 0 | 0 | 0 | 0 | 0 | 0 | 0 | 0 | 0 | 0 | 0 | 0 | 0 | 0 | 0 | 0 | 0 | 0 | 0 | 0 | 0 | 0 | 0 | 0 | 0 | 0 | 0 | 0 | 0 | 0 | 0 | 0 | 0 | 0 | 0 | 0 | 0 | 0 | 0 | 0 | 0 | 0 | -1 | 0 | 0 | 0 | 0 | 0 | 0 | 0 | 0 | 0 | 0 | 0 | 0 | 0 | 0 | 0 | 0 | 0 | 0 | 0 | 0
T022-D01-401- | No enduring need for Callide A bay for coupler | IS/ES | 132 | TRUE | TRUE |  |  | -2 | 0 | 0 | 0 | 0 | 0 | 0 | 0 | 0 | 0 | 0 | 0 | 0 | 0 | 0 | 0 | 0 | 0 | 0 | 0 | 0 | 0 | 0 | 0 | 0 | 0 | 0 | 0 | 0 | 0 | 0 | 0 | 0 | 0 | 0 | 0 | 0 | 0 | 0 | 0 | 0 | 0 | 0 | 0 | 0 | 0 | 0 | -2 | 0 | 0 | 0 | 0 | 0 | 0 | 0 | 0 | 0 | 0 | 0 | 0 | 0 | 0 | 0 | 0 | 0 | 0 | 0 | 0 | 0
T022-D01-401- | No enduring need for Callide A bay for coupler | VT | 132 | TRUE | TRUE |  |  | 0 | 0 | 0 | 0 | 0 | 0 | 0 | 0 | 0 | 0 | 0 | 0 | 0 | 0 | 0 | 0 | 0 | 0 | 0 | 0 | 0 | 0 | 0 | 0 | 0 | 0 | 0 | 0 | 0 | 0 | 0 | 0 | 0 | 0 | 0 | 0 | 0 | 0 | 0 | 0 | 0 | 0 | 0 | 0 | 0 | 0 | 0 | 0 | 0 | 0 | 0 | 0 | 0 | 0 | 0 | 0 | 0 | 0 | 0 | 0 | 0 | 0 | 0 | 0 | 0 | 0 | 0 | 0 | 0
T022-D01-401- | No enduring need for Callide A bay for coupler | CT | 132 | TRUE | TRUE |  |  | -6 | 0 | 0 | 0 | 0 | 0 | 0 | 0 | 0 | 0 | 0 | 0 | 0 | 0 | 0 | 0 | 0 | 0 | 0 | 0 | 0 | 0 | 0 | -6 | 0 | 0 | 0 | 0 | 0 | 0 | 0 | 0 | 0 | 0 | 0 | 0 | 0 | 0 | 0 | 0 | 0 | 0 | 0 | 0 | 0 | 0 | 0 | 0 | 0 | 0 | 0 | 0 | 0 | 0 | 0 | 0 | 0 | 0 | 0 | 0 | 0 | 0 | 0 | 0 | 0 | 0 | 0 | 0 | 0
H015-D03-443- | No enduring need for 1x Lilyvale transformer bay (transformer consolidation) | CB | 132 | TRUE | TRUE |  |  | -1 | 0 | 0 | 0 | 0 | 0 | 0 | 0 | 0 | 0 | 0 | 0 | 0 | 0 | 0 | 0 | 0 | 0 | 0 | 0 | 0 | 0 | 0 | 0 | 0 | 0 | 0 | 0 | 0 | 0 | -1 | 0 | 0 | 0 | 0 | 0 | 0 | 0 | 0 | 0 | 0 | 0 | 0 | 0 | 0 | 0 | 0 | 0 | 0 | 0 | 0 | 0 | 0 | 0 | 0 | 0 | 0 | 0 | 0 | 0 | 0 | 0 | 0 | 0 | 0 | 0 | 0 | 0 | 0
H015-D03-443- | No enduring need for 1x Lilyvale transformer bay (transformer consolidation) | IS/ES | 132 | TRUE | TRUE |  |  | -4 | 0 | 0 | 0 | 0 | 0 | 0 | 0 | 0 | 0 | 0 | 0 | 0 | 0 | 0 | 0 | 0 | 0 | 0 | 0 | 0 | 0 | 0 | 0 | 0 | 0 | -1 | 0 | 0 | -2 | 0 | 0 | 0 | -1 | 0 | 0 | 0 | 0 | 0 | 0 | 0 | 0 | 0 | 0 | 0 | 0 | 0 | 0 | 0 | 0 | 0 | 0 | 0 | 0 | 0 | 0 | 0 | 0 | 0 | 0 | 0 | 0 | 0 | 0 | 0 | 0 | 0 | 0 | 0
H015-D03-443- | No enduring need for 1x Lilyvale transformer bay (transformer consolidation) | VT | 132 | TRUE | TRUE |  |  | 0 | 0 | 0 | 0 | 0 | 0 | 0 | 0 | 0 | 0 | 0 | 0 | 0 | 0 | 0 | 0 | 0 | 0 | 0 | 0 | 0 | 0 | 0 | 0 | 0 | 0 | 0 | 0 | 0 | 0 | 0 | 0 | 0 | 0 | 0 | 0 | 0 | 0 | 0 | 0 | 0 | 0 | 0 | 0 | 0 | 0 | 0 | 0 | 0 | 0 | 0 | 0 | 0 | 0 | 0 | 0 | 0 | 0 | 0 | 0 | 0 | 0 | 0 | 0 | 0 | 0 | 0 | 0 | 0
H015-D03-443- | No enduring need for 1x Lilyvale transformer bay (transformer consolidation) | CT | 132 | TRUE | TRUE |  |  | -3 | 0 | 0 | 0 | 0 | 0 | 0 | 0 | 0 | 0 | -1 | 0 | -1 | 0 | 0 | 0 | 0 | 0 | 0 | 0 | 0 | 0 | 0 | 0 | 0 | 0 | -1 | 0 | 0 | 0 | 0 | 0 | 0 | 0 | 0 | 0 | 0 | 0 | 0 | 0 | 0 | 0 | 0 | 0 | 0 | 0 | 0 | 0 | 0 | 0 | 0 | 0 | 0 | 0 | 0 | 0 | 0 | 0 | 0 | 0 | 0 | 0 | 0 | 0 | 0 | 0 | 0 | 0 | 0
H010-D03-441- | No enduring need for 1x 132kV bay at Bouldercombe, if 2 transformers are replaced with a single unit | CB | 132 | TRUE | TRUE |  |  | -1 | 0 | 0 | 0 | 0 | 0 | 0 | 0 | 0 | 0 | 0 | 0 | 0 | 0 | 0 | 0 | 0 | 0 | 0 | 0 | 0 | 0 | 0 | 0 | 0 | 0 | 0 | -1 | 0 | 0 | 0 | 0 | 0 | 0 | 0 | 0 | 0 | 0 | 0 | 0 | 0 | 0 | 0 | 0 | 0 | 0 | 0 | 0 | 0 | 0 | 0 | 0 | 0 | 0 | 0 | 0 | 0 | 0 | 0 | 0 | 0 | 0 | 0 | 0 | 0 | 0 | 0 | 0 | 0
H010-D03-441- | No enduring need for 1x 132kV bay at Bouldercombe, if 2 transformers are replaced with a single unit | IS/ES | 132 | TRUE | TRUE |  |  | -3 | 0 | 0 | 0 | 0 | 0 | 0 | 0 | 0 | 0 | 0 | 0 | 0 | 0 | 0 | 0 | 0 | 0 | 0 | 0 | 0 | 0 | 0 | 0 | 0 | 0 | 0 | -2 | 0 | 0 | 0 | 0 | 0 | -1 | 0 | 0 | 0 | 0 | 0 | 0 | 0 | 0 | 0 | 0 | 0 | 0 | 0 | 0 | 0 | 0 | 0 | 0 | 0 | 0 | 0 | 0 | 0 | 0 | 0 | 0 | 0 | 0 | 0 | 0 | 0 | 0 | 0 | 0 | 0
H010-D03-441- | No enduring need for 1x 132kV bay at Bouldercombe, if 2 transformers are replaced with a single unit | VT | 132 | TRUE | TRUE |  |  | -1 | 0 | 0 | 0 | 0 | 0 | 0 | 0 | 0 | 0 | 0 | 0 | 0 | 0 | 0 | 0 | 0 | 0 | 0 | 0 | 0 | 0 | 0 | 0 | 0 | 0 | 0 | 0 | 0 | 0 | 0 | 0 | 0 | -1 | 0 | 0 | 0 | 0 | 0 | 0 | 0 | 0 | 0 | 0 | 0 | 0 | 0 | 0 | 0 | 0 | 0 | 0 | 0 | 0 | 0 | 0 | 0 | 0 | 0 | 0 | 0 | 0 | 0 | 0 | 0 | 0 | 0 | 0 | 0
H010-D03-441- | No enduring need for 1x 132kV bay at Bouldercombe, if 2 transformers are replaced with a single unit | CT | 132 | TRUE | TRUE |  |  | 0 | 0 | 0 | 0 | 0 | 0 | 0 | 0 | 0 | 0 | 0 | 0 | 0 | 0 | 0 | 0 | 0 | 0 | 0 | 0 | 0 | 0 | 0 | 0 | 0 | 0 | 0 | 0 | 0 | 0 | 0 | 0 | 0 | 0 | 0 | 0 | 0 | 0 | 0 | 0 | 0 | 0 | 0 | 0 | 0 | 0 | 0 | 0 | 0 | 0 | 0 | 0 | 0 | 0 | 0 | 0 | 0 | 0 | 0 | 0 | 0 | 0 | 0 | 0 | 0 | 0 | 0 | 0 | 0
T031 | No enduring need for Baralaba substation, as part of Central West reconfiguration | CB | 132 | TRUE | TRUE |  |  | -4 | [5 empty] | 0 | 0 | 0 | 0 | 0 | 0 | 0 | 0 | 0 | 0 | 0 | 0 | 0 | 0 | 0 | 0 | 0 | 0 | 0 | 0 | 0 | 0 | 0 | 0 | 0 | 0 | -4 | 0 | 0 | 0 | 0 | 0 | 0 | 0 | 0 | 0 | 0 | 0 | 0 | 0 | 0 | 0 | 0 | 0 | 0 | 0 | 0 | 0 | 0 | 0 | 0 | 0 | 0 | 0 | 0 | 0 | 0 | 0 | 0 | 0 | 0 | 0 | 0 | 0 | 0 | 0 | 0 | 0 | 0 | 0 | 0 | 0 | 0 | 0 | 0 | 0 | 0 | 0 | 0 | 0 | 0 | 0 | 0 | 0 | 0 | 0 | 0 | 0 | 0 | 0 | 0 | 0
T031 | No enduring need for Baralaba substation, as part of Central West reconfiguration | IS/ES | 132 | TRUE | TRUE |  |  | -20 | [5 empty] | 0 | 0 | 0 | 0 | 0 | 0 | 0 | 0 | 0 | 0 | -10 | 0 | 0 | 0 | 0 | 0 | 0 | 0 | 0 | 0 | 0 | 0 | 0 | 0 | 0 | 0 | -10 | 0 | 0 | 0 | 0 | 0 | 0 | 0 | 0 | 0 | 0 | 0 | 0 | 0 | 0 | 0 | 0 | 0 | 0 | 0 | 0 | 0 | 0 | 0 | 0 | 0 | 0 | 0 | 0 | 0 | 0 | 0 | 0 | 0 | 0 | 0 | 0 | 0 | 0 | 0 | 0 | 0 | 0 | 0 | 0 | 0 | 0 | 0 | 0 | 0 | 0 | 0 | 0 | 0 | 0 | 0 | 0 | 0 | 0 | 0 | 0 | 0 | 0 | 0 | 0 | 0
T031 | No enduring need for Baralaba substation, as part of Central West reconfiguration | VT | 132 | TRUE | TRUE |  |  | -12 | [5 empty] | 0 | 0 | 0 | 0 | 0 | 0 | 0 | 0 | 0 | 0 | 0 | 0 | 0 | 0 | 0 | 0 | 0 | 0 | 0 | 0 | 0 | 0 | 0 | 0 | 0 | 0 | 0 | 0 | -12 | 0 | 0 | 0 | 0 | 0 | 0 | 0 | 0 | 0 | 0 | 0 | 0 | 0 | 0 | 0 | 0 | 0 | 0 | 0 | 0 | 0 | 0 | 0 | 0 | 0 | 0 | 0 | 0 | 0 | 0 | 0 | 0 | 0 | 0 | 0 | 0 | 0 | 0 | 0 | 0 | 0 | 0 | 0 | 0 | 0 | 0 | 0 | 0 | 0 | 0 | 0 | 0 | 0 | 0 | 0 | 0 | 0 | 0 | 0 | 0 | 0 | 0 | 0
T031 | No enduring need for Baralaba substation, as part of Central West reconfiguration | CT | 132 | TRUE | TRUE |  |  | -12 | [5 empty] | 0 | 0 | 0 | 0 | 0 | 0 | 0 | 0 | 0 | 0 | -4 | -1 | -2 | 0 | 0 | 0 | 0 | 0 | 0 | 0 | 0 | 0 | 0 | 0 | 0 | 0 | -2 | 0 | -2 | 0 | 0 | 0 | 0 | 0 | -1 | 0 | 0 | 0 | 0 | 0 | 0 | 0 | 0 | 0 | 0 | 0 | 0 | 0 | 0 | 0 | 0 | 0 | 0 | 0 | 0 | 0 | 0 | 0 | 0 | 0 | 0 | 0 | 0 | 0 | 0 | 0 | 0 | 0 | 0 | 0 | 0 | 0 | 0 | 0 | 0 | 0 | 0 | 0 | 0 | 0 | 0 | 0 | 0 | 0 | 0 | 0 | 0 | 0 | 0 | 0 | 0 | 0
T030-N01-1NER | NER disposed | IS/ES | 33 | TRUE |  | TRUE |  | -4 | [5 empty] | 0 | 0 | 0 | 0 | 0 | 0 | 0 | 0 | 0 | 0 | 0 | 0 | 0 | 0 | 0 | 0 | 0 | 0 | 0 | 0 | 0 | 0 | 0 | 0 | 0 | 0 | 0 | 0 | 0 | 0 | -4 | 0 | 0 | 0 | 0 | 0 | 0 | 0 | 0 | 0 | 0 | 0 | 0 | 0 | 0 | 0 | 0 | 0 | 0 | 0 | 0 | 0 | 0 | 0 | 0 | 0 | 0 | 0 | 0 | 0 | 0 | 0 | 0 | 0 | 0 | 0 | 0 | 0 | 0 | 0 | 0 | 0 | 0 | 0 | 0 | 0 | 0 | 0 | 0 | 0 | 0 | 0 | 0 | 0 | 0 | 0 | 0 | 0 | 0 | 0 | 0 | 0
T030-E02-242- | Transfer of Ashgrove West equipment to DNSP | CB | 33 | TRUE |  | TRUE |  | 0 | [5 empty] | 0 | 0 | 0 | 0 | 0 | 0 | 0 | 0 | 0 | 0 | 0 | 0 | 0 | 0 | 0 | 0 | 0 | 0 | 0 | 0 | 0 | 0 | 0 | 0 | 0 | 0 | 0 | 0 | 0 | 0 | 0 | 0 | 0 | 0 | 0 | 0 | 0 | 0 | 0 | 0 | 0 | 0 | 0 | 0 | 0 | 0 | 0 | 0 | 0 | 0 | 0 | 0 | 0 | 0 | 0 | 0 | 0 | 0 | 0 | 0 | 0 | 0 | 0 | 0 | 0 | 0 | 0 | 0 | 0 | 0 | 0 | 0 | 0 | 0 | 0 | 0 | 0 | 0 | 0 | 0 | 0 | 0 | 0 | 0 | 0 | 0 | 0 | 0 | 0 | 0 | 0 | 0
T030-E02-242- | Transfer of Ashgrove West equipment to DNSP | IS/ES | 33 | TRUE |  | TRUE |  | -1 | [5 empty] | 0 | 0 | 0 | 0 | 0 | 0 | 0 | 0 | 0 | 0 | 0 | 0 | 0 | 0 | 0 | 0 | 0 | 0 | 0 | 0 | 0 | 0 | 0 | 0 | 0 | 0 | 0 | 0 | 0 | 0 | 0 | -1 | 0 | 0 | 0 | 0 | 0 | 0 | 0 | 0 | 0 | 0 | 0 | 0 | 0 | 0 | 0 | 0 | 0 | 0 | 0 | 0 | 0 | 0 | 0 | 0 | 0 | 0 | 0 | 0 | 0 | 0 | 0 | 0 | 0 | 0 | 0 | 0 | 0 | 0 | 0 | 0 | 0 | 0 | 0 | 0 | 0 | 0 | 0 | 0 | 0 | 0 | 0 | 0 | 0 | 0 | 0 | 0 | 0 | 0 | 0 | 0
T030-E02-242- | Transfer of Ashgrove West equipment to DNSP | VT | 33 | TRUE |  | TRUE |  | -1 | [5 empty] | 0 | 0 | 0 | 0 | 0 | 0 | 0 | 0 | 0 | 0 | 0 | 0 | 0 | 0 | 0 | 0 | 0 | 0 | 0 | 0 | 0 | 0 | 0 | 0 | 0 | 0 | 0 | 0 | 0 | 0 | 0 | -1 | 0 | 0 | 0 | 0 | 0 | 0 | 0 | 0 | 0 | 0 | 0 | 0 | 0 | 0 | 0 | 0 | 0 | 0 | 0 | 0 | 0 | 0 | 0 | 0 | 0 | 0 | 0 | 0 | 0 | 0 | 0 | 0 | 0 | 0 | 0 | 0 | 0 | 0 | 0 | 0 | 0 | 0 | 0 | 0 | 0 | 0 | 0 | 0 | 0 | 0 | 0 | 0 | 0 | 0 | 0 | 0 | 0 | 0 | 0 | 0
T030-E02-242- | Transfer of Ashgrove West equipment to DNSP | CT | 33 | TRUE |  | TRUE |  | -3 | [5 empty] | 0 | 0 | 0 | 0 | 0 | 0 | -3 | 0 | 0 | 0 | 0 | 0 | 0 | 0 | 0 | 0 | 0 | 0 | 0 | 0 | 0 | 0 | 0 | 0 | 0 | 0 | 0 | 0 | 0 | 0 | 0 | 0 | 0 | 0 | 0 | 0 | 0 | 0 | 0 | 0 | 0 | 0 | 0 | 0 | 0 | 0 | 0 | 0 | 0 | 0 | 0 | 0 | 0 | 0 | 0 | 0 | 0 | 0 | 0 | 0 | 0 | 0 | 0 | 0 | 0 | 0 | 0 | 0 | 0 | 0 | 0 | 0 | 0 | 0 | 0 | 0 | 0 | 0 | 0 | 0 | 0 | 0 | 0 | 0 | 0 | 0 | 0 | 0 | 0 | 0 | 0 | 0
T030-E03-243- | Transfer of Ashgrove West equipment to DNSP | CB | 33 | TRUE |  | TRUE |  | 0 | [5 empty] | 0 | 0 | 0 | 0 | 0 | 0 | 0 | 0 | 0 | 0 | 0 | 0 | 0 | 0 | 0 | 0 | 0 | 0 | 0 | 0 | 0 | 0 | 0 | 0 | 0 | 0 | 0 | 0 | 0 | 0 | 0 | 0 | 0 | 0 | 0 | 0 | 0 | 0 | 0 | 0 | 0 | 0 | 0 | 0 | 0 | 0 | 0 | 0 | 0 | 0 | 0 | 0 | 0 | 0 | 0 | 0 | 0 | 0 | 0 | 0 | 0 | 0 | 0 | 0 | 0 | 0 | 0 | 0 | 0 | 0 | 0 | 0 | 0 | 0 | 0 | 0 | 0 | 0 | 0 | 0 | 0 | 0 | 0 | 0 | 0 | 0 | 0 | 0 | 0 | 0 | 0 | 0
T030-E03-243- | Transfer of Ashgrove West equipment to DNSP | IS/ES | 33 | TRUE |  | TRUE |  | -1 | [5 empty] | 0 | 0 | 0 | 0 | 0 | 0 | 0 | 0 | 0 | 0 | 0 | 0 | 0 | 0 | 0 | 0 | 0 | 0 | 0 | 0 | 0 | 0 | 0 | 0 | 0 | 0 | 0 | 0 | 0 | 0 | -1 | 0 | 0 | 0 | 0 | 0 | 0 | 0 | 0 | 0 | 0 | 0 | 0 | 0 | 0 | 0 | 0 | 0 | 0 | 0 | 0 | 0 | 0 | 0 | 0 | 0 | 0 | 0 | 0 | 0 | 0 | 0 | 0 | 0 | 0 | 0 | 0 | 0
T030-E03-243- | Transfer of Ashgrove West equipment to DNSP | VT | 33 | TRUE |  | TRUE |  | -1 | [5 empty] | 0 | 0 | 0 | 0 | 0 | 0 | 0 | 0 | 0 | 0 | 0 | 0 | 0 | 0 | 0 | 0 | 0 | 0 | 0 | 0 | 0 | 0 | 0 | 0 | 0 | 0 | 0 | 0 | 0 | 0 | -1 | 0 | 0 | 0 | 0 | 0 | 0 | 0 | 0 | 0 | 0 | 0 | 0 | 0 | 0 | 0 | 0 | 0 | 0 | 0 | 0 | 0 | 0 | 0 | 0 | 0 | 0 | 0 | 0 | 0 | 0 | 0 | 0 | 0 | 0 | 0 | 0 | 0
T030-E03-243- | Transfer of Ashgrove West equipment to DNSP | CT | 33 | TRUE |  | TRUE |  | -3 | [5 empty] | 0 | 0 | 0 | 0 | 0 | 0 | -2 | -1 | 0 | 0 | 0 | 0 | 0 | 0 | 0 | 0 | 0 | 0 | 0 | 0 | 0 | 0 | 0 | 0 | 0 | 0 | 0 | 0 | 0 | 0 | 0 | 0 | 0 | 0 | 0 | 0 | 0 | 0 | 0 | 0 | 0 | 0 | 0 | 0 | 0 | 0 | 0 | 0 | 0 | 0 | 0 | 0 | 0 | 0 | 0 | 0 | 0 | 0 | 0 | 0 | 0 | 0 | 0 | 0 | 0 | 0 | 0 | 0
H022-N01-1NER | NER disposed | IS/ES | 33 | TRUE |  | TRUE |  | -3 | [5 empty] | 0 | 0 | 0 | 0 | 0 | 0 | 0 | 0 | -1 | 0 | 0 | 0 | 0 | 0 | 0 | 0 | 0 | 0 | 0 | 0 | 0 | 0 | 0 | 0 | 0 | 0 | 0 | 0 | 0 | 0 | -2 | 0 | 0 | 0 | 0 | 0 | 0 | 0 | 0 | 0 | 0 | 0 | 0 | 0 | 0 | 0 | 0 | 0 | 0 | 0 | 0 | 0 | 0 | 0 | 0 | 0 | 0 | 0 | 0 | 0 | 0 | 0 | 0 | 0 | 0 | 0 | 0 | 0
T024-N01-1NER | NER disposed | IS/ES | 33 | TRUE |  | TRUE |  | -4 | [5 empty] | 0 | 0 | 0 | 0 | 0 | 0 | 0 | 0 | 0 | 0 | 0 | 0 | 0 | 0 | 0 | 0 | 0 | 0 | 0 | 0 | 0 | 0 | 0 | 0 | 0 | 0 | 0 | 0 | 0 | 0 | 0 | 0 | 0 | -3 | 0 | 0 | 0 | 0 | 0 | 0 | 0 | 0 | 0 | 0 | 0 | 0 | 0 | 0 | -1 | 0 | 0 | 0 | 0 | 0 | 0 | 0 | 0 | 0 | 0 | 0 | 0 | 0 | 0 | 0 | 0 | 0 | 0 | 0
H022-E01-241- | Transfer of Loganlea equipment to DNSP | IS/ES | 33 | TRUE |  | TRUE |  | -1 | [5 empty] | 0 | 0 | 0 | 0 | 0 | 0 | 0 | 0 | 0 | 0 | 0 | 0 | 0 | 0 | 0 | 0 | 0 | 0 | 0 | 0 | 0 | 0 | 0 | 0 | 0 | 0 | 0 | 0 | 0 | 0 | -1 | 0 | 0 | 0 | 0 | 0 | 0 | 0 | 0 | 0 | 0 | 0 | 0 | 0 | 0 | 0 | 0 | 0 | 0 | 0 | 0 | 0 | 0 | 0 | 0 | 0 | 0 | 0 | 0 | 0 | 0 | 0 | 0 | 0 | 0 | 0 | 0 | 0
H022-E02-242- | Transfer of Loganlea equipment to DNSP | IS/ES | 33 | TRUE |  | TRUE |  | -1 | [5 empty] | 0 | 0 | 0 | 0 | 0 | 0 | 0 | 0 | 0 | 0 | 0 | 0 | 0 | 0 | 0 | 0 | 0 | 0 | 0 | 0 | 0 | 0 | 0 | 0 | 0 | 0 | 0 | 0 | 0 | 0 | -1 | 0 | 0 | 0 | 0 | 0 | 0 | 0 | 0 | 0 | 0 | 0 | 0 | 0 | 0 | 0 | 0 | 0 | 0 | 0 | 0 | 0 | 0 | 0 | 0 | 0 | 0 | 0 | 0 | 0 | 0 | 0 | 0 | 0 | 0 | 0 | 0 | 0
T013 | Transfer of Chinchilla Substation to Powerlink | CB | 132 | TRUE |  | TRUE |  | 5 | [5 empty] | 0 | 0 | 0 | 0 | 0 | 0 | 0 | 0 | 0 | 0 | 0 | 0 | 0 | 0 | 0 | 0 | 0 | 0 | 0 | 0 | 0 | 0 | 0 | 0 | 5 | 0 | 0 | 0 | 0 | 0 | 0 | 0 | 0 | 0 | 0 | 0 | 0 | 0 | 0 | 0 | 0 | 0 | 0 | 0 | 0 | 0 | 0 | 0 | 0 | 0 | 0 | 0 | 0 | 0 | 0 | 0 | 0 | 0 | 0 | 0 | 0 | 0 | 0 | 0 | 0 | 0 | 0 | 0
T013 | Transfer of Chinchilla Substation to Powerlink | IS/ES | 132 | TRUE |  | TRUE |  | 16 | [5 empty] | 0 | 0 | 0 | 0 | 0 | 0 | 0 | 0 | 0 | 0 | 0 | 0 | 0 | 0 | 0 | 0 | 0 | 0 | 0 | 0 | 0 | 0 | 0 | 0 | 16 | 0 | 0 | 0 | 0 | 0 | 0 | 0 | 0 | 0 | 0 | 0 | 0 | 0 | 0 | 0 | 0 | 0 | 0 | 0 | 0 | 0 | 0 | 0 | 0 | 0 | 0 | 0 | 0 | 0 | 0 | 0 | 0 | 0 | 0 | 0 | 0 | 0 | 0 | 0 | 0 | 0 | 0 | 0
T013 | Transfer of Chinchilla Substation to Powerlink | VT | 132 | TRUE |  | TRUE |  | 13 | [5 empty] | 0 | 0 | 0 | 0 | 0 | 0 | 0 | 0 | 0 | 0 | 0 | 0 | 0 | 0 | 0 | 0 | 0 | 0 | 0 | 0 | 0 | 0 | 0 | 0 | 13 | 0 | 0 | 0 | 0 | 0 | 0 | 0 | 0 | 0 | 0 | 0 | 0 | 0 | 0 | 0 | 0 | 0 | 0 | 0 | 0 | 0 | 0 | 0 | 0 | 0 | 0 | 0 | 0 | 0 | 0 | 0 | 0 | 0 | 0 | 0 | 0 | 0 | 0 | 0 | 0 | 0 | 0 | 0
T013 | Transfer of Chinchilla Substation to Powerlink | CT | 132 | TRUE |  | TRUE |  | 15 | [5 empty] | 0 | 0 | 0 | 0 | 0 | 0 | 0 | 0 | 0 | 0 | 0 | 0 | 0 | 0 | 0 | 0 | 0 | 0 | 0 | 0 | 0 | 0 | 0 | 0 | 15 | 0 | 0 | 0 | 0 | 0 | 0 | 0 | 0 | 0 | 0 | 0 | 0 | 0 | 0 | 0 | 0 | 0 | 0 | 0 | 0 | 0 | 0 | 0 | 0 | 0 | 0 | 0 | 0 | 0 | 0 | 0 | 0 | 0 | 0 | 0 | 0 | 0 | 0 | 0 | 0 | 0 | 0 | 0

## CB Reconciliation
Reconciliation of CB Equipement Data to RIN CB Switchbay Data
| Voltage |  | 2015 | 2014 | 2013 | 2012 | 2011 | 2010 | 2009 | 2008 | 2007 | 2006 | 2005 | 2004 | 2003 | 2002 | 2001 | 2000 | 1999 | 1998 | 1997 | 1996 | 1995 | 1994 | 1993 | 1992 | 1991 | 1990 | 1989 | 1988 | 1987 | 1986 | 1985 | 1984 | 1983 | 1982 | 1981 | 1980 | 1979 | 1978 | 1977 | 1976 | 1975 | 1974 | 1973 | 1972 | 1971 | 1970 | 1969 | 1968 | 1967 | 1966 | 1965 | 1964 | 1963 | 1962 | 1961 | 1960 | 1959 | 1958 | 1957 | 1956 | 1955 | 1954 | 1953 | 1952 | 1951 | 1950 | 1949 | 1948 | 1947 | 1946 | 1945 | 1944 | 1943 | 1942 | 1941 | 1940 | 1939 | 1938 | 1937 | 1936 | 1935 | 1934 | 1933 | 1932 | 1931 | 1930 | 1929 | 1928 | 1927 | 1926 | 1925
Bay with multiple circuit breakers | 110 | 3 | 0 | 0 | 1 | 0 | 0 | 0 | 2 | 0 | 0 | 0 | 0 | 0 | 0 | 0 | 0 | 0 | 0 | 0 | 0 | 0 | 0 | 0 | 0 | 0 | 0 | 0 | 0 | 0 | 0 | 0 | 0 | 0 | 0 | 0 | 0 | 0 | 0 | 0 | 0 | 0 | 0 | 0 | 0 | 0 | 0 | 0 | 0 | 0 | 0 | 0 | 0 | 0 | 0 | 0 | 0 | 0 | 0 | 0 | 0 | 0 | 0 | 0 | 0 | 0 | 0 | 0 | 0 | 0 | 0 | 0 | 0 | 0 | 0 | 0 | 0 | 0 | 0 | 0 | 0 | 0 | 0 | 0 | 0 | 0 | 0 | 0 | 0 | 0 | 0 | 0 | 0
Bay with multiple circuit breakers | 275 | 10 | 0 | 0 | 1 | 0 | 0 | 0 | 0 | 0 | 0 | 2 | 0 | 0 | 0 | 0 | 2 | 2 | 2 | 0 | 0 | 0 | 0 | 0 | 0 | 0 | 0 | 0 | 0 | 0 | 0 | 0 | 0 | 1 | 0 | 0 | 0 | 0 | 0 | 0 | 0 | 0 | 0 | 0 | 0 | 0 | 0 | 0 | 0 | 0 | 0 | 0 | 0 | 0 | 0 | 0 | 0 | 0 | 0 | 0 | 0 | 0 | 0 | 0 | 0 | 0 | 0 | 0 | 0 | 0 | 0 | 0 | 0 | 0 | 0 | 0 | 0 | 0 | 0 | 0 | 0 | 0 | 0 | 0 | 0 | 0 | 0 | 0 | 0 | 0 | 0 | 0 | 0
CBs in bays of reactive compensation devices | 132 | -1 | 0 | 0 | 0 | 0 | 0 | 0 | 0 | 0 | 0 | -1 | 0 | 0 | 0 | 0 | 0 | 0 | 0 | 0 | 0 | 0 | 0 | 0 | 0 | 0 | 0 | 0 | 0 | 0 | 0 | 0 | 0 | 0 | 0 | 0 | 0 | 0 | 0 | 0 | 0 | 0 | 0 | 0 | 0 | 0 | 0 | 0 | 0 | 0 | 0 | 0 | 0 | 0 | 0 | 0 | 0 | 0 | 0 | 0 | 0 | 0 | 0 | 0 | 0 | 0 | 0 | 0 | 0 | 0 | 0 | 0 | 0 | 0 | 0 | 0 | 0 | 0 | 0 | 0 | 0 | 0 | 0 | 0 | 0 | 0 | 0 | 0 | 0 | 0 | 0 | 0 | 0
CBs in bays of reactive compensation devices | 275 | -5 | 0 | 0 | 0 | 0 | 0 | 0 | -2 | -1 | 0 | -1 | 0 | 0 | 0 | 0 | 0 | 0 | 0 | 0 | 0 | 0 | 0 | 0 | 0 | 0 | 0 | 0 | 0 | -1 | 0 | 0 | 0 | 0 | 0 | 0 | 0 | 0 | 0 | 0 | 0 | 0 | 0 | 0 | 0 | 0 | 0 | 0 | 0 | 0 | 0 | 0 | 0 | 0 | 0 | 0 | 0 | 0 | 0 | 0 | 0 | 0 | 0 | 0 | 0 | 0 | 0 | 0 | 0 | 0 | 0 | 0 | 0 | 0 | 0 | 0 | 0 | 0 | 0 | 0 | 0 | 0 | 0 | 0 | 0 | 0 | 0 | 0 | 0 | 0 | 0 | 0 | 0
CBs in bays with a GIS unit as well | 275 | 2 | 0 | 0 | 0 | 2 | 0 | 0 | 0 | 0 | 0 | 0 | 0 | 0 | 0 | 0 | 0 | 0 | 0 | 0 | 0 | 0 | 0 | 0 | 0 | 0 | 0 | 0 | 0 | 0 | 0 | 0 | 0 | 0 | 0 | 0 | 0 | 0 | 0 | 0 | 0 | 0 | 0 | 0 | 0 | 0 | 0 | 0 | 0 | 0 | 0 | 0 | 0 | 0 | 0 | 0 | 0 | 0 | 0 | 0 | 0 | 0 | 0 | 0 | 0 | 0 | 0 | 0 | 0 | 0 | 0 | 0 | 0 | 0 | 0 | 0 | 0 | 0 | 0 | 0 | 0 | 0 | 0 | 0 | 0 | 0 | 0 | 0 | 0 | 0 | 0 | 0 | 0
Adjustment of age data (a) | 132 | 5 | 0 | 0 | 0 | 0 | 0 | 0 | 0 | 0 | 0 | 0 | 0 | 0 | 0 | 0 | 0 | 0 | 0 | 0 | 0 | 0 | 0 | 0 | 0 | 0 | 0 | 0 | 0 | 0 | 0 | 5 | 0 | 0 | 0 | 0 | 0 | 0 | 0 | 0 | 0 | 0 | 0 | 0 | 0 | 0 | 0 | 0 | 0 | 0 | 0 | 0 | 0 | 0 | 0 | 0 | 0 | 0 | 0 | 0 | 0 | 0 | 0 | 0 | 0 | 0 | 0 | 0 | 0 | 0 | 0 | 0 | 0 | 0 | 0 | 0 | 0 | 0 | 0 | 0 | 0 | 0 | 0 | 0 | 0 | 0 | 0 | 0 | 0 | 0 | 0 | 0 | 0
Adjustment of age data (b) | 132 | -5 | 0 | 0 | 0 | 0 | 0 | 0 | 0 | 0 | 0 | 0 | 0 | 0 | 0 | 0 | 0 | 0 | 0 | 0 | 0 | 0 | 0 | 0 | 0 | 0 | -2 | 0 | 0 | 0 | 0 | -1 | -1 | -1 | 0 | 0 | 0 | 0 | 0 | 0 | 0 | 0 | 0 | 0 | 0 | 0 | 0 | 0 | 0 | 0 | 0 | 0 | 0 | 0 | 0 | 0 | 0 | 0 | 0 | 0 | 0 | 0 | 0 | 0 | 0 | 0 | 0 | 0 | 0 | 0 | 0 | 0 | 0 | 0 | 0 | 0 | 0 | 0 | 0 | 0 | 0 | 0 | 0 | 0 | 0 | 0 | 0 | 0 | 0 | 0 | 0 | 0 | 0
Inclusion of CBs of two generator auxillary bays | 132 | 2 | 0 | 1 | 1 | 0 | 0 | 0 | 0 | 0 | 0 | 0 | 0 | 0 | 0 | 0 | 0 | 0 | 0 | 0 | 0 | 0 | 0 | 0 | 0 | 0 | 0 | 0 | 0 | 0 | 0 | 0 | 0 | 0 | 0 | 0 | 0 | 0 | 0 | 0 | 0 | 0 | 0 | 0 | 0 | 0 | 0 | 0 | 0 | 0 | 0 | 0 | 0 | 0 | 0 | 0 | 0 | 0 | 0 | 0 | 0 | 0 | 0 | 0 | 0 | 0 | 0 | 0 | 0 | 0 | 0 | 0 | 0 | 0 | 0 | 0 | 0 | 0 | 0 | 0 | 0 | 0 | 0 | 0 | 0 | 0 | 0 | 0 | 0 | 0 | 0 | 0 | 0
CBs in bays commissioned prior to 30/06/2015, but data not updated until after RIN data calculated. | 275 | 7 | 7 | 0 | 0 | 0 | 0 | 0 | 0 | 0 | 0 | 0 | 0 | 0 | 0 | 0 | 0 | 0 | 0 | 0 | 0 | 0 | 0 | 0 | 0 | 0 | 0 | 0 | 0 | 0 | 0 | 0 | 0 | 0 | 0 | 0 | 0 | 0 | 0 | 0 | 0 | 0 | 0 | 0 | 0 | 0 | 0 | 0 | 0 | 0 | 0 | 0 | 0 | 0 | 0 | 0 | 0 | 0 | 0 | 0 | 0 | 0 | 0 | 0 | 0 | 0 | 0 | 0 | 0 | 0 | 0 | 0 | 0 | 0 | 0 | 0 | 0 | 0 | 0 | 0 | 0 | 0 | 0 | 0 | 0 | 0 | 0 | 0 | 0 | 0 | 0 | 0 | 0
CBs recently [2015] decommissioned (but that were reported in RIN) | 33 | -2 | 0 | 0 | 0 | 0 | 0 | 0 | 0 | 0 | 0 | 0 | 0 | 0 | 0 | 0 | 0 | 0 | 0 | 0 | 0 | 0 | 0 | 0 | 0 | 0 | 0 | 0 | 0 | 0 | 0 | 0 | -2 | 0 | 0 | 0 | 0 | 0 | 0 | 0 | 0 | 0 | 0 | 0 | 0 | 0 | 0 | 0 | 0 | 0 | 0 | 0 | 0 | 0 | 0 | 0 | 0 | 0 | 0 | 0 | 0 | 0 | 0 | 0 | 0 | 0 | 0 | 0 | 0 | 0 | 0 | 0 | 0 | 0 | 0 | 0 | 0 | 0 | 0 | 0 | 0 | 0 | 0 | 0 | 0 | 0 | 0 | 0 | 0 | 0 | 0 | 0 | 0
Exclude one CB inadvertantly counted twice | 132 | -1 | 0 | 0 | -1 | 0 | 0 | 0 | 0 | 0 | 0 | 0 | 0 | 0 | 0 | 0 | 0 | 0 | 0 | 0 | 0 | 0 | 0 | 0 | 0 | 0 | 0 | 0 | 0 | 0 | 0 | 0 | 0 | 0 | 0 | 0 | 0 | 0 | 0 | 0 | 0 | 0 | 0 | 0 | 0 | 0 | 0 | 0 | 0 | 0 | 0 | 0 | 0 | 0 | 0 | 0 | 0 | 0 | 0 | 0 | 0 | 0 | 0 | 0 | 0 | 0 | 0 | 0 | 0 | 0 | 0 | 0 | 0 | 0 | 0 | 0 | 0 | 0 | 0 | 0 | 0 | 0 | 0 | 0 | 0 | 0 | 0 | 0 | 0 | 0 | 0 | 0 | 0

## Age Profile - 2015 - Bay-Equip
RIN Age Profile: Expressed by bay
| Description | MinV | MaxV | Type |  | 2015 | 2014 | 2013 | 2012 | 2011 | 2010 | 2009 | 2008 | 2007 | 2006 | 2005 | 2004 | 2003 | 2002 | 2001 | 2000 | 1999 | 1998 | 1997 | 1996 | 1995 | 1994 | 1993 | 1992 | 1991 | 1990 | 1989 | 1988 | 1987 | 1986 | 1985 | 1984 | 1983 | 1982 | 1981 | 1980 | 1979 | 1978 | 1977 | 1976 | 1975 | 1974 | 1973 | 1972 | 1971 | 1970 | 1969 | 1968 | 1967 | 1966 | 1965 | 1964 | 1963 | 1962 | 1961 | 1960 | 1959 | 1958 | 1957 | 1956 | 1955 | 1954 | 1953 | 1952 | 1951 | 1950 | 1949 | 1948 | 1947 | 1946 | 1945 | 1944 | 1943 | 1942 | 1941 | 1940 | 1939 | 1938 | 1937 | 1936 | 1935 | 1934 | 1933 | 1932 | 1931 | 1930 | 1929 | 1928 | 1927 | 1926 | 1925 | 1924 | 1923 | 1922 | 1921 | 1920 | 1919 | 1918 | 1917 | 1916 | 1915 | 1914 | 1913 | 1912 | 1911
| < = 33 kV; Air Insulated circuit Breaker | 0 | 33 | CB |  | 0 | 0 | 0 | 0 | 0 | 0 | 0 | 0 | 0 | 0 | 0 | 0 | 0 | 0 | 0 | 0 | 0 | 0 | 0 | 0 | 0 | 0 | 0 | 1 | 0 | 0 | 1 | 0 | 0 | 0 | 2 | 2 | 0 | 0 | 0 | 0 | 0 | 0 | 0 | 0 | 0 | 0 | 0 | 0 | 0 | 0 | 0 | 0 | 0 | 0 | 0 | 0 | 0 | 0 | 0 | 0 | 0 | 0 | 0 | 0 | 0 | 0 | 0 | 0 | 0 | 0 | 0 | 0 | 0 | 0 | 0 | 0 | 0 | 0 | 0 | 0 | 0 | 0 | 0 | 0 | 0 | 0 | 0 | 0 | 0 | 0 | 0 | 0 | 0 | 0 | 0 | 0 | 0 | 0 | 0 | 0 | 0 | 0 | 0 | 0 | 0 | 0 | 0 | 0 | 0
| > 33 kV & < = 66 kV ; Air Insulated circuit Breaker | 34 | 66 | CB |  | 0 | 0 | 2 | 7 | 0 | 0 | 0 | 0 | 0 | 0 | 0 | 0 | 0 | 0 | 0 | 0 | 2 | 2 | 0 | 0 | 0 | 0 | 0 | 0 | 0 | 0 | 0 | 0 | 0 | 0 | 0 | 0 | 0 | 0 | 0 | 0 | 0 | 0 | 0 | 0 | 0 | 0 | 0 | 0 | 0 | 0 | 0 | 0 | 0 | 0 | 0 | 0 | 0 | 0 | 0 | 0 | 0 | 0 | 0 | 0 | 0 | 0 | 0 | 0 | 0 | 0 | 0 | 0 | 0 | 0 | 0 | 0 | 0 | 0 | 0 | 0 | 0 | 0 | 0 | 0 | 0 | 0 | 0 | 0 | 0 | 0 | 0 | 0 | 0 | 0 | 0 | 0 | 0 | 0 | 0 | 0 | 0 | 0 | 0 | 0 | 0 | 0 | 0 | 0 | 0
| > 66 kV & < = 132 kV ; Air Insulated circuit Breaker | 67 | 132 | CB |  | 8 | 39 | 31 | 29 | 27 | 48 | 56 | 26 | 22 | 18 | 15 | 2 | 4 | 4 | 7 | 3 | 8 | 13 | 4 | 1 | 7 | 3 | 1 | 3 | 4 | 2 | 6 | 16 | 20 | 9 | 12 | 13 | 8 | 5 | 6 | 2 | 7 | 4 | 2 | 2 | 7 | 2 | 0 | 0 | 0 | 3 | 0 | 3 | 0 | 0 | 0 | 0 | 12 | 0 | 0 | 0 | 0 | 0 | 0 | 0 | 0 | 0 | 0 | 0 | 0 | 0 | 0 | 0 | 0 | 0 | 0 | 0 | 0 | 0 | 0 | 0 | 0 | 0 | 0 | 0 | 0 | 0 | 0 | 0 | 0 | 0 | 0 | 0 | 0 | 0 | 0 | 0 | 0 | 0 | 0 | 0 | 0 | 0 | 0 | 0 | 0 | 0 | 0 | 0 | 0
| > 132 kV & < = 275 kV ; Air Insulated circuit Breaker | 133 | 275 | CB |  | 9 | 21 | 30 | 28 | 6 | 15 | 35 | 43 | 31 | 26 | 15 | 5 | 10 | 12 | 1 | 5 | 8 | 13 | 0 | 5 | 4 | 8 | 12 | 2 | 0 | 0 | 18 | 2 | 1 | 1 | 12 | 0 | 0 | 0 | 3 | 0 | 1 | 4 | 0 | 0 | 13 | 0 | 0 | 0 | 0 | 0 | 0 | 0 | 0 | 0 | 0 | 0 | 0 | 0 | 0 | 0 | 0 | 0 | 0 | 0 | 0 | 0 | 0 | 0 | 0 | 0 | 0 | 0 | 0 | 0 | 0 | 0 | 0 | 0 | 0 | 0 | 0 | 0 | 0 | 0 | 0 | 0 | 0 | 0 | 0 | 0 | 0 | 0 | 0 | 0 | 0 | 0 | 0 | 0 | 0 | 0 | 0 | 0 | 0 | 0 | 0 | 0 | 0 | 0 | 0
| > 275 kV & < = 330 kV ; Air Insulated circuit Breaker | 276 | 330 | CB |  | 0 | 0 | 0 | 3 | 0 | 0 | 0 | 1 | 0 | 0 | 4 | 0 | 0 | 0 | 0 | 0 | 0 | 0 | 0 | 0 | 0 | 0 | 0 | 0 | 0 | 0 | 0 | 0 | 0 | 0 | 0 | 0 | 0 | 0 | 0 | 0 | 0 | 0 | 0 | 0 | 0 | 0 | 0 | 0 | 0 | 0 | 0 | 0 | 0 | 0 | 0 | 0 | 0 | 0 | 0 | 0 | 0 | 0 | 0 | 0 | 0 | 0 | 0 | 0 | 0 | 0 | 0 | 0 | 0 | 0 | 0 | 0 | 0 | 0 | 0 | 0 | 0 | 0 | 0 | 0 | 0 | 0 | 0 | 0 | 0 | 0 | 0 | 0 | 0 | 0 | 0 | 0 | 0 | 0 | 0 | 0 | 0 | 0 | 0 | 0 | 0 | 0 | 0 | 0 | 0
| > 330 kV & < = 500 kV ; Air Insulated circuit Breaker | 331 | 500 | CB |  | 0 | 0 | 0 | 0 | 0 | 0 | 0 | 0 | 0 | 0 | 0 | 0 | 0 | 0 | 0 | 0 | 0 | 0 | 0 | 0 | 0 | 0 | 0 | 0 | 0 | 0 | 0 | 0 | 0 | 0 | 0 | 0 | 0 | 0 | 0 | 0 | 0 | 0 | 0 | 0 | 0 | 0 | 0 | 0 | 0 | 0 | 0 | 0 | 0 | 0 | 0 | 0 | 0 | 0 | 0 | 0 | 0 | 0 | 0 | 0 | 0 | 0 | 0 | 0 | 0 | 0 | 0 | 0 | 0 | 0 | 0 | 0 | 0 | 0 | 0 | 0 | 0 | 0 | 0 | 0 | 0 | 0 | 0 | 0 | 0 | 0 | 0 | 0 | 0 | 0 | 0 | 0 | 0 | 0 | 0 | 0 | 0 | 0 | 0 | 0 | 0 | 0 | 0 | 0 | 0
| > 500 kV ; Air Insulated circuit Breaker | 501 | 99999 | CB |  | 0 | 0 | 0 | 0 | 0 | 0 | 0 | 0 | 0 | 0 | 0 | 0 | 0 | 0 | 0 | 0 | 0 | 0 | 0 | 0 | 0 | 0 | 0 | 0 | 0 | 0 | 0 | 0 | 0 | 0 | 0 | 0 | 0 | 0 | 0 | 0 | 0 | 0 | 0 | 0 | 0 | 0 | 0 | 0 | 0 | 0 | 0 | 0 | 0 | 0 | 0 | 0 | 0 | 0 | 0 | 0 | 0 | 0 | 0 | 0 | 0 | 0 | 0 | 0 | 0 | 0 | 0 | 0 | 0 | 0 | 0 | 0 | 0 | 0 | 0 | 0 | 0 | 0 | 0 | 0 | 0 | 0 | 0 | 0 | 0 | 0 | 0 | 0 | 0 | 0 | 0 | 0 | 0 | 0 | 0 | 0 | 0 | 0 | 0 | 0 | 0 | 0 | 0 | 0 | 0
| < = 33 kV; Air Insulated Isolators / Earth Switch | 0 | 33 | IS/ES |  | 0 | 1 | 0 | 2 | 0 | 0 | 0 | 0 | 1 | 0 | 0 | 0 | 0 | 2 | 0 | 0 | 0 | 0 | 0 | 0 | 1 | 0 | 0 | 0 | 0 | 0 | 0 | 0 | 0 | 0 | 0 | 0 | 0 | 0 | 0 | 1 | 0 | 0 | 0 | 0 | 2 | 0 | 0 | 0 | 0 | 0 | 0 | 0 | 0 | 0 | 0 | 0 | 1 | 0 | 0 | 0 | 0 | 0 | 0 | 0 | 0 | 0 | 0 | 0 | 0 | 0 | 0 | 0 | 0 | 0 | 0 | 0 | 0 | 0 | 0 | 0 | 0 | 0 | 0 | 0 | 0 | 0 | 0 | 0 | 0 | 0 | 0 | 0 | 0 | 0 | 0 | 0 | 0 | 0 | 0 | 0 | 0 | 0 | 0 | 0 | 0 | 0 | 0 | 0 | 0
| > 33 kV & < = 66 kV ; Air Insulated Isolators / Earth Switch | 34 | 66 | IS/ES |  | 0 | 0 | 1 | 0 | 0 | 0 | 4 | 1 | 0 | 1 | 0 | 0 | 0 | 0 | 0 | 1 | 0 | 0 | 0 | 0 | 0 | 0 | 0 | 0 | 0 | 0 | 0 | 0 | 0 | 0 | 0 | 0 | 0 | 2 | 0 | 0 | 0 | 0 | 0 | 0 | 0 | 0 | 0 | 0 | 0 | 0 | 0 | 0 | 0 | 0 | 0 | 0 | 0 | 0 | 0 | 0 | 0 | 0 | 0 | 0 | 0 | 0 | 0 | 0 | 0 | 0 | 0 | 0 | 0 | 0 | 0 | 0 | 0 | 0 | 0 | 0 | 0 | 0 | 0 | 0 | 0 | 0 | 0 | 0 | 0 | 0 | 0 | 0 | 0 | 0 | 0 | 0 | 0 | 0 | 0 | 0 | 0 | 0 | 0 | 0 | 0 | 0 | 0 | 0 | 0
| > 66 kV & < = 132 kV ; Air Insulated Isolators / Earth Switch | 67 | 132 | IS/ES |  | 1 | 1 | 1 | 3 | 5 | 12 | 10 | 4 | 2 | 5 | 5 | 5 | 3 | 2 | 0 | 0 | 0 | 3 | 1 | 0 | 3 | 0 | 1 | 1 | 1 | 1 | 1 | 2 | 12 | 2 | 2 | 5 | 2 | 0 | 0 | 1 | 1 | 2 | 2 | 0 | 1 | 0 | 0 | 2 | 0 | 1 | 0 | 0 | 0 | 0 | 0 | 2 | 0 | 0 | 0 | 0 | 0 | 0 | 0 | 0 | 0 | 0 | 0 | 0 | 0 | 0 | 0 | 0 | 0 | 0 | 0 | 0 | 0 | 0 | 0 | 0 | 0 | 0 | 0 | 0 | 0 | 0 | 0 | 0 | 0 | 0 | 0 | 0 | 0 | 0 | 0 | 0 | 0 | 0 | 0 | 0 | 0 | 0 | 0 | 0 | 0 | 0 | 0 | 0 | 0
| > 132 kV & < = 275 kV ; Air Insulated Isolators / Earth Switch | 133 | 275 | IS/ES |  | 0 | 4 | 0 | 2 | 0 | 2 | 13 | 10 | 9 | 4 | 1 | 0 | 0 | 1 | 4 | 0 | 1 | 0 | 0 | 0 | 0 | 3 | 0 | 0 | 0 | 0 | 0 | 2 | 0 | 0 | 0 | 0 | 0 | 0 | 0 | 0 | 0 | 0 | 0 | 0 | 0 | 0 | 0 | 0 | 0 | 0 | 1 | 0 | 0 | 0 | 0 | 0 | 0 | 0 | 0 | 0 | 0 | 0 | 0 | 0 | 0 | 0 | 0 | 0 | 0 | 0 | 0 | 0 | 0 | 0 | 0 | 0 | 0 | 0 | 0 | 0 | 0 | 0 | 0 | 0 | 0 | 0 | 0 | 0 | 0 | 0 | 0 | 0 | 0 | 0 | 0 | 0 | 0 | 0 | 0 | 0 | 0 | 0 | 0 | 0 | 0 | 0 | 0 | 0 | 0
| > 275 kV & < = 330 kV ; Air Insulated Isolators / Earth Switch | 276 | 330 | IS/ES |  | 0 | 0 | 0 | 0 | 0 | 0 | 2 | 0 | 0 | 0 | 2 | 0 | 0 | 0 | 0 | 0 | 0 | 0 | 0 | 0 | 0 | 0 | 0 | 0 | 0 | 0 | 0 | 0 | 0 | 0 | 0 | 0 | 0 | 0 | 0 | 0 | 0 | 0 | 0 | 0 | 0 | 0 | 0 | 0 | 0 | 0 | 0 | 0 | 0 | 0 | 0 | 0 | 0 | 0 | 0 | 0 | 0 | 0 | 0 | 0 | 0 | 0 | 0 | 0 | 0 | 0 | 0 | 0 | 0 | 0 | 0 | 0 | 0 | 0 | 0 | 0 | 0 | 0 | 0 | 0 | 0 | 0 | 0 | 0 | 0 | 0 | 0 | 0 | 0 | 0 | 0 | 0 | 0 | 0 | 0 | 0 | 0 | 0 | 0 | 0 | 0 | 0 | 0 | 0 | 0
| > 330 kV & < = 500 kV ; Air Insulated Isolators / Earth Switch | 331 | 500 | IS/ES |  | 0 | 0 | 0 | 0 | 0 | 0 | 0 | 0 | 0 | 0 | 0 | 0 | 0 | 0 | 0 | 0 | 0 | 0 | 0 | 0 | 0 | 0 | 0 | 0 | 0 | 0 | 0 | 0 | 0 | 0 | 0 | 0 | 0 | 0 | 0 | 0 | 0 | 0 | 0 | 0 | 0 | 0 | 0 | 0 | 0 | 0 | 0 | 0 | 0 | 0 | 0 | 0 | 0 | 0 | 0 | 0 | 0 | 0 | 0 | 0 | 0 | 0 | 0 | 0 | 0 | 0 | 0 | 0 | 0 | 0 | 0 | 0 | 0 | 0 | 0 | 0 | 0 | 0 | 0 | 0 | 0 | 0 | 0 | 0 | 0 | 0 | 0 | 0 | 0 | 0 | 0 | 0 | 0 | 0 | 0 | 0 | 0 | 0 | 0 | 0 | 0 | 0 | 0 | 0 | 0
| > 500 kV ; Air Insulated Isolators / Earth Switch | 501 | 99999 | IS/ES |  | 0 | 0 | 0 | 0 | 0 | 0 | 0 | 0 | 0 | 0 | 0 | 0 | 0 | 0 | 0 | 0 | 0 | 0 | 0 | 0 | 0 | 0 | 0 | 0 | 0 | 0 | 0 | 0 | 0 | 0 | 0 | 0 | 0 | 0 | 0 | 0 | 0 | 0 | 0 | 0 | 0 | 0 | 0 | 0 | 0 | 0 | 0 | 0 | 0 | 0 | 0 | 0 | 0 | 0 | 0 | 0 | 0 | 0 | 0 | 0 | 0 | 0 | 0 | 0 | 0 | 0 | 0 | 0 | 0 | 0 | 0 | 0 | 0 | 0 | 0 | 0 | 0 | 0 | 0 | 0 | 0 | 0 | 0 | 0 | 0 | 0 | 0 | 0 | 0 | 0 | 0 | 0 | 0 | 0 | 0 | 0 | 0 | 0 | 0 | 0 | 0 | 0 | 0 | 0 | 0
| < = 33 kV; VT | 0 | 33 | VT |  | 0 | 2 | 0 | 0 | 0 | 0 | 0 | 1 | 2 | 0 | 0 | 0 | 0 | 1 | 0 | 2 | 0 | 0 | 0 | 0 | 0 | 0 | 0 | 0 | 0 | 0 | 0 | 0 | 0 | 0 | 0 | 0 | 0 | 0 | 1 | 0 | 0 | 0 | 0 | 2 | 0 | 0 | 0 | 0 | 0 | 0 | 0 | 0 | 0 | 0 | 0 | 0 | 0 | 0 | 0 | 0 | 0 | 0 | 0 | 0 | 0 | 0 | 0 | 0 | 0 | 0 | 0 | 0 | 0 | 0 | 0 | 0 | 0 | 0 | 0 | 0 | 0 | 0 | 0 | 0 | 0 | 0 | 0 | 0 | 0 | 0 | 0 | 0 | 0 | 0 | 0 | 0 | 0 | 0 | 0 | 0 | 0 | 0 | 0 | 0 | 0 | 0 | 0 | 0 | 0
| > 33 kV & < = 66 kV ; VT | 34 | 66 | VT |  | 0 | 0 | 1 | 0 | 0 | 0 | 0 | 0 | 1 | 0 | 0 | 0 | 0 | 1 | 0 | 1 | 0 | 2 | 0 | 0 | 0 | 0 | 0 | 0 | 0 | 0 | 0 | 0 | 0 | 2 | 1 | 0 | 0 | 0 | 0 | 0 | 0 | 0 | 0 | 0 | 1 | 0 | 0 | 0 | 0 | 0 | 0 | 0 | 0 | 0 | 0 | 0 | 0 | 0 | 0 | 0 | 0 | 0 | 0 | 0 | 0 | 0 | 0 | 0 | 0 | 0 | 0 | 0 | 0 | 0 | 0 | 0 | 0 | 0 | 0 | 0 | 0 | 0 | 0 | 0 | 0 | 0 | 0 | 0 | 0 | 0 | 0 | 0 | 0 | 0 | 0 | 0 | 0 | 0 | 0 | 0 | 0 | 0 | 0 | 0 | 0 | 0 | 0 | 0 | 0
| > 66 kV & < = 132 kV ; VT | 67 | 132 | VT |  | 1 | 2 | 1 | 0 | 0 | 0 | 1 | 0 | 1 | 0 | 0 | 0 | 0 | 0 | 0 | 0 | 0 | 1 | 0 | 0 | 0 | 0 | 0 | 0 | 0 | 0 | 0 | 1 | 4 | 0 | 3 | 0 | 0 | 0 | 0 | 0 | 0 | 0 | 0 | 0 | 0 | 0 | 0 | 0 | 0 | 0 | 0 | 0 | 0 | 0 | 0 | 0 | 0 | 0 | 0 | 0 | 0 | 0 | 0 | 0 | 0 | 0 | 0 | 0 | 0 | 0 | 0 | 0 | 0 | 0 | 0 | 0 | 0 | 0 | 0 | 0 | 0 | 0 | 0 | 0 | 0 | 0 | 0 | 0 | 0 | 0 | 0 | 0 | 0 | 0 | 0 | 0 | 0 | 0 | 0 | 0 | 0 | 0 | 0 | 0 | 0 | 0 | 0 | 0 | 0
| > 132 kV & < = 275 kV ; VT | 133 | 275 | VT |  | 0 | 1 | 0 | 0 | 0 | 0 | 2 | 0 | 0 | 0 | 0 | 0 | 0 | 0 | 0 | 0 | 0 | 0 | 0 | 0 | 0 | 0 | 0 | 0 | 0 | 0 | 0 | 0 | 0 | 0 | 0 | 0 | 0 | 0 | 0 | 0 | 0 | 0 | 0 | 0 | 0 | 0 | 0 | 0 | 0 | 0 | 0 | 0 | 0 | 0 | 0 | 0 | 0 | 0 | 0 | 0 | 0 | 0 | 0 | 0 | 0 | 0 | 0 | 0 | 0 | 0 | 0 | 0 | 0 | 0 | 0 | 0 | 0 | 0 | 0 | 0 | 0 | 0 | 0 | 0 | 0 | 0 | 0 | 0 | 0 | 0 | 0 | 0 | 0 | 0 | 0 | 0 | 0 | 0 | 0 | 0 | 0 | 0 | 0 | 0 | 0 | 0 | 0 | 0 | 0
| > 275 kV & < = 330 kV ; VT | 276 | 330 | VT |  | 0 | 0 | 0 | 0 | 0 | 0 | 0 | 0 | 0 | 0 | 0 | 0 | 0 | 0 | 0 | 0 | 0 | 0 | 0 | 0 | 0 | 0 | 0 | 0 | 0 | 0 | 0 | 0 | 0 | 0 | 0 | 0 | 0 | 0 | 0 | 0 | 0 | 0 | 0 | 0 | 0 | 0 | 0 | 0 | 0 | 0 | 0 | 0 | 0 | 0 | 0 | 0 | 0 | 0 | 0 | 0 | 0 | 0 | 0 | 0 | 0 | 0 | 0 | 0 | 0 | 0 | 0 | 0 | 0 | 0 | 0 | 0 | 0 | 0 | 0 | 0 | 0 | 0 | 0 | 0 | 0 | 0 | 0 | 0 | 0 | 0 | 0 | 0 | 0 | 0 | 0 | 0 | 0 | 0 | 0 | 0 | 0 | 0 | 0 | 0 | 0 | 0 | 0 | 0 | 0
| > 330 kV & < = 500 kV ; VT | 331 | 500 | VT |  | 0 | 0 | 0 | 0 | 0 | 0 | 0 | 0 | 0 | 0 | 0 | 0 | 0 | 0 | 0 | 0 | 0 | 0 | 0 | 0 | 0 | 0 | 0 | 0 | 0 | 0 | 0 | 0 | 0 | 0 | 0 | 0 | 0 | 0 | 0 | 0 | 0 | 0 | 0 | 0 | 0 | 0 | 0 | 0 | 0 | 0 | 0 | 0 | 0 | 0 | 0 | 0 | 0 | 0 | 0 | 0 | 0 | 0 | 0 | 0 | 0 | 0 | 0 | 0 | 0 | 0 | 0 | 0 | 0 | 0 | 0 | 0 | 0 | 0 | 0 | 0 | 0 | 0 | 0 | 0 | 0 | 0 | 0 | 0 | 0 | 0 | 0 | 0 | 0 | 0 | 0 | 0 | 0 | 0 | 0 | 0 | 0 | 0 | 0 | 0 | 0 | 0 | 0 | 0 | 0
| > 500 kV ; VT | 501 | 99999 | VT |  | 0 | 0 | 0 | 0 | 0 | 0 | 0 | 0 | 0 | 0 | 0 | 0 | 0 | 0 | 0 | 0 | 0 | 0 | 0 | 0 | 0 | 0 | 0 | 0 | 0 | 0 | 0 | 0 | 0 | 0 | 0 | 0 | 0 | 0 | 0 | 0 | 0 | 0 | 0 | 0 | 0 | 0 | 0 | 0 | 0 | 0 | 0 | 0 | 0 | 0 | 0 | 0 | 0 | 0 | 0 | 0 | 0 | 0 | 0 | 0 | 0 | 0 | 0 | 0 | 0 | 0 | 0 | 0 | 0 | 0 | 0 | 0 | 0 | 0 | 0 | 0 | 0 | 0 | 0 | 0 | 0 | 0 | 0 | 0 | 0 | 0 | 0 | 0 | 0 | 0 | 0 | 0 | 0 | 0 | 0 | 0 | 0 | 0 | 0 | 0 | 0 | 0 | 0 | 0 | 0
| < = 33 kV; CT | 0 | 33 | CT |  | 0 | 0 | 2 | 0 | 0 | 0 | 0 | 0 | 2 | 0 | 0 | 0 | 0 | 0 | 0 | 0 | 0 | 0 | 0 | 0 | 0 | 0 | 0 | 0 | 0 | 0 | 0 | 0 | 0 | 0 | 0 | 0 | 0 | 0 | 0 | 0 | 0 | 0 | 0 | 0 | 0 | 0 | 2 | 0 | 0 | 0 | 0 | 0 | 0 | 0 | 0 | 0 | 0 | 0 | 0 | 0 | 0 | 0 | 0 | 0 | 0 | 0 | 0 | 0 | 0 | 0 | 0 | 0 | 0 | 0 | 0 | 0 | 0 | 0 | 0 | 0 | 0 | 0 | 0 | 0 | 0 | 0 | 0 | 0 | 0 | 0 | 0 | 0 | 0 | 0 | 0 | 0 | 0 | 0 | 0 | 0 | 0 | 0 | 0 | 0 | 0 | 0 | 0 | 0 | 0
| > 33 kV & < = 66 kV ; CT | 34 | 66 | CT |  | 0 | 0 | 0 | 0 | 0 | 0 | 0 | 0 | 0 | 0 | 0 | 0 | 0 | 0 | 0 | 1 | 1 | 0 | 0 | 0 | 0 | 0 | 0 | 0 | 0 | 0 | 0 | 0 | 0 | 0 | 0 | 0 | 0 | 0 | 0 | 0 | 0 | 0 | 0 | 0 | 1 | 1 | 0 | 0 | 0 | 0 | 0 | 0 | 0 | 0 | 0 | 0 | 0 | 0 | 0 | 0 | 0 | 0 | 0 | 0 | 0 | 0 | 0 | 0 | 0 | 0 | 0 | 0 | 0 | 0 | 0 | 0 | 0 | 0 | 0 | 0 | 0 | 0 | 0 | 0 | 0 | 0 | 0 | 0 | 0 | 0 | 0 | 0 | 0 | 0 | 0 | 0 | 0 | 0 | 0 | 0 | 0 | 0 | 0 | 0 | 0 | 0 | 0 | 0 | 0
| > 66 kV & < = 132 kV ; CT | 67 | 132 | CT |  | 0 | 0 | 0 | 0 | 0 | 0 | 0 | 0 | 0 | 0 | 0 | 0 | 0 | 0 | 0 | 0 | 0 | 0 | 0 | 0 | 0 | 0 | 0 | 0 | 0 | 0 | 0 | 0 | 0 | 0 | 0 | 0 | 0 | 0 | 0 | 0 | 0 | 0 | 0 | 0 | 0 | 0 | 0 | 0 | 0 | 0 | 0 | 0 | 0 | 0 | 0 | 0 | 0 | 0 | 0 | 0 | 0 | 0 | 0 | 0 | 0 | 0 | 0 | 0 | 0 | 0 | 0 | 0 | 0 | 0 | 0 | 0 | 0 | 0 | 0 | 0 | 0 | 0 | 0 | 0 | 0 | 0 | 0 | 0 | 0 | 0 | 0 | 0 | 0 | 0 | 0 | 0 | 0 | 0 | 0 | 0 | 0 | 0 | 0 | 0 | 0 | 0 | 0 | 0 | 0
| > 132 kV & < = 275 kV ; CT | 133 | 275 | CT |  | 0 | 0 | 0 | 2 | 0 | 0 | 0 | 0 | 0 | 0 | 0 | 0 | 0 | 0 | 0 | 0 | 0 | 0 | 0 | 0 | 0 | 0 | 0 | 0 | 0 | 0 | 0 | 0 | 0 | 0 | 0 | 0 | 0 | 0 | 0 | 0 | 0 | 0 | 0 | 0 | 0 | 0 | 0 | 0 | 0 | 0 | 0 | 0 | 0 | 0 | 0 | 0 | 0 | 0 | 0 | 0 | 0 | 0 | 0 | 0 | 0 | 0 | 0 | 0 | 0 | 0 | 0 | 0 | 0 | 0 | 0 | 0 | 0 | 0 | 0 | 0 | 0 | 0 | 0 | 0 | 0 | 0 | 0 | 0 | 0 | 0 | 0 | 0 | 0 | 0 | 0 | 0 | 0 | 0 | 0 | 0 | 0 | 0 | 0 | 0 | 0 | 0 | 0 | 0 | 0
| > 275 kV & < = 330 kV ; CT | 276 | 330 | CT |  | 0 | 0 | 0 | 0 | 0 | 0 | 0 | 0 | 0 | 0 | 0 | 0 | 0 | 0 | 0 | 0 | 0 | 0 | 0 | 0 | 0 | 0 | 0 | 0 | 0 | 0 | 0 | 0 | 0 | 0 | 0 | 0 | 0 | 0 | 0 | 0 | 0 | 0 | 0 | 0 | 0 | 0 | 0 | 0 | 0 | 0 | 0 | 0 | 0 | 0 | 0 | 0 | 0 | 0 | 0 | 0 | 0 | 0 | 0 | 0 | 0 | 0 | 0 | 0 | 0 | 0 | 0 | 0 | 0 | 0 | 0 | 0 | 0 | 0 | 0 | 0 | 0 | 0 | 0 | 0 | 0 | 0 | 0 | 0 | 0 | 0 | 0 | 0 | 0 | 0 | 0 | 0 | 0 | 0 | 0 | 0 | 0 | 0 | 0 | 0 | 0 | 0 | 0 | 0 | 0
| > 330 kV & < = 500 kV ; CT | 331 | 500 | CT |  | 0 | 0 | 0 | 0 | 0 | 0 | 0 | 0 | 0 | 0 | 0 | 0 | 0 | 0 | 0 | 0 | 0 | 0 | 0 | 0 | 0 | 0 | 0 | 0 | 0 | 0 | 0 | 0 | 0 | 0 | 0 | 0 | 0 | 0 | 0 | 0 | 0 | 0 | 0 | 0 | 0 | 0 | 0 | 0 | 0 | 0 | 0 | 0 | 0 | 0 | 0 | 0 | 0 | 0 | 0 | 0 | 0 | 0 | 0 | 0 | 0 | 0 | 0 | 0 | 0 | 0 | 0 | 0 | 0 | 0 | 0 | 0 | 0 | 0 | 0 | 0 | 0 | 0 | 0 | 0 | 0 | 0 | 0 | 0 | 0 | 0 | 0 | 0 | 0 | 0 | 0 | 0 | 0 | 0 | 0 | 0 | 0 | 0 | 0 | 0 | 0 | 0 | 0 | 0 | 0
| > 500 kV ; CT | 501 | 99999 | CT |  | 0 | 0 | 0 | 0 | 0 | 0 | 0 | 0 | 0 | 0 | 0 | 0 | 0 | 0 | 0 | 0 | 0 | 0 | 0 | 0 | 0 | 0 | 0 | 0 | 0 | 0 | 0 | 0 | 0 | 0 | 0 | 0 | 0 | 0 | 0 | 0 | 0 | 0 | 0 | 0 | 0 | 0 | 0 | 0 | 0 | 0 | 0 | 0 | 0 | 0 | 0 | 0 | 0 | 0 | 0 | 0 | 0 | 0 | 0 | 0 | 0 | 0 | 0 | 0 | 0 | 0 | 0 | 0 | 0 | 0 | 0 | 0 | 0 | 0 | 0 | 0 | 0 | 0 | 0 | 0 | 0 | 0 | 0 | 0 | 0 | 0 | 0 | 0 | 0 | 0 | 0 | 0 | 0 | 0 | 0 | 0 | 0 | 0 | 0 | 0 | 0 | 0 | 0 | 0 | 0
RIN Age Profile (data set): Expressed by equipment
[6 empty] | 2015 | 2014 | 2013 | 2012 | 2011 | 2010 | 2009 | 2008 | 2007 | 2006 | 2005 | 2004 | 2003 | 2002 | 2001 | 2000 | 1999 | 1998 | 1997 | 1996 | 1995 | 1994 | 1993 | 1992 | 1991 | 1990 | 1989 | 1988 | 1987 | 1986 | 1985 | 1984 | 1983 | 1982 | 1981 | 1980 | 1979 | 1978 | 1977 | 1976 | 1975 | 1974 | 1973 | 1972 | 1971 | 1970 | 1969 | 1968 | 1967 | 1966 | 1965 | 1964 | 1963 | 1962 | 1961 | 1960 | 1959 | 1958 | 1957 | 1956 | 1955 | 1954 | 1953 | 1952 | 1951 | 1950 | 1949 | 1948 | 1947 | 1946 | 1945 | 1944 | 1943 | 1942 | 1941 | 1940 | 1939 | 1938 | 1937 | 1936 | 1935 | 1934 | 1933 | 1932 | 1931 | 1930 | 1929 | 1928 | 1927 | 1926 | 1925 | 1924
| Description | MinV | MaxV | Type
| < = 33 kV; Air Insulated circuit Breaker | 0 | 33 | CB |  | 0 | 0 | 0 | 0 | 0 | 0 | 0 | 0 | 0 | 0 | 0 | 0 | 0 | 0 | 0 | 0 | 0 | 0 | 0 | 0 | 0 | 0 | 0 | 1 | 0 | 0 | 1 | 0 | 0 | 0 | 0 | 2 | 0 | 0 | 0 | 0 | 0 | 0 | 0 | 0 | 0 | 0 | 0 | 0 | 0 | 0 | 0 | 0 | 0 | 0 | 0 | 0 | 0 | 0 | 0 | 0 | 0 | 0 | 0 | 0 | 0 | 0 | 0 | 0 | 0 | 0 | 0 | 0 | 0 | 0 | 0 | 0 | 0 | 0 | 0 | 0 | 0 | 0 | 0 | 0 | 0 | 0 | 0 | 0 | 0 | 0 | 0 | 0 | 0 | 0 | 0 | 0 | 0 | 0 | 0 | 0 | 0 | 0 | 0 | 0 | 0 | 0 | 0 | 0 | 0
| > 33 kV & < = 66 kV ; Air Insulated circuit Breaker | 34 | 66 | CB |  | 0 | 0 | 2 | 7 | 0 | 0 | 0 | 0 | 0 | 0 | 0 | 0 | 0 | 0 | 0 | 0 | 2 | 2 | 0 | 0 | 0 | 0 | 0 | 0 | 0 | 0 | 0 | 0 | 0 | 0 | 0 | 0 | 0 | 0 | 0 | 0 | 0 | 0 | 0 | 0 | 0 | 0 | 0 | 0 | 0 | 0 | 0 | 0 | 0 | 0 | 0 | 0 | 0 | 0 | 0 | 0 | 0 | 0 | 0 | 0 | 0 | 0 | 0 | 0 | 0 | 0 | 0 | 0 | 0 | 0 | 0 | 0 | 0 | 0 | 0 | 0 | 0 | 0 | 0 | 0 | 0 | 0 | 0 | 0 | 0 | 0 | 0 | 0 | 0 | 0 | 0 | 0 | 0 | 0 | 0 | 0 | 0 | 0 | 0 | 0 | 0 | 0 | 0 | 0 | 0
| > 66 kV & < = 132 kV ; Air Insulated circuit Breaker | 67 | 132 | CB |  | 8 | 40 | 32 | 29 | 27 | 48 | 58 | 26 | 22 | 17 | 15 | 2 | 4 | 4 | 7 | 3 | 8 | 13 | 4 | 1 | 7 | 3 | 1 | 3 | 2 | 2 | 6 | 16 | 20 | 13 | 11 | 12 | 8 | 5 | 6 | 2 | 7 | 4 | 2 | 2 | 7 | 2 | 0 | 0 | 0 | 3 | 0 | 3 | 0 | 0 | 0 | 0 | 12 | 0 | 0 | 0 | 0 | 0 | 0 | 0 | 0 | 0 | 0 | 0 | 0 | 0 | 0 | 0 | 0 | 0 | 0 | 0 | 0 | 0 | 0 | 0 | 0 | 0 | 0 | 0 | 0 | 0 | 0 | 0 | 0 | 0 | 0 | 0 | 0 | 0 | 0 | 0 | 0 | 0 | 0 | 0 | 0 | 0 | 0 | 0 | 0 | 0 | 0 | 0 | 0
| > 132 kV & < = 275 kV ; Air Insulated circuit Breaker | 133 | 275 | CB |  | 16 | 21 | 31 | 30 | 6 | 15 | 33 | 42 | 31 | 27 | 15 | 5 | 10 | 12 | 3 | 7 | 10 | 13 | 0 | 5 | 4 | 8 | 12 | 2 | 0 | 0 | 18 | 1 | 1 | 1 | 12 | 1 | 0 | 0 | 3 | 0 | 1 | 4 | 0 | 0 | 13 | 0 | 0 | 0 | 0 | 0 | 0 | 0 | 0 | 0 | 0 | 0 | 0 | 0 | 0 | 0 | 0 | 0 | 0 | 0 | 0 | 0 | 0 | 0 | 0 | 0 | 0 | 0 | 0 | 0 | 0 | 0 | 0 | 0 | 0 | 0 | 0 | 0 | 0 | 0 | 0 | 0 | 0 | 0 | 0 | 0 | 0 | 0 | 0 | 0 | 0 | 0 | 0 | 0 | 0 | 0 | 0 | 0 | 0 | 0 | 0 | 0 | 0 | 0 | 0
| > 275 kV & < = 330 kV ; Air Insulated circuit Breaker | 276 | 330 | CB |  | 0 | 0 | 0 | 3 | 0 | 0 | 0 | 1 | 0 | 0 | 4 | 0 | 0 | 0 | 0 | 0 | 0 | 0 | 0 | 0 | 0 | 0 | 0 | 0 | 0 | 0 | 0 | 0 | 0 | 0 | 0 | 0 | 0 | 0 | 0 | 0 | 0 | 0 | 0 | 0 | 0 | 0 | 0 | 0 | 0 | 0 | 0 | 0 | 0 | 0 | 0 | 0 | 0 | 0 | 0 | 0 | 0 | 0 | 0 | 0 | 0 | 0 | 0 | 0 | 0 | 0 | 0 | 0 | 0 | 0 | 0 | 0 | 0 | 0 | 0 | 0 | 0 | 0 | 0 | 0 | 0 | 0 | 0 | 0 | 0 | 0 | 0 | 0 | 0 | 0 | 0 | 0 | 0 | 0 | 0 | 0 | 0 | 0 | 0 | 0 | 0 | 0 | 0 | 0 | 0
| > 330 kV & < = 500 kV ; Air Insulated circuit Breaker | 331 | 500 | CB |  | 0 | 0 | 0 | 0 | 0 | 0 | 0 | 0 | 0 | 0 | 0 | 0 | 0 | 0 | 0 | 0 | 0 | 0 | 0 | 0 | 0 | 0 | 0 | 0 | 0 | 0 | 0 | 0 | 0 | 0 | 0 | 0 | 0 | 0 | 0 | 0 | 0 | 0 | 0 | 0 | 0 | 0 | 0 | 0 | 0 | 0 | 0 | 0 | 0 | 0 | 0 | 0 | 0 | 0 | 0 | 0 | 0 | 0 | 0 | 0 | 0 | 0 | 0 | 0 | 0 | 0 | 0 | 0 | 0 | 0 | 0 | 0 | 0 | 0 | 0 | 0 | 0 | 0 | 0 | 0 | 0 | 0 | 0 | 0 | 0 | 0 | 0 | 0 | 0 | 0 | 0 | 0 | 0 | 0 | 0 | 0 | 0 | 0 | 0 | 0 | 0 | 0 | 0 | 0 | 0
| > 500 kV ; Air Insulated circuit Breaker | 501 | 99999 | CB |  | 0 | 0 | 0 | 0 | 0 | 0 | 0 | 0 | 0 | 0 | 0 | 0 | 0 | 0 | 0 | 0 | 0 | 0 | 0 | 0 | 0 | 0 | 0 | 0 | 0 | 0 | 0 | 0 | 0 | 0 | 0 | 0 | 0 | 0 | 0 | 0 | 0 | 0 | 0 | 0 | 0 | 0 | 0 | 0 | 0 | 0 | 0 | 0 | 0 | 0 | 0 | 0 | 0 | 0 | 0 | 0 | 0 | 0 | 0 | 0 | 0 | 0 | 0 | 0 | 0 | 0 | 0 | 0 | 0 | 0 | 0 | 0 | 0 | 0 | 0 | 0 | 0 | 0 | 0 | 0 | 0 | 0 | 0 | 0 | 0 | 0 | 0 | 0 | 0 | 0 | 0 | 0 | 0 | 0 | 0 | 0 | 0 | 0 | 0 | 0 | 0 | 0 | 0 | 0 | 0
| < = 33 kV; Air Insulated Isolators / Earth Switch | 0 | 33 | IS/ES |  | 0 | 1 | 0 | 2 | 0 | 0 | 0 | 0 | 2 | 0 | 0 | 0 | 0 | 2 | 0 | 1 | 1 | 1 | 0 | 0 | 5 | 0 | 0 | 0 | 0 | 1 | 2 | 0 | 0 | 0 | 0 | 1 | 0 | 2 | 0 | 0 | 1 | 0 | 0 | 0 | 2 | 0 | 0 | 2 | 0 | 0 | 0 | 0 | 0 | 0 | 0 | 0 | 1 | 1 | 0 | 0 | 0 | 0 | 0 | 0 | 0 | 0 | 0 | 0 | 0 | 0 | 0 | 0 | 0 | 0 | 0 | 0 | 0 | 0 | 0 | 0 | 0 | 0 | 0 | 0 | 0 | 0 | 0 | 0 | 0 | 0 | 0 | 0 | 0 | 0 | 0 | 0 | 0 | 0 | 0 | 0 | 0 | 0 | 0 | 0 | 0 | 0 | 0 | 0 | 0
| > 33 kV & < = 66 kV ; Air Insulated Isolators / Earth Switch | 34 | 66 | IS/ES |  | 0 | 0 | 14 | 17 | 0 | 0 | 6 | 2 | 0 | 2 | 0 | 0 | 0 | 0 | 0 | 1 | 1 | 3 | 0 | 0 | 0 | 0 | 0 | 0 | 0 | 0 | 0 | 0 | 0 | 0 | 0 | 0 | 0 | 2 | 0 | 2 | 2 | 2 | 0 | 0 | 0 | 0 | 0 | 0 | 0 | 0 | 0 | 0 | 0 | 0 | 0 | 0 | 0 | 0 | 0 | 0 | 0 | 0 | 0 | 0 | 0 | 0 | 0 | 0 | 0 | 0 | 0 | 0 | 0 | 0 | 0 | 0 | 0 | 0 | 0 | 0 | 0 | 0 | 0 | 0 | 0 | 0 | 0 | 0 | 0 | 0 | 0 | 0 | 0 | 0 | 0 | 0 | 0 | 0 | 0 | 0 | 0 | 0 | 0 | 0 | 0 | 0 | 0 | 0 | 0
| > 66 kV & < = 132 kV ; Air Insulated Isolators / Earth Switch | 67 | 132 | IS/ES |  | 23 | 113 | 90 | 126 | 76 | 158 | 192 | 80 | 68 | 41 | 63 | 25 | 13 | 14 | 33 | 35 | 15 | 36 | 17 | 8 | 30 | 4 | 9 | 10 | 6 | 5 | 14 | 16 | 49 | 43 | 48 | 35 | 38 | 28 | 15 | 14 | 43 | 57 | 8 | 3 | 13 | 4 | 11 | 21 | 1 | 12 | 2 | 11 | 0 | 5 | 19 | 52 | 2 | 0 | 0 | 0 | 0 | 0 | 0 | 0 | 0 | 0 | 0 | 0 | 0 | 0 | 0 | 0 | 0 | 0 | 0 | 0 | 0 | 0 | 0 | 0 | 0 | 0 | 0 | 0 | 0 | 0 | 0 | 0 | 0 | 0 | 0 | 0 | 0 | 0 | 0 | 0 | 0 | 0 | 0 | 0 | 0 | 0 | 0 | 0 | 0 | 0 | 0 | 0 | 0
| > 132 kV & < = 275 kV ; Air Insulated Isolators / Earth Switch | 133 | 275 | IS/ES |  | 96 | 119 | 180 | 158 | 44 | 72 | 141 | 238 | 113 | 116 | 92 | 43 | 29 | 42 | 21 | 90 | 37 | 61 | 1 | 19 | 27 | 53 | 66 | 33 | 24 | 1 | 37 | 0 | 15 | 14 | 35 | 96 | 3 | 18 | 8 | 0 | 19 | 108 | 8 | 30 | 25 | 26 | 5 | 10 | 26 | 16 | 3 | 0 | 0 | 0 | 0 | 0 | 0 | 0 | 0 | 0 | 0 | 0 | 0 | 0 | 0 | 0 | 0 | 0 | 0 | 0 | 0 | 0 | 0 | 0 | 0 | 0 | 0 | 0 | 0 | 0 | 0 | 0 | 0 | 0 | 0 | 0 | 0 | 0 | 0 | 0 | 0 | 0 | 0 | 0 | 0 | 0 | 0 | 0 | 0 | 0 | 0 | 0 | 0 | 0 | 0 | 0 | 0 | 0 | 0
| > 275 kV & < = 330 kV ; Air Insulated Isolators / Earth Switch | 276 | 330 | IS/ES |  | 0 | 0 | 0 | 9 | 0 | 0 | 2 | 5 | 1 | 0 | 28 | 0 | 0 | 0 | 0 | 0 | 0 | 0 | 0 | 0 | 0 | 0 | 0 | 0 | 0 | 0 | 0 | 0 | 0 | 0 | 0 | 0 | 0 | 0 | 0 | 0 | 0 | 0 | 0 | 0 | 0 | 0 | 0 | 0 | 0 | 0 | 0 | 0 | 0 | 0 | 0 | 0 | 0 | 0 | 0 | 0 | 0 | 0 | 0 | 0 | 0 | 0 | 0 | 0 | 0 | 0 | 0 | 0 | 0 | 0 | 0 | 0 | 0 | 0 | 0 | 0 | 0 | 0 | 0 | 0 | 0 | 0 | 0 | 0 | 0 | 0 | 0 | 0 | 0 | 0 | 0 | 0 | 0 | 0 | 0 | 0 | 0 | 0 | 0 | 0 | 0 | 0 | 0 | 0 | 0
| > 330 kV & < = 500 kV ; Air Insulated Isolators / Earth Switch | 331 | 500 | IS/ES |  | 0 | 0 | 0 | 0 | 0 | 0 | 0 | 0 | 0 | 0 | 0 | 0 | 0 | 0 | 0 | 0 | 0 | 0 | 0 | 0 | 0 | 0 | 0 | 0 | 0 | 0 | 0 | 0 | 0 | 0 | 0 | 0 | 0 | 0 | 0 | 0 | 0 | 0 | 0 | 0 | 0 | 0 | 0 | 0 | 0 | 0 | 0 | 0 | 0 | 0 | 0 | 0 | 0 | 0 | 0 | 0 | 0 | 0 | 0 | 0 | 0 | 0 | 0 | 0 | 0 | 0 | 0 | 0 | 0 | 0 | 0 | 0 | 0 | 0 | 0 | 0 | 0 | 0 | 0 | 0 | 0 | 0 | 0 | 0 | 0 | 0 | 0 | 0 | 0 | 0 | 0 | 0 | 0 | 0 | 0 | 0 | 0 | 0 | 0 | 0 | 0 | 0 | 0 | 0 | 0
| > 500 kV ; Air Insulated Isolators / Earth Switch | 501 | 99999 | IS/ES |  | 0 | 0 | 0 | 0 | 0 | 0 | 0 | 0 | 0 | 0 | 0 | 0 | 0 | 0 | 0 | 0 | 0 | 0 | 0 | 0 | 0 | 0 | 0 | 0 | 0 | 0 | 0 | 0 | 0 | 0 | 0 | 0 | 0 | 0 | 0 | 0 | 0 | 0 | 0 | 0 | 0 | 0 | 0 | 0 | 0 | 0 | 0 | 0 | 0 | 0 | 0 | 0 | 0 | 0 | 0 | 0 | 0 | 0 | 0 | 0 | 0 | 0 | 0 | 0 | 0 | 0 | 0 | 0 | 0 | 0 | 0 | 0 | 0 | 0 | 0 | 0 | 0 | 0 | 0 | 0 | 0 | 0 | 0 | 0 | 0 | 0 | 0 | 0 | 0 | 0 | 0 | 0 | 0 | 0 | 0 | 0 | 0 | 0 | 0 | 0 | 0 | 0 | 0 | 0 | 0
| < = 33 kV; VT | 0 | 33 | VT |  | 0 | 6 | 0 | 0 | 0 | 0 | 0 | 1 | 3 | 0 | 0 | 0 | 0 | 1 | 0 | 2 | 0 | 0 | 0 | 0 | 0 | 0 | 1 | 0 | 0 | 0 | 0 | 0 | 0 | 0 | 0 | 0 | 0 | 0 | 1 | 0 | 0 | 0 | 0 | 2 | 0 | 0 | 0 | 1 | 1 | 0 | 0 | 0 | 0 | 0 | 0 | 0 | 0 | 0 | 0 | 0 | 0 | 0 | 0 | 0 | 0 | 0 | 0 | 0 | 0 | 0 | 0 | 0 | 0 | 0 | 0 | 0 | 0 | 0 | 0 | 0 | 0 | 0 | 0 | 0 | 0 | 0 | 0 | 0 | 0 | 0 | 0 | 0 | 0 | 0 | 0 | 0 | 0 | 0 | 0 | 0 | 0 | 0 | 0 | 0 | 0 | 0 | 0 | 0 | 0
| > 33 kV & < = 66 kV ; VT | 34 | 66 | VT |  | 0 | 0 | 3 | 0 | 0 | 0 | 0 | 0 | 3 | 0 | 3 | 3 | 0 | 3 | 0 | 11 | 0 | 4 | 0 | 0 | 0 | 0 | 0 | 0 | 0 | 0 | 0 | 0 | 0 | 6 | 3 | 0 | 0 | 6 | 0 | 0 | 0 | 6 | 0 | 0 | 4 | 0 | 0 | 0 | 0 | 0 | 0 | 0 | 0 | 0 | 0 | 0 | 0 | 0 | 0 | 0 | 0 | 0 | 0 | 0 | 0 | 0 | 0 | 0 | 0 | 0 | 0 | 0 | 0 | 0 | 0 | 0 | 0 | 0 | 0 | 0 | 0 | 0 | 0 | 0 | 0 | 0 | 0 | 0 | 0 | 0 | 0 | 0 | 0 | 0 | 0 | 0 | 0 | 0 | 0 | 0 | 0 | 0 | 0 | 0 | 0 | 0 | 0 | 0 | 0
| > 66 kV & < = 132 kV ; VT | 67 | 132 | VT |  | 31 | 94 | 73 | 62 | 64 | 132 | 116 | 58 | 103 | 39 | 49 | 17 | 83 | 50 | 32 | 32 | 7 | 39 | 20 | 5 | 7 | 7 | 6 | 5 | 2 | 0 | 5 | 16 | 26 | 26 | 39 | 4 | 22 | 20 | 0 | 0 | 4 | 18 | 0 | 9 | 3 | 10 | 0 | 1 | 0 | 0 | 0 | 3 | 10 | 1 | 0 | 0 | 2 | 0 | 0 | 0 | 0 | 0 | 0 | 0 | 0 | 0 | 0 | 0 | 0 | 0 | 0 | 0 | 0 | 0 | 0 | 0 | 0 | 0 | 0 | 0 | 0 | 0 | 0 | 0 | 0 | 0 | 0 | 0 | 0 | 0 | 0 | 0 | 0 | 0 | 0 | 0 | 0 | 0 | 0 | 0 | 0 | 0 | 0 | 0 | 0 | 0 | 0 | 0 | 0
| > 132 kV & < = 275 kV ; VT | 133 | 275 | VT |  | 45 | 58 | 81 | 60 | 30 | 22 | 39 | 60 | 42 | 34 | 24 | 6 | 10 | 21 | 0 | 37 | 15 | 15 | 15 | 0 | 6 | 4 | 1 | 0 | 1 | 0 | 3 | 5 | 1 | 0 | 22 | 50 | 4 | 0 | 0 | 0 | 0 | 15 | 0 | 0 | 6 | 1 | 12 | 0 | 0 | 3 | 0 | 0 | 0 | 0 | 0 | 0 | 0 | 0 | 0 | 0 | 0 | 0 | 0 | 0 | 0 | 0 | 0 | 0 | 0 | 0 | 0 | 0 | 0 | 0 | 0 | 0 | 0 | 0 | 0 | 0 | 0 | 0 | 0 | 0 | 0 | 0 | 0 | 0 | 0 | 0 | 0 | 0 | 0 | 0 | 0 | 0 | 0 | 0 | 0 | 0 | 0 | 0 | 0 | 0 | 0 | 0 | 0 | 0 | 0
| > 275 kV & < = 330 kV ; VT | 276 | 330 | VT |  | 0 | 0 | 0 | 0 | 0 | 3 | 0 | 3 | 0 | 0 | 10 | 0 | 0 | 0 | 0 | 0 | 0 | 0 | 0 | 0 | 0 | 0 | 0 | 0 | 0 | 0 | 0 | 0 | 0 | 0 | 0 | 0 | 0 | 0 | 0 | 0 | 0 | 0 | 0 | 0 | 0 | 0 | 0 | 0 | 0 | 0 | 0 | 0 | 0 | 0 | 0 | 0 | 0 | 0 | 0 | 0 | 0 | 0 | 0 | 0 | 0 | 0 | 0 | 0 | 0 | 0 | 0 | 0 | 0 | 0 | 0 | 0 | 0 | 0 | 0 | 0 | 0 | 0 | 0 | 0 | 0 | 0 | 0 | 0 | 0 | 0 | 0 | 0 | 0 | 0 | 0 | 0 | 0 | 0 | 0 | 0 | 0 | 0 | 0 | 0 | 0 | 0 | 0 | 0 | 0
| > 330 kV & < = 500 kV ; VT | 331 | 500 | VT |  | 0 | 0 | 0 | 0 | 0 | 0 | 0 | 0 | 0 | 0 | 0 | 0 | 0 | 0 | 0 | 0 | 0 | 0 | 0 | 0 | 0 | 0 | 0 | 0 | 0 | 0 | 0 | 0 | 0 | 0 | 0 | 0 | 0 | 0 | 0 | 0 | 0 | 0 | 0 | 0 | 0 | 0 | 0 | 0 | 0 | 0 | 0 | 0 | 0 | 0 | 0 | 0 | 0 | 0 | 0 | 0 | 0 | 0 | 0 | 0 | 0 | 0 | 0 | 0 | 0 | 0 | 0 | 0 | 0 | 0 | 0 | 0 | 0 | 0 | 0 | 0 | 0 | 0 | 0 | 0 | 0 | 0 | 0 | 0 | 0 | 0 | 0 | 0 | 0 | 0 | 0 | 0 | 0 | 0 | 0 | 0 | 0 | 0 | 0 | 0 | 0 | 0 | 0 | 0 | 0
| > 500 kV ; VT | 501 | 99999 | VT |  | 0 | 0 | 0 | 0 | 0 | 0 | 0 | 0 | 0 | 0 | 0 | 0 | 0 | 0 | 0 | 0 | 0 | 0 | 0 | 0 | 0 | 0 | 0 | 0 | 0 | 0 | 0 | 0 | 0 | 0 | 0 | 0 | 0 | 0 | 0 | 0 | 0 | 0 | 0 | 0 | 0 | 0 | 0 | 0 | 0 | 0 | 0 | 0 | 0 | 0 | 0 | 0 | 0 | 0 | 0 | 0 | 0 | 0 | 0 | 0 | 0 | 0 | 0 | 0 | 0 | 0 | 0 | 0 | 0 | 0 | 0 | 0 | 0 | 0 | 0 | 0 | 0 | 0 | 0 | 0 | 0 | 0 | 0 | 0 | 0 | 0 | 0 | 0 | 0 | 0 | 0 | 0 | 0 | 0 | 0 | 0 | 0 | 0 | 0 | 0 | 0 | 0 | 0 | 0 | 0
| < = 33 kV; CT | 0 | 33 | CT |  | 0 | 0 | 12 | 0 | 0 | 0 | 0 | 3 | 18 | 0 | 0 | 1 | 42 | 0 | 0 | 0 | 0 | 0 | 0 | 0 | 3 | 0 | 0 | 3 | 0 | 0 | 0 | 0 | 0 | 0 | 0 | 0 | 0 | 0 | 0 | 0 | 0 | 2 | 0 | 0 | 0 | 0 | 2 | 0 | 0 | 0 | 0 | 0 | 0 | 0 | 0 | 0 | 0 | 0 | 0 | 0 | 0 | 0 | 0 | 0 | 0 | 0 | 0 | 0 | 0 | 0 | 0 | 0 | 0 | 0 | 0 | 0 | 0 | 0 | 0 | 0 | 0 | 0 | 0 | 0 | 0 | 0 | 0 | 0 | 0 | 0 | 0 | 0 | 0 | 0 | 0 | 0 | 0 | 0 | 0 | 0 | 0 | 0 | 0 | 0 | 0 | 0 | 0 | 0 | 0
| > 33 kV & < = 66 kV ; CT | 34 | 66 | CT |  | 3 | 0 | 3 | 0 | 0 | 0 | 12 | 0 | 3 | 0 | 5 | 1 | 0 | 3 | 2 | 4 | 3 | 9 | 1 | 0 | 0 | 0 | 0 | 0 | 0 | 0 | 3 | 0 | 0 | 6 | 0 | 0 | 0 | 6 | 2 | 0 | 0 | 0 | 0 | 0 | 3 | 3 | 0 | 0 | 0 | 0 | 0 | 0 | 0 | 0 | 0 | 0 | 0 | 0 | 0 | 0 | 0 | 0 | 0 | 0 | 0 | 0 | 0 | 0 | 0 | 0 | 0 | 0 | 0 | 0 | 0 | 0 | 0 | 0 | 0 | 0 | 0 | 0 | 0 | 0 | 0 | 0 | 0 | 0 | 0 | 0 | 0 | 0 | 0 | 0 | 0 | 0 | 0 | 0 | 0 | 0 | 0 | 0 | 0 | 0 | 0 | 0 | 0 | 0 | 0
| > 66 kV & < = 132 kV ; CT | 67 | 132 | CT |  | 0 | 16 | 10 | 57 | 42 | 110 | 118 | 42 | 32 | 70 | 63 | 12 | 15 | 9 | 71 | 56 | 34 | 53 | 19 | 0 | 25 | 1 | 5 | 12 | 15 | 0 | 18 | 15 | 34 | 26 | 58 | 7 | 31 | 13 | 15 | 0 | 0 | 12 | 0 | 15 | 12 | 0 | 0 | 0 | 3 | 1 | 6 | 8 | 3 | 8 | 0 | 0 | 2 | 0 | 0 | 0 | 0 | 0 | 0 | 0 | 0 | 0 | 0 | 0 | 0 | 0 | 0 | 0 | 0 | 0 | 0 | 0 | 0 | 0 | 0 | 0 | 0 | 0 | 0 | 0 | 0 | 0 | 0 | 0 | 0 | 0 | 0 | 0 | 0 | 0 | 0 | 0 | 0 | 0 | 0 | 0 | 0 | 0 | 0 | 0 | 0 | 0 | 0 | 0 | 0
| > 132 kV & < = 275 kV ; CT | 133 | 275 | CT |  | 106 | 34 | 90 | 88 | 21 | 64 | 89 | 126 | 75 | 80 | 46 | 11 | 23 | 40 | 0 | 16 | 9 | 39 | 0 | 8 | 0 | 1 | 36 | 15 | 0 | 0 | 14 | 10 | 10 | 16 | 18 | 8 | 18 | 0 | 0 | 0 | 0 | 12 | 0 | 0 | 21 | 0 | 0 | 0 | 0 | 0 | 0 | 0 | 0 | 0 | 0 | 0 | 0 | 0 | 0 | 0 | 0 | 0 | 0 | 0 | 0 | 0 | 0 | 0 | 0 | 0 | 0 | 0 | 0 | 0 | 0 | 0 | 0 | 0 | 0 | 0 | 0 | 0 | 0 | 0 | 0 | 0 | 0 | 0 | 0 | 0 | 0 | 0 | 0 | 0 | 0 | 0 | 0 | 0 | 0 | 0 | 0 | 0 | 0 | 0 | 0 | 0 | 0 | 0 | 0
| > 275 kV & < = 330 kV ; CT | 276 | 330 | CT |  | 0 | 0 | 0 | 9 | 0 | 0 | 0 | 3 | 0 | 0 | 12 | 0 | 0 | 0 | 0 | 0 | 0 | 0 | 0 | 0 | 0 | 0 | 0 | 0 | 0 | 0 | 0 | 0 | 0 | 0 | 0 | 0 | 0 | 0 | 0 | 0 | 0 | 0 | 0 | 0 | 0 | 0 | 0 | 0 | 0 | 0 | 0 | 0 | 0 | 0 | 0 | 0 | 0 | 0 | 0 | 0 | 0 | 0 | 0 | 0 | 0 | 0 | 0 | 0 | 0 | 0 | 0 | 0 | 0 | 0 | 0 | 0 | 0 | 0 | 0 | 0 | 0 | 0 | 0 | 0 | 0 | 0 | 0 | 0 | 0 | 0 | 0 | 0 | 0 | 0 | 0 | 0 | 0 | 0 | 0 | 0 | 0 | 0 | 0 | 0 | 0 | 0 | 0 | 0 | 0
| > 330 kV & < = 500 kV ; CT | 331 | 500 | CT |  | 0 | 0 | 0 | 0 | 0 | 0 | 0 | 0 | 0 | 0 | 0 | 0 | 0 | 0 | 0 | 0 | 0 | 0 | 0 | 0 | 0 | 0 | 0 | 0 | 0 | 0 | 0 | 0 | 0 | 0 | 0 | 0 | 0 | 0 | 0 | 0 | 0 | 0 | 0 | 0 | 0 | 0 | 0 | 0 | 0 | 0 | 0 | 0 | 0 | 0 | 0 | 0 | 0 | 0 | 0 | 0 | 0 | 0 | 0 | 0 | 0 | 0 | 0 | 0 | 0 | 0 | 0 | 0 | 0 | 0 | 0 | 0 | 0 | 0 | 0 | 0 | 0 | 0 | 0 | 0 | 0 | 0 | 0 | 0 | 0 | 0 | 0 | 0 | 0 | 0 | 0 | 0 | 0 | 0 | 0 | 0 | 0 | 0 | 0 | 0 | 0 | 0 | 0 | 0 | 0
| > 500 kV ; CT | 501 | 99999 | CT |  | 0 | 0 | 0 | 0 | 0 | 0 | 0 | 0 | 0 | 0 | 0 | 0 | 0 | 0 | 0 | 0 | 0 | 0 | 0 | 0 | 0 | 0 | 0 | 0 | 0 | 0 | 0 | 0 | 0 | 0 | 0 | 0 | 0 | 0 | 0 | 0 | 0 | 0 | 0 | 0 | 0 | 0 | 0 | 0 | 0 | 0 | 0 | 0 | 0 | 0 | 0 | 0 | 0 | 0 | 0 | 0 | 0 | 0 | 0 | 0 | 0 | 0 | 0 | 0 | 0 | 0 | 0 | 0 | 0 | 0 | 0 | 0 | 0 | 0 | 0 | 0 | 0 | 0 | 0 | 0 | 0 | 0 | 0 | 0 | 0 | 0 | 0 | 0 | 0 | 0 | 0 | 0 | 0 | 0 | 0 | 0 | 0 | 0 | 0 | 0 | 0 | 0 | 0 | 0 | 0
|  |  |  | 10054 |  | 328 | 502 | 621 | 657 | 310 | 624 | 806 | 690 | 516 | 426 | 429 | 126 | 229 | 201 | 169 | 295 | 142 | 288 | 77 | 46 | 114 | 81 | 137 | 84 | 50 | 9 | 121 | 79 | 156 | 151 | 246 | 216 | 124 | 100 | 50 | 18 | 77 | 240 | 18 | 61 | 109 | 46 | 30 | 35 | 31 | 35 | 11 | 25 | 13 | 14 | 19 | 52 | 19 | 1 | 0 | 0 | 0 | 0 | 0 | 0 | 0 | 0 | 0 | 0 | 0 | 0 | 0 | 0 | 0 | 0 | 0 | 0 | 0 | 0 | 0 | 0 | 0 | 0 | 0 | 0 | 0 | 0 | 0 | 0 | 0 | 0 | 0 | 0 | 0 | 0 | 0 | 0
Net Adjustments to RIN CB Quantites
| Description | MinV | MaxV | Type
| < = 33 kV; Air Insulated circuit Breaker | 0 | 33 | CB | -2 | 0 | 0 | 0 | 0 | 0 | 0 | 0 | 0 | 0 | 0 | 0 | 0 | 0 | 0 | 0 | 0 | 0 | 0 | 0 | 0 | 0 | 0 | 0 | 0 | 0 | 0 | 0 | 0 | 0 | 0 | -2 | 0 | 0 | 0 | 0 | 0 | 0 | 0 | 0 | 0 | 0 | 0 | 0 | 0 | 0 | 0 | 0 | 0 | 0 | 0 | 0 | 0 | 0 | 0 | 0 | 0 | 0 | 0 | 0 | 0 | 0 | 0 | 0 | 0 | 0 | 0 | 0 | 0 | 0 | 0 | 0 | 0 | 0 | 0 | 0 | 0 | 0 | 0 | 0 | 0 | 0 | 0 | 0 | 0 | 0 | 0 | 0 | 0 | 0 | 0 | 0 | 0
| > 33 kV & < = 66 kV ; Air Insulated circuit Breaker | 34 | 66 | CB | 0 | 0 | 0 | 0 | 0 | 0 | 0 | 0 | 0 | 0 | 0 | 0 | 0 | 0 | 0 | 0 | 0 | 0 | 0 | 0 | 0 | 0 | 0 | 0 | 0 | 0 | 0 | 0 | 0 | 0 | 0 | 0 | 0 | 0 | 0 | 0 | 0 | 0 | 0 | 0 | 0 | 0 | 0 | 0 | 0 | 0 | 0 | 0 | 0 | 0 | 0 | 0 | 0 | 0 | 0 | 0 | 0 | 0 | 0 | 0 | 0 | 0 | 0 | 0 | 0 | 0 | 0 | 0 | 0 | 0 | 0 | 0 | 0 | 0 | 0 | 0 | 0 | 0 | 0 | 0 | 0 | 0 | 0 | 0 | 0 | 0 | 0 | 0 | 0 | 0 | 0 | 0 | 0
| > 66 kV & < = 132 kV ; Air Insulated circuit Breaker | 67 | 132 | CB | 3 | 0 | 1 | 1 | 0 | 0 | 0 | 2 | 0 | 0 | -1 | 0 | 0 | 0 | 0 | 0 | 0 | 0 | 0 | 0 | 0 | 0 | 0 | 0 | 0 | -2 | 0 | 0 | 0 | 0 | 4 | -1 | -1 | 0 | 0 | 0 | 0 | 0 | 0 | 0 | 0 | 0 | 0 | 0 | 0 | 0 | 0 | 0 | 0 | 0 | 0 | 0 | 0 | 0 | 0 | 0 | 0 | 0 | 0 | 0 | 0 | 0 | 0 | 0 | 0 | 0 | 0 | 0 | 0 | 0 | 0 | 0 | 0 | 0 | 0 | 0 | 0 | 0 | 0 | 0 | 0 | 0 | 0 | 0 | 0 | 0 | 0 | 0 | 0 | 0 | 0 | 0 | 0
| > 132 kV & < = 275 kV ; Air Insulated circuit Breaker | 133 | 275 | CB | 14 | 7 | 0 | 1 | 2 | 0 | 0 | -2 | -1 | 0 | 1 | 0 | 0 | 0 | 0 | 2 | 2 | 2 | 0 | 0 | 0 | 0 | 0 | 0 | 0 | 0 | 0 | 0 | -1 | 0 | 0 | 0 | 1 | 0 | 0 | 0 | 0 | 0 | 0 | 0 | 0 | 0 | 0 | 0 | 0 | 0 | 0 | 0 | 0 | 0 | 0 | 0 | 0 | 0 | 0 | 0 | 0 | 0 | 0 | 0 | 0 | 0 | 0 | 0 | 0 | 0 | 0 | 0 | 0 | 0 | 0 | 0 | 0 | 0 | 0 | 0 | 0 | 0 | 0 | 0 | 0 | 0 | 0 | 0 | 0 | 0 | 0 | 0 | 0 | 0 | 0 | 0 | 0
| > 275 kV & < = 330 kV ; Air Insulated circuit Breaker | 276 | 330 | CB | 0 | 0 | 0 | 0 | 0 | 0 | 0 | 0 | 0 | 0 | 0 | 0 | 0 | 0 | 0 | 0 | 0 | 0 | 0 | 0 | 0 | 0 | 0 | 0 | 0 | 0 | 0 | 0 | 0 | 0 | 0 | 0 | 0 | 0 | 0 | 0 | 0 | 0 | 0 | 0 | 0 | 0 | 0 | 0 | 0 | 0 | 0 | 0 | 0 | 0 | 0 | 0 | 0 | 0 | 0 | 0 | 0 | 0 | 0 | 0 | 0 | 0 | 0 | 0 | 0 | 0 | 0 | 0 | 0 | 0 | 0 | 0 | 0 | 0 | 0 | 0 | 0 | 0 | 0 | 0 | 0 | 0 | 0 | 0 | 0 | 0 | 0 | 0 | 0 | 0 | 0 | 0 | 0
| > 330 kV & < = 500 kV ; Air Insulated circuit Breaker | 331 | 500 | CB | 0 | 0 | 0 | 0 | 0 | 0 | 0 | 0 | 0 | 0 | 0 | 0 | 0 | 0 | 0 | 0 | 0 | 0 | 0 | 0 | 0 | 0 | 0 | 0 | 0 | 0 | 0 | 0 | 0 | 0 | 0 | 0 | 0 | 0 | 0 | 0 | 0 | 0 | 0 | 0 | 0 | 0 | 0 | 0 | 0 | 0 | 0 | 0 | 0 | 0 | 0 | 0 | 0 | 0 | 0 | 0 | 0 | 0 | 0 | 0 | 0 | 0 | 0 | 0 | 0 | 0 | 0 | 0 | 0 | 0 | 0 | 0 | 0 | 0 | 0 | 0 | 0 | 0 | 0 | 0 | 0 | 0 | 0 | 0 | 0 | 0 | 0 | 0 | 0 | 0 | 0 | 0 | 0
| > 500 kV ; Air Insulated circuit Breaker | 500 | 9999 | CB | 0 | 0 | 0 | 0 | 0 | 0 | 0 | 0 | 0 | 0 | 0 | 0 | 0 | 0 | 0 | 0 | 0 | 0 | 0 | 0 | 0 | 0 | 0 | 0 | 0 | 0 | 0 | 0 | 0 | 0 | 0 | 0 | 0 | 0 | 0 | 0 | 0 | 0 | 0 | 0 | 0 | 0 | 0 | 0 | 0 | 0 | 0 | 0 | 0 | 0 | 0 | 0 | 0 | 0 | 0 | 0 | 0 | 0 | 0 | 0 | 0 | 0 | 0 | 0 | 0 | 0 | 0 | 0 | 0 | 0 | 0 | 0 | 0 | 0 | 0 | 0 | 0 | 0 | 0 | 0 | 0 | 0 | 0 | 0 | 0 | 0 | 0 | 0 | 0 | 0 | 0 | 0 | 0
Unknown Difference of Circuit Breakers (Check 0)
[6 empty] | 2015 | 2014 | 2013 | 2012 | 2011 | 2010 | 2009 | 2008 | 2007 | 2006 | 2005 | 2004 | 2003 | 2002 | 2001 | 2000 | 1999 | 1998 | 1997 | 1996 | 1995 | 1994 | 1993 | 1992 | 1991 | 1990 | 1989 | 1988 | 1987 | 1986 | 1985 | 1984 | 1983 | 1982 | 1981 | 1980 | 1979 | 1978 | 1977 | 1976 | 1975 | 1974 | 1973 | 1972 | 1971 | 1970 | 1969 | 1968 | 1967 | 1966 | 1965 | 1964 | 1963 | 1962 | 1961 | 1960 | 1959 | 1958 | 1957 | 1956 | 1955 | 1954 | 1953 | 1952 | 1951 | 1950 | 1949 | 1948 | 1947 | 1946 | 1945 | 1944 | 1943 | 1942 | 1941 | 1940 | 1939 | 1938 | 1937 | 1936 | 1935 | 1934 | 1933 | 1932 | 1931 | 1930 | 1929 | 1928 | 1927 | 1926 | 1925 | 1924
| Description | MinV | MaxV | Type
| < = 33 kV; Air Insulated circuit Breaker | 0 | 33 | CB | 0 | 0 | 0 | 0 | 0 | 0 | 0 | 0 | 0 | 0 | 0 | 0 | 0 | 0 | 0 | 0 | 0 | 0 | 0 | 0 | 0 | 0 | 0 | 0 | 0 | 0 | 0 | 0 | 0 | 0 | 0 | 0 | 0 | 0 | 0 | 0 | 0 | 0 | 0 | 0 | 0 | 0 | 0 | 0 | 0 | 0 | 0 | 0 | 0 | 0 | 0 | 0 | 0 | 0 | 0 | 0 | 0 | 0 | 0 | 0 | 0 | 0 | 0 | 0 | 0 | 0 | 0 | 0 | 0 | 0 | 0 | 0 | 0 | 0 | 0 | 0 | 0 | 0 | 0 | 0 | 0 | 0 | 0 | 0 | 0 | 0 | 0 | 0 | 0 | 0 | 0 | 0 | 0
| > 33 kV & < = 66 kV ; Air Insulated circuit Breaker | 34 | 66 | CB | 0 | 0 | 0 | 0 | 0 | 0 | 0 | 0 | 0 | 0 | 0 | 0 | 0 | 0 | 0 | 0 | 0 | 0 | 0 | 0 | 0 | 0 | 0 | 0 | 0 | 0 | 0 | 0 | 0 | 0 | 0 | 0 | 0 | 0 | 0 | 0 | 0 | 0 | 0 | 0 | 0 | 0 | 0 | 0 | 0 | 0 | 0 | 0 | 0 | 0 | 0 | 0 | 0 | 0 | 0 | 0 | 0 | 0 | 0 | 0 | 0 | 0 | 0 | 0 | 0 | 0 | 0 | 0 | 0 | 0 | 0 | 0 | 0 | 0 | 0 | 0 | 0 | 0 | 0 | 0 | 0 | 0 | 0 | 0 | 0 | 0 | 0 | 0 | 0 | 0 | 0 | 0 | 0
| > 66 kV & < = 132 kV ; Air Insulated circuit Breaker | 67 | 132 | CB | 0 | 0 | 0 | 0 | 0 | 0 | 0 | 0 | 0 | 0 | 0 | 0 | 0 | 0 | 0 | 0 | 0 | 0 | 0 | 0 | 0 | 0 | 0 | 0 | 0 | 0 | 0 | 0 | 0 | 0 | 0 | 0 | 0 | 0 | 0 | 0 | 0 | 0 | 0 | 0 | 0 | 0 | 0 | 0 | 0 | 0 | 0 | 0 | 0 | 0 | 0 | 0 | 0 | 0 | 0 | 0 | 0 | 0 | 0 | 0 | 0 | 0 | 0 | 0 | 0 | 0 | 0 | 0 | 0 | 0 | 0 | 0 | 0 | 0 | 0 | 0 | 0 | 0 | 0 | 0 | 0 | 0 | 0 | 0 | 0 | 0 | 0 | 0 | 0 | 0 | 0 | 0 | 0
| > 132 kV & < = 275 kV ; Air Insulated circuit Breaker | 133 | 275 | CB | 0 | 0 | 0 | 0 | 0 | 0 | 0 | 0 | 0 | 0 | 0 | 0 | 0 | 0 | 0 | 0 | 0 | 0 | 0 | 0 | 0 | 0 | 0 | 0 | 0 | 0 | 0 | 0 | 0 | 0 | 0 | 0 | 0 | 0 | 0 | 0 | 0 | 0 | 0 | 0 | 0 | 0 | 0 | 0 | 0 | 0 | 0 | 0 | 0 | 0 | 0 | 0 | 0 | 0 | 0 | 0 | 0 | 0 | 0 | 0 | 0 | 0 | 0 | 0 | 0 | 0 | 0 | 0 | 0 | 0 | 0 | 0 | 0 | 0 | 0 | 0 | 0 | 0 | 0 | 0 | 0 | 0 | 0 | 0 | 0 | 0 | 0 | 0 | 0 | 0 | 0 | 0 | 0
| > 275 kV & < = 330 kV ; Air Insulated circuit Breaker | 276 | 330 | CB | 0 | 0 | 0 | 0 | 0 | 0 | 0 | 0 | 0 | 0 | 0 | 0 | 0 | 0 | 0 | 0 | 0 | 0 | 0 | 0 | 0 | 0 | 0 | 0 | 0 | 0 | 0 | 0 | 0 | 0 | 0 | 0 | 0 | 0 | 0 | 0 | 0 | 0 | 0 | 0 | 0 | 0 | 0 | 0 | 0 | 0 | 0 | 0 | 0 | 0 | 0 | 0 | 0 | 0 | 0 | 0 | 0 | 0 | 0 | 0 | 0 | 0 | 0 | 0 | 0 | 0 | 0 | 0 | 0 | 0 | 0 | 0 | 0 | 0 | 0 | 0 | 0 | 0 | 0 | 0 | 0 | 0 | 0 | 0 | 0 | 0 | 0 | 0 | 0 | 0 | 0 | 0 | 0
| > 330 kV & < = 500 kV ; Air Insulated circuit Breaker | 331 | 500 | CB | 0 | 0 | 0 | 0 | 0 | 0 | 0 | 0 | 0 | 0 | 0 | 0 | 0 | 0 | 0 | 0 | 0 | 0 | 0 | 0 | 0 | 0 | 0 | 0 | 0 | 0 | 0 | 0 | 0 | 0 | 0 | 0 | 0 | 0 | 0 | 0 | 0 | 0 | 0 | 0 | 0 | 0 | 0 | 0 | 0 | 0 | 0 | 0 | 0 | 0 | 0 | 0 | 0 | 0 | 0 | 0 | 0 | 0 | 0 | 0 | 0 | 0 | 0 | 0 | 0 | 0 | 0 | 0 | 0 | 0 | 0 | 0 | 0 | 0 | 0 | 0 | 0 | 0 | 0 | 0 | 0 | 0 | 0 | 0 | 0 | 0 | 0 | 0 | 0 | 0 | 0 | 0 | 0
| > 500 kV ; Air Insulated circuit Breaker | 501 | 99999 | CB | 0 | 0 | 0 | 0 | 0 | 0 | 0 | 0 | 0 | 0 | 0 | 0 | 0 | 0 | 0 | 0 | 0 | 0 | 0 | 0 | 0 | 0 | 0 | 0 | 0 | 0 | 0 | 0 | 0 | 0 | 0 | 0 | 0 | 0 | 0 | 0 | 0 | 0 | 0 | 0 | 0 | 0 | 0 | 0 | 0 | 0 | 0 | 0 | 0 | 0 | 0 | 0 | 0 | 0 | 0 | 0 | 0 | 0 | 0 | 0 | 0 | 0 | 0 | 0 | 0 | 0 | 0 | 0 | 0 | 0 | 0 | 0 | 0 | 0 | 0 | 0 | 0 | 0 | 0 | 0 | 0 | 0 | 0 | 0 | 0 | 0 | 0 | 0 | 0 | 0 | 0 | 0 | 0
[5 empty] | Check0 | 0
[5 empty] | Check0 | 0

## Age Profile - 2015
RIN Age Profile (data set), by equipment
| Description | MinV | MaxV | Type |  | 2015 | 2014 | 2013 | 2012 | 2011 | 2010 | 2009 | 2008 | 2007 | 2006 | 2005 | 2004 | 2003 | 2002 | 2001 | 2000 | 1999 | 1998 | 1997 | 1996 | 1995 | 1994 | 1993 | 1992 | 1991 | 1990 | 1989 | 1988 | 1987 | 1986 | 1985 | 1984 | 1983 | 1982 | 1981 | 1980 | 1979 | 1978 | 1977 | 1976 | 1975 | 1974 | 1973 | 1972 | 1971 | 1970 | 1969 | 1968 | 1967 | 1966 | 1965 | 1964 | 1963 | 1962 | 1961 | 1960 | 1959 | 1958 | 1957 | 1956 | 1955 | 1954 | 1953 | 1952 | 1951 | 1950 | 1949 | 1948 | 1947 | 1946 | 1945 | 1944 | 1943 | 1942 | 1941 | 1940 | 1939 | 1938 | 1937 | 1936 | 1935 | 1934 | 1933 | 1932 | 1931 | 1930 | 1929 | 1928 | 1927 | 1926 | 1925 | 1924 | 1923 | 1922 | 1921 | 1920 | 1919 | 1918 | 1917 | 1916 | 1915 | 1914 | 1913 | 1912 | 1911
| < = 33 kV; Air Insulated circuit Breaker | 0 | 33 | CB |  | 0 | 0 | 0 | 0 | 0 | 0 | 0 | 0 | 0 | 0 | 0 | 0 | 0 | 0 | 0 | 0 | 0 | 0 | 0 | 0 | 0 | 0 | 0 | 1 | 0 | 0 | 1 | 0 | 0 | 0 | 0 | 2 | 0 | 0 | 0 | 0 | 0 | 0 | 0 | 0 | 0 | 0 | 0 | 0 | 0 | 0 | 0 | 0 | 0 | 0 | 0 | 0 | 0 | 0 | 0 | 0 | 0 | 0 | 0 | 0 | 0 | 0 | 0 | 0 | 0 | 0 | 0 | 0 | 0 | 0 | 0 | 0 | 0 | 0 | 0 | 0 | 0 | 0 | 0 | 0 | 0 | 0 | 0 | 0 | 0 | 0 | 0 | 0 | 0 | 0 | 0 | 0 | 0 | 0 | 0 | 0 | 0 | 0 | 0 | 0 | 0 | 0 | 0 | 0 | 0
| > 33 kV & < = 66 kV ; Air Insulated circuit Breaker | 34 | 66 | CB |  | 0 | 0 | 2 | 7 | 0 | 0 | 0 | 0 | 0 | 0 | 0 | 0 | 0 | 0 | 0 | 0 | 2 | 2 | 0 | 0 | 0 | 0 | 0 | 0 | 0 | 0 | 0 | 0 | 0 | 0 | 0 | 0 | 0 | 0 | 0 | 0 | 0 | 0 | 0 | 0 | 0 | 0 | 0 | 0 | 0 | 0 | 0 | 0 | 0 | 0 | 0 | 0 | 0 | 0 | 0 | 0 | 0 | 0 | 0 | 0 | 0 | 0 | 0 | 0 | 0 | 0 | 0 | 0 | 0 | 0 | 0 | 0 | 0 | 0 | 0 | 0 | 0 | 0 | 0 | 0 | 0 | 0 | 0 | 0 | 0 | 0 | 0 | 0 | 0 | 0 | 0 | 0 | 0 | 0 | 0 | 0 | 0 | 0 | 0 | 0 | 0 | 0 | 0 | 0 | 0
| > 66 kV & < = 132 kV ; Air Insulated circuit Breaker | 67 | 132 | CB |  | 8 | 40 | 32 | 29 | 27 | 48 | 58 | 26 | 22 | 17 | 15 | 2 | 4 | 4 | 7 | 3 | 8 | 13 | 4 | 1 | 7 | 3 | 1 | 3 | 2 | 2 | 6 | 16 | 20 | 13 | 11 | 12 | 8 | 5 | 6 | 2 | 7 | 4 | 2 | 2 | 7 | 2 | 0 | 0 | 0 | 3 | 0 | 3 | 0 | 0 | 0 | 0 | 12 | 0 | 0 | 0 | 0 | 0 | 0 | 0 | 0 | 0 | 0 | 0 | 0 | 0 | 0 | 0 | 0 | 0 | 0 | 0 | 0 | 0 | 0 | 0 | 0 | 0 | 0 | 0 | 0 | 0 | 0 | 0 | 0 | 0 | 0 | 0 | 0 | 0 | 0 | 0 | 0 | 0 | 0 | 0 | 0 | 0 | 0 | 0 | 0 | 0 | 0 | 0 | 0
| > 132 kV & < = 275 kV ; Air Insulated circuit Breaker | 133 | 275 | CB |  | 16 | 21 | 31 | 30 | 6 | 15 | 33 | 42 | 31 | 27 | 15 | 5 | 10 | 12 | 3 | 7 | 10 | 13 | 0 | 5 | 4 | 8 | 12 | 2 | 0 | 0 | 18 | 1 | 1 | 1 | 12 | 1 | 0 | 0 | 3 | 0 | 1 | 4 | 0 | 0 | 13 | 0 | 0 | 0 | 0 | 0 | 0 | 0 | 0 | 0 | 0 | 0 | 0 | 0 | 0 | 0 | 0 | 0 | 0 | 0 | 0 | 0 | 0 | 0 | 0 | 0 | 0 | 0 | 0 | 0 | 0 | 0 | 0 | 0 | 0 | 0 | 0 | 0 | 0 | 0 | 0 | 0 | 0 | 0 | 0 | 0 | 0 | 0 | 0 | 0 | 0 | 0 | 0 | 0 | 0 | 0 | 0 | 0 | 0 | 0 | 0 | 0 | 0 | 0 | 0
| > 275 kV & < = 330 kV ; Air Insulated circuit Breaker | 276 | 330 | CB |  | 0 | 0 | 0 | 3 | 0 | 0 | 0 | 1 | 0 | 0 | 4 | 0 | 0 | 0 | 0 | 0 | 0 | 0 | 0 | 0 | 0 | 0 | 0 | 0 | 0 | 0 | 0 | 0 | 0 | 0 | 0 | 0 | 0 | 0 | 0 | 0 | 0 | 0 | 0 | 0 | 0 | 0 | 0 | 0 | 0 | 0 | 0 | 0 | 0 | 0 | 0 | 0 | 0 | 0 | 0 | 0 | 0 | 0 | 0 | 0 | 0 | 0 | 0 | 0 | 0 | 0 | 0 | 0 | 0 | 0 | 0 | 0 | 0 | 0 | 0 | 0 | 0 | 0 | 0 | 0 | 0 | 0 | 0 | 0 | 0 | 0 | 0 | 0 | 0 | 0 | 0 | 0 | 0 | 0 | 0 | 0 | 0 | 0 | 0 | 0 | 0 | 0 | 0 | 0 | 0
| > 330 kV & < = 500 kV ; Air Insulated circuit Breaker | 331 | 500 | CB |  | 0 | 0 | 0 | 0 | 0 | 0 | 0 | 0 | 0 | 0 | 0 | 0 | 0 | 0 | 0 | 0 | 0 | 0 | 0 | 0 | 0 | 0 | 0 | 0 | 0 | 0 | 0 | 0 | 0 | 0 | 0 | 0 | 0 | 0 | 0 | 0 | 0 | 0 | 0 | 0 | 0 | 0 | 0 | 0 | 0 | 0 | 0 | 0 | 0 | 0 | 0 | 0 | 0 | 0 | 0 | 0 | 0 | 0 | 0 | 0 | 0 | 0 | 0 | 0 | 0 | 0 | 0 | 0 | 0 | 0 | 0 | 0 | 0 | 0 | 0 | 0 | 0 | 0 | 0 | 0 | 0 | 0 | 0 | 0 | 0 | 0 | 0 | 0 | 0 | 0 | 0 | 0 | 0 | 0 | 0 | 0 | 0 | 0 | 0 | 0 | 0 | 0 | 0 | 0 | 0
| > 500 kV ; Air Insulated circuit Breaker | 501 | 99999 | CB |  | 0 | 0 | 0 | 0 | 0 | 0 | 0 | 0 | 0 | 0 | 0 | 0 | 0 | 0 | 0 | 0 | 0 | 0 | 0 | 0 | 0 | 0 | 0 | 0 | 0 | 0 | 0 | 0 | 0 | 0 | 0 | 0 | 0 | 0 | 0 | 0 | 0 | 0 | 0 | 0 | 0 | 0 | 0 | 0 | 0 | 0 | 0 | 0 | 0 | 0 | 0 | 0 | 0 | 0 | 0 | 0 | 0 | 0 | 0 | 0 | 0 | 0 | 0 | 0 | 0 | 0 | 0 | 0 | 0 | 0 | 0 | 0 | 0 | 0 | 0 | 0 | 0 | 0 | 0 | 0 | 0 | 0 | 0 | 0 | 0 | 0 | 0 | 0 | 0 | 0 | 0 | 0 | 0 | 0 | 0 | 0 | 0 | 0 | 0 | 0 | 0 | 0 | 0 | 0 | 0
| < = 33 kV; Air Insulated Isolators / Earth Switch | 0 | 33 | IS/ES |  | 0 | 1 | 0 | 2 | 0 | 0 | 0 | 0 | 2 | 0 | 0 | 0 | 0 | 2 | 0 | 1 | 1 | 1 | 0 | 0 | 5 | 0 | 0 | 0 | 0 | 1 | 2 | 0 | 0 | 0 | 0 | 1 | 0 | 2 | 0 | 0 | 1 | 0 | 0 | 0 | 2 | 0 | 0 | 2 | 0 | 0 | 0 | 0 | 0 | 0 | 0 | 0 | 1 | 1 | 0 | 0 | 0 | 0 | 0 | 0 | 0 | 0 | 0 | 0 | 0 | 0 | 0 | 0 | 0 | 0 | 0 | 0 | 0 | 0 | 0 | 0 | 0 | 0 | 0 | 0 | 0 | 0 | 0 | 0 | 0 | 0 | 0 | 0 | 0 | 0 | 0 | 0 | 0 | 0 | 0 | 0 | 0 | 0 | 0 | 0 | 0 | 0 | 0 | 0 | 0
| > 33 kV & < = 66 kV ; Air Insulated Isolators / Earth Switch | 34 | 66 | IS/ES |  | 0 | 0 | 14 | 17 | 0 | 0 | 6 | 2 | 0 | 2 | 0 | 0 | 0 | 0 | 0 | 1 | 1 | 3 | 0 | 0 | 0 | 0 | 0 | 0 | 0 | 0 | 0 | 0 | 0 | 0 | 0 | 0 | 0 | 2 | 0 | 2 | 2 | 2 | 0 | 0 | 0 | 0 | 0 | 0 | 0 | 0 | 0 | 0 | 0 | 0 | 0 | 0 | 0 | 0 | 0 | 0 | 0 | 0 | 0 | 0 | 0 | 0 | 0 | 0 | 0 | 0 | 0 | 0 | 0 | 0 | 0 | 0 | 0 | 0 | 0 | 0 | 0 | 0 | 0 | 0 | 0 | 0 | 0 | 0 | 0 | 0 | 0 | 0 | 0 | 0 | 0 | 0 | 0 | 0 | 0 | 0 | 0 | 0 | 0 | 0 | 0 | 0 | 0 | 0 | 0
| > 66 kV & < = 132 kV ; Air Insulated Isolators / Earth Switch | 67 | 132 | IS/ES |  | 23 | 113 | 90 | 126 | 76 | 158 | 192 | 80 | 68 | 41 | 63 | 25 | 13 | 14 | 33 | 35 | 15 | 36 | 17 | 8 | 30 | 4 | 9 | 10 | 6 | 5 | 14 | 16 | 49 | 43 | 48 | 35 | 38 | 28 | 15 | 14 | 43 | 57 | 8 | 3 | 13 | 4 | 11 | 21 | 1 | 12 | 2 | 11 | 0 | 5 | 19 | 52 | 2 | 0 | 0 | 0 | 0 | 0 | 0 | 0 | 0 | 0 | 0 | 0 | 0 | 0 | 0 | 0 | 0 | 0 | 0 | 0 | 0 | 0 | 0 | 0 | 0 | 0 | 0 | 0 | 0 | 0 | 0 | 0 | 0 | 0 | 0 | 0 | 0 | 0 | 0 | 0 | 0 | 0 | 0 | 0 | 0 | 0 | 0 | 0 | 0 | 0 | 0 | 0 | 0
| > 132 kV & < = 275 kV ; Air Insulated Isolators / Earth Switch | 133 | 275 | IS/ES |  | 96 | 119 | 180 | 158 | 44 | 72 | 141 | 238 | 113 | 116 | 92 | 43 | 29 | 42 | 21 | 90 | 37 | 61 | 1 | 19 | 27 | 53 | 66 | 33 | 24 | 1 | 37 | 0 | 15 | 14 | 35 | 96 | 3 | 18 | 8 | 0 | 19 | 108 | 8 | 30 | 25 | 26 | 5 | 10 | 26 | 16 | 3 | 0 | 0 | 0 | 0 | 0 | 0 | 0 | 0 | 0 | 0 | 0 | 0 | 0 | 0 | 0 | 0 | 0 | 0 | 0 | 0 | 0 | 0 | 0 | 0 | 0 | 0 | 0 | 0 | 0 | 0 | 0 | 0 | 0 | 0 | 0 | 0 | 0 | 0 | 0 | 0 | 0 | 0 | 0 | 0 | 0 | 0 | 0 | 0 | 0 | 0 | 0 | 0 | 0 | 0 | 0 | 0 | 0 | 0
| > 275 kV & < = 330 kV ; Air Insulated Isolators / Earth Switch | 276 | 330 | IS/ES |  | 0 | 0 | 0 | 9 | 0 | 0 | 2 | 5 | 1 | 0 | 28 | 0 | 0 | 0 | 0 | 0 | 0 | 0 | 0 | 0 | 0 | 0 | 0 | 0 | 0 | 0 | 0 | 0 | 0 | 0 | 0 | 0 | 0 | 0 | 0 | 0 | 0 | 0 | 0 | 0 | 0 | 0 | 0 | 0 | 0 | 0 | 0 | 0 | 0 | 0 | 0 | 0 | 0 | 0 | 0 | 0 | 0 | 0 | 0 | 0 | 0 | 0 | 0 | 0 | 0 | 0 | 0 | 0 | 0 | 0 | 0 | 0 | 0 | 0 | 0 | 0 | 0 | 0 | 0 | 0 | 0 | 0 | 0 | 0 | 0 | 0 | 0 | 0 | 0 | 0 | 0 | 0 | 0 | 0 | 0 | 0 | 0 | 0 | 0 | 0 | 0 | 0 | 0 | 0 | 0
| > 330 kV & < = 500 kV ; Air Insulated Isolators / Earth Switch | 331 | 500 | IS/ES |  | 0 | 0 | 0 | 0 | 0 | 0 | 0 | 0 | 0 | 0 | 0 | 0 | 0 | 0 | 0 | 0 | 0 | 0 | 0 | 0 | 0 | 0 | 0 | 0 | 0 | 0 | 0 | 0 | 0 | 0 | 0 | 0 | 0 | 0 | 0 | 0 | 0 | 0 | 0 | 0 | 0 | 0 | 0 | 0 | 0 | 0 | 0 | 0 | 0 | 0 | 0 | 0 | 0 | 0 | 0 | 0 | 0 | 0 | 0 | 0 | 0 | 0 | 0 | 0 | 0 | 0 | 0 | 0 | 0 | 0 | 0 | 0 | 0 | 0 | 0 | 0 | 0 | 0 | 0 | 0 | 0 | 0 | 0 | 0 | 0 | 0 | 0 | 0 | 0 | 0 | 0 | 0 | 0 | 0 | 0 | 0 | 0 | 0 | 0 | 0 | 0 | 0 | 0 | 0 | 0
| > 500 kV ; Air Insulated Isolators / Earth Switch | 501 | 99999 | IS/ES |  | 0 | 0 | 0 | 0 | 0 | 0 | 0 | 0 | 0 | 0 | 0 | 0 | 0 | 0 | 0 | 0 | 0 | 0 | 0 | 0 | 0 | 0 | 0 | 0 | 0 | 0 | 0 | 0 | 0 | 0 | 0 | 0 | 0 | 0 | 0 | 0 | 0 | 0 | 0 | 0 | 0 | 0 | 0 | 0 | 0 | 0 | 0 | 0 | 0 | 0 | 0 | 0 | 0 | 0 | 0 | 0 | 0 | 0 | 0 | 0 | 0 | 0 | 0 | 0 | 0 | 0 | 0 | 0 | 0 | 0 | 0 | 0 | 0 | 0 | 0 | 0 | 0 | 0 | 0 | 0 | 0 | 0 | 0 | 0 | 0 | 0 | 0 | 0 | 0 | 0 | 0 | 0 | 0 | 0 | 0 | 0 | 0 | 0 | 0 | 0 | 0 | 0 | 0 | 0 | 0
| < = 33 kV; VT | 0 | 33 | VT |  | 0 | 6 | 0 | 0 | 0 | 0 | 0 | 1 | 3 | 0 | 0 | 0 | 0 | 1 | 0 | 2 | 0 | 0 | 0 | 0 | 0 | 0 | 1 | 0 | 0 | 0 | 0 | 0 | 0 | 0 | 0 | 0 | 0 | 0 | 1 | 0 | 0 | 0 | 0 | 2 | 0 | 0 | 0 | 1 | 1 | 0 | 0 | 0 | 0 | 0 | 0 | 0 | 0 | 0 | 0 | 0 | 0 | 0 | 0 | 0 | 0 | 0 | 0 | 0 | 0 | 0 | 0 | 0 | 0 | 0 | 0 | 0 | 0 | 0 | 0 | 0 | 0 | 0 | 0 | 0 | 0 | 0 | 0 | 0 | 0 | 0 | 0 | 0 | 0 | 0 | 0 | 0 | 0 | 0 | 0 | 0 | 0 | 0 | 0 | 0 | 0 | 0 | 0 | 0 | 0
| > 33 kV & < = 66 kV ; VT | 34 | 66 | VT |  | 0 | 0 | 3 | 0 | 0 | 0 | 0 | 0 | 3 | 0 | 3 | 3 | 0 | 3 | 0 | 11 | 0 | 4 | 0 | 0 | 0 | 0 | 0 | 0 | 0 | 0 | 0 | 0 | 0 | 6 | 3 | 0 | 0 | 6 | 0 | 0 | 0 | 6 | 0 | 0 | 4 | 0 | 0 | 0 | 0 | 0 | 0 | 0 | 0 | 0 | 0 | 0 | 0 | 0 | 0 | 0 | 0 | 0 | 0 | 0 | 0 | 0 | 0 | 0 | 0 | 0 | 0 | 0 | 0 | 0 | 0 | 0 | 0 | 0 | 0 | 0 | 0 | 0 | 0 | 0 | 0 | 0 | 0 | 0 | 0 | 0 | 0 | 0 | 0 | 0 | 0 | 0 | 0 | 0 | 0 | 0 | 0 | 0 | 0 | 0 | 0 | 0 | 0 | 0 | 0
| > 66 kV & < = 132 kV ; VT | 67 | 132 | VT |  | 31 | 94 | 73 | 62 | 64 | 132 | 116 | 58 | 103 | 39 | 49 | 17 | 83 | 50 | 32 | 32 | 7 | 39 | 20 | 5 | 7 | 7 | 6 | 5 | 2 | 0 | 5 | 16 | 26 | 26 | 39 | 4 | 22 | 20 | 0 | 0 | 4 | 18 | 0 | 9 | 3 | 10 | 0 | 1 | 0 | 0 | 0 | 3 | 10 | 1 | 0 | 0 | 2 | 0 | 0 | 0 | 0 | 0 | 0 | 0 | 0 | 0 | 0 | 0 | 0 | 0 | 0 | 0 | 0 | 0 | 0 | 0 | 0 | 0 | 0 | 0 | 0 | 0 | 0 | 0 | 0 | 0 | 0 | 0 | 0 | 0 | 0 | 0 | 0 | 0 | 0 | 0 | 0 | 0 | 0 | 0 | 0 | 0 | 0 | 0 | 0 | 0 | 0 | 0 | 0
| > 132 kV & < = 275 kV ; VT | 133 | 275 | VT |  | 45 | 58 | 81 | 60 | 30 | 22 | 39 | 60 | 42 | 34 | 24 | 6 | 10 | 21 | 0 | 37 | 15 | 15 | 15 | 0 | 6 | 4 | 1 | 0 | 1 | 0 | 3 | 5 | 1 | 0 | 22 | 50 | 4 | 0 | 0 | 0 | 0 | 15 | 0 | 0 | 6 | 1 | 12 | 0 | 0 | 3 | 0 | 0 | 0 | 0 | 0 | 0 | 0 | 0 | 0 | 0 | 0 | 0 | 0 | 0 | 0 | 0 | 0 | 0 | 0 | 0 | 0 | 0 | 0 | 0 | 0 | 0 | 0 | 0 | 0 | 0 | 0 | 0 | 0 | 0 | 0 | 0 | 0 | 0 | 0 | 0 | 0 | 0 | 0 | 0 | 0 | 0 | 0 | 0 | 0 | 0 | 0 | 0 | 0 | 0 | 0 | 0 | 0 | 0 | 0
| > 275 kV & < = 330 kV ; VT | 276 | 330 | VT |  | 0 | 0 | 0 | 0 | 0 | 3 | 0 | 3 | 0 | 0 | 10 | 0 | 0 | 0 | 0 | 0 | 0 | 0 | 0 | 0 | 0 | 0 | 0 | 0 | 0 | 0 | 0 | 0 | 0 | 0 | 0 | 0 | 0 | 0 | 0 | 0 | 0 | 0 | 0 | 0 | 0 | 0 | 0 | 0 | 0 | 0 | 0 | 0 | 0 | 0 | 0 | 0 | 0 | 0 | 0 | 0 | 0 | 0 | 0 | 0 | 0 | 0 | 0 | 0 | 0 | 0 | 0 | 0 | 0 | 0 | 0 | 0 | 0 | 0 | 0 | 0 | 0 | 0 | 0 | 0 | 0 | 0 | 0 | 0 | 0 | 0 | 0 | 0 | 0 | 0 | 0 | 0 | 0 | 0 | 0 | 0 | 0 | 0 | 0 | 0 | 0 | 0 | 0 | 0 | 0
| > 330 kV & < = 500 kV ; VT | 331 | 500 | VT |  | 0 | 0 | 0 | 0 | 0 | 0 | 0 | 0 | 0 | 0 | 0 | 0 | 0 | 0 | 0 | 0 | 0 | 0 | 0 | 0 | 0 | 0 | 0 | 0 | 0 | 0 | 0 | 0 | 0 | 0 | 0 | 0 | 0 | 0 | 0 | 0 | 0 | 0 | 0 | 0 | 0 | 0 | 0 | 0 | 0 | 0 | 0 | 0 | 0 | 0 | 0 | 0 | 0 | 0 | 0 | 0 | 0 | 0 | 0 | 0 | 0 | 0 | 0 | 0 | 0 | 0 | 0 | 0 | 0 | 0 | 0 | 0 | 0 | 0 | 0 | 0 | 0 | 0 | 0 | 0 | 0 | 0 | 0 | 0 | 0 | 0 | 0 | 0 | 0 | 0 | 0 | 0 | 0 | 0 | 0 | 0 | 0 | 0 | 0 | 0 | 0 | 0 | 0 | 0 | 0
| > 500 kV ; VT | 501 | 99999 | VT |  | 0 | 0 | 0 | 0 | 0 | 0 | 0 | 0 | 0 | 0 | 0 | 0 | 0 | 0 | 0 | 0 | 0 | 0 | 0 | 0 | 0 | 0 | 0 | 0 | 0 | 0 | 0 | 0 | 0 | 0 | 0 | 0 | 0 | 0 | 0 | 0 | 0 | 0 | 0 | 0 | 0 | 0 | 0 | 0 | 0 | 0 | 0 | 0 | 0 | 0 | 0 | 0 | 0 | 0 | 0 | 0 | 0 | 0 | 0 | 0 | 0 | 0 | 0 | 0 | 0 | 0 | 0 | 0 | 0 | 0 | 0 | 0 | 0 | 0 | 0 | 0 | 0 | 0 | 0 | 0 | 0 | 0 | 0 | 0 | 0 | 0 | 0 | 0 | 0 | 0 | 0 | 0 | 0 | 0 | 0 | 0 | 0 | 0 | 0 | 0 | 0 | 0 | 0 | 0 | 0
| < = 33 kV; CT | 0 | 33 | CT |  | 0 | 0 | 12 | 0 | 0 | 0 | 0 | 3 | 18 | 0 | 0 | 1 | 42 | 0 | 0 | 0 | 0 | 0 | 0 | 0 | 3 | 0 | 0 | 3 | 0 | 0 | 0 | 0 | 0 | 0 | 0 | 0 | 0 | 0 | 0 | 0 | 0 | 2 | 0 | 0 | 0 | 0 | 2 | 0 | 0 | 0 | 0 | 0 | 0 | 0 | 0 | 0 | 0 | 0 | 0 | 0 | 0 | 0 | 0 | 0 | 0 | 0 | 0 | 0 | 0 | 0 | 0 | 0 | 0 | 0 | 0 | 0 | 0 | 0 | 0 | 0 | 0 | 0 | 0 | 0 | 0 | 0 | 0 | 0 | 0 | 0 | 0 | 0 | 0 | 0 | 0 | 0 | 0 | 0 | 0 | 0 | 0 | 0 | 0 | 0 | 0 | 0 | 0 | 0 | 0
| > 33 kV & < = 66 kV ; CT | 34 | 66 | CT |  | 3 | 0 | 3 | 0 | 0 | 0 | 12 | 0 | 3 | 0 | 5 | 1 | 0 | 3 | 2 | 4 | 3 | 9 | 1 | 0 | 0 | 0 | 0 | 0 | 0 | 0 | 3 | 0 | 0 | 6 | 0 | 0 | 0 | 6 | 2 | 0 | 0 | 0 | 0 | 0 | 3 | 3 | 0 | 0 | 0 | 0 | 0 | 0 | 0 | 0 | 0 | 0 | 0 | 0 | 0 | 0 | 0 | 0 | 0 | 0 | 0 | 0 | 0 | 0 | 0 | 0 | 0 | 0 | 0 | 0 | 0 | 0 | 0 | 0 | 0 | 0 | 0 | 0 | 0 | 0 | 0 | 0 | 0 | 0 | 0 | 0 | 0 | 0 | 0 | 0 | 0 | 0 | 0 | 0 | 0 | 0 | 0 | 0 | 0 | 0 | 0 | 0 | 0 | 0 | 0
| > 66 kV & < = 132 kV ; CT | 67 | 132 | CT |  | 0 | 16 | 10 | 57 | 42 | 110 | 118 | 42 | 32 | 70 | 63 | 12 | 15 | 9 | 71 | 56 | 34 | 53 | 19 | 0 | 25 | 1 | 5 | 12 | 15 | 0 | 18 | 15 | 34 | 26 | 58 | 7 | 31 | 13 | 15 | 0 | 0 | 12 | 0 | 15 | 12 | 0 | 0 | 0 | 3 | 1 | 6 | 8 | 3 | 8 | 0 | 0 | 2 | 0 | 0 | 0 | 0 | 0 | 0 | 0 | 0 | 0 | 0 | 0 | 0 | 0 | 0 | 0 | 0 | 0 | 0 | 0 | 0 | 0 | 0 | 0 | 0 | 0 | 0 | 0 | 0 | 0 | 0 | 0 | 0 | 0 | 0 | 0 | 0 | 0 | 0 | 0 | 0 | 0 | 0 | 0 | 0 | 0 | 0 | 0 | 0 | 0 | 0 | 0 | 0
| > 132 kV & < = 275 kV ; CT | 133 | 275 | CT |  | 106 | 34 | 90 | 88 | 21 | 64 | 89 | 126 | 75 | 80 | 46 | 11 | 23 | 40 | 0 | 16 | 9 | 39 | 0 | 8 | 0 | 1 | 36 | 15 | 0 | 0 | 14 | 10 | 10 | 16 | 18 | 8 | 18 | 0 | 0 | 0 | 0 | 12 | 0 | 0 | 21 | 0 | 0 | 0 | 0 | 0 | 0 | 0 | 0 | 0 | 0 | 0 | 0 | 0 | 0 | 0 | 0 | 0 | 0 | 0 | 0 | 0 | 0 | 0 | 0 | 0 | 0 | 0 | 0 | 0 | 0 | 0 | 0 | 0 | 0 | 0 | 0 | 0 | 0 | 0 | 0 | 0 | 0 | 0 | 0 | 0 | 0 | 0 | 0 | 0 | 0 | 0 | 0 | 0 | 0 | 0 | 0 | 0 | 0 | 0 | 0 | 0 | 0 | 0 | 0
| > 275 kV & < = 330 kV ; CT | 276 | 330 | CT |  | 0 | 0 | 0 | 9 | 0 | 0 | 0 | 3 | 0 | 0 | 12 | 0 | 0 | 0 | 0 | 0 | 0 | 0 | 0 | 0 | 0 | 0 | 0 | 0 | 0 | 0 | 0 | 0 | 0 | 0 | 0 | 0 | 0 | 0 | 0 | 0 | 0 | 0 | 0 | 0 | 0 | 0 | 0 | 0 | 0 | 0 | 0 | 0 | 0 | 0 | 0 | 0 | 0 | 0 | 0 | 0 | 0 | 0 | 0 | 0 | 0 | 0 | 0 | 0 | 0 | 0 | 0 | 0 | 0 | 0 | 0 | 0 | 0 | 0 | 0 | 0 | 0 | 0 | 0 | 0 | 0 | 0 | 0 | 0 | 0 | 0 | 0 | 0 | 0 | 0 | 0 | 0 | 0 | 0 | 0 | 0 | 0 | 0 | 0 | 0 | 0 | 0 | 0 | 0 | 0
| > 330 kV & < = 500 kV ; CT | 331 | 500 | CT |  | 0 | 0 | 0 | 0 | 0 | 0 | 0 | 0 | 0 | 0 | 0 | 0 | 0 | 0 | 0 | 0 | 0 | 0 | 0 | 0 | 0 | 0 | 0 | 0 | 0 | 0 | 0 | 0 | 0 | 0 | 0 | 0 | 0 | 0 | 0 | 0 | 0 | 0 | 0 | 0 | 0 | 0 | 0 | 0 | 0 | 0 | 0 | 0 | 0 | 0 | 0 | 0 | 0 | 0 | 0 | 0 | 0 | 0 | 0 | 0 | 0 | 0 | 0 | 0 | 0 | 0 | 0 | 0 | 0 | 0 | 0 | 0 | 0 | 0 | 0 | 0 | 0 | 0 | 0 | 0 | 0 | 0 | 0 | 0 | 0 | 0 | 0 | 0 | 0 | 0 | 0 | 0 | 0 | 0 | 0 | 0 | 0 | 0 | 0 | 0 | 0 | 0 | 0 | 0 | 0
| > 500 kV ; CT | 501 | 99999 | CT |  | 0 | 0 | 0 | 0 | 0 | 0 | 0 | 0 | 0 | 0 | 0 | 0 | 0 | 0 | 0 | 0 | 0 | 0 | 0 | 0 | 0 | 0 | 0 | 0 | 0 | 0 | 0 | 0 | 0 | 0 | 0 | 0 | 0 | 0 | 0 | 0 | 0 | 0 | 0 | 0 | 0 | 0 | 0 | 0 | 0 | 0 | 0 | 0 | 0 | 0 | 0 | 0 | 0 | 0 | 0 | 0 | 0 | 0 | 0 | 0 | 0 | 0 | 0 | 0 | 0 | 0 | 0 | 0 | 0 | 0 | 0 | 0 | 0 | 0 | 0 | 0 | 0 | 0 | 0 | 0 | 0 | 0 | 0 | 0 | 0 | 0 | 0 | 0 | 0 | 0 | 0 | 0 | 0 | 0 | 0 | 0 | 0 | 0 | 0 | 0 | 0 | 0 | 0 | 0 | 0
[5 empty] | 10054 | 328 | 502 | 621 | 657 | 310 | 624 | 806 | 690 | 516 | 426 | 429 | 126 | 229 | 201 | 169 | 295 | 142 | 288 | 77 | 46 | 114 | 81 | 137 | 84 | 50 | 9 | 121 | 79 | 156 | 151 | 246 | 216 | 124 | 100 | 50 | 18 | 77 | 240 | 18 | 61 | 109 | 46 | 30 | 35 | 31 | 35 | 11 | 25 | 13 | 14 | 19 | 52 | 19 | 1 | 0 | 0 | 0 | 0 | 0 | 0 | 0 | 0 | 0 | 0 | 0 | 0 | 0 | 0 | 0 | 0 | 0 | 0 | 0 | 0 | 0 | 0 | 0 | 0 | 0 | 0 | 0 | 0 | 0 | 0 | 0 | 0 | 0 | 0 | 0 | 0 | 0 | 0
Summation of Adjustments
[6 empty] | 2015 | 2014 | 2013 | 2012 | 2011 | 2010 | 2009 | 2008 | 2007 | 2006 | 2005 | 2004 | 2003 | 2002 | 2001 | 2000 | 1999 | 1998 | 1997 | 1996 | 1995 | 1994 | 1993 | 1992 | 1991 | 1990 | 1989 | 1988 | 1987 | 1986 | 1985 | 1984 | 1983 | 1982 | 1981 | 1980 | 1979 | 1978 | 1977 | 1976 | 1975 | 1974 | 1973 | 1972 | 1971 | 1970 | 1969 | 1968 | 1967 | 1966 | 1965 | 1964 | 1963 | 1962 | 1961 | 1960 | 1959 | 1958 | 1957 | 1956 | 1955 | 1954 | 1953 | 1952 | 1951 | 1950 | 1949 | 1948 | 1947 | 1946 | 1945 | 1944 | 1943 | 1942 | 1941 | 1940 | 1939 | 1938 | 1937 | 1936 | 1935 | 1934 | 1933 | 1932 | 1931 | 1930 | 1929 | 1928 | 1927 | 1926 | 1925 | 1924
| Description | MinV | MaxV | Type
| < = 33 kV; Air Insulated circuit Breaker | 0 | 33 | CB | 0 | 0 | 0 | 0 | 0 | 0 | 0 | 0 | 0 | 0 | 0 | 0 | 0 | 0 | 0 | 0 | 0 | 0 | 0 | 0 | 0 | 0 | 0 | 0 | 0 | 0 | 0 | 0 | 0 | 0 | 0 | 0 | 0 | 0 | 0 | 0 | 0 | 0 | 0 | 0 | 0 | 0 | 0 | 0 | 0 | 0 | 0 | 0 | 0 | 0 | 0 | 0 | 0 | 0 | 0 | 0 | 0 | 0 | 0 | 0 | 0 | 0 | 0 | 0 | 0 | 0 | 0 | 0 | 0 | 0 | 0 | 0 | 0 | 0 | 0 | 0 | 0 | 0 | 0 | 0 | 0 | 0 | 0 | 0 | 0 | 0 | 0 | 0 | 0 | 0 | 0 | 0 | 0
| > 33 kV & < = 66 kV ; Air Insulated circuit Breaker | 34 | 66 | CB | 0 | 0 | 0 | 0 | 0 | 0 | 0 | 0 | 0 | 0 | 0 | 0 | 0 | 0 | 0 | 0 | 0 | 0 | 0 | 0 | 0 | 0 | 0 | 0 | 0 | 0 | 0 | 0 | 0 | 0 | 0 | 0 | 0 | 0 | 0 | 0 | 0 | 0 | 0 | 0 | 0 | 0 | 0 | 0 | 0 | 0 | 0 | 0 | 0 | 0 | 0 | 0 | 0 | 0 | 0 | 0 | 0 | 0 | 0 | 0 | 0 | 0 | 0 | 0 | 0 | 0 | 0 | 0 | 0 | 0 | 0 | 0 | 0 | 0 | 0 | 0 | 0 | 0 | 0 | 0 | 0 | 0 | 0 | 0 | 0 | 0 | 0 | 0 | 0 | 0 | 0 | 0 | 0
| > 66 kV & < = 132 kV ; Air Insulated circuit Breaker | 67 | 132 | CB | -12 | 0 | 0 | 0 | 0 | 0 | 0 | 0 | 0 | 0 | 0 | 0 | 0 | 0 | 0 | 0 | 0 | 0 | 0 | 0 | 0 | 0 | 0 | 0 | 0 | 0 | 0 | 0 | 0 | 0 | 0 | -1 | -5 | 0 | 0 | -1 | 0 | 0 | 0 | 0 | 0 | -3 | 0 | 0 | 0 | 0 | 0 | 0 | 0 | 0 | 0 | 0 | 0 | -2 | 0 | 0 | 0 | 0 | 0 | 0 | 0 | 0 | 0 | 0 | 0 | 0 | 0 | 0 | 0 | 0 | 0 | 0 | 0 | 0 | 0 | 0 | 0 | 0 | 0 | 0 | 0 | 0 | 0 | 0 | 0 | 0 | 0 | 0 | 0 | 0 | 0 | 0 | 0
| > 132 kV & < = 275 kV ; Air Insulated circuit Breaker | 133 | 275 | CB | -4 | 0 | 0 | 0 | 0 | 0 | 0 | 0 | 0 | 0 | 0 | 0 | 0 | 0 | 0 | 0 | 0 | 0 | 0 | 0 | 0 | 0 | 0 | 0 | 0 | 0 | 0 | 0 | 0 | 0 | 0 | 0 | 0 | 0 | 0 | 0 | 0 | 0 | 0 | 0 | 0 | -4 | 0 | 0 | 0 | 0 | 0 | 0 | 0 | 0 | 0 | 0 | 0 | 0 | 0 | 0 | 0 | 0 | 0 | 0 | 0 | 0 | 0 | 0 | 0 | 0 | 0 | 0 | 0 | 0 | 0 | 0 | 0 | 0 | 0 | 0 | 0 | 0 | 0 | 0 | 0 | 0 | 0 | 0 | 0 | 0 | 0 | 0 | 0 | 0 | 0 | 0 | 0
| > 275 kV & < = 330 kV ; Air Insulated circuit Breaker | 276 | 330 | CB | 0 | 0 | 0 | 0 | 0 | 0 | 0 | 0 | 0 | 0 | 0 | 0 | 0 | 0 | 0 | 0 | 0 | 0 | 0 | 0 | 0 | 0 | 0 | 0 | 0 | 0 | 0 | 0 | 0 | 0 | 0 | 0 | 0 | 0 | 0 | 0 | 0 | 0 | 0 | 0 | 0 | 0 | 0 | 0 | 0 | 0 | 0 | 0 | 0 | 0 | 0 | 0 | 0 | 0 | 0 | 0 | 0 | 0 | 0 | 0 | 0 | 0 | 0 | 0 | 0 | 0 | 0 | 0 | 0 | 0 | 0 | 0 | 0 | 0 | 0 | 0 | 0 | 0 | 0 | 0 | 0 | 0 | 0 | 0 | 0 | 0 | 0 | 0 | 0 | 0 | 0 | 0 | 0
| > 330 kV & < = 500 kV ; Air Insulated circuit Breaker | 331 | 500 | CB | 0 | 0 | 0 | 0 | 0 | 0 | 0 | 0 | 0 | 0 | 0 | 0 | 0 | 0 | 0 | 0 | 0 | 0 | 0 | 0 | 0 | 0 | 0 | 0 | 0 | 0 | 0 | 0 | 0 | 0 | 0 | 0 | 0 | 0 | 0 | 0 | 0 | 0 | 0 | 0 | 0 | 0 | 0 | 0 | 0 | 0 | 0 | 0 | 0 | 0 | 0 | 0 | 0 | 0 | 0 | 0 | 0 | 0 | 0 | 0 | 0 | 0 | 0 | 0 | 0 | 0 | 0 | 0 | 0 | 0 | 0 | 0 | 0 | 0 | 0 | 0 | 0 | 0 | 0 | 0 | 0 | 0 | 0 | 0 | 0 | 0 | 0 | 0 | 0 | 0 | 0 | 0 | 0
| > 500 kV ; Air Insulated circuit Breaker | 501 | 99999 | CB | 0 | 0 | 0 | 0 | 0 | 0 | 0 | 0 | 0 | 0 | 0 | 0 | 0 | 0 | 0 | 0 | 0 | 0 | 0 | 0 | 0 | 0 | 0 | 0 | 0 | 0 | 0 | 0 | 0 | 0 | 0 | 0 | 0 | 0 | 0 | 0 | 0 | 0 | 0 | 0 | 0 | 0 | 0 | 0 | 0 | 0 | 0 | 0 | 0 | 0 | 0 | 0 | 0 | 0 | 0 | 0 | 0 | 0 | 0 | 0 | 0 | 0 | 0 | 0 | 0 | 0 | 0 | 0 | 0 | 0 | 0 | 0 | 0 | 0 | 0 | 0 | 0 | 0 | 0 | 0 | 0 | 0 | 0 | 0 | 0 | 0 | 0 | 0 | 0 | 0 | 0 | 0 | 0
| < = 33 kV; Air Insulated Isolators / Earth Switch | 0 | 33 | IS/ES | 0 | 0 | 0 | 0 | 0 | 0 | 0 | 0 | 0 | 0 | 0 | 0 | 0 | 0 | 0 | 0 | 0 | 0 | 0 | 0 | 0 | 0 | 0 | 0 | 0 | 0 | 0 | 0 | 0 | 0 | 0 | 0 | 0 | 0 | 0 | 0 | 0 | 0 | 0 | 0 | 0 | 0 | 0 | 0 | 0 | 0 | 0 | 0 | 0 | 0 | 0 | 0 | 0 | 0 | 0 | 0 | 0 | 0 | 0 | 0 | 0 | 0 | 0 | 0 | 0 | 0 | 0 | 0 | 0 | 0 | 0 | 0 | 0 | 0 | 0 | 0 | 0 | 0 | 0 | 0 | 0 | 0 | 0 | 0 | 0 | 0 | 0 | 0 | 0 | 0 | 0 | 0 | 0
| > 33 kV & < = 66 kV ; Air Insulated Isolators / Earth Switch | 34 | 66 | IS/ES | 0 | 0 | 0 | 0 | 0 | 0 | 0 | 0 | 0 | 0 | 0 | 0 | 0 | 0 | 0 | 0 | 0 | 0 | 0 | 0 | 0 | 0 | 0 | 0 | 0 | 0 | 0 | 0 | 0 | 0 | 0 | 0 | 0 | 0 | 0 | 0 | 0 | 0 | 0 | 0 | 0 | 0 | 0 | 0 | 0 | 0 | 0 | 0 | 0 | 0 | 0 | 0 | 0 | 0 | 0 | 0 | 0 | 0 | 0 | 0 | 0 | 0 | 0 | 0 | 0 | 0 | 0 | 0 | 0 | 0 | 0 | 0 | 0 | 0 | 0 | 0 | 0 | 0 | 0 | 0 | 0 | 0 | 0 | 0 | 0 | 0 | 0 | 0 | 0 | 0 | 0 | 0 | 0
| > 66 kV & < = 132 kV ; Air Insulated Isolators / Earth Switch | 67 | 132 | IS/ES | -47 | 0 | 0 | 0 | 0 | 0 | 0 | 0 | 0 | 0 | 0 | 0 | 0 | 0 | 0 | 0 | -10 | 0 | 0 | 0 | 0 | 0 | 0 | 0 | 0 | 0 | 0 | 0 | 0 | 0 | -1 | -6 | -12 | 0 | -2 | 0 | 0 | 0 | -2 | 0 | 0 | -2 | 0 | 0 | 0 | 0 | 0 | 0 | 0 | 0 | 0 | -3 | -9 | 0 | 0 | 0 | 0 | 0 | 0 | 0 | 0 | 0 | 0 | 0 | 0 | 0 | 0 | 0 | 0 | 0 | 0 | 0 | 0 | 0 | 0 | 0 | 0 | 0 | 0 | 0 | 0 | 0 | 0 | 0 | 0 | 0 | 0 | 0 | 0 | 0 | 0 | 0 | 0
| > 132 kV & < = 275 kV ; Air Insulated Isolators / Earth Switch | 133 | 275 | IS/ES | -24 | 0 | 0 | 0 | 0 | 0 | 0 | 0 | 0 | 0 | 0 | 0 | 0 | 0 | 0 | 0 | -1 | 0 | 0 | 0 | 0 | -2 | 0 | 0 | 0 | 0 | 0 | 0 | 0 | 0 | 0 | 0 | -2 | 0 | 0 | 0 | 0 | 0 | -2 | 0 | -1 | -9 | -7 | 0 | 0 | 0 | 0 | 0 | 0 | 0 | 0 | 0 | 0 | 0 | 0 | 0 | 0 | 0 | 0 | 0 | 0 | 0 | 0 | 0 | 0 | 0 | 0 | 0 | 0 | 0 | 0 | 0 | 0 | 0 | 0 | 0 | 0 | 0 | 0 | 0 | 0 | 0 | 0 | 0 | 0 | 0 | 0 | 0 | 0 | 0 | 0 | 0 | 0
| > 275 kV & < = 330 kV ; Air Insulated Isolators / Earth Switch | 276 | 330 | IS/ES | 0 | 0 | 0 | 0 | 0 | 0 | 0 | 0 | 0 | 0 | 0 | 0 | 0 | 0 | 0 | 0 | 0 | 0 | 0 | 0 | 0 | 0 | 0 | 0 | 0 | 0 | 0 | 0 | 0 | 0 | 0 | 0 | 0 | 0 | 0 | 0 | 0 | 0 | 0 | 0 | 0 | 0 | 0 | 0 | 0 | 0 | 0 | 0 | 0 | 0 | 0 | 0 | 0 | 0 | 0 | 0 | 0 | 0 | 0 | 0 | 0 | 0 | 0 | 0 | 0 | 0 | 0 | 0 | 0 | 0 | 0 | 0 | 0 | 0 | 0 | 0 | 0 | 0 | 0 | 0 | 0 | 0 | 0 | 0 | 0 | 0 | 0 | 0 | 0 | 0 | 0 | 0 | 0
| > 330 kV & < = 500 kV ; Air Insulated Isolators / Earth Switch | 331 | 500 | IS/ES | 0 | 0 | 0 | 0 | 0 | 0 | 0 | 0 | 0 | 0 | 0 | 0 | 0 | 0 | 0 | 0 | 0 | 0 | 0 | 0 | 0 | 0 | 0 | 0 | 0 | 0 | 0 | 0 | 0 | 0 | 0 | 0 | 0 | 0 | 0 | 0 | 0 | 0 | 0 | 0 | 0 | 0 | 0 | 0 | 0 | 0 | 0 | 0 | 0 | 0 | 0 | 0 | 0 | 0 | 0 | 0 | 0 | 0 | 0 | 0 | 0 | 0 | 0 | 0 | 0 | 0 | 0 | 0 | 0 | 0 | 0 | 0 | 0 | 0 | 0 | 0 | 0 | 0 | 0 | 0 | 0 | 0 | 0 | 0 | 0 | 0 | 0 | 0 | 0 | 0 | 0 | 0 | 0
| > 500 kV ; Air Insulated Isolators / Earth Switch | 501 | 99999 | IS/ES | 0 | 0 | 0 | 0 | 0 | 0 | 0 | 0 | 0 | 0 | 0 | 0 | 0 | 0 | 0 | 0 | 0 | 0 | 0 | 0 | 0 | 0 | 0 | 0 | 0 | 0 | 0 | 0 | 0 | 0 | 0 | 0 | 0 | 0 | 0 | 0 | 0 | 0 | 0 | 0 | 0 | 0 | 0 | 0 | 0 | 0 | 0 | 0 | 0 | 0 | 0 | 0 | 0 | 0 | 0 | 0 | 0 | 0 | 0 | 0 | 0 | 0 | 0 | 0 | 0 | 0 | 0 | 0 | 0 | 0 | 0 | 0 | 0 | 0 | 0 | 0 | 0 | 0 | 0 | 0 | 0 | 0 | 0 | 0 | 0 | 0 | 0 | 0 | 0 | 0 | 0 | 0 | 0
| < = 33 kV; VT | 0 | 33 | VT | 0 | 0 | 0 | 0 | 0 | 0 | 0 | 0 | 0 | 0 | 0 | 0 | 0 | 0 | 0 | 0 | 0 | 0 | 0 | 0 | 0 | 0 | 0 | 0 | 0 | 0 | 0 | 0 | 0 | 0 | 0 | 0 | 0 | 0 | 0 | 0 | 0 | 0 | 0 | 0 | 0 | 0 | 0 | 0 | 0 | 0 | 0 | 0 | 0 | 0 | 0 | 0 | 0 | 0 | 0 | 0 | 0 | 0 | 0 | 0 | 0 | 0 | 0 | 0 | 0 | 0 | 0 | 0 | 0 | 0 | 0 | 0 | 0 | 0 | 0 | 0 | 0 | 0 | 0 | 0 | 0 | 0 | 0 | 0 | 0 | 0 | 0 | 0 | 0 | 0 | 0 | 0 | 0
| > 33 kV & < = 66 kV ; VT | 34 | 66 | VT | 0 | 0 | 0 | 0 | 0 | 0 | 0 | 0 | 0 | 0 | 0 | 0 | 0 | 0 | 0 | 0 | 0 | 0 | 0 | 0 | 0 | 0 | 0 | 0 | 0 | 0 | 0 | 0 | 0 | 0 | 0 | 0 | 0 | 0 | 0 | 0 | 0 | 0 | 0 | 0 | 0 | 0 | 0 | 0 | 0 | 0 | 0 | 0 | 0 | 0 | 0 | 0 | 0 | 0 | 0 | 0 | 0 | 0 | 0 | 0 | 0 | 0 | 0 | 0 | 0 | 0 | 0 | 0 | 0 | 0 | 0 | 0 | 0 | 0 | 0 | 0 | 0 | 0 | 0 | 0 | 0 | 0 | 0 | 0 | 0 | 0 | 0 | 0 | 0 | 0 | 0 | 0 | 0
| > 66 kV & < = 132 kV ; VT | 67 | 132 | VT | -22 | 0 | 0 | 0 | 0 | 0 | 0 | 0 | 0 | 0 | 0 | 0 | 0 | 0 | 0 | 0 | 0 | 0 | -6 | 0 | 0 | 0 | 0 | 0 | 0 | 0 | 0 | 0 | 0 | 0 | 0 | 0 | 0 | 0 | -12 | 0 | 0 | 0 | -1 | 0 | 0 | 0 | 0 | 0 | 0 | 0 | 0 | 0 | 0 | -3 | 0 | 0 | 0 | 0 | 0 | 0 | 0 | 0 | 0 | 0 | 0 | 0 | 0 | 0 | 0 | 0 | 0 | 0 | 0 | 0 | 0 | 0 | 0 | 0 | 0 | 0 | 0 | 0 | 0 | 0 | 0 | 0 | 0 | 0 | 0 | 0 | 0 | 0 | 0 | 0 | 0 | 0 | 0
| > 132 kV & < = 275 kV ; VT | 133 | 275 | VT | -7 | 0 | 0 | 0 | 0 | -1 | 0 | 0 | 0 | 0 | 0 | 0 | 0 | 0 | 0 | 0 | 0 | 0 | 0 | 0 | 0 | 0 | 0 | 0 | 0 | 0 | 0 | 0 | 0 | 0 | 0 | 0 | 0 | 0 | 0 | 0 | 0 | 0 | 0 | 0 | 0 | 0 | 0 | -6 | 0 | 0 | 0 | 0 | 0 | 0 | 0 | 0 | 0 | 0 | 0 | 0 | 0 | 0 | 0 | 0 | 0 | 0 | 0 | 0 | 0 | 0 | 0 | 0 | 0 | 0 | 0 | 0 | 0 | 0 | 0 | 0 | 0 | 0 | 0 | 0 | 0 | 0 | 0 | 0 | 0 | 0 | 0 | 0 | 0 | 0 | 0 | 0 | 0
| > 275 kV & < = 330 kV ; VT | 276 | 330 | VT | 0 | 0 | 0 | 0 | 0 | 0 | 0 | 0 | 0 | 0 | 0 | 0 | 0 | 0 | 0 | 0 | 0 | 0 | 0 | 0 | 0 | 0 | 0 | 0 | 0 | 0 | 0 | 0 | 0 | 0 | 0 | 0 | 0 | 0 | 0 | 0 | 0 | 0 | 0 | 0 | 0 | 0 | 0 | 0 | 0 | 0 | 0 | 0 | 0 | 0 | 0 | 0 | 0 | 0 | 0 | 0 | 0 | 0 | 0 | 0 | 0 | 0 | 0 | 0 | 0 | 0 | 0 | 0 | 0 | 0 | 0 | 0 | 0 | 0 | 0 | 0 | 0 | 0 | 0 | 0 | 0 | 0 | 0 | 0 | 0 | 0 | 0 | 0 | 0 | 0 | 0 | 0 | 0
| > 330 kV & < = 500 kV ; VT | 331 | 500 | VT | 0 | 0 | 0 | 0 | 0 | 0 | 0 | 0 | 0 | 0 | 0 | 0 | 0 | 0 | 0 | 0 | 0 | 0 | 0 | 0 | 0 | 0 | 0 | 0 | 0 | 0 | 0 | 0 | 0 | 0 | 0 | 0 | 0 | 0 | 0 | 0 | 0 | 0 | 0 | 0 | 0 | 0 | 0 | 0 | 0 | 0 | 0 | 0 | 0 | 0 | 0 | 0 | 0 | 0 | 0 | 0 | 0 | 0 | 0 | 0 | 0 | 0 | 0 | 0 | 0 | 0 | 0 | 0 | 0 | 0 | 0 | 0 | 0 | 0 | 0 | 0 | 0 | 0 | 0 | 0 | 0 | 0 | 0 | 0 | 0 | 0 | 0 | 0 | 0 | 0 | 0 | 0 | 0
| > 500 kV ; VT | 501 | 99999 | VT | 0 | 0 | 0 | 0 | 0 | 0 | 0 | 0 | 0 | 0 | 0 | 0 | 0 | 0 | 0 | 0 | 0 | 0 | 0 | 0 | 0 | 0 | 0 | 0 | 0 | 0 | 0 | 0 | 0 | 0 | 0 | 0 | 0 | 0 | 0 | 0 | 0 | 0 | 0 | 0 | 0 | 0 | 0 | 0 | 0 | 0 | 0 | 0 | 0 | 0 | 0 | 0 | 0 | 0 | 0 | 0 | 0 | 0 | 0 | 0 | 0 | 0 | 0 | 0 | 0 | 0 | 0 | 0 | 0 | 0 | 0 | 0 | 0 | 0 | 0 | 0 | 0 | 0 | 0 | 0 | 0 | 0 | 0 | 0 | 0 | 0 | 0 | 0 | 0 | 0 | 0 | 0 | 0
| < = 33 kV; CT | 0 | 33 | CT | 0 | 0 | 0 | 0 | 0 | 0 | 0 | 0 | 0 | 0 | 0 | 0 | 0 | 0 | 0 | 0 | 0 | 0 | 0 | 0 | 0 | 0 | 0 | 0 | 0 | 0 | 0 | 0 | 0 | 0 | 0 | 0 | 0 | 0 | 0 | 0 | 0 | 0 | 0 | 0 | 0 | 0 | 0 | 0 | 0 | 0 | 0 | 0 | 0 | 0 | 0 | 0 | 0 | 0 | 0 | 0 | 0 | 0 | 0 | 0 | 0 | 0 | 0 | 0 | 0 | 0 | 0 | 0 | 0 | 0 | 0 | 0 | 0 | 0 | 0 | 0 | 0 | 0 | 0 | 0 | 0 | 0 | 0 | 0 | 0 | 0 | 0 | 0 | 0 | 0 | 0 | 0 | 0
| > 33 kV & < = 66 kV ; CT | 34 | 66 | CT | 54 | 0 | 0 | 12 | 42 | 0 | 0 | 0 | 0 | 0 | 0 | 0 | 0 | 0 | 0 | 0 | 0 | 0 | 0 | 0 | 0 | 0 | 0 | 0 | 0 | 0 | 0 | 0 | 0 | 0 | 0 | 0 | 0 | 0 | 0 | 0 | 0 | 0 | 0 | 0 | 0 | 0 | 0 | 0 | 0 | 0 | 0 | 0 | 0 | 0 | 0 | 0 | 0 | 0 | 0 | 0 | 0 | 0 | 0 | 0 | 0 | 0 | 0 | 0 | 0 | 0 | 0 | 0 | 0 | 0 | 0 | 0 | 0 | 0 | 0 | 0 | 0 | 0 | 0 | 0 | 0 | 0 | 0 | 0 | 0 | 0 | 0 | 0 | 0 | 0 | 0 | 0 | 0
| > 66 kV & < = 132 kV ; CT | 67 | 132 | CT | 546 | 48 | 228 | 168 | 54 | 0 | -1 | 0 | 0 | 0 | -1 | 0 | 0 | 0 | 0 | -1 | -4 | -2 | -4 | 0 | 0 | 0 | 0 | 0 | 0 | 0 | 0 | 0 | -7 | -1 | 0 | -1 | 38 | 0 | -2 | 0 | 6 | 36 | 0 | 0 | -1 | -4 | 0 | 0 | 0 | 0 | 0 | 0 | 0 | 0 | -3 | 0 | 0 | 0 | 0 | 0 | 0 | 0 | 0 | 0 | 0 | 0 | 0 | 0 | 0 | 0 | 0 | 0 | 0 | 0 | 0 | 0 | 0 | 0 | 0 | 0 | 0 | 0 | 0 | 0 | 0 | 0 | 0 | 0 | 0 | 0 | 0 | 0 | 0 | 0 | 0 | 0 | 0
| > 132 kV & < = 275 kV ; CT | 133 | 275 | CT | 159 | 24 | 78 | 6 | 12 | 0 | 0 | 0 | 0 | 0 | 0 | 0 | 0 | 0 | 0 | 0 | 0 | 0 | 0 | 0 | 0 | 0 | 0 | 0 | 0 | 0 | 0 | 0 | 0 | 0 | 0 | 0 | 0 | 0 | 0 | 0 | 0 | 0 | 12 | 0 | 0 | 27 | 0 | 0 | 0 | 0 | 0 | 0 | 0 | 0 | 0 | 0 | 0 | 0 | 0 | 0 | 0 | 0 | 0 | 0 | 0 | 0 | 0 | 0 | 0 | 0 | 0 | 0 | 0 | 0 | 0 | 0 | 0 | 0 | 0 | 0 | 0 | 0 | 0 | 0 | 0 | 0 | 0 | 0 | 0 | 0 | 0 | 0 | 0 | 0 | 0 | 0 | 0
| > 275 kV & < = 330 kV ; CT | 276 | 330 | CT | 0 | 0 | 0 | 0 | 0 | 0 | 0 | 0 | 0 | 0 | 0 | 0 | 0 | 0 | 0 | 0 | 0 | 0 | 0 | 0 | 0 | 0 | 0 | 0 | 0 | 0 | 0 | 0 | 0 | 0 | 0 | 0 | 0 | 0 | 0 | 0 | 0 | 0 | 0 | 0 | 0 | 0 | 0 | 0 | 0 | 0 | 0 | 0 | 0 | 0 | 0 | 0 | 0 | 0 | 0 | 0 | 0 | 0 | 0 | 0 | 0 | 0 | 0 | 0 | 0 | 0 | 0 | 0 | 0 | 0 | 0 | 0 | 0 | 0 | 0 | 0 | 0 | 0 | 0 | 0 | 0 | 0 | 0 | 0 | 0 | 0 | 0 | 0 | 0 | 0 | 0 | 0 | 0
| > 330 kV & < = 500 kV ; CT | 331 | 500 | CT | 0 | 0 | 0 | 0 | 0 | 0 | 0 | 0 | 0 | 0 | 0 | 0 | 0 | 0 | 0 | 0 | 0 | 0 | 0 | 0 | 0 | 0 | 0 | 0 | 0 | 0 | 0 | 0 | 0 | 0 | 0 | 0 | 0 | 0 | 0 | 0 | 0 | 0 | 0 | 0 | 0 | 0 | 0 | 0 | 0 | 0 | 0 | 0 | 0 | 0 | 0 | 0 | 0 | 0 | 0 | 0 | 0 | 0 | 0 | 0 | 0 | 0 | 0 | 0 | 0 | 0 | 0 | 0 | 0 | 0 | 0 | 0 | 0 | 0 | 0 | 0 | 0 | 0 | 0 | 0 | 0 | 0 | 0 | 0 | 0 | 0 | 0 | 0 | 0 | 0 | 0 | 0 | 0
| > 500 kV ; CT | 501 | 99999 | CT | 0 | 0 | 0 | 0 | 0 | 0 | 0 | 0 | 0 | 0 | 0 | 0 | 0 | 0 | 0 | 0 | 0 | 0 | 0 | 0 | 0 | 0 | 0 | 0 | 0 | 0 | 0 | 0 | 0 | 0 | 0 | 0 | 0 | 0 | 0 | 0 | 0 | 0 | 0 | 0 | 0 | 0 | 0 | 0 | 0 | 0 | 0 | 0 | 0 | 0 | 0 | 0 | 0 | 0 | 0 | 0 | 0 | 0 | 0 | 0 | 0 | 0 | 0 | 0 | 0 | 0 | 0 | 0 | 0 | 0 | 0 | 0 | 0 | 0 | 0 | 0 | 0 | 0 | 0 | 0 | 0 | 0 | 0 | 0 | 0 | 0 | 0 | 0 | 0 | 0 | 0 | 0 | 0
[5 empty] | 643 | 72 | 306 | 186 | 108 | -1 | -1 | 0 | 0 | 0 | -1 | 0 | 0 | 0 | 0 | -1 | -15 | -2 | -10 | 0 | 0 | -2 | 0 | 0 | 0 | 0 | 0 | 0 | -7 | -1 | -1 | -8 | 19 | 0 | -16 | -1 | 6 | 36 | 7 | 0 | -2 | 5 | -7 | -6 | 0 | 0 | 0 | 0 | 0 | -3 | -3 | -3 | -9 | -2 | 0 | 0 | 0 | 0 | 0 | 0 | 0 | 0 | 0 | 0 | 0 | 0 | 0 | 0 | 0 | 0 | 0 | 0 | 0 | 0 | 0 | 0 | 0 | 0 | 0 | 0 | 0 | 0 | 0 | 0 | 0 | 0 | 0 | 0 | 0 | 0 | 0 | 0 | 0
Adjusted Age Profile (2015)
[6 empty] | 2015 | 2014 | 2013 | 2012 | 2011 | 2010 | 2009 | 2008 | 2007 | 2006 | 2005 | 2004 | 2003 | 2002 | 2001 | 2000 | 1999 | 1998 | 1997 | 1996 | 1995 | 1994 | 1993 | 1992 | 1991 | 1990 | 1989 | 1988 | 1987 | 1986 | 1985 | 1984 | 1983 | 1982 | 1981 | 1980 | 1979 | 1978 | 1977 | 1976 | 1975 | 1974 | 1973 | 1972 | 1971 | 1970 | 1969 | 1968 | 1967 | 1966 | 1965 | 1964 | 1963 | 1962 | 1961 | 1960 | 1959 | 1958 | 1957 | 1956 | 1955 | 1954 | 1953 | 1952 | 1951 | 1950 | 1949 | 1948 | 1947 | 1946 | 1945 | 1944 | 1943 | 1942 | 1941 | 1940 | 1939 | 1938 | 1937 | 1936 | 1935 | 1934 | 1933 | 1932 | 1931 | 1930 | 1929 | 1928 | 1927 | 1926 | 1925 | 1924
| Description | MinV | MaxV | Type
| < = 33 kV; Air Insulated circuit Breaker | 0 | 33 | CB | 4 | 0 | 0 | 0 | 0 | 0 | 0 | 0 | 0 | 0 | 0 | 0 | 0 | 0 | 0 | 0 | 0 | 0 | 0 | 0 | 0 | 0 | 0 | 0 | 1 | 0 | 0 | 1 | 0 | 0 | 0 | 0 | 2 | 0 | 0 | 0 | 0 | 0 | 0 | 0 | 0 | 0 | 0 | 0 | 0 | 0 | 0 | 0 | 0 | 0 | 0 | 0 | 0 | 0 | 0 | 0 | 0 | 0 | 0 | 0 | 0 | 0 | 0 | 0 | 0 | 0 | 0 | 0 | 0 | 0 | 0 | 0 | 0 | 0 | 0 | 0 | 0 | 0 | 0 | 0 | 0 | 0 | 0 | 0 | 0 | 0 | 0 | 0 | 0 | 0 | 0 | 0 | 0
| > 33 kV & < = 66 kV ; Air Insulated circuit Breaker | 34 | 66 | CB | 13 | 0 | 0 | 2 | 7 | 0 | 0 | 0 | 0 | 0 | 0 | 0 | 0 | 0 | 0 | 0 | 0 | 2 | 2 | 0 | 0 | 0 | 0 | 0 | 0 | 0 | 0 | 0 | 0 | 0 | 0 | 0 | 0 | 0 | 0 | 0 | 0 | 0 | 0 | 0 | 0 | 0 | 0 | 0 | 0 | 0 | 0 | 0 | 0 | 0 | 0 | 0 | 0 | 0 | 0 | 0 | 0 | 0 | 0 | 0 | 0 | 0 | 0 | 0 | 0 | 0 | 0 | 0 | 0 | 0 | 0 | 0 | 0 | 0 | 0 | 0 | 0 | 0 | 0 | 0 | 0 | 0 | 0 | 0 | 0 | 0 | 0 | 0 | 0 | 0 | 0 | 0 | 0
| > 66 kV & < = 132 kV ; Air Insulated circuit Breaker | 67 | 132 | CB | 515 | 8 | 40 | 32 | 29 | 27 | 48 | 58 | 26 | 22 | 17 | 15 | 2 | 4 | 4 | 7 | 3 | 8 | 13 | 4 | 1 | 7 | 3 | 1 | 3 | 2 | 2 | 6 | 16 | 20 | 13 | 10 | 7 | 8 | 5 | 5 | 2 | 7 | 4 | 2 | 2 | 4 | 2 | 0 | 0 | 0 | 3 | 0 | 3 | 0 | 0 | 0 | 0 | 10 | 0 | 0 | 0 | 0 | 0 | 0 | 0 | 0 | 0 | 0 | 0 | 0 | 0 | 0 | 0 | 0 | 0 | 0 | 0 | 0 | 0 | 0 | 0 | 0 | 0 | 0 | 0 | 0 | 0 | 0 | 0 | 0 | 0 | 0 | 0 | 0 | 0 | 0 | 0
| > 132 kV & < = 275 kV ; Air Insulated circuit Breaker | 133 | 275 | CB | 409 | 16 | 21 | 31 | 30 | 6 | 15 | 33 | 42 | 31 | 27 | 15 | 5 | 10 | 12 | 3 | 7 | 10 | 13 | 0 | 5 | 4 | 8 | 12 | 2 | 0 | 0 | 18 | 1 | 1 | 1 | 12 | 1 | 0 | 0 | 3 | 0 | 1 | 4 | 0 | 0 | 9 | 0 | 0 | 0 | 0 | 0 | 0 | 0 | 0 | 0 | 0 | 0 | 0 | 0 | 0 | 0 | 0 | 0 | 0 | 0 | 0 | 0 | 0 | 0 | 0 | 0 | 0 | 0 | 0 | 0 | 0 | 0 | 0 | 0 | 0 | 0 | 0 | 0 | 0 | 0 | 0 | 0 | 0 | 0 | 0 | 0 | 0 | 0 | 0 | 0 | 0 | 0
| > 275 kV & < = 330 kV ; Air Insulated circuit Breaker | 276 | 330 | CB | 8 | 0 | 0 | 0 | 3 | 0 | 0 | 0 | 1 | 0 | 0 | 4 | 0 | 0 | 0 | 0 | 0 | 0 | 0 | 0 | 0 | 0 | 0 | 0 | 0 | 0 | 0 | 0 | 0 | 0 | 0 | 0 | 0 | 0 | 0 | 0 | 0 | 0 | 0 | 0 | 0 | 0 | 0 | 0 | 0 | 0 | 0 | 0 | 0 | 0 | 0 | 0 | 0 | 0 | 0 | 0 | 0 | 0 | 0 | 0 | 0 | 0 | 0 | 0 | 0 | 0 | 0 | 0 | 0 | 0 | 0 | 0 | 0 | 0 | 0 | 0 | 0 | 0 | 0 | 0 | 0 | 0 | 0 | 0 | 0 | 0 | 0 | 0 | 0 | 0 | 0 | 0 | 0
| > 330 kV & < = 500 kV ; Air Insulated circuit Breaker | 331 | 500 | CB | 0 | 0 | 0 | 0 | 0 | 0 | 0 | 0 | 0 | 0 | 0 | 0 | 0 | 0 | 0 | 0 | 0 | 0 | 0 | 0 | 0 | 0 | 0 | 0 | 0 | 0 | 0 | 0 | 0 | 0 | 0 | 0 | 0 | 0 | 0 | 0 | 0 | 0 | 0 | 0 | 0 | 0 | 0 | 0 | 0 | 0 | 0 | 0 | 0 | 0 | 0 | 0 | 0 | 0 | 0 | 0 | 0 | 0 | 0 | 0 | 0 | 0 | 0 | 0 | 0 | 0 | 0 | 0 | 0 | 0 | 0 | 0 | 0 | 0 | 0 | 0 | 0 | 0 | 0 | 0 | 0 | 0 | 0 | 0 | 0 | 0 | 0 | 0 | 0 | 0 | 0 | 0 | 0
| > 500 kV ; Air Insulated circuit Breaker | 501 | 99999 | CB | 0 | 0 | 0 | 0 | 0 | 0 | 0 | 0 | 0 | 0 | 0 | 0 | 0 | 0 | 0 | 0 | 0 | 0 | 0 | 0 | 0 | 0 | 0 | 0 | 0 | 0 | 0 | 0 | 0 | 0 | 0 | 0 | 0 | 0 | 0 | 0 | 0 | 0 | 0 | 0 | 0 | 0 | 0 | 0 | 0 | 0 | 0 | 0 | 0 | 0 | 0 | 0 | 0 | 0 | 0 | 0 | 0 | 0 | 0 | 0 | 0 | 0 | 0 | 0 | 0 | 0 | 0 | 0 | 0 | 0 | 0 | 0 | 0 | 0 | 0 | 0 | 0 | 0 | 0 | 0 | 0 | 0 | 0 | 0 | 0 | 0 | 0 | 0 | 0 | 0 | 0 | 0 | 0
| < = 33 kV; Air Insulated Isolators / Earth Switch | 0 | 33 | IS/ES | 28 | 0 | 1 | 0 | 2 | 0 | 0 | 0 | 0 | 2 | 0 | 0 | 0 | 0 | 2 | 0 | 1 | 1 | 1 | 0 | 0 | 5 | 0 | 0 | 0 | 0 | 1 | 2 | 0 | 0 | 0 | 0 | 1 | 0 | 2 | 0 | 0 | 1 | 0 | 0 | 0 | 2 | 0 | 0 | 2 | 0 | 0 | 0 | 0 | 0 | 0 | 0 | 0 | 1 | 1 | 0 | 0 | 0 | 0 | 0 | 0 | 0 | 0 | 0 | 0 | 0 | 0 | 0 | 0 | 0 | 0 | 0 | 0 | 0 | 0 | 0 | 0 | 0 | 0 | 0 | 0 | 0 | 0 | 0 | 0 | 0 | 0 | 0 | 0 | 0 | 0 | 0 | 0
| > 33 kV & < = 66 kV ; Air Insulated Isolators / Earth Switch | 34 | 66 | IS/ES | 54 | 0 | 0 | 14 | 17 | 0 | 0 | 6 | 2 | 0 | 2 | 0 | 0 | 0 | 0 | 0 | 1 | 1 | 3 | 0 | 0 | 0 | 0 | 0 | 0 | 0 | 0 | 0 | 0 | 0 | 0 | 0 | 0 | 0 | 2 | 0 | 2 | 2 | 2 | 0 | 0 | 0 | 0 | 0 | 0 | 0 | 0 | 0 | 0 | 0 | 0 | 0 | 0 | 0 | 0 | 0 | 0 | 0 | 0 | 0 | 0 | 0 | 0 | 0 | 0 | 0 | 0 | 0 | 0 | 0 | 0 | 0 | 0 | 0 | 0 | 0 | 0 | 0 | 0 | 0 | 0 | 0 | 0 | 0 | 0 | 0 | 0 | 0 | 0 | 0 | 0 | 0 | 0
| > 66 kV & < = 132 kV ; Air Insulated Isolators / Earth Switch | 67 | 132 | IS/ES | 1807 | 23 | 113 | 90 | 126 | 76 | 158 | 192 | 80 | 68 | 41 | 63 | 25 | 13 | 14 | 33 | 25 | 15 | 36 | 17 | 8 | 30 | 4 | 9 | 10 | 6 | 5 | 14 | 16 | 49 | 42 | 42 | 23 | 38 | 26 | 15 | 14 | 43 | 55 | 8 | 3 | 11 | 4 | 11 | 21 | 1 | 12 | 2 | 11 | 0 | 5 | 16 | 43 | 2 | 0 | 0 | 0 | 0 | 0 | 0 | 0 | 0 | 0 | 0 | 0 | 0 | 0 | 0 | 0 | 0 | 0 | 0 | 0 | 0 | 0 | 0 | 0 | 0 | 0 | 0 | 0 | 0 | 0 | 0 | 0 | 0 | 0 | 0 | 0 | 0 | 0 | 0 | 0
| > 132 kV & < = 275 kV ; Air Insulated Isolators / Earth Switch | 133 | 275 | IS/ES | 2394 | 96 | 119 | 180 | 158 | 44 | 72 | 141 | 238 | 113 | 116 | 92 | 43 | 29 | 42 | 21 | 89 | 37 | 61 | 1 | 19 | 25 | 53 | 66 | 33 | 24 | 1 | 37 | 0 | 15 | 14 | 35 | 94 | 3 | 18 | 8 | 0 | 19 | 106 | 8 | 29 | 16 | 19 | 5 | 10 | 26 | 16 | 3 | 0 | 0 | 0 | 0 | 0 | 0 | 0 | 0 | 0 | 0 | 0 | 0 | 0 | 0 | 0 | 0 | 0 | 0 | 0 | 0 | 0 | 0 | 0 | 0 | 0 | 0 | 0 | 0 | 0 | 0 | 0 | 0 | 0 | 0 | 0 | 0 | 0 | 0 | 0 | 0 | 0 | 0 | 0 | 0 | 0
| > 275 kV & < = 330 kV ; Air Insulated Isolators / Earth Switch | 276 | 330 | IS/ES | 45 | 0 | 0 | 0 | 9 | 0 | 0 | 2 | 5 | 1 | 0 | 28 | 0 | 0 | 0 | 0 | 0 | 0 | 0 | 0 | 0 | 0 | 0 | 0 | 0 | 0 | 0 | 0 | 0 | 0 | 0 | 0 | 0 | 0 | 0 | 0 | 0 | 0 | 0 | 0 | 0 | 0 | 0 | 0 | 0 | 0 | 0 | 0 | 0 | 0 | 0 | 0 | 0 | 0 | 0 | 0 | 0 | 0 | 0 | 0 | 0 | 0 | 0 | 0 | 0 | 0 | 0 | 0 | 0 | 0 | 0 | 0 | 0 | 0 | 0 | 0 | 0 | 0 | 0 | 0 | 0 | 0 | 0 | 0 | 0 | 0 | 0 | 0 | 0 | 0 | 0 | 0 | 0
| > 330 kV & < = 500 kV ; Air Insulated Isolators / Earth Switch | 331 | 500 | IS/ES | 0 | 0 | 0 | 0 | 0 | 0 | 0 | 0 | 0 | 0 | 0 | 0 | 0 | 0 | 0 | 0 | 0 | 0 | 0 | 0 | 0 | 0 | 0 | 0 | 0 | 0 | 0 | 0 | 0 | 0 | 0 | 0 | 0 | 0 | 0 | 0 | 0 | 0 | 0 | 0 | 0 | 0 | 0 | 0 | 0 | 0 | 0 | 0 | 0 | 0 | 0 | 0 | 0 | 0 | 0 | 0 | 0 | 0 | 0 | 0 | 0 | 0 | 0 | 0 | 0 | 0 | 0 | 0 | 0 | 0 | 0 | 0 | 0 | 0 | 0 | 0 | 0 | 0 | 0 | 0 | 0 | 0 | 0 | 0 | 0 | 0 | 0 | 0 | 0 | 0 | 0 | 0 | 0
| > 500 kV ; Air Insulated Isolators / Earth Switch | 501 | 99999 | IS/ES | 0 | 0 | 0 | 0 | 0 | 0 | 0 | 0 | 0 | 0 | 0 | 0 | 0 | 0 | 0 | 0 | 0 | 0 | 0 | 0 | 0 | 0 | 0 | 0 | 0 | 0 | 0 | 0 | 0 | 0 | 0 | 0 | 0 | 0 | 0 | 0 | 0 | 0 | 0 | 0 | 0 | 0 | 0 | 0 | 0 | 0 | 0 | 0 | 0 | 0 | 0 | 0 | 0 | 0 | 0 | 0 | 0 | 0 | 0 | 0 | 0 | 0 | 0 | 0 | 0 | 0 | 0 | 0 | 0 | 0 | 0 | 0 | 0 | 0 | 0 | 0 | 0 | 0 | 0 | 0 | 0 | 0 | 0 | 0 | 0 | 0 | 0 | 0 | 0 | 0 | 0 | 0 | 0
| < = 33 kV; VT | 0 | 33 | VT | 19 | 0 | 6 | 0 | 0 | 0 | 0 | 0 | 1 | 3 | 0 | 0 | 0 | 0 | 1 | 0 | 2 | 0 | 0 | 0 | 0 | 0 | 0 | 1 | 0 | 0 | 0 | 0 | 0 | 0 | 0 | 0 | 0 | 0 | 0 | 1 | 0 | 0 | 0 | 0 | 2 | 0 | 0 | 0 | 1 | 1 | 0 | 0 | 0 | 0 | 0 | 0 | 0 | 0 | 0 | 0 | 0 | 0 | 0 | 0 | 0 | 0 | 0 | 0 | 0 | 0 | 0 | 0 | 0 | 0 | 0 | 0 | 0 | 0 | 0 | 0 | 0 | 0 | 0 | 0 | 0 | 0 | 0 | 0 | 0 | 0 | 0 | 0 | 0 | 0 | 0 | 0 | 0
| > 33 kV & < = 66 kV ; VT | 34 | 66 | VT | 55 | 0 | 0 | 3 | 0 | 0 | 0 | 0 | 0 | 3 | 0 | 3 | 3 | 0 | 3 | 0 | 11 | 0 | 4 | 0 | 0 | 0 | 0 | 0 | 0 | 0 | 0 | 0 | 0 | 0 | 6 | 3 | 0 | 0 | 6 | 0 | 0 | 0 | 6 | 0 | 0 | 4 | 0 | 0 | 0 | 0 | 0 | 0 | 0 | 0 | 0 | 0 | 0 | 0 | 0 | 0 | 0 | 0 | 0 | 0 | 0 | 0 | 0 | 0 | 0 | 0 | 0 | 0 | 0 | 0 | 0 | 0 | 0 | 0 | 0 | 0 | 0 | 0 | 0 | 0 | 0 | 0 | 0 | 0 | 0 | 0 | 0 | 0 | 0 | 0 | 0 | 0 | 0
| > 66 kV & < = 132 kV ; VT | 67 | 132 | VT | 1330 | 31 | 94 | 73 | 62 | 64 | 132 | 116 | 58 | 103 | 39 | 49 | 17 | 83 | 50 | 32 | 32 | 7 | 33 | 20 | 5 | 7 | 7 | 6 | 5 | 2 | 0 | 5 | 16 | 26 | 26 | 39 | 4 | 22 | 8 | 0 | 0 | 4 | 17 | 0 | 9 | 3 | 10 | 0 | 1 | 0 | 0 | 0 | 3 | 7 | 1 | 0 | 0 | 2 | 0 | 0 | 0 | 0 | 0 | 0 | 0 | 0 | 0 | 0 | 0 | 0 | 0 | 0 | 0 | 0 | 0 | 0 | 0 | 0 | 0 | 0 | 0 | 0 | 0 | 0 | 0 | 0 | 0 | 0 | 0 | 0 | 0 | 0 | 0 | 0 | 0 | 0 | 0
| > 132 kV & < = 275 kV ; VT | 133 | 275 | VT | 741 | 45 | 58 | 81 | 60 | 29 | 22 | 39 | 60 | 42 | 34 | 24 | 6 | 10 | 21 | 0 | 37 | 15 | 15 | 15 | 0 | 6 | 4 | 1 | 0 | 1 | 0 | 3 | 5 | 1 | 0 | 22 | 50 | 4 | 0 | 0 | 0 | 0 | 15 | 0 | 0 | 6 | 1 | 6 | 0 | 0 | 3 | 0 | 0 | 0 | 0 | 0 | 0 | 0 | 0 | 0 | 0 | 0 | 0 | 0 | 0 | 0 | 0 | 0 | 0 | 0 | 0 | 0 | 0 | 0 | 0 | 0 | 0 | 0 | 0 | 0 | 0 | 0 | 0 | 0 | 0 | 0 | 0 | 0 | 0 | 0 | 0 | 0 | 0 | 0 | 0 | 0 | 0
| > 275 kV & < = 330 kV ; VT | 276 | 330 | VT | 16 | 0 | 0 | 0 | 0 | 0 | 3 | 0 | 3 | 0 | 0 | 10 | 0 | 0 | 0 | 0 | 0 | 0 | 0 | 0 | 0 | 0 | 0 | 0 | 0 | 0 | 0 | 0 | 0 | 0 | 0 | 0 | 0 | 0 | 0 | 0 | 0 | 0 | 0 | 0 | 0 | 0 | 0 | 0 | 0 | 0 | 0 | 0 | 0 | 0 | 0 | 0 | 0 | 0 | 0 | 0 | 0 | 0 | 0 | 0 | 0 | 0 | 0 | 0 | 0 | 0 | 0 | 0 | 0 | 0 | 0 | 0 | 0 | 0 | 0 | 0 | 0 | 0 | 0 | 0 | 0 | 0 | 0 | 0 | 0 | 0 | 0 | 0 | 0 | 0 | 0 | 0 | 0
| > 330 kV & < = 500 kV ; VT | 331 | 500 | VT | 0 | 0 | 0 | 0 | 0 | 0 | 0 | 0 | 0 | 0 | 0 | 0 | 0 | 0 | 0 | 0 | 0 | 0 | 0 | 0 | 0 | 0 | 0 | 0 | 0 | 0 | 0 | 0 | 0 | 0 | 0 | 0 | 0 | 0 | 0 | 0 | 0 | 0 | 0 | 0 | 0 | 0 | 0 | 0 | 0 | 0 | 0 | 0 | 0 | 0 | 0 | 0 | 0 | 0 | 0 | 0 | 0 | 0 | 0 | 0 | 0 | 0 | 0 | 0 | 0 | 0 | 0 | 0 | 0 | 0 | 0 | 0 | 0 | 0 | 0 | 0 | 0 | 0 | 0 | 0 | 0 | 0 | 0 | 0 | 0 | 0 | 0 | 0 | 0 | 0 | 0 | 0 | 0
| > 500 kV ; VT | 501 | 99999 | VT | 0 | 0 | 0 | 0 | 0 | 0 | 0 | 0 | 0 | 0 | 0 | 0 | 0 | 0 | 0 | 0 | 0 | 0 | 0 | 0 | 0 | 0 | 0 | 0 | 0 | 0 | 0 | 0 | 0 | 0 | 0 | 0 | 0 | 0 | 0 | 0 | 0 | 0 | 0 | 0 | 0 | 0 | 0 | 0 | 0 | 0 | 0 | 0 | 0 | 0 | 0 | 0 | 0 | 0 | 0 | 0 | 0 | 0 | 0 | 0 | 0 | 0 | 0 | 0 | 0 | 0 | 0 | 0 | 0 | 0 | 0 | 0 | 0 | 0 | 0 | 0 | 0 | 0 | 0 | 0 | 0 | 0 | 0 | 0 | 0 | 0 | 0 | 0 | 0 | 0 | 0 | 0 | 0
| < = 33 kV; CT | 0 | 33 | CT | 86 | 0 | 0 | 12 | 0 | 0 | 0 | 0 | 3 | 18 | 0 | 0 | 1 | 42 | 0 | 0 | 0 | 0 | 0 | 0 | 0 | 3 | 0 | 0 | 3 | 0 | 0 | 0 | 0 | 0 | 0 | 0 | 0 | 0 | 0 | 0 | 0 | 0 | 2 | 0 | 0 | 0 | 0 | 2 | 0 | 0 | 0 | 0 | 0 | 0 | 0 | 0 | 0 | 0 | 0 | 0 | 0 | 0 | 0 | 0 | 0 | 0 | 0 | 0 | 0 | 0 | 0 | 0 | 0 | 0 | 0 | 0 | 0 | 0 | 0 | 0 | 0 | 0 | 0 | 0 | 0 | 0 | 0 | 0 | 0 | 0 | 0 | 0 | 0 | 0 | 0 | 0 | 0
| > 33 kV & < = 66 kV ; CT | 34 | 66 | CT | 126 | 3 | 0 | 15 | 42 | 0 | 0 | 12 | 0 | 3 | 0 | 5 | 1 | 0 | 3 | 2 | 4 | 3 | 9 | 1 | 0 | 0 | 0 | 0 | 0 | 0 | 0 | 3 | 0 | 0 | 6 | 0 | 0 | 0 | 6 | 2 | 0 | 0 | 0 | 0 | 0 | 3 | 3 | 0 | 0 | 0 | 0 | 0 | 0 | 0 | 0 | 0 | 0 | 0 | 0 | 0 | 0 | 0 | 0 | 0 | 0 | 0 | 0 | 0 | 0 | 0 | 0 | 0 | 0 | 0 | 0 | 0 | 0 | 0 | 0 | 0 | 0 | 0 | 0 | 0 | 0 | 0 | 0 | 0 | 0 | 0 | 0 | 0 | 0 | 0 | 0 | 0 | 0
| > 66 kV & < = 132 kV ; CT | 67 | 132 | CT | 1720 | 48 | 244 | 178 | 111 | 42 | 109 | 118 | 42 | 32 | 69 | 63 | 12 | 15 | 9 | 70 | 52 | 32 | 49 | 19 | 0 | 25 | 1 | 5 | 12 | 15 | 0 | 18 | 8 | 33 | 26 | 57 | 45 | 31 | 11 | 15 | 6 | 36 | 12 | 0 | 14 | 8 | 0 | 0 | 0 | 3 | 1 | 6 | 8 | 3 | 5 | 0 | 0 | 2 | 0 | 0 | 0 | 0 | 0 | 0 | 0 | 0 | 0 | 0 | 0 | 0 | 0 | 0 | 0 | 0 | 0 | 0 | 0 | 0 | 0 | 0 | 0 | 0 | 0 | 0 | 0 | 0 | 0 | 0 | 0 | 0 | 0 | 0 | 0 | 0 | 0 | 0 | 0
| > 132 kV & < = 275 kV ; CT | 133 | 275 | CT | 1303 | 130 | 112 | 96 | 100 | 21 | 64 | 89 | 126 | 75 | 80 | 46 | 11 | 23 | 40 | 0 | 16 | 9 | 39 | 0 | 8 | 0 | 1 | 36 | 15 | 0 | 0 | 14 | 10 | 10 | 16 | 18 | 8 | 18 | 0 | 0 | 0 | 0 | 24 | 0 | 0 | 48 | 0 | 0 | 0 | 0 | 0 | 0 | 0 | 0 | 0 | 0 | 0 | 0 | 0 | 0 | 0 | 0 | 0 | 0 | 0 | 0 | 0 | 0 | 0 | 0 | 0 | 0 | 0 | 0 | 0 | 0 | 0 | 0 | 0 | 0 | 0 | 0 | 0 | 0 | 0 | 0 | 0 | 0 | 0 | 0 | 0 | 0 | 0 | 0 | 0 | 0 | 0
| > 275 kV & < = 330 kV ; CT | 276 | 330 | CT | 24 | 0 | 0 | 0 | 9 | 0 | 0 | 0 | 3 | 0 | 0 | 12 | 0 | 0 | 0 | 0 | 0 | 0 | 0 | 0 | 0 | 0 | 0 | 0 | 0 | 0 | 0 | 0 | 0 | 0 | 0 | 0 | 0 | 0 | 0 | 0 | 0 | 0 | 0 | 0 | 0 | 0 | 0 | 0 | 0 | 0 | 0 | 0 | 0 | 0 | 0 | 0 | 0 | 0 | 0 | 0 | 0 | 0 | 0 | 0 | 0 | 0 | 0 | 0 | 0 | 0 | 0 | 0 | 0 | 0 | 0 | 0 | 0 | 0 | 0 | 0 | 0 | 0 | 0 | 0 | 0 | 0 | 0 | 0 | 0 | 0 | 0 | 0 | 0 | 0 | 0 | 0 | 0
| > 330 kV & < = 500 kV ; CT | 331 | 500 | CT | 0 | 0 | 0 | 0 | 0 | 0 | 0 | 0 | 0 | 0 | 0 | 0 | 0 | 0 | 0 | 0 | 0 | 0 | 0 | 0 | 0 | 0 | 0 | 0 | 0 | 0 | 0 | 0 | 0 | 0 | 0 | 0 | 0 | 0 | 0 | 0 | 0 | 0 | 0 | 0 | 0 | 0 | 0 | 0 | 0 | 0 | 0 | 0 | 0 | 0 | 0 | 0 | 0 | 0 | 0 | 0 | 0 | 0 | 0 | 0 | 0 | 0 | 0 | 0 | 0 | 0 | 0 | 0 | 0 | 0 | 0 | 0 | 0 | 0 | 0 | 0 | 0 | 0 | 0 | 0 | 0 | 0 | 0 | 0 | 0 | 0 | 0 | 0 | 0 | 0 | 0 | 0 | 0
| > 500 kV ; CT | 501 | 99999 | CT | 0 | 0 | 0 | 0 | 0 | 0 | 0 | 0 | 0 | 0 | 0 | 0 | 0 | 0 | 0 | 0 | 0 | 0 | 0 | 0 | 0 | 0 | 0 | 0 | 0 | 0 | 0 | 0 | 0 | 0 | 0 | 0 | 0 | 0 | 0 | 0 | 0 | 0 | 0 | 0 | 0 | 0 | 0 | 0 | 0 | 0 | 0 | 0 | 0 | 0 | 0 | 0 | 0 | 0 | 0 | 0 | 0 | 0 | 0 | 0 | 0 | 0 | 0 | 0 | 0 | 0 | 0 | 0 | 0 | 0 | 0 | 0 | 0 | 0 | 0 | 0 | 0 | 0 | 0 | 0 | 0 | 0 | 0 | 0 | 0 | 0 | 0 | 0 | 0 | 0 | 0 | 0 | 0
[5 empty] | 10697 | 400 | 808 | 807 | 765 | 309 | 623 | 806 | 690 | 516 | 425 | 429 | 126 | 229 | 201 | 168 | 280 | 140 | 278 | 77 | 46 | 112 | 81 | 137 | 84 | 50 | 9 | 121 | 72 | 155 | 150 | 238 | 235 | 124 | 84 | 49 | 24 | 113 | 247 | 18 | 59 | 114 | 39 | 24 | 35 | 31 | 35 | 11 | 25 | 10 | 11 | 16 | 43 | 17 | 1 | 0 | 0 | 0 | 0 | 0 | 0 | 0 | 0 | 0 | 0 | 0 | 0 | 0 | 0 | 0 | 0 | 0 | 0 | 0 | 0 | 0 | 0 | 0 | 0 | 0 | 0 | 0 | 0 | 0 | 0 | 0 | 0 | 0 | 0 | 0 | 0 | 0 | 0
Adjusted Age Profile (2015) [With Unused Types Excluded]
[6 empty] | 2015 | 2014 | 2013 | 2012 | 2011 | 2010 | 2009 | 2008 | 2007 | 2006 | 2005 | 2004 | 2003 | 2002 | 2001 | 2000 | 1999 | 1998 | 1997 | 1996 | 1995 | 1994 | 1993 | 1992 | 1991 | 1990 | 1989 | 1988 | 1987 | 1986 | 1985 | 1984 | 1983 | 1982 | 1981 | 1980 | 1979 | 1978 | 1977 | 1976 | 1975 | 1974 | 1973 | 1972 | 1971 | 1970 | 1969 | 1968 | 1967 | 1966 | 1965 | 1964 | 1963 | 1962 | 1961 | 1960 | 1959 | 1958 | 1957 | 1956 | 1955 | 1954 | 1953 | 1952 | 1951 | 1950 | 1949 | 1948 | 1947 | 1946 | 1945 | 1944 | 1943 | 1942 | 1941 | 1940 | 1939 | 1938 | 1937 | 1936 | 1935 | 1934 | 1933 | 1932 | 1931 | 1930 | 1929 | 1928 | 1927 | 1926 | 1925 | 1924
| Description | MinV | MaxV | Type
| < = 33 kV; Air Insulated circuit Breaker | 0 | 33 | CB | 4 | 0 | 0 | 0 | 0 | 0 | 0 | 0 | 0 | 0 | 0 | 0 | 0 | 0 | 0 | 0 | 0 | 0 | 0 | 0 | 0 | 0 | 0 | 0 | 1 | 0 | 0 | 1 | 0 | 0 | 0 | 0 | 2 | 0 | 0 | 0 | 0 | 0 | 0 | 0 | 0 | 0 | 0 | 0 | 0 | 0 | 0 | 0 | 0 | 0 | 0 | 0 | 0 | 0 | 0 | 0 | 0 | 0 | 0 | 0 | 0 | 0 | 0 | 0 | 0 | 0 | 0 | 0 | 0 | 0 | 0 | 0 | 0 | 0 | 0 | 0 | 0 | 0 | 0 | 0 | 0 | 0 | 0 | 0 | 0 | 0 | 0 | 0 | 0 | 0 | 0 | 0 | 0
| > 33 kV & < = 66 kV ; Air Insulated circuit Breaker | 34 | 66 | CB | 13 | 0 | 0 | 2 | 7 | 0 | 0 | 0 | 0 | 0 | 0 | 0 | 0 | 0 | 0 | 0 | 0 | 2 | 2 | 0 | 0 | 0 | 0 | 0 | 0 | 0 | 0 | 0 | 0 | 0 | 0 | 0 | 0 | 0 | 0 | 0 | 0 | 0 | 0 | 0 | 0 | 0 | 0 | 0 | 0 | 0 | 0 | 0 | 0 | 0 | 0 | 0 | 0 | 0 | 0 | 0 | 0 | 0 | 0 | 0 | 0 | 0 | 0 | 0 | 0 | 0 | 0 | 0 | 0 | 0 | 0 | 0 | 0 | 0 | 0 | 0 | 0 | 0 | 0 | 0 | 0 | 0 | 0 | 0 | 0 | 0 | 0 | 0 | 0 | 0 | 0 | 0 | 0
| > 66 kV & < = 132 kV ; Air Insulated circuit Breaker | 67 | 132 | CB | 515 | 8 | 40 | 32 | 29 | 27 | 48 | 58 | 26 | 22 | 17 | 15 | 2 | 4 | 4 | 7 | 3 | 8 | 13 | 4 | 1 | 7 | 3 | 1 | 3 | 2 | 2 | 6 | 16 | 20 | 13 | 10 | 7 | 8 | 5 | 5 | 2 | 7 | 4 | 2 | 2 | 4 | 2 | 0 | 0 | 0 | 3 | 0 | 3 | 0 | 0 | 0 | 0 | 10 | 0 | 0 | 0 | 0 | 0 | 0 | 0 | 0 | 0 | 0 | 0 | 0 | 0 | 0 | 0 | 0 | 0 | 0 | 0 | 0 | 0 | 0 | 0 | 0 | 0 | 0 | 0 | 0 | 0 | 0 | 0 | 0 | 0 | 0 | 0 | 0 | 0 | 0 | 0
| > 132 kV & < = 275 kV ; Air Insulated circuit Breaker | 133 | 275 | CB | 409 | 16 | 21 | 31 | 30 | 6 | 15 | 33 | 42 | 31 | 27 | 15 | 5 | 10 | 12 | 3 | 7 | 10 | 13 | 0 | 5 | 4 | 8 | 12 | 2 | 0 | 0 | 18 | 1 | 1 | 1 | 12 | 1 | 0 | 0 | 3 | 0 | 1 | 4 | 0 | 0 | 9 | 0 | 0 | 0 | 0 | 0 | 0 | 0 | 0 | 0 | 0 | 0 | 0 | 0 | 0 | 0 | 0 | 0 | 0 | 0 | 0 | 0 | 0 | 0 | 0 | 0 | 0 | 0 | 0 | 0 | 0 | 0 | 0 | 0 | 0 | 0 | 0 | 0 | 0 | 0 | 0 | 0 | 0 | 0 | 0 | 0 | 0 | 0 | 0 | 0 | 0 | 0
| > 275 kV & < = 330 kV ; Air Insulated circuit Breaker | 276 | 330 | CB | 8 | 0 | 0 | 0 | 3 | 0 | 0 | 0 | 1 | 0 | 0 | 4 | 0 | 0 | 0 | 0 | 0 | 0 | 0 | 0 | 0 | 0 | 0 | 0 | 0 | 0 | 0 | 0 | 0 | 0 | 0 | 0 | 0 | 0 | 0 | 0 | 0 | 0 | 0 | 0 | 0 | 0 | 0 | 0 | 0 | 0 | 0 | 0 | 0 | 0 | 0 | 0 | 0 | 0 | 0 | 0 | 0 | 0 | 0 | 0 | 0 | 0 | 0 | 0 | 0 | 0 | 0 | 0 | 0 | 0 | 0 | 0 | 0 | 0 | 0 | 0 | 0 | 0 | 0 | 0 | 0 | 0 | 0 | 0 | 0 | 0 | 0 | 0 | 0 | 0 | 0 | 0 | 0
| < = 33 kV; Air Insulated Isolators / Earth Switch | 0 | 33 | IS/ES | 28 | 0 | 1 | 0 | 2 | 0 | 0 | 0 | 0 | 2 | 0 | 0 | 0 | 0 | 2 | 0 | 1 | 1 | 1 | 0 | 0 | 5 | 0 | 0 | 0 | 0 | 1 | 2 | 0 | 0 | 0 | 0 | 1 | 0 | 2 | 0 | 0 | 1 | 0 | 0 | 0 | 2 | 0 | 0 | 2 | 0 | 0 | 0 | 0 | 0 | 0 | 0 | 0 | 1 | 1 | 0 | 0 | 0 | 0 | 0 | 0 | 0 | 0 | 0 | 0 | 0 | 0 | 0 | 0 | 0 | 0 | 0 | 0 | 0 | 0 | 0 | 0 | 0 | 0 | 0 | 0 | 0 | 0 | 0 | 0 | 0 | 0 | 0 | 0 | 0 | 0 | 0 | 0
| > 33 kV & < = 66 kV ; Air Insulated Isolators / Earth Switch | 34 | 66 | IS/ES | 54 | 0 | 0 | 14 | 17 | 0 | 0 | 6 | 2 | 0 | 2 | 0 | 0 | 0 | 0 | 0 | 1 | 1 | 3 | 0 | 0 | 0 | 0 | 0 | 0 | 0 | 0 | 0 | 0 | 0 | 0 | 0 | 0 | 0 | 2 | 0 | 2 | 2 | 2 | 0 | 0 | 0 | 0 | 0 | 0 | 0 | 0 | 0 | 0 | 0 | 0 | 0 | 0 | 0 | 0 | 0 | 0 | 0 | 0 | 0 | 0 | 0 | 0 | 0 | 0 | 0 | 0 | 0 | 0 | 0 | 0 | 0 | 0 | 0 | 0 | 0 | 0 | 0 | 0 | 0 | 0 | 0 | 0 | 0 | 0 | 0 | 0 | 0 | 0 | 0 | 0 | 0 | 0
| > 66 kV & < = 132 kV ; Air Insulated Isolators / Earth Switch | 67 | 132 | IS/ES | 1807 | 23 | 113 | 90 | 126 | 76 | 158 | 192 | 80 | 68 | 41 | 63 | 25 | 13 | 14 | 33 | 25 | 15 | 36 | 17 | 8 | 30 | 4 | 9 | 10 | 6 | 5 | 14 | 16 | 49 | 42 | 42 | 23 | 38 | 26 | 15 | 14 | 43 | 55 | 8 | 3 | 11 | 4 | 11 | 21 | 1 | 12 | 2 | 11 | 0 | 5 | 16 | 43 | 2 | 0 | 0 | 0 | 0 | 0 | 0 | 0 | 0 | 0 | 0 | 0 | 0 | 0 | 0 | 0 | 0 | 0 | 0 | 0 | 0 | 0 | 0 | 0 | 0 | 0 | 0 | 0 | 0 | 0 | 0 | 0 | 0 | 0 | 0 | 0 | 0 | 0 | 0 | 0
| > 132 kV & < = 275 kV ; Air Insulated Isolators / Earth Switch | 133 | 275 | IS/ES | 2394 | 96 | 119 | 180 | 158 | 44 | 72 | 141 | 238 | 113 | 116 | 92 | 43 | 29 | 42 | 21 | 89 | 37 | 61 | 1 | 19 | 25 | 53 | 66 | 33 | 24 | 1 | 37 | 0 | 15 | 14 | 35 | 94 | 3 | 18 | 8 | 0 | 19 | 106 | 8 | 29 | 16 | 19 | 5 | 10 | 26 | 16 | 3 | 0 | 0 | 0 | 0 | 0 | 0 | 0 | 0 | 0 | 0 | 0 | 0 | 0 | 0 | 0 | 0 | 0 | 0 | 0 | 0 | 0 | 0 | 0 | 0 | 0 | 0 | 0 | 0 | 0 | 0 | 0 | 0 | 0 | 0 | 0 | 0 | 0 | 0 | 0 | 0 | 0 | 0 | 0 | 0 | 0
| > 275 kV & < = 330 kV ; Air Insulated Isolators / Earth Switch | 276 | 330 | IS/ES | 45 | 0 | 0 | 0 | 9 | 0 | 0 | 2 | 5 | 1 | 0 | 28 | 0 | 0 | 0 | 0 | 0 | 0 | 0 | 0 | 0 | 0 | 0 | 0 | 0 | 0 | 0 | 0 | 0 | 0 | 0 | 0 | 0 | 0 | 0 | 0 | 0 | 0 | 0 | 0 | 0 | 0 | 0 | 0 | 0 | 0 | 0 | 0 | 0 | 0 | 0 | 0 | 0 | 0 | 0 | 0 | 0 | 0 | 0 | 0 | 0 | 0 | 0 | 0 | 0 | 0 | 0 | 0 | 0 | 0 | 0 | 0 | 0 | 0 | 0 | 0 | 0 | 0 | 0 | 0 | 0 | 0 | 0 | 0 | 0 | 0 | 0 | 0 | 0 | 0 | 0 | 0 | 0
| < = 33 kV; VT | 0 | 33 | VT | 19 | 0 | 6 | 0 | 0 | 0 | 0 | 0 | 1 | 3 | 0 | 0 | 0 | 0 | 1 | 0 | 2 | 0 | 0 | 0 | 0 | 0 | 0 | 1 | 0 | 0 | 0 | 0 | 0 | 0 | 0 | 0 | 0 | 0 | 0 | 1 | 0 | 0 | 0 | 0 | 2 | 0 | 0 | 0 | 1 | 1 | 0 | 0 | 0 | 0 | 0 | 0 | 0 | 0 | 0 | 0 | 0 | 0 | 0 | 0 | 0 | 0 | 0 | 0 | 0 | 0 | 0 | 0 | 0 | 0 | 0 | 0 | 0 | 0 | 0 | 0 | 0 | 0 | 0 | 0 | 0 | 0 | 0 | 0 | 0 | 0 | 0 | 0 | 0 | 0 | 0 | 0 | 0
| > 33 kV & < = 66 kV ; VT | 34 | 66 | VT | 55 | 0 | 0 | 3 | 0 | 0 | 0 | 0 | 0 | 3 | 0 | 3 | 3 | 0 | 3 | 0 | 11 | 0 | 4 | 0 | 0 | 0 | 0 | 0 | 0 | 0 | 0 | 0 | 0 | 0 | 6 | 3 | 0 | 0 | 6 | 0 | 0 | 0 | 6 | 0 | 0 | 4 | 0 | 0 | 0 | 0 | 0 | 0 | 0 | 0 | 0 | 0 | 0 | 0 | 0 | 0 | 0 | 0 | 0 | 0 | 0 | 0 | 0 | 0 | 0 | 0 | 0 | 0 | 0 | 0 | 0 | 0 | 0 | 0 | 0 | 0 | 0 | 0 | 0 | 0 | 0 | 0 | 0 | 0 | 0 | 0 | 0 | 0 | 0 | 0 | 0 | 0 | 0
| > 66 kV & < = 132 kV ; VT | 67 | 132 | VT | 1330 | 31 | 94 | 73 | 62 | 64 | 132 | 116 | 58 | 103 | 39 | 49 | 17 | 83 | 50 | 32 | 32 | 7 | 33 | 20 | 5 | 7 | 7 | 6 | 5 | 2 | 0 | 5 | 16 | 26 | 26 | 39 | 4 | 22 | 8 | 0 | 0 | 4 | 17 | 0 | 9 | 3 | 10 | 0 | 1 | 0 | 0 | 0 | 3 | 7 | 1 | 0 | 0 | 2 | 0 | 0 | 0 | 0 | 0 | 0 | 0 | 0 | 0 | 0 | 0 | 0 | 0 | 0 | 0 | 0 | 0 | 0 | 0 | 0 | 0 | 0 | 0 | 0 | 0 | 0 | 0 | 0 | 0 | 0 | 0 | 0 | 0 | 0 | 0 | 0 | 0 | 0 | 0
| > 132 kV & < = 275 kV ; VT | 133 | 275 | VT | 741 | 45 | 58 | 81 | 60 | 29 | 22 | 39 | 60 | 42 | 34 | 24 | 6 | 10 | 21 | 0 | 37 | 15 | 15 | 15 | 0 | 6 | 4 | 1 | 0 | 1 | 0 | 3 | 5 | 1 | 0 | 22 | 50 | 4 | 0 | 0 | 0 | 0 | 15 | 0 | 0 | 6 | 1 | 6 | 0 | 0 | 3 | 0 | 0 | 0 | 0 | 0 | 0 | 0 | 0 | 0 | 0 | 0 | 0 | 0 | 0 | 0 | 0 | 0 | 0 | 0 | 0 | 0 | 0 | 0 | 0 | 0 | 0 | 0 | 0 | 0 | 0 | 0 | 0 | 0 | 0 | 0 | 0 | 0 | 0 | 0 | 0 | 0 | 0 | 0 | 0 | 0 | 0
| > 275 kV & < = 330 kV ; VT | 276 | 330 | VT | 16 | 0 | 0 | 0 | 0 | 0 | 3 | 0 | 3 | 0 | 0 | 10 | 0 | 0 | 0 | 0 | 0 | 0 | 0 | 0 | 0 | 0 | 0 | 0 | 0 | 0 | 0 | 0 | 0 | 0 | 0 | 0 | 0 | 0 | 0 | 0 | 0 | 0 | 0 | 0 | 0 | 0 | 0 | 0 | 0 | 0 | 0 | 0 | 0 | 0 | 0 | 0 | 0 | 0 | 0 | 0 | 0 | 0 | 0 | 0 | 0 | 0 | 0 | 0 | 0 | 0 | 0 | 0 | 0 | 0 | 0 | 0 | 0 | 0 | 0 | 0 | 0 | 0 | 0 | 0 | 0 | 0 | 0 | 0 | 0 | 0 | 0 | 0 | 0 | 0 | 0 | 0 | 0
| < = 33 kV; CT | 0 | 33 | CT | 86 | 0 | 0 | 12 | 0 | 0 | 0 | 0 | 3 | 18 | 0 | 0 | 1 | 42 | 0 | 0 | 0 | 0 | 0 | 0 | 0 | 3 | 0 | 0 | 3 | 0 | 0 | 0 | 0 | 0 | 0 | 0 | 0 | 0 | 0 | 0 | 0 | 0 | 2 | 0 | 0 | 0 | 0 | 2 | 0 | 0 | 0 | 0 | 0 | 0 | 0 | 0 | 0 | 0 | 0 | 0 | 0 | 0 | 0 | 0 | 0 | 0 | 0 | 0 | 0 | 0 | 0 | 0 | 0 | 0 | 0 | 0 | 0 | 0 | 0 | 0 | 0 | 0 | 0 | 0 | 0 | 0 | 0 | 0 | 0 | 0 | 0 | 0 | 0 | 0 | 0 | 0 | 0
| > 33 kV & < = 66 kV ; CT | 34 | 66 | CT | 126 | 3 | 0 | 15 | 42 | 0 | 0 | 12 | 0 | 3 | 0 | 5 | 1 | 0 | 3 | 2 | 4 | 3 | 9 | 1 | 0 | 0 | 0 | 0 | 0 | 0 | 0 | 3 | 0 | 0 | 6 | 0 | 0 | 0 | 6 | 2 | 0 | 0 | 0 | 0 | 0 | 3 | 3 | 0 | 0 | 0 | 0 | 0 | 0 | 0 | 0 | 0 | 0 | 0 | 0 | 0 | 0 | 0 | 0 | 0 | 0 | 0 | 0 | 0 | 0 | 0 | 0 | 0 | 0 | 0 | 0 | 0 | 0 | 0 | 0 | 0 | 0 | 0 | 0 | 0 | 0 | 0 | 0 | 0 | 0 | 0 | 0 | 0 | 0 | 0 | 0 | 0 | 0
| > 66 kV & < = 132 kV ; CT | 67 | 132 | CT | 1720 | 48 | 244 | 178 | 111 | 42 | 109 | 118 | 42 | 32 | 69 | 63 | 12 | 15 | 9 | 70 | 52 | 32 | 49 | 19 | 0 | 25 | 1 | 5 | 12 | 15 | 0 | 18 | 8 | 33 | 26 | 57 | 45 | 31 | 11 | 15 | 6 | 36 | 12 | 0 | 14 | 8 | 0 | 0 | 0 | 3 | 1 | 6 | 8 | 3 | 5 | 0 | 0 | 2 | 0 | 0 | 0 | 0 | 0 | 0 | 0 | 0 | 0 | 0 | 0 | 0 | 0 | 0 | 0 | 0 | 0 | 0 | 0 | 0 | 0 | 0 | 0 | 0 | 0 | 0 | 0 | 0 | 0 | 0 | 0 | 0 | 0 | 0 | 0 | 0 | 0 | 0 | 0
| > 132 kV & < = 275 kV ; CT | 133 | 275 | CT | 1303 | 130 | 112 | 96 | 100 | 21 | 64 | 89 | 126 | 75 | 80 | 46 | 11 | 23 | 40 | 0 | 16 | 9 | 39 | 0 | 8 | 0 | 1 | 36 | 15 | 0 | 0 | 14 | 10 | 10 | 16 | 18 | 8 | 18 | 0 | 0 | 0 | 0 | 24 | 0 | 0 | 48 | 0 | 0 | 0 | 0 | 0 | 0 | 0 | 0 | 0 | 0 | 0 | 0 | 0 | 0 | 0 | 0 | 0 | 0 | 0 | 0 | 0 | 0 | 0 | 0 | 0 | 0 | 0 | 0 | 0 | 0 | 0 | 0 | 0 | 0 | 0 | 0 | 0 | 0 | 0 | 0 | 0 | 0 | 0 | 0 | 0 | 0 | 0 | 0 | 0 | 0 | 0
| > 275 kV & < = 330 kV ; CT | 276 | 330 | CT | 24 | 0 | 0 | 0 | 9 | 0 | 0 | 0 | 3 | 0 | 0 | 12 | 0 | 0 | 0 | 0 | 0 | 0 | 0 | 0 | 0 | 0 | 0 | 0 | 0 | 0 | 0 | 0 | 0 | 0 | 0 | 0 | 0 | 0 | 0 | 0 | 0 | 0 | 0 | 0 | 0 | 0 | 0 | 0 | 0 | 0 | 0 | 0 | 0 | 0 | 0 | 0 | 0 | 0 | 0 | 0 | 0 | 0 | 0 | 0 | 0 | 0 | 0 | 0 | 0 | 0 | 0 | 0 | 0 | 0 | 0 | 0 | 0 | 0 | 0 | 0 | 0 | 0 | 0 | 0 | 0 | 0 | 0 | 0 | 0 | 0 | 0 | 0 | 0 | 0 | 0 | 0 | 0
[5 empty] | 10697 | 400 | 808 | 807 | 765 | 309 | 623 | 806 | 690 | 516 | 425 | 429 | 126 | 229 | 201 | 168 | 280 | 140 | 278 | 77 | 46 | 112 | 81 | 137 | 84 | 50 | 9 | 121 | 72 | 155 | 150 | 238 | 235 | 124 | 84 | 49 | 24 | 113 | 247 | 18 | 59 | 114 | 39 | 24 | 35 | 31 | 35 | 11 | 25 | 10 | 11 | 16 | 43 | 17 | 1 | 0 | 0 | 0 | 0 | 0 | 0 | 0 | 0 | 0 | 0 | 0 | 0 | 0 | 0 | 0 | 0 | 0 | 0 | 0 | 0 | 0 | 0 | 0 | 0 | 0 | 0 | 0 | 0 | 0 | 0 | 0 | 0 | 0 | 0 | 0 | 0 | 0 | 0
10697
| Check0 | 0 | 0 | 0 |  | 0 | 0 | 0 | 0 | 0 | 0 | 0 | 0 | 0 | 0 | 0 | 0 | 0 | 0 | 0 | 0 | 0 | 0 | 0 | 0 | 0 | 0 | 0 | 0 | 0 | 0 | 0 | 0 | 0 | 0 | 0 | 0 | 0 | 0 | 0 | 0 | 0 | 0 | 0 | 0 | 0 | 0 | 0 | 0 | 0 | 0 | 0 | 0 | 0 | 0 | 0 | 0 | 0 | 0 | 0 | 0 | 0 | 0 | 0 | 0 | 0 | 0 | 0 | 0 | 0 | 0 | 0 | 0 | 0 | 0 | 0 | 0 | 0 | 0 | 0 | 0 | 0 | 0 | 0 | 0 | 0 | 0 | 0 | 0 | 0 | 0 | 0 | 0 | 0 | 0 | 0 | 0

## Age Profile - 2010
Age Profile (2010), by equipment
| Description | MinV | MaxV | Type |  | 2010 | 2009 | 2008 | 2007 | 2006 | 2005 | 2004 | 2003 | 2002 | 2001 | 2000 | 1999 | 1998 | 1997 | 1996 | 1995 | 1994 | 1993 | 1992 | 1991 | 1990 | 1989 | 1988 | 1987 | 1986 | 1985 | 1984 | 1983 | 1982 | 1981 | 1980 | 1979 | 1978 | 1977 | 1976 | 1975 | 1974 | 1973 | 1972 | 1971 | 1970 | 1969 | 1968 | 1967 | 1966 | 1965 | 1964 | 1963 | 1962 | 1961 | 1960 | 1959 | 1958 | 1957 | 1956 | 1955 | 1954 | 1953 | 1952 | 1951 | 1950 | 1949 | 1948 | 1947 | 1946 | 1945 | 1944 | 1943 | 1942 | 1941 | 1940 | 1939 | 1938 | 1937 | 1936 | 1935 | 1934 | 1933 | 1932 | 1931 | 1930 | 1929 | 1928 | 1927 | 1926 | 1925 | 1924 | 1923 | 1922 | 1921 | 1920 | 1919 | 1918 | 1917 | 1916 | 1915 | 1914 | 1913 | 1912 | 1911 | 1910 | 1909 | 1908 | 1907
| < = 33 kV; Air Insulated circuit Breaker | 0 | 33 | CB |  | 0 | 0 | 0 | 0 | 0 | 0 | 0 | 0 | 0 | 0 | 0 | 0 | 0 | 0 | 0 | 0 | 0 | 0 | 1 | 0 | 0 | 1 | 0 | 0 | 0 | 0 | 2 | 0 | 0 | 1 | 0 | 0 | 0 | 0 | 0 | 0 | 0 | 0 | 0 | 0 | 0 | 0 | 0 | 0 | 0 | 0 | 0 | 0 | 0 | 0 | 0 | 0 | 0 | 0 | 0 | 0 | 0 | 0 | 0 | 0 | 0 | 0 | 0 | 0 | 0 | 0 | 0 | 0 | 0 | 0 | 0 | 0 | 0 | 0 | 0 | 0 | 0 | 0 | 0 | 0 | 0 | 0 | 0 | 0 | 0 | 0 | 0 | 0 | 0 | 0 | 0 | 0 | 0 | 0 | 0 | 0 | 0 | 0 | 0 | 0 | 0 | 0 | 0 | 0
| > 33 kV & < = 66 kV ; Air Insulated circuit Breaker | 34 | 66 | CB |  | 0 | 0 | 0 | 0 | 0 | 0 | 1 | 2 | 0 | 0 | 0 | 2 | 2 | 0 | 1 | 0 | 0 | 0 | 0 | 0 | 0 | 0 | 0 | 0 | 0 | 0 | 0 | 5 | 0 | 0 | 0 | 0 | 0 | 0 | 0 | 0 | 0 | 0 | 0 | 0 | 0 | 0 | 0 | 0 | 0 | 0 | 0 | 0 | 0 | 0 | 0 | 0 | 0 | 0 | 0 | 0 | 0 | 0 | 0 | 0 | 0 | 0 | 0 | 0 | 0 | 0 | 0 | 0 | 0 | 0 | 0 | 0 | 0 | 0 | 0 | 0 | 0 | 0 | 0 | 0 | 0 | 0 | 0 | 0 | 0 | 0 | 0 | 0 | 0 | 0 | 0 | 0 | 0 | 0 | 0 | 0 | 0 | 0 | 0 | 0 | 0 | 0 | 0 | 0
| > 66 kV & < = 132 kV ; Air Insulated circuit Breaker | 67 | 132 | CB |  | 46 | 57 | 27 | 23 | 19 | 15 | 2 | 4 | 7 | 10 | 9 | 8 | 14 | 6 | 1 | 10 | 2 | 2 | 3 | 6 | 4 | 6 | 16 | 20 | 10 | 14 | 18 | 10 | 6 | 6 | 2 | 18 | 8 | 2 | 23 | 7 | 4 | 3 | 0 | 0 | 4 | 0 | 14 | 0 | 24 | 0 | 0 | 13 | 0 | 0 | 0 | 0 | 6 | 1 | 0 | 0 | 0 | 0 | 0 | 0 | 0 | 0 | 0 | 0 | 0 | 0 | 0 | 0 | 0 | 0 | 0 | 0 | 0 | 0 | 0 | 0 | 0 | 0 | 0 | 0 | 0 | 0 | 0 | 0 | 0 | 0 | 0 | 0 | 0 | 0 | 0 | 0 | 0 | 0 | 0 | 0 | 0 | 0 | 0 | 0 | 0 | 0 | 0 | 0
| > 132 kV & < = 275 kV ; Air Insulated circuit Breaker | 133 | 275 | CB |  | 12 | 33 | 42 | 31 | 27 | 15 | 5 | 10 | 12 | 3 | 6 | 10 | 31 | 0 | 5 | 4 | 8 | 12 | 2 | 2 | 0 | 18 | 1 | 1 | 1 | 12 | 2 | 1 | 0 | 3 | 0 | 1 | 9 | 0 | 12 | 14 | 0 | 0 | 0 | 0 | 1 | 0 | 0 | 0 | 0 | 0 | 0 | 0 | 0 | 0 | 0 | 0 | 0 | 0 | 0 | 0 | 0 | 0 | 0 | 0 | 0 | 0 | 0 | 0 | 0 | 0 | 0 | 0 | 0 | 0 | 0 | 0 | 0 | 0 | 0 | 0 | 0 | 0 | 0 | 0 | 0 | 0 | 0 | 0 | 0 | 0 | 0 | 0 | 0 | 0 | 0 | 0 | 0 | 0 | 0 | 0 | 0 | 0 | 0 | 0 | 0 | 0 | 0 | 0
| > 275 kV & < = 330 kV ; Air Insulated circuit Breaker | 276 | 330 | CB |  | 0 | 0 | 1 | 0 | 0 | 4 | 0 | 0 | 0 | 0 | 0 | 0 | 0 | 0 | 0 | 0 | 0 | 0 | 0 | 0 | 0 | 0 | 0 | 0 | 0 | 0 | 0 | 0 | 0 | 0 | 0 | 0 | 0 | 0 | 0 | 0 | 0 | 0 | 0 | 0 | 0 | 0 | 0 | 0 | 0 | 0 | 0 | 0 | 0 | 0 | 0 | 0 | 0 | 0 | 0 | 0 | 0 | 0 | 0 | 0 | 0 | 0 | 0 | 0 | 0 | 0 | 0 | 0 | 0 | 0 | 0 | 0 | 0 | 0 | 0 | 0 | 0 | 0 | 0 | 0 | 0 | 0 | 0 | 0 | 0 | 0 | 0 | 0 | 0 | 0 | 0 | 0 | 0 | 0 | 0 | 0 | 0 | 0 | 0 | 0 | 0 | 0 | 0 | 0
| > 330 kV & < = 500 kV ; Air Insulated circuit Breaker | 331 | 500 | CB |  | 0 | 0 | 0 | 0 | 0 | 0 | 0 | 0 | 0 | 0 | 0 | 0 | 0 | 0 | 0 | 0 | 0 | 0 | 0 | 0 | 0 | 0 | 0 | 0 | 0 | 0 | 0 | 0 | 0 | 0 | 0 | 0 | 0 | 0 | 0 | 0 | 0 | 0 | 0 | 0 | 0 | 0 | 0 | 0 | 0 | 0 | 0 | 0 | 0 | 0 | 0 | 0 | 0 | 0 | 0 | 0 | 0 | 0 | 0 | 0 | 0 | 0 | 0 | 0 | 0 | 0 | 0 | 0 | 0 | 0 | 0 | 0 | 0 | 0 | 0 | 0 | 0 | 0 | 0 | 0 | 0 | 0 | 0 | 0 | 0 | 0 | 0 | 0 | 0 | 0 | 0 | 0 | 0 | 0 | 0 | 0 | 0 | 0 | 0 | 0 | 0 | 0 | 0 | 0
| > 500 kV ; Air Insulated circuit Breaker | 501 | 99999 | CB |  | 0 | 0 | 0 | 0 | 0 | 0 | 0 | 0 | 0 | 0 | 0 | 0 | 0 | 0 | 0 | 0 | 0 | 0 | 0 | 0 | 0 | 0 | 0 | 0 | 0 | 0 | 0 | 0 | 0 | 0 | 0 | 0 | 0 | 0 | 0 | 0 | 0 | 0 | 0 | 0 | 0 | 0 | 0 | 0 | 0 | 0 | 0 | 0 | 0 | 0 | 0 | 0 | 0 | 0 | 0 | 0 | 0 | 0 | 0 | 0 | 0 | 0 | 0 | 0 | 0 | 0 | 0 | 0 | 0 | 0 | 0 | 0 | 0 | 0 | 0 | 0 | 0 | 0 | 0 | 0 | 0 | 0 | 0 | 0 | 0 | 0 | 0 | 0 | 0 | 0 | 0 | 0 | 0 | 0 | 0 | 0 | 0 | 0 | 0 | 0 | 0 | 0 | 0 | 0
| < = 33 kV; Air Insulated Isolators / Earth Switch | 0 | 33 | IS/ES |  | 0 | 0 | 0 | 2 | 0 | 0 | 0 | 2 | 3 | 0 | 1 | 1 | 1 | 0 | 0 | 5 | 0 | 0 | 1 | 0 | 1 | 2 | 0 | 0 | 0 | 0 | 3 | 1 | 2 | 1 | 10 | 3 | 0 | 3 | 0 | 2 | 1 | 0 | 2 | 0 | 0 | 1 | 0 | 0 | 0 | 0 | 0 | 1 | 2 | 0 | 0 | 0 | 0 | 0 | 0 | 0 | 0 | 0 | 0 | 0 | 0 | 0 | 0 | 0 | 0 | 0 | 0 | 0 | 0 | 0 | 0 | 0 | 0 | 0 | 0 | 0 | 0 | 0 | 0 | 0 | 0 | 0 | 0 | 0 | 0 | 0 | 0 | 0 | 0 | 0 | 0 | 0 | 0 | 0 | 0 | 0 | 0 | 0 | 0 | 0 | 0 | 0 | 0 | 0
| > 33 kV & < = 66 kV ; Air Insulated Isolators / Earth Switch | 34 | 66 | IS/ES |  | 0 | 6 | 2 | 0 | 2 | 0 | 0 | 0 | 0 | 0 | 1 | 1 | 3 | 0 | 3 | 0 | 0 | 0 | 0 | 0 | 0 | 0 | 0 | 0 | 0 | 0 | 0 | 13 | 17 | 0 | 2 | 2 | 2 | 0 | 0 | 0 | 0 | 0 | 0 | 0 | 0 | 0 | 0 | 0 | 0 | 0 | 0 | 0 | 0 | 0 | 0 | 0 | 0 | 0 | 0 | 0 | 0 | 0 | 0 | 0 | 0 | 0 | 0 | 0 | 0 | 0 | 0 | 0 | 0 | 0 | 0 | 0 | 0 | 0 | 0 | 0 | 0 | 0 | 0 | 0 | 0 | 0 | 0 | 0 | 0 | 0 | 0 | 0 | 0 | 0 | 0 | 0 | 0 | 0 | 0 | 0 | 0 | 0 | 0 | 0 | 0 | 0 | 0 | 0
| > 66 kV & < = 132 kV ; Air Insulated Isolators / Earth Switch | 67 | 132 | IS/ES |  | 152 | 193 | 80 | 75 | 42 | 62 | 26 | 13 | 16 | 36 | 48 | 15 | 39 | 30 | 8 | 33 | 4 | 12 | 10 | 12 | 5 | 14 | 16 | 50 | 31 | 52 | 45 | 47 | 28 | 17 | 16 | 66 | 99 | 8 | 56 | 25 | 4 | 22 | 21 | 31 | 19 | 15 | 27 | 0 | 96 | 19 | 52 | 2 | 0 | 0 | 0 | 0 | 13 | 13 | 0 | 0 | 0 | 0 | 0 | 0 | 0 | 0 | 0 | 0 | 0 | 0 | 0 | 0 | 0 | 0 | 0 | 0 | 0 | 0 | 0 | 0 | 0 | 0 | 0 | 0 | 0 | 0 | 0 | 0 | 0 | 0 | 0 | 0 | 0 | 0 | 0 | 0 | 0 | 0 | 0 | 0 | 0 | 0 | 0 | 0 | 0 | 0 | 0 | 0
| > 132 kV & < = 275 kV ; Air Insulated Isolators / Earth Switch | 133 | 275 | IS/ES |  | 72 | 141 | 241 | 113 | 116 | 92 | 43 | 33 | 42 | 21 | 93 | 38 | 61 | 1 | 20 | 30 | 53 | 67 | 33 | 24 | 1 | 37 | 0 | 15 | 14 | 35 | 96 | 10 | 18 | 8 | 0 | 19 | 162 | 49 | 32 | 41 | 44 | 5 | 44 | 29 | 50 | 3 | 0 | 0 | 0 | 0 | 0 | 0 | 0 | 0 | 0 | 0 | 0 | 0 | 0 | 0 | 0 | 0 | 0 | 0 | 0 | 0 | 0 | 0 | 0 | 0 | 0 | 0 | 0 | 0 | 0 | 0 | 0 | 0 | 0 | 0 | 0 | 0 | 0 | 0 | 0 | 0 | 0 | 0 | 0 | 0 | 0 | 0 | 0 | 0 | 0 | 0 | 0 | 0 | 0 | 0 | 0 | 0 | 0 | 0 | 0 | 0 | 0 | 0
| > 275 kV & < = 330 kV ; Air Insulated Isolators / Earth Switch | 276 | 330 | IS/ES |  | 0 | 1 | 5 | 0 | 0 | 28 | 0 | 0 | 0 | 0 | 0 | 0 | 0 | 0 | 0 | 0 | 0 | 0 | 0 | 0 | 0 | 0 | 0 | 0 | 0 | 0 | 0 | 0 | 0 | 0 | 0 | 0 | 0 | 0 | 0 | 0 | 0 | 0 | 0 | 0 | 0 | 0 | 0 | 0 | 0 | 0 | 0 | 0 | 0 | 0 | 0 | 0 | 0 | 0 | 0 | 0 | 0 | 0 | 0 | 0 | 0 | 0 | 0 | 0 | 0 | 0 | 0 | 0 | 0 | 0 | 0 | 0 | 0 | 0 | 0 | 0 | 0 | 0 | 0 | 0 | 0 | 0 | 0 | 0 | 0 | 0 | 0 | 0 | 0 | 0 | 0 | 0 | 0 | 0 | 0 | 0 | 0 | 0 | 0 | 0 | 0 | 0 | 0 | 0
| > 330 kV & < = 500 kV ; Air Insulated Isolators / Earth Switch | 331 | 500 | IS/ES |  | 0 | 0 | 0 | 0 | 0 | 0 | 0 | 0 | 0 | 0 | 0 | 0 | 0 | 0 | 0 | 0 | 0 | 0 | 0 | 0 | 0 | 0 | 0 | 0 | 0 | 0 | 0 | 0 | 0 | 0 | 0 | 0 | 0 | 0 | 0 | 0 | 0 | 0 | 0 | 0 | 0 | 0 | 0 | 0 | 0 | 0 | 0 | 0 | 0 | 0 | 0 | 0 | 0 | 0 | 0 | 0 | 0 | 0 | 0 | 0 | 0 | 0 | 0 | 0 | 0 | 0 | 0 | 0 | 0 | 0 | 0 | 0 | 0 | 0 | 0 | 0 | 0 | 0 | 0 | 0 | 0 | 0 | 0 | 0 | 0 | 0 | 0 | 0 | 0 | 0 | 0 | 0 | 0 | 0 | 0 | 0 | 0 | 0 | 0 | 0 | 0 | 0 | 0 | 0
| > 500 kV ; Air Insulated Isolators / Earth Switch | 501 | 99999 | IS/ES |  | 0 | 0 | 0 | 0 | 0 | 0 | 0 | 0 | 0 | 0 | 0 | 0 | 0 | 0 | 0 | 0 | 0 | 0 | 0 | 0 | 0 | 0 | 0 | 0 | 0 | 0 | 0 | 0 | 0 | 0 | 0 | 0 | 0 | 0 | 0 | 0 | 0 | 0 | 0 | 0 | 0 | 0 | 0 | 0 | 0 | 0 | 0 | 0 | 0 | 0 | 0 | 0 | 0 | 0 | 0 | 0 | 0 | 0 | 0 | 0 | 0 | 0 | 0 | 0 | 0 | 0 | 0 | 0 | 0 | 0 | 0 | 0 | 0 | 0 | 0 | 0 | 0 | 0 | 0 | 0 | 0 | 0 | 0 | 0 | 0 | 0 | 0 | 0 | 0 | 0 | 0 | 0 | 0 | 0 | 0 | 0 | 0 | 0 | 0 | 0 | 0 | 0 | 0 | 0
| < = 33 kV; VT | 0 | 33 | VT |  | 0 | 1 | 1 | 3 | 0 | 0 | 0 | 0 | 1 | 0 | 2 | 0 | 0 | 0 | 0 | 0 | 0 | 1 | 1 | 0 | 0 | 0 | 0 | 0 | 0 | 0 | 0 | 0 | 0 | 2 | 1 | 1 | 0 | 0 | 3 | 0 | 0 | 0 | 1 | 1 | 1 | 0 | 0 | 0 | 0 | 0 | 0 | 0 | 0 | 0 | 0 | 0 | 0 | 0 | 0 | 0 | 0 | 0 | 0 | 0 | 0 | 0 | 0 | 0 | 0 | 0 | 0 | 0 | 0 | 0 | 0 | 0 | 0 | 0 | 0 | 0 | 0 | 0 | 0 | 0 | 0 | 0 | 0 | 0 | 0 | 0 | 0 | 0 | 0 | 0 | 0 | 0 | 0 | 0 | 0 | 0 | 0 | 0 | 0 | 0 | 0 | 0 | 0 | 0
| > 33 kV & < = 66 kV ; VT | 34 | 66 | VT |  | 0 | 0 | 0 | 3 | 0 | 3 | 3 | 0 | 3 | 0 | 11 | 0 | 4 | 0 | 0 | 0 | 0 | 0 | 0 | 0 | 0 | 0 | 0 | 0 | 6 | 3 | 0 | 0 | 6 | 0 | 0 | 0 | 6 | 0 | 0 | 4 | 0 | 0 | 0 | 0 | 0 | 0 | 0 | 0 | 0 | 0 | 0 | 0 | 0 | 0 | 0 | 0 | 0 | 0 | 0 | 0 | 0 | 0 | 0 | 0 | 0 | 0 | 0 | 0 | 0 | 0 | 0 | 0 | 0 | 0 | 0 | 0 | 0 | 0 | 0 | 0 | 0 | 0 | 0 | 0 | 0 | 0 | 0 | 0 | 0 | 0 | 0 | 0 | 0 | 0 | 0 | 0 | 0 | 0 | 0 | 0 | 0 | 0 | 0 | 0 | 0 | 0 | 0 | 0
| > 66 kV & < = 132 kV ; VT | 67 | 132 | VT |  | 127 | 115 | 58 | 104 | 43 | 49 | 17 | 85 | 55 | 36 | 71 | 9 | 58 | 21 | 9 | 9 | 10 | 14 | 12 | 6 | 1 | 7 | 19 | 31 | 19 | 39 | 10 | 29 | 20 | 5 | 6 | 6 | 35 | 3 | 10 | 8 | 10 | 0 | 4 | 6 | 2 | 12 | 17 | 10 | 0 | 3 | 0 | 41 | 3 | 0 | 1 | 0 | 10 | 9 | 0 | 0 | 0 | 0 | 0 | 0 | 0 | 0 | 0 | 0 | 0 | 0 | 0 | 0 | 0 | 0 | 0 | 0 | 0 | 0 | 0 | 0 | 0 | 0 | 0 | 0 | 0 | 0 | 0 | 0 | 0 | 0 | 0 | 0 | 0 | 0 | 0 | 0 | 0 | 0 | 0 | 0 | 0 | 0 | 0 | 0 | 0 | 0 | 0 | 0
| > 132 kV & < = 275 kV ; VT | 133 | 275 | VT |  | 16 | 36 | 60 | 42 | 38 | 24 | 6 | 10 | 21 | 0 | 46 | 15 | 19 | 17 | 11 | 9 | 22 | 12 | 6 | 11 | 4 | 10 | 5 | 4 | 0 | 29 | 52 | 7 | 8 | 0 | 0 | 0 | 15 | 0 | 20 | 10 | 6 | 12 | 10 | 0 | 19 | 0 | 0 | 0 | 0 | 0 | 0 | 0 | 0 | 0 | 0 | 0 | 0 | 0 | 0 | 0 | 0 | 0 | 0 | 0 | 0 | 0 | 0 | 0 | 0 | 0 | 0 | 0 | 0 | 0 | 0 | 0 | 0 | 0 | 0 | 0 | 0 | 0 | 0 | 0 | 0 | 0 | 0 | 0 | 0 | 0 | 0 | 0 | 0 | 0 | 0 | 0 | 0 | 0 | 0 | 0 | 0 | 0 | 0 | 0 | 0 | 0 | 0 | 0
| > 275 kV & < = 330 kV ; VT | 276 | 330 | VT |  | 3 | 0 | 3 | 0 | 0 | 10 | 0 | 0 | 0 | 0 | 0 | 0 | 0 | 0 | 0 | 0 | 0 | 0 | 0 | 0 | 0 | 0 | 0 | 0 | 0 | 0 | 0 | 0 | 0 | 0 | 0 | 0 | 0 | 0 | 0 | 0 | 0 | 0 | 0 | 0 | 0 | 0 | 0 | 0 | 0 | 0 | 0 | 0 | 0 | 0 | 0 | 0 | 0 | 0 | 0 | 0 | 0 | 0 | 0 | 0 | 0 | 0 | 0 | 0 | 0 | 0 | 0 | 0 | 0 | 0 | 0 | 0 | 0 | 0 | 0 | 0 | 0 | 0 | 0 | 0 | 0 | 0 | 0 | 0 | 0 | 0 | 0 | 0 | 0 | 0 | 0 | 0 | 0 | 0 | 0 | 0 | 0 | 0 | 0 | 0 | 0 | 0 | 0 | 0
| > 330 kV & < = 500 kV ; VT | 331 | 500 | VT |  | 0 | 0 | 0 | 0 | 0 | 0 | 0 | 0 | 0 | 0 | 0 | 0 | 0 | 0 | 0 | 0 | 0 | 0 | 0 | 0 | 0 | 0 | 0 | 0 | 0 | 0 | 0 | 0 | 0 | 0 | 0 | 0 | 0 | 0 | 0 | 0 | 0 | 0 | 0 | 0 | 0 | 0 | 0 | 0 | 0 | 0 | 0 | 0 | 0 | 0 | 0 | 0 | 0 | 0 | 0 | 0 | 0 | 0 | 0 | 0 | 0 | 0 | 0 | 0 | 0 | 0 | 0 | 0 | 0 | 0 | 0 | 0 | 0 | 0 | 0 | 0 | 0 | 0 | 0 | 0 | 0 | 0 | 0 | 0 | 0 | 0 | 0 | 0 | 0 | 0 | 0 | 0 | 0 | 0 | 0 | 0 | 0 | 0 | 0 | 0 | 0 | 0 | 0 | 0
| > 500 kV ; VT | 501 | 99999 | VT |  | 0 | 0 | 0 | 0 | 0 | 0 | 0 | 0 | 0 | 0 | 0 | 0 | 0 | 0 | 0 | 0 | 0 | 0 | 0 | 0 | 0 | 0 | 0 | 0 | 0 | 0 | 0 | 0 | 0 | 0 | 0 | 0 | 0 | 0 | 0 | 0 | 0 | 0 | 0 | 0 | 0 | 0 | 0 | 0 | 0 | 0 | 0 | 0 | 0 | 0 | 0 | 0 | 0 | 0 | 0 | 0 | 0 | 0 | 0 | 0 | 0 | 0 | 0 | 0 | 0 | 0 | 0 | 0 | 0 | 0 | 0 | 0 | 0 | 0 | 0 | 0 | 0 | 0 | 0 | 0 | 0 | 0 | 0 | 0 | 0 | 0 | 0 | 0 | 0 | 0 | 0 | 0 | 0 | 0 | 0 | 0 | 0 | 0 | 0 | 0 | 0 | 0 | 0 | 0
| < = 33 kV; CT | 0 | 33 | CT |  | 0 | 0 | 3 | 18 | 0 | 0 | 6 | 49 | 0 | 0 | 0 | 0 | 0 | 0 | 0 | 3 | 0 | 0 | 3 | 0 | 0 | 0 | 2 | 0 | 0 | 0 | 0 | 0 | 0 | 3 | 0 | 0 | 2 | 0 | 0 | 0 | 0 | 2 | 0 | 0 | 0 | 0 | 0 | 0 | 0 | 0 | 0 | 0 | 0 | 0 | 0 | 0 | 0 | 0 | 0 | 0 | 0 | 0 | 0 | 0 | 0 | 0 | 0 | 0 | 0 | 0 | 0 | 0 | 0 | 0 | 0 | 0 | 0 | 0 | 0 | 0 | 0 | 0 | 0 | 0 | 0 | 0 | 0 | 0 | 0 | 0 | 0 | 0 | 0 | 0 | 0 | 0 | 0 | 0 | 0 | 0 | 0 | 0 | 0 | 0 | 0 | 0 | 0 | 0
| > 33 kV & < = 66 kV ; CT | 34 | 66 | CT |  | 0 | 12 | 0 | 3 | 0 | 5 | 1 | 0 | 3 | 2 | 11 | 6 | 12 | 2 | 0 | 0 | 1 | 0 | 0 | 0 | 0 | 6 | 3 | 0 | 6 | 0 | 0 | 2 | 16 | 2 | 0 | 0 | 0 | 0 | 0 | 3 | 3 | 0 | 0 | 0 | 0 | 0 | 0 | 0 | 0 | 0 | 0 | 0 | 0 | 0 | 0 | 0 | 0 | 0 | 0 | 0 | 0 | 0 | 0 | 0 | 0 | 0 | 0 | 0 | 0 | 0 | 0 | 0 | 0 | 0 | 0 | 0 | 0 | 0 | 0 | 0 | 0 | 0 | 0 | 0 | 0 | 0 | 0 | 0 | 0 | 0 | 0 | 0 | 0 | 0 | 0 | 0 | 0 | 0 | 0 | 0 | 0 | 0 | 0 | 0 | 0 | 0 | 0 | 0
| > 66 kV & < = 132 kV ; CT | 67 | 132 | CT |  | 107 | 124 | 42 | 37 | 76 | 57 | 15 | 15 | 15 | 73 | 81 | 34 | 56 | 20 | 1 | 28 | 3 | 8 | 20 | 35 | 16 | 26 | 20 | 36 | 22 | 60 | 19 | 35 | 22 | 29 | 3 | 0 | 15 | 0 | 51 | 17 | 0 | 9 | 2 | 9 | 7 | 6 | 34 | 14 | 9 | 12 | 0 | 39 | 0 | 0 | 0 | 0 | 0 | 0 | 0 | 0 | 0 | 0 | 0 | 0 | 0 | 0 | 0 | 0 | 0 | 0 | 0 | 0 | 0 | 0 | 0 | 0 | 0 | 0 | 0 | 0 | 0 | 0 | 0 | 0 | 0 | 0 | 0 | 0 | 0 | 0 | 0 | 0 | 0 | 0 | 0 | 0 | 0 | 0 | 0 | 0 | 0 | 0 | 0 | 0 | 0 | 0 | 0 | 0
| > 132 kV & < = 275 kV ; CT | 133 | 275 | CT |  | 67 | 89 | 127 | 75 | 80 | 47 | 10 | 23 | 42 | 0 | 33 | 31 | 40 | 2 | 18 | 10 | 12 | 39 | 15 | 11 | 0 | 14 | 10 | 9 | 16 | 20 | 8 | 18 | 9 | 0 | 0 | 0 | 12 | 0 | 41 | 33 | 10 | 0 | 15 | 0 | 16 | 0 | 0 | 0 | 0 | 0 | 0 | 0 | 0 | 0 | 0 | 0 | 0 | 0 | 0 | 0 | 0 | 0 | 0 | 0 | 0 | 0 | 0 | 0 | 0 | 0 | 0 | 0 | 0 | 0 | 0 | 0 | 0 | 0 | 0 | 0 | 0 | 0 | 0 | 0 | 0 | 0 | 0 | 0 | 0 | 0 | 0 | 0 | 0 | 0 | 0 | 0 | 0 | 0 | 0 | 0 | 0 | 0 | 0 | 0 | 0 | 0 | 0 | 0
| > 275 kV & < = 330 kV ; CT | 276 | 330 | CT |  | 0 | 0 | 3 | 0 | 0 | 12 | 0 | 0 | 0 | 0 | 0 | 0 | 0 | 0 | 0 | 0 | 0 | 0 | 0 | 0 | 0 | 0 | 0 | 0 | 0 | 0 | 0 | 0 | 0 | 0 | 0 | 0 | 0 | 0 | 0 | 0 | 0 | 0 | 0 | 0 | 0 | 0 | 0 | 0 | 0 | 0 | 0 | 0 | 0 | 0 | 0 | 0 | 0 | 0 | 0 | 0 | 0 | 0 | 0 | 0 | 0 | 0 | 0 | 0 | 0 | 0 | 0 | 0 | 0 | 0 | 0 | 0 | 0 | 0 | 0 | 0 | 0 | 0 | 0 | 0 | 0 | 0 | 0 | 0 | 0 | 0 | 0 | 0 | 0 | 0 | 0 | 0 | 0 | 0 | 0 | 0 | 0 | 0 | 0 | 0 | 0 | 0 | 0 | 0
| > 330 kV & < = 500 kV ; CT | 331 | 500 | CT |  | 0 | 0 | 0 | 0 | 0 | 0 | 0 | 0 | 0 | 0 | 0 | 0 | 0 | 0 | 0 | 0 | 0 | 0 | 0 | 0 | 0 | 0 | 0 | 0 | 0 | 0 | 0 | 0 | 0 | 0 | 0 | 0 | 0 | 0 | 0 | 0 | 0 | 0 | 0 | 0 | 0 | 0 | 0 | 0 | 0 | 0 | 0 | 0 | 0 | 0 | 0 | 0 | 0 | 0 | 0 | 0 | 0 | 0 | 0 | 0 | 0 | 0 | 0 | 0 | 0 | 0 | 0 | 0 | 0 | 0 | 0 | 0 | 0 | 0 | 0 | 0 | 0 | 0 | 0 | 0 | 0 | 0 | 0 | 0 | 0 | 0 | 0 | 0 | 0 | 0 | 0 | 0 | 0 | 0 | 0 | 0 | 0 | 0 | 0 | 0 | 0 | 0 | 0 | 0
| > 500 kV ; CT | 501 | 99999 | CT |  | 0 | 0 | 0 | 0 | 0 | 0 | 0 | 0 | 0 | 0 | 0 | 0 | 0 | 0 | 0 | 0 | 0 | 0 | 0 | 0 | 0 | 0 | 0 | 0 | 0 | 0 | 0 | 0 | 0 | 0 | 0 | 0 | 0 | 0 | 0 | 0 | 0 | 0 | 0 | 0 | 0 | 0 | 0 | 0 | 0 | 0 | 0 | 0 | 0 | 0 | 0 | 0 | 0 | 0 | 0 | 0 | 0 | 0 | 0 | 0 | 0 | 0 | 0 | 0 | 0 | 0 | 0 | 0 | 0 | 0 | 0 | 0 | 0 | 0 | 0 | 0 | 0 | 0 | 0 | 0 | 0 | 0 | 0 | 0 | 0 | 0 | 0 | 0 | 0 | 0 | 0 | 0 | 0 | 0 | 0 | 0 | 0 | 0 | 0 | 0 | 0 | 0 | 0 | 0
[5 empty] | 9449 | 602 | 808 | 695 | 529 | 443 | 423 | 135 | 246 | 220 | 181 | 413 | 170 | 340 | 99 | 77 | 141 | 115 | 167 | 107 | 107 | 32 | 141 | 92 | 166 | 125 | 264 | 255 | 178 | 152 | 77 | 40 | 116 | 365 | 65 | 248 | 164 | 82 | 53 | 99 | 76 | 119 | 37 | 92 | 24 | 129 | 34 | 52 | 96 | 5 | 0 | 1 | 0 | 29 | 23 | 0 | 0 | 0 | 0 | 0 | 0 | 0 | 0 | 0 | 0 | 0 | 0 | 0 | 0 | 0 | 0 | 0 | 0 | 0 | 0 | 0 | 0 | 0 | 0 | 0 | 0 | 0 | 0 | 0 | 0 | 0 | 0 | 0 | 0 | 0 | 0 | 0
Summation of Adjustments
[6 empty] | 2010 | 2009 | 2008 | 2007 | 2006 | 2005 | 2004 | 2003 | 2002 | 2001 | 2000 | 1999 | 1998 | 1997 | 1996 | 1995 | 1994 | 1993 | 1992 | 1991 | 1990 | 1989 | 1988 | 1987 | 1986 | 1985 | 1984 | 1983 | 1982 | 1981 | 1980 | 1979 | 1978 | 1977 | 1976 | 1975 | 1974 | 1973 | 1972 | 1971 | 1970 | 1969 | 1968 | 1967 | 1966 | 1965 | 1964 | 1963 | 1962 | 1961 | 1960 | 1959 | 1958 | 1957 | 1956 | 1955 | 1954 | 1953 | 1952 | 1951 | 1950 | 1949 | 1948 | 1947 | 1946 | 1945 | 1944 | 1943 | 1942 | 1941 | 1940 | 1939 | 1938 | 1937 | 1936 | 1935 | 1934 | 1933 | 1932 | 1931 | 1930 | 1929 | 1928 | 1927 | 1926 | 1925 | 1924 | 1923 | 1922 | 1921 | 1920 | 1919 | 1918 | 1917 | 1916 | 1915 | 1914 | 1913 | 1912 | 1911 | 1910 | 1909 | 1908 | 1907
| Description | MinV | MaxV | Type
| < = 33 kV; Air Insulated circuit Breaker | 0 | 33 | CB | 0 | 0 | 0 | 0 | 0 | 0 | 0 | 0 | 0 | 0 | 0 | 0 | 0 | 0 | 0 | 0 | 0 | 0 | 0 | 0 | 0 | 0 | 0 | 0 | 0 | 0 | 0 | 0 | 0 | 0 | 0 | 0 | 0 | 0 | 0 | 0 | 0 | 0 | 0 | 0 | 0 | 0 | 0 | 0 | 0 | 0 | 0 | 0 | 0 | 0 | 0 | 0 | 0 | 0 | 0 | 0 | 0 | 0 | 0 | 0 | 0 | 0 | 0 | 0 | 0 | 0 | 0 | 0 | 0 | 0 | 0 | 0 | 0 | 0 | 0 | 0 | 0 | 0 | 0 | 0 | 0 | 0 | 0 | 0 | 0 | 0 | 0 | 0 | 0 | 0 | 0 | 0
| > 33 kV & < = 66 kV ; Air Insulated circuit Breaker | 34 | 66 | CB | 0 | 0 | 0 | 0 | 0 | 0 | 0 | 0 | 0 | 0 | 0 | 0 | 0 | 0 | 0 | 0 | 0 | 0 | 0 | 0 | 0 | 0 | 0 | 0 | 0 | 0 | 0 | 0 | 0 | 0 | 0 | 0 | 0 | 0 | 0 | 0 | 0 | 0 | 0 | 0 | 0 | 0 | 0 | 0 | 0 | 0 | 0 | 0 | 0 | 0 | 0 | 0 | 0 | 0 | 0 | 0 | 0 | 0 | 0 | 0 | 0 | 0 | 0 | 0 | 0 | 0 | 0 | 0 | 0 | 0 | 0 | 0 | 0 | 0 | 0 | 0 | 0 | 0 | 0 | 0 | 0 | 0 | 0 | 0 | 0 | 0 | 0 | 0 | 0 | 0 | 0 | 0
| > 66 kV & < = 132 kV ; Air Insulated circuit Breaker | 67 | 132 | CB | -7 | 0 | 0 | 0 | 0 | 0 | 0 | 0 | 0 | 0 | 0 | 0 | 0 | 0 | 0 | 0 | 0 | 0 | 0 | 0 | 0 | 0 | -1 | 0 | 0 | 4 | -1 | -4 | 0 | 0 | 0 | -1 | 0 | 0 | 0 | 0 | -2 | 0 | 0 | 0 | 0 | 0 | 0 | -1 | 0 | 0 | 0 | 0 | -1 | 0 | 0 | 0 | 0 | 0 | 0 | 0 | 0 | 0 | 0 | 0 | 0 | 0 | 0 | 0 | 0 | 0 | 0 | 0 | 0 | 0 | 0 | 0 | 0 | 0 | 0 | 0 | 0 | 0 | 0 | 0 | 0 | 0 | 0 | 0 | 0 | 0 | 0 | 0 | 0 | 0 | 0 | 0
| > 132 kV & < = 275 kV ; Air Insulated circuit Breaker | 133 | 275 | CB | -4 | 0 | 0 | 0 | 0 | 0 | 0 | 0 | 0 | 0 | 0 | 0 | 0 | 0 | 0 | 0 | 0 | 0 | 0 | 0 | 0 | 0 | 0 | 0 | 0 | 0 | 0 | 0 | 0 | 0 | 0 | 0 | 0 | 0 | 0 | 0 | -4 | 0 | 0 | 0 | 0 | 0 | 0 | 0 | 0 | 0 | 0 | 0 | 0 | 0 | 0 | 0 | 0 | 0 | 0 | 0 | 0 | 0 | 0 | 0 | 0 | 0 | 0 | 0 | 0 | 0 | 0 | 0 | 0 | 0 | 0 | 0 | 0 | 0 | 0 | 0 | 0 | 0 | 0 | 0 | 0 | 0 | 0 | 0 | 0 | 0 | 0 | 0 | 0 | 0 | 0 | 0
| > 275 kV & < = 330 kV ; Air Insulated circuit Breaker | 276 | 330 | CB | 0 | 0 | 0 | 0 | 0 | 0 | 0 | 0 | 0 | 0 | 0 | 0 | 0 | 0 | 0 | 0 | 0 | 0 | 0 | 0 | 0 | 0 | 0 | 0 | 0 | 0 | 0 | 0 | 0 | 0 | 0 | 0 | 0 | 0 | 0 | 0 | 0 | 0 | 0 | 0 | 0 | 0 | 0 | 0 | 0 | 0 | 0 | 0 | 0 | 0 | 0 | 0 | 0 | 0 | 0 | 0 | 0 | 0 | 0 | 0 | 0 | 0 | 0 | 0 | 0 | 0 | 0 | 0 | 0 | 0 | 0 | 0 | 0 | 0 | 0 | 0 | 0 | 0 | 0 | 0 | 0 | 0 | 0 | 0 | 0 | 0 | 0 | 0 | 0 | 0 | 0 | 0
| > 330 kV & < = 500 kV ; Air Insulated circuit Breaker | 331 | 500 | CB | 0 | 0 | 0 | 0 | 0 | 0 | 0 | 0 | 0 | 0 | 0 | 0 | 0 | 0 | 0 | 0 | 0 | 0 | 0 | 0 | 0 | 0 | 0 | 0 | 0 | 0 | 0 | 0 | 0 | 0 | 0 | 0 | 0 | 0 | 0 | 0 | 0 | 0 | 0 | 0 | 0 | 0 | 0 | 0 | 0 | 0 | 0 | 0 | 0 | 0 | 0 | 0 | 0 | 0 | 0 | 0 | 0 | 0 | 0 | 0 | 0 | 0 | 0 | 0 | 0 | 0 | 0 | 0 | 0 | 0 | 0 | 0 | 0 | 0 | 0 | 0 | 0 | 0 | 0 | 0 | 0 | 0 | 0 | 0 | 0 | 0 | 0 | 0 | 0 | 0 | 0 | 0
| > 500 kV ; Air Insulated circuit Breaker | 501 | 99999 | CB | 0 | 0 | 0 | 0 | 0 | 0 | 0 | 0 | 0 | 0 | 0 | 0 | 0 | 0 | 0 | 0 | 0 | 0 | 0 | 0 | 0 | 0 | 0 | 0 | 0 | 0 | 0 | 0 | 0 | 0 | 0 | 0 | 0 | 0 | 0 | 0 | 0 | 0 | 0 | 0 | 0 | 0 | 0 | 0 | 0 | 0 | 0 | 0 | 0 | 0 | 0 | 0 | 0 | 0 | 0 | 0 | 0 | 0 | 0 | 0 | 0 | 0 | 0 | 0 | 0 | 0 | 0 | 0 | 0 | 0 | 0 | 0 | 0 | 0 | 0 | 0 | 0 | 0 | 0 | 0 | 0 | 0 | 0 | 0 | 0 | 0 | 0 | 0 | 0 | 0 | 0 | 0
| < = 33 kV; Air Insulated Isolators / Earth Switch | 0 | 33 | IS/ES | -15 | 0 | 0 | 0 | 0 | 0 | 0 | 0 | 0 | -1 | 0 | 0 | 0 | 0 | 0 | 0 | 0 | 0 | 0 | 0 | 0 | 0 | 0 | 0 | 0 | 0 | 0 | 0 | 0 | 0 | 0 | -9 | -1 | 0 | -3 | 0 | 0 | 0 | 0 | 0 | 0 | 0 | 0 | 0 | 0 | 0 | 0 | 0 | 0 | -1 | 0 | 0 | 0 | 0 | 0 | 0 | 0 | 0 | 0 | 0 | 0 | 0 | 0 | 0 | 0 | 0 | 0 | 0 | 0 | 0 | 0 | 0 | 0 | 0 | 0 | 0 | 0 | 0 | 0 | 0 | 0 | 0 | 0 | 0 | 0 | 0 | 0 | 0 | 0 | 0 | 0 | 0
| > 33 kV & < = 66 kV ; Air Insulated Isolators / Earth Switch | 34 | 66 | IS/ES | 0 | 0 | 0 | 0 | 0 | 0 | 0 | 0 | 0 | 0 | 0 | 0 | 0 | 0 | 0 | 0 | 0 | 0 | 0 | 0 | 0 | 0 | 0 | 0 | 0 | 0 | 0 | 0 | 0 | 0 | 0 | 0 | 0 | 0 | 0 | 0 | 0 | 0 | 0 | 0 | 0 | 0 | 0 | 0 | 0 | 0 | 0 | 0 | 0 | 0 | 0 | 0 | 0 | 0 | 0 | 0 | 0 | 0 | 0 | 0 | 0 | 0 | 0 | 0 | 0 | 0 | 0 | 0 | 0 | 0 | 0 | 0 | 0 | 0 | 0 | 0 | 0 | 0 | 0 | 0 | 0 | 0 | 0 | 0 | 0 | 0 | 0 | 0 | 0 | 0 | 0 | 0
| > 66 kV & < = 132 kV ; Air Insulated Isolators / Earth Switch | 67 | 132 | IS/ES | -31 | 0 | 0 | 0 | 0 | 0 | 0 | 0 | 0 | 0 | 0 | -10 | 0 | 0 | 0 | 0 | 0 | 0 | 0 | 0 | 0 | -1 | -2 | 0 | -2 | 15 | -5 | -10 | -2 | 0 | 0 | 0 | 0 | 0 | 0 | 0 | -2 | 0 | 0 | 0 | 0 | -2 | -6 | 0 | 0 | 0 | -1 | -3 | 0 | 0 | 0 | 0 | 0 | 0 | 0 | 0 | 0 | 0 | 0 | 0 | 0 | 0 | 0 | 0 | 0 | 0 | 0 | 0 | 0 | 0 | 0 | 0 | 0 | 0 | 0 | 0 | 0 | 0 | 0 | 0 | 0 | 0 | 0 | 0 | 0 | 0 | 0 | 0 | 0 | 0 | 0 | 0
| > 132 kV & < = 275 kV ; Air Insulated Isolators / Earth Switch | 133 | 275 | IS/ES | -24 | 0 | 0 | 0 | 0 | 0 | 0 | 0 | 0 | 0 | 0 | -1 | 0 | 0 | 0 | 0 | -2 | 0 | 0 | 0 | 0 | 0 | 0 | 0 | 0 | 0 | 0 | -2 | 0 | 0 | 0 | 0 | 0 | -2 | 0 | -1 | -9 | -7 | 0 | 0 | 0 | 0 | 0 | 0 | 0 | 0 | 0 | 0 | 0 | 0 | 0 | 0 | 0 | 0 | 0 | 0 | 0 | 0 | 0 | 0 | 0 | 0 | 0 | 0 | 0 | 0 | 0 | 0 | 0 | 0 | 0 | 0 | 0 | 0 | 0 | 0 | 0 | 0 | 0 | 0 | 0 | 0 | 0 | 0 | 0 | 0 | 0 | 0 | 0 | 0 | 0 | 0
| > 275 kV & < = 330 kV ; Air Insulated Isolators / Earth Switch | 276 | 330 | IS/ES | 0 | 0 | 0 | 0 | 0 | 0 | 0 | 0 | 0 | 0 | 0 | 0 | 0 | 0 | 0 | 0 | 0 | 0 | 0 | 0 | 0 | 0 | 0 | 0 | 0 | 0 | 0 | 0 | 0 | 0 | 0 | 0 | 0 | 0 | 0 | 0 | 0 | 0 | 0 | 0 | 0 | 0 | 0 | 0 | 0 | 0 | 0 | 0 | 0 | 0 | 0 | 0 | 0 | 0 | 0 | 0 | 0 | 0 | 0 | 0 | 0 | 0 | 0 | 0 | 0 | 0 | 0 | 0 | 0 | 0 | 0 | 0 | 0 | 0 | 0 | 0 | 0 | 0 | 0 | 0 | 0 | 0 | 0 | 0 | 0 | 0 | 0 | 0 | 0 | 0 | 0 | 0
| > 330 kV & < = 500 kV ; Air Insulated Isolators / Earth Switch | 331 | 500 | IS/ES | 0 | 0 | 0 | 0 | 0 | 0 | 0 | 0 | 0 | 0 | 0 | 0 | 0 | 0 | 0 | 0 | 0 | 0 | 0 | 0 | 0 | 0 | 0 | 0 | 0 | 0 | 0 | 0 | 0 | 0 | 0 | 0 | 0 | 0 | 0 | 0 | 0 | 0 | 0 | 0 | 0 | 0 | 0 | 0 | 0 | 0 | 0 | 0 | 0 | 0 | 0 | 0 | 0 | 0 | 0 | 0 | 0 | 0 | 0 | 0 | 0 | 0 | 0 | 0 | 0 | 0 | 0 | 0 | 0 | 0 | 0 | 0 | 0 | 0 | 0 | 0 | 0 | 0 | 0 | 0 | 0 | 0 | 0 | 0 | 0 | 0 | 0 | 0 | 0 | 0 | 0 | 0
| > 500 kV ; Air Insulated Isolators / Earth Switch | 501 | 99999 | IS/ES | 0 | 0 | 0 | 0 | 0 | 0 | 0 | 0 | 0 | 0 | 0 | 0 | 0 | 0 | 0 | 0 | 0 | 0 | 0 | 0 | 0 | 0 | 0 | 0 | 0 | 0 | 0 | 0 | 0 | 0 | 0 | 0 | 0 | 0 | 0 | 0 | 0 | 0 | 0 | 0 | 0 | 0 | 0 | 0 | 0 | 0 | 0 | 0 | 0 | 0 | 0 | 0 | 0 | 0 | 0 | 0 | 0 | 0 | 0 | 0 | 0 | 0 | 0 | 0 | 0 | 0 | 0 | 0 | 0 | 0 | 0 | 0 | 0 | 0 | 0 | 0 | 0 | 0 | 0 | 0 | 0 | 0 | 0 | 0 | 0 | 0 | 0 | 0 | 0 | 0 | 0 | 0
| < = 33 kV; VT | 0 | 33 | VT | -2 | 0 | 0 | 0 | 0 | 0 | 0 | 0 | 0 | 0 | 0 | 0 | 0 | 0 | 0 | 0 | 0 | 0 | 0 | 0 | 0 | 0 | 0 | 0 | 0 | 0 | 0 | 0 | 0 | 0 | 0 | -1 | -1 | 0 | 0 | 0 | 0 | 0 | 0 | 0 | 0 | 0 | 0 | 0 | 0 | 0 | 0 | 0 | 0 | 0 | 0 | 0 | 0 | 0 | 0 | 0 | 0 | 0 | 0 | 0 | 0 | 0 | 0 | 0 | 0 | 0 | 0 | 0 | 0 | 0 | 0 | 0 | 0 | 0 | 0 | 0 | 0 | 0 | 0 | 0 | 0 | 0 | 0 | 0 | 0 | 0 | 0 | 0 | 0 | 0 | 0 | 0
| > 33 kV & < = 66 kV ; VT | 34 | 66 | VT | 0 | 0 | 0 | 0 | 0 | 0 | 0 | 0 | 0 | 0 | 0 | 0 | 0 | 0 | 0 | 0 | 0 | 0 | 0 | 0 | 0 | 0 | 0 | 0 | 0 | 0 | 0 | 0 | 0 | 0 | 0 | 0 | 0 | 0 | 0 | 0 | 0 | 0 | 0 | 0 | 0 | 0 | 0 | 0 | 0 | 0 | 0 | 0 | 0 | 0 | 0 | 0 | 0 | 0 | 0 | 0 | 0 | 0 | 0 | 0 | 0 | 0 | 0 | 0 | 0 | 0 | 0 | 0 | 0 | 0 | 0 | 0 | 0 | 0 | 0 | 0 | 0 | 0 | 0 | 0 | 0 | 0 | 0 | 0 | 0 | 0 | 0 | 0 | 0 | 0 | 0 | 0
| > 66 kV & < = 132 kV ; VT | 67 | 132 | VT | -9 | 0 | 0 | 0 | 0 | 0 | 0 | 0 | -3 | 0 | 0 | 0 | 0 | -3 | 0 | 0 | 0 | 0 | 0 | 0 | 0 | 0 | 0 | 0 | 0 | 13 | 0 | 0 | -1 | -12 | 0 | 0 | 0 | 0 | 0 | 0 | 0 | 0 | 0 | 0 | 0 | 0 | 0 | 0 | -3 | 0 | 0 | 0 | 0 | 0 | 0 | 0 | 0 | 0 | 0 | 0 | 0 | 0 | 0 | 0 | 0 | 0 | 0 | 0 | 0 | 0 | 0 | 0 | 0 | 0 | 0 | 0 | 0 | 0 | 0 | 0 | 0 | 0 | 0 | 0 | 0 | 0 | 0 | 0 | 0 | 0 | 0 | 0 | 0 | 0 | 0 | 0
| > 132 kV & < = 275 kV ; VT | 133 | 275 | VT | -7 | 0 | 0 | 0 | 0 | 0 | 0 | 0 | 0 | 0 | 0 | 0 | 0 | 0 | 0 | 0 | -1 | 0 | 0 | 0 | 0 | 0 | 0 | 0 | 0 | 0 | 0 | 0 | 0 | 0 | 0 | 0 | 0 | 0 | 0 | 0 | 0 | 0 | -6 | 0 | 0 | 0 | 0 | 0 | 0 | 0 | 0 | 0 | 0 | 0 | 0 | 0 | 0 | 0 | 0 | 0 | 0 | 0 | 0 | 0 | 0 | 0 | 0 | 0 | 0 | 0 | 0 | 0 | 0 | 0 | 0 | 0 | 0 | 0 | 0 | 0 | 0 | 0 | 0 | 0 | 0 | 0 | 0 | 0 | 0 | 0 | 0 | 0 | 0 | 0 | 0 | 0
| > 275 kV & < = 330 kV ; VT | 276 | 330 | VT | 0 | 0 | 0 | 0 | 0 | 0 | 0 | 0 | 0 | 0 | 0 | 0 | 0 | 0 | 0 | 0 | 0 | 0 | 0 | 0 | 0 | 0 | 0 | 0 | 0 | 0 | 0 | 0 | 0 | 0 | 0 | 0 | 0 | 0 | 0 | 0 | 0 | 0 | 0 | 0 | 0 | 0 | 0 | 0 | 0 | 0 | 0 | 0 | 0 | 0 | 0 | 0 | 0 | 0 | 0 | 0 | 0 | 0 | 0 | 0 | 0 | 0 | 0 | 0 | 0 | 0 | 0 | 0 | 0 | 0 | 0 | 0 | 0 | 0 | 0 | 0 | 0 | 0 | 0 | 0 | 0 | 0 | 0 | 0 | 0 | 0 | 0 | 0 | 0 | 0 | 0 | 0
| > 330 kV & < = 500 kV ; VT | 331 | 500 | VT | 0 | 0 | 0 | 0 | 0 | 0 | 0 | 0 | 0 | 0 | 0 | 0 | 0 | 0 | 0 | 0 | 0 | 0 | 0 | 0 | 0 | 0 | 0 | 0 | 0 | 0 | 0 | 0 | 0 | 0 | 0 | 0 | 0 | 0 | 0 | 0 | 0 | 0 | 0 | 0 | 0 | 0 | 0 | 0 | 0 | 0 | 0 | 0 | 0 | 0 | 0 | 0 | 0 | 0 | 0 | 0 | 0 | 0 | 0 | 0 | 0 | 0 | 0 | 0 | 0 | 0 | 0 | 0 | 0 | 0 | 0 | 0 | 0 | 0 | 0 | 0 | 0 | 0 | 0 | 0 | 0 | 0 | 0 | 0 | 0 | 0 | 0 | 0 | 0 | 0 | 0 | 0
| > 500 kV ; VT | 501 | 99999 | VT | 0 | 0 | 0 | 0 | 0 | 0 | 0 | 0 | 0 | 0 | 0 | 0 | 0 | 0 | 0 | 0 | 0 | 0 | 0 | 0 | 0 | 0 | 0 | 0 | 0 | 0 | 0 | 0 | 0 | 0 | 0 | 0 | 0 | 0 | 0 | 0 | 0 | 0 | 0 | 0 | 0 | 0 | 0 | 0 | 0 | 0 | 0 | 0 | 0 | 0 | 0 | 0 | 0 | 0 | 0 | 0 | 0 | 0 | 0 | 0 | 0 | 0 | 0 | 0 | 0 | 0 | 0 | 0 | 0 | 0 | 0 | 0 | 0 | 0 | 0 | 0 | 0 | 0 | 0 | 0 | 0 | 0 | 0 | 0 | 0 | 0 | 0 | 0 | 0 | 0 | 0 | 0
| < = 33 kV; CT | 0 | 33 | CT | -6 | 0 | 0 | 0 | 0 | 0 | 0 | -5 | -1 | 0 | 0 | 0 | 0 | 0 | 0 | 0 | 0 | 0 | 0 | 0 | 0 | 0 | 0 | 0 | 0 | 0 | 0 | 0 | 0 | 0 | 0 | 0 | 0 | 0 | 0 | 0 | 0 | 0 | 0 | 0 | 0 | 0 | 0 | 0 | 0 | 0 | 0 | 0 | 0 | 0 | 0 | 0 | 0 | 0 | 0 | 0 | 0 | 0 | 0 | 0 | 0 | 0 | 0 | 0 | 0 | 0 | 0 | 0 | 0 | 0 | 0 | 0 | 0 | 0 | 0 | 0 | 0 | 0 | 0 | 0 | 0 | 0 | 0 | 0 | 0 | 0 | 0 | 0 | 0 | 0 | 0 | 0
| > 33 kV & < = 66 kV ; CT | 34 | 66 | CT | 0 | 0 | 0 | 0 | 0 | 0 | 0 | 0 | 0 | 0 | 0 | 0 | 0 | 0 | 0 | 0 | 0 | 0 | 0 | 0 | 0 | 0 | 0 | 0 | 0 | 0 | 0 | 0 | 0 | 0 | 0 | 0 | 0 | 0 | 0 | 0 | 0 | 0 | 0 | 0 | 0 | 0 | 0 | 0 | 0 | 0 | 0 | 0 | 0 | 0 | 0 | 0 | 0 | 0 | 0 | 0 | 0 | 0 | 0 | 0 | 0 | 0 | 0 | 0 | 0 | 0 | 0 | 0 | 0 | 0 | 0 | 0 | 0 | 0 | 0 | 0 | 0 | 0 | 0 | 0 | 0 | 0 | 0 | 0 | 0 | 0 | 0 | 0 | 0 | 0 | 0 | 0
| > 66 kV & < = 132 kV ; CT | 67 | 132 | CT | -20 | -1 | 0 | 0 | 0 | -1 | 0 | -1 | 0 | 0 | 0 | -4 | -1 | -4 | 0 | 0 | 0 | 0 | -6 | 0 | 0 | -1 | 0 | -1 | -1 | 15 | 0 | -4 | 0 | -2 | 0 | 0 | 0 | 0 | 0 | -1 | -4 | 0 | 0 | 0 | -3 | 0 | 0 | 0 | 0 | 0 | 0 | 0 | 0 | 0 | 0 | 0 | 0 | 0 | 0 | 0 | 0 | 0 | 0 | 0 | 0 | 0 | 0 | 0 | 0 | 0 | 0 | 0 | 0 | 0 | 0 | 0 | 0 | 0 | 0 | 0 | 0 | 0 | 0 | 0 | 0 | 0 | 0 | 0 | 0 | 0 | 0 | 0 | 0 | 0 | 0 | 0
| > 132 kV & < = 275 kV ; CT | 133 | 275 | CT | -9 | 0 | 0 | 0 | 0 | 0 | 0 | 0 | 0 | 0 | 0 | 0 | 0 | 0 | 0 | 0 | 0 | 0 | 0 | 0 | 0 | 0 | 0 | 0 | 0 | 0 | 0 | 0 | 0 | 0 | 0 | 0 | 0 | 0 | 0 | 0 | -9 | 0 | 0 | 0 | 0 | 0 | 0 | 0 | 0 | 0 | 0 | 0 | 0 | 0 | 0 | 0 | 0 | 0 | 0 | 0 | 0 | 0 | 0 | 0 | 0 | 0 | 0 | 0 | 0 | 0 | 0 | 0 | 0 | 0 | 0 | 0 | 0 | 0 | 0 | 0 | 0 | 0 | 0 | 0 | 0 | 0 | 0 | 0 | 0 | 0 | 0 | 0 | 0 | 0 | 0 | 0
| > 275 kV & < = 330 kV ; CT | 276 | 330 | CT | 0 | 0 | 0 | 0 | 0 | 0 | 0 | 0 | 0 | 0 | 0 | 0 | 0 | 0 | 0 | 0 | 0 | 0 | 0 | 0 | 0 | 0 | 0 | 0 | 0 | 0 | 0 | 0 | 0 | 0 | 0 | 0 | 0 | 0 | 0 | 0 | 0 | 0 | 0 | 0 | 0 | 0 | 0 | 0 | 0 | 0 | 0 | 0 | 0 | 0 | 0 | 0 | 0 | 0 | 0 | 0 | 0 | 0 | 0 | 0 | 0 | 0 | 0 | 0 | 0 | 0 | 0 | 0 | 0 | 0 | 0 | 0 | 0 | 0 | 0 | 0 | 0 | 0 | 0 | 0 | 0 | 0 | 0 | 0 | 0 | 0 | 0 | 0 | 0 | 0 | 0 | 0
| > 330 kV & < = 500 kV ; CT | 331 | 500 | CT | 0 | 0 | 0 | 0 | 0 | 0 | 0 | 0 | 0 | 0 | 0 | 0 | 0 | 0 | 0 | 0 | 0 | 0 | 0 | 0 | 0 | 0 | 0 | 0 | 0 | 0 | 0 | 0 | 0 | 0 | 0 | 0 | 0 | 0 | 0 | 0 | 0 | 0 | 0 | 0 | 0 | 0 | 0 | 0 | 0 | 0 | 0 | 0 | 0 | 0 | 0 | 0 | 0 | 0 | 0 | 0 | 0 | 0 | 0 | 0 | 0 | 0 | 0 | 0 | 0 | 0 | 0 | 0 | 0 | 0 | 0 | 0 | 0 | 0 | 0 | 0 | 0 | 0 | 0 | 0 | 0 | 0 | 0 | 0 | 0 | 0 | 0 | 0 | 0 | 0 | 0 | 0
| > 500 kV ; CT | 501 | 99999 | CT | 0 | 0 | 0 | 0 | 0 | 0 | 0 | 0 | 0 | 0 | 0 | 0 | 0 | 0 | 0 | 0 | 0 | 0 | 0 | 0 | 0 | 0 | 0 | 0 | 0 | 0 | 0 | 0 | 0 | 0 | 0 | 0 | 0 | 0 | 0 | 0 | 0 | 0 | 0 | 0 | 0 | 0 | 0 | 0 | 0 | 0 | 0 | 0 | 0 | 0 | 0 | 0 | 0 | 0 | 0 | 0 | 0 | 0 | 0 | 0 | 0 | 0 | 0 | 0 | 0 | 0 | 0 | 0 | 0 | 0 | 0 | 0 | 0 | 0 | 0 | 0 | 0 | 0 | 0 | 0 | 0 | 0 | 0 | 0 | 0 | 0 | 0 | 0 | 0 | 0 | 0 | 0
[5 empty] | -134 | -1 | 0 | 0 | 0 | -1 | 0 | -6 | -4 | -1 | 0 | -15 | -1 | -7 | 0 | 0 | -3 | 0 | -6 | 0 | 0 | -2 | -3 | -1 | -3 | 47 | -6 | -20 | -3 | -14 | 0 | -11 | -2 | -2 | -3 | -2 | -30 | -7 | -6 | 0 | -3 | -2 | -6 | -1 | -3 | 0 | -1 | -3 | -1 | -1 | 0 | 0 | 0 | 0 | 0 | 0 | 0 | 0 | 0 | 0 | 0 | 0 | 0 | 0 | 0 | 0 | 0 | 0 | 0 | 0 | 0 | 0 | 0 | 0 | 0 | 0 | 0 | 0 | 0 | 0 | 0 | 0 | 0 | 0 | 0 | 0 | 0 | 0 | 0 | 0 | 0 | 0
Adjusted Age Profile (2010)
[6 empty] | 2010 | 2009 | 2008 | 2007 | 2006 | 2005 | 2004 | 2003 | 2002 | 2001 | 2000 | 1999 | 1998 | 1997 | 1996 | 1995 | 1994 | 1993 | 1992 | 1991 | 1990 | 1989 | 1988 | 1987 | 1986 | 1985 | 1984 | 1983 | 1982 | 1981 | 1980 | 1979 | 1978 | 1977 | 1976 | 1975 | 1974 | 1973 | 1972 | 1971 | 1970 | 1969 | 1968 | 1967 | 1966 | 1965 | 1964 | 1963 | 1962 | 1961 | 1960 | 1959 | 1958 | 1957 | 1956 | 1955 | 1954 | 1953 | 1952 | 1951 | 1950 | 1949 | 1948 | 1947 | 1946 | 1945 | 1944 | 1943 | 1942 | 1941 | 1940 | 1939 | 1938 | 1937 | 1936 | 1935 | 1934 | 1933 | 1932 | 1931 | 1930 | 1929 | 1928 | 1927 | 1926 | 1925 | 1924 | 1923 | 1922 | 1921 | 1920 | 1919 | 1918 | 1917 | 1916 | 1915 | 1914 | 1913 | 1912 | 1911 | 1910 | 1909 | 1908 | 1907
| Description | MinV | MaxV | Type
| < = 33 kV; Air Insulated circuit Breaker | 0 | 33 | CB |  | 0 | 0 | 0 | 0 | 0 | 0 | 0 | 0 | 0 | 0 | 0 | 0 | 0 | 0 | 0 | 0 | 0 | 0 | 1 | 0 | 0 | 1 | 0 | 0 | 0 | 0 | 2 | 0 | 0 | 1 | 0 | 0 | 0 | 0 | 0 | 0 | 0 | 0 | 0 | 0 | 0 | 0 | 0 | 0 | 0 | 0 | 0 | 0 | 0 | 0 | 0 | 0 | 0 | 0 | 0 | 0 | 0 | 0 | 0 | 0 | 0 | 0 | 0 | 0 | 0 | 0 | 0 | 0 | 0 | 0 | 0 | 0 | 0 | 0 | 0 | 0 | 0 | 0 | 0 | 0 | 0 | 0 | 0 | 0 | 0 | 0 | 0 | 0 | 0 | 0 | 0
| > 33 kV & < = 66 kV ; Air Insulated circuit Breaker | 34 | 66 | CB |  | 0 | 0 | 0 | 0 | 0 | 0 | 1 | 2 | 0 | 0 | 0 | 2 | 2 | 0 | 1 | 0 | 0 | 0 | 0 | 0 | 0 | 0 | 0 | 0 | 0 | 0 | 0 | 5 | 0 | 0 | 0 | 0 | 0 | 0 | 0 | 0 | 0 | 0 | 0 | 0 | 0 | 0 | 0 | 0 | 0 | 0 | 0 | 0 | 0 | 0 | 0 | 0 | 0 | 0 | 0 | 0 | 0 | 0 | 0 | 0 | 0 | 0 | 0 | 0 | 0 | 0 | 0 | 0 | 0 | 0 | 0 | 0 | 0 | 0 | 0 | 0 | 0 | 0 | 0 | 0 | 0 | 0 | 0 | 0 | 0 | 0 | 0 | 0 | 0 | 0 | 0
| > 66 kV & < = 132 kV ; Air Insulated circuit Breaker | 67 | 132 | CB |  | 46 | 57 | 27 | 23 | 19 | 15 | 2 | 4 | 7 | 10 | 9 | 8 | 14 | 6 | 1 | 10 | 2 | 2 | 3 | 6 | 4 | 5 | 16 | 20 | 14 | 13 | 14 | 10 | 6 | 6 | 1 | 18 | 8 | 2 | 23 | 5 | 4 | 3 | 0 | 0 | 4 | 0 | 13 | 0 | 24 | 0 | 0 | 12 | 0 | 0 | 0 | 0 | 6 | 1 | 0 | 0 | 0 | 0 | 0 | 0 | 0 | 0 | 0 | 0 | 0 | 0 | 0 | 0 | 0 | 0 | 0 | 0 | 0 | 0 | 0 | 0 | 0 | 0 | 0 | 0 | 0 | 0 | 0 | 0 | 0 | 0 | 0 | 0 | 0 | 0 | 0
| > 132 kV & < = 275 kV ; Air Insulated circuit Breaker | 133 | 275 | CB |  | 12 | 33 | 42 | 31 | 27 | 15 | 5 | 10 | 12 | 3 | 6 | 10 | 31 | 0 | 5 | 4 | 8 | 12 | 2 | 2 | 0 | 18 | 1 | 1 | 1 | 12 | 2 | 1 | 0 | 3 | 0 | 1 | 9 | 0 | 12 | 10 | 0 | 0 | 0 | 0 | 1 | 0 | 0 | 0 | 0 | 0 | 0 | 0 | 0 | 0 | 0 | 0 | 0 | 0 | 0 | 0 | 0 | 0 | 0 | 0 | 0 | 0 | 0 | 0 | 0 | 0 | 0 | 0 | 0 | 0 | 0 | 0 | 0 | 0 | 0 | 0 | 0 | 0 | 0 | 0 | 0 | 0 | 0 | 0 | 0 | 0 | 0 | 0 | 0 | 0 | 0
| > 275 kV & < = 330 kV ; Air Insulated circuit Breaker | 276 | 330 | CB |  | 0 | 0 | 1 | 0 | 0 | 4 | 0 | 0 | 0 | 0 | 0 | 0 | 0 | 0 | 0 | 0 | 0 | 0 | 0 | 0 | 0 | 0 | 0 | 0 | 0 | 0 | 0 | 0 | 0 | 0 | 0 | 0 | 0 | 0 | 0 | 0 | 0 | 0 | 0 | 0 | 0 | 0 | 0 | 0 | 0 | 0 | 0 | 0 | 0 | 0 | 0 | 0 | 0 | 0 | 0 | 0 | 0 | 0 | 0 | 0 | 0 | 0 | 0 | 0 | 0 | 0 | 0 | 0 | 0 | 0 | 0 | 0 | 0 | 0 | 0 | 0 | 0 | 0 | 0 | 0 | 0 | 0 | 0 | 0 | 0 | 0 | 0 | 0 | 0 | 0 | 0
| > 330 kV & < = 500 kV ; Air Insulated circuit Breaker | 331 | 500 | CB |  | 0 | 0 | 0 | 0 | 0 | 0 | 0 | 0 | 0 | 0 | 0 | 0 | 0 | 0 | 0 | 0 | 0 | 0 | 0 | 0 | 0 | 0 | 0 | 0 | 0 | 0 | 0 | 0 | 0 | 0 | 0 | 0 | 0 | 0 | 0 | 0 | 0 | 0 | 0 | 0 | 0 | 0 | 0 | 0 | 0 | 0 | 0 | 0 | 0 | 0 | 0 | 0 | 0 | 0 | 0 | 0 | 0 | 0 | 0 | 0 | 0 | 0 | 0 | 0 | 0 | 0 | 0 | 0 | 0 | 0 | 0 | 0 | 0 | 0 | 0 | 0 | 0 | 0 | 0 | 0 | 0 | 0 | 0 | 0 | 0 | 0 | 0 | 0 | 0 | 0 | 0
| > 500 kV ; Air Insulated circuit Breaker | 501 | 99999 | CB |  | 0 | 0 | 0 | 0 | 0 | 0 | 0 | 0 | 0 | 0 | 0 | 0 | 0 | 0 | 0 | 0 | 0 | 0 | 0 | 0 | 0 | 0 | 0 | 0 | 0 | 0 | 0 | 0 | 0 | 0 | 0 | 0 | 0 | 0 | 0 | 0 | 0 | 0 | 0 | 0 | 0 | 0 | 0 | 0 | 0 | 0 | 0 | 0 | 0 | 0 | 0 | 0 | 0 | 0 | 0 | 0 | 0 | 0 | 0 | 0 | 0 | 0 | 0 | 0 | 0 | 0 | 0 | 0 | 0 | 0 | 0 | 0 | 0 | 0 | 0 | 0 | 0 | 0 | 0 | 0 | 0 | 0 | 0 | 0 | 0 | 0 | 0 | 0 | 0 | 0 | 0
| < = 33 kV; Air Insulated Isolators / Earth Switch | 0 | 33 | IS/ES |  | 0 | 0 | 0 | 2 | 0 | 0 | 0 | 2 | 2 | 0 | 1 | 1 | 1 | 0 | 0 | 5 | 0 | 0 | 1 | 0 | 1 | 2 | 0 | 0 | 0 | 0 | 3 | 1 | 2 | 1 | 1 | 2 | 0 | 0 | 0 | 2 | 1 | 0 | 2 | 0 | 0 | 1 | 0 | 0 | 0 | 0 | 0 | 1 | 1 | 0 | 0 | 0 | 0 | 0 | 0 | 0 | 0 | 0 | 0 | 0 | 0 | 0 | 0 | 0 | 0 | 0 | 0 | 0 | 0 | 0 | 0 | 0 | 0 | 0 | 0 | 0 | 0 | 0 | 0 | 0 | 0 | 0 | 0 | 0 | 0 | 0 | 0 | 0 | 0 | 0 | 0
| > 33 kV & < = 66 kV ; Air Insulated Isolators / Earth Switch | 34 | 66 | IS/ES |  | 0 | 6 | 2 | 0 | 2 | 0 | 0 | 0 | 0 | 0 | 1 | 1 | 3 | 0 | 3 | 0 | 0 | 0 | 0 | 0 | 0 | 0 | 0 | 0 | 0 | 0 | 0 | 13 | 17 | 0 | 2 | 2 | 2 | 0 | 0 | 0 | 0 | 0 | 0 | 0 | 0 | 0 | 0 | 0 | 0 | 0 | 0 | 0 | 0 | 0 | 0 | 0 | 0 | 0 | 0 | 0 | 0 | 0 | 0 | 0 | 0 | 0 | 0 | 0 | 0 | 0 | 0 | 0 | 0 | 0 | 0 | 0 | 0 | 0 | 0 | 0 | 0 | 0 | 0 | 0 | 0 | 0 | 0 | 0 | 0 | 0 | 0 | 0 | 0 | 0 | 0
| > 66 kV & < = 132 kV ; Air Insulated Isolators / Earth Switch | 67 | 132 | IS/ES |  | 152 | 193 | 80 | 75 | 42 | 62 | 26 | 13 | 16 | 36 | 38 | 15 | 39 | 30 | 8 | 33 | 4 | 12 | 10 | 12 | 4 | 12 | 16 | 48 | 46 | 47 | 35 | 45 | 28 | 17 | 16 | 66 | 99 | 8 | 56 | 23 | 4 | 22 | 21 | 31 | 17 | 9 | 27 | 0 | 96 | 18 | 49 | 2 | 0 | 0 | 0 | 0 | 13 | 13 | 0 | 0 | 0 | 0 | 0 | 0 | 0 | 0 | 0 | 0 | 0 | 0 | 0 | 0 | 0 | 0 | 0 | 0 | 0 | 0 | 0 | 0 | 0 | 0 | 0 | 0 | 0 | 0 | 0 | 0 | 0 | 0 | 0 | 0 | 0 | 0 | 0
| > 132 kV & < = 275 kV ; Air Insulated Isolators / Earth Switch | 133 | 275 | IS/ES |  | 72 | 141 | 241 | 113 | 116 | 92 | 43 | 33 | 42 | 21 | 92 | 38 | 61 | 1 | 20 | 28 | 53 | 67 | 33 | 24 | 1 | 37 | 0 | 15 | 14 | 35 | 94 | 10 | 18 | 8 | 0 | 19 | 160 | 49 | 31 | 32 | 37 | 5 | 44 | 29 | 50 | 3 | 0 | 0 | 0 | 0 | 0 | 0 | 0 | 0 | 0 | 0 | 0 | 0 | 0 | 0 | 0 | 0 | 0 | 0 | 0 | 0 | 0 | 0 | 0 | 0 | 0 | 0 | 0 | 0 | 0 | 0 | 0 | 0 | 0 | 0 | 0 | 0 | 0 | 0 | 0 | 0 | 0 | 0 | 0 | 0 | 0 | 0 | 0 | 0 | 0
| > 275 kV & < = 330 kV ; Air Insulated Isolators / Earth Switch | 276 | 330 | IS/ES |  | 0 | 1 | 5 | 0 | 0 | 28 | 0 | 0 | 0 | 0 | 0 | 0 | 0 | 0 | 0 | 0 | 0 | 0 | 0 | 0 | 0 | 0 | 0 | 0 | 0 | 0 | 0 | 0 | 0 | 0 | 0 | 0 | 0 | 0 | 0 | 0 | 0 | 0 | 0 | 0 | 0 | 0 | 0 | 0 | 0 | 0 | 0 | 0 | 0 | 0 | 0 | 0 | 0 | 0 | 0 | 0 | 0 | 0 | 0 | 0 | 0 | 0 | 0 | 0 | 0 | 0 | 0 | 0 | 0 | 0 | 0 | 0 | 0 | 0 | 0 | 0 | 0 | 0 | 0 | 0 | 0 | 0 | 0 | 0 | 0 | 0 | 0 | 0 | 0 | 0 | 0
| > 330 kV & < = 500 kV ; Air Insulated Isolators / Earth Switch | 331 | 500 | IS/ES |  | 0 | 0 | 0 | 0 | 0 | 0 | 0 | 0 | 0 | 0 | 0 | 0 | 0 | 0 | 0 | 0 | 0 | 0 | 0 | 0 | 0 | 0 | 0 | 0 | 0 | 0 | 0 | 0 | 0 | 0 | 0 | 0 | 0 | 0 | 0 | 0 | 0 | 0 | 0 | 0 | 0 | 0 | 0 | 0 | 0 | 0 | 0 | 0 | 0 | 0 | 0 | 0 | 0 | 0 | 0 | 0 | 0 | 0 | 0 | 0 | 0 | 0 | 0 | 0 | 0 | 0 | 0 | 0 | 0 | 0 | 0 | 0 | 0 | 0 | 0 | 0 | 0 | 0 | 0 | 0 | 0 | 0 | 0 | 0 | 0 | 0 | 0 | 0 | 0 | 0 | 0
| > 500 kV ; Air Insulated Isolators / Earth Switch | 501 | 99999 | IS/ES |  | 0 | 0 | 0 | 0 | 0 | 0 | 0 | 0 | 0 | 0 | 0 | 0 | 0 | 0 | 0 | 0 | 0 | 0 | 0 | 0 | 0 | 0 | 0 | 0 | 0 | 0 | 0 | 0 | 0 | 0 | 0 | 0 | 0 | 0 | 0 | 0 | 0 | 0 | 0 | 0 | 0 | 0 | 0 | 0 | 0 | 0 | 0 | 0 | 0 | 0 | 0 | 0 | 0 | 0 | 0 | 0 | 0 | 0 | 0 | 0 | 0 | 0 | 0 | 0 | 0 | 0 | 0 | 0 | 0 | 0 | 0 | 0 | 0 | 0 | 0 | 0 | 0 | 0 | 0 | 0 | 0 | 0 | 0 | 0 | 0 | 0 | 0 | 0 | 0 | 0 | 0
| < = 33 kV; VT | 0 | 33 | VT |  | 0 | 1 | 1 | 3 | 0 | 0 | 0 | 0 | 1 | 0 | 2 | 0 | 0 | 0 | 0 | 0 | 0 | 1 | 1 | 0 | 0 | 0 | 0 | 0 | 0 | 0 | 0 | 0 | 0 | 2 | 0 | 0 | 0 | 0 | 3 | 0 | 0 | 0 | 1 | 1 | 1 | 0 | 0 | 0 | 0 | 0 | 0 | 0 | 0 | 0 | 0 | 0 | 0 | 0 | 0 | 0 | 0 | 0 | 0 | 0 | 0 | 0 | 0 | 0 | 0 | 0 | 0 | 0 | 0 | 0 | 0 | 0 | 0 | 0 | 0 | 0 | 0 | 0 | 0 | 0 | 0 | 0 | 0 | 0 | 0 | 0 | 0 | 0 | 0 | 0 | 0
| > 33 kV & < = 66 kV ; VT | 34 | 66 | VT |  | 0 | 0 | 0 | 3 | 0 | 3 | 3 | 0 | 3 | 0 | 11 | 0 | 4 | 0 | 0 | 0 | 0 | 0 | 0 | 0 | 0 | 0 | 0 | 0 | 6 | 3 | 0 | 0 | 6 | 0 | 0 | 0 | 6 | 0 | 0 | 4 | 0 | 0 | 0 | 0 | 0 | 0 | 0 | 0 | 0 | 0 | 0 | 0 | 0 | 0 | 0 | 0 | 0 | 0 | 0 | 0 | 0 | 0 | 0 | 0 | 0 | 0 | 0 | 0 | 0 | 0 | 0 | 0 | 0 | 0 | 0 | 0 | 0 | 0 | 0 | 0 | 0 | 0 | 0 | 0 | 0 | 0 | 0 | 0 | 0 | 0 | 0 | 0 | 0 | 0 | 0
| > 66 kV & < = 132 kV ; VT | 67 | 132 | VT |  | 127 | 115 | 58 | 104 | 43 | 49 | 17 | 82 | 55 | 36 | 71 | 9 | 55 | 21 | 9 | 9 | 10 | 14 | 12 | 6 | 1 | 7 | 19 | 31 | 32 | 39 | 10 | 28 | 8 | 5 | 6 | 6 | 35 | 3 | 10 | 8 | 10 | 0 | 4 | 6 | 2 | 12 | 17 | 7 | 0 | 3 | 0 | 41 | 3 | 0 | 1 | 0 | 10 | 9 | 0 | 0 | 0 | 0 | 0 | 0 | 0 | 0 | 0 | 0 | 0 | 0 | 0 | 0 | 0 | 0 | 0 | 0 | 0 | 0 | 0 | 0 | 0 | 0 | 0 | 0 | 0 | 0 | 0 | 0 | 0 | 0 | 0 | 0 | 0 | 0 | 0
| > 132 kV & < = 275 kV ; VT | 133 | 275 | VT |  | 16 | 36 | 60 | 42 | 38 | 24 | 6 | 10 | 21 | 0 | 46 | 15 | 19 | 17 | 11 | 8 | 22 | 12 | 6 | 11 | 4 | 10 | 5 | 4 | 0 | 29 | 52 | 7 | 8 | 0 | 0 | 0 | 15 | 0 | 20 | 10 | 6 | 6 | 10 | 0 | 19 | 0 | 0 | 0 | 0 | 0 | 0 | 0 | 0 | 0 | 0 | 0 | 0 | 0 | 0 | 0 | 0 | 0 | 0 | 0 | 0 | 0 | 0 | 0 | 0 | 0 | 0 | 0 | 0 | 0 | 0 | 0 | 0 | 0 | 0 | 0 | 0 | 0 | 0 | 0 | 0 | 0 | 0 | 0 | 0 | 0 | 0 | 0 | 0 | 0 | 0
| > 275 kV & < = 330 kV ; VT | 276 | 330 | VT |  | 3 | 0 | 3 | 0 | 0 | 10 | 0 | 0 | 0 | 0 | 0 | 0 | 0 | 0 | 0 | 0 | 0 | 0 | 0 | 0 | 0 | 0 | 0 | 0 | 0 | 0 | 0 | 0 | 0 | 0 | 0 | 0 | 0 | 0 | 0 | 0 | 0 | 0 | 0 | 0 | 0 | 0 | 0 | 0 | 0 | 0 | 0 | 0 | 0 | 0 | 0 | 0 | 0 | 0 | 0 | 0 | 0 | 0 | 0 | 0 | 0 | 0 | 0 | 0 | 0 | 0 | 0 | 0 | 0 | 0 | 0 | 0 | 0 | 0 | 0 | 0 | 0 | 0 | 0 | 0 | 0 | 0 | 0 | 0 | 0 | 0 | 0 | 0 | 0 | 0 | 0
| > 330 kV & < = 500 kV ; VT | 331 | 500 | VT |  | 0 | 0 | 0 | 0 | 0 | 0 | 0 | 0 | 0 | 0 | 0 | 0 | 0 | 0 | 0 | 0 | 0 | 0 | 0 | 0 | 0 | 0 | 0 | 0 | 0 | 0 | 0 | 0 | 0 | 0 | 0 | 0 | 0 | 0 | 0 | 0 | 0 | 0 | 0 | 0 | 0 | 0 | 0 | 0 | 0 | 0 | 0 | 0 | 0 | 0 | 0 | 0 | 0 | 0 | 0 | 0 | 0 | 0 | 0 | 0 | 0 | 0 | 0 | 0 | 0 | 0 | 0 | 0 | 0 | 0 | 0 | 0 | 0 | 0 | 0 | 0 | 0 | 0 | 0 | 0 | 0 | 0 | 0 | 0 | 0 | 0 | 0 | 0 | 0 | 0 | 0
| > 500 kV ; VT | 501 | 99999 | VT |  | 0 | 0 | 0 | 0 | 0 | 0 | 0 | 0 | 0 | 0 | 0 | 0 | 0 | 0 | 0 | 0 | 0 | 0 | 0 | 0 | 0 | 0 | 0 | 0 | 0 | 0 | 0 | 0 | 0 | 0 | 0 | 0 | 0 | 0 | 0 | 0 | 0 | 0 | 0 | 0 | 0 | 0 | 0 | 0 | 0 | 0 | 0 | 0 | 0 | 0 | 0 | 0 | 0 | 0 | 0 | 0 | 0 | 0 | 0 | 0 | 0 | 0 | 0 | 0 | 0 | 0 | 0 | 0 | 0 | 0 | 0 | 0 | 0 | 0 | 0 | 0 | 0 | 0 | 0 | 0 | 0 | 0 | 0 | 0 | 0 | 0 | 0 | 0 | 0 | 0 | 0
| < = 33 kV; CT | 0 | 33 | CT |  | 0 | 0 | 3 | 18 | 0 | 0 | 1 | 48 | 0 | 0 | 0 | 0 | 0 | 0 | 0 | 3 | 0 | 0 | 3 | 0 | 0 | 0 | 2 | 0 | 0 | 0 | 0 | 0 | 0 | 3 | 0 | 0 | 2 | 0 | 0 | 0 | 0 | 2 | 0 | 0 | 0 | 0 | 0 | 0 | 0 | 0 | 0 | 0 | 0 | 0 | 0 | 0 | 0 | 0 | 0 | 0 | 0 | 0 | 0 | 0 | 0 | 0 | 0 | 0 | 0 | 0 | 0 | 0 | 0 | 0 | 0 | 0 | 0 | 0 | 0 | 0 | 0 | 0 | 0 | 0 | 0 | 0 | 0 | 0 | 0 | 0 | 0 | 0 | 0 | 0 | 0
| > 33 kV & < = 66 kV ; CT | 34 | 66 | CT |  | 0 | 12 | 0 | 3 | 0 | 5 | 1 | 0 | 3 | 2 | 11 | 6 | 12 | 2 | 0 | 0 | 1 | 0 | 0 | 0 | 0 | 6 | 3 | 0 | 6 | 0 | 0 | 2 | 16 | 2 | 0 | 0 | 0 | 0 | 0 | 3 | 3 | 0 | 0 | 0 | 0 | 0 | 0 | 0 | 0 | 0 | 0 | 0 | 0 | 0 | 0 | 0 | 0 | 0 | 0 | 0 | 0 | 0 | 0 | 0 | 0 | 0 | 0 | 0 | 0 | 0 | 0 | 0 | 0 | 0 | 0 | 0 | 0 | 0 | 0 | 0 | 0 | 0 | 0 | 0 | 0 | 0 | 0 | 0 | 0 | 0 | 0 | 0 | 0 | 0 | 0
| > 66 kV & < = 132 kV ; CT | 67 | 132 | CT |  | 106 | 124 | 42 | 37 | 75 | 57 | 14 | 15 | 15 | 73 | 77 | 33 | 52 | 20 | 1 | 28 | 3 | 2 | 20 | 35 | 15 | 26 | 19 | 35 | 37 | 60 | 15 | 35 | 20 | 29 | 3 | 0 | 15 | 0 | 50 | 13 | 0 | 9 | 2 | 6 | 7 | 6 | 34 | 14 | 9 | 12 | 0 | 39 | 0 | 0 | 0 | 0 | 0 | 0 | 0 | 0 | 0 | 0 | 0 | 0 | 0 | 0 | 0 | 0 | 0 | 0 | 0 | 0 | 0 | 0 | 0 | 0 | 0 | 0 | 0 | 0 | 0 | 0 | 0 | 0 | 0 | 0 | 0 | 0 | 0 | 0 | 0 | 0 | 0 | 0 | 0
| > 132 kV & < = 275 kV ; CT | 133 | 275 | CT |  | 67 | 89 | 127 | 75 | 80 | 47 | 10 | 23 | 42 | 0 | 33 | 31 | 40 | 2 | 18 | 10 | 12 | 39 | 15 | 11 | 0 | 14 | 10 | 9 | 16 | 20 | 8 | 18 | 9 | 0 | 0 | 0 | 12 | 0 | 41 | 24 | 10 | 0 | 15 | 0 | 16 | 0 | 0 | 0 | 0 | 0 | 0 | 0 | 0 | 0 | 0 | 0 | 0 | 0 | 0 | 0 | 0 | 0 | 0 | 0 | 0 | 0 | 0 | 0 | 0 | 0 | 0 | 0 | 0 | 0 | 0 | 0 | 0 | 0 | 0 | 0 | 0 | 0 | 0 | 0 | 0 | 0 | 0 | 0 | 0 | 0 | 0 | 0 | 0 | 0 | 0
| > 275 kV & < = 330 kV ; CT | 276 | 330 | CT |  | 0 | 0 | 3 | 0 | 0 | 12 | 0 | 0 | 0 | 0 | 0 | 0 | 0 | 0 | 0 | 0 | 0 | 0 | 0 | 0 | 0 | 0 | 0 | 0 | 0 | 0 | 0 | 0 | 0 | 0 | 0 | 0 | 0 | 0 | 0 | 0 | 0 | 0 | 0 | 0 | 0 | 0 | 0 | 0 | 0 | 0 | 0 | 0 | 0 | 0 | 0 | 0 | 0 | 0 | 0 | 0 | 0 | 0 | 0 | 0 | 0 | 0 | 0 | 0 | 0 | 0 | 0 | 0 | 0 | 0 | 0 | 0 | 0 | 0 | 0 | 0 | 0 | 0 | 0 | 0 | 0 | 0 | 0 | 0 | 0 | 0 | 0 | 0 | 0 | 0 | 0
| > 330 kV & < = 500 kV ; CT | 331 | 500 | CT |  | 0 | 0 | 0 | 0 | 0 | 0 | 0 | 0 | 0 | 0 | 0 | 0 | 0 | 0 | 0 | 0 | 0 | 0 | 0 | 0 | 0 | 0 | 0 | 0 | 0 | 0 | 0 | 0 | 0 | 0 | 0 | 0 | 0 | 0 | 0 | 0 | 0 | 0 | 0 | 0 | 0 | 0 | 0 | 0 | 0 | 0 | 0 | 0 | 0 | 0 | 0 | 0 | 0 | 0 | 0 | 0 | 0 | 0 | 0 | 0 | 0 | 0 | 0 | 0 | 0 | 0 | 0 | 0 | 0 | 0 | 0 | 0 | 0 | 0 | 0 | 0 | 0 | 0 | 0 | 0 | 0 | 0 | 0 | 0 | 0 | 0 | 0 | 0 | 0 | 0 | 0
| > 500 kV ; CT | 501 | 99999 | CT |  | 0 | 0 | 0 | 0 | 0 | 0 | 0 | 0 | 0 | 0 | 0 | 0 | 0 | 0 | 0 | 0 | 0 | 0 | 0 | 0 | 0 | 0 | 0 | 0 | 0 | 0 | 0 | 0 | 0 | 0 | 0 | 0 | 0 | 0 | 0 | 0 | 0 | 0 | 0 | 0 | 0 | 0 | 0 | 0 | 0 | 0 | 0 | 0 | 0 | 0 | 0 | 0 | 0 | 0 | 0 | 0 | 0 | 0 | 0 | 0 | 0 | 0 | 0 | 0 | 0 | 0 | 0 | 0 | 0 | 0 | 0 | 0 | 0 | 0 | 0 | 0 | 0 | 0 | 0 | 0 | 0 | 0 | 0 | 0 | 0 | 0 | 0 | 0 | 0 | 0 | 0
[5 empty] | 9315 | 601 | 808 | 695 | 529 | 442 | 423 | 129 | 242 | 219 | 181 | 398 | 169 | 333 | 99 | 77 | 138 | 115 | 161 | 107 | 107 | 30 | 138 | 91 | 163 | 172 | 258 | 235 | 175 | 138 | 77 | 29 | 114 | 363 | 62 | 246 | 134 | 75 | 47 | 99 | 73 | 117 | 31 | 91 | 21 | 129 | 33 | 49 | 95 | 4 | 0 | 1 | 0 | 29 | 23 | 0 | 0 | 0 | 0 | 0 | 0 | 0 | 0 | 0 | 0 | 0 | 0 | 0 | 0 | 0 | 0 | 0 | 0 | 0 | 0 | 0 | 0 | 0 | 0 | 0 | 0 | 0 | 0 | 0 | 0 | 0 | 0 | 0 | 0 | 0 | 0 | 0
Adjusted Age Profile (2010), Prepared for Calibration Repex Model
[6 empty] | 2010 | 2009 | 2008 | 2007 | 2006 | 2005 | 2004 | 2003 | 2002 | 2001 | 2000 | 1999 | 1998 | 1997 | 1996 | 1995 | 1994 | 1993 | 1992 | 1991 | 1990 | 1989 | 1988 | 1987 | 1986 | 1985 | 1984 | 1983 | 1982 | 1981 | 1980 | 1979 | 1978 | 1977 | 1976 | 1975 | 1974 | 1973 | 1972 | 1971 | 1970 | 1969 | 1968 | 1967 | 1966 | 1965 | 1964 | 1963 | 1962 | 1961 | 1960 | 1959 | 1958 | 1957 | 1956 | 1955 | 1954 | 1953 | 1952 | 1951 | 1950 | 1949 | 1948 | 1947 | 1946 | 1945 | 1944 | 1943 | 1942 | 1941 | 1940 | 1939 | 1938 | 1937 | 1936 | 1935 | 1934 | 1933 | 1932 | 1931 | 1930 | 1929 | 1928 | 1927 | 1926 | 1925 | 1924 | 1923 | 1922 | 1921 | 1920 | 1919 | 1918 | 1917 | 1916 | 1915 | 1914 | 1913 | 1912 | 1911 | 1910 | 1909 | 1908 | 1907
| Description |  |  | Type
| CB - All Voltages |  |  | CB |  | 58 | 90 | 70 | 54 | 46 | 34 | 8 | 16 | 19 | 13 | 15 | 20 | 47 | 6 | 7 | 14 | 10 | 14 | 6 | 8 | 4 | 24 | 17 | 21 | 15 | 25 | 18 | 16 | 6 | 10 | 1 | 19 | 17 | 2 | 35 | 15 | 4 | 3 | 0 | 0 | 5 | 0 | 13 | 0 | 24 | 0 | 0 | 12 | 0 | 0 | 0 | 0 | 6 | 1 | 0 | 0 | 0 | 0 | 0 | 0 | 0 | 0 | 0 | 0 | 0 | 0 | 0 | 0 | 0 | 0 | 0 | 0 | 0 | 0 | 0 | 0 | 0 | 0 | 0 | 0 | 0 | 0 | 0 | 0 | 0 | 0 | 0 | 0 | 0 | 0 | 0
| Isolator / ES - All Voltages |  |  | IS/ES |  | 224 | 341 | 328 | 190 | 160 | 182 | 69 | 48 | 60 | 57 | 132 | 55 | 104 | 31 | 31 | 66 | 57 | 79 | 44 | 36 | 6 | 51 | 16 | 63 | 60 | 82 | 132 | 69 | 65 | 26 | 19 | 89 | 261 | 57 | 87 | 57 | 42 | 27 | 67 | 60 | 67 | 13 | 27 | 0 | 96 | 18 | 49 | 3 | 1 | 0 | 0 | 0 | 13 | 13 | 0 | 0 | 0 | 0 | 0 | 0 | 0 | 0 | 0 | 0 | 0 | 0 | 0 | 0 | 0 | 0 | 0 | 0 | 0 | 0 | 0 | 0 | 0 | 0 | 0 | 0 | 0 | 0 | 0 | 0 | 0 | 0 | 0 | 0 | 0 | 0 | 0
| VT - All Voltages |  |  | VT |  | 146 | 152 | 122 | 152 | 81 | 86 | 26 | 92 | 80 | 36 | 130 | 24 | 78 | 38 | 20 | 17 | 32 | 27 | 19 | 17 | 5 | 17 | 24 | 35 | 38 | 71 | 62 | 35 | 22 | 7 | 6 | 6 | 56 | 3 | 33 | 22 | 16 | 6 | 15 | 7 | 22 | 12 | 17 | 7 | 0 | 3 | 0 | 41 | 3 | 0 | 1 | 0 | 10 | 9 | 0 | 0 | 0 | 0 | 0 | 0 | 0 | 0 | 0 | 0 | 0 | 0 | 0 | 0 | 0 | 0 | 0 | 0 | 0 | 0 | 0 | 0 | 0 | 0 | 0 | 0 | 0 | 0 | 0 | 0 | 0 | 0 | 0 | 0 | 0 | 0 | 0
| CT - All Voltages |  |  | CT |  | 173 | 225 | 175 | 133 | 155 | 121 | 26 | 86 | 60 | 75 | 121 | 70 | 104 | 24 | 19 | 41 | 16 | 41 | 38 | 46 | 15 | 46 | 34 | 44 | 59 | 80 | 23 | 55 | 45 | 34 | 3 | 0 | 29 | 0 | 91 | 40 | 13 | 11 | 17 | 6 | 23 | 6 | 34 | 14 | 9 | 12 | 0 | 39 | 0 | 0 | 0 | 0 | 0 | 0 | 0 | 0 | 0 | 0 | 0 | 0 | 0 | 0 | 0 | 0 | 0 | 0 | 0 | 0 | 0 | 0 | 0 | 0 | 0 | 0 | 0 | 0 | 0 | 0 | 0 | 0 | 0 | 0 | 0 | 0 | 0 | 0 | 0 | 0 | 0 | 0 | 0
[5 empty] | 9315 | 601 | 808 | 695 | 529 | 442 | 423 | 129 | 242 | 219 | 181 | 398 | 169 | 333 | 99 | 77 | 138 | 115 | 161 | 107 | 107 | 30 | 138 | 91 | 163 | 172 | 258 | 235 | 175 | 138 | 77 | 29 | 114 | 363 | 62 | 246 | 134 | 75 | 47 | 99 | 73 | 117 | 31 | 91 | 21 | 129 | 33 | 49 | 95 | 4 | 0 | 1 | 0 | 29 | 23 | 0 | 0 | 0 | 0 | 0 | 0 | 0 | 0 | 0 | 0 | 0 | 0 | 0 | 0 | 0 | 0 | 0 | 0 | 0 | 0 | 0 | 0 | 0 | 0 | 0 | 0 | 0 | 0 | 0 | 0 | 0 | 0 | 0 | 0 | 0 | 0 | 0
[5 empty] | Check 0 | 0 | 0 | 0 | 0 | 0 | 0 | 0 | 0 | 0 | 0 | 0 | 0 | 0 | 0 | 0 | 0 | 0 | 0 | 0 | 0 | 0 | 0 | 0 | 0 | 0 | 0 | 0 | 0 | 0 | 0 | 0 | 0 | 0 | 0 | 0 | 0 | 0 | 0 | 0 | 0 | 0 | 0 | 0 | 0 | 0 | 0 | 0 | 0 | 0 | 0 | 0 | 0 | 0 | 0 | 0 | 0 | 0 | 0 | 0 | 0 | 0 | 0 | 0 | 0 | 0 | 0 | 0 | 0 | 0 | 0 | 0 | 0 | 0 | 0 | 0 | 0 | 0 | 0 | 0 | 0 | 0 | 0 | 0 | 0 | 0 | 0 | 0 | 0