## Table of Contents
SA Power Networks
Regulatory Proposal 2020-25
ALTERNATIVE CONTROL SERVICES - ANS COST MODEL
Service inputs | Lists the services that are modelled in the this spreadsheet, their service classification, current tariff and forecast sales volumes.
Indexation | Allows for forecast indexation for labour and materials input prices. It also provides for a CPI forecast for 2018-19 and 2019-20, as fees are expressed in June 2020 prices.
AER service categories | Allocates each of the services to the AER's service categories and sub-categories, as set out in the AER's Framework & Approach paper for the 2020-25 regulatory period.
Results | Sets out the results from the cost model and the method of calculation.
Materials | Provides the materials input information which is used in the cost build up for each service
Labour | Provides the labour input information which is used in the cost build up for each service
Contractors | Provides the contractor (external providers) cost information which is used in the cost build up for some services
Vehicles | Provides the vehicle cost information which is used in the cost build up for some services
Overheads | Provides the overhead cost information which is used in the cost build up for each service
Working | Contains workings that drive elements of the models
Template | Presents the template information for each service
BCS106 to NDS431 | These sheets set out the cost build up information for each service

## Service inputs
SERVICE DESCRIPTIONS | [5 empty] | FORECAST VOLUME
Fee Code | Preferred Method | SAPN Service Type | AER Main Service Group | AER Sub Service Group | SAPN Current Tariff (Published - Dec 18) | 2018-19 | 2019-20 | 2020-21 | 2021-22 | 2022-23 | 2023-24 | 2024-25
BCS106 | bottom-up cost | Alt/upgrade/relocate to O/under or U/ground service or O/head service | Connection Services | Connection management services | 282 | 1051 | 1051 | 1051 | 1051 | 1051 | 1051 | 1051
BCS109 | bottom-up cost | Multiphase upgrade - O/under or O/head (diagram 1 or 3) | Connection Services | Connection management services | 544 | 272 | 272 | 272 | 272 | 272 | 272 | 272
BCS110 | bottom-up cost | Multiphase upgrade - existing pit/pillar (diagram 2) | Connection Services | Connection management services | 118 | 55 | 55 | 55 | 55 | 55 | 55 | 55
BCS111 | bottom-up cost | Additional service from existing asset - O/under or pit/pillar (diagram 1 or 2) | Connection Services | Enhanced connection services | 436 | 10 | 10 | 10 | 10 | 10 | 10 | 10
BCS141 | bottom-up cost | Temp supply - O/head or O/Under on existing pole (diagram 3 or 3A) | Connection Services | Connection management services | 824 | 117 | 117 | 117 | 117 | 117 | 117 | 117
BCS145 | bottom-up cost | Temp supply - Existing pit/pillar (diagram 2) | Connection Services | Connection management services | 326 | 41 | 41 | 41 | 41 | 41 | 41 | 41
NDS301 | bottom-up cost | Permanent abolishment of LV service | Connection Services | Connection management services | 270 | 2977 | 2977 | 2977 | 2977 | 2977 | 2977 | 2977
NDS302 | bottom-up cost | Temp disconnect & reconnect - truck attendance | Connection Services | Connection management services | 540 | 362 | 362 | 362 | 362 | 362 | 362 | 362
NDS330 | bottom-up cost | Temp disconnect & reconnect - single person crew | Connection Services | Connection management services | 250 | 665 | 665 | 665 | 665 | 665 | 665 | 665
NDS340 | bottom-up cost | Connections specification fee - $0-$100k proj | Connection Services | Connection management services | 1930 | 116 | 116 | 116 | 116 | 116 | 116 | 116
NDS341 | bottom-up cost | Connections specification fee - $101k-$200k proj | Connection Services | Connection management services | 3200 | 7 | 7 | 7 | 7 | 7 | 7 | 7
NDS345 | bottom-up cost | Works re-inspection for compliance - Up to 3hrs normal time | Network ancillary services | Access permits, oversight and facilitation services | 331 | 2 | 2 | 2 | 2 | 2 | 2 | 2
NDS346 | bottom-up cost | Works re-inspection for compliance - After 3hrs normal time | Network ancillary services | Access permits, oversight and facilitation services | 108 | 2 | 2 | 2 | 2 | 2 | 2 | 2
NDS347 | bottom-up cost | Works re-inspection for compliance - Out of hours | Network ancillary services | Access permits, oversight and facilitation services | 130 | bar: FORECAST VOLUME 2018-19 to FORECAST VOLUME 2024-25
NDS356 | bottom-up cost | Meter test - 1ph | Metering Services | Auxiliary metering services (Type 5 to 7 metering installations) | 137 | 204 | 184 | 166 | 149 | 134 | 121 | 109
NDS357 | tariff | Meter test - Additional 1ph meter | Metering Services | Auxiliary metering services (Type 5 to 7 metering installations) | 0 | 0 | 0 | 0 | 0 | 0 | 0 | 0
NDS358 | bottom-up cost | Meter test - 3ph | Metering Services | Auxiliary metering services (Type 5 to 7 metering installations) | 137 | 83 | 75 | 68 | 61 | 55 | 50 | 45
NDS359 | tariff | Meter test - Additional 3ph meter | Metering Services | Auxiliary metering services (Type 5 to 7 metering installations) | 0 | 0 | 0 | 0 | 0 | 0 | 0 | 0
NDS360 | bottom-up cost | PV installation enquiry - 1ph | Network ancillary services | Network safety services | 137 | 0 | 0 | 0 | 0 | 0 | 0 | 0
NDS362 | bottom-up cost | PV installation enquiry - 3ph | Network ancillary services | Network safety services | 137 | 0 | 0 | 0 | 0 | 0 | 0 | 0
NDS364 | bottom-up cost | Meter inspection fee - 1st meter | Metering Services | Auxiliary metering services (Type 5 to 7 metering installations) | 36 | 618 | 556 | 500 | 450 | 405 | 365 | 329
NDS365 | tariff | Meter inspection fee - Addition meter | Metering Services | Auxiliary metering services (Type 5 to 7 metering installations) | 0 | 0 | 0 | 0 | 0 | 0 | 0 | 0
NDS366 | tariff | Excess kVAr Incentive | Connection Services | Connection management services | 49 | 0 | 0 | 0 | 0 | 0 | 0 | 0
NDS371 | bottom-up cost | Temporary line insulation (eg tiger tails) | Network ancillary services | Network safety services | 400 | 159 | 159 | 159 | 159 | 159 | 159 | 159
NDS373 | bottom-up cost | Location of U/ground mains - Provision of plans from office | Network ancillary services | Customer requested provision of network or consumption data | 0 | 2 | 2 | 2 | 2 | 2 | 2 | 2
NDS377 | bottom-up cost | Asset info request - <1hr | Network ancillary services | Customer requested provision of network or consumption data | 87 | 2 | 2 | 2 | 2 | 2 | 2 | 2
NDS379 | bottom-up cost | Asset info request - Ground level T/fs (site visit to open and visually see equipment) | Network ancillary services | Access permits, oversight and facilitation services | 141 | 2 | 2 | 2 | 2 | 2 | 2 | 2
NDS381 | bottom-up cost | Network Access Management fee - <0.5 day planning req | Network ancillary services | Access permits, oversight and facilitation services | 286 | 1658 | 1658 | 1658 | 1658 | 1658 | 1658 | 1658
NDS386 | bottom-up cost | Special meter reader visit - Normal hours | Metering Services | Auxiliary metering services (Type 5 to 7 metering installations) | 14.2 | 81562 | 73406 | 66065 | 59459 | 53513 | 48162 | 43346
NDS387 | bottom-up cost | Special meter reader visit - Out of hours | Metering Services | Auxiliary metering services (Type 5 to 7 metering installations) | 90.6 | 0 | 0 | 0 | 0 | 0 | 0 | 0
NDS388 | bottom-up cost | Special meter reader visit - Request cancellation | Metering Services | Auxiliary metering services (Type 5 to 7 metering installations) | 14.2 | 5495 | 4946 | 4451 | 4006 | 3605 | 3245 | 2921
NDS389 | bottom-up cost | Meter read - Subsequent attempt | Metering Services | Auxiliary metering services (Type 5 to 7 metering installations) | 14.2 | 0 | 0 | 0 | 0 | 0 | 0 | 0
NDS398 | bottom-up cost | Site inspection to determine nature of connection service - <2hrs | Connection Services | Connection management services | 238 | 2 | 2 | 2 | 2 | 2 | 2 | 2
NDS401 | tariff | Priority or out of hour appointment - <3hrs | Connection Services | Connection management services | 198 | 25 | 25 | 25 | 25 | 25 | 25 | 25
NDS403 | bottom-up cost | Retailer fee - disconnection & reconnection - D/N at meter | Connection Services | Connection management services | 38.3 | 16064.1667 | 14458 | 13012 | 11711 | 10540 | 9486 | 8537
NDS404 | bottom-up cost | Retailer fee - disconnection & reconnection - R/C at meter | Connection Services | Connection management services | 38.3 | 16064.1667 | 14458 | 13012 | 11711 | 10540 | 9486 | 8537
NDS405 | bottom-up cost | Retailer fee - disconnection & reconnection - R/C at meter after hours | Connection Services | Connection management services | 90.6 | 15051 | 13546 | 12191 | 10972 | 9875 | 8888 | 7999
NDS419 | bottom-up cost | Swing & sag calculations - up to and incld 11kV | Network ancillary services | Access permits, oversight and facilitation services | 1279 | 12 | 12 | 12 | 12 | 12 | 12 | 12
NDS427 | bottom-up cost | Embedded generation firm offer - >30kW-200kW | Connection Services | Enhanced connection services | 2670 | 126 | 126 | 126 | 126 | 126 | 126 | 126
NDS428 | bottom-up cost | Swing & sag calculations - >11kV | Network ancillary services | Access permits, oversight and facilitation services | 1706 | 5 | 5 | 5 | 5 | 5 | 5 | 5
NDS429 | bottom-up cost | Network Access Management request cancellation - <2 business days | Network ancillary services | Access permits, oversight and facilitation services | 286 | 241 | 241 | 241 | 241 | 241 | 241 | 241
NDS430 | bottom-up cost | Temp disconnect & reconnect retailer O/head - truck attendance | Connection Services | Connection management services | 540 | 6 | 5 | 5 | 5 | 5 | 5 | 5
NDS431 | bottom-up cost | Temp disconnect & reconnect retailer - single person crew | Connection Services | Connection management services | 250 | 60 | 54 | 49 | 44 | 40 | 36 | 32

## Indexation
real indexation
year | materials cost | NW | labour cost | Contractor Cost | Vehicle | tariff default | CPI
2018-19 | 0% | 0% | 1% | 1% | 0% | 0% | 2.25%
2019-20 | 0% | 0% | 1% | 1% | 0% | 0% | 2.25%
2020-21 | 0% | 0% | 1% | 1% | 0% | 0%
2021-22 | 0% | 0% | 1% | 1% | 0% | 0%
2022-23 | 0% | 0% | 1% | 1% | 0% | 0%
2023-24 | 0% | 0% | 1% | 1% | 0% | 0%

## AER service categories
AER Categories | AER sub-categories
Common distribution service | Common distribution service
Connection Services | Standard connection services
Metering Services | Enhanced connection services
Network ancillary services | Connection management services
Public Lighting Services | Type 1 to 4 metering services
Unregulated Distribution Services | Type 5 and 6 meter installation & provision (pre 1 Dec 2017)
unused | Type 5 and 6 meter maintenance, reading and data (legacy meters)
unused | Type 7 metering services
unused | Auxiliary metering services (Type 5 to 7 metering installations)
Emergency maintenance of failed metering equipment (not DB owned)
Meter recovery and disposal – type 5 and 6 (legacy meters)
Network metering services
Third party outage request to replace meter
Access permits, oversight and facilitation services
Third party funded network upgrades or other improvements
Network safety services
Sale of approved materials or equipment
Notices of arrangement and completion notices
Rectification works to maintain network safety
Planned interruption – customer requested
Attend premises to perform a statutory right where access is prevented
Inspection and auditing services
Provision of training to third parties for network access
Authorisation and approval of third party service providers
Security lights
Customer initiated asset relocations
Customer requested provision of network or consumption data
Fault response
Third party funded network alterations or improvements
Public Lighting
Distribution asset rental
Contestable metering support roles
Type 5 and 6 meter data management to other DBs
Provision of training to third parties (non-distribution related services)
unused
unused
unused
unused
unused

## Results
|  |  |  | Bottom-up Costs including overheads | [6 empty] | Selected Preferred total |  |  | Real Indexation | [5 empty] | $ real June 2020
Fee Code | Description | bottom-up cost available? | error on service sheet? | Materials | Network Management | Labour | Contractor | Vehicle | Total | Published Tariff | Preferred Method | method id | $ real June 2018 | index 2018-19 | index 2019-20 | index 2020-21 | index 2021-22 | index 2022-23 | index 2023-24 | 2018-19 | 2019-20 | 2020-21 | 2021-22 | 2022-23 | 2023-24 | 2024-25
BCS106 | Alt/upgrade/relocate to O/under or U/ground service or O/head service | TRUE | FALSE |  | 183 | 522 |  | 47 | 1238 | 282 | bottom-up cost | 1 | 1238 | 0.4216% | 0.4216% | 0.4216% | 0.4216% | 0.4216% | 0.4216% | 1265.855 | 1271.1925 | 1276.5524 | 1281.935 | 1287.3402 | 1292.7683 | 1298.2192
BCS109 | Multiphase upgrade - O/under or O/head (diagram 1 or 3) | TRUE | FALSE |  | 183 | 542 |  | 63 | 1274 | 544 | bottom-up cost | 1 | 1274 | 0.4254% | 0.4254% | 0.4254% | 0.4254% | 0.4254% | 0.4254% | 1302.665 | 1308.207 | 1313.7725 | 1319.3617 | 1324.9747 | 1330.6115 | 1336.2724
BCS110 | Multiphase upgrade - existing pit/pillar (diagram 2) | TRUE | FALSE |  | 183 | 309 |  | 41 | 533 | 118 | bottom-up cost | 1 | 533 | 0.5797% | 0.5797% | 0.5797% | 0.5797% | 0.5797% | 0.5797% | 544.9925 | 548.152 | 551.3299 | 554.5261 | 557.7409 | 560.9744 | 564.2265
BCS111 | Additional service from existing asset - O/under or pit/pillar (diagram 1 or 2) | TRUE | FALSE |  | 183 | 522 |  | 63 | 1254 | 436 | bottom-up cost | 1 | 1254 | 0.4163% | 0.4163% | 0.4163% | 0.4163% | 0.4163% | 0.4163% | 1282.215 | 1287.5524 | 1292.9121 | 1298.2941 | 1303.6985 | 1309.1254 | 1314.5748
BCS141 | Temp supply - O/head or O/Under on existing pole (diagram 3 or 3A) | TRUE | FALSE |  | 183 | 437 |  | 53 | 1121 | 824 | bottom-up cost | 1 | 1121 | 0.3898% | 0.3898% | 0.3898% | 0.3898% | 0.3898% | 0.3898% | 1146.2225 | 1150.6908 | 1155.1766 | 1159.6798 | 1164.2006 | 1168.739 | 1173.2951
BCS145 | Temp supply - Existing pit/pillar (diagram 2) | TRUE | FALSE |  | 183 | 246 |  | 33 | 462 | 326 | bottom-up cost | 1 | 462 | 0.5325% | 0.5325% | 0.5325% | 0.5325% | 0.5325% | 0.5325% | 472.395 | 474.9103 | 477.4391 | 479.9813 | 482.537 | 485.1064 | 487.6894
NDS301 | Permanent abolishment of LV service | TRUE | FALSE |  | 183 | 384 |  | 47 | 614 | 270 | bottom-up cost | 1 | 614 | 0.6254% | 0.6254% | 0.6254% | 0.6254% | 0.6254% | 0.6254% | 627.815 | 631.7414 | 635.6924 | 639.668 | 643.6686 | 647.6941 | 651.7448
NDS302 | Temp disconnect & reconnect - truck attendance | TRUE | FALSE |  | 183 | 746 |  | 88 | 1017 | 540 | bottom-up cost | 1 | 1017 | 0.7335% | 0.7335% | 0.7335% | 0.7335% | 0.7335% | 0.7335% | 1039.8825 | 1047.5104 | 1055.1942 | 1062.9343 | 1070.7313 | 1078.5854 | 1086.4971
NDS330 | Temp disconnect & reconnect - single person crew | TRUE | FALSE |  | 183 | 235 |  | 32 | 450 | 250 | bottom-up cost | 1 | 450 | 0.5222% | 0.5222% | 0.5222% | 0.5222% | 0.5222% | 0.5222% | 460.125 | 462.5279 | 464.9433 | 467.3713 | 469.8121 | 472.2655 | 474.7318
NDS340 | Connections specification fee - $0-$100k proj | TRUE | FALSE |  | 3208 | 0 |  | 0 | 3208 | 1930 | bottom-up cost | 1 | 3208 | 0% | 0% | 0% | 0% | 0% | 0% | 3280.18 | 3280.18 | 3280.18 | 3280.18 | 3280.18 | 3280.18 | 3280.18
NDS341 | Connections specification fee - $101k-$200k proj | TRUE | FALSE |  | 5614 | 0 |  | 0 | 5614 | 3200 | bottom-up cost | 1 | 5614 | 0% | 0% | 0% | 0% | 0% | 0% | 5740.315 | 5740.315 | 5740.315 | 5740.315 | 5740.315 | 5740.315 | 5740.315
NDS345 | Works re-inspection for compliance - Up to 3hrs normal time | TRUE | FALSE |  | 384 | 0 |  | 0 | 384 | 331 | bottom-up cost | 1 | 384 | 0% | 0% | 0% | 0% | 0% | 0% | 392.64 | 392.64 | 392.64 | 392.64 | 392.64 | 392.64 | 392.64
NDS346 | Works re-inspection for compliance - After 3hrs normal time | TRUE | FALSE |  | 128 | 0 |  | 0 | 128 | 108 | bottom-up cost | 1 | 128 | 0% | 0% | 0% | 0% | 0% | 0% | 130.88 | 130.88 | 130.88 | 130.88 | 130.88 | 130.88 | 130.88
NDS347 | Works re-inspection for compliance - Out of hours | TRUE | FALSE |  | 128 | 0 |  | 0 | 128 | 130 | bottom-up cost | 1 | 128 | 0% | 0% | 0% | 0% | 0% | 0% | 130.88 | 130.88 | 130.88 | 130.88 | 130.88 | 130.88 | 130.88
NDS356 | Meter test - 1ph | TRUE | FALSE |  | 0 | 119 |  | 0 | 119 | 137 | bottom-up cost | 1 | 119 | 1% | 1% | 1% | 1% | 1% | 1% | 121.6775 | 122.8943 | 124.1232 | 125.3644 | 126.6181 | 127.8843 | 129.1631
NDS357 | Meter test - Additional 1ph meter | FALSE | FALSE | [5 empty] | unavailable | 0 | tariff | 2 | 0 | 0% | 0% | 0% | 0% | 0% | 0% | 0 | 0 | 0 | 0 | 0 | 0 | 0
NDS358 | Meter test - 3ph | TRUE | FALSE |  | 0 | 119 |  | 0 | 119 | 137 | bottom-up cost | 1 | 119 | 1% | 1% | 1% | 1% | 1% | 1% | 121.6775 | 122.8943 | 124.1232 | 125.3644 | 126.6181 | 127.8843 | 129.1631
NDS359 | Meter test - Additional 3ph meter | TRUE | FALSE |  | 0 | 119 |  | 0 | 119 | 0 | tariff | 2 | 0 | 0% | 0% | 0% | 0% | 0% | 0% | 0 | 0 | 0 | 0 | 0 | 0 | 0
NDS360 | PV installation enquiry - 1ph | TRUE | FALSE |  | 0 | 119 |  | 0 | 119 | 137 | bottom-up cost | 1 | 119 | 1% | 1% | 1% | 1% | 1% | 1% | 121.6775 | 122.8943 | 124.1232 | 125.3644 | 126.6181 | 127.8843 | 129.1631
NDS362 | PV installation enquiry - 3ph | TRUE | FALSE |  | 0 | 119 |  | 0 | 119 | 137 | bottom-up cost | 1 | 119 | 1% | 1% | 1% | 1% | 1% | 1% | 121.6775 | 122.8943 | 124.1232 | 125.3644 | 126.6181 | 127.8843 | 129.1631
NDS364 | Meter inspection fee - 1st meter | TRUE | FALSE |  | 0 | 55 |  | 0 | 55 | 36 | bottom-up cost | 1 | 55 | 1% | 1% | 1% | 1% | 1% | 1% | 56.2375 | 56.7999 | 57.3679 | 57.9416 | 58.521 | 59.1062 | 59.6972
NDS365 | Meter inspection fee - Addition meter | FALSE | FALSE | [5 empty] | unavailable | 0 | tariff | 2 | 0 | 0% | 0% | 0% | 0% | 0% | 0% | 0 | 0 | 0 | 0 | 0 | 0 | 0
NDS366 | Excess kVAr Incentive | TRUE | FALSE |  | 0 | 0 |  | 0 | 0 | 49 | tariff | 2 | 49 | 0% | 0% | 0% | 0% | 0% | 0% | 50.1025 | 50.1025 | 50.1025 | 50.1025 | 50.1025 | 50.1025 | 50.1025
NDS371 | Temporary line insulation (eg tiger tails) | TRUE | FALSE |  | 183 | 512 |  | 117 | 812 | 400 | bottom-up cost | 1 | 812 | 0.6305% | 0.6305% | 0.6305% | 0.6305% | 0.6305% | 0.6305% | 830.27 | 835.5052 | 840.7734 | 846.0748 | 851.4097 | 856.7782 | 862.1805
NDS373 | Location of U/ground mains - Provision of plans from office | TRUE | FALSE |  | 0 | 128 |  | 0 | 128 | 0 | bottom-up cost | 1 | 128 | 1% | 1% | 1% | 1% | 1% | 1% | 130.88 | 132.1888 | 133.5107 | 134.8458 | 136.1943 | 137.5562 | 138.9318
NDS377 | Asset info request - <1hr | TRUE | FALSE |  | 160 | 0 |  | 0 | 160 | 87 | bottom-up cost | 1 | 160 | 0% | 0% | 0% | 0% | 0% | 0% | 163.6 | 163.6 | 163.6 | 163.6 | 163.6 | 163.6 | 163.6
NDS379 | Asset info request - Ground level T/fs (site visit to open and visually see equipment) | TRUE | FALSE |  | 321 | 0 |  | 0 | 321 | 141 | bottom-up cost | 1 | 321 | 0% | 0% | 0% | 0% | 0% | 0% | 328.2225 | 328.2225 | 328.2225 | 328.2225 | 328.2225 | 328.2225 | 328.2225
NDS381 | Network Access Management fee - <0.5 day planning req | TRUE | FALSE |  | 497 | 0 |  | 0 | 497 | 286 | bottom-up cost | 1 | 497 | 0% | 0% | 0% | 0% | 0% | 0% | 508.1825 | 508.1825 | 508.1825 | 508.1825 | 508.1825 | 508.1825 | 508.1825
NDS386 | Special meter reader visit - Normal hours | TRUE | FALSE |  | 0 | 3 |  | 0 | 12 | 14.2 | bottom-up cost | 1 | 12 | 1% | 1% | 1% | 1% | 1% | 1% | 12.27 | 12.3927 | 12.5166 | 12.6418 | 12.7682 | 12.8959 | 13.0249
NDS387 | Special meter reader visit - Out of hours | TRUE | FALSE |  | 0 | 3 |  | 0 | 84 | 90.6 | bottom-up cost | 1 | 84 | 1% | 1% | 1% | 1% | 1% | 1% | 85.89 | 86.7489 | 87.6164 | 88.4926 | 89.3775 | 90.2713 | 91.174
NDS388 | Special meter reader visit - Request cancellation | TRUE | FALSE |  | 0 | 3 |  | 0 | 11 | 14.2 | bottom-up cost | 1 | 11 | 1% | 1% | 1% | 1% | 1% | 1% | 11.2475 | 11.36 | 11.4736 | 11.5883 | 11.7042 | 11.8212 | 11.9394
NDS389 | Meter read - Subsequent attempt | TRUE | FALSE |  | 0 | 3 |  | 0 | 12 | 14.2 | bottom-up cost | 1 | 12 | 1% | 1% | 1% | 1% | 1% | 1% | 12.27 | 12.3927 | 12.5166 | 12.6418 | 12.7682 | 12.8959 | 13.0249
NDS398 | Site inspection to determine nature of connection service - <2hrs | TRUE | FALSE |  | 321 | 0 |  | 0 | 321 | 238 | bottom-up cost | 1 | 321 | 0% | 0% | 0% | 0% | 0% | 0% | 328.2225 | 328.2225 | 328.2225 | 328.2225 | 328.2225 | 328.2225 | 328.2225
NDS401 | Priority or out of hour appointment - <3hrs | FALSE | FALSE | [5 empty] | unavailable | 198 | tariff | 2 | 198 | 0% | 0% | 0% | 0% | 0% | 0% | 202.455 | 202.455 | 202.455 | 202.455 | 202.455 | 202.455 | 202.455
NDS403 | Retailer fee - disconnection & reconnection - D/N at meter | TRUE | FALSE |  | 0 | 3 |  | 0 | 84 | 38.3 | bottom-up cost | 1 | 84 | 1% | 1% | 1% | 1% | 1% | 1% | 85.89 | 86.7489 | 87.6164 | 88.4926 | 89.3775 | 90.2713 | 91.174
NDS404 | Retailer fee - disconnection & reconnection - R/C at meter | TRUE | FALSE |  | 0 | 3 |  | 0 | 84 | 38.3 | bottom-up cost | 1 | 84 | 1% | 1% | 1% | 1% | 1% | 1% | 85.89 | 86.7489 | 87.6164 | 88.4926 | 89.3775 | 90.2713 | 91.174
NDS405 | Retailer fee - disconnection & reconnection - R/C at meter after hours | TRUE | FALSE |  | 0 | 3 |  | 0 | 84 | 90.6 | bottom-up cost | 1 | 84 | 1% | 1% | 1% | 1% | 1% | 1% | 85.89 | 86.7489 | 87.6164 | 88.4926 | 89.3775 | 90.2713 | 91.174
NDS419 | Swing & sag calculations - up to and incld 11kV | TRUE | FALSE |  | 1945 | 0 |  | 0 | 1945 | 1279 | bottom-up cost | 1 | 1945 | 0% | 0% | 0% | 0% | 0% | 0% | 1988.7625 | 1988.7625 | 1988.7625 | 1988.7625 | 1988.7625 | 1988.7625 | 1988.7625
NDS427 | Embedded generation firm offer - >30kW-200kW | TRUE | FALSE |  | 3661 | 0 |  | 0 | 3661 | 2670 | bottom-up cost | 1 | 3661 | 0% | 0% | 0% | 0% | 0% | 0% | 3743.3725 | 3743.3725 | 3743.3725 | 3743.3725 | 3743.3725 | 3743.3725 | 3743.3725
NDS428 | Swing & sag calculations - >11kV | TRUE | FALSE |  | 2588 | 0 |  | 0 | 2588 | 1706 | bottom-up cost | 1 | 2588 | 0% | 0% | 0% | 0% | 0% | 0% | 2646.23 | 2646.23 | 2646.23 | 2646.23 | 2646.23 | 2646.23 | 2646.23
NDS429 | Network Access Management request cancellation - <2 business days | TRUE | FALSE |  | 497 | 0 |  | 0 | 497 | 286 | bottom-up cost | 1 | 497 | 0% | 0% | 0% | 0% | 0% | 0% | 508.1825 | 508.1825 | 508.1825 | 508.1825 | 508.1825 | 508.1825 | 508.1825
NDS430 | Temp disconnect & reconnect retailer O/head - truck attendance | TRUE | FALSE |  | 183 | 746 |  | 91 | 1020 | 540 | bottom-up cost | 1 | 1020 | 0.7314% | 0.7314% | 0.7314% | 0.7314% | 0.7314% | 0.7314% | 1042.95 | 1050.5778 | 1058.2615 | 1066.0013 | 1073.7978 | 1081.6512 | 1089.5621
NDS431 | Temp disconnect & reconnect retailer - single person crew | TRUE | FALSE |  | 183 | 235 |  | 32 | 450 | 250 | bottom-up cost | 1 | 450 | 0.5222% | 0.5222% | 0.5222% | 0.5222% | 0.5222% | 0.5222% | 460.125 | 462.5279 | 464.9433 | 467.3713 | 469.8121 | 472.2655 | 474.7318
0 | 0 | FALSE | FALSE | [5 empty] | unavailable | 0 | 0% | #N/A | #N/A | #N/A | #N/A | #N/A | #N/A | #N/A | #N/A | #N/A | #N/A | #N/A | #N/A | #N/A | #N/A | #N/A
0 | 0 | FALSE | FALSE | [5 empty] | unavailable | 0 | 0% | #N/A | #N/A | #N/A | #N/A | #N/A | #N/A | #N/A | #N/A | #N/A | #N/A | #N/A | #N/A | #N/A | #N/A | #N/A
0 | 0 | FALSE | FALSE | [5 empty] | unavailable | 0 | 0% | #N/A | #N/A | #N/A | #N/A | #N/A | #N/A | #N/A | #N/A | #N/A | #N/A | #N/A | #N/A | #N/A | #N/A | #N/A
0 | 0 | FALSE | FALSE | [5 empty] | unavailable | 0 | 0% | #N/A | #N/A | #N/A | #N/A | #N/A | #N/A | #N/A | #N/A | #N/A | #N/A | #N/A | #N/A | #N/A | #N/A | #N/A

## Materials
Material Item No | Description | Price | BU
1007882 | RELAY,TR212('REYROLLE'),125VDC,(LT3662) |  | Materials
1007884 | RELAY,MCAG('GEC'),1A,(LT7720) |  | Materials
1007890 | RELAY,MCAG('GEC'),1A,(LT7721) |  | Materials
1007891 | RELAY,RXMS ('ABB'),125VDC,(LT4004) |  | Materials
1007892 | RELAY,AR111 ('REYROLLE'),125VDC,(LT3661) |  | Materials
1007896 | RELAY,YPCX('BB'),110VDC,(LU0805) |  | Materials
1007898 | RELAY,MCP('UNIC'),415VAC,(LT1765) |  | Materials
1007908 | CT,50/1 RATIO,(LS5632) |  | Materials
1007942 | CT,12:1 RATIO,(LS5631) |  | Materials
1007943 | LUG,1 HOLE PALM,16MM2,M12,CU,9MM STEM |  | Materials
1007944 | CAISSON,SERVICE PILLAR,230X1000MM |  | Materials
1008030 | REGULATOR,VOLTAGE,33KV,10MVA,AWAITING RE |  | Materials
1008086 | RELAY,RK723-007AN ('ABB'),110VDC,LU0948 |  | Materials
1008116 | PAD,EYE,(LIFTING LUG),PUBLIC LIGHTING CO |  | Materials
1008284 | GRAB,STOBIE POLE,TYPE 'N',4.5 TONNE,PARA |  | Materials
1008288 | VAULT,CABLE,'F&G'#GA24 & 'M/GERIN'RM6 |  | Materials
1008290 | CUBICLE,SWITCH,'F&G'GA24 & 'M/GERIN'RM6 |  | Materials
1008301 | CHUTE,CABLE,'F&G'GA24 &'M/G'RM6 SW CUB |  | Materials
1008399 | RELAY,PROTECTION,2V631K4 ('RMS'),125VDC, |  | Materials
1008448 | BRACKET,'H'SHAPE,SWITCH DISCONNECT,SWER |  | Materials
1008590 | CORE,PLASTIC,LENGTH,178MM 20.1 -19.9MM |  | Materials
1008591 | CORE PLASTIC LENGTH 178MM,31.3 - 31.15MM |  | Materials
1008600 | ISOLATOR,33KV,4000A,'ASEA-BB',3 POLE |  | Materials
1008617 | HARDWARE KIT,'M/G'RM6 #3 & 4 SWITCH |  | Materials
1008619 | ACTUATOR,'TOSHIBA','NULEC'11KV INDOOR CB |  | Materials
1008620 | SWITCH,ROTARY,'NULEC'11KV INDOOR CB |  | Materials
1008622 | COIL,TRIP+CLOSE,'NULEC'11KV INDOOR CB |  | Materials
1008623 | CONTACT,'NULEC'11KV INDOOR CB BUSBAR |  | Materials
1008624 | ARC CONTROL,'NULEC'11KV INDOOR CB |  | Materials
1008625 | ARC CONTROL,'NULEC'11KV INDOOR CB |  | Materials
1008626 | CT,800/600/400/1 RATIO,NULEC 11KV CB |  | Materials
1008627 | CT,800/600/200/1 RATIO,'NULEC'11KV CB |  | Materials
1008628 | CIRCUIT CARD,RELAY,'NULEC'11KV INDOOR CB |  | Materials
1008646 | RELAY,HYBRID,METI13 ('GEC'),63.5/110VAC |  | Materials
1008649 | RELAY,MCAG('GEC'),5 AMP,(LT7722) |  | Materials
1008657 | HANGER,CABLE,11KV ALLEY ARM,CCT(IUC) |  | Materials
1008661 | RELAY,RXSF('ABB'),48-55VDC,(LT4005) |  | Materials
1008690 | RING,WEARING,'FORRERS'#TLCD MODEL 10T20/ |  | Materials
1008734 | RELAY,AR111('REYROLLE'),125VDC,(LT3663) |  | Materials
1008747 | FLOODLIGHT,400W,MERCURY COMPACT,COMPLETE |  | Materials
1008748 | FLOODLIGHT,360W,HP SODIUM,COMPACT |  | Materials
1008749 | LAMP,SODIUM,HP,360W,E40 BASE |  | Materials
1008751 | ANTIGLARE SHIED,MV&HP SODIUM,EYE F/LIGHT |  | Materials
1008763 | SECTIONALISER,80A M/TRIP,'MCGRAW KYLE',A |  | Materials
1008770 | RECLOSER,560A,'MCGRAW EDISON'#WVE |  | Materials
1008774 | CONTROLLER F4C NON-NOVA KME4C21122 |  | Materials
1008774 | CONTROLLER F4C NON-NOVA KME4C21122 |  | Materials
1008775 | RECLOSER,560A,'MCGRAW EDISON'#KWE9 |  | Materials
1008775 | RECLOSER,560A,'MCGRAW EDISON'#KWE9 |  | Materials
1008816 | INTERCOMMUNICATION STATION,DEPOT RADIO |  | Materials
1008877 | INSULATOR,'BB'#NAL12-6K,12KV HV SW/GEAR |  | Materials
1008904 | BEAM,200UB,22.3KG/M,9.0MTR |  | Materials
1008905 | BEAM,200UB,22.3KG/M,10.5MTR |  | Materials
1008906 | BEAM,200UB,22.3KG/M,12MTR |  | Materials
1008907 | BEAM,200UB,22.3KG/M,13.5MTR |  | Materials
1008908 | BEAM,200UB,22.3KG/M,15MTR |  | Materials
1008909 | BEAM,150UB,29.8KG/M,9.0MTR |  | Materials
1008910 | BEAM,150UB,29.8KG/M,10.5MTR |  | Materials
1008911 | BEAM,150UB,29.8KG/M,12.0MTR |  | Materials
1008912 | BEAM,150UB,29.8KG/M,13.5MTR |  | Materials
1008914 | BEAM,250UC,31.4KG/M,12.0MTR |  | Materials
1008915 | BEAM,310UC,158KG/M,12.0MTR |  | Materials
1008919 | GEARBOX,SPEED DECREASER,HDB ISOLATORS |  | Materials
1008946 | STARTER,MOTOR,240VAC,S+S CAT3K-12RSP |  | Materials
1008955 | CLAMP,'M/GERIN'RM6 11KV SEPARABLE CONN |  | Materials
1008974 | PE CELL,400W MERCURY/360W HP SODIUM,10A |  | Materials
1008988 | MAIN,CONTACT,COMPLETE,NAL 12-6 SWITCH |  | Materials
1009000 | TERMINAL BOX,'BBC'11KV RGB RMN TOBE ONLY |  | Materials
1009000 | TERMINAL BOX,'BBC'11KV RGB RMN TOBE ONLY |  | Materials
1009001 | FUSE UNIT,COMPLETE,RGB RMU TO BE ONLY |  | Materials
1009001 | FUSE UNIT,COMPLETE,RGB RMU TO BE ONLY |  | Materials
1009004 | CASTING,INSUL,BBC/NEBB 11K RMU TOBE ONLY |  | Materials
1009005 | CASTING,INSUL,BBC/NEBB11KVRMU TO BE ONLY |  | Materials
1009006 | BUS,BBC/NEBBRGB,ENCAPSULATED,1UNIT TOBE |  | Materials
1009007 | BUS,BBC/NEBBRGB,ENCAPSULATED,3 UNIT TOBE |  | Materials
1009008 | LID,NUMBER 17 FUSE BOX |  | Materials
1009010 | BUS,BBC/NEBBRGB,ENCAPSULATED,1UNIT TOBE |  | Materials
1009011 | BRACKET,INSUL,11kV 1MX45 DEG CCT (IUC) |  | Materials
1009012 | CASTING,LOWER INSUL,SWITCH,'BBC/NEB TOBE |  | Materials
1009031 | LEAD,JUMPER,11KV T/F,LOAD BREAKER ELBOW |  | Materials
1009032 | CONNECTOR SET,11KV LOADBREAK,FEED THOU |  | Materials
1009058 | PANEL,PADMOUNT T/F MK2 + MK3,RADIAL |  | Materials
1009061 | BRACKET,MK4 PADMT T/F FEEDTHROUGH CONNEC |  | Materials
1009067 | CT,4+4/1 RATIO,LS5239 |  | Materials
1009070 | BRACKET,INSULATOR,11KV-IUC STRAIN ARRANG |  | Materials
1009072 | PLATE,EARTH BOND,INSUL BRACKETS,CCT(IUC) |  | Materials
1009091 | BOLT,HOOK,GALV,STEEL,M16X480MM,LONG |  | Materials
1009100 | BRACKET,INSULATOR,PIN TYPE,POLE,11kV IUC |  | Materials
1009109 | CT,1.33+1.33/1,(LS5240) |  | Materials
1009150 | U('ASEA'),110 VDC,MISCELLANEOUS |  | Materials
1009195 | LANTERN, 50W,SODIUM,POST TOP,GALVANISED |  | Materials
1009215 | TRANSFORMER,CURRENT,6:1,RECON SK.1009216 |  | Materials
1009220 | ISOLATOR,315/400A,KRONE,6459-1-001-32 |  | Materials
1009221 | ISOLATOR,250/250A,KRONE,6459-1-001-00 |  | Materials
1009255 | SS05A03T649 ('RMS'),110V DC,TIME DELAY |  | Materials
1009264 | RELAY,PROTECTION,MVTD 12 ('GEC'),100-120 |  | Materials
1009319 | LEADS,JUMPER,11KV,HOLEC FUSE TO T/F BUSH |  | Materials
1009325 | CONTACT,C&P 66/33/11KV OLTC FIXED DIVRT. |  | Materials
1009326 | CONTACT,C&P 66/33/11KV OLTC DIVERTER SEG |  | Materials
1009328 | CONTACT,C&P,66/11/KVA DIVERTER SEG 'B' |  | Materials
1009331 | CONTACT,C&P 66/33/11KV OLTC MOVING SELET |  | Materials
1009332 | CONTACT,C&P 66/33/11KV OLTC FIXED SELECT |  | Materials
1009334 | CONTACT ASSEMBLY,'C&P',66/33/11KVA OLTC |  | Materials
1009335 | CONTACT ASSEMBLY,'C&P',66/33/11KVA OLTC |  | Materials
1009336 | RELAY,TR221('REYROLLE'),125V,INST. AUX |  | Materials
1009377 | CAPACITOR,PAPER-PLASTIC,10UF,440VAC |  | Materials
1009389 | TRANSFORMER,CURRENT,1+1:1,RECON.#1009390 |  | Materials
1009391 | TRANSFORMER,CURRENT,2.5:1,RECON 1009392 |  | Materials
1009393 | TRANSFORMER,CURRENT,4:1,RECON #1009394 |  | Materials
1009395 | TRANSFORMER,CURRENT,INDUCTOR |  | Materials
1009397 | RELAY,MVTU11('GEC'),57-70VAC,110-125VDC |  | Materials
1010036 | RELAY,PROTECTION,MVAG19 ('GEC'),110 V AC |  | Materials
1010055 | CT,PROTECTION,6/1 RATIO,TESTED |  | Materials
1010063 | PLUG,'C&F'OE-5 33KV OCB BUSHING DRAIN |  | Materials
1010132 | FUSE BOX, CT METERING |  | Materials
1010225 | RELAY,LNR2('NHP'),240VAC,TESTED |  | Materials
1010249 | RELAY,SSX ('BB'),110 VDC,TIME DELAY |  | Materials
1010264 | CONDUCTOR,19/33KV KANGAROO IS.(1993) |  | Materials
1010299 | SWITCH,MICRO,'R-ROLLE'#OSM10 66KV CB |  | Materials
1010300 | CAP,INSULATED,W/EARTH LEAD,630A,11KV LOA |  | Materials
1010310 | ARC CHUTE,WESTINGHOUSE #J18 11KV CB CONT |  | Materials
1010350 | SERVICE,30A,P/LIGHTING,3 WIRE,4M,#17 BX |  | Materials
1010351 | SERVICE,30A,P/LIGHTING,3 WIRE,5.8M,#17 |  | Materials
1010356 | ADAPTER,P/LIGHTING,40-25MM NB,STRAIGHT |  | Materials
1010357 | CONTACT,#2 DISCONN 11KV |  | Materials
1010360 | AIR GAP ROD,11KV 400A GANGED AIR BRK SW |  | Materials
1010361 | BRACKET,11KV 400A 3PH,AIR BREAK SW |  | Materials
1010362 | RELAY,MPCC1/PS1,110VDC,20MA,DC-DC CONVT. |  | Materials
1010364 | RELAY,2T649('RMS'),125VDC,TESTED |  | Materials
1010370 | CT,1600/1A,CLASS 0.25PL300R5 |  | Materials
1010372 | CT,PROTECTION,500/1 RATIO,TESTED |  | Materials
1010386 | POLE,STOBIE,22.5MTR,307,7487KG,WB2371 |  | Materials
1010595 | RELAY,NPO ('MV'),1 A AC,110 VAC,UNTESTED |  | Materials
1010691 | SLEEVING,'F&G' GC10 11KV 95MM2 CABLE |  | Materials
1010704 | INSULATOR,DISC,GLASS,GREEN,16MM SHANK |  | Materials
1010707 | INSULATOR,POST,33kV,PORCELAIN,GRY,12.5kN |  | Materials
1010708 | INSULATOR,LINE POST,33kV,GREY,HORIZONTAL |  | Materials
1010709 | INSULATOR,LINE POST,33KV,GREY,12.5KN |  | Materials
1010710 | INSULATOR,SUSPENSION/TENSION,33kV,515MM |  | Materials
1010711 | INSULATOR,SUSPENSION,66kV,POLY,BALL & SK |  | Materials
1010715 | RETAINER,LOCKING TAB,FAN BLADE NUT,(REFE |  | Materials
1010762 | RELAY,6C16('AWM'),415VAC,TESTED |  | Materials
1010945 | O-RING,'ABB' AIR CB 275KV #DMF300NC4TV 2 |  | Materials
1010946 | O-RING,'ABB' AIR CB 275KV #DMF300NC4TV ( |  | Materials
1010951 | O-RING,'ABB'275KV #DMF300NC4TV IMP. CONT |  | Materials
1010952 | O-RING,'ABB' AIR CB 275KV #DMF300NC4TV 2 |  | Materials
1010953 | O-RING,'ABB' AIR CB 275KV #DMF300NC4TV I |  | Materials
1010954 | O-RING,'ABB' AIR CB 275KV #DMF300NC4TV I |  | Materials
1010955 | O-RING,'ABB' AIR CB 275KV #DMF300NC4TV 2 |  | Materials
1010959 | RELAY,HYBRID,ASA,(LU5088),TESTED |  | Materials
1011101 | RELAY,PROTECTION,RXEG ('ABB'),110 VAC,24 |  | Materials
1011103 | RELAY,PROTECTION,RXME ('ABB'),24 VDC,INS |  | Materials
1011106 | RESISTOR,3 OHM,WINDING TEMP SHUNT,T/F |  | Materials
1011107 | RESISTOR,5 OHM,WINDING TEMP SHUNT,T/F |  | Materials
1011108 | RESISTOR,5 OHM,WINDING TEMP SHUNT,T/F |  | Materials
1011109 | RESISTOR,10 OHM,WINDING TEMP SHUNT,T/F |  | Materials
1011110 | SWITCH,PUSH,'AEI'132KV JB431 OCB |  | Materials
1011148 | MOISTURE BARRIER KIT,PADMOUNT T/F,GC10 |  | Materials
1011193 | BRACKET,INSULATOR,33kV PIN/POST 1010707 |  | Materials
1011194 | BRACKET,INSULATOR,33KV PIN/POST 1010707 |  | Materials
1011207 | CAPACITOR,PAPER-PLASTIC,20UF,440V AC |  | Materials
1011216 | CT,PROTECTION,4/1A RATIO,TESTED |  | Materials
1011223 | RELAY,TOP2PM('NHP'),TIME DELAY,TESTED |  | Materials
1011231 | FUSE,200A,11KV,HRC,2000KVA T/F'S |  | Materials
1011232 | FUSE,80A,11KV,HRC,1000KVA PAD MTD T/F'S |  | Materials
1011243 | PARTS,SWITCH,SIEMENS 3SB1,CB FAILURE ISO |  | Materials
1011246 | POLE,STOBIE,15MTR,125,1524KG, WB1510 |  | Materials
1011247 | POLE,STOBIE,15MTR,155,1996KG,WB1515 |  | Materials
1011248 | POLE,STOBIE,15MTR,179,2406KG,WB1520 |  | Materials
1011249 | POLE,STOBIE,15MTR,207,3180KG,WB1526 |  | Materials
1011250 | POLE,STOBIE,15MTR,162,2870KG,WB1532 |  | Materials
1011251 | POLE,STOBIE,15MTR,206,3960KG,WB1536 |  | Materials
1011252 | POLE,STOBIE,15MTR,203,4506KG,WB1540 |  | Materials
1011253 | POLE,STOBIE,15MTR,200,4855KG,WB1550 |  | Materials
1011254 | POLE,STOBIE,15MTR,250,6035KG,WB1555 |  | Materials
1011255 | POLE,STOBIE,15MTR,250,6543KG,WB1565 |  | Materials
1011256 | POLE,STOBIE,16.5MTR,150,2091KG,WB1615 |  | Materials
1011257 | POLE,STOBIE,18MTR,155,2428KG,WB1815 |  | Materials
1011258 | POLE,STOBIE,18MTR,179,3019KG,WB1820 |  | Materials
1011259 | POLE,STOBIE,18MTR,207,4024KG,WB1826 |  | Materials
1011260 | POLE,STOBIE,18MTR,256,5130KG,WB1830 |  | Materials
1011261 | POLE,STOBIE,18MTR,203,4808KG,WB1840 |  | Materials
1011262 | POLE,STOBIE,18.206 X 52.584 (18M) |  | Materials
1011263 | POLE,STOBIE,18MTR,210,5638KG,WB1850 |  | Materials
1011264 | POLE,STOBIE,18MTR,250,7247KG,WB1855 |  | Materials
1011265 | POLE,STOBIE,18MTR,260,7960KG,WB1860 |  | Materials
1011266 | POLE,STOBIE,18MTR,260,8315KG,WB1862 |  | Materials
1011267 | POLE,STOBIE,19.5MTR,179,3271KG,WB2020 |  | Materials
1011268 | POLE,STOBIE,19.5MTR,207,4187KG,WB2025 |  | Materials
1011269 | POLE,STOBIE,19.5MTR,200,5366KG,WB2040 |  | Materials
1011270 | POLE,STOBIE,19.5MTR,206,5715KG,WB2045 |  | Materials
1011271 | POLE,STOBIE,20.254 X 73.584 (19.5M) |  | Materials
1011272 | POLE,STOBIE,19.5MTR,260,8242KG,WB2060 |  | Materials
1011273 | POLE,STOBIE,19.5MTR,260,8935KG,WB2062 |  | Materials
1011274 | POLE,STOBIE,20.314 X 118.660 (19.5M) |  | Materials
1011275 | POLE,STOBIE,19.5MTR,320,12223KG,WB2075 |  | Materials
1011276 | POLE,STOBIE,21MTR,179,3427KG,WB2120 |  | Materials
1011277 | POLE,STOBIE,21MTR,207,4521KG,WB2125 |  | Materials
1011278 | POLE,STOBIE,21.256 X 37.508 (21M) |  | Materials
1011279 | POLE,STOBIE,21MTR,203,5613KG,WB2140 |  | Materials
1011280 | POLE,STOBIE,21MTR,210,6170KG,WB2150 |  | Materials
1011281 | POLE,STOBIE,21.254 X 73.584 (21M) |  | Materials
1011282 | POLE,STOBIE,21MTR,260,8870KG,WB2160 |  | Materials
1011283 | POLE,STOBIE,21.260 X 89.660 (21M) |  | Materials
1011284 | POLE,STOBIE,21.179 X 22.483 (21M) |  | Materials
1011285 | POLE,STOBIE,21.207 X 30.457 (21M) |  | Materials
1011286 | POLE,STOBIE,21.256 X 37.508 (21M) |  | Materials
1011287 | POLE,STOBIE,21.203 X 46.580 (21M) |  | Materials
1011288 | POLE,STOBIE,21.210 X 60.508 (21M) |  | Materials
1011289 | POLE,STOBIE,21.254 X 73.584 (21M) |  | Materials
1011290 | POLE,STOBIE,21.260 X 89.559 (21M) |  | Materials
1011291 | POLE,STOBIE,21.260 X 89.660 (21M) |  | Materials
1011292 | POLE,STOBIE,21MTR,315,12435KG,WB2170 |  | Materials
1011293 | POLE,STOBIE,R21MTR,310,12913KG,WB2172 |  | Materials
1011294 | POLE,STOBIE,22.5MTR,207,4699KG,WB2325 |  | Materials
1011295 | POLE,STOBIE,22.5MTR,162,4188KG,WB2326 |  | Materials
1011296 | POLE,STOBIE,23.211 X 36.457 (22.5M) |  | Materials
1011297 | POLE,STOBIE,22.5MTR,250,6268KG,WB2330 |  | Materials
1011298 | POLE,STOBIE,22.5MTR,256,6424KG |  | Materials
1011299 | POLE,STOBIE,22.5MTR,203,6200KG,WB2340 |  | Materials
1011300 | POLE,STOBIE,22.5MTR,210,6555KG,WB2350 |  | Materials
1011301 | POLE,STOBIE,22.5MTR,254,9140KG,WB2355 |  | Materials
1011302 | POLE,STOBIE,22.5MTR,260,9535KG,WB2360 |  | Materials
1011303 | POLE,STOBIE,22.5MTR,315,13388KG,WB2370 |  | Materials
1011304 | POLE,STOBIE,22.5MTR,320,14914KG,WB2375 |  | Materials
1011305 | POLE,STOBIE,22.5MTR,327,16040KG,WB2376 |  | Materials
1011306 | POLE,STOBIE,24MTR,256,6715KG,WB2430 |  | Materials
1011307 | POLE,STOBIE,24MTR,203,6615KG,WB2440 |  | Materials
1011308 | POLE,STOBIE,26.207 X 30.457 (25M) |  | Materials
1011309 | POLE,STOBIE,25.5MTR,256,7128KG,WB2630 |  | Materials
1011348 | TF,11/7.6-.433KV,200KVA,3PH,HANG |  | Materials
1011348 | TF,11/7.6-.433KV,200KVA,3PH,HANG |  | Materials
1011349 | TESTER,SWITCHING CUBICLES |  | Materials
1011350 | COUNTER,'REINHAUSEN'MA4 MOTOR DRIVE MECH |  | Materials
1011461 | TAG,INSPECTION,PLASTIC,SW CUB PADLOCKS |  | Materials
1011464 | POLE,STOBIE,24MTR,254C,WA9915 |  | Materials
1011465 | POLE,STOBIE,16.5MTR,203,4540KG,WB1640 |  | Materials
1011466 | POLE,STOBIE,16.5MTR,206,4981KG,WB1645 |  | Materials
1011467 | POLE,STOBIE,16.5MTR,260,7270KG,WB1660 |  | Materials
1011486 | BEAM,200UB,29.8KG/M,9.0MTR |  | Materials
1011487 | BEAM,200UB,29.8KG/M,10.5MTR |  | Materials
1011488 | BEAM,200UB,29.8KG/M,12.0MTR |  | Materials
1011489 | BEAM,200UB,29.8KG/M,13.5MTR |  | Materials
1011490 | BEAM,250UB,31.4KG/M,9.0MTR |  | Materials
1011491 | BEAM,250UB,31.4KG/M,12.0MTR |  | Materials
1011492 | BEAM,310UC,46.2KG/M,9.0MTR |  | Materials
1011493 | BEAM,310UC,46.2KG/M,10.5MTR |  | Materials
1011494 | BEAM,310UC,46.2KG/M,12.0MTR |  | Materials
1011495 | BEAM,150UC,37.2KG/M,9.0MTR |  | Materials
1011496 | BEAM,200UC,46.2KG/M,9.0MTR |  | Materials
1011497 | BEAM,200UC,46.2KG/M,12.0MTR |  | Materials
1011498 | BEAM,200UC,46.2KG/M,16.5MTR |  | Materials
1011499 | BEAM,200UC,52.2KG/M,9.0MTR |  | Materials
1011500 | BEAM,200UC,52.2KG/M,12.0MTR |  | Materials
1011501 | BEAM,200UC,52.2KG/M,13.5MTR |  | Materials
1011502 | BEAM,200UC,52.2 KG/M,16.5MTR |  | Materials
1011503 | BEAM,250UC,72.9KG/M,9.0MTR |  | Materials
1011504 | BEAM,250UC,72.9KG/M,10.5MTR |  | Materials
1011505 | BEAM,250UC,72.9KG/M,12.0MTR |  | Materials
1011508 | BARRIER,PVC,LV C/B(MERLIN GERIN),PAD T/F |  | Materials
1011509 | FUSEHOLDER,IN-LINE,80A,SERVICE PIT |  | Materials
1011531 | BRACKET,'MC.GRAW ED'11 KV RECLOSER CONTR |  | Materials
1011532 | TRIPPER,(FUSE TRIP)'ABB'RING MAIN UNIT |  | Materials
1011537 | POLE,STOBIE,26MTR,203,6350KG,WB2641 |  | Materials
1011557 | CRCT CARD I/P O/P H/WAY CLCK APL10/116/0 |  | Materials
1011558 | CIRCUIT CARD H/WAY WATCH DOG APL10/109/1 |  | Materials
1011559 | CIRCUIT CARD MOTHER BRD JMPR APCL/10/209 |  | Materials
1011560 | WESTINGHOUSE SCADA, 50V POWER SUPPLY |  | Materials
1011601 | LANYARD,GREEN 1.5M SS TRIPLE ACTION130kG |  | Materials
1011603 | LANYARD,YELLOW STRETCH STOP 1.5M FITTED |  | Materials
1011604 | BRACKET,'MC.GRAW EDISON'RECLOSER CT SHOR |  | Materials
1011606 | TRANSFORMER,CURRENT,METERING,1.33/1 RATI |  | Materials
1011643 | RELAY,TR221 'REYROLLE',125V DC,LT3670 |  | Materials
1011644 | ISOLATOR,33KV,300A, #4 INTERR.CONT |  | Materials
1011645 | ISOLATOR,WITH #3 CONT + SERIES FUSE |  | Materials
1011731 | TIME SWITCH,20A,1P,'SANGAMO'Q595-2-12 |  | Materials
1011731 | TIME SWITCH,20A,1P,'SANGAMO'Q595-2-12 |  | Materials
1011923 | CIRCUIT BREAKER,3P,11KV,W/HOUSE J18 OIL |  | Materials
1011924 | CIRCUIT BREAKER,3P,11KV,Y/SHIRE 1V1F/13K |  | Materials
1011925 | CIRCUIT BREAKER,3P,11KV,SOUTH WALES D4X4 |  | Materials
1011926 | CIRCUIT BREAKER,3P,11KV,EMAIL J18 OIL |  | Materials
1011927 | CIRCUIT BREAKER,3P,11KV,EE OLX OIL TYPE |  | Materials
1011928 | CIRCUIT BREAKER,11KV,'EE' S/N 4J1350/A |  | Materials
1011929 | CIRCUIT BREAKER,OIL,400A,11KV,EE C15 |  | Materials
1011930 | CIRCUIT BREAKER,OIL,11KV,YORKSHIRE FMSK |  | Materials
1011931 | CIRUIT BREAKER,11KV,AEI BVRP4 OIL TYPE |  | Materials
1011935 | HEATER,MITSUBISHI 66KV #70SFM32A C/B CUB |  | Materials
1011947 | BEAM,150UB,18KG/M,10.5MTR |  | Materials
1011948 | BEAM,150UB,18KG/M,13.5MTR |  | Materials
1011949 | BEAM,180UB,22.2KG/M,13.5MTR |  | Materials
1011950 | BEAM,180UB,22.2KG/M,16.5MTR |  | Materials
1011951 | BEAM,200UB,29.8KG/M,16.5MTR |  | Materials
1011955 | BEAM,250UB,37.3KG/M,16.5MTR |  | Materials
1011957 | BEAM,150UC,37.2KG/M,16.5MTR |  | Materials
1011960 | BEAM,200UC,52.2KG/M,10.5MTR |  | Materials
1011961 | BEAM,200UC,59.5KG/M,13.5MTR |  | Materials
1011962 | BEAM,250UC,59.5KG/M,16.5MTR |  | Materials
1011966 | BEAM,310UC,96.8KG/M,15.0MTR |  | Materials
1011967 | BEAM,310UC,96.8KG/M,18.0MTR |  | Materials
1011970 | BEAM,310UC,137KG/M,15.0MTR |  | Materials
1011972 | BEAM,310UC,158KG/M,15.0MTR |  | Materials
1011973 | BEAM,310UC,158KG/M,18.0MTR |  | Materials
1011978 | ENVELOPE,SA POWER NETWORKS,110X220MM |  | Materials
1011979 | ENVELOPE,SA POWER,120X235MM,WINDOW |  | Materials
1011980 | ENVELOPE,SA POWER,120X235MM,WINDOW |  | Materials
1011981 | ENVELOPE,SA POWER NETWORKS, 229X324MM |  | Materials
1011982 | ENVELOPE,SA POWER NETWORKS,255X380MM |  | Materials
1011983 | BEND,CONDUIT,50MM,90DEG,LG RADIUS,CL 6 |  | Materials
1011984 | ADAPTER,P/LIGHTING,45 DEG,40 X 25NB STD |  | Materials
1011987 | ENVELOPE,SERVICE ORDER CLOSE,229X324MM, |  | Materials
1011988 | ENVELOPE,SAPOWER,229 X 324MM,WINDOW FACE |  | Materials
1012114 | FUSE LINK,1A,11KV,'GEC'HWX C/B VT'S |  | Materials
1012116 | PIPE ASSY,LANTERN,EXTENDED,3016MM |  | Materials
1012126 | VT,33000V AC,"TRANS PRODUCTS",KI? |  | Materials
1012127 | CT,66000V,ASEA TYPE IMBA70A3 |  | Materials
1012128 | CT,66000V,DELLE TYPE TPDE10/2SP |  | Materials
1012132 | CT,66000V,ENDURANCE POST TYPE,4 CORE |  | Materials
1012141 | ARMOUR RODS,HELICAL,19/0.116 COPPER,TIN |  | Materials
1012258 | LANTERN, 80W,MERC,POST TOP GALV,D11E03 |  | Materials
1012305 | CABLE, 2 CORE +E,1.5MM2 CU,7/0.50MM,0.6/ |  | Materials
1012308 | CABLE, 2 CORE +E,4MM2,CU,7/0.85MM,0.6/1K |  | Materials
1012309 | CABLE, 4 CORE +E,6MM2,CU,7/1.04MM,0.6/1K |  | Materials
1012310 | CABLE, 4 CORE+E,25MM2,CU,19/1.35MM,0.6/1 |  | Materials
1012311 | CABLE, 6 CORE+E,1.5MM2,CU,7/0.50MM,0.6/1 |  | Materials
1012312 | CABLE,10 CORE+E,4MM2,CU,7/0.85MM,0.6/1KV |  | Materials
1012313 | CABLE,20 CORE+E,4MM2,CU,7/0.85MM,0.6/1KV |  | Materials
1012314 | CABLE,INSTRUMENT,2 PAIR TWISTED,7/0.5MM |  | Materials
1012316 | ROD,TENSION,M24 X 2133MM LG,FOR SCREW AN |  | Materials
1012318 | CABLE,6 CORE + E,1.5MM2,CU,7/0.5MM.0.6/1 |  | Materials
1012328 | TF,19KV-2X250V,25KVA,1PH SWER,HANG |  | Materials
1012328 | TF,19KV-2X250V,25KVA,1PH SWER,HANG |  | Materials
1012347 | JOINT,STRAIGHT,66KV,1400MM2,NORTHFIELD |  | Materials
1012353 | TERMINATION,OUTDOOR,66KV,1600mm2,Al |  | Materials
1012357 | SERVICE PIT,FOOTPATH,STEEL,417X417MM |  | Materials
1012358 | HARDWARE KIT,11KV 400A METERING CUBICLE |  | Materials
1012359 | HARDWARE KIT,11KV 1000A METERING CUBICLE |  | Materials
1012595A | TRANSFORMER,11KV-.433KV,2MVA,3P,PAD MTD |  | Materials
1012805 | EARTH STRAP,700MM,FLEXIBLE COPPER BRAID |  | Materials
1012806 | FLEXIBLE BRAID CONNECTORS TYPE 'R' |  | Materials
1012832 | RESISTOR,WIRE WOUND,15K OHM,5% |  | Materials
1012865 | STICKER,LOOK UP & LIVE,PLEASE BE CAREFUL |  | Materials
1012866 | STICKER,LOOK UP & LIVE,HEIGHT OF EQUIP |  | Materials
1012880 | PAINT,SILVER/GREY,FOR TRANSFORMERS |  | Materials
1012883 | GASKET KIT,HV,3PH POLE TYPE T/F (9 OFF) |  | Materials
1012894 | BEARING,SHAFT,NAL 12 SW CUB |  | Materials
1012897 | CONTACT ASSY,REPLATED,NAL 12 SW CUB |  | Materials
1012899 | BARRIER,COMPARTMENT,NAL 12 SW CUB,06388 |  | Materials
1012900 | BARRIER,COMPARTMENT,NAL 12 SW CUB,06214 |  | Materials
1012917 | CABLE,FLEXIBLE,CU,WELDING(0.2)CPE,OLEX |  | Materials
AB1055 | ALUMINIUM RIBBON,ANNEALED,8MM X 1.2MM X |  | Materials
AB1141 | ALUMINIUM,40 MM OD X 3 MM WALL,6.5M |  | Materials
AB1142 | ALUMINIUM,50MM OD X 3MM WALL,6.5M LG |  | Materials
AB1150 | ALUMINIUM,80MM OD X 3MM WALL,6.5 M LG |  | Materials
AB1153 | ALUMINIUM,100MM OD X 3MM WALL,6106 ALLOY |  | Materials
AB1166 | ALUMINIUM,101.6MM OD X 6.35MM WALL,6M LG |  | Materials
AB4655 | COPPER RIBBON,3mX1.27mmx7.62mm COILS |  | Materials
AB5050 | COPPER,FLAT,20MM X 4MM,110A-0,50M ROLLS |  | Materials
AB5055 | COPPER,FLAT,40MM X 4MM,110A-0,35M ROLLS |  | Materials
AB5057 | EARTHING CONNECTION,COPPER BAR 40 X 6 |  | Materials
AB5058 | COPPER, BAR 50MM X6.3MM X 4 METRE LONG |  | Materials
AB5060 | BRACKET,EARTH TERMINAL,40 X 10 X 230MM |  | Materials
AB5100 | ALUMINIUM,FLAT,40 X 6MM X 4 METRES LONG |  | Materials
AB5200 | FLAT, ALUMINIUM, 200MM X 20MM THICK |  | Materials
AB5920 | TUBE,COPPER,19.1MM OD,3.3MM W/THK |  | Materials
AB5924 | TUBE,COPPER,31.8MM OD,3.3MM W/THK |  | Materials
AB5950 | COPPER TUBE,63.5MM OD,4.06MM W/THK |  | Materials
AB6240 | STRIP,LEAD,40 MM X 2 MM X 2.5 KG/ROLL |  | Materials
AB6250 | PIPE,LEAD,760MM L,82.4MM OD,76MM ID |  | Materials
AB6254 | PIPE,LEAD,760MM L,108.4MM OD,102MM ID |  | Materials
AB6258 | TUBE,LEAD,760MM L,136.6MM OD,127MM ID |  | Materials
AB6262 | TUBE,LEAD,760MM L,161.6MM OD,152MM ID |  | Materials
AB8260 | STRAPPING,GALVANIZED STEEL,1/2"WIDE |  | Materials
AB8261 | STRAPPING,STEEL,3/4"WIDE |  | Materials
AB8270 | STRAPPING,STEEL,19MMX210X0.5 |  | Materials
AB8271 | SEALS,SNAP ON,19MM |  | Materials
AC9740 | STRAPPING,S/S,12.7MM X 30M,MATT FINISH |  | Materials
AC9744 | STRAPPING,STAINLESS STEEL,19.1 MM X 30 M |  | Materials
AC9750 | BUCKLE,STRAPPING,STAINLESS STEEL,12.7 MM |  | Materials
AC9754 | BUCKLE,STRAPPING,STAINLESS STEEL,19.1 MM |  | Materials
AF2030 | BURNER NOZZLE,LPG,HOT AIR BLOWING |  | Materials
AF2035 | HOT AIR BURNER NOZZLE / LIGHT WEIGHT |  | Materials
AF2040 | GAS TORCH, SEIVERT POWERJET WITH ADAPTOR |  | Materials
AF2045 | HANDLE, SIEVERT PROMATIC UNIVERSAL |  | Materials
AF2050 | BURNER GAS,SOFT FLAME |  | Materials
AF2055 | GAS BOTTLE,340 GRAM |  | Materials
AH1406 | BENTONITE,VOLCLAY,GRADE KWK,25 KG |  | Materials
AK1170 | ELECTRODE,WELDING,3.25 MM,ALL POSITION |  | Materials
AK5100 | SOLDER,LEAD-TIN ALLOY,50/50 |  | Materials
AK5101 | SOLDER,LEAD-TIN ALLOY,30/70 GRADE D |  | Materials
AK5102 | SOLDER,LEAD-TIN ALLOY,35/65 |  | Materials
AK5126 | SOLDER,TIN ALLOY,RESIN CORED,1.6MM DIA |  | Materials
BA4116 | BOLT,BRASS,BSW,5/16 X 2 IN,HEX,C/W NUT |  | Materials
BC1000 | SCREW, TEK 12GX38 LONG SELF TAPPING |  | Materials
BC1001 | SCREW, TEK SUPER TEKS - 500 SERIES |  | Materials
BC1227 | SCREW,GUTTER,3/16"X3/4",Z/P,C/W NUTS |  | Materials
BC1229 | SCREW,GUTTER,3/16"X1",Z/P,C/W NUTS |  | Materials
BC1242 | SCREW,GUTTER,1/4"X3/4",Z/P,C/W NUTS |  | Materials
BC1244 | SCREW,GUTTER,1/4"X1",ZINC/PLATE,C/W NUTS |  | Materials
BD1023 | SCREW,BRASS,WHIT,5/32"X1/2",CHEESE HD |  | Materials
BD3027 | SCREW,BRASS,WHIT,5/32"X1",ROUND HEAD |  | Materials
BD3029 | SCREW,BRASS,WHIT,5/32"X1-1/2",RND HD |  | Materials
BD3043 | SCREW,BRASS,WHIT,3/16"X1",ROUND HEAD |  | Materials
BD3045 | SCREW,BRASS,WHIT,3/16"X1-1/2",RND HD |  | Materials
BJ2444 | SCREW,COACH,10X40MM,HEX HEAD |  | Materials
BJ2448 | SCREW,COACH,10 MMX50MM,HEX HEAD |  | Materials
BJ4240 | SCREW,TAPPING,1/2"X6GAUGE,Z/P |  | Materials
BJ4255 | SCREW,TAPPING,3/4"X6GAUGE,PAN HEAD,Z/P |  | Materials
BJ4260 | SCREW,TAPPING,1"X6GAUGE,Z/P,PAN HEAD |  | Materials
BJ4450 | SCREW,TAPPING,Z/P,5/8 IN X 8GGE,PAN HEAD |  | Materials
BJ4460 | SCREW,TAPPING,Z/P,3/4 IN X 8 G,PAN HEAD |  | Materials
BJ4472 | SCREW,TAPPING,2"X8GAUGE,PAN HEAD,Z/P |  | Materials
BJ4560 | SCREW,TAPPING,3/4"X10GAUGE,PAN HEAD,Z/P |  | Materials
BJ4780 | SCREW,6GAUGEX15MM,PAN HEAD,#17A F/BOX |  | Materials
BK3304 | SCREW,WOOD,BRASS,1"X10GAUGE,CSK HEAD |  | Materials
BK3306 | SCREW,WOOD,BRASS,1-1/2"X10GAUGE,CSK |  | Materials
BN1000 | NUT,NYLOC,M12,GRADE 8, GALVANISED |  | Materials
BN1108 | NUT,HEX,8BA,BRASS,NI PLATED |  | Materials
BN4005 | NUT,HEX,BSW,5/32",BRASS |  | Materials
BN4006 | NUT,HEX,BSW,3/16",BRASS |  | Materials
BN4008 | NUT,HEX,BSW,1/4",BRASS |  | Materials
BN4406 | NUT,HEX,BSW,3/16",BRASS |  | Materials
BN5020 | NUT,HEX,,BSW,5/8",GALV,0.015" O/S |  | Materials
BP1006 | WASHER,BRASS,3/16" X 7/16" OD |  | Materials
BP1008 | WASHER,BRASS,1/4" BOLT,5/8"OD,19GAUGE |  | Materials
BP1010 | WASHER,FLAT,BRASS,PLAIN,ROUND,5/16" BOLT |  | Materials
BP1012 | WASHER,BRASS,3/8" BOLT,7/8" OD,18GAUGE |  | Materials
BP1690 | WASHER,M8,17MM OD,1.2MM THK,Z/P |  | Materials
BP1711 | WASHER, GALV, M10, STANDARD SERIES |  | Materials
BP1712 | WASHER,GALV,M10,24MM OD,LARGE SERIES |  | Materials
BP1715 | WASHER,STEEL,12MM,STANDARD SERIES,GALV |  | Materials
BP1716 | WASHER,GALV,M12,28MM OD,LARGE SERIES |  | Materials
BP1717 | WASHER, STAINLESS STEEL, M12 |  | Materials
BP1720 | WASHER,GALV,M16,34MM OD,18.43MM ID |  | Materials
BP1724 | WASHER,GALV,M20,39MM OD,22.52MM ID |  | Materials
BP1732 | WASHER,GALV,M24,50MM OD,26.52MM ID |  | Materials
BP1734 | WASHER,FLAT,STEEL,GALV,M30,ROUND |  | Materials
BP1752 | WASHER,GALV,M10,30MM OD,11.50MM ID |  | Materials
BP1760 | WASHER,GALV,M16 B/SIZE,50MM OD,18.5MM ID |  | Materials
BP1771 | WASHER,GALV,M12,44MM OD,13.5MM ID |  | Materials
BP1773 | WASHER,GALV,M16,55MM OD,18.0MM ID |  | Materials
BP1846 | WASHER,FLAT,NYLON,M5 B/SIZE,ROUND, |  | Materials
BP1865 | WASHER,RAKE,GALV,M10 BOLT SIZE |  | Materials
BP1866 | WASHER,RAKE,GALV,M12 BOLT SIZE |  | Materials
BP1867 | WASHER,RAKE,GALV,M16 BOLT SIZE |  | Materials
BP3017 | WASHER, SPRING, GALV, M16 X 5.3 X 3.5 |  | Materials
BP3018 | WASHER, SPRING, GALV, M20 X 6.0 X 4.0 |  | Materials
BP3206 | WASHER,LOCK,S/S 316,3/16"BOLT SIZE |  | Materials
BP3212 | WASHER,LOCK,S/S 316,3/8"BOLT SIZE |  | Materials
BP3216 | WASHER,LOCK,S/S 316,1/2"BOLT SIZE |  | Materials
BP3404 | WASHER,FLAT,STEEL,74-75 OD DIAM |  | Materials
BP3405 | WASHER,GALV,M20 B/SIZE,75MM OD,22.6MM ID |  | Materials
BP3407 | WASHER,GALV,M24,72MM OD,26.6MM ID |  | Materials
BP3824 | WASHER,BEVEL,3/4" ID,MALLEABLE STEEL MAT |  | Materials
BP6086 | NUT,HEX,M8,BRASS |  | Materials
BP6109 | NUT,PLAIN,HEXAGON,M5,NYLON,ISO-METRIC |  | Materials
BP6110 | NUT,PLAIN,HEXAGON,M6,NYLON,ISO-METRIC |  | Materials
BP6275 | NUT,HEXAGON,M8,STEEL,ZINC PLATED |  | Materials
BP6280 | NUT,PLAIN,HEXAGON,M10,STEEL,ISO-METRIC |  | Materials
BP6281 | NUT,PLAIN,HEXAGON,M12,STEEL,ISO-METRIC |  | Materials
BP6291 | NUT,HEX,M12,STAINLESS STEEL,GDE304 |  | Materials
BP6292 | NUT,NYLOC,M12,GR 5,GALV |  | Materials
BP6308 | NUT,HEX,M8,STEEL,GALV,CLASS 5 |  | Materials
BP6310 | NUT,PLAIN,HEX,M10 STEEL,GALV,ISO-METRIC |  | Materials
BP6312 | NUT,PLAIN,HEXAGON,M12, STEEL,GDE 5 |  | Materials
BP6316 | NUT,PLAIN,HEXAGON,M16,STEEL,ISO-METRIC |  | Materials
BP6317 | NUT,NYLOC,M16,GR 8,GALV |  | Materials
BP6320 | NUT,PLAIN,HEXAGON,M20,STEEL,CLASS 5 |  | Materials
BP6324 | NUT,PLAIN,HEXAGON,M24,STEEL,ISO-METRIC |  | Materials
BP6330 | NUT,PLAIN,HEXAGON,M30,STEEL,ISO-METRIC |  | Materials
BW0298 | ROD,THREADED END,ISOMETRIC,M16 DIA X 325 |  | Materials
BW0300 | ROD,THREADED END,M16X350MM,ISOMETRIC |  | Materials
BW0302 | ROD,THREADED END,M16X375MM,ISOMETRIC |  | Materials
BW0304 | ROD,THREADED END,M16X400MM,ISOMETRIC |  | Materials
BW0306 | ROD,THREADED END,M16X425MM,ISOMETRIC |  | Materials
BW0308 | ROD,THREADED END,M16X450MM,ISOMETRIC |  | Materials
BW0310 | ROD,THREADED END,M16X475MM,ISOMETRIC |  | Materials
BW0311 | ROD,THREADED END,M16X500MM,ISOMETRIC |  | Materials
BW0334 | ROD,THREADED END,M20X475MM,ISOMETRIC |  | Materials
BW0336 | ROD,THREADED END,M20X500MM,ISOMETRIC |  | Materials
BW0338 | ROD,THREADED END,M20X525MM,ISOMETRIC |  | Materials
BW0340 | ROD,THREADED END,M20X550MM,ISOMETRIC |  | Materials
BW1207 | BOLT,BLACK,M10X 25MM,HEX,GDE 4.6 |  | Materials
BW2010 | BOLT,ZINC PLATED, M6X40MM,HEX |  | Materials
BW2023 | BOLT,ZINC PLATED, M8X16MM,HEX,GDE 8.8 |  | Materials
BW2050 | BOLT,STEEL,ZINC PLATED,M12X40MM,HEX HEAD |  | Materials
BW2080 | BOLT,STAINLESS STEEL,M12X35,HEX,GDE304 |  | Materials
BW2090 | BOLT,STAINLESS STEEL,M12X100,HEX,GDE304 |  | Materials
BW2107 | BOLT,GALV,M8X25MM,HEX HEAD,GDE 4.6 |  | Materials
BW2110 | BOLT,GALV,M8X40MM,HEX,GDE 4.6 |  | Materials
BW2205 | BOLT,GALV,M12 X 30MM,HEX,GRE 5 |  | Materials
BW2206 | BOLT,GALV,M10X20MM,HEX HEAD,GDE 4.6 |  | Materials
BW2207 | BOLT,GALV,M10X 25MM,HEX,GDE 4.6 |  | Materials
BW2208 | BOLT,GALV,M10X30MM,HEX,GDE 4.6 |  | Materials
BW2210 | BOLT,GALV,M10X40MM,HEX,GDE 4.6 |  | Materials
BW2212 | BOLT,GALV,M10X50MM,HEX,GDE 4.6 |  | Materials
BW2214 | BOLT,GALV,M10 X 60MM,HEX,GDE 4.6 |  | Materials
BW2215 | BOLT,GALV,M10X65MM,HEX,GDE 4.6 |  | Materials
BW2217 | BOLT,GALV,M10X75MM,HEX,GDE 4.6 |  | Materials
BW2220 | BOLT,GALV,M10X90MM,HEX,GDE 4.6 |  | Materials
BW2222 | BOLT,GALV,M10X100MM,HEX,GDE 4.6 |  | Materials
BW2223 | BOLT,GALV,M10X110MM,HEX,GDE 4.6 |  | Materials
BW2225 | BOLT,GALV,M10X130MM,HEX,GDE 4.6 |  | Materials
BW2227 | BOLT,GALV,M10X150MM,HEX,GDE 4.6 |  | Materials
BW2230 | BOLT,GALV,M10X180MM,HEX,GDE 4.6 |  | Materials
BW2234 | BOLT,GALV,M10X220MM,HEX,GDE 4.6 |  | Materials
BW2307 | BOLT,GALV,M12X25MM,HEX,GDE 4.6 |  | Materials
BW2308 | BOLT,GALV,M12X30MM,HEX,GDE 4.6 |  | Materials
BW2309 | BOLT,GALV,M12 X 35MM,HEX,GDE 4.6 |  | Materials
BW2310 | BOLT,GALV,M12X40MM,HEX,GDE 4.6 |  | Materials
BW2311 | BOLT,GALV,M12X45MM,HEX,GDE 4.6 |  | Materials
BW2312 | BOLT,GALV,M12X50MM,HEX,GDE 4.6 |  | Materials
BW2313 | BOLT,GALV,M12 X 55MM,HEX,GDE 4.6 |  | Materials
BW2314 | BOLT,GALV,M12X60MM,HEX,GDE 4.6 |  | Materials
BW2315 | BOLT,GALV,M12X65MM,HEX,GDE 4.6 |  | Materials
BW2316 | BOLT,GALV,M12 X 40MM,HEX,GDE 4.6 |  | Materials
BW2317 | BOLT,GALV,M12X75MM,HEX,GDE 4.6 |  | Materials
BW2318 | BOLT,GALV,M12X80MM,HEX,GDE 4.6 |  | Materials
BW2319 | BOLT,GALV,M12 X 45MM,HEX, GDE 4.6 |  | Materials
BW2320 | BOLT,GALV,M12X90MM,HEX,GDE 4.6 |  | Materials
BW2322 | BOLT,GALV,M12X100MM,HEX,GDE 4.6 |  | Materials
BW2323 | BOLT,GALV,M12X110MM,HEX GDE 4.6 |  | Materials
BW2325 | BOLT,GALV,M12X130MM,HEX,GDE 4.6 |  | Materials
BW2327 | BOLT,GALV,M12X150MM,HEX,GDE 4.6 |  | Materials
BW2332 | BOLT,GALV,M12X200MM,HEX,GDE 4.6 |  | Materials
BW2334 | BOLT,GALV,M12X220MM,HEX,GDE 4.6 |  | Materials
BW2338 | BOLT,GALV,M12X260MM,HEX,GDE 4.6 |  | Materials
BW2340 | BOLT,GALV,M12X280MM,HEX,GDE 4.6 |  | Materials
BW2342 | BOLT,GALV,M12X300MM,HEX,GDE 4.6 |  | Materials
BW2344 | BOLT,GALV,M12X325MM,HEX,GDE 4.6 |  | Materials
BW2350 | BOLT,GALV,M12 X 30MM,HEX,GDE 8.8 |  | Materials
BW2351 | BOLT GALV M12 X 35 HEX GRE 8.8 |  | Materials
BW2352 | BOLT,GALV,M12 X 40MM,HEX,GDE 8.8 |  | Materials
BW2353 | BOLT,GALV,M12 X 45MM,HEX,GDE 8.8 |  | Materials
BW2354 | BOLT,GALV,M12 X 50MM,HEX,GDE 8.8 |  | Materials
BW2355 | BOLT,GALV,M12 X 55MM,HEX,GDE 8.8 |  | Materials
BW2356 | BOLT,GALV,M12 X 60MM,HEX,GDE 8.8 |  | Materials
BW2357 | BOLT,GALV,M12 X 70MM,HEX,GDE 8.8 |  | Materials
BW2358 | BOLT,GALV,M12 X 75MM,HEX,GDE 8.8 |  | Materials
BW2359 | BOLT,GALV,M12 X 80MM,HEX,GDE 8.8 |  | Materials
BW2360 | BOLT,GALV,M12 X 85MM,HEX,GDE 8.8 |  | Materials
BW2361 | BOLT,GALV,M12 X 90MM,HEX,GDE 8.8 |  | Materials
BW2370 | BOLT,GALV,M12 X 150MM,HEX,GDE 8.8 |  | Materials
BW2507 | BOLT,GALV,M16X25MM,HEX,GDE 4.6 |  | Materials
BW2508 | BOLT,GALV,M16X30MM,HEX,GDE 4.6 |  | Materials
BW2510 | BOLT,GALV,M16X40MM,HEX,GDE 4.6 |  | Materials
BW2511 | BOLT,GALV,M16X45MM,HEX,GDE 4.6 |  | Materials
BW2512 | BOLT,GALV,M16X50MM,HEX,GDE 4.6 |  | Materials
BW2513 | BOLT,GALV,M16 X 50MM,HEX,GDE 8.8 |  | Materials
BW2514 | BOLT,GALV,M16 X 60MM, HEX,GDE 8.8 |  | Materials
BW2515 | BOLT,GALV,M16X65MM,HEX,GDE 4.6 |  | Materials
BW2516 | BOLT,GALV,M16 X 70MM,HEX,GDE 8.8 |  | Materials
BW2517 | BOLT,GALV,M16X75MM,HEX,GDE 4.6 |  | Materials
BW2519 | BOLT,GALV,M16 X 80MM,HEX,GDE 8.8 |  | Materials
BW2520 | BOLT,GALV,M16X90MM,HEX,GDE 4.6 |  | Materials
BW2521 | BOLT,GALV,M16 X 90MM,HEX,GDE 8.8 |  | Materials
BW2522 | BOLT,GALV,M16X100MM,HEX,GDE 4.6 |  | Materials
BW2523 | BOLT,GALV,M16X110MM,HEX,GDE 4.6 |  | Materials
BW2524 | BOLT,GALV,M16X120MM,HEX,GDE 4.6 |  | Materials
BW2525 | BOLT,GALV,M16X130MM,HEX,GDE 4.6 |  | Materials
BW2526 | BOLT,GALV,M16X140MM,HEX,GDE 4.6 |  | Materials
BW2527 | BOLT,GALV,M16X150MM,HEX,GDE 4.6 |  | Materials
BW2528 | BOLT,GALV,M16X160MM,HEX,GDE 4.6 |  | Materials
BW2529 | BOLT,GALV,M16X170MM,HEX,GDE 4.6 |  | Materials
BW2530 | BOLT,GALV,M16X180MM,HEX,GDE 4.6 |  | Materials
BW2531 | BOLT,GALV,M16X190MM,HEX,GDE 4.6 |  | Materials
BW2532 | BOLT,GALV,M16X200MM,HEX,GDE 4.6 |  | Materials
BW2533 | BOLT,GALV,M16 X 200MM, HEX,GDE 8.8 |  | Materials
BW2534 | BOLT,GALV,M16X220MM,HEX,GDE 4.6 |  | Materials
BW2535 | BOLT, GALV, M16X100MM,HEX,GDE 8.8 |  | Materials
BW2536 | BOLT,GALV,M16X240MM,HEX,GDE 4.6 |  | Materials
BW2537 | BOLT, GALV, M16X150MM,HEX,GDE 8.8 |  | Materials
BW2538 | BOLT,GALV,M16X260MM,HEX,GDE 4.6 |  | Materials
BW2539 | BOLT, GALV, M16X260MM,HEX,GDE 8.8 |  | Materials
BW2540 | BOLT,GALV,M16X280MM,HEX,GDE 4.6 |  | Materials
BW2541 | BOLT, GALV, M16X300MM,HEX,GDE 8.8 |  | Materials
BW2542 | BOLT,GALV,M16X300MM,HEX,GDE 4.6 |  | Materials
BW2544 | BOLT,GALV,M16X325MM,HEX,GDE 4.6 |  | Materials
BW2547 | BOLT,GALV,M16X350MM,HEX,GDE 4.6 |  | Materials
BW2549 | BOLT,GALV,M16X375MM,HEX,GDE 4.6 |  | Materials
BW2552 | BOLT,GALV,M16X400MM,HEX,GDE 4.6 |  | Materials
BW2554 | BOLT,GALV,M16X425MM,HEX,GDE 4.6 |  | Materials
BW2557 | BOLT,GALV,M16X450MM,HEX,GDE 4.6 |  | Materials
BW2559 | BOLT,GALV,M16X475MM,HEX,GDE 4.6 |  | Materials
BW2562 | BOLT,GALV,M16X500MM,HEX,GDE 4.6 |  | Materials
BW2567 | BOLT,GALV,M16X550MM,HEX,GDE 4.6 |  | Materials
BW2572 | BOLT,GALV,M16X600MM,HEX,GDE 4.6 |  | Materials
BW2574 | BOLT,GALV,M16X625MM,HEX,GDE 4.6 |  | Materials
BW2610 | BOLT,GALV,M20X40MM,HEX,GDE 4.6 |  | Materials
BW2611 | BOLT,GALV,M20X45MM,HEX,GDE 4.6 |  | Materials
BW2612 | BOLT,GALV,M20X50MM,HEX,GDE 4.6 |  | Materials
BW2615 | BOLT,GALV,M20X 65MM,HEX,GDE 4.6 |  | Materials
BW2626 | BOLT,GALV,M20X140MM,HEX,GDE 4.6 |  | Materials
BW2627 | BOLT,GALV,M20X150MM,HEX,GDE 4.6 |  | Materials
BW2629 | BOLT,GALV,M20X170MM,HEX,GDE 4.6 |  | Materials
BW2630 | BOLT,GALV,M20X180MM,HEX,GDE 4.6 |  | Materials
BW2631 | BOLT,GALV,M20X190MM,HEX,GDE 4.6 |  | Materials
BW2632 | BOLT,GALV,M20X200MM,HEX,GDE 4.6 |  | Materials
BW2634 | BOLT,GALV,M20X220MM,HEX,GDE 4.6 |  | Materials
BW2636 | BOLT,GALV,M20X240MM,HEX,GDE 4.6 |  | Materials
BW2638 | BOLT,GALV,M20X260MM,HEX,GDE 4.6 |  | Materials
BW2640 | BOLT,GALV,M20X280MM,HEX,GDE 4.6 |  | Materials
BW2642 | BOLT,GALV,M20X300MM,HEX,GDE 4.6 |  | Materials
BW2644 | BOLT,GALV,M20X325MM,HEX,GDE 4.6 |  | Materials
BW2647 | BOLT,GALV,M20X350MM,HEX,GDE 4.6 |  | Materials
BW2649 | BOLT,GALV,M20X375MM,HEX,GDE 4.6 |  | Materials
BW2652 | BOLT,GALV,M20X400MM,HEX,GDE 4.6 |  | Materials
BW2654 | BOLT,GALV,M20X425MM,HEX,GDE 4.6 |  | Materials
BW2656 | BOLT,GALV,M20X450MM,HEX,GDE 4.6 |  | Materials
BW2659 | BOLT,GALV,M20X475MM,HEX,GDE 4.6 |  | Materials
BW2662 | BOLT,GALV,M20X500MM,HEX,GDE 4.6 |  | Materials
BW2664 | BOLT,GALV,M20X525MM,HEX,GDE 4.6 |  | Materials
BW2665 | BOLT,GALV,M20X550MM,HEX,GDE 4.6 |  | Materials
BW2666 | BOLT,GALV,M20X575MM,HEX,GDE 4.6 |  | Materials
BW2667 | BOLT,GALV,M20X600MM,HEX,GDE 4.6 |  | Materials
BW2668 | BOLT,GALV,M20X625MM,HEX,GDE 4.6 |  | Materials
BW2670 | BOLT,GALV,M20X675MM,HEX,GDE 4.6 |  | Materials
BW2712 | BOLT,GALV,M24X50MM,HEX,GDE 4.6 |  | Materials
BW2714 | STUD,STEEL,GALV,M24X100MM,HEX HEAD, |  | Materials
BW2728 | STUD,STEEL,GALV,M24 X 100MM, SERRATED |  | Materials
BW2729 | STUD,STEEL,GALV,M24 X 100MM, HEX HEAD |  | Materials
BW2732 | BOLT,GALV,M24X200MM,HEX,GDE 4.6 |  | Materials
BW2734 | BOLT,GALV,M24X220MM,HEX,GDE 4.6 |  | Materials
BW2738 | BOLT,GALV,M24X260MM,HEX,GDE 4.6 |  | Materials
BW2740 | BOLT,GALV,M24X280MM,HEX,GDE 4.6 |  | Materials
BW2742 | BOLT,GALV,M24X300MM,HEX,GDE 4.6 |  | Materials
BW2744 | BOLT,GALV,M24X325MM,HEX,GDE 4.6 |  | Materials
BW2746 | BOLT,GALV,M24X350MM,HEX,GDE 4.6 |  | Materials
BW2749 | BOLT,GALV,M24X375MM,HEX,GDE 4.6 |  | Materials
BW2750 | BOLT,GALV,M24 X 400MM HEX 4.6 |  | Materials
BW2752 | BOLT,GALV,M24X400MM,HEX,GDE 4.6 |  | Materials
BW2754 | BOLT,GALV,M24X425MM,HEX,GDE 4.6 |  | Materials
BW2756 | BOLT,GALV,M24X450MM,HEX,GDE 4.6 |  | Materials
BW2759 | BOLT,GALV,M24X475MM,HEX,GDE 4.6 |  | Materials
BW2762 | BOLT,GALV,M24X500MM,HEX,GDE 4.6 |  | Materials
BW2764 | BOLT,GALV,M24X525MM,HEX,GDE 4.6 |  | Materials
BW2767 | BOLT,GALV,M24X550MM,HEX,GDE 4.6 |  | Materials
BW2770 | BOLT,GALV,M24X575MM,HEX,GDE 4.6 |  | Materials
BW2773 | BOLT,GALV,M24X600MM,HEX,GDE 4.6 |  | Materials
BW2775 | BOLT,STEEL,GALV,M24X625MM,HEX HEAD |  | Materials
BW2777 | BOLT,GALV,M24X650MM,HEX,GDE 4.6 |  | Materials
BW2778 | STUD,STEEL,GALV,M24 X 100MM, SERRATED |  | Materials
BW2779 | STUD,STEEL,GALV,M24 X 100MM, HEX HEAD |  | Materials
BW2780 | BOLT,STEEL,GALV,M24X800MM HEX,GDE 4.6 |  | Materials
BW2790 | BOLT,STEEL,GALV,M30X325MM,HEX HEAD |  | Materials
BW2792 | BOLT,GALV,M30X375MM,HEX,GDE 4.6 |  | Materials
BW2793 | BOLT,GALV,M30X400MM,HEX,GDE 4.6 |  | Materials
BW2794 | BOLT,GALV,M30X425MM,HEX,GDE 4.6 |  | Materials
BW2795 | BOLT,GALV,M30X450MM,HEX,GDE 4.6 |  | Materials
BW2796 | BOLT,GALV,M30X475MM,HEX,GDE 4.6 |  | Materials
BW2797 | BOLT,GALV,M30X500MM,HEX,GDE 4.6 |  | Materials
BW2798 | BOLT,GALV,M30X525MM,HEX,GDE 4.6 |  | Materials
BW2799 | BOLT,GALV,M30X550MM,HEX,GDE 4.6 |  | Materials
BW2800 | BOLT,GALV,M30X575MM,HEX,GDE 4.6 |  | Materials
BW2801 | BOLT,GALV,M30X600MM,HEX,GDE 4.6 |  | Materials
BW2802 | BOLT,GALV,M30X625MM,HEX,GDE 4.6 |  | Materials
BW2803 | BOLT,GALV,M30 X 650MM,HEX,GDE 4.6 |  | Materials
BW2804 | BOLT,GALV,M30X675MM,HEX,GDE 4.6 |  | Materials
BW2805 | BOLT,GALV,M30X700MM,HEX,GDE 4.6 |  | Materials
BW2806 | BOLT,GALV,M30X725MM,HEX,GDE 4.6 |  | Materials
BW2807 | BOLT,GALV,M30X750MM,HEX,GDE 4.6 |  | Materials
BW2808 | BOLT,GALV,M30X800MM,HEX,GDE 4.6 |  | Materials
BW5000 | BOLT,GALV,M16X 65MM, LONG,HEX,C/W NUT |  | Materials
BW7105 | BOLT,HOOK,STEEL,M6X320MM,Z/P,WITH NUT |  | Materials
BW7107 | BOLT,HOOK,STEEL,M6X395MM,Z/P,WITH NUT |  | Materials
BW7108 | BOLT,HOOK,STEEL,M6X500MM,Z/P,WITH NUT |  | Materials
BW7109 | BOLT,HOOK,STEEL,M16X285MM,GALV |  | Materials
BW7110 | BOLT,HOOK,GALV,STEEL,M16X380MM,LONG |  | Materials
BW7111 | BOLT,HOOK,STEEL,M16X150MM,GALV |  | Materials
BW7120 | BOLT,EYE,STAINLESS STEEL,M8X60MM,LONG |  | Materials
BW7121 | BOLT,EYE,GALV,M16X155MM, LONG,WITH NUT |  | Materials
BW7123 | BOLT,EYE,GALV,M16X255MM,LONG,WITH NUT |  | Materials
BW7125 | BOLT,EYE,GALV,STEEL,M16X355MM,LONG |  | Materials
BW7130 | KIT,TO INSTALL ENET TOWER ID PLATE |  | Materials
BW7410 | SCREW,3/8"BSW,RIMCO MINI PILLAR LID |  | Materials
BW7506 | BOLT,U,GALV,M8,90MMX55MM,C/W NUTS |  | Materials
BW7631 | BOLT,U,STEEL,GALV,M10X55MMX35MM C/W NUTS |  | Materials
BW7640 | BOLT,U,STEEL,GALV,M10X65X 45MM,C/W NUTS |  | Materials
BW7648 | BOLT,U,STEEL,GALV,M10X80MMX52MM C/W NUTS |  | Materials
BW7649 | BOLT,U,STEEL,GALV,M10X75X62MM |  | Materials
BW7650 | BOLT,U,GALV,M10X130MMX52MM,C/W NUTS |  | Materials
BW7666 | BOLT,U,GALV,M12X135MMX90MM,C/W NUTS |  | Materials
BW7810 | ROD,THREADED,M10X1.0MTR,Z/P |  | Materials
BW9100 | BOLT,GALV,M16X95MM,HUMPBACK SPLITPIN |  | Materials
BW9101 | BOLT,GALV,M16X90MM,HUMPBACK SPLITPIN |  | Materials
BX0100 | ROD, THREADED,M12 CLASS 8.8,GALV 200MM L |  | Materials
BX0101 | ROD,THREADED,M12 CLASS 4.6,GALV,200MM L |  | Materials
BX1737 | SCREW,NYLON,M5X30MM,CHEESE HEAD |  | Materials
BX1740 | SCREW,NYLON,M5X40MM,CHEESE HEAD |  | Materials
BX1750 | SCREW,NYLON,M6X40MM,CHEESE HEAD |  | Materials
BX1780 | SCREW,NYLON,M8X30MM,COUNTERSUNK HEAD |  | Materials
BX1789 | COUNTERSUNK SCREW,M12X50 STAINLESS STEEL |  | Materials
BX1820 | SCREW,STEEL,M6X20MM,HEX HEAD |  | Materials
BX1823 | SCREW,STEEL,M6X35MM,HEX HEAD |  | Materials
BX1829 | SCREW,STEEL,M8X16MM,HEX HEAD,ZINC/PLATED |  | Materials
BX1830 | SCREW,STEEL,M8X20MM,HEX HEAD |  | Materials
BX1837 | SCREW,STEEL,M8X50MM,HEX HEAD |  | Materials
BX1880 | SCREW,STEEL,M12X30MM,HEX HEAD |  | Materials
BX3250 | SCREW,D-HEAD,M10 X 30MM,SERVICE PILLAR, |  | Materials
BX8590 | ROD,THREADED,JUNCTION PIT INSL.COVER FIX |  | Materials
BX8595 | ROD,THREADED,JUNCTION PIT INSL.COVER FIX |  | Materials
CA1014 | CONDUCTOR,AAC,BARE,7/2.75,LEONIDS,500M |  | Materials
CA1034 | CONDUCTOR,AAC,BARE,7/3.75,MARS,500M |  | Materials
CA1035 | CONDUCTOR,AAC,BARE,7/3.75,MARS,1000M |  | Materials
CA1036 | CONDUCTOR,AAC,BARE,7/4.75,MOON,500M |  | Materials
CA1037 | CONDUCTOR,AAC,BARE,7/4.75,MOON,1000M |  | Materials
CA1039 | CONDUCTOR,AAC,BARE,19/3.50,ORION,500M |  | Materials
CA1040 | CONDUCTOR,AAC,BARE,19/3.50,ORION,1000M |  | Materials
CA1050 | CONDUCTOR,AAC,BARE,37/3.25,SIRIUS |  | Materials
CA1081 | CONDUCTOR,AAC,BARE,61/3.25,URANUS |  | Materials
CA2263 | CONDUCTOR,AAAC,BARE,7/3.75,HELIUM |  | Materials
CA2264 | CONDUCTOR,AAAC,1120,BARE,7/4.75,IODINE |  | Materials
CA2265 | CONDUCTOR,AAAC,BARE,7/2.75,CHROMIUM |  | Materials
CA2270 | CONDUCTOR,AAAC,1120,BARE,61/3.50,SILICON |  | Materials
CA2302 | CONDUCTOR,AAAC,CC,7/2.75,DOLOMITE |  | Materials
CA2307 | CONDUCTOR,AAAC,CC,7/3.75,GARNET,2000M |  | Materials
CA2311 | CONDUCTOR,AAAC,CC,7/4.75,JASPER |  | Materials
CA2340 | CONDUCTOR,AAAC,IUC,7/3.75,HELIUM |  | Materials
CA2345 | CONDUCTOR,AAAC,IUC,7/4.75,IODINE |  | Materials
CA2355 | CONDUCTOR,AAAC,IUC,19/3.50,LUTETUM |  | Materials
CA2370 | CONDUCTOR,AAAC,1120,BARE,19/4.75,OXYGEN |  | Materials
CA5009 | CONDUCTOR,ACSR/GZ,BARE,6/1/2.75,APRICOT |  | Materials
CA5010 | CONDUCTOR,ACSR/GZ,6/1/2.75,APRICOT,2000M |  | Materials
CA5019 | CONDUCTOR,ACSR/GZ,BARE,6/1/3.75,BANANA |  | Materials
CA5020 | CONDUCTOR,ACSR/GZ,BARE,6/1/3.75,BANANA |  | Materials
CA5029 | CONDUCTOR,ACSR/GZ,6/4.75 & 7/1.60,CHERRY |  | Materials
CA5030 | CONDUCTOR,ACSR/GZ,BARE,6/4.75 & 7/1.60 |  | Materials
CA5049 | CONDUCTOR,ACSR/GZ,BARE,30/7/2.5,GRAPE |  | Materials
CA5050 | CONDUCTOR,ACSR/GZ,30/7/2.5,GRAPE |  | Materials
CA5059 | CONDUCTOR,ACSR/GZ,BARE,30/7/3.0,LEMON |  | Materials
CA5060 | CONDUCTOR,ACSR/GZ,BARE,30/7/3.25,LYCHEE |  | Materials
CA5070 | CONDUCTOR,ACSR/GZ,BARE,54/7/3.0,MANGO |  | Materials
CA5080 | CONDUCTOR,ACSR/GZ,BARE,54/7/3.5,OLIVE |  | Materials
CA5150 | CONDUCTOR,ACSR/AC,BARE,30/7/2.5,CRICKET |  | Materials
CA6060 | CONDUCTOR, ACCC,LISBON 315.5MM2 |  | Materials
CB1000 | CONDUCTOR,ABC,LV,ALUM,50MM2,2 CORE,500M |  | Materials
CB1003 | CONDUCTOR,ABC,LV,ALUM,95MM2,2 CORE,500M |  | Materials
CB1005 | CONDUCTOR,ABC,LV,ALUM,50MM2,4 CORE,500M |  | Materials
CB1010 | CONDUCTOR,ABC,LV,ALUM,95MM2,4 CORE,500M |  | Materials
CB2000 | CONDUCTOR,ABC,HV,ALUM,35MM2,3 CORE,500M |  | Materials
CB2005 | CONDUCTOR,ABC,HV,ALUM,95MM2,3 CORE,500M |  | Materials
CB3052 | CONDUCTOR,ABC,LV,ALUM,2 X 25MM2,300M |  | Materials
CB3053 | CONDUCTOR,ABC,LV,ALUM,3 X 25MM2,250M |  | Materials
CB3054 | CONDUCTOR,ABC,LV,ALUM,4 X 25MM2,200M |  | Materials
CC1020 | CONDUCTOR,HDCU,BARE,7/0.064,INCH |  | Materials
CC1030 | CONDUCTOR,HDCU,BARE,7/2.00,22MM2 |  | Materials
CC1040 | CONDUCTOR,HDCU,BARE,7/0.104 INCH |  | Materials
CC1050 | CONDUCTOR,HDCU,BARE,7/0.136 INCH |  | Materials
CC1052 | CONDUCTOR,HDCU,BARE,19/1.53MM,35MM2 |  | Materials
CC1055 | CONDUCTOR,HDCU,BARE,19/2.14,70MM2 |  | Materials
CC1070 | CONDUCTOR,HDCU,BARE,19/0.101 INCH |  | Materials
CC1080 | CONDUCTOR,HDCU,BARE,19/0.116 INCH |  | Materials
CC1095 | CONDUCTOR,HDCU,BARE,37/0.103 INCH |  | Materials
CC1310 | CONDUCTOR,HDCU,CC,7/1.25 MM,8.59MM2,100M |  | Materials
CC1320 | CONDUCTOR,HDCU,CC,7/1.75MM,16.84MM2,100M |  | Materials
CC1330 | CONDUCTOR,HDCU,CC,7/2.00 MM,21.99MM2,70M |  | Materials
CC1340 | CONDUCTOR,HDCU,CC,7/2.75 MM,41.58MM2 |  | Materials
CD2040 | CABLE,CU,1.0MM2, 32/0.20MM,PVC,RED |  | Materials
CD3340 | CABLE,CU,3 CORE,1.0MM2,32/0.2MM |  | Materials
CD5000 | CABLE,ALUM,35MM2,FLEXIBLE,CPE,BLACK |  | Materials
CD5010 | CABLE,ALUM,70MM2,FLEXIBLE,CPE,ORANGE |  | Materials
CD5011 | CABLE,ALUM,70MM2,FLEXIBLE,CPE,BLACK |  | Materials
CD5030 | CABLE,ALUM,95MM2,FLEXIBLE,CPE,ORANGE |  | Materials
CD5040 | CABLE,CU,70MM2,FLEXIBLE,CPE,BLACK |  | Materials
CD5050 | CABLE,ALUM,1 CORE,190/0.5MM,EPR INSULATE |  | Materials
CD6000 | CABLE, SCREENED 11KV FLEX EPR, CU 70MM2 |  | Materials
CD6010 | CABLE, SCREENED 11KV FLEX EPR, CU 95MM2 |  | Materials
CD6030 | CABLE, SCREENED 11KV FLEX EPR, CU 300MM2 |  | Materials
CD6050 | CABLE, SCREENED 33KV FLEX EPR, CU 95MM2 |  | Materials
CD6060 | CABLE, SCREENED 33KV FLEX EPR, CU 150MM2 |  | Materials
CD6070 | CABLE, SCREENED 33KV FLEX EPR, CU 185MM2 |  | Materials
CD6100 | CABLE,CU,2.5MM2,7/0.67MM,PVC,RED |  | Materials
CD6101 | CABLE,CU,2.5MM2,7/0.67MM,PVC,BLACK |  | Materials
CD6103 | CABLE,CU,2.5MM2,7/0.67MM,PVC,BLUE |  | Materials
CD6105 | CABLE,CU,2.5MM2,7/0.67MM,PVC,WHITE |  | Materials
CD6108 | CABLE,CU,2.5MM2,7/0.67MM,PVC,GREEN-YELLO |  | Materials
CD6110 | CABLE,CU,2.5MM2,7/0.67MM,PVC,RED-BLACK |  | Materials
CD6112 | CABLE,10 CORE & E,2.5MM2, 7/0.67MM, CO |  | Materials
CD6120 | CABLE,CU,2.5MM2,7/0.67MM,PVC,WHITE-BLUE |  | Materials
CD6124 | CABLE,CU,2.5MM2,7/0.67MM,PVC,BLUE-GREY |  | Materials
CD6148 | CABLE,CU,4MM2,7/0.85MM,PVC,GREEN-YELLOW |  | Materials
CD6160 | CABLE,CU,6MM2,7/1.04MM,PVC,RED |  | Materials
CD6161 | CABLE,CU,6MM2,7/1.04MM,PVC,BLACK |  | Materials
CD6162 | CABLE,CU,6MM2,7/1.04MM,PVC,GREEN-YELLOW |  | Materials
CD6199 | CABLE,CU,16MM2,7/1.7MM,PVC,RED |  | Materials
CD6200 | CABLE,CU,16MM2,7/1.70MM,PVC,RED |  | Materials
CD6201 | CABLE,CU,16MM2,7/1.70MM,BLACK, 100M DRUM |  | Materials
CD6202 | CABLE,CU,16MM2,7/1.7MM,BLACK 500M DRUM |  | Materials
CD6211 | CABLE,CU,25MM2,19/1.35MM,PVC,BLACK |  | Materials
CD6212 | CABLE,CU,25MM2,19/1.35MM,PVC,RED |  | Materials
CD6221 | CABLE,CU,35MM2,19/1.53MM,PVC,BLACK |  | Materials
CD6241 | CABLE,CU,70MM2,19/2.14MM,PVC,BLACK |  | Materials
CD6242 | CABLE,CU,70MM2,19/2.14MM,PVC,GREEN |  | Materials
CD6247 | CABLE,CU,95MM2, 37/1.78MM,PVC,BLACK |  | Materials
CD6250 | CABLE,CU,BARE, 95MM2,(19/0.101 INCH) |  | Materials
CD6260 | CABLE,CU,120MM2,37/2.03MM,PVC,GREEN-YELL |  | Materials
CD6261 | CABLE,CU,120MM2,37/2.03MM,PVC,BLACK |  | Materials
CD6271 | CABLE,CU,150MM2,37/2.25MM,XLPE/PVC,BLACK |  | Materials
CD6275 | CABLE,CU,185MM2,37/2.52MM,PVC,BLACK |  | Materials
CD6296 | CABLE,CU,500MM2,61/3.20MM,PVC,BLACK |  | Materials
CD7020 | CABLE,CU,1.5MM2,7/0.50MM,PVC/PVC,RED |  | Materials
CD7022 | CABLE,CU,1.5MM2,7/0.50MM,PVC/PVC,BLACK |  | Materials
CD7031 | CABLE,CU,2.5MM2,7/0.67MM,PVC/PVC,RED |  | Materials
CD7034 | CABLE,CU,2.5MM2,7/0.67MM,PVC/PVC,BLACK |  | Materials
CD7059 | CABLE,CU,6MM2,7/1.04MM,PVC/PVC,WHITE |  | Materials
CD7060 | CABLE,CU,6MM2,7/1.04MM,PVC/PVC,WHITE |  | Materials
CD7061 | CABLE,CU,6MM2,7/1.04MM,GREEN-YELLOW 100m |  | Materials
CD7062 | CABLE,CU,6MM2,7/1.04,GREEN/YELLOW 500M |  | Materials
CD7063 | CABLE,CU,6MM2,7/0.50MM,PVC/PVC,RED |  | Materials
CD7070 | CABLE,CU,16MM2,7/1.70MM,PVC/PVC,BLACK |  | Materials
CD7075 | CABLE,CU,25MM2,19/1.35MM,PVC/PVC,BLACK |  | Materials
CD7240 | CABLE,CU,2 CORE,2.5MM2,CU,RED-BLACK |  | Materials
CD7250 | CABLE,CU,2 CORE,4MM2,7/0.85MM,RED/BLACK |  | Materials
CD7253 | CABLE,CU,2 CORE,6MM2,7/1.04MM,RED-BLACK |  | Materials
CD7254 | CABLE,CU,2 CORE,6MM2,7/1.04MM,RED-BLACK |  | Materials
CD7265 | CABLE,CU,2 CORE,10MM2,RED-BLACK |  | Materials
CD7325 | CABLE,CU,2 CORE+E,1.5MM2,RED-BLACK |  | Materials
CD7340 | CABLE,CU,2 CORE+E,2.5MM2,CU,RED-BLACK |  | Materials
CD7660 | CABLE,CU,3 CORE+E,6MM2,RED-WHITE-BLUE |  | Materials
CD7700 | CABLE,4 CORE+E,2.5MM2,CU,7/0.67MM, |  | Materials
CD7750 | CABLE,4 CORE,4MM2,CU,7/0.85MM,V75,BLACK |  | Materials
CD8061 | CABLE,CU,20 CORE+E,1.5MM2,CU SCRN,1000M |  | Materials
CD8065 | CABLE,CU,20 CORE+E,1.5MM2,CU SCRN,500M |  | Materials
CD8068 | CABLE,CU,6 CORE,2.5MM2,PVC,BLACK |  | Materials
CD8069 | CABLE,CU,10 CORE+E, 2.5MM2,CU TAPE,BLK |  | Materials
CD8070 | CABLE,CU,20 CORE + EARTH 2.5MM2,CU SCRN, |  | Materials
CD8071 | CABLE, CU,4 CORE + E, 2.5MM2,CU TAPE,BLK |  | Materials
CD8075 | CABLE,CU,20 CORE+E,2.5MM2,GREN-YELL-ORNG |  | Materials
CD8100 | CABLE, CU, 2 CORE+E, 2.5MM2, CU TAPE |  | Materials
CD8101 | CABLE, CU, 4 CORE+E, 6MM2, CU TAPE |  | Materials
CD8102 | CABLE, CU, 2 CORE+E, 2.5MM2, CU TAPE |  | Materials
CD8103 | CABLE, CU, 2 CORE+E, 6MM2, CU TAPE |  | Materials
CD8104 | CABLE, CU, 4 CORE+E, 6MM2 CU TAPE |  | Materials
CD8105 | CABLE, CU, 10 CORE+E, 6MM2, CU TAPE |  | Materials
CD8106 | CABLE, CU, 2 CORE+E, 6MM2, CU TAPE |  | Materials
CJ1060 | CABLE,CU,HOOK UP,2 CORE,1/0.71MM,RD/WHT |  | Materials
CJ1112 | WIRE,CU,HOOK UP,PVC,(0.60MM2),PINK |  | Materials
CJ2039 | CABLE,CU,7/11/0.122MM,TWISTED,BARE |  | Materials
CK1050 | CABLE,CU,70MM2,POLY/PVC,11 KV |  | Materials
CK1060 | CABLE,CU,120MM2,37/2.03MM,11KV |  | Materials
CK1185 | CABLE,CU,3-1/2 CORE,185MM2,XLPE,6./1KV |  | Materials
CK1240 | CABLE,CU,3-1/2 CORE,240MM2,XLPE,6./1KV |  | Materials
CK3185 | CABLE,CU,3 CORE,185MM2,XLPE,11KV |  | Materials
CK3240 | CABLE,CU,3 CORE,240MM2, XLPE,11KV |  | Materials
CK5300 | CABLE,ALUM,4 CORE,35MM2,XLPE,.6/1KV |  | Materials
CK5310 | CABLE,ALUM,4 CORE,150MM2,XPLE,.6/KV |  | Materials
CK6000 | CABLE,ALUM,1 CORE,35MM2,XLPE,11KV |  | Materials
CK6005 | CABLE,ALUM,1 CORE,95MM2,XLPE,11KV |  | Materials
CK6006 | CABLE,ALUM,3 CORE BUNDLED95MM2,XLPE,11K |  | Materials
CK6025 | CABLE,ALUM,1 CORE,300MM2,XLPE,11KV |  | Materials
CK6039 | CABLE,ALUM,1 CORE,630MM2,XLPE,11KV |  | Materials
CK6044 | CABLE,CU,1 CORE,185MM2,XLPE,11KV |  | Materials
CK6046 | CABLE,CU,1 CORE,300MM2,XLPE,11KV |  | Materials
CK6050 | CABLE,CU,1 CORE,630MM2,XLPE,11KV |  | Materials
CK8070 | CABLE,CU,1CORE,70MM2,XLPE,19/33KV |  | Materials
CK8090 | CABLE,ALUM,1 CORE,,50MM2,XLPE,19/33KV |  | Materials
CK8092 | CABLE,ALUM,1 CORE,95MM2,XLPE,19/33KV |  | Materials
CK8095 | CABLE,ALUM,1 CORE,300MM2,XLPE,19/33KV |  | Materials
CK8120 | CABLE,CU,1 CORE,120MM2,XLPE, 19/33KV |  | Materials
CK8240 | CABLE,CU,1CORE,240MM2,XLPE,19/33KV |  | Materials
CK8400 | 20BLE,ALUM,3 CORE,400MM2,XLPE,19/33KV |  | Materials
CK9100 | CABLE,ALUM,1 CORE,19/.087,XLPE,33KV |  | Materials
CK9200 | CABLE,ALUM,1 CORE,2000MM2,XLPE,66 KV |  | Materials
CK9201 | CONDUCTOR,66KV TEST LEAD |  | Materials
CK9203 | CABLE,CU,1000MM2, XLPE,66KV |  | Materials
CK9204 | CABLE,CU,1400MM2, XLPE,66KV |  | Materials
CK9205 | CABLE, ALUM,1600MM2, XLPE,66KV |  | Materials
CK9206 | CABLE,CU,300MM2, XLPE,38/66KV,1 CORE |  | Materials
CK9226 | CABLE,CU,25MM2,XLPE,BLACK,.6/1KV |  | Materials
CK9228 | CABLE,CU,50MM2,XLPE,BLACK,.6/1KV |  | Materials
CK9230 | CABLE,CU,70MM2,XLPE,BLACK,0.6/1KV |  | Materials
CK9232 | CABLE,CU,95MM2,XLPE,BLACK,.6/1KV |  | Materials
CK9234 | CABLE,CU,120MM2,XLPE,BLACK,.6/1KV |  | Materials
CK9236 | CABLE,CU,185MM2,XLPE,BLACK,.6/1KV |  | Materials
CK9238 | CABLE,CU,240MM2,XLPE,BLACK,.6/1KV |  | Materials
CK9239 | CABLE,CU,240MM2,XLPE,GREEN/YELLOW,.6/1KV |  | Materials
CK9240 | CABLE,CU,300MM2,XLPE,BLACK,6/1KV |  | Materials
CK9250 | EARTH CONTINUITY CABLE 240MM2 TAIHAN |  | Materials
CK9251 | BONDING LEAD 240MM2 TAIHAN |  | Materials
CK9261 | CABLE,CU,1 CORE,185MM2,XLPE,66KV |  | Materials
CK9268 | CABLE,CU,1200MM2 WITH FIBRE,XLPE,66KV |  | Materials
CK9270 | CABLE,CU,1 CORE,1400MM2,XLPE,66KV |  | Materials
CK9272 | CABLE,CU,1600MM2,WITH FIBRE,XLPE,66KV |  | Materials
CK9274 | CABLE,CU,1600MM2,66KV XLPE,MILLIKEN |  | Materials
CK9280 | CABLE, 66KV, CU 1 CORE 300MM2 XLPE |  | Materials
CK9281 | CABLE, 66KV, CU 1 CORE 1600MM2 XLPE |  | Materials
CM1310 | CABLE,CU,PILOT,10PR,0.9MM DIA,AL SCREEN |  | Materials
CM1330 | CABLE,CU,PILOT,30PR,0.9MM DIA,AL SCREEN |  | Materials
CM1350 | CABLE,CU,PILOT,50PR,0.9MM DIA,AL SCREEN |  | Materials
CM1360 | CABLE,CU,PIOLT,70PR,0.9MM DIA,AL SCREEN |  | Materials
CM1370 | CABLE,CU,PILOT,100PR,0.9MM DIA,AL SCREEN |  | Materials
CM1410 | CABLE,CU,PILOT,10PR,0.9MM DIA,W/SUP WIRE |  | Materials
CM1430 | CABLE,CU,PILOT,30PR,0.9MMDIA,W/SUP WIRE |  | Materials
CM1440 | CABLE,CU,PILOT,40PR,0.9MMDIA,W/SUP WIRE |  | Materials
CM2000 | CABLE,COAXIAL,7/0.75MM,1 C,50 OHM,PVC |  | Materials
CM2105 | CABLE,COAXIAL,19/0.0068MM,1C,50 OHM,TIN |  | Materials
CM2120 | CABLE,COAXIAL,1/0.23MM,1 C,75 OHM,TINNED |  | Materials
CM2122 | CABLE,CU,RADIO,7/0.25MM,2C,AL SCREEN |  | Materials
CM2130 | CABLE,COAXIAL,0.212"OD,1C,50 OHM,DOUBLE |  | Materials
CM2140 | CABLE,COAXIAL,75 OHM,13.5MM OD |  | Materials
CM2151 | CABLE,COAXIAL,50 0HM,1/2"OD,FOAM INSUL |  | Materials
CM2152 | CABLE,COAXIAL,50 OHM,7/8"OD,FOAM INSUL |  | Materials
CM2358 | CABLE,CU,INSTRUMENT,1 PAIR,7/0.30MM |  | Materials
CM2360 | CABLE,CU,INSTRUMENT,3 PAIR,7/0.20MM |  | Materials
CM2370 | CABLE,CU,INSTRUMENT,12 PR TWISTED7/0.30M |  | Materials
CM2382 | CABLE,PHONE,3PR,0.5MM DIA,INDOOR,W/DRAIN |  | Materials
CM2504 | CABLE,CU,TELEPHONE,2PR,0.5MM DIA,INDOOR |  | Materials
CM2600 | CABLE,2 CORE,2.5MM2 X50/0.25MM,RED/BLUE |  | Materials
CM2610 | CABLE,2 CORE,4.0MM2 X 80/0.25MM,RED/BLUE |  | Materials
CM2620 | CABLE,2 CORE,0.65MM2 X 24/0.2MM,RED/BLUE |  | Materials
CP3017 | CONDUCTOR,CU,N/SCRN,,16MM2,2 CORE,PVC |  | Materials
CS3120 | WIRE,FENCING,STEEL,GAL,4MM X 500M |  | Materials
CS3135 | TIE WIRE,STEEL,GALV,2.5 MM X 240M |  | Materials
CS3350 | CONDUCTOR,SC/AC,BARE,3/2.75,3000M |  | Materials
CS3353 | CONDUCTOR,SC/AC,BARE, 7/3.25,LH LAY,2700 |  | Materials
CS3355 | CONDUCTOR,SC/AC,BARE,19/3.20,CIRCULAR,LH |  | Materials
CS3400 | BRACE WIRE, 1x19(12/6/1)Grade1570 146Kn |  | Materials
CS3460 | WIRE ROPE,7/1.6 MM,STEEL,GALV,100M |  | Materials
CS3473 | CONDUCTOR,SC/GZ,BARE,19/1.60,50M, |  | Materials
CS3475 | CONDUCTOR,SC/GZ,BARE,19/2 .00,200M, |  | Materials
CS3476 | CONDUCTOR,SC/GZ,BARE,19/2.00,1600M DRUM, |  | Materials
CS3477 | CONDUCTOR,SC/GZ,BARE,19/2.00,2000M DRUM, |  | Materials
CS3478 | CONDUCTOR,SC/GZ,BARE,19/2.00,2700M DRUM, |  | Materials
CT1219 | WIRE,FUSE,50A,18G,COPPER,TINNED |  | Materials
CT1224 | WIRE,FUSE,40A,20G,COPPER,TINNED |  | Materials
CT1226 | WIRE,FUSE,32A,21G,COPPER,TINNED |  | Materials
CT1235 | WIRE,FUSE,20A,24G,COPPER,TINNED |  | Materials
CT1237 | WIRE,FUSE,16A,25G,COPPER,TINNED |  | Materials
CT1247 | WIRE,FUSE,10A,28G,COPPER,TINNED |  | Materials
CT1320 | WIRE,FUSE,3A RATING,'FUJITSU' PXXX FUSE |  | Materials
CT1350 | WIRE,FUSE0.0032" DIA,0.5A,NICKLE,SILVER |  | Materials
CT1355 | WIRE,FUSE,0.0048" DIA,1.0A,NICKLE,SILVER |  | Materials
CT1360 | WIRE,FUSE,0.0062" DIA,1.5A,NICKLE,SILVER |  | Materials
CT1365 | WIRE,FUSE,0.0086" DIA,3A,NICKLE,SILVER,' |  | Materials
CT1450 | WIRE,METER SEALING,0.5KG,CRINKLED COPPER |  | Materials
CT1500 | WIRE,METER SEALING,130MM LONG,HT STEEL |  | Materials
CV4070 | CABLE,CU,PLY,1 CORE,70MM2,33KV |  | Materials
CV4185 | CABLE,CU,PLY,1 CORE,185MM2,33KV |  | Materials
CV5600 | CABLE,CU,PLY,1 CORE,0.6IN2,66 KV |  | Materials
CV6071 | CABLE,CU,CAS,1 CORE,0.75IN2,66 KV |  | Materials
CV6092 | CABLE,CU,CAS,1 CORE,0.9IN2,66 KV |  | Materials
CV6121 | CABLE,CU,CAS,1 CORE,1.2IN2,66 KV |  | Materials
CV6122 | CABLE,CU,CAS,1 CORE,1.2IN2,66 KV |  | Materials
CW1025 | CABLE,CU,PLY,4 CORE,25MM2,.6/1K |  | Materials
CW1070 | CABLE,CU,PLY,4 CORE,70MM2,.6/1KV |  | Materials
CW3500 | CABLE,CU,PLY,3 CORE,300MM2,11KV |  | Materials
CX3630 | CABLE,ALUM,PLY,1 CORE,630MM2,11KV |  | Materials
CX6202 | CABLE,ALUM,CAS,1 CORE,2IN2,66KV |  | Materials
CY3095 | CABLE,ALUM,PLY,3 CORE,95MM2,11KV |  | Materials
CY3300 | CABLE,ALUM,PLY,3 CORE,300MM2,11KV |  | Materials
CZ0000 | CABLE,72 FIBRE,ADSS,250m SPAN |  | Materials
CZ0001 | CABLE,72FIBRE,ADSS,150M SPAN |  | Materials
CZ0003 | CABLE,12 FIBRE,ADSS,150M SPAN |  | Materials
CZ0005 | CABLE,24 FIBRE,ADSS |  | Materials
CZ0006 | CABLE,12 FIBRE,(OPGW),G/WIRE |  | Materials
CZ0007 | CABLE,24 FIBRE,(OPGW),G/WIRE |  | Materials
CZ0008 | CABLE,48 FIBRE,(OPGW),G/WIRE |  | Materials
CZ0009 | CABLE,144 FIBRE,ADSS,150M SPAN |  | Materials
CZ0016 | CABLE,72 FIBRE,ADSS,500M SPAN |  | Materials
CZ0050 | CABLE,OPT. FIBRE G/WIRE (OPGW) |  | Materials
CZ1001 | CABLE,12 FIBRE,U/GROUND,DUCT HAULING |  | Materials
CZ1002 | CABLE,24FIBRE,U/GROUND,DUCT HAULING |  | Materials
CZ1003 | CABLE,48 FIBRE,U/GROUND,DUCT HAULING |  | Materials
CZ1004 | CABLE,72 FIBRE,U/GROUND,DUCT HAULING |  | Materials
CZ1005 | CABLE,144 FIBRE,U/GROUND,DUCT HAULING |  | Materials
CZ1006 | CABLE, 312 FIBRE,U/GROUND,DUCT HAULING |  | Materials
DC0004 | PIN,COTTER,4MM,HUMP BACK,TYPE'A',M16/M20 |  | Materials
DC1010 | CLAMP,ANGLE,AL,0-16MM,7/2.75AAC & ACSR |  | Materials
DC1013 | CLAMP,ANGLE,AL,16-25MM DIA,AAC & ACSR. |  | Materials
DC1036 | CLAMP,ANGLE,12-18MM CU 19/.101-37/.93 |  | Materials
DC1046 | CLAMP,DEAD END,HELICAL,ALU,7/2.75 MM |  | Materials
DC1048 | CLAMP,DEAD END,HELICAL,ALU,7/3.75 MM |  | Materials
DC1050 | CLAMP,DEAD END,HELICAL,ALU,7/4.75 MM |  | Materials
DC1063 | CLAMP,DEAD END,HELICAL,AL,27/.1-37/.093" |  | Materials
DC1066 | CLAMP,DEAD END,HELICAL,ALU,37/2.5 MM |  | Materials
DC1070 | SPLICE, COND REPAIR HELICAL,7/2.75 AAC |  | Materials
DC1072 | CLAMP,DEAD END,HELICAL,ALUMOWELD,3/2.75 |  | Materials
DC1074 | CLAMP,DEAD END,HELICAL,ALUMOWELD,7/.1019 |  | Materials
DC1075 | SPLICE,7/3.75 AAC & AAAC COND REPAIR |  | Materials
DC1077 | SPLICE,COND REPAIR HELICAL,7/4.75 AAC |  | Materials
DC1080 | CLAMP,DEAD END,HELICAL,'ALUMOWELD',19/3. |  | Materials
DC1084 | CLAMP,DEAD END,HELICAL,COPPER,7/.064" |  | Materials
DC1087 | CLAMP,DEAD END,HELICAL,COPPER,7/.080" |  | Materials
DC1090 | CLAMP,DEAD END,HELICAL,COPPER,7/.104" |  | Materials
DC1093 | CLAMP,DEAD END,HELICAL,COPPER,7/.136" |  | Materials
DC1096 | CLAMP,DEAD END,HELICAL,COPPER,19/.101" |  | Materials
DC1098 | CLAMP,DEAD END,HELICAL,COPPER,37/.083" |  | Materials
DC1099 | CLAMP,DEAD END,HELICAL,COPPER,37/.093" |  | Materials
DC1122 | CLAMP,DEAD END,HELICAL,GALV,7/1.60MM |  | Materials
DC1124 | CLAMP,DEAD END,HELICAL,GALV,3/2.75MM |  | Materials
DC1125 | CLAMP,DEAD END,HELICAL,GALV,ABC CATENRY |  | Materials
DC1126 | CLAMP,DEAD END,HELICAL,GALV,19/1.60MM |  | Materials
DC1128 | CLAMP,DEAD END,HELICAL,GALV,19/2.00 |  | Materials
DC1130 | CLAMP,DEAD END,HELICAL,STEEL,GALV,19/.10 |  | Materials
DC1132 | CLAMP,DEAD END,HELICAL,35MM2 HV ABC |  | Materials
DC1134 | CLAMP,DEAD END,HELICAL,95/120MM2 LV ABC |  | Materials
DC1154 | CLAMP,DEAD END,HELICAL,NYLON,7/2.7MM |  | Materials
DC1156 | CLAMP, DEAD END, HELICAL, NYLON, 2X25ABC |  | Materials
DC1158 | CLAMP,DEAD END,HELICAL,NYLON,4X25ABC |  | Materials
DC1381 | CLAMP,SEIZING,10MM OD COND,AL,LV PIN INS |  | Materials
DC1382 | CLAMP,SEIZING,FOR ZR1300,IRON LV PIN INS |  | Materials
DC1408 | CLAMP,SEIZING,TO 37/2.50,AL,112MM NECK |  | Materials
DC1410 | SEIZING,TO 37/2.50,AL,76MM NK |  | Materials
DC1418 | CLAMP,SEIZING,89-112MM NECK INSUL,IRON |  | Materials
DC1420 | CLAMP,SEIZING,FOR ZR1320/1350,IRON |  | Materials
DC1452 | CLAMP,SEIZING,ANGLE,76MM NECK INSUL,AL |  | Materials
DC1453 | CLAMP,SEIZING,ANGLE,76MM NECK INSUL,IRON |  | Materials
DC1476 | CLAMP,STRAIN,WEDGE,ABC,2,3,4 x 25MM-35MM |  | Materials
DC1480 | CLAMP,STRAIN,WEDGE,ABC,2X50MM2/95MM2 |  | Materials
DC1482 | CLAMP,STRAIN,WEDGE,ABC,4X50MM2/95MM2 |  | Materials
DC1517 | CLAMP,STRAIN,COMP,30/7/3.0 |  | Materials
DC1521 | CLAMP,STRAIN,COMP,20MM TONGUE TAIL |  | Materials
DC1524 | CLAMP,STRAIN,COMP,30/7/.093 IMP AAC,2 BO |  | Materials
DC1526 | CLAMP,STRAIN,EYE TYPE,ACSR 30/7/2.50 |  | Materials
DC1527 | CLAMP,STRAIN,COMP,TONGUE TAIL |  | Materials
DC1528 | CLAMP,STRAIN,COMP,30/7/3.25(30/7/.1261)A |  | Materials
DC1530 | CLAMP,STRAIN,COMP,54/7/3.00(54/7/.118)AA |  | Materials
DC1532 | CLAMP,STRAIN,54/7/3.50 AAC,4 BOLT PALM |  | Materials
DC1533 | CLAMP,STRAIN,COMPRESSION TYPE, ALUM |  | Materials
DC1534 | CLAMP,STRAIN,SILICON 61/3.50 AAAC |  | Materials
DC1539 | CLAMP,STRAIN,COMPRESSION SULPHUR |  | Materials
DC1550 | STRAIN CLAMP, ACCC COND COMP AL LISBON |  | Materials
DC1603 | CLAMP,STRAIN,BOLTED,AL,8.5-16MM,12KN LD |  | Materials
DC1606 | CLAMP,STRAIN,BOLTED,AL,17.5 -31MM |  | Materials
DC1620 | CLAMP,STRAIN,WEDGE,AL,7/3.75MM |  | Materials
DC1621 | CLAMP,STRAIN,WEDGE,AL,7/4.75MM |  | Materials
DC1622 | CLAMP,STRAIN,AL,19/3.5MM AAAC/1120 IUC |  | Materials
DC1721 | CLAMP,SUSPENSION,BOLTED,#2,7-25MM,7/4.75 |  | Materials
DC1723 | CLAMP,SUSPENSION,#3,25-30MM,37/2.50,AL |  | Materials
DC1725 | CLAMP,SUSPENSION,#4,36-46MM,37/3.25,AL |  | Materials
DC1727 | CLAMP,SUSPENSION,#6,46-52MM,AL,'OLIVE' |  | Materials
DC1740 | BUSH,RUBBER,FOR SUSPENSION CLAMP DC1748 |  | Materials
DC1742 | BUSH,RUBBER,FOR CLAMP DC1748 |  | Materials
DC1744 | BUSH,RUBBER,FOR SUSPENSION CLAMP DC1748 |  | Materials
DC1748 | CLAMP,SUSPENSION,BODY ONLY,FOR DC1740-44 |  | Materials
DC1750 | CLAMP,ABC,35MM2,FOR DC1758 |  | Materials
DC1752 | CLAMP,ABC,95MM2,FOR DC1758 |  | Materials
DC1755 | CLAMP, SUSPENSION, 11KV ABC, 35MM2, AL |  | Materials
DC1756 | CLAMP, SUSPENSION, 11KV ABC, 95/120MM2 |  | Materials
DC1763 | CLAMP,SUSPENSION,BOLTED,#1,10-15MM,IRON |  | Materials
DC1766 | CLAMP,SUSPENSION,BOLTED,#2,15-26MM,IRON |  | Materials
DC1769 | CLAMP,DOUBLE SUSPENSION,HELICAL GRIP,17. |  | Materials
DC1771 | CLAMP,DOUBLE SUSPENSION,HELICAL GRIP,22. |  | Materials
DC1773 | CLAMP,DOUBLE SUSPENSION,HELICAL GRIP,31. |  | Materials
DC1780 | CLAMP,SUSPENSION,HELICAL GRIP,11.30MM,6/ |  | Materials
DC1782 | CLAMP,SUSPENSION,HELICAL GRIP,17.5MM,30/ |  | Materials
DC1785 | CLAMP,SUSPENSION,HELICAL GRIP,22.40MM,37 |  | Materials
DC1787 | CLAMP,SUSPENSION,HELICAL GRIP,27MM,54/7/ |  | Materials
DC1791 | CLAMP,SUSPENSION,HELICAL GRIP,31.78MM,54 |  | Materials
DC1793 | CLAMP,SUSPENSION,HELICAL GRIP,31.50MM,54 |  | Materials
DC1796 | CLAMP, SUSPENSION, ACCC, HELICAL, LISBON |  | Materials
DC1801 | CLAMP,SUSPENSION,HELICAL,"SINGLE AGSU" |  | Materials
DC1805 | CLAMP,SUSPENSION,HELICAL GRIP,22.75MM,30 |  | Materials
DC1811 | CLAMP,SUSPENSION,HELICAL GRIP,33.75MM, |  | Materials
DC1814 | CLAMP,HELICAL GRIP,17.10-17.59MM DIAM,BL |  | Materials
DC1816 | CLAMP,HELICAL GRIP,22.70-23.09MM DIA,ORA |  | Materials
DC1818 | CLAMP,HELICAL GRIP,26.97-27.00MM DIA,RED |  | Materials
DC1820 | CLAMP,HELICAL GRIP,31.78-31.50MM,PURPLE |  | Materials
DC1822 | CLAMP,SUPRT,HELICAL GRIP,33.75MM,SULPHUR |  | Materials
DC1835 | CLAMP,SUSP,HELICAL GRIP,33.75MM,TWIN/DBL |  | Materials
DC1837 | CLAMP,TRUNNION,AL,7-32MM DIA AAC/ACSR |  | Materials
DC1838 | TRUNNION SUSPENSION CLAMP,AL.,44KN MFL |  | Materials
DC1842 | CLAMP,TRUNNION,ALUM,30MM,37/.093 AAC&ACS |  | Materials
DC1855 | CLAMP, HELICAL GRIP, LINE, ACCC, LISBON |  | Materials
DC1876 | CLAMP,TRUNNION,IRON,7/0.080-37/0.103 CU, |  | Materials
DC1890 | VERTICAL CLAMP ADAPTOR TO FIT TRUNNION |  | Materials
DC2000 | COVER,STRAIN CLAMP,7/3.75 & 7/4.75MM IUC |  | Materials
DC2001 | COVER,STRAIN CLAMP,37/2.5MM CCT IUC |  | Materials
DC2002 | COVER,INSULATING,BARE EARTH CONN,CCT IUC |  | Materials
DC2003 | COVER,INSULATING,PARALLEL GROOVE CLAMPS |  | Materials
DC3042 | BALL CLEVIS,70KN,16MM PIN BALL,1 COND |  | Materials
DC3044 | BALL CLEVIS,125kN MFL,20MM PIN BALL,1 CO |  | Materials
DC3045 | BALL CLEVIS,160KN,20MM PIN BALL,1 COND |  | Materials
DC3046 | BALL ,"Y",CLEVIS,70KN |  | Materials
DC3122 | BALL EYE,70kN MFL,16MM PIN BALL,116MM LG |  | Materials
DC3125 | BALL EYE,160kN,20MM PIN BALL,130MM LG |  | Materials
DC3126 | BALL EYE,160kN,20MM PIN BALL,250MM LG |  | Materials
DC3183 | BALL TONGUE,70kN,16MM PIN BALL,16MM TONG |  | Materials
DC3185 | BALL TONGUE,160kN,20MM PIN BALL,22MM TNG |  | Materials
DC3200 | BRUSH,WIRE,BONDING,DISC INSUL,TV/RADIO |  | Materials
DC3250 | CLEVIS TONGUE,TWISTED,20MM CLV X16MM TNG |  | Materials
DC3265 | CLEVIS TONGUE,TWISTED,90DEG,25-28MM CLEV |  | Materials
DC3275 | CLEVIS TONGUE,25-23MM(CLEVIS),20MM(TNG) |  | Materials
DC3276 | CLEVIS TONGUE,20MM (CLEVIS),16MM (TONGUE |  | Materials
DC3363 | CLIP,'HOECHST'#LP75/26/1445 INSUL |  | Materials
DC3402 | DROPPER,TAPPING CLAMP,11kV REGUL. |  | Materials
DC3403 | DROPPER,TAPPING CLAMP,FOR COPPER MAINS |  | Materials
DC3404 | DROPPER,TAPPING CLAMP,SNAPPER,AL,4-11MM |  | Materials
DC3405 | DROPPER,TAPPING CLAMP,SNAPPER,AL10-20MM |  | Materials
DC3411 | BALL COUPLING,DOUBLE,125kN,16MM PIN BALL |  | Materials
DC3603 | DAMPER,VIBRATION,HELICAL,3/2.75 SC/GZ |  | Materials
DC3609 | DAMPER,VIBRATION,HELICAL,7/2.75 ACSR |  | Materials
DC3612 | DAMPER,VIBRATION,HELICAL,7/3.75 ACSR |  | Materials
DC3615 | DAMPER,VIBRATION,HELICAL,11.7-14.3MM |  | Materials
DC3618 | DAMPER,VIBRATION,HELICAL,30/7/2.50 ACSR |  | Materials
DC3693 | DAMPER,VIBRATION,DOGBONE,30/7/2.5 ACSR |  | Materials
DC3695 | DAMPER,STOCKBRIDGE,0.5KG |  | Materials
DC3696 | DAMPER,VIBRATION,DOGBONE,30/7/3.25 ACSR |  | Materials
DC3697 | DAMPER,VIBRATION,ACCC LISBON |  | Materials
DC3699 | DAMPER,VIBRATION,DOGBONE,54/7/3 ACSR |  | Materials
DC3702 | DAMPER,VIBRATION,DOGBONE,54/7/3.5 ACSR |  | Materials
DC3712 | BALL HOOK,70kN,16MM PIN BALL,STEEL |  | Materials
DC3750 | TONGUE HOOK,16MM TNG,CLEARANCE PROVISION |  | Materials
DC3820 | AIR GAP ROD,STRAIGHT ATTACHMENT,INSULATO |  | Materials
DC4010 | SLEEVE,F/T,AL, 7/2.25 (7/0.087 IMP) AAC |  | Materials
DC4016 | SLEEVE,F/T,AL, 7/0.093 ACSR (IMP) |  | Materials
DC4022 | SLEEVE,F/T,AL, 7/2.75 AAC |  | Materials
DC4023 | SLEEVE ASSY,F/T, 7/2.75 ACSR |  | Materials
DC4028 | SLEEVE,F/T,AL, 7/3.75 AAC |  | Materials
DC4029 | SLEEVE ASSY,F/T, 7/3.75 ACSR |  | Materials
DC4042 | SLEEVE,F/T,AL, 7/4.75 AAC |  | Materials
DC4043 | SLEEVE ASSY,F/T, 7/4.75 ACSR |  | Materials
DC4049 | SLEEVE,F/T,30/7/0.093 IMPERIAL ACSR |  | Materials
DC4050 | SLEEVE,F/T,STEEL,30/7/3.0 |  | Materials
DC4057 | SLEEVE,F/T,26/.100-7/0.075 ACSR |  | Materials
DC4061 | SLEEVE,F/T 30/7/3.0 (HDT1530T) |  | Materials
DC4062 | SLEEVE,F/T,AL,37/2.50 AAC |  | Materials
DC4063 | SLEEVE ASSY,F/T,37/2.50 ACSR |  | Materials
DC4069 | SLEEVE ASSY,F/T,37/3.25 ACSR |  | Materials
DC4070 | SLEEVE ASSY,F/T,37/3.25 ACSR |  | Materials
DC4072 | SLEEVE, ACCC FULL TENSION, LISBON |  | Materials
DC4077 | SLEEVE ASSY,F/T,61/3.00 ACSR |  | Materials
DC4083 | SLEEVE,F/T,54/7/3.50-54/7/0.139 ACSR |  | Materials
DC4084 | COMPRESSION JOINT FOR SILICON CONDUCTOR |  | Materials
DC4086 | SLEEVE,FULL TENS 61/3.75 AAAC COND SULPH |  | Materials
DC4090 | SLEEVE,F/T,AL,50MM2 LV ABC,MID SPAN |  | Materials
DC4091 | SLEEVE,F/T,,MID SPAN SPLICE (HM30) |  | Materials
DC4092 | SLEEVE,F/T,AL,95MM2 LV ABC,MID SPAN |  | Materials
DC4098 | SLEEVE,F/T,AL, 7/2.75 AAAC/6201&1120 |  | Materials
DC4102 | SLEEVE,F/T,AL, 7/4.75 AAAC/6201 & 1120 |  | Materials
DC4104 | SLEEVE,F/T,AL,19/3.50 AAAC/6201&1120 |  | Materials
DC4110 | SLEEVE,F/T,CU, 7/1.25(7/0.048 IMP) CU |  | Materials
DC4112 | SLEEVE,F/T,CU, 7/1.75(7/0.064 IMP) CU |  | Materials
DC4114 | SLEEVE,F/T,CU, 7/2.00(7/0.080 IMP) CU |  | Materials
DC4116 | SLEEVE,F/T,CU, 7/2.75(7/0.104 IMP) CU |  | Materials
DC4118 | SLEEVE,F/T,CU, 7/3.50(7/0.136 IMP) CU |  | Materials
DC4120 | SLEEVE,F/T,CU,19/0.101 IMPERIAL CU |  | Materials
DC4122 | SLEEVE,F/T,CU,19/0.116 IMPERIAL CU |  | Materials
DC4124 | SLEEVE,F/T,CU,37/2.25(37/0.093 IMP) CU |  | Materials
DC4126 | SLEEVE,F/T,CU,37/2.52(37/0.103 IMP) CU |  | Materials
DC4162 | SLEEVE,F/T,S/S, 3/2.75 SC/GZ |  | Materials
DC4164 | SLEEVE,F/T,S/S, 7/0.1019 IMPERIAL SCAC |  | Materials
DC4168 | SLEEVE,F/T,S/S,19/2.00(19/0.080 IMP) SC/ |  | Materials
DC4462 | AB-02,HELICAL,F/T,AL,3/2.75-3/0.1019 |  | Materials
DC4464 | JOINT,HELICAL,F/T,STEEL,3/2.75 SC/GZ |  | Materials
DC4470 | JOINT,HELICAL,F/T,STEEL,7/2.00 |  | Materials
DC4472 | SLEEVE,F/T,STEEL,19/2.00,RH LAY COND(HEL |  | Materials
DC5110 | BRACKET,INSULATOR,11kV POLE MT SW |  | Materials
DC5115 | LINK,EXTENSION,950MM LG,66kN MFL |  | Materials
DC5125 | LINK,EXTENSION,1700MM OVERALL LENGTH,125 |  | Materials
DC5160 | LINK,EXTENSION,TWISTED,RIGID,70KN MFL |  | Materials
DC5255 | LINK PLATE,66kN,16MM,ARCING HORN PROVN |  | Materials
DC5256 | LINK PLATE,160KN, ARCING HORN PROVN |  | Materials
DC5260 | LINK PLATE,160KN MFL,20MM THICK |  | Materials
DC5270 | LINK PLATE,70KN MFL,100MM LONG,16MMTHICK |  | Materials
DC5271 | LINK PLATE,70kN MFL,200MM LONG,16MMTHICK |  | Materials
DC5272 | LINK PLATE,70kN MFL,300MM LONG,16MMTHICK |  | Materials
DC5274 | LINK PLATE,70KN MFL,600MM LONG,16MMTHICK |  | Materials
DC5328 | LINK,SAG ADJUSTING,187KN,ARCING HORN PRN |  | Materials
DC5330 | LINK,SAG 160kN,M20 BOLTS, 550-850MM NOM |  | Materials
DC5625 | AIR GAP ROD,11KV INSUL ZR1330 &DC1452-3 |  | Materials
DC5646 | AIR GAP ROD, 66KV,TYPE'B',DISC INSUL ANG |  | Materials
DC5653 | ARCHING HORN,132KV,STRAIN INSULATORS. |  | Materials
DC5754 | SURGE, ARRESTER,12kV,10kA,LDC2 |  | Materials
DC5757 | BRACKET,CABLE 90 DEG,4 HOLE NEMA PALM |  | Materials
DC5764 | SURGE, ARRESTER,33kV,10kA,LDC2 |  | Materials
DC5774 | SURGE, ARRESTOR,66KV,10KA,SUBSTAT,APPLI. |  | Materials
DC5823 | ARMOUR RODS,HELICAL,6/1/2.75 METRIC ACSR |  | Materials
DC5826 | ARMOUR RODS,HELICAL,6/1/3.75 METRIC ACSR |  | Materials
DC5829 | ARMOUR RODS,HELICAL,6/4.75-7/1.60 ACSR |  | Materials
DC5835 | ARMOUR RODS,HELICAL,30/7/.093 IMPERIAL A |  | Materials
DC5838 | ARMOUR RODS,HELICAL,30/7/2.50 METRIC ACS |  | Materials
DC5839 | ARMOUR RODS,HELICAL,30/7/.102 IMPERIAL A |  | Materials
DC5841 | ARMOUR RODS,HELICAL,30/7/3.25 ACSR |  | Materials
DC5842 | ARMOUR RODS,HELICAL,30/7/3.0 |  | Materials
DC5844 | ARMOUR RODS,HELICAL,61/3.00 METRIC ACSR |  | Materials
DC5847 | ARMOUR RODS,HELICAL,54/7/3.50 METRIC ACS |  | Materials
DC5855 | ARMOUR ROD, ACCC CONDUCTOR, LISBON |  | Materials
DC5912 | PROTECTOR,CABLE,3/2.75 METRIC,ALUMINIUM |  | Materials
DC5918 | ARMOUR RODS,HELICAL,7/3.25 METRIC SC/AC, |  | Materials
DC5964 | ARMOUR RODS,HELICAL,19/2.0 STEEL |  | Materials
DC6043 | LINE GUARD RODS,HELICAL,7/2.75 AAC |  | Materials
DC6046 | LINE GUARD RODS,HELICAL,7/3.75 AAC |  | Materials
DC6049 | LINE GUARD RODS,HELICAL,7/4.75-7/.160 |  | Materials
DC6055 | LINE GUARD RODS,HELICAL,37/.093 IMPERIAL |  | Materials
DC6058 | LINE GUARD RODS,HELICAL,37/2.50 AAC |  | Materials
DC6059 | LINE GUARD RODS,HELICAL,37/.102 AAC |  | Materials
DC6061 | LINE GUARD RODS,HELICAL,37/3.25 |  | Materials
DC6064 | LINE GUARD RODS,HELICAL,61/3.00 METRIC A |  | Materials
DC6067 | LINE GUARD RODS,HELICAL,61/3.50 AAC |  | Materials
DC6069 | LINE GUARD RODS,HELICAL,3/2.75 SCAC |  | Materials
DC6070 | LINE GUARD RODS,HELICAL,7/2.59 METRIC SC |  | Materials
DC6075 | GUARD RODS,HELICAL,3/2.75 GALV |  | Materials
DC6090 | ARMOUR RODS,HELICAL,7/0.064 IMP CU |  | Materials
DC6091 | ARMOUR RODS,HELICAL,19/.116 IMP CU |  | Materials
DC6092 | ARMOUR RODS,HELICAL,7/0.80 IMP CU |  | Materials
DC6105 | ARMOUR RODS,HELICAL,0.25 METRIC (37/.093 |  | Materials
DC6112 | CLIP,SPRING TENSION,LV IN-SPAN SPACER |  | Materials
DC6115 | SPREADER,2M LG,FIBREGLASS,LV O/HEAD COND |  | Materials
DC6117 | SPREADER,3M LG,FIBREGLASS,LV O/HEAD COND |  | Materials
DC6212 | SHACKLE,BOW,GALV,M16,21MM LEG GAP |  | Materials
DC6222 | SHACKLE,BOW,GALV,M20,25MM LEG GAP |  | Materials
DC6232 | SHACKLE,BOW,STEEL,GALV,M22 BOLT,25MM LEG |  | Materials
DC6406 | INSERT,INSULATOR,POLY,LV 20MM PIN |  | Materials
DC6420 | INSERT,INSULATOR,22 MM TAPERED PIN, 33kV |  | Materials
DC6424 | INSERT,INSULATOR,11 & 33KV SELF CLEANERS |  | Materials
DC6612 | SOCKET CLEVIS,16MM SKT X 20MM CLV,M16 |  | Materials
DC6615 | SOCKET CLEVIS,20MM SOCKET,24MM CLEVIS,M1 |  | Materials
DC6618 | SOCKET CLEVIS,20MM SKT X 24MM CLV,M20 |  | Materials
DC6710 | SOCKET TONGUE,16MM SOCKET,16MM TONGUE |  | Materials
DC6712 | SOCKET TONGUE,16MM SOCKET,22MM TONGUE, |  | Materials
DC6714 | SOCKET TONGUE,16MM SOCKET,28MM TONGUE |  | Materials
DC6720 | SOCKET TONGUE,20MM SOCKET,22MM TONGUE |  | Materials
DC6724 | SOCKET TONGUE,20MM SOCKET,22MM TONGUE,2 |  | Materials
DC6790 | SOCKET THIMBLE,WHEEL TERM,16MM SOCKET |  | Materials
DC7018 | CLAMP,CONDUCTOR,TWIN,37/3.25MM,83MM SPC |  | Materials
DC7024 | CLAMP,CONDUCTOR,TWIN,61/3.25MM (37/.168" |  | Materials
DC7090 | SPLICE RODS,HELICAL,F/T,CU,7/1.75 CU |  | Materials
DC7092 | SPLICE RODS,HELICAL,F/T,CU,7/2.00 CU |  | Materials
DC7093 | SPLICE RODS,HELICAL,F/T,CU,7/2.75 CU |  | Materials
DC7094 | SPLICE RODS,HELICAL,F/T,CU,7/3.50 CU |  | Materials
DC7095 | SPLICE RODS,HELICAL,F/T,CU,19/3.00(19/0. |  | Materials
DC7313 | THIMBLE CLEVIS,3/2.75 SCAC,20MM CLEVIS |  | Materials
DC7362 | THIMBLE CLEVIS,19/2.00(19/.080) IRON |  | Materials
DC7363 | THIMBLE CLEVIS,24MM CLEVIS,IRON,70KN MFL |  | Materials
DC7480 | TIE WIRE,4.2MM,HV INSUL,7/3.75MM CCT IUC |  | Materials
DC7481 | TIE WIRE,4.2MM,HV INSUL,7/4.75MM CCT IUC |  | Materials
DC7482 | TIE WIRE,4.2MM,900MM LG,37/2.5MM CCT IUC |  | Materials
DC7503 | PLATE,JOINING,TWISTED,TONGUE,146MM LG |  | Materials
DC8180 | YOKE, 66KN,380MM HOLE SPACING |  | Materials
DC8181 | YOKE, 70KN, 2 CONDUCTOR |  | Materials
DC8206 | YOKE,66KN,128MM HOLE SPACING,2 COND |  | Materials
DC8208 | YOKE,107KN,127MM HOLE SPACING,3 COND |  | Materials
DC8212 | YOKE,125KN,457MM HOLE SPACING,1 CONDUCTO |  | Materials
DC8219 | YOKE,125KN,740MM HOLE SPACING,1 CONDUCTO |  | Materials
DC8221 | YOKE PLATE 160KN,20MM STEEL 4X22MM HOLES |  | Materials
DC8310 | CLAMP SUPPORT,TRUNNION CLAMP, DC1844 |  | Materials
DF1251 | CAP CLAMP,2 COND,AL,RANGE K,AAC,BP=60MM |  | Materials
DF1322 | CAP CLAMP,1 COND UP TO 19MM DIA,BRASS |  | Materials
DF1324 | CAP CLAMP,1 COND 37/2.52 & 37/.103,BRASS |  | Materials
DF1330 | CAP CLAMP,1 COND 61/2.52 & 61/.103,BRASS |  | Materials
DF1482 | PLUG & SOCKET,SHROUDED,35-50MM2 ABC |  | Materials
DF1486 | PLUG & SOCKET,FULLY SHROUDED,95 MM2 ABC |  | Materials
DF1558 | CLAMP,INSUL PIERCING,ABC |  | Materials
DF1560 | CLAMP,INSUL PIERCING,ABC,25-95MM2,6-35MM |  | Materials
DF1562 | CLAMP,INSUL PIERCING,ABC,35-95,35-95MM2 |  | Materials
DF1564 | CONNECTOR,INSUL PIERCING LV BARE ALUM |  | Materials
DF1565 | CLAMP,INSUL PIERCING,ABC,CONNECTOR (IPC) |  | Materials
DF1566 | CONNECTOR,INSUL PIERCING LV BARE ALUM |  | Materials
DF1567 | CLAMP,INSUL,PIERCING CONNECTOR |  | Materials
DF1568 | CLAMP,INSUL PIERCING,BARE CONDUCTOR |  | Materials
DF1569 | CLAMP,INSULATION,PIERCING,COPPER, |  | Materials
DF1570 | CLAMP,INSULATION,PIERCING,ALUM |  | Materials
DF1576 | CONNECTOR,BARE ALUMIN CAW35 |  | Materials
DF1614 | CLAMP,PARALLEL GROOVE,BI-METAL PUB/LIGHT |  | Materials
DF1615 | CLAMP,PARALLEL GROOVE,ALUMINIUM |  | Materials
DF1616 | CLAMP,PARALLEL GROOVE,ALUMINIUM |  | Materials
DF1617 | CLAMP,PARALLEL GROOVE,ALUMINIUM |  | Materials
DF1618 | CLAMP,PARALLEL GROOVE,ALUMINIUM |  | Materials
DF1619 | CLAMP,PARALLEL GROOVE,BI-METAL |  | Materials
DF1620 | CLAMP,PARALLEL GROOVE,AL,CCT IUC TAP OFF |  | Materials
DF1622 | CLAMP,PARALLEL GROOVE,BI-METAL,6.3-15.7 |  | Materials
DF1630 | CLAMP,EARTH BOND,AL,BOLTED TAIL6-19 COND |  | Materials
DF1631 | CLAMP,EARTH BOND,AL BOLTED TAIL19-37COND |  | Materials
DF1653 | CLAMP,PARALLEL GROOVE, STEEL GAL 3/2.75 |  | Materials
DF1911 | STANGER,(B22),BRASS,7/1.70 MM2 |  | Materials
DF1913 | STANGER,(B24),BRASS,7/2.14 MM2 |  | Materials
DF1915 | STANGER,(B25),BRASS,19/2.14MM2 |  | Materials
DF1917 | STANGER,(B26),BRASS,37/1.78MM2 |  | Materials
DF1919 | STANGER,(B28),BRASS,37/2.03 MM2 |  | Materials
DF1920 | CLAMP,EARTH ROD CONNECT, CU 50-120MM2 |  | Materials
DF1922 | CLAMP,EARTH ROD CONNECT,CU 16-35MM2 |  | Materials
DF2315 | SLEEVE,N/T,AL,COND RANGE A-A,13MM STEM |  | Materials
DF2321 | SLEEVE,N/T,AL,COND RANGE B-B,13MM STEM |  | Materials
DF2324 | SLEEVE,N/T,AL,PILOT-PILOT,13MM |  | Materials
DF2330 | SLEEVE,N/T,AL,COND RANGE C-B,16MM STEM |  | Materials
DF2333 | SLEEVE,N/T,AL,COND RANGE C-C,16MM STEM |  | Materials
DF2335 | SLEEVE,N/T,AL,COND RANGE A-C,16MM STEM |  | Materials
DF2336 | SLEEVE,N/T,AL,PILOT-PILOT,16MM STEM |  | Materials
DF2337 | SLEEVE,N/T,AL,D1-C,LV ABC,21MM STEM |  | Materials
DF2338 | SLEEVE,N/T,AL,COND RANGE D1-PILOT,LV ABC |  | Materials
DF2339 | SLEEVE,N/T,AL,COND RANGE D-D,21MM STEM |  | Materials
DF2340 | SLEEVE,N/T,AL,COND RANGE D1-D1,21MM STEM |  | Materials
DF2342 | SLEEVE,N/T,AL,PILOT-D,21MM STEM |  | Materials
DF2343 | SLEEVE,N/T,AL,COND RANGE D-C,21MM STEM |  | Materials
DF2344 | SLEEVE,N/T,AL,COND RANGE D-D1,21MM STEM |  | Materials
DF2345 | SLEEVE,N/T,AL,COND RANGE E-E,25MM STEM |  | Materials
DF2346 | SLEEVE,N/T,AL,COND RANGE E-D1,25MM STEM |  | Materials
DF2348 | SLEEVE,N/T,AL,PILOT-E,25MM STEM |  | Materials
DF2351 | SLEEVE,N/T,AL,95MM2 CONDUCTOR,STRAIGHT |  | Materials
DF2352 | SLEEVE,N/T,AL,COND RANGE F-D1 LV ABC |  | Materials
DF2353 | SLEEVE,N/T,AL,COND RANGE F-C,25MM STEM |  | Materials
DF2354 | SLEEVE,N/T,AL,COND RANGE F-F,25MM STEM |  | Materials
DF2355 | SLEEVE,N/T,AL,COND RANGE F-D,25MM STEM |  | Materials
DF2356 | SLEEVE,N/T,AL,185MM2 CONDUCTOR,STRAIGHT |  | Materials
DF2357 | SLEEVE,N/T,AL,COND RANGE G-G,33MM STEM |  | Materials
DF2358 | SLEEVE,N/T,AL,COND RANGE G1-G1,33MM STEM |  | Materials
DF2359 | SLEEVE,N/T,AL, PILOT-G,33MM STEM |  | Materials
DF2360 | SLEEVE,N/T,AL,COND RANGE H-H,33MM STEM,S |  | Materials
DF2366 | SLEEVE,N/T,AL,COND RANGE K-K,54MM STEM |  | Materials
DF2374 | SLEEVE,N/T,AL,COND RANGE L,STRAIGHT,COMP |  | Materials
DF2386 | Y CONNECTOR,AL,35MM2 XLPE,11KV,RN4996 |  | Materials
DF2387 | Y CONNECTOR,AL,95MM2 XLPE 11KV,RN4997 |  | Materials
DF2392 | Y CONNECTOR,AL,2X95&1X35MM2 XLPE,RN4997 |  | Materials
DF2401 | SLEEVE,N/T,CU,NYLON INSUL, 1/0.8-7/0.67, |  | Materials
DF2402 | SLEEVE,COMP,BI METAL,210MM2,CU,95MM2,AL. |  | Materials
DF2403 | SLEEVE,COMP,BI METAL,210MM2,CU,120MM2 AL |  | Materials
DF2404 | SLEEVE,COMP,BI METAL,210MM2,CU,180MM2 AL |  | Materials
DF2405 | SLEEVE,COMP,BI METAL,210MM2,CU,300MM2 AL |  | Materials
DF2612 | SLEEVE,N/T,CU,TINNED,0.5-2.5MM2 &1/0.036 |  | Materials
DF2615 | SLEEVE,N/T,CU,TINNED,4MM2&7/0.029-7/0.03 |  | Materials
DF2618 | SLEEVE,N/T,CU,TINNED, 6MM2 & 7/0.044 CU |  | Materials
DF2621 | SLEEVE,N/T,CU,TINNED,16MM2 & 7/0.064 |  | Materials
DF2630 | SLEEVE,N/T,CU,TINNED,25MM2&19/0.052,STRT |  | Materials
DF2633 | SLEEVE,N/T,CU,TINNED,35MM2 & 19/0.064 |  | Materials
DF2634 | SLEEVE,N/T,CU,50MM2,STRAIGHT |  | Materials
DF2636 | SLEEVE,N/T,CU,TINNED, 70MM2 & 19/0.083 |  | Materials
DF2642 | SLEEVE,N/T,CU,TINNED, 95MM2(37/0.072) |  | Materials
DF2645 | SLEEVE,N/T,CU,TINNED,120MM2(37/0.083),ST |  | Materials
DF2648 | SLEEVE,N/T,CU,TINNED,37/0.093,STRAIGHT |  | Materials
DF2649 | SLEEVE,N/T,CU,TINNED,150MM2 COND |  | Materials
DF2651 | SLEEVE,N/T,CU,TINNED,185MM2(37/0.103) |  | Materials
DF2657 | SLEEVE,N/T,CU,TINNED,300MM2(61/0.103),ST |  | Materials
DF2800 | SLEEVE,N/T,AL,COND RANGE 150MM2-35MM2 |  | Materials
DF2802 | SLEEVE,N/T,AL,COND RANGE 150MM2-70MM2 |  | Materials
DF2804 | SLEEVE,N/T,AL,150MM2 MAIN+BRANCH |  | Materials
DF2830 | SLEEVE,N/T,CU,TINNED, 25MM2 (19/0.052) |  | Materials
DF2833 | SLEEVE,N/T,CU,TINNED,35MM2(19/0.064),STR |  | Materials
DF2836 | SLEEVE,N/T,CU,TINNED, 70MM2(19/0.083),ST |  | Materials
DF2839 | SLEEVE,N/T,CU,TINNED,95MM2,C/W BARRIER |  | Materials
DF2842 | SLEEVE,N/T,CU,TINNED,120MM2(37/0.083) |  | Materials
DF2848 | SLEEVE,N/T,CU,TINNED,185MM2(37/0.103),ST |  | Materials
DF2861 | SLEEVE,N/T,CU,25MM2 X 2,UNCUT EARTH ROD |  | Materials
DF2862 | SLEEVE,N/T,CU,CUT EARTH ROD,2X25MM2 |  | Materials
DF3535 | CLAMP,SINGLE WAY 2 BOLT,CABLE 100MM |  | Materials
DF3543 | EARTHING CLAMP,TIN PLATED,7.65MM-12.69MM |  | Materials
DF3544 | EARTHING CLAMP,TIN PLATED,15.75mm-20.25M |  | Materials
DF3550 | WRENCHLOK,70MM2 CLAMP |  | Materials
DF4369 | CLAMP,TAPPING,0-20MM COND,STICK OP,ALUM |  | Materials
DF4370 | SLEEVE,N/T,AL,COND E-35MM2 11KV XLPE |  | Materials
DF4372 | SLEEVE,N/T,AL, 7/4.75MM2-120MM2,11KV ABC |  | Materials
DF4376 | SLEEVE,N/T,AL,35MM2,11KV XLPE,O/DOOR TRM |  | Materials
DF4377 | SLEEVE,N/T,AL,95MM2,11KV XLPE,U/G-ABC |  | Materials
DF4378 | SLEEVE,N/T,AL,300MM2,11KV XLPE,O/DOOR |  | Materials
DF4379 | SLEEVE,N/T,AL,630MM2,11KV XLPE,U/GRND |  | Materials
DF4388 | SLEEVE,N/T,AL,50MM2 COMP,33KV XLPE,U/G |  | Materials
DF4390 | SLEEVE,N/T,Al, 50-240mm2, 33kV XLPE, UG |  | Materials
DF4391 | SLEEVE,N/T,Al, 95-240mm2, 11kV XLPE, UG |  | Materials
DF4392 | SLEEVE,N/T,Al, 300-240mm2, 11kV XLPE, UG |  | Materials
DF4393 | SLEEVE,N/T,Al, 630-240mm2, 11kV XLPE, UG |  | Materials
DF4400 | SLEEVE,BI METAL,185MM2 ALU - 37/0.083 CU |  | Materials
DF4406 | SLEEVE,BI METAL,300MM2 AL -185MM2 CU |  | Materials
DF4415 | FERRULE,CONDUCTOR,COPPER,16MM2 WIRE |  | Materials
DF4500 | LUG, STALK, TINNED COPPER, 70MM2 FLEX |  | Materials
DF4754 | LUG,TEE,BOLTED,37/2.52 CU,BRASS |  | Materials
DF4757 | LUG,TEE,BOLTED,61/2.52 CU,BRASS,BARE |  | Materials
DF4912 | CAP & TAIL, GUN METAL (small) |  | Materials
DF5088 | LUG,BLANK PALM,'H'RANGE,AAC/ACSR,AL |  | Materials
DF5123 | LUG,1 HOLE PALM,A RANGE,M10,AL,13MM STEM |  | Materials
DF5126 | LUG,1 HOLE PALM,B RANGE,M10,AL,13MM STEM |  | Materials
DF5129 | LUG,1 HOLE PALM,C RANGE,M12,AL,16MM STEM |  | Materials
DF5133 | LUG,1 HOLE PALM,C RANGE,M16,AL,16MM STEM |  | Materials
DF5136 | LUG,1 HOLE PALM,D RANGE,M12,AL,21MM STEM |  | Materials
DF5137 | LUG,1 HOLE PALM,D RANGE,M16,AL,21MM STEM |  | Materials
DF5139 | LUG,1 HOLE PALM,D RANGE,M20,AL,25MM STEM |  | Materials
DF5140 | LUG,1 HOLE PALM,D1,M20,AL,25MM STEM |  | Materials
DF5141 | LUG,1 HOLE PALM,D1,M12,AL,25MM STEM |  | Materials
DF5142 | LUG,1 HOLE PALM,'D1'RANGE,M10,AL,21.5MM |  | Materials
DF5143 | LUG,1 HOLE PALM,E RANGE,M12,AL,25MM STEM |  | Materials
DF5147 | LUG,1 HOLE PALM,F RANGE,M12,AL,25MM STEM |  | Materials
DF5150 | LUG,ALUM, 150MM2,SINGLE M12 HOLE |  | Materials
DF5168 | LUG,1 HOLE PALM,G RANGE,M12,AL,27MM STEM |  | Materials
DF5170 | LUG,1 HOLE PALM,G1,M16,AL,35MM STEM |  | Materials
DF5190 | LUG,2 HOLE PALM,H RANGE,M12,AL,39.5MM |  | Materials
DF5191 | LUG,2 HOLE 30DEG PALM,H,M12,AL,33MM STEM |  | Materials
DF5192 | LUG,2 HOLE PALM,'C'RANGE,M12,AL,16MM STE |  | Materials
DF5194 | LUG,2 HOLE PALM,D RANGE,M12,AL,25MM STEM |  | Materials
DF5197 | LUG,2 HOLE PALM,G,M12,AL,48MM PALM |  | Materials
DF5199 | LUG,2 HOLE PALM,G,M12,AL,33MM/30DEG STEM |  | Materials
DF5202 | LUG,2 HOLE PALM,'H'RANGE,M16X60MM CENT |  | Materials
DF5204 | LUG,2 HOLE PALM,K RANGE,M16,AL,54MM STEM |  | Materials
DF5206 | LUG,2 HOLE,18MM, STRAIGHT,ALUMINIUM |  | Materials
DF5207 | LUG,TERMINAL COMP,A 11,B61/3.25,CST,E45 |  | Materials
DF5208 | LUG TERMINAL COMP,A11,B61/3.25,CL30,E45 |  | Materials
DF5209 | LUG,TERMINAL COMP,A 11,B61/3.25,CR30,E45 |  | Materials
DF5210 | LUG,2 HOLE PALM,30D RIGHT,ALUMINIUM |  | Materials
DF5211 | LUG,2 HOLE PALM,30D LEFT,ALUMINIUM |  | Materials
DF5216 | LUG,TERMINATION,ALUM,2 X 50MM STRAIGHT |  | Materials
DF5260 | LUG,3 HOLE PALM,E,M10/M12,AL,25MM STEM |  | Materials
DF5272 | LUG,3 HOLE PALM,G,M10/M12,AL,33MM STEM |  | Materials
DF5275 | LUG,3 HOLE PALM,H,M10/M12,AL,33MM STEM |  | Materials
DF5325 | LUG,4 HOLE PALM,'J'RANGE,AAC/ACSR,M12,AL |  | Materials
DF5326 | LUG,4 HOLE PALM,'J'RANGE,AAC/ACSR,M12,AL |  | Materials
DF5328 | LUG,4 HOLE PALM,'K'RANGE,AAC/ACSR,M12,AL |  | Materials
DF5329 | LUG,4 HOLE PALM,K,AAC/ACSR,M12,AL |  | Materials
DF5330 | LUG, M12 CU 4 HOLE 'K' RANGE |  | Materials
DF5331 | LUG, 4 HOLE PALM, 'K' RANGE, AL, M12 |  | Materials
DF5547 | LUG, STALK, ALU, 150MM2, 14MM STEM |  | Materials
DF5610 | LUG,2 HOLE 90DEG PALM,K,AAC/ACSR,M16,AL |  | Materials
DF5625 | LUG,1 HOLE PALM,95MM2,M12,BI-METAL |  | Materials
DF5629 | LUG,185MM2 COND,BI-METAL,M12 BOLT DIA |  | Materials
DF5635 | LUG,BLANK PALM,300MM2,BI-METAL CRIMP |  | Materials
DF5640 | LUG,1 HOLE PALM,300MM2,M12,BI-METAL |  | Materials
DF5644 | LUG,1 HOLE PALM,630MM2,M12,BI-METAL |  | Materials
DF5645 | LUG,BLANK PALM,630MM2,BI-METAL,CRIMP |  | Materials
DF5646 | LUG,BI-METAL,500-630MM2,SHEAR BOLT TYPE |  | Materials
DF5648 | LUG,1 HOLE PALM,630MM2,M16,BI-METAL |  | Materials
DF5649 | LUG,1 HOLE PALM,300MM2,M16,BI-METAL |  | Materials
DF5650 | LUG,BI-METAL,185/400MM2,SHEAR BOLT TYPE |  | Materials
DF5653 | LUG,2 HOLE PALM,'E' RANGE,M10/M12,ALUM |  | Materials
DF5654 | LUG,2 HOLE PALM,'G'RANGE,M12,AL,33MM STE |  | Materials
DF5660 | LUG,2 HOLE PALM,'H'RANGE AAC/ACSR,M18,AL |  | Materials
DF5970 | LUG,0.004 TO 0.009 SQ IN,TINNED COPPER |  | Materials
DF6012 | LUG,1 HOLE PALM,.5-2.5MM2,M5,CU,4MM STEM |  | Materials
DF6015 | LUG,1 HOLE PALM,.5-2.5MM2,M6,CU,4MM STEM |  | Materials
DF6016 | LUG,1 HOLE PALM,.5-2.5MM2,M8,CU,4MM STEM |  | Materials
DF6021 | LUG,1 HOLE PALM,4MM2,M5,CU,5.1MM STEM |  | Materials
DF6024 | LUG,1 HOLE PALM,4MM2,M6,CU,5.1MM STEM |  | Materials
DF6027 | LUG,1 HOLE PALM,4MM2,M8,CU,5.1MM STEM |  | Materials
DF6030 | LUG,1 HOLE PALM,4MM2,M10,CU,5.1MM STEM |  | Materials
DF6039 | LUG,1 HOLE PALM,6MM2,M8,CU,5.7MM STEM |  | Materials
DF6042 | LUG,1 HOLE PALM,6MM2,M10,CU,5.7MM STEM |  | Materials
DF6045 | LUG,1 HOLE PALM,10MM2,M8,CU,7.1 MM STEM |  | Materials
DF6051 | LUG,1 HOLE PALM,16MM2,M8,CU,8MM STEM |  | Materials
DF6054 | LUG,1 HOLE PALM,16MM2,M10,CU,9.6MM STEM |  | Materials
DF6055 | LUG,1 HOLE PALM,16MM2,M12,CU,9MM STEM |  | Materials
DF6061 | LUG,1 HOLE PALM,20MM2,M8,CU,8.8MM STEM |  | Materials
DF6063 | LUG,1 HOLE PALM,20MM2,M10,CU,8.8MM STEM |  | Materials
DF6069 | LUG,1 HOLE PALM,25MM2,M10,CU,9.1MM STEM |  | Materials
DF6072 | LUG,1 HOLE PALM,25MM2,M10,CU,12.7MM STEM |  | Materials
DF6073 | LUG,25MM2,CU,M12 HOLE |  | Materials
DF6075 | LUG,1 HOLE PALM,25MM2,M16,CU,10.3MM STEM |  | Materials
DF6081 | LUG,1 HOLE PALM,25MM2,M8,9.6MM STEM |  | Materials
DF6084 | LUG,1 HOLE PALM,25MM2,M10,CU,9.6MM STEM |  | Materials
DF6088 | LUG,1 HOLE PALM,35MM2,M8,CU,11.5MM STEM |  | Materials
DF6090 | LUG,1 HOLE PALM,35MM2,M10,CU,12.7MM STEM |  | Materials
DF6096 | LUG,1 HOLE PALM,35MM2,M10,CU,11.5MM STEM |  | Materials
DF6099 | LUG,1 HOLE PALM,35MM2,M12,CU,11.5MM STEM |  | Materials
DF6101 | LUG,1 HOLE PALM,50MM2,M16,CU,12.7MM STE |  | Materials
DF6102 | LUG,1 HOLE PALM,50MM2,M8,CU,12.7MM STEM |  | Materials
DF6103 | LUG,1 HOLE PALM,50MM2,M10,CU |  | Materials
DF6104 | LUG,1 HOLE PALM,50MM2,M12,CU,12.7MM STEM |  | Materials
DF6105 | LUG,1 HOLE PALM,70MM2,M10,CU,15.9MM STEM |  | Materials
DF6111 | LUG,1 HOLE PALM,70MM2,M10,CU,14.3MM STEM |  | Materials
DF6117 | LUG,1 HOLE PALM,70MM2,M12,CU,14.3MM STEM |  | Materials
DF6119 | LUG,1 HOLE PALM,70MM2,M16,CU,14.3MM STEM |  | Materials
DF6121 | LUG,1 HOLE PALM,70MM2,M20,CU,17.5MM STEM |  | Materials
DF6127 | LUG,1 HOLE PALM,37/.064,M12,CU,15.9MM ST |  | Materials
DF6131 | LUG,1 HOLE PALM,95MM2,M10,CU,17.5MM STEM |  | Materials
DF6133 | LUG,1 HOLE PALM,95MM2,M12,CU,17.5MM STEM |  | Materials
DF6136 | LUG,1 HOLE PALM,95MM2,M16,CU,17.5MM STEM |  | Materials
DF6137 | LUG,1 HOLE PALM,120MM2,M16,CU,20.6MM STM |  | Materials
DF6142 | LUG,1 HOLE PALM,120MM2,M12,CU,20.6MM STM |  | Materials
DF6148 | LUG,1 HOLE PALM,37/.093,M12,CU |  | Materials
DF6149 | LUG,1 HOLE PALM,150MM2 COND,M12,CU,22.2M |  | Materials
DF6152 | LUG,1 HOLE PALM,185MM2,M12,CU,24.2MM STM |  | Materials
DF6154 | LUG,1 HOLE PALM,185MM2,M20,CU,24.2MM STE |  | Materials
DF6160 | LUG,XLPE CABLE,240MM |  | Materials
DF6169 | LUG,BLANK PALM,300MM2,CU,31.9MM STEM |  | Materials
DF6170 | LUG,1 HOLE PALM,300MM2,M12,CU,31.9MM STM |  | Materials
DF6171 | LUG,1 HOLE PALM,300MM2,M16,CU,31.9MM STM |  | Materials
DF6173 | LUG,1 HOLE PALM,300MM2,M27,CU,31.9MM STM |  | Materials
DF6175 | LUG,BLANK PALM,630MM2,CU,45MM STEM |  | Materials
DF6183 | LUG,500MM2(91/.103 IMP),M12,CU |  | Materials
DF6189 | LUG,1 HOLE PALM,500MM2,M27,CU |  | Materials
DF6201 | LUG,1 HOLE 90DEG,8.5MM HOLE,CU,14.3MMSTM |  | Materials
DF6202 | LUG,1 HOLE 90DEG,8.5MM HOLE,CU,17.5MMSTM |  | Materials
DF6212 | LUG,'WESTINGHOUSE'Q165C CB,16MM2,CU |  | Materials
DF6215 | LUG,'WESTINGHOUSE'Q1100C CB,35MM2,CU |  | Materials
DF6225 | LUG,FLAT STRAIGHT SLOTTED,16 MM2,45 & 65 |  | Materials
DF6330 | LUG, 1 HOLE,CU,SEALED,95MM2,M12 |  | Materials
DF6342 | LUG, 1 HOLE,CU,SEALED,120MM2,M12 |  | Materials
DF6352 | LUG, 1 HOLE,CU,SEALED,185MM2,M12 |  | Materials
DF6360 | LUG, 1 HOLE,CU,SEALED,240MM2,M12 |  | Materials
DF6442 | LUG, 2 HOLE PALM, TINNED CU, 120MM2, M12 |  | Materials
DF6460 | LUG, 2 HOLE PALM, TINNED CU, 240MM2, M12 |  | Materials
DF7001 | SHEARBOLT,STRAIGHT,CONNECT,35MM2 & 95MM2 |  | Materials
DF7002 | SHEARBOLT,STRAIGHT,CONNECT, 300MM2 CABLE |  | Materials
DF7003 | SHEARBOLT,STRAIGHT,CONNECT, 630MM2 CABLE |  | Materials
DH0001 | LEAD,EARTH,200A,TINNED CU,BRAID,600MM LG |  | Materials
DH0002 | LEAD,EARTH,200A,TINNED CU BRAID,800MM LG |  | Materials
DH0003 | LEAD,EARTH,300A,TINNED CU BRAID,1000MM L |  | Materials
DH0004 | LEAD,EARTH,200A,TINNED CU BRAID,1250MM L |  | Materials
DH0012 | EARTH LEAD BOND ASSEMBLY, OHEW/OPGW |  | Materials
DH0014 | EARTH LEAD BOND ASSEMBLY, OHEW/OPGW |  | Materials
DH0016 | EARTH LEAD BOND ASSEMBLY, OHEW/OPGW |  | Materials
DH0018 | EARTH LEAD BOND ASSEMBLY, OHEW/OPGW |  | Materials
DH0020 | EARTH LEAD BOND ASSEMBLY, OHEW/OPGW |  | Materials
DH1042 | ANCHOR,GUY WIRE,POLE,1850MM LG,18kN |  | Materials
DH1045 | ANCHOR,GUY,2900MM LG,75kN |  | Materials
DH1121 | HOOK,NEUTRAL SCREEN CABLE TO HOUSE FACIA |  | Materials
DH1124 | BRACKET,PIG TAIL,NEUTRAL SCREEN CABLE |  | Materials
DH1127 | BRACKET,NEUTRAL SCREEN CABLE TO CROSSARM |  | Materials
DH1130 | BRACKET,NEUTRAL SCREEN TO HOUSE,VEE TYPE |  | Materials
DH1132 | RISER,1 PH,N/SCREEN,C/W 17A F/BOX MOUNT |  | Materials
DH1134 | RISER,3 PH,N/SCREEN,C/W FUSE BOX MOUNT |  | Materials
DH1340 | BRACKET,SUPPORT- CLAMP FIBRE OPTICS ADSS |  | Materials
DH1341 | BRACKET,SUPPORT-PLATE FIBRE OPTICS ADSS |  | Materials
DH1342 | PLATE,FLAT,SURGE ARRESTER |  | Materials
DH1344 | BRACKET,MULTI ANGLE,FOR HV FUSE ARM |  | Materials
DH1345 | BRACKET MOUNTING, DATA COMMUNICATION |  | Materials
DH1346 | BRACKET,ANGLE,33kV S&C ON DF FUSE ARM |  | Materials
DH1372 | BRACKET,LV FUSE-LINK INSULATED SUPPORT |  | Materials
DH1384 | BRACKET,EARTH TERMINAL MOUNTING,POLE |  | Materials
DH1390 | BRACKET,GUY WIRE ATTACHMENT TO POLE |  | Materials
DH1395 | BRACKET,POLE TO INSUL HOOK,11kV,90 DEG |  | Materials
DH1396 | BRACKET,11KV ISOLATORS ON EXISTING CROSS |  | Materials
DH1397 | BRACKET,STRAIN CLAMP HOOK,LV ABC |  | Materials
DH1399 | BRACKET,ABC,FOR DH1605 & DH1607 |  | Materials
DH1400 | BRACKET,FUSE& CABLE,AL,T/F LV BUSH,90DEG |  | Materials
DH1401 | STIRRUP,INSULATOR,PIN POST,11kV CCT IUC |  | Materials
DH1402 | BRACKET,INSUL,11kV,POST,POLE,CCT (IUC) |  | Materials
DH1403 | BRACKET,INSUL,11KV,STRAIN/PIN,CCT (IUC) |  | Materials
DH1404 | BRACKET,MOUNT,11kV&33kV,SURGE/ARRESTORS |  | Materials
DH1406 | BRACKET,ANGLE,TWIN LV ISOLATOR MOUNTING |  | Materials
DH1407 | BRACKET,MOUNTING, 66kV STRAIN ATTACHMENT |  | Materials
DH1408 | BRACKET,ADAPTOR,66kV,NGK,POST INSULATOR |  | Materials
DH1409 | BRACKET, MOUNTING FOR PIN INSULATOR |  | Materials
DH1410 | BRACKET,MOUNTING,100MM,SPACER FOR POLE |  | Materials
DH1411 | BRACKET,MOUNTING,125MM,SPACER FOR POLE |  | Materials
DH1412 | BRACKET,MOUNTING,150MM,SPACER FOR POLE |  | Materials
DH1413 | BRACKET,MOUNTING,180MM,SPACER FOR POLE |  | Materials
DH1414 | BRACKET,ANGLE,66kV EARTHWIRE CLAMP |  | Materials
DH1415 | PLATE,CONNECTOR,AL TO CU CONDUCTOR |  | Materials
DH1416 | PLATE,CONNECTOR,AL TO CU CONDUCTOR |  | Materials
DH1417 | BRACKET,66KV INSULATOR SUPPORT |  | Materials
DH1418 | BRACKET,MOUNTING 66KV UNDERGROUND CABLE |  | Materials
DH1419 | BRACKET,66kV CARRYOVER PIN INSULATOR |  | Materials
DH1420 | BRACKET, TWIN LV ISOLATOR OFFSET SUPPORT |  | Materials
DH1421 | BRACKET,MOUNTING,33KV INSULATOR CONTACT |  | Materials
DH1422 | BRACKET, MOUNTING CROSSARM, S&C FUSE |  | Materials
DH1440 | BRACKET,HANDLING MK2 PAD TRANSFOMER |  | Materials
DH1442 | BRACKET,INSULATOR,66KV POST,ON POLES |  | Materials
DH1450 | BRACKET,HANGING TRANSFORMERS ON POLES,1M |  | Materials
DH1451 | BRACKET,MOUNTING,315kVA TRANSFORMERS |  | Materials
DH1534 | BRACKET,LV ISOLATOR SWITCH X-ARM MTG |  | Materials
DH1540 | BRACKET,POLE EARTH WIRE,16MM BOLT,OFFSET |  | Materials
DH1541 | BRACKET,POLE EARTH WIRE,20MM BOLT,OFFSET |  | Materials
DH1542 | BRACKET,MULTIPLE EARTH |  | Materials
DH1543 | BRACKET,11KV POLE MOUNT T/F CABLE CLAMP |  | Materials
DH1550 | BRACKET,MOUNTING,FUSESAVER,RCU |  | Materials
DH1555 | BRACKET,LVR DEAD END, 300PFC x 370 LG |  | Materials
DH1560 | BRACKET, MOUNTING, CHK PQ MIRO |  | Materials
DH1572 | BRACKET,HV X-ARM TO ANGLE POLE MOUNTING |  | Materials
DH1582 | BRACKET,INSULATOR,66kV POST,POLE TOP |  | Materials
DH1602 | BRACKET,11kV XLPE SINGLE TERMINATOR |  | Materials
DH1603 | BRACKET,11kV ABC CLAMP,TRANSITION TO IUC |  | Materials
DH1604 | BRACKET,11kV XLPE 3 CABLE TERMINATOR,O/U |  | Materials
DH1605 | BRACKET,11kV ABC CABLE SUPPORT ON POLES |  | Materials
DH1606 | BRACKET,11kV ABC CABLE TERM,EXTN TYPE |  | Materials
DH1607 | BRACKET,ABC POLE FACE STANDOFF,150MM LG |  | Materials
DH1608 | BRACKET,'SUPPORT,FOR NOVA TYPE RECLOSER |  | Materials
DH1611 | BRACKET,11/33kV PITCHFORK X-ARM ATTACHMT |  | Materials
DH1613 | BRACKET,'GE' VR1 REGULATOR CONTROL BOXES |  | Materials
DH1614 | BRACKET,19KV POLE MOUNT SECTIONALISER |  | Materials
DH1615 | BRACKET,19KV POLE MOUNT FUSE BASE |  | Materials
DH1616 | BRACKET,'M/ED'11KV RECLOSER KFE&KFME |  | Materials
DH1617 | BRACKET,'M/ED'11KV 3PH RECLOSER,STAND |  | Materials
DH1618 | BRACKET,'M/ED'33KV 'RV'RECLOSER TO POLE |  | Materials
DH1619 | BRACKET,'REYROLLE'TYPE OYT RECLOSER |  | Materials
DH1620 | BRACKET,'REYROLLE'11KV #OYS SECTIONALISE |  | Materials
DH1622 | BRACKET,MOUNTING FOR 11kV & 33kV |  | Materials
DH1623 | BRACKET,MOUNT SUPPORT DOUBLE O/UNDER |  | Materials
DH1624 | BRACKET,MOUNTING LV ABC LINE ISOLATOR |  | Materials
DH1626 | BRACKET,SUPPORT,SF6 LOAD BREAK SWITCH |  | Materials
DH1627 | BRACKET,SUPPORT,NULEC 33kV RECLOSER |  | Materials
DH1628 | BRACKET,CLAMP,TELE CABLE SUPPORT |  | Materials
DH1629 | BRACKET, TELE CABLE SUPPORT, ALLEY ARM |  | Materials
DH1630 | BRACKET,TELE,CABLE SUPPORT ALLEY ARM |  | Materials
DH1631 | BRACKET,MOUNTING,SUPPORT FOR BRKT DH1604 |  | Materials
DH1632 | TERMINATION & SURGE ARRESTOR SUPPORT |  | Materials
DH1633 | BRACKET,SUPPORT,LADDER,POLE,MOUNTED |  | Materials
DH1634 | BRACKET,MOUNTING,POLE TOP,SCHNEIDER LBS |  | Materials
DH1635 | BRACKET,ADAPTOR,ANGLE,STRONG DIRECTN,LBS |  | Materials
DH1640 | BRACKET,SUPPORT ,OFFSET ,CROSSARM |  | Materials
DH1641 | BRACKET,CARRYOVER SUPPORT,CROSSARM,RIGHT |  | Materials
DH1642 | BRACKET,CARRYOVER SUPPORT,CROSSARM LEFT |  | Materials
DH1700 | 66kV Insulator Support L-Bracket |  | Materials
DH1701 | 66kV Insulator Support L-Bracket Set |  | Materials
DH1950 | CLAMP,BLOCK,ASSEMBLY,ABC DISCONNECTS |  | Materials
DH1962 | CLAMP,POLE STEP,A=42MM X B=6MM |  | Materials
DH1963 | CLAMP,POLE STEP,DIM A=45MM X B=10MM |  | Materials
DH1964 | CLAMP,POLE STEP,DIM A=48MM X B=13MM |  | Materials
DH1965 | CLAMP,POLE STEP,DIM A=50MM X B=16MM |  | Materials
DH1966 | CLAMP,POLE STEP,DIM A=54MM X B=19MM,UC |  | Materials
DH1967 | CLAMP,POLE STEP,DIM A=58MM X B=22MM,UC |  | Materials
DH1968 | CLAMP,POLE STEP,DIM A=60MM X B=25MM,UC |  | Materials
DH2102 | CLAMP,140MM ID,TUBE POLE,P/LIGHT BRACKET |  | Materials
DH2104 | CLAMP,165MM ID,TUBE POLE,P/LIGHT BRACKET |  | Materials
DH2106 | CLAMP,190MM ID,TUBE POLE,P/L BRACKET |  | Materials
DH2310 | CABLE GUARD,150X127X162MM POLE SIZE |  | Materials
DH2311 | CABLE GUARD,102MM EDGE POLE SIZE |  | Materials
DH2312 | CABLE GUARD,150MM EDGE POLE SIZE |  | Materials
DH2314 | CABLE GUARD,180MM EDGE POLE SIZE |  | Materials
DH2316 | CABLE GUARD,230MM FACE POLE SIZE |  | Materials
DH2318 | CABLE GUARD,100MM POLE,HIGH FIRE RISK |  | Materials
DH2330 | HANGER,CABLE,32MM NB PIPE,LV ABC CLAMP |  | Materials
DH2351 | HOOK,M16,LV/11KV ABC CLAMP,BREAKAWAY |  | Materials
DH2353 | HOOK,M16,LV/11KV ABC CLAMP,NONBREAKAWAY |  | Materials
DH2354 | HOOK,M12,LV/11KV ABC CLAMP,BREAKAWAY,S/S |  | Materials
DH2401 | TRANSFORMER HANGING KIT,33KV,POLE MTG |  | Materials
DH2402 | TRANSFORMER HANGING KIT,33KV,POLE MTG |  | Materials
DH2405 | BRACKET,MOUNTING POLE TYPE TRANSFORMER |  | Materials
DH2406 | BRACKET,INSULATOR,66KV POLES |  | Materials
DH2620 | PIPE,GUY WIRE MARKING,1.9M SPLIT PVC |  | Materials
DH2912 | PIN, INSULATOR,CAST IRON No.7 |  | Materials
DH3114 | PIN,INSULATOR,LV,CROSSARM |  | Materials
DH3265 | PIN,STANDOFF INSULATOR,11KV-33KV,X-ARM |  | Materials
DH3269 | BRACKET,INSULATOR,19kV,SWER POLE TOP |  | Materials
DH3271 | ADAPTOR,CURRENT SENSOR,VAR CONTROL. |  | Materials
DH3362 | PLATE,POLE REPAIR,102X45MM BEAM |  | Materials
DH3364 | PLATE,POLE REPAIR,127 X64MM BEAM |  | Materials
DH3368 | PLATE,POLE REPAIR,178X89MM BEAM |  | Materials
DH3420 | BRACKET,LV CROSSARM,OFFSET FOR CABLING |  | Materials
DH3432 | BRACKET,POLE SERVICE CONN BOX GALVABOND |  | Materials
DH3520 | BRACKET,PIPE STRAPPING O/U MAINS |  | Materials
DH3521 | BRACKET,MOUNTING AUX SUPPORT(100MM POLE) |  | Materials
DH3522 | BRACKET,MOUNTING AUX SUPPORT(125MM POLE) |  | Materials
DH3523 | BRACKET,MOUNTING AUX SUPPORT(150MM POLE) |  | Materials
DH3524 | BRACKET,17/17A SERVICE F/BOX,POLE/DWEL |  | Materials
DH3530 | BRACKET,60/100A 3PH SERVICE FUSE OR CB |  | Materials
DH3531 | BRACKET,RECLOSER BATTERY BRACKET, |  | Materials
DH3632 | PLATE,MOUNTING,LAMPHOLDER, POLE |  | Materials
DH3670 | BRACKET,MOUNTING BACKING PLATE 178-228MM |  | Materials
DH3671 | BRACKET,MOUNTING BACKING PLATE 254-356MM |  | Materials
DH3672 | BRACKET,MOUNTING BACKING PLATE 381-483MM |  | Materials
DH3673 | BRACKET,MOUNTING BACKING PLATE 508-610MM |  | Materials
DH3674 | PLATE,BACK,10.5M LIGHTING 102-152MM POLE |  | Materials
DH3675 | PLATE,BACK,10.5M LIGHTING 178-228MM POLE |  | Materials
DH3676 | PLATE,BACK,10.5M LIGHTING 254-356MM POLE |  | Materials
DH3677 | PLATE,BACK,10.5M LIGHTING 381-483MM POLE |  | Materials
DH3678 | PLATE,BACK,10.5M LIGHTING 508-610MM POLE |  | Materials
DH3680 | BRACKET,HOOK TO CROSSARM,150X75X10MM |  | Materials
DH3754 | BRACKET,SURGE ARRESTER,UNEQUAL STEEL |  | Materials
DH3757 | PLATE,X-ARM REPAIR,127X152MM WISHBONE |  | Materials
DH3760 | BRACKET,FUSE ATTACHMENT/T/F LV BUSHING |  | Materials
DH3762 | PLATE,X-ARM END,BIRD CONTROL |  | Materials
DH3767 | PLATE,MOUNTING,TRANSFORMER,6 THK X 345 M |  | Materials
DH3768 | PLATE,MOUNTING,33KV T/F,260X350MM |  | Materials
DH3770 | BRACKET,MOUNTING T/F TO POLES(TO 3.4TON) |  | Materials
DH3771 | BRACKET,MOUNTING FOR STUB POLE TRANSFORM |  | Materials
DH3772 | PLATE,CLAMP FOR STUB POLE TRANSF |  | Materials
DH4200 | FALL ARREST BRACKET |  | Materials
DH4226 | STEP BOLT,M16 X 325 MM DIM A |  | Materials
DH4228 | STEP BOLT,M16 X 335 MM DIM A |  | Materials
DH4229 | STEP BOLT,M16 X 355 MM DIM A |  | Materials
DH4230 | STEP BOLT,M16 X 370 MM DIM A |  | Materials
DH4232 | STEP,BOLT,M16 X 345 MM LONG,FOR STOBIE P |  | Materials
DH4233 | STEP BOLT,M16 X 395 MM DIM A |  | Materials
DH4234 | STEP BOLT,M16 X 425 MM DIM A, |  | Materials
DH4235 | STEP BOLT,M16 X 370 MM LONG,STOBIE POLE |  | Materials
DH4236 | STEP BOLT,M16 X 445 MM DIM A , |  | Materials
DH4238 | STEP BOLT,M16 X 475 MM DIM "A " |  | Materials
DH4240 | STEP BOLT,M16 X 495 MM DIM A , |  | Materials
DH4242 | STEP BOLT,M16 X 515 MM DIM A , |  | Materials
DH4246 | STEP BOLT,M16 X 540 MM DIM A , |  | Materials
DH4247 | STEP BOLT,M16 X 560 MM DIM A, |  | Materials
DH4248 | STEP BOLT,M16 X 595 MM DIM A, |  | Materials
DH4342 | STIRRUP,SHACKLE INSULATOR,80MM,SINGLE |  | Materials
DH4450 | STRAP,RETAINING,CABLE GUARD,POLE |  | Materials
DH4502 | BRACKET,INSULATOR,DISC,127MM POLE JOIST |  | Materials
DH4504 | BRACKET,INSULATOR,DISC,178MM POLE JOIST |  | Materials
DH4505 | BRACKET,INSULATOR,DISC,203MM POLE JOIST |  | Materials
DH4506 | BRACKET,INSULATOR,DISC,200MM (UB) POLE J |  | Materials
DH4704 | BRACKET,INSULATOR,SHACKLE,200MM LG |  | Materials
DH4706 | BRACKET,INSULATOR,SHACKLE,350MM (DUPLEX) |  | Materials
DH4810 | CONDUIT,X-ARM CABLE DUCTING,25MMX710MM |  | Materials
DH4820 | BRACKET,RECLOSER,INSULATED,19kV SWER |  | Materials
DH4870 | BRACKET,CROSSARM MOUNT TO POLE BOLT |  | Materials
DH4871 | BRACKET,11kV REGULATORS TO STOBIE POLES |  | Materials
DH4872 | BRACKET,19kV'MC GRAW EDISON' REGULATOR T |  | Materials
DH4880 | BRACKET,INSULATOR,66KV HORIZONTAL POST,S |  | Materials
DH5000 | MS FLAT 50X10X550/600 LONG |  | Materials
DH5990 | STAND,STEEL,GALV,SUIT TF LC5365A |  | Materials
DH6000 | SUPPORT CABLE STAND 66kV |  | Materials
DH6001 | PLATE CONNECTION, 66kV MOBILE SUB CONN. |  | Materials
DH6002 | TWIN LEG BUSBAR SUPPORT 66kV, HIGH LEVEL |  | Materials
DH6003 | BARRIER SAFETY FOR MOBILE PAD |  | Materials
DH6004 | BRACKET CONNECTION, SURGE ARRESTER STEEL |  | Materials
DH6005 | PLATE CONNECTION,66kV CABLE TERMINATOR |  | Materials
DK1010 | EARTHING BAR,STOBIE POLE |  | Materials
DK1015 | EARTHING BAR,STOBIE POLE,EXTENDED |  | Materials
DK1021 | EARTH ROD,COPPER CLAD,13MM DIA X 3000MM |  | Materials
DK1024 | EARTH ROD,S/S CLAD,12.7MM DIAX1800MM |  | Materials
DK1025 | EARTH ROD,S/S CLAD,12.9MM DIAX3000MM |  | Materials
DK1026 | CAP,PICKET,STAR,ROUND |  | Materials
DK1221 | EARTH ROD COUPLING,CU CLAD,13MM TAPERED |  | Materials
DK1225 | EARTH ROD COUPLING,S/S CLAD,55X13MM |  | Materials
DK1316 | POINT,ROD,EARTH,STANDARD CU CLAD,13MM |  | Materials
DK1327 | EARTH ROD POINT,STAR,S/S,13MM,DK1024/25 |  | Materials
DK1424 | EARTH ROD DRIVING TOOL,ROAD BREAKER ATTM |  | Materials
DK1425 | EARTH ROD DRIVING HEAD,FOR S/S CLAD TYPE |  | Materials
DK1426 | EARTH ROD DRIVING HEAD,S/S TYPES,LIGHT |  | Materials
DK1600 | EARTH,BUSBAR,1165MM L,63MM W,10MM THICK |  | Materials
DK1601 | EARTH,BUSBAR,1165MM L,63MM W,10MM,TYPE 1 |  | Materials
DK1602 | EARTH,BUSBAR,895MM L,63MM W,10MM,TYPE 2 |  | Materials
DK1603 | EARTH,BUSBAR,895MM L,50MM W,6.3MM,TYPE 3 |  | Materials
DK1604 | EARTH,BUSBAR,625MM L,50MM W,6.3MM,TYPE 4 |  | Materials
DK1605 | EARTH,BUSBAR,445MM L,50MM W,6.3MM,TYPE 5 |  | Materials
DK1606 | EARTH BUSBAR,530MM LENGTH,TYPE 6 |  | Materials
DK1607 | EARTH BUSBAR,325MM LENGTH,TYPE 7 |  | Materials
DK1608 | EARTH BUSBAR,835MM LENGTH,TYPE 8 |  | Materials
DK1609 | EARTH BUSBAR TELECOMMUNICATION,TYPE 9 |  | Materials
DK1615 | BRACKET, EARTH TERMINAL 40 X 10 X 230MM |  | Materials
DK1616 | BRACKET, EARTH, M12 BOLT X 180 LONG |  | Materials
DK1620 | ALUMINUM FLAT 40 X 6 |  | Materials
DK1840 | EARTH ROD,STEEL,10MM DIA,11&33kV F/BASE |  | Materials
DK2316 | LUG,1 HOLE PALM,EARTH,AL,19MM SHANK,M10 |  | Materials
DK2317 | LUG,1 HOLE PALM,EARTH,AL,19MM SHANK,M10 |  | Materials
DK2318 | LUG,1 HOLE PALM,EARTH,AL,19MM SHANK,M10 |  | Materials
DK2324 | LUG,1 HOLE PALM,EARTH,AL,25MM SHANK,M12 |  | Materials
DK2364 | TERMINAL ,EARTHING,BRASS,25MM SHANK |  | Materials
DK2370 | BRASS EARTHING STUB FOR CLAMP ATTACH |  | Materials
DK2380 | LUG,1 HOLE PALM,EARTH,CU,32 MM SHANK,M12 |  | Materials
DK2910 | CLAMP,EARTH ROD,13-15MM DIA TO 16-120MM2 |  | Materials
DK5100 | EARTH MAT,1800 X 1200MM, GALV |  | Materials
DL1030 | ADAPTER,P/LIGHTING,65MM-20MM NB,1X40W FL |  | Materials
DL1056 | ADAPTER,P/LIGHTING,20MM NB TO 25MM NB |  | Materials
DL1057 | ADAPTOR,P/LIGHT,32MM PIVOT,10.5M HP SOD |  | Materials
DL1058 | ADAPTER,P/LIGHTING,32MM NB TO 25MM NB |  | Materials
DL1059 | ADAPTER,P/L,32MM PIVOT,45 DEG, LEFT HAND |  | Materials
DL1060 | ADAPTOR,DECORATIVE OUTREACH ARM |  | Materials
DL1061 | ADAPTER,P/L,32MM PIVOT,45DEG, RIGHT HAND |  | Materials
DL1062 | ADAPTER,P/LIGHT,45 DEG,4X40W FLURO-STAND |  | Materials
DL1068 | ADAPTER,P/LIGHT,40-32MM,END ENTRY STREET |  | Materials
DL1070 | ADAPTOR,DECORATIVE OUTREACH ARM BLACK |  | Materials
DL1072 | ADAPTOR,STRAIGHT,BLACK,TAPERED F/MALE |  | Materials
DL1075 | ADAPTOR,DECORATIVE OUTREACH ARM GREEN |  | Materials
DL1077 | ADAPTOR,STRAIGHT,GREEN WITH 1 1/4 60MM |  | Materials
DL1211 | BRACKET,P/LIGHT,BASE MTG,102-152MM POLE |  | Materials
DL1212 | BRACKET,P/LIGHT,BASE MTG,178-228MM POLE |  | Materials
DL1213 | BRACKET,P/LIGHT,BASE MTG,254-356MM POLE |  | Materials
DL1215 | BRACKET,P/LIGHT,BASE MTG,508-610MM POLE |  | Materials
DL1216 | BRACKET,P/LIGHT,102-152MM POLE |  | Materials
DL1217 | BRACKET,P/LIGHT,178-228MM POLE |  | Materials
DL1218 | BRACKET,P/L,BASE ATTACHMENT,254-356MM |  | Materials
DL1220 | BRACKET,P/LIGHT,508-610MM POLE |  | Materials
DL1221 | BRACKET,P/LIGHT,BASE MTG,102-152MM POLE |  | Materials
DL1222 | BRACKET,P/L,BASE ATTACHMENT,178-228MM |  | Materials
DL1223 | BRACKET,P/LIGHT,BASE MTG,254-356MM POLE |  | Materials
DL1224 | BRACKET,P/LIGHT,BASE MTG,381-483MM POLE |  | Materials
DL1225 | BRACKET,P/LIGHT,BASE MTG,508-610MM POLE |  | Materials
DL1240 | BRACKET,P/LIGHT,102-152MM POLE,45 DEG |  | Materials
DL1241 | BRACKET,P/L,BASE ATTACHMENT,178-228MM |  | Materials
DL1242 | BRACKET,P/LIGHTING,BASE ATTACHMENT,254-3 |  | Materials
DL1243 | BRACKET,P/LIGHT,356-432MM POLE,45 DEG |  | Materials
DL1250 | BRACKET,P/LIGHT,102-152MM POLE,45 DEG |  | Materials
DL1251 | BRACKET,P/LIGHT,178-228MM POLE,45 DEG |  | Materials
DL1252 | BRACKET,P/LIGHT,254-330MM POLE,45 DEG |  | Materials
DL1253 | BRACKET,P/LIGHT,356-432MM POLE,45 DEG |  | Materials
DL1260 | BRACKET,P/LIGHT,2M,X-ARM,780MM POLE |  | Materials
DL1261 | BRACKET,P/LIGHT,2M,X-ARM 1045MM POLE |  | Materials
DL1275 | BRACE,P/LIGHTING,1200MM,FOR 50MM NB PIPE |  | Materials
DL1276 | BRACE,P/LIGHTING,1500MM,FOR 50MM NB PIPE |  | Materials
DL1277 | BRACE,P/LIGHTING,1750MM,FOR 50MM NB PIPE |  | Materials
DL1278 | BRACE,P/LIGHTING,2000MM,FOR 50MM NB PIPE |  | Materials
DL1310 | BRACKET,P/LIGHT BRACE,45DEG,102-152 POLE |  | Materials
DL1311 | BRACKET,P/LIGHT BRACE,45DEG,178-228 POLE |  | Materials
DL1372 | BRACKET,P/LIGHT BRACE,102-152MM,10.5M PL |  | Materials
DL1373 | BRACKET,P/LIGHT BRACE,178-228MM,10.5M PL |  | Materials
DL1410 | BRACKET,LANTERN,45 DEG,102-152 POLE |  | Materials
DL1411 | BRACKET,LANTERN,45 DEG,178-228 POLE |  | Materials
DL1450 | BRACKET,P/LIGHT,BASE MTG,102-152MM POLE |  | Materials
DL1451 | BRACKET,P/LIGHT,BASE MTG,178-228MM POLE |  | Materials
DL1452 | BRACKET,P/LIGHT,BASE MTG,254-356MM POLE |  | Materials
DL1453 | BRACKET,P/LIGHT,BASE MTG,381-483MM POLE |  | Materials
DL1454 | BRACKET,BASE ATTACHMENT 9.0M TRAFFIC ROU |  | Materials
DL1501 | BRACKET,FLOODLIGHT,STOBIE POLE |  | Materials
DL1510 | BRACKET,P/LIGHT,40W FLURO,WALL TYPE,'L' |  | Materials
DL1550 | BRACKET,9 METRE PUBLIC LIGHTING COLUMN,C |  | Materials
DL1720 | CLAMP,LOOP,LANTERN,10.5M POLE |  | Materials
DL1751 | COVER,P/L POLE FOOTING,PLASTIC,385MM |  | Materials
DL2158 | BRACE,P/LIGHT,39011,FOR 40MM NB PIPE |  | Materials
DL2300 | PANEL,FUSE,4.5M&6.5M P/LIGHT,LOOP SUPPLY |  | Materials
DL2390 | BRACKET,FUSE PANEL,P/LIGHT,4.5M & 6.5M |  | Materials
DL2502 | PIPE ASSY,LANTERN,4M LG,9 M ABOVE GROUND |  | Materials
DL2504 | PIPE ASSY,LANTERN,4.5M,9M ABOVE GROUND |  | Materials
DL2506 | PIPE ASSY,LANTERN,5.5M,9M ABOVE GROUND |  | Materials
DL2508 | PIPE ASSY,LANTERN,6.5M,9M ABOVE GROUND |  | Materials
DL2622 | PIPE ASSY,1X40W FLURO,LV POLE |  | Materials
DL2640 | PIPE ASSY,LANTERN,X-ARM,LV,GOOSE NECK |  | Materials
DL2650 | PIPE ASSY,LANTERN,STOBIE POLE MOUNT,LV |  | Materials
DL2655 | PIPE ASSY,LANTERN (800MM HIGHWAY),ANGLED |  | Materials
DL2656 | PIPE ASSY,LANTERN,ANGLED,10.5M HIGHWAY |  | Materials
DL2818 | PIPE ASSY,1X40W FLURO,4-5 PIN CROSSARM |  | Materials
DL2829 | PIPE ASSY,LANTERN,5.2M,10.5M ABOVE GRND |  | Materials
DL2830 | PIPE ASSY,LANTERN,6M LG,POLE MOUNT |  | Materials
DL2831 | PIPE ASSY,LANTERN,7M LG,POLE MOUNT |  | Materials
DL2835 | PIPE ASSY,LANTERN,4M,SERV POLE,FREE STD |  | Materials
DZ0004 | DEADEND KIT-ADSS (GRIP&ROD)13.0 -13.7MM |  | Materials
DZ0005 | ADSS DOWNLEAD CLEATS (11.9-14.2MM) |  | Materials
DZ0006 | ADSS DOWNLEAD CLEATS (14.3 - 16.6MM) |  | Materials
DZ0007 | SUSPENSION ASSEMBLY - 14.2 TO 14.5 MM |  | Materials
DZ0012 | ADSS DEADEND KIT (GRIP/ ROD)16.1- 16.9MM |  | Materials
DZ0013 | CHAIN-10 EXTENSION LINK-FOR DEADEND KITS |  | Materials
DZ0014 | DEADEND KIT-ADSS (grip&rod) 13.8 to 14.6 |  | Materials
DZ0015 | REINFORCING RODS (13.0 to 13.5mm)ADSS |  | Materials
DZ0016 | REINFORCING RODS (14.2 to 14.5mm)ADSS |  | Materials
DZ0017 | ADSS REINFORCING ROD 16.3-16.9MM |  | Materials
DZ0018 | REINFORCING ROD,DEAD END KIT 12.5-12.9MM |  | Materials
DZ0025 | DEADEND KIT-ADSS (grip&rod)12.4-12.9mm |  | Materials
DZ0026 | RUBBERS, TO SUIT CLAMPS 12.0 - 12.9MM |  | Materials
DZ0027 | RUBBERS, TO SUIT CLAMPS, 13.0-13.9mm |  | Materials
DZ0028 | RUBBERS, TO SUIT CLAMPS, 14.0-14.9mm |  | Materials
DZ0029 | RUBBERS, TO SUIT CLAMPS,16.0-16.9MM |  | Materials
DZ0030 | ADSS SUSPEN CLAMP BODY ONLY |  | Materials
DZ0031 | ADSS SUPPORT CLAMP BODY ONLY |  | Materials
DZ0090 | LINK EYE, 70KN |  | Materials
DZ2000 | FIBRELIGN SUS. STRINGS 18.91-19.05mm RHL |  | Materials
DZ2001 | FIBRELIGN DEAD END 18.5-19.05mm RHL |  | Materials
DZ2003 | FIBRELIGN REPAIR RODS for 18.3-19.9mm |  | Materials
DZ2004 | FIBRELIGN D/END STRING 18.51-19.05mm RHL |  | Materials
DZ2005 | PREFORMED DEADEND GRIP to suit 19mmOD |  | Materials
DZ2007 | DOWNLEAD KIT,FIBRELIGN,OPGW |  | Materials
DZ2008 | CUSHION CLAMP STRINGS,FIBRELIGN,OPGW |  | Materials
DZ5026 | SUSPENSION CLAMP ASSEM,OPGW13.62-14.20MM |  | Materials
DZ5126 | TENSION CLAMP ASSEMBLY OPGW13.90-14.29mm |  | Materials
DZ5226 | SUSP DBLE CLAMP ASSEM,OPGW13.90-14.29MM |  | Materials
DZ5252 | BRACKET, DOWN LEAD CUSHION, 45 DEGREE. |  | Materials
DZ5255 | DOWN LEAD CUSHION, OPGW / ADSS |  | Materials
EA2087 | CLIP,CONDUIT,16MM ID,WITH HOLE |  | Materials
EA2089 | CLIP,CONDUIT,20MM ID,WITH HOLE |  | Materials
EA2091 | CLIP,CONDUIT,25MM ID,WITH HOLE |  | Materials
EA2093 | CLIP,CONDUIT,32MM ID,WITH HOLE |  | Materials
EA3452 | SADDLE,CONDUIT,25MM,GALV |  | Materials
EA5005 | CONDUIT,PVC,FLEXIBLE,16MM,BLACK |  | Materials
EA5006 | CONDUIT,PVC,FLEXIBLE,20MM,BLACK |  | Materials
EA5007 | END CAP FOR FLEXIBLE CONDUIT |  | Materials
EA5008 | CONDUIT,PVC,FLEXIBLE,25MM,BLACK |  | Materials
EA5009 | CONDUIT,28MM,COCKY PROOF,CORRUGATED,BK |  | Materials
EA5010 | CONDUIT,PVC,FLEXIBLE,32MM,BLACK |  | Materials
EA5012 | CONDUIT,PVC,FLEXIBLE,40MM,BLACK |  | Materials
EA5016 | CONDUIT,PVC,FLEXIBLE,50MM,BLACK |  | Materials
EA7365 | DUCT,UPVC,'BELL DUCT' 25 X 30MM X 2M LG, |  | Materials
EA7366 | DUCT,UPVC,'BELL DUCT' 25 X 60MM X 2M LG, |  | Materials
EA7370 | DUCT,PVC,50X75MMX2M LG,CLOSED,SLOTTED |  | Materials
EA7372 | DUCT,UPVC,'BELL DUCT' 80 X 80MM X 2M LG, |  | Materials
EA7386 | DUCT,UPVC,'AUSSIE DUCT' 100 X 100MM X 2M |  | Materials
EA7500 | NEMA,2 LADDER GALV,150W X 75D,EZYSTRUT |  | Materials
EA7501 | SLOTTED CHANNEL,GALV,EZYSTRUT |  | Materials
EA7502 | NUT,M12,CHANNEL WITH LG SPRING GALV |  | Materials
EA7503 | FASTENERS,M12 X 40 GALV,EZYSTRUT |  | Materials
EA7504 | FASTENERS,M12,HOT DIP,GALV,EZYSTRUT |  | Materials
EA7505 | CABLE LADDER,PEAKED & VENTED COVER,GALV |  | Materials
EA7506 | CABLE LADDER,FLAT COVER GAL,150 WIDE |  | Materials
EA7507 | EZYSTRUT SET SCREW 12mm 40 LONG GALV. |  | Materials
EA7508 | HOLD DOWN FLAT PLATE,EZYSTRUT |  | Materials
EA7509 | EZYSTRUT,CHANNEL,E1000,HD GALV |  | Materials
EA7510 | 90 DEGREE ANGLE FITTING, EZYSTRUT |  | Materials
EA7511 | EZYSTRUT,90D ANGLE MOUNT BRACKET,HD GALV |  | Materials
EA7512 | BRACKET,450MM LONG DUAL CANTILEVER H/D |  | Materials
EA8042 | CONDUIT,PVC,HEAVY DUTY,20MM OD,ORANGE,4M |  | Materials
EA8044 | CONDUIT,PVC,HEAVY DUTY,25MM OD,ORANGE,4M |  | Materials
EA8045 | CONDUIT,PVC,HEAVY DUTY,32MM OD,ORANGE,4M |  | Materials
EA8046 | CONDUIT,PVC,HEAVY DUTY,40MM OD,ORANGE,4M |  | Materials
EA8052 | CONDUIT, PVC, HEAVY DUTY, 150MM, ORANGE |  | Materials
EA8054 | CONDUIT,UPVC,LIGHT DUTY,25MM,4m length |  | Materials
EA8055 | CONDUIT,PVC,MED.DUTY,32MM,GREY,4M |  | Materials
EA8061 | BEND,CONDUIT,PVC,ORANGE,40MM,SERV PILLAR |  | Materials
EA8096 | BEND,CONDUIT,RIGID PVC, 20MM,ORANGE |  | Materials
EA8097 | BEND,CONDUIT,RIGID PVC, 25MM,ORANGE |  | Materials
EA8100 | BEND,COND,RIGID PVC, 32MM,ORANGE,90 DEG |  | Materials
EA8101 | BEND,COND,RIGID PVC, 40MM,ORANGE,90 DEG |  | Materials
EA8110 | BEND RIGID PVC ORANGE H/DUTY 32MM X 90 D |  | Materials
EA8111 | BEND RIGID PVC ORANGE H/DUTY 40MM X 90D |  | Materials
EA8195 | ADAPTER,CONDUIT,32BSP X 40MM,PVC,WHITE |  | Materials
EA8196 | ADAPTER,CONDUIT,32BSP X 25MM,PVC,BLACK |  | Materials
EA8321 | ELBOW,ELECTRICAL CONDUIT,PVC,25MM,INSPEC |  | Materials
EA8652 | REDUCER,CONDUIT,SCREWED,25X20MM,PVC,GREY |  | Materials
EA8654 | REDUCER,CONDUIT,SCREWED,32X25MM,PVC,GREY |  | Materials
EA8656 | REDUCER,CONDUIT,SCREWED,40X32MM,PVC,GREY |  | Materials
EA8870 | TERMINATOR,FLEX CONDUIT,16MM,STRAIGHT |  | Materials
EA8872 | TERMINATOR,FLEX CONDUIT,20MM,STRAIGHT |  | Materials
EA8874 | TERMINATOR,FLEX CONDUIT,25MM,STRAIGHT |  | Materials
EA8876 | TERMINATOR,FLEX CONDUIT,32MM,STRAIGHT |  | Materials
EB2184 | FUSE,4A,25OVAC,CERAMIC,25X5MM,INDICATOR |  | Materials
EB2186 | FUSE,6A,250VAC,CERAMIC,25X5MM,INDICATOR |  | Materials
EB2200 | FUSE,125A,300VAC,HRC,SEMI CONDUCTOR |  | Materials
EB2210 | FUSE,25A,450VAC,HRC,FOR SEMI CONDUCTOR |  | Materials
EB2213 | FUSEE,75A,450VAC,HRC,FOR SEMI CONDUCTORS |  | Materials
EB2214 | FUSE,100A,450VAC,HRC,FOR SEMI CONDUCTORS |  | Materials
EB2216 | FUSE,150A,450VAC,HRC,FOR SEMI CONDUCTORS |  | Materials
EB2223 | FUSE,700VAC,HRC,FOR SEMI CONDUCTORS |  | Materials
EB2240 | FUSE,2A,500VAC, 120kA, 10mmx38mm, Gg |  | Materials
EB2260 | FUSE,2A,HRC,CERAMIC,6.3MM DIA X 25.4MM |  | Materials
EB2268 | FUSE,5A,HRC CERAMIC,6.3MM DIA X 25.4MM |  | Materials
EB2269 | FUSE,7A,HRC CERAMIC,6.3MM DIA X 25.4MM |  | Materials
EB2270 | FUSE,13A,HRC CERAMIC,6.3MM DIA X 25.4MM |  | Materials
EB2271 | FUSE,10A,HRC CERAMIC,6.3MM DIA X 25.4MM |  | Materials
EB2274 | FUSE,2A,HRC CERAMIC,6.3MM DIA X 32MM |  | Materials
EB2279 | FUSE,10A,HRC,P/LIGHT LEAD,SERVICE PIT |  | Materials
EB2300 | FUSE,16A,250VAC,50 MM LG,14.3 MM DIA |  | Materials
EB2301 | FUSE, 20A,250VAC,50MM LG,14.3MM DIA |  | Materials
EB2462 | FUSE,5A,250VAC,HRC,29 MM LG,12.7 MM DIA |  | Materials
EB2466 | FUSE,8A,250VAC,HRC,29 MM LG,12.7 MM DIA |  | Materials
EB2472 | FUSE,30A,250VAC,HRC,29MM LG,12.7MM DIA |  | Materials
EB2510 | FUSE,30A,250-440 VAC,HRC,57X22.2MM DIA |  | Materials
EB2512 | FUSE,45A,250-440 VAC,HRC,57X22.2MM DIA |  | Materials
EB2520 | FUSE,80A,250-440 VAC,HRC,22.2 X 57MM DIA |  | Materials
EB2530 | FUSE,100A,440 VAC,HRC,30.2MM X 57 MM DIA |  | Materials
EB2535 | FUSE 10A HRC CARTRIDGE |  | Materials
EB2540 | FUSE 20A HRC CARTRIDGE |  | Materials
EB2552 | FUSE,2A,440V,HRC,CLIP FIXING OFFSET TAG |  | Materials
EB2556 | FUSE,6A,440 V,HRC,CLIP FIXING OFFSET TAG |  | Materials
EB2560 | FUSE,10A,440V,HRC,CLIP FIXING OFFSET TAG |  | Materials
EB2565 | FUSE,16A,440V,HRC,CLIP FIXING OFFSET TAG |  | Materials
EB2570 | FUSE,20A,440V,HRC,CLIP FIXING OFFSET TAG |  | Materials
EB2575 | FUSE,30A,440V,HRC,CLIP FIXING OFFSET TAG |  | Materials
EB2582 | FUSE,2A,550V,HRC,2 HOLE FIXING TYPE,AC5 |  | Materials
EB2585 | FUSE,6A,550V,HRC,2 HOLE FIXING TYPE,AC5 |  | Materials
EB2586 | FUSE,10A,550V,HRC,2 HOLE FIXING,AC5 |  | Materials
EB2588 | FUSE,16A,550V,HRC,2 HOLE FIXING TYPE,AC5 |  | Materials
EB2590 | FUSE,20A,550V,HRC,2 HOLE FIXING |  | Materials
EB2652 | FUSE,355A,440 V,HRC,4 HOLE-CENTRAL TAG |  | Materials
EB2660 | FUSE,500A,440V,HRC,4 HOLE-CENTRAL TAG, |  | Materials
EB2668 | FUSE LINK,CARTRIDGE, 500 A,440 V,HRC,4 H |  | Materials
EB2672 | FUSE LINK,CARTRIDGE, 630 A,440 V,HRC,4 H |  | Materials
EB2680 | FUSE,800A,440 V,HRC,4 HOLE-CENTRAL TAG |  | Materials
EB2694 | FUSE LINK,CARTRIDGE,1200 A,440 V,HRC,4 H |  | Materials
EB2699 | FUSE,1600A,440 V,HRC,4 HOLE-CENTRAL TAG |  | Materials
EB2710 | FUSE,15 A,660V,HRC,2 HOLE FIXING |  | Materials
EB2712 | FUSE,20 A,660 V,HRC,2 HOLE FIXING |  | Materials
EB2714 | FUSE,25A,660V,HRC,2 HOLE FIXING TYPE |  | Materials
EB2716 | FUSE,32 A,660 V,HRC,2 HOLE FIXING |  | Materials
EB2719 | FUSE,40A,660V,HRC,2 HOLE FIXING TYPE |  | Materials
EB2720 | FUSE,50 A,660 V,HRC,2 HOLE FIXING |  | Materials
EB2722 | FUSE,60 A,660 V,HRC,2 HOLE FIXING |  | Materials
EB2724 | FUSE,80 A,660 V,HRC,2 HOLE FIXING |  | Materials
EB2726 | FUSE,100 A,660 V,HRC,2 HOLE FIX |  | Materials
EB2730 | FUSE,160A,440V,HRC,2 HOLE FIX TYPE |  | Materials
EB2736 | FUSE,20A,440V,HRC,2 HOLE FIX |  | Materials
EB2742 | FUSE,32-63A,440V,HRC,MOTOR START TYPE |  | Materials
EB2745 | FUSE,100-150 A,660 V,HRC,MOTOR START |  | Materials
EB2758 | FUSE,63A,440V,HRC,'SLOTTED,'J'TYPE |  | Materials
EB2762 | FUSE,80A,440V,HRC,SLOTTED,'J'TYPE |  | Materials
EB2766 | FUSE,100A,440V,HRC,SLOTTED,'J'TYPE |  | Materials
EB2770 | FUSE,125A,440V,HRC,SLOTTED,'J'TYPE |  | Materials
EB2774 | FUSE,160A,440V,HRC,SLOTTED,'J'TYPE |  | Materials
EB2778 | FUSE,200A,440V,HRC,'SLOTTED,'J'TYPE |  | Materials
EB2782 | FUSE,250A,440V,HRC,'SLOTTED',J'TYPE |  | Materials
EB2786 | FUSE,315A,440V,HRC,'SLOTTED,'J'TYPE |  | Materials
EB2794 | FUSE,400A,440V,HRC,'SLOTTED','J'TYPE |  | Materials
EB2799 | FUSE,315A,440V,HRC,'SLOTTED','J'TYPE |  | Materials
EB2808 | FUSE,400A,440V,HRC,SLOTTED PATTERN |  | Materials
EB2812 | FUSE ,500 A,440 V,HRC,'SLOTTED 'J' TYPE |  | Materials
EB2816 | FUSE,630A,440V,HRC,SLOTTED, ' 'J' TYPE |  | Materials
EB2820 | FUSE, 800A, 415V, HRC, SLOTTED 'J' TYPE |  | Materials
EB2900 | FUSE,100A,440V,BLADE CONTACT,F.S.D.# 2 |  | Materials
EB2901 | FUSE,160A,440V,BLADE CONTACT,SIZE 2 |  | Materials
EB2902 | FUSE,200A,440V,BLADE CONTACT,F.S.D.# 2 |  | Materials
EB2904 | FUSE,250A,440V,BLADE CONTACT,F.S.D,# 2 |  | Materials
EB2906 | FUSE,315A,440V,BLADE CONTACT,F.S D, # 2 |  | Materials
EB2907 | FUSE,315A,440V,BLADE CONTACT,F.S.D, # 3 |  | Materials
EB2908 | FUSE,400A,440V,BLADE CONTACT,F.S.D.#2 |  | Materials
EB2909 | FUSE,400A,440V,BLADE CONTACT,F.S.D.#3 |  | Materials
EB2910 | FUSE,500A,440V,BLADE CONTACT,F.S.D. #3 |  | Materials
EB2911 | FUSE,630A,440V,BLADE CONTACT,F.S.D.#3 |  | Materials
EB2912 | FUSE,1000A,440V,BLADE CONTACT,F.S.D. |  | Materials
EB2913 | FUSE,1000A,1250/2500A FUSE SWITCH, # 4A |  | Materials
EB2914 | FUSE,630A,500V,BLADE CONTACT,F.S.D.# 4A |  | Materials
EB2916 | FUSE,800A,500V,BLADE CONTACT,F.S.D.# 4A |  | Materials
EB3008 | FUSE,10A,440V,FOR SUBMERSIBLE EB3260 |  | Materials
EB3013 | FUSE,20A,440V,FOR SUBMERSIBLE EB3260 |  | Materials
EB3105 | FUSEHOLDER,415VAC,BACK CONN,OFF SET TAGS |  | Materials
EB3110 | FUSEHOLDER,415V AC,FRONT CONNECTED |  | Materials
EB3120 | FUSEHOLDER,20A,415VAC,BACK CONN,48MM CEN |  | Materials
EB3121 | FUSEHOLDER,20A,415VAC,BACK CONN,58MM CEN |  | Materials
EB3124 | FUSEHOLDER,32A,250V AC,PORCELAIN |  | Materials
EB3151 | FUSEHOLDER,80A,670F,FRONT CONN,+SHROUD |  | Materials
EB3152 | FUSEHOLDER,80A,670F,FRONT CONN,NO SHROUD |  | Materials
EB3157 | FUSEHOLDER,100A,FRONT CONN,END CAP FUSE |  | Materials
EB3160 | FUSEHOLDER,100A,FRONT WIRED, |  | Materials
EB3226 | FUSEHOLDER,500VAC,BACK CONN,WITH SHRIUD |  | Materials
EB3260 | FUSEHOLDER,U/G,PIT P/L MICHAUD K199 |  | Materials
EB3270 | FUSEHOLDER,U/G,PIT P/L MICHAUD K199 |  | Materials
EB3306 | FUSECARRIER,400A,440V,'J'TYPE,82MM CENT |  | Materials
EB3312 | FUSECARRIER,600A,440V,'J'TYPE,92MM CENT |  | Materials
EB3454 | FUSE,1A,22KV,DROP OUT,TAPLIN NF-NEMA/K |  | Materials
EB3476 | LINK,COPPER TUBE 360 X 45 X 1.2W,1KV HRC |  | Materials
EB3480 | FUSE LINK,SOLID TYPE,415V,FOR JW3MS HRC |  | Materials
EB3481 | FUSE LINK,SOLID,415V,JW4 HRC CARRIER |  | Materials
EB3483 | FUSE LINK,SOLID,240V,P/LIGHTING TERM BLK |  | Materials
EB3485 | FUSE LINK,SOLID,660F/670F NILCROM CARIER |  | Materials
EB3487 | FUSE LINK,SOLID,100A,680F & HENLEY 7 |  | Materials
EB3490 | FUSE LINK,SOLID,11/33KV, #3 & #4 CON |  | Materials
EB3503 | FUSE LINK,SOLID BLADE,440V,ISOLATING,#2 |  | Materials
EB3504 | FUSE LINK,SOLID,'JEAN MULLER'SLTL2-3AS/3 |  | Materials
EB3505 | FUSE LINK,SOLID BLADE TYPE,440V,ISOLT,#3 |  | Materials
EB3506 | FUSE LINK,SOLID,'JEAN MULLER'SLTL3-3AS/3 |  | Materials
EB3507 | FUSE LINK,SOLID BLADE,440V,ISOLATING,#4A |  | Materials
EB3508 | FUSE LINK,SOLID,'JEAN MULLER'1250 & 2500 |  | Materials
EB3511 | ADAPTER,FUSE,SOLID LINK SIZE 4A/2 & 3 TO |  | Materials
EB3530 | DUMMY FUSE LINK,415V,SOLID,SIZE 2,(WITH |  | Materials
EB3598 | SOLID LINK, 11KV, S&C, SMD-20, 200A |  | Materials
EB3599 | SOLID LINK, 33KV, S&C, SMD-20, 200A |  | Materials
EB3600 | FUSE 34.5kV 65A "K" SMU TYPE (704065) |  | Materials
EB3601 | FUSE 14.4KV, 40A, SMU TYPE (612040) |  | Materials
EB3602 | FUSE 14.4KV, 65A, SMU TYPE (612065) |  | Materials
EB3603 | FUSE, 14.4KV, 80A, SMU TYPE (612080) |  | Materials
EB3604 | FUSE 14.4KV, 100A, SMU TYPE (612100) |  | Materials
EB3605 | FUSE 14.4KV, 125A, SMU TYPE (612125) |  | Materials
EB3606 | FUSE 34.5kV 15A, SMU TYPE (614015) |  | Materials
EB3607 | FUSE, 34.5KV, 25A, SMU TYPE (614025) |  | Materials
EB3608 | FUSE, 34.5KV, 30A, SMU TYPE (614030) |  | Materials
EB3609 | FUSE 34.5kV 40A, SMU TYPE (614040) |  | Materials
EB3610 | FUSE 34.5kV, 50A, SMU TYPE (614050) |  | Materials
EB3611 | FUSE 14.4KV, 150 SMU TYPE (612150) |  | Materials
EB3616 | FUSE, 34.5kV, 100A, SMU TYPE (614100) |  | Materials
EB3617 | FUSE,S&C TYPE SMD-20,5A,14.4KV (612005) |  | Materials
EB3618 | FUSE S&C TYPE SMU-20,10A,14.4KV (612010) |  | Materials
EB3619 | FUSE 34.5kV, 80A, SMU TYPE (614080) |  | Materials
EB3620 | FUSE,34.5kV,200A, SMU TYPE (614200) |  | Materials
EB3621 | FUSE, 14.4KV, 200A, SMU TYPE (612200) |  | Materials
EB3622 | S & C SMD20 FUSE ENDINGS INVERTED |  | Materials
EB3624 | SPACER,FUSE CONTACT,'EE'JW3 FUSE UNIT |  | Materials
EB3625 | FUSECARRIER,LV,FOR'EE'TYPE TLT FUSES |  | Materials
EB3626 | MOUNTING CLIP,'EE'FUSES,BUSBAR SIDE,500A |  | Materials
EB3627 | MOUNTING CLIP,'EE'FUSE,CABLE SIDE,500A |  | Materials
EB3628 | FUSE S&C TYPE SMU-20,15A,14.4KV (612015) |  | Materials
EB3629 | FUSE S&C TYPE SMU-20,20A,14.4KV (612020) |  | Materials
EB3630 | CONTACT,FUSE LINK CLAMP,'EE'415V,LONG |  | Materials
EB3631 | CONTACT,FUSE LINK CLAMP,'EE'415V,SHORT |  | Materials
EB3632 | LEVER,CONTACT CLAMP,'EE'FUSE UNIT |  | Materials
EB3633 | FUSEHOLDER SUBASSEMBLY,300A,1220MM LONG |  | Materials
EB3635 | S & C SMD20 FUSE ENDINGSNON- INVERTED |  | Materials
EB3637 | FUSEHOLDER SUBASSEMBLY,500A,1016MM LONG |  | Materials
EB3638 | FUSEHOLDER SUBASSEMBLY,500A,1220MM LONG |  | Materials
EB3639 | FUSE S&C TYPE SMU-20,30A 14.4KV (612030) |  | Materials
EB3640 | FUSE S&C TYPE SMU-20,10A,34.5KV (614010) |  | Materials
EB3641 | FUSE TYPE SMU-20, 3A, 34.5KV, 'K' SPEED |  | Materials
EB3642 | FUSE TYPE SMU-20, 6A, 34.5KV, 'K' SPEED |  | Materials
EB3648 | CONTACT,EE FUSE UNIT,EXTN CLAMP TYPE |  | Materials
EB3650 | FUSE 15A, SMU TYPE (712015) S+C :slow |  | Materials
EB3651 | FUSE 25A, SMU TYPE (712025) S+C :slow |  | Materials
EB3652 | FUSE 50A, SMU TYPE (712050) S+C :slow |  | Materials
EB3653 | FUSE 65A, SMU TYPE (712065) S+C :slow |  | Materials
EB3655 | FUSE,11/0.62 A,11 KV,HRC |  | Materials
EB3657 | FUSE,0.62 A,33 KV,WITH ADAPTORS |  | Materials
EB3660 | FUSE, POTENTIAL T/F 24KV 630MA |  | Materials
EB3670 | FUSE ,4.8KV, 100A, SMU-40 TYPE |  | Materials
EB3681 | FUSE,25A,11KV,HRC,150KVA,254 X 63MM DIA |  | Materials
EB3683 | FUSE,31.5A,11KV,HRC,200KVA,254X63 MM DIA |  | Materials
EB3685 | FUSE,40A,11KV,HRC,300KVA,254X63 MM DIA |  | Materials
EB3687 | FUSE,63A,11KV,HRC,500KVA,254X63 MM DIA |  | Materials
EB3690 | FUSE,90A,11KV,HRC,750KVA,254X63 MM DIA |  | Materials
EB3693 | FUSE LINK,CARTRIDGE, 100 A,11KV,HRC,1000 |  | Materials
EB3700 | FUSE,6.3A,11KV,HRC,360 MM LG,50 MM DIA |  | Materials
EB3701 | FUSE,10A,12KV,HRC,SUBSTN 50KVA AUX T/FS |  | Materials
EB3702 | FUSE,10A,11V, AUX T/FS |  | Materials
EB3702 | FUSE,10A,11V, AUX T/FS |  | Materials
EB3703 | FUSE LINK,16 A,11KV,HRC,150KVA,360 MM |  | Materials
EB3704 | FUSE,VT,11KV,0.62amps |  | Materials
EB3704 | FUSE,VT,11KV,0.62amps |  | Materials
EB3705 | FUSE,25A,11KV,HRC,200KVA,360X50MM DIA |  | Materials
EB3706 | FUSE,40A,11KV,HRC,300KVA,360X50MM DIA |  | Materials
EB3708 | FUSE, 30 A,11KV,HRC,360 MM LG,50 MM DIA |  | Materials
EB3709 | FUSE,50A,11KV,HRC,500KVA,360X50MM DIA |  | Materials
EB3710 | FUSE,20A,11KV,HRC,150KVA,359X50.8 MM DIA |  | Materials
EB3712 | FUSE,25A,11KV,HRC,200KVA,359X50.8 MM DIA |  | Materials
EB3713 | FUSE,31.5A,11KV,HRC,300KVA,359 X 50.8MM |  | Materials
EB3714 | FUSE,50A,11KV,HRC,500KVA,359X50.8 MM DIA |  | Materials
EB3716 | FUSE,63A,11KV,HRC,750KVA,360X75MM DIA |  | Materials
EB3720 | FUSE LINK,100 A,11KV,HRC,1000KVA,360 MM |  | Materials
EB3722 | FUSE LINK,CARTRIDGE, 0.5 A,11KV,HRC |  | Materials
EB3723 | FUSE LINK,CARTRIDGE, 1.5 A,11KV,HRC |  | Materials
EB3725 | FUSE,VT,12V,1A,195MM LONG, 25 MM DIA |  | Materials
EB3730 | FUSE,20A,11KV,HRC,150KVA,292X45MM DIA |  | Materials
EB3732 | FUSE,25A,11KV,HRC,200KVA,292X45MM DIA |  | Materials
EB3734 | FUSE,31.5A,11KV,HRC,300KVA,292X45MM DIA |  | Materials
EB3736 | FUSE,40A,11KV,HRC,500KVA,292X45MM DIA |  | Materials
EB3740 | FUSE,63A,11KV,HRC,750KVA,292X45MM DIA |  | Materials
EB3753 | FUSE,8A,11KV,HRC,100KVA,364MM X16MM DIA |  | Materials
EB3755 | FUSE,12A,11KV,HRC,150KVA,364X16MM DIA |  | Materials
EB3757 | FUSE,20A,11KV,HRC,200KVA,364X16MM DIA |  | Materials
EB3759 | FUSE,25A,11KV,HRC,300KVA,364X16MM DIA |  | Materials
EB3761 | FUSE,40A,11KV,HRC,500KVA,364X16MM DIA |  | Materials
EB3763 | FUSE,65 A,11KV,HRC,435 MM LG,16 MM DIA |  | Materials
EB3765 | FUSE,80 A,11KV,HRC,435 MM LG,16 MM DIA |  | Materials
EB3773 | FUSE,20A,11KV,HRC,150KVA,292X45MM DIA |  | Materials
EB3774 | FUSE,25A,11KV,HRC,200KVA,292X45MM DIA |  | Materials
EB3775 | FUSE,31.5A,11KV,300KVA,292X45MM DIA |  | Materials
EB3778 | FUSE,50A,11KV,500KVA,292X45MM DIA |  | Materials
EB3780 | FUSE,63A,11KV,HRC,750KVA,292X45MM DIA |  | Materials
EB3782 | FUSE,80A,11KV,HRC,1000KVA,292X45MM DIA |  | Materials
EB3783 | FUSE,200A,11KV,HRC,2000KVA,292X45MM DIA |  | Materials
EB3784 | FUSE LINK,160 A,11KV,HRC,1500-2000KVA,4 |  | Materials
EB3790 | FUSE,3.15A,'GEC'22KV TYPE Y22VT1 |  | Materials
EB3795 | FUSE,6A,30KV,HRC,600 X 70 X 45MM |  | Materials
EB3798 | FUSE LINK,CARTRIDGE, 0.5 A,33 KV |  | Materials
EB3800 | FUSE,VTF,12KV,3.15AMP,SERRULE AIR |  | Materials
EB3801 | FUSE,3A,33 KV,DROP OUT TYPE |  | Materials
EB3805 | FUSE,5A,33KV,DISCONNECT TYPE 'EMP' |  | Materials
EB3810 | FUSE,10A,33 KV,DROP OUT TYPE |  | Materials
EB3832 | FUSE,3.15A,33KV,WILSON,66-33-11KV OLTC |  | Materials
EB3885 | FUSE LINK,CARTRIDGE, 10 A,66KV,HRC |  | Materials
EB3894 | FUSE, S&C, 33KV, SMD-1A, 5A, E CURVE |  | Materials
EB3895 | FUSE 34.5KV,5 AMP,S & C,SMU 20 (614005) |  | Materials
EB3896 | FUSE,S&C, SMD-1A-30E,STANDARD,446030R1 |  | Materials
EB3897 | FUSE,S&C, SMD-50-30E,STANDARD,TCC153-1 |  | Materials
EB3898 | FUSE,S&C,SMD-1A-150E,STANDARD 150AMP |  | Materials
EB3899 | FUSE S&C 66KV SMD-1A 40E |  | Materials
EB3900 | FUSE,S&C, SMD-1A-1000E,STANDARD,446065R1 |  | Materials
EB3901 | FUSE HOLDER S & C TYPE SMS 33KV |  | Materials
EB3902 | FUSE REFILL S & C TYPE SMS 125 E |  | Materials
EB3903 | FUSE HOLDER S&C TYPE SM5 33KV |  | Materials
EB3904 | FUSE REFILL S&C TYPE SM5 250E 33KV |  | Materials
EB3905 | FUSE S&C 66KV SMD-1A END FITTING |  | Materials
EB3907 | FUSE S&C SMD-50 END FITTING |  | Materials
EB3910 | FUSE,20A,34/5KV,SMD 50,'S & C',SLOW BLOW |  | Materials
EB3941 | FUSE,ISOL LNK,OPEN WIRE,1 PH,T/F |  | Materials
EB3944 | FUSE,ISOL LNK,OPEN WIRE,1 PH,T/F |  | Materials
EB3949 | FUSE,15A,23KV RATED,BAY-O-NET TYPE, CSL |  | Materials
EB3950 | FUSE,8A,12KV,1 & 3PH RURAL T/F,BAYONET |  | Materials
EB3951 | FUSE,25A,11KV,BAY-O-NET |  | Materials
EB3952 | FUSE,15A,12KV,1 & 3PH T/F,BAY-O-NET |  | Materials
EB3953 | FUSE,40A,11KV,BAY-O-NET |  | Materials
EB3955 | FUSE,65A,11KV,BAY-O-NET |  | Materials
EB3957 | FUSE,100A,11KV,BAY-O-NET |  | Materials
EB3959 | FUSE,125A,11KV,BAY-O-NET |  | Materials
EB3962 | FUSE,40A,BACK UP,H.V. CURRENT LIMITING |  | Materials
EB3964 | FUSE,65A,BACK UP,H.V. CURRENT LIMITING |  | Materials
EB4520 | FUSEHOLDER,100A,660V AC,BACK CONNECTED |  | Materials
EB6490 | FUSEHOLDER,10A,'O'SIZE,PANEL MOUNTED |  | Materials
EB6498 | FUSEHOLDER,ARRESTOR #16 & 2 X 34 FUSES |  | Materials
EB6530 | FUSE,30A,CONFERENCE TYPE |  | Materials
EB6620 | FUSE,0.5A,12KV,195X20MM DIA,GEC#SBV2 CB |  | Materials
EB6655 | FUSE, 1/16A,8 AG'LITTLE'FUSE TYPE |  | Materials
EB6663 | FUSE, 7 A,5/8" LG,3/16" DIA |  | Materials
EB6910 | FUSE, 1A,CARTRIDGE |  | Materials
EB6912 | FUSE LINK,CARTRIDGE, 1.5 A |  | Materials
EB6922 | FUSE, 5 A |  | Materials
EB8210 | FUSE,LIQUID, 2A,11KV-33KV,NO.3 |  | Materials
EB8435 | FUSE LINK,LIQUID, 20 A,66KV,GLASS BODY, |  | Materials
EB8440 | FUSE,LIQUID, 30A,66KV,NO.3 |  | Materials
EB8445 | FUSE,LIQUID, 50A,66KV, NO.3 |  | Materials
EB8450 | FUSE,LIQUID, 75A,66KV, NO.3 |  | Materials
EB8455 | FUSE LINK,LIQUID, 100 A,66KV,GLASS BODY, |  | Materials
EB8460 | FUSE LINK,LIQUID, 150 A,66KV,GLASS BODY, |  | Materials
EB8510 | FUSE,LIQUID, 2A,11KV-33KV, NO.3 |  | Materials
EB8510 | FUSE,LIQUID, 2A,11KV-33KV, NO.3 |  | Materials
EB8515 | FUSE,LIQUID,5A,11KV-33KV,NO.3 |  | Materials
EB8515 | FUSE,LIQUID,5A,11KV-33KV,NO.3 |  | Materials
EB8525 | FUSE,LIQUID, 10A,11KV-33KV,NO.3 |  | Materials
EB8525 | FUSE,LIQUID, 10A,11KV-33KV,NO.3 |  | Materials
EB8535 | FUSE,LIQUID, 20A,11KV-33KV,NO.3 |  | Materials
EB8535 | FUSE,LIQUID, 20A,11KV-33KV,NO.3 |  | Materials
EB8540 | FUSE,LIQUID, 30A,11KV-33KV,NO.3 |  | Materials
EB8540 | FUSE,LIQUID, 30A,11KV-33KV,NO.3 |  | Materials
EB8545 | FUSE,LIQUID,50A,11KV-33KV, NO.3 |  | Materials
EB8545 | FUSE,LIQUID,50A,11KV-33KV, NO.3 |  | Materials
EB8550 | FUSE,LIQUID, 75A,11KV-33KV, NO.3 |  | Materials
EB8550 | FUSE,LIQUID, 75A,11KV-33KV, NO.3 |  | Materials
EB8555 | FUSE,LIQUID, 100A,11KV-33KV,NO.3 |  | Materials
EB8555 | FUSE,LIQUID, 100A,11KV-33KV,NO.3 |  | Materials
EB8560 | FUSE,LIQUID, 150A,11KV-33KV,NO.3 |  | Materials
EB8560 | FUSE,LIQUID, 150A,11KV-33KV,NO.3 |  | Materials
EB8610 | FUSE,LIQUID,2A,11KV-33KV, NO.4 |  | Materials
EB8610 | FUSE,LIQUID,2A,11KV-33KV, NO.4 |  | Materials
EB8615 | FUSE,LIQUID, 5 A,11KV-33KV,NO.4 |  | Materials
EB8615 | FUSE,LIQUID, 5 A,11KV-33KV,NO.4 |  | Materials
EB8625 | FUSE,LIQUID, 10A,11KV-33KV, NO.4 |  | Materials
EB8625 | FUSE,LIQUID, 10A,11KV-33KV, NO.4 |  | Materials
EB8635 | FUSE,LIQUID, 20A,11KV-33KV,NO.4 |  | Materials
EB8635 | FUSE,LIQUID, 20A,11KV-33KV,NO.4 |  | Materials
EB8640 | FUSE,LIQUID, 30A,11KV-33KV,NO.4 |  | Materials
EB8640 | FUSE,LIQUID, 30A,11KV-33KV,NO.4 |  | Materials
EB8645 | FUSE,LIQUID, 50A,11KV-33KV,NO.4 |  | Materials
EB8645 | FUSE,LIQUID, 50A,11KV-33KV,NO.4 |  | Materials
EB8650 | FUSE,LIQUID, 75A,11KV-33KV,NO.4 |  | Materials
EB8650 | FUSE,LIQUID, 75A,11KV-33KV,NO.4 |  | Materials
EB8655 | FUSE,LIQUID, 100A,11KV-33KV,NO.4 |  | Materials
EB8655 | FUSE,LIQUID, 100A,11KV-33KV,NO.4 |  | Materials
EB8660 | FUSE,LIQUID, 150A,11KV-33KV, NO.4 |  | Materials
EB8660 | FUSE,LIQUID, 150A,11KV-33KV, NO.4 |  | Materials
EB9510 | INTERUPTER,LIQUID,33KV 100AMP NO.3 |  | Materials
EB9590 | COVER,FUSE,FOR CT VOLTAGE FUSES SECURITY |  | Materials
EB9610 | INTERUPTER,LIQUID,11/33KV 400AMP NO.4 |  | Materials
EB9900 | SHROUD,FUSE,3PH SERVICES UP TO 100A |  | Materials
ED1300 | VALVE,SOLENOID,'SAGINAMIYA/MITSUB'200VAC |  | Materials
EF1000 | BATTERY,LITHIUM,3.6 VOLTS |  | Materials
EF1014 | BATTERY, 1.5V,CARBON,D SIZE |  | Materials
EF1022 | BATTERY 6V,ZN/CL BIG JIM LANTERN |  | Materials
EF1026 | BATTERY, 6V,CARBON,DOLPHIN LANTERN TYPE |  | Materials
EF1074 | BATTERY, 1.5V,ALKALINE,AAA SIZE |  | Materials
EF1076 | BATTERY, 1.5V,CARBON,C SIZE |  | Materials
EF1078 | BATTERY, 1.5V,ALKALINE,AA SIZE |  | Materials
EF1080 | BATTERY, 1.5V,ALKALINE,C SIZE |  | Materials
EF1081 | BATTERY, 1.5V,ALKALINE,D SIZE |  | Materials
EF1090 | BATTERY, 9V,ALKALINE,26 X 17 X 48MM |  | Materials
EF1350 | BATTERY,NICKEL CAD,7.2V,'MAKITA' DRILL |  | Materials
EF1556 | BATTERY,RECLOSER,ADVC 1&2,YUASA,12V,12AH |  | Materials
EF1557 | BATTERY,RECLOSER,PTCC YUASA,12V,7AHR |  | Materials
EF1558 | BATTERY,RECLOSER,NOJA YUASA,12V,24AHR |  | Materials
EF1559 | BATTERY,RECLOSER,SEL-351R,"SIDE BY SIDE |  | Materials
EF1560 | BATTERY,RECLOSER,3A REFURBISHMENT |  | Materials
EF1570 | BATTERY , RM6, 12V / 38Ah for PS100 |  | Materials
EF1571 | BACKUP POWER SUPPLY, RM6, PS100-24 |  | Materials
EF1580 | BATTERY,FUSESAVER RCU |  | Materials
EF1581 | POWER SUPPLE,SOLAR,FUSESAVER RCU |  | Materials
EF1801 | BATTERY CONNECTOR,TWIN PRESS STUD,9V |  | Materials
EF2203 | BATTERY,SEALED LEAD ACID,6V,5AMP/HRS |  | Materials
EF3001 | TRISAN300 POWER SUPPLY 240V/AC-110DC |  | Materials
EF4000 | CHARGER BATTERY TRI 2500 SMR/240/110 |  | Materials
EH1100 | HEATING ELEMENT,75W,'HELIOS HOT ROD' |  | Materials
EH1700 | ALARM,ELECTRONIC,4/28VDC,CONTINUOUS TONE |  | Materials
EK5881 | SLEEVING,PVC, 8MM ID,250V,BLACK |  | Materials
EK5900 | SLEEVING,PVC,10MM ID,250V,RED |  | Materials
EK7020 | TAPE,INSULATION,SILICONE RUBBER,25MMX15M |  | Materials
EK7060 | TAPE,INSULATION,EPR RUBBER,19MMX10M,H.V |  | Materials
EK7086 | TAPE,INSULATION,COTTON,20MM X 75M |  | Materials
EK7182 | TAPE,INSULATION,PVC,GREY,19MM X 20M |  | Materials
EK7184 | TAPE,INSULATION,PVC,RED,19MM X 20M |  | Materials
EK7185 | TAPE,INSULATION,PVC,BLUE,19MM X 20M |  | Materials
EK7187 | TAPE,INSULATION,PVC,GR/YELLOW,19MM X 20M |  | Materials
EK7188 | TAPE,INSULATION,PVC,BLACK,19MM X 20M |  | Materials
EK7190 | TAPE,INSULATION,PVC,WHITE,19MM X 20M |  | Materials
EK7254 | TAPE,INSULATION,VINYL,38MMX6M,MASTIC |  | Materials
EK7256 | TAPE,INSULATION,VINYL,100MMX3M,MASTIC |  | Materials
EK7276 | TAPE,SEMI-CONDUCTING,19MM WIDE,4.6M ROLL |  | Materials
EK7277 | TAPE,SHIELDING,25MM COPPER WIRE BRAID,5M |  | Materials
EK7290 | TAPE,INSULATION,TERYLENE,20MM,VARNISHED |  | Materials
EK7292 | TAPE,INSULATION,TERYLENE,25MM,VARNISHED |  | Materials
EK7300 | TAPE, SELF AMALGAMATING HV HEAT SHRINK |  | Materials
EK7430 | EARTHRITE/LO OHM COMPOUND |  | Materials
EK7512 | ARALDITE LC177,1KG TIN |  | Materials
EK7574 | DUSSEK R 4 - NON - SOLID - SETTING -33KV |  | Materials
EK7576 | OIL,INSUL,'DUSSEKS'T3788,207L,66KV COND |  | Materials
EK7665 | RUBBER STRIP,BUTYL,20MM WIDE X 3MM THK |  | Materials
EK7666 | EPIREZ 3-2-4A KIT (EPOXY RESIN) |  | Materials
EK7670 | 850 MOLYCOTE 111 LUBRICANT,100 GRAM |  | Materials
EK7672 | SCOTCHKOTE INSULATING COMPOUND,250ML |  | Materials
EL1224 | LAMP,12V,6W,BA9S BASE,28MM,AUTO |  | Materials
EL1240 | LAMP,12V,18W,S8.5 BASE,44MM, FESTOON |  | Materials
EL1257 | LAMP,INCANDESCENT,12V,24W,BA15S BASE,47M |  | Materials
EL1732 | LAMP,INCANDESCENT,24V,6W,S8.5 BASE,11MM |  | Materials
EL1740 | LAMP,INCANDESCENT,24V,18W,S8.5 BASE,41MM |  | Materials
EL3522 | LAMP,250V,42W,B22 BASE,GLS,PEARL |  | Materials
EL3560 | LAMP,250V,60W,E27 BASE,GLS,R/C |  | Materials
EL3726 | LAMP,250V,70W,B22 BASE,GLS,CLEAR |  | Materials
EL4710 | LAMP,240V,1000W,E40 BASE,267MM O/ALL,GLS |  | Materials
EL5820 | LAMP,FLUORESCENT,18W,240V,WHITE,600MM |  | Materials
EL5830 | LAMP,14W,FLUORESCENT,TUBULAR,T5 |  | Materials
EL5832 | LAMP,FLUORESCENT,40W,240V,WHITE,1220MM |  | Materials
EL5840 | LAMP,FLUORESCENT,65/80W,240V,WHT,1520MM |  | Materials
EL5842 | LAMP,COMPACT FLUORESCENT,42W |  | Materials
EL5880 | LAMP,SODIUM,HP,150W,EXT IGNITER,CLEAR |  | Materials
EL5881 | LAMP,SODIUM,HP,150W,E40,EXT IGNITER |  | Materials
EL5882 | LAMP,SODIUM,HP,250WATT,E40 |  | Materials
EL5883 | LAMP,SODIUM,HP,400WATT,E40 CLEAR TUBULAR |  | Materials
EL5884 | LAMP,SODIUM,HP,400WATT,E40 |  | Materials
EL5885 | LAMP,SODIUM,HP,250WATT,E40 |  | Materials
EL5886 | LAMP,SODIUM,HP, 50WATT,E27 |  | Materials
EL5892 | LAMP,SODIUM,HP,100WATT,E40 |  | Materials
EL5895 | LAMP,SODIUM,HP,250WATT,E40 |  | Materials
EL5905 | LAMP,SODIUM,LP, 18WATT,240V,SOX |  | Materials
EL5906 | LAMP,SODIUM,LP, 26WATT,240V,SOX |  | Materials
EL5908 | LAMP,SODIUM,LP, 55WATT,240V,SOX |  | Materials
EL5912 | LAMP,SODIUM,LP, 90WATT,240V,SOX |  | Materials
EL5918 | LAMP,SODIUM,LP,135WATT,240V,SOX |  | Materials
EL6154 | LAMP,MERCURY, 50W,250V,E27 BASE,MBF/U |  | Materials
EL6157 | LAMP,MERCURY,VAP,80W,115V,E27,BASE 4Y |  | Materials
EL6160 | LAMP,MERCURY,125W,250V,E27 BASE,MBF/U |  | Materials
EL6166 | LAMP,MERCURY,250W,250V,E40 BASE,MBF/U |  | Materials
EL6170 | LAMP,MERCURY,400W,250V,E40 BASE,MBF/U |  | Materials
EL6171 | LAMP,MERCURY,400W,250V,E40 BASE,REFLECT |  | Materials
EL6175 | LAMP,SODIUM,HP,940W,CLEAR, HARD GLASS |  | Materials
EL6176 | LAMP,MERCURY,1000W,CLEAR, HARD GLASS |  | Materials
EL6177 | LAMP,MERCURY,1000W,REFLECTOR DISCHARGE |  | Materials
EM0001 | LUMINAIRE,50W,HPS,URBAN, SEMI CUT -OFF |  | Materials
EM0040 | VISOR,LUMINAIRE,POLYCARB,FOR SUBURBAN EC |  | Materials
EM0042 | LUMINAIRE,42W C/F, SUBURBAN ECO, ALUM |  | Materials
EM0043 | LUMINAIRE,42W CF,SUBURBAN ECO BLACK |  | Materials
EM0044 | LUMINARE,42W CF,URBAN ECO ALUM (AERO) |  | Materials
EM0045 | LUMINAIRE,42W CF, URBAN ECO BLACK (AERO) |  | Materials
EM0812 | BALLAST,LAMP,40W,FLURO,1.2M TUBES |  | Materials
EM1422 | PE CELL,240VAC,3AMP,POLE MTD,EXTERNAL |  | Materials
EM1424 | PE CELL,240VAC,TYPE 2,INTERNAL,M/VAPOUR |  | Materials
EM1425 | PE CELL,240VAC,3A,PLUG IN,NON-ELECTRONIC |  | Materials
EM1426 | SOCKET,40W PHOTO ELECTRIC LIGHT CONTROL |  | Materials
EM1801 | BAFFLE-PE CELL-EYE COMPACT FLOODLIGHTS |  | Materials
EM1802 | FLOODLIGHT,400W,HPS, WITH PE CELL |  | Materials
EM1803 | FLOODLIGHT,940W,HPS COMPLETE WITH LAMP |  | Materials
EM1804 | FLOODLIGHT,1000W,MERC COMPLETE WITH LAMP |  | Materials
EM1917 | REFLECTOR-GLARE SHIELD,940/1000W F/LIGHT |  | Materials
EM2116 | LAMPHOLDER,BC BATTEN,SURFACE MTG,250V |  | Materials
EM2134 | LAMPHOLDER,S/VAPOUR,BATTEN,CERAMIC,250V |  | Materials
EM2518 | LAMPHOLDER,FLURO,BUTTON,250V,PLUNGER END |  | Materials
EM2526 | LAMPHOLDER,FLURO,TOMBSTONE,2 PIN SOCKET |  | Materials
EM3020 | LUMINAIRE, 2 X 14W, T5 FLUORESCENT. |  | Materials
EM3100 | LUMINAIRE,80W,'URBAN' MAXI (AEROSCREEN) |  | Materials
EM3101 | LUMINAIRE,100W, HPS AEROSCREEN |  | Materials
EM3102 | LUMINAIRE,150W, HPS AEROSCREEN |  | Materials
EM3103 | LUMINAIRE,250W, HPS AEROSCREEN |  | Materials
EM3104 | LUMINAIRE,250W, MERCURY,AEROSCREEN |  | Materials
EM3105 | LUMINAIRE,50W,HPS AEROSCREEN |  | Materials
EM3110 | VISOR,LUMINAIRE,POLYCARBONATE,URBAN MAXI |  | Materials
EM3120 | VISOR,LUMINAIRE,ACRYLIC,FOR HPS FITTINGS |  | Materials
EM3121 | VISOR,STREETLED,MK2,GLARE,RAW |  | Materials
EM3122 | VISOR,STREETLED,MK2,360 DEG GLARE,RAW |  | Materials
EM3123 | VISOR,STREETLED,MK2,PATHWAY GLARE,RAW |  | Materials
EM3150 | LUMINAIRE,50W HPS,TOORAK, BLACK |  | Materials
EM3151 | LUMINAIRE,50W HPS,TOORAK, GREEN |  | Materials
EM3160 | ARM, VICPOLE, BOULEVARD R300 GREEN |  | Materials
EM3161 | ARM, VICPOLE, BOULEVARD R300 BLACK |  | Materials
EM3180 | LUMINAIRE,42W COMPACT FLUOR, GALV B2001 |  | Materials
EM3181 | LUMINAIRE,42W C/PACT FLUOR,TOORAK BLACK |  | Materials
EM3182 | LUMINAIRE,42W COMPACT FLUOR, BLACK B2001 |  | Materials
EM3183 | LUMINAIRE,42W COMPACT FLUOR, GREEN B2001 |  | Materials
EM3184 | LUMINAIRE,42W C/PACT FLUOR,TOORAK GREEN |  | Materials
EM3185 | OUTREACH ARM, Boston 2 , GREEN |  | Materials
EM3186 | OUTREACH ARM, Boston 2 , BLACK |  | Materials
EM3187 | LUMINAIRE,50W,HPS,BOSTON 2,BLACK |  | Materials
EM3188 | LUMINAIRE,50W,HPS,BOSTON 2,GREEN |  | Materials
EM3189 | LUMINIARE,80W,MERCURY,BOSTON 2 BLACK |  | Materials
EM3190 | LUMINAIRE,80W,MERCURY,POST TOP BLACK |  | Materials
EM3191 | LUMINAIRE,80W,MERCURY,POST TOP,GREEN |  | Materials
EM3192 | LANTERN, 80W,MERCURY,CONTEMPORARY, BLACK |  | Materials
EM3193 | LANTERN, 80W,MERCURY,CONTEMPORARY,GREEN |  | Materials
EM3194 | LUMUNAIRE,80W,MERC,COLONIAL P/TOP,GREEN |  | Materials
EM3195 | LUMINAIRE,50W,HPS,BOSTON 2,GREEN |  | Materials
EM3197 | LUMINAIRE,50W,MERCURY,POST TOP |  | Materials
EM3198 | LUMINAIRE,50W,SODIUM,POST TOP, GREEN |  | Materials
EM3199 | LUMINAIRE,50W,SODIUM,POST TOP, BLACK |  | Materials
EM3200 | LUMINAIRE,250W,MERCURY,'ROADSTER' |  | Materials
EM3201 | LUMINAIRE,80W,MERC,FLINDERS ENC,BLACK |  | Materials
EM3202 | LUMINAIRE,100W,HP SODUIM BOSTON 3,BLACK |  | Materials
EM3203 | LUMINAIRE,100W,HP SODUIM BOSTON 3,GREEN |  | Materials
EM3205 | LUMINAIRE,80W,URBAN MAXI SEMI CUTOFF |  | Materials
EM3206 | LUMINAIRE,150W,HP SODIUM BOSTON 3,GREEN |  | Materials
EM3207 | LUMINAIRE,150W,HP SODIUM BOSTON 3,BLACK |  | Materials
EM3208 | LUMINAIRE,250W,HP SODIUM BOSTON 3,GREEN |  | Materials
EM3209 | LUMINAIRE,250W,HP SODUIM BOSTON 3,BLACK |  | Materials
EM3211 | LUMINAIRE,42W,CF FLINDERS ENC,BLACK |  | Materials
EM3214 | LUMINAIRE,42W,CF FLINDERS ENC,GREEN |  | Materials
EM3226 | LUMINAIRE,100W HPS,'TOORAK MAJOR',BLACK |  | Materials
EM3227 | LUMINAIRE,100W HPS,'TOORAK MAJOR',GREEN |  | Materials
EM3228 | LUMINAIRE,150W HPS,'TOORAK MAJOR',GREEN |  | Materials
EM3229 | LUMINAIRE,150W HPS,'TOORAK MAJOR',BLACK |  | Materials
EM3230 | LUMINAIRE,250W HPS,'TOORAK MAJOR',GREEN |  | Materials
EM3231 | LUMINAIRE,250W HPS,'TOORAK MAJOR',BLACK |  | Materials
EM3242 | CONTROL GEAR ELECTRONIC PLUG-IN, 42W FIT |  | Materials
EM3245 | CONTROL GEAR,ARTCRAFT,CASSETTE 42W CF |  | Materials
EM3300 | LANTERN, 18W,LPS,STANDARD CATEGORY 'B' |  | Materials
EM3333 | LUMINAIRE,50W,HPS,FLINDERS ENCOUNT,GREEN |  | Materials
EM3334 | LUMINAIRE,50W,HPS,FLINDERS ENCOUNT,BLACK |  | Materials
EM3335 | LUMINAIRE,100W,HPS,STANDARD,CATEGORY 'V' |  | Materials
EM3340 | LUMINAIRE,150W,HPS,STANDARD,CATEGORY 'V' |  | Materials
EM3342 | LANTERN,150W HPS,DECORATIVE TOP ENT,BLK |  | Materials
EM3343 | LANTERN,150W HPS,DECORATIVE TOP ENT,GRN |  | Materials
EM3345 | LUMINAIRE,250W,HPS,STANDARD,CATEGORY 'V' |  | Materials
EM3350 | LUMINAIRE,400W,HPS, " ROADSTER' |  | Materials
EM3730 | LANTERN ADAPTOR KIT ( BLACK ) |  | Materials
EM3740 | LANTERN ADAPTOR KIT ( GREEN ) |  | Materials
EM3837 | ADAPTER,PHILIPS METRO-S SODIUM LANTERN |  | Materials
EM3960 | HEADLAMP LED LENSER H7.2 BLACK BOX |  | Materials
EM4000 | LUMINAIRE,LED,25W,STLED25, RAW ALUM,BOWL |  | Materials
EM4001 | LUMINAIRE,LED,18W,STLED18, RAW ALUM,BOWL |  | Materials
EM4002 | LUMINAIRE,LED,18W,STLED18,BLACK POW,AERO |  | Materials
EM4003 | LUMINAIRE,LED,17W,STLED MK2,BLACK,BOWL |  | Materials
EM4004 | LUMINAIRE,LED,17W,STLED MK2,BLACK,AERO |  | Materials
EM4010 | LUMINAIRE,LED,35W,NXT-24-S,BLACK,CAT P |  | Materials
EM4011 | LUMINAIRE,LED, NXT-24-S, RAW ALUM,CAT P |  | Materials
EM4020 | LUMINAIRE,LED,25W,XSP1 LED 25W,RAW ALUM |  | Materials
EM4030 | LUMINAIRE,LED,17W,DECORATIVE,KENSINGTON |  | Materials
EM4100 | LED LUMINAIRE CAT V,105W,STANDARD OPTIC |  | Materials
EM4101 | LED LUMINIARE CAT V,105W, FWT OPTIC |  | Materials
EM4102 | LED LUMINAIRE CAT V,198W, STANDARD OPTIC |  | Materials
EM4103 | LED LUMINIARE CAT V,198W, FWT OPTIC |  | Materials
EM4110 | LED LUMINAIRE CAT V,105W, STD OPTIC,BLK |  | Materials
EM4111 | LED LUMINIARE CAT V,105W, FWT OPTIC,BLK |  | Materials
EM4112 | LED LUMINAIRE CAT V,198W, STD OPTIC,BLK |  | Materials
EM4113 | LED LUMINIARE CAT V,198W, FWT OPTIC,BLK |  | Materials
EM4150 | LED,LUMINAIRE CAT V,80W,SCO,2/3 OPT,GRY |  | Materials
EM4330 | LAMPHOLDER, BODY & LENS, RED |  | Materials
EM4331 | LAMPHOLDER, BODY & LENS, GREEN |  | Materials
EM4333 | LAMPHOLDER, BODY & LENS, WHITE |  | Materials
EM4601 | LUMINAIRE,50W,HPS,P/TOP,GREEN COMPLETE |  | Materials
EM4602 | LUMINAIRE,50W,HPS,P/TOP,BLACK COMPLETE |  | Materials
EM4603 | LUMINAIRE,42W,COMP FLURO,BLACK COMPLETE |  | Materials
EM4740 | BASE,SOCKET,STARTER,FLURO,250,660W,2 PIN |  | Materials
EM4820 | STARTER,FLURO,TYPE'A',4-22WATT (NOT 13W) |  | Materials
EM4824 | STARTER,FLURO,TYPE'B',4-65W (NOT 20&22W) |  | Materials
EM4840 | TORCH 6V DOLPHIN MK7LED 4LED YELLOW |  | Materials
EM4850 | AIRCRAFT WARNING LIGHT,32W,240VAC,LED |  | Materials
EMS002 | EMERG HARDWARE KIT "B" CBD RESTORATION |  | Materials
EMS003 | EMERG HARDWARE KIT "C" CBD RESTORATION |  | Materials
EMS004 | EMERG HARDWARE KIT "D" CBD RESTORATION |  | Materials
EMS005 | EMERG HARDWARE KIT "E" CBD RESTORATION |  | Materials
EMS006 | EMERG HARDWARE KIT "F" CBD RESTORATION |  | Materials
EMS007 | EMERG HARDWARE KIT "G" CBD RESTORATION |  | Materials
EMS008 | EMERG HARDWARE KIT "H" CBD RESTORATION |  | Materials
EMS009 | EMERG HARDWARE KIT "I" CBD RESTORATION |  | Materials
EMS010 | EMERG HARDWARE KIT "J" CBD RESTORATION |  | Materials
EMS011 | EMERG HARDWARE KIT "K" CBD RESTORATION |  | Materials
EMS019 | EMERGENCY XARM ZA2507 CBD RESTORATION |  | Materials
EMS020 | EMERG XARM ZA1921 CBD RESTORATION |  | Materials
EMS021 | EMERG XARM ZA1923 CBD RESTORATION |  | Materials
EMS022 | EMERG XARM ZA1953 CBD RESTORATION |  | Materials
EMS023 | EMERG XARM ZA2510 CBD RESTORATION |  | Materials
EMS024 | EMERG XARM ZA3110 CBD RESTORATION |  | Materials
EMS025 | EMERG AGSU DC1794 CBD RESTORATION |  | Materials
EMS026 | EMERG FENCING KS3871 CBD RESTORATION |  | Materials
EMS027 | EMERG FENCING JA6440 CBD RESTORATION |  | Materials
EMS030 | EMERG POLE 1011251 CBD RESTORATION |  | Materials
EMS031 | EMERG POLE 1011257 CBD RESTORATION |  | Materials
EMS032 | EMERG POLE 1011259 CBD RESTORATION |  | Materials
EMS033 | EMERG POLE 1011263 CBD RESTORATION |  | Materials
EMS034 | EMERG POLE 1011280 CBD RESTORATION |  | Materials
EMS035 | EMERG POLE 1011294 CBD RESTORATION |  | Materials
EMS036 | EMERG POLE WA2025 CBD RESTORATION |  | Materials
EMS037 | EMERG POLE WA2060 CBD RESTORATION |  | Materials
EMS038 | EMERG POLE WB1227 CBD RESTORATION |  | Materials
EMS039 | EMERG POLE WB1315 CBD RESTORATION |  | Materials
EMS040 | EMERG POLE WA1110 CBD RESTORATION |  | Materials
EMS041 | EMERG COND CA1050 CBD REST 1x40m |  | Materials
EMS042 | EMERG COND CA1081 CBD REST 1 X 700M |  | Materials
EMS043 | EMERG CONTAINER FOR SUB MATERIALS CBD |  | Materials
EMS044 | EMERG CONTAIN FOR STRINGING EQUIP CBD |  | Materials
EMS045 | EMERG POLE CAGE EAST TCE WD0806 CBD |  | Materials
EMS046 | EMERG POLE CAGE EAST TCE WD0816 CBD |  | Materials
EMS047 | EMERG POLE CAGE EAST TCE WD0820 CBD |  | Materials
EMS048 | EMERG CONCRETE LIDS POLES EAST TCE CBD |  | Materials
ER1080 | TERMINAL BLOCK,6 WAY,80A,C/W LINKS/NUTS |  | Materials
ER1082 | TERMINAL BLOCK,6 WAY,13A,C/W FUSES |  | Materials
ER1083 | TERMINAL BLOCK,5 AMP,WHITE,'BLUE POINT' |  | Materials
ER1084 | TERMINAL BLOCK,4 WAY,80A,BRASS |  | Materials
ER1085 | LINK,NEUTRAL,4 WAY,500V,80A,3 X 25MM2 |  | Materials
ER1134 | BOX,MAINS CONNECTION,NEUTRAL SCREEN |  | Materials
ER1135 | BOX,MAINS CONNECTION,16MM2 CABLE,2 TERM |  | Materials
ER1136 | BOX,MAINS CONNECTION,16MM2 CABLE,4 TERM |  | Materials
ER1137 | COVER,NEUTRAL SCREEN,645/2 MAINS CONN BX |  | Materials
ER1138 | COVER,NEUTRAL SCREEN,645/3&4 MAINS BOX |  | Materials
ER1150 | TERMINAL BOX,PILOT JOINTING TYPE,10 PAIR |  | Materials
ER1155 | TERMINAL BOX,PILOT JOINTING TYPE,30 PAIR |  | Materials
ER1160 | HEAT SHRINK JOINT CLOSURE,PILOT CABLE |  | Materials
ER1162 | CHANNEL 31D, AERIAL JOINT CLOSURE,PILOT |  | Materials
ER1180 | CABLE & ACCESSORIES,FUSESAVER RCU |  | Materials
ER1500 | CLIP,BATTERY CHARGING TYPE,50 AMP |  | Materials
ER1512 | CLIP,CABLE,ADHESIVE |  | Materials
ER1523 | CLIP,CABLE,BRASS,2"LG STRIP WITH NAIL |  | Materials
ER1551 | CLIP,CABLE,PLASTIC HALF SADDLE WITH NAIL |  | Materials
ER1706 | CONNECTOR,2 SCREW,TUNNEL,INSULATED,563/2 |  | Materials
ER1721 | CONNECTOR,1 SCREW,CLOSED END,563/1 |  | Materials
ER1722 | TERMINAL BLOCK,12 TUNNEL,12 SCREW,593/15 |  | Materials
ER1725 | TWO SCREW CONNECTOR 16MMSQ 63A |  | Materials
ER1730 | TWO SCREW CONNECTOR 35MMSQ 80A |  | Materials
ER2000 | TERMINAL BOX, RITTAL, FITTED OUT INTERN |  | Materials
ER2600 | LINK,ACTIVE,5 HOLE,RED,METER BOX |  | Materials
ER2601 | LINK,NEUTRAL,5 HOLE,BLACK,METER BOX |  | Materials
ER2720 | LUG,BATTERY,NEG,SIDE ENTRY,SPLIT BARREL |  | Materials
ER3015 | LUG,RING,0.5-1.5MM2,INSULATED,RED,M5 |  | Materials
ER3048 | LUG,RING,1-3MM2,INSULATED,BLUE,M6 BOLT |  | Materials
ER3073 | LUG,RING,2.63-6.75MM2,INSULATED,YELLOW,5 |  | Materials
ER3081 | LUG,RING,2.63-6.75MM2,INSULATE,YELLOW,M6 |  | Materials
ER3120 | LUG,TERM,RING OR EYE,UNINSULATED,1.5-2.5 |  | Materials
ER3226 | LUG,SPADE,0.25-1.65MM2,INSULATED,RED,3.0 |  | Materials
ER4240 | MARKER,CABLE,'THOMAS & BETTS' WMBW3-WGQ |  | Materials
ER4945 | PLUG,SERVICE PIT LID,NYLON,28MM DIA. |  | Materials
ER4950 | PLUG,SERVICE PIT COVER,NYLON,BLACK |  | Materials
ER5400 | SEAL,ANTIPILFERAGE,LEAD,OBLONG,2KG BAG |  | Materials
ER5405 | SECURITY SEAL,BLUE PLASTIC,100 PER BAG |  | Materials
ER5410 | SEAL,ANTIPILFERAGE,FOR METERING EQUIP |  | Materials
ER5415 | SECURITY SEAL, BLUE PLASTIC,100 PER BAG |  | Materials
ER5420 | SECURITY SEAL,RED PLASTIC,100 PER BAG |  | Materials
ER5450 | CABLE END SEAL,HEAT SHRINK,20>6MM ID |  | Materials
ER5455 | CABLE END SEAL,HEAT SHRINK,40>16MM ID |  | Materials
ER5460 | CABLE END SEAL,HEAT SHRINK,55>26MM ID |  | Materials
ER5465 | CABLE END SEAL,HEAT SHRINK,70>40MM ID |  | Materials
ER5480 | CABLE END SEAL,VINYL,NO.18 70A FUSE BOX |  | Materials
ER5485 | CABLE END SEAL,VINYL,NO.18 100A FUSE BOX |  | Materials
ER5506 | CABLE END SEAL,VINYL,16MM2 SIZE |  | Materials
ER5512 | CABLE END SEAL,VINYL,7/0.87 LV SIZE |  | Materials
ER5514 | CABLE END SEAL,VINYL,35MM2 LV CONDUCTOR |  | Materials
ER5515 | CABLE END SEAL,VINYL,19/.087 LV XLPE |  | Materials
ER5520 | CABLE END SEAL,VINYL,35MM2 HV CABLE |  | Materials
ER5528 | CABLE END SEAL,VINYL,300MM2 HV CABLE |  | Materials
ER5540 | LINECOVER,O'HEAD,MED VOLT,15KV,UNCOAT 75 |  | Materials
ER5541 | COVER,INSULATOR,RAYSULATE BCIC 3129 |  | Materials
ER5542 | LINECOVER,O'HEAD,CLIP ON,OLIC-C-1000MM |  | Materials
ER5543 | TAPE,HV BUSBAR,75MM 10 M SPOOL |  | Materials
ER5544 | GUARD,ANIMAL PROTECTION |  | Materials
ER5545 | LINECOVER,O'HEAD,MED VOLT,UNCOAT 100 |  | Materials
ER5550 | SHROUD,TERMINATION,38MM GLAND,BLACK |  | Materials
ER5556 | CRITTER GUARD,POLYPROPYLENE,1.5M LONG |  | Materials
ER5560 | SHROUD,TERMINATION,11KV ESAA T/F BUSH |  | Materials
ER5561 | CABLE NIPPLE,SHROUD,TERMINATION,11KV BUS |  | Materials
ER5563 | SHROUD,TERMINATION,SMALL,LV FSD/SERV PIL |  | Materials
ER5564 | SHROUD,TERMINATION,LARGE,LV FSD/SERV PIL |  | Materials
ER5566 | SHROUD,CONE,30PR PILOT CABLE JOINT,PVC |  | Materials
ER5570 | BUSHING SHROUD, HV, (7.6 TO 33KV) |  | Materials
ER5620 | SLEEVING,HEAT SHRINK,1.6>0.8MM REC ID |  | Materials
ER5662 | SLEEVING,HEAT SHRINK,24>6MM REC ID |  | Materials
ER5663 | SLEEVING,HEAT SHRINK,25>8MM REC ID |  | Materials
ER5664 | SLEEVING,HEAT SHRINK,34>8MM REC ID |  | Materials
ER5667 | SLEEVING,HEAT SHRINK,56>16MM REC ID |  | Materials
ER5669 | SLEEVING,HEAT SHRINK,XL POLY,16MM EXP |  | Materials
ER5670 | SLEEVING,HEAT SHRINK,50>16MM REC ID |  | Materials
ER5671 | SLEEVING,HEAT SHRINK,32>10MM REC ID |  | Materials
ER5672 | SLEEVING,HEAT SHRINK,50 MM,REC ID |  | Materials
ER5678 | SLEEVING,HEAT SHRINK,60 ID X 600MM LG |  | Materials
ER5680 | SLEEVING,HEAT SHRINK,89 ID X 1200MM LG |  | Materials
ER5681 | SLEEVING,HEAT SHRINK,9.5>4.7MM REC ID |  | Materials
ER5682 | SLEEVING,HEAT SHRINK,12.7>6.4MM REC ID |  | Materials
ER5684 | SLEEVING,HEAT SHRINK,102>45MM REC ID |  | Materials
ER5690 | SLEEVING,H/SHRINK,NEOPRENE,50-25MM,5M |  | Materials
ER5811 | CONNECTOR,CRIMP,BRASS,RED,MILAR INSUL |  | Materials
ER5812 | CONNECTOR,TELEPHONE/PILOT CABLE,TUNNEL |  | Materials
ER6000 | PLUG,SEALING, 2 HOLE, LV ABC |  | Materials
ER6001 | PLUG,SEALING, 3 HOLE, LV ABC 25mm' |  | Materials
ER6002 | PLUG,SEALING, 4 HOLE, LV ABC |  | Materials
ER6142 | SPIRAL WRAP TUBING,6MM OD,PRE SPLIT |  | Materials
ER6148 | SPIRAL WRAP TUBING,12MM OD,PRE SPLIT |  | Materials
ER6153 | STRAP,CABLE,316 S/S,14-1/4" X 0.31"W |  | Materials
ER6161 | STRAP,CABLE,PLASTIC COATED,360 X 7.9MM W |  | Materials
ER6163 | STRAP,CABLE,PLASTIC COATED,520 X 7.9MM W |  | Materials
ER6169 | STRAP,CABLE,PLASTIC COATED,679 X 7.9MM W |  | Materials
ER6176 | CABLE TIE,PLASTIC,140MM LG,3.2MM WIDE |  | Materials
ER6182 | CABLE TIE,PLASTIC,100MM LG,2.5MM WIDE |  | Materials
ER6186 | CABLE TIE,PLASTIC,190MM LG,4.8MM WIDE |  | Materials
ER6189 | CABLE TIE,PLASTIC,360MM LG,4.7MM WIDE |  | Materials
ER6192 | CABLE TIE,PLASTIC,380MM LG,7.6MM WIDE |  | Materials
ER6194 | CABLE TIE,PLASTIC,480MM LG,13MM WIDE |  | Materials
ER6196 | CABLE TIE,PLASTIC,710MM LG,8MM WIDE |  | Materials
ER6230 | SLEEVING,H/SHRINK,LV B/OUT,35-150MM2,2C |  | Materials
ER6237 | SLEEVING,H/SHRINK,LV B/OUT,35-70MM2,4C |  | Materials
ER6238 | SLEEVING,H/SHRINK,LV B/OUT,185MM2,4CORE |  | Materials
ER6239 | SLEEVING,H/SHRIN,LV B/OUT,185-240MM2,3C |  | Materials
ER6260 | SLEEVING,HEAT SHRINK,WRAP ROUND,50->15MM |  | Materials
ER7000 | M12 CELLCAST JOINTING PACK |  | Materials
ER7001 | M13 CELLCAST JOINTING PACK |  | Materials
ER7002 | M14 CELLCAST JOINTING PACK |  | Materials
ER7003 | ENCAPSULANT FILLING COMPOUND 300 GRAM |  | Materials
ER7004 | HEAT SHRINK JOINT ( WRAP AROUND KIT ) |  | Materials
ER7005 | HEAT SHRINK JOINT, X-LARGE 513/89 |  | Materials
ER7006 | CONNECTOR PICABOND BROWN 114/134 |  | Materials
ES1286 | SOCKET,EXTENSION CORD,10A |  | Materials
ES1625 | PLUG,2 PIN POLARISED,GREY,15A,32V,PVC |  | Materials
ES1731 | PLUG,3 PIN,250V,10A,EXTENSION CORD USE |  | Materials
ES3280 | SWITCH,TOGGLE,SP,250VAC,10A,SURFACE MTG |  | Materials
ES3816 | POWER POINT,250VAC,10A,SINGLE,ROCKER |  | Materials
ES3840 | POWER POINT,250VAC,10A,TWIN,ROCKER |  | Materials
ES4086 | MOUNTING BLOCK,SWITCH,1 GANG,449AW |  | Materials
ES4946 | SWITCH,LIMIT,2 N/C 2 N/O |  | Materials
ES4946 | SWITCH,LIMIT,2 N/C 2 N/O |  | Materials
ES5197 | SWITCH,ROTARY,110VDC,4A,6 POLE,ON/OFF |  | Materials
ES5201 | SWITCH,ROTARY,1 POLE,12 POS,PCB TERM |  | Materials
ES5206 | SWITCH,ROTARY,110V DC,3 POLE,2 POSITIONS |  | Materials
ES5207 | SWITCH,ROTARY,380VAC,10A,3 POLE,2 POS |  | Materials
ES5215 | SWITCH,ROTARY,600VAC,16A,4 POLE,6 POS |  | Materials
ES5216 | SWITCH,ROTARY,600V AC,16A,2 POLE,3 POS |  | Materials
ES5217 | SWITCH,ROTARY,600VAC,16AMP,3 POLE,3 POS |  | Materials
ES5218 | SWITCH,ROTARY,600VAC,16AMP,3 POLE,2 POS |  | Materials
ES5219 | SWITCH,ROTARY,600VAC,16A,3 POLE,3 POS |  | Materials
ES5220 | SWITCH,ROTARY,600VAC,16A,4 POLE,2 POS |  | Materials
ES5222 | SWITCH,ROTARY,600V AC,16AMP,5 POLE,2 POS |  | Materials
ES5226 | SWITCH,ROTARY,600VAC,16A,6 POLE,2 POS |  | Materials
ES5232 | SWITCH,ROTARY,600VAC,16A,10 POLE,3 POS |  | Materials
ES5233 | SWITCH,ROTARY,600VAC,16A,10 POLE,3 POS |  | Materials
ES5234 | SWITCH,ROTARY,600VAC,16A,20 POLE,3 POS |  | Materials
ES5234 | SWITCH,ROTARY,600VAC,16A,20 POLE,3 POS |  | Materials
ES5242 | SWITCH,ROTARY,400VAC,40A,3 POLE,3 POS |  | Materials
ES5243 | SWITCH,ROTARY,400VAC/DC,40A,3 POLE,2 POS |  | Materials
ES5250 | SWITCH,ROTARY,400VAC/DC,60A,3 POLE,2 POS |  | Materials
ES5345 | SWITCH,THERMOSTATIC,'MITSUB'66KV GAS CB |  | Materials
ES5685 | SWITCH,PRESSURE,1.18-1.57MPA,MITSUBISHI |  | Materials
ES5686 | SWITCH,PRESSURE,1.18-1.57MPA,MITSUBISHI |  | Materials
ES6157 | CIRCUIT BREAKER,1P,63A,250V,STRGHT LUGS |  | Materials
ES6158 | CIRCUIT BREAKER,1P,65A,250V,45DEG LUGS |  | Materials
ES6180 | CIRCUIT BREAKER,1 POLE,100 AMP, 240 VOLT |  | Materials
ES6182 | CIRCUIT BREAKER,1P,100A,250V,35MM2 LUGS |  | Materials
ES6308 | CIRCUIT BREAKER,3P,3.6A,440V,MICRO SW |  | Materials
ES6315 | CIRCUIT BREAKER,3P,3.6A,415V,2 MICRO SW |  | Materials
ES6385 | CIRCUIT BREAKER,3P,2000A,660V,1000KVA TF |  | Materials
ES6470 | POWER BOARD,PORTABLE,10A,250V,2 OUTLET |  | Materials
ES6480 | POWER BOARD,PORTABLE,10A,240V,4 OUTLET |  | Materials
ES6820 | COVER,C/BREAKER,HEINEMANN CF1 45-100A |  | Materials
ES9841 | MOTOR,240VAC-100/160VDC,S & S 132KV CB |  | Materials
ET1136 | COIL,CONTACTOR,110VDC,GE MC45 |  | Materials
ET1650 | CONTACTOR,4P,415VAC,4 N/O CONT,ELIN OLTC |  | Materials
ET2005 | CONTACTOR,MAGNETIC,4 POLE |  | Materials
ET2200 | CONTACTOR,3P,110VDC,NILSEN'OJN'AIR C/B |  | Materials
ET2215 | CONTACTOR,2P,2 N/O,NILSEN'OJN'AIR C/B |  | Materials
ET2253 | COIL,CONTACTOR,50VDC,'NILSEN'OJ15 |  | Materials
ET2254 | COIL,CONTACTOR,50VDC,NILSENOJ60 |  | Materials
ET2255 | COIL,CONTACTOR,50VDC,'NILSEN'OJ60 |  | Materials
ET2263 | COIL,CONTACTOR,110VDC,'NILSEN'415V ACB |  | Materials
ET2264 | COIL,CONTACTOR,110VDC,'NILSEN'415V ACB |  | Materials
ET2265 | COIL,CONTACTOR,110V,'NILSEN'OJ60 |  | Materials
ET2271 | COIL,CONTACTOR,240VDC,'NILSEN'415V ACB |  | Materials
ET2276 | CONTACTS,CONTACTOR,NILSEN OJN AIR C/B |  | Materials
ET2700 | CONTACTOR,3 POLE,30AMP,240VOLT AC |  | Materials
ET3235 | CONTACTOR,4P,110VAC,W/HOUSE J18 11KV C/B |  | Materials
ET3287 | CONTACTOR,240VAC,GE 3FK036 C/B |  | Materials
ET5391 | RELAY,240VAC,2 N/O-2 N/C,NON PLUG IN |  | Materials
ET5418 | COIL,RELAY,415VAC,'EMAIL'(NON PLUG IN) |  | Materials
FL0432 | BALL,STEEL,1/8" DIA,CHROME,HARDENED |  | Materials
FL0632 | BALL,STEEL,3/16" DIA CHROME,HARDENED |  | Materials
FL2432 | BALL,STEEL,3/4" DIA CHROME,HARDENED |  | Materials
FR0155 | O-RING,1/16 X 5/16 ID X 7/16 IN OD |  | Materials
FR0262 | O-RING,1/16 X 2 ID X 2-1/8 IN OD |  | Materials
FR0400 | O-RING,3/32 X 3/8 ID X 9/16 IN OD |  | Materials
FR0410 | O-RING,3/32 X 1/2 ID X 11/16 IN OD |  | Materials
FR0415 | O-RING,3/32 X 9/16 ID X 3/4 IN OD |  | Materials
FR0420 | O-RING,3/32 X 5/8 ID X 13/16 IN OD |  | Materials
FR0425 | O-RING,3/32 X 11/16 ID X 7/8 IN OD |  | Materials
FR0430 | O-RING,3/32 X 3/4 ID X 15/16 IN OD |  | Materials
FR0435 | O-RING,3/32 X 13/16 ID X 1 IN OD |  | Materials
FR0810 | O-RING,1/8 X 1 ID X 1-1/4 IN OD,NITRILE |  | Materials
FR0980 | O-RING,1/8 X 4-3/4 ID X 5 IN OD,NITRILE( |  | Materials
FR1030 | O-RING,1/8 X 6 ID X 6-1/4 IN OD,NITRILE( |  | Materials
FR1265 | O-RING,3/16 X 2 ID X 2-3/8 IN OD,NITRILE |  | Materials
FR1275 | O-RING,3/16 X 2-1/4 ID X 2-5/8 IN OD |  | Materials
FR1280 | O-RING,3/16 X 2-3/8 ID X 2-3/4 IN OD |  | Materials
FR1285 | O-RING,3/16 X 2-1/2 ID X 2-7/8 IN OD |  | Materials
FR1335 | O-RING,3/16 X 3-3/4 ID X 4-1/8 IN OD |  | Materials
FS0203 | SEAL,PLAIN ENCASED,0.25" W,0.375" SHAFT |  | Materials
FS0363 | SEAL,PLAIN ENCASED, 7 MM W,20 MM SHAFT |  | Materials
FS1373 | SEAL,PLAIN ENCASED, 10 MM W,60 MM SHAFT |  | Materials
FW0001 | CYLINDER,MASTER,BRAKE,HYDRLC,TRAILER,SML |  | Materials
FW0002 | PLATE,BACKING,BRAKE,HYDRLC,TRAILER,10 |  | Materials
FW0003 | COVER,PIVOT PIN,18M |  | Materials
FW0004 | COVER, FLY JIB TOP,16M,GMJ |  | Materials
FW0005 | COVER, CUP,ROUND, 5",WHITE, GMJ |  | Materials
FW0006 | COVER,KNUCKLE LOWER,14M,GMJ |  | Materials
FW0007 | HOLDER,REMOTE,HETRONIC,GMJ |  | Materials
FW0008 | RING,SLIP,ASSEMBLY,12 WIRE,GMJ |  | Materials
FW0009 | COVER,BASKET,W-PROOF,BLK,GMJ |  | Materials
FW0010 | SWITCH,VOLTAGE SENSITIVE,500A,GMJ |  | Materials
FW0011 | HARNESS,LEG SWITHCH,GMJ |  | Materials
FW0012 | SPRING,ACC,H/D GREEN,GMJ |  | Materials
FW0013 | COVER,TOOL OUTLET,PLASTC,WHITE,GMJ |  | Materials
FW0014 | COVER, ROTATOR,16M, GMJ |  | Materials
FW0015 | TRACK,NYLON,1100MM X 30MM X 15MM,GMJ |  | Materials
FW0016 | COVER,SLEW POINT,L/H,14M |  | Materials
FW0017 | COVER,SLEW POINT,R/H,14M |  | Materials
FW0018 | COVER,FLY JIB ELBOW,L/H,16M |  | Materials
FW0019 | COVER,FLY,JIB,ELBOW,R/H,16M |  | Materials
FW0020 | COVER,TOP SLEW,14M |  | Materials
FW0021 | SWITCH,BODY,LIMIT,ELECTRIC |  | Materials
FW0022 | SWITCH,LIMIT,ACTUATOR,SPDT,ROLLER OPER |  | Materials
FW0023 | SWITCH,LEVER,LIMIT,ZCKY43 |  | Materials
FW0024 | SWITCH,LEVER,LIMIT,ZCKY41 |  | Materials
FW0025 | SWITCH,HEAD,LIMIT,PLUNGER |  | Materials
FW0026 | SWITCH,HEAD,LIMIT,SPRG RETURN W/OUT LVR |  | Materials
FW0027 | VALVE,BASKET LOCK,GMJ |  | Materials
FW0028 | VALVE,LOCK DOWN,BOOM BLEED,GMJ |  | Materials
FW0029 | VALVE,LOCK,COUNTER BALANCE,GMJ |  | Materials
FW0030 | VALVE,CONTROL,LEVER ASSEMBLY KIT,HUSCO |  | Materials
FW0031 | VALVE,OIL CONTROL,ABBEY EWP |  | Materials
FW0032 | GLASS,SIGHT,5",OIL TANK |  | Materials
FW0033 | CDD,ESCAPE MASTER,15M |  | Materials
FW0034 | CDD,ESCAPE MASTER,25M |  | Materials
FW0035 | STRAP,RACHET,TIE DOWN,6MX75MM,1500KG |  | Materials
FW0036 | LEVER,LOCKER/CUPBOARD,L/H |  | Materials
FW0037 | CYLINDER,MASTER,BRAKE,HYDRLC,TRAILER,L |  | Materials
FW0038 | MIRROR,MOUNTING KIT,MERCEDES ATEGO |  | Materials
FW0039 | LAMP/BLINKER,FRONT,MERCEDES ATEGO |  | Materials
FW0040 | LAMP,TAIL,L/H,ATEGO |  | Materials
FW0041 | SENSOR,FILL LEVEL,MERCEDES |  | Materials
FW0042 | MIRROR,GLASS,WIDE ANGLE,ATEGO |  | Materials
FW0043 | ELEMENT,FUEL FILTER,MERCEDES |  | Materials
FW0044 | ELEMENT,OIL FILTER,MERCEDES |  | Materials
FW0045 | MIRROR,GLASS,MERCEDES ACTROSS |  | Materials
FW0046 | MIRROR,GLASS,FLAT,MERCEDES ACTROSS |  | Materials
FW0047 | MIRROR,GLASS,MERCEDES ATEGO/AXOR |  | Materials
FW0048 | AD BLUE - AQUEOUS UREA - TANK - MERCEDES |  | Materials
FW0049 | MIRROR,WIRING HARNESS,MERCEDES ATEGO |  | Materials
FW0050 | GASKET,ROCKER COVER,MERCEDES ATEGO |  | Materials
FW0052 | LAMP,TAIL,R/H,ATEGO |  | Materials
FW0053 | MIRROR,HOUSING,MERCEDES AXOR |  | Materials
FW0054 | MIRROR,GLASS,L/H,ACTROS |  | Materials
FW0055 | BALL FITTING GEAR LINKAGE END |  | Materials
FW0056 | 30S REUSABLE SHELL,FOR 1/4" 2 WB HOSE |  | Materials
FW0057 | 30S REUSABLE SHELL,FOR 3/8" 2 WB HOSE |  | Materials
FW0058 | 30S REUSABLE SHELL,FOR 1/2" 2 WB HOSE |  | Materials
FW0059 | PLUG 3/4",37DEG FLARE |  | Materials
FW0060 | PLUG 5/8",37DEG FLARE,10PNTX-S |  | Materials
FW0061 | PLUG 1/4",37DEG FLARE |  | Materials
FW0062 | 1/2" JIC M~3/4" UNF ELBOW |  | Materials
FW0063 | PLUG 5/8",37DEG FLARE,5PNTX-S |  | Materials
FW0064 | CAP 3/4",37DEG FLARE |  | Materials
FW0065 | CAP 1/4",37DEG FLARE |  | Materials
FW0066 | 1/2" JIC ~ 3/8" BSPT MALE ELBOW |  | Materials
FW0067 | 5/8" JIC~3/8" BSPT MALE ELBOW |  | Materials
FW0068 | 5/8" JIC~1/2" BSPT MALE ELBOW |  | Materials
FW0069 | 3/8 BSPT, MALE/MALE 90DEG |  | Materials
FW0070 | 34 x 1/2 BSPT, MALE/MALE 90DEG |  | Materials
FW0071 | 3/8"JIC~1/4" BSPT MALE ELBOW |  | Materials
FW0072 | 3/8" JIC~1/2" BSPT MALE ELBOW |  | Materials
FW0073 | BUSH,REDUCING BSPT 1/2 X 3/8 |  | Materials
FW0074 | 3/8" JIC~7/8" UNF ELBOW |  | Materials
FW0075 | 1/2 NPT MALE/FEMALE 45DEG |  | Materials
FW0076 | 1/2" NPTF PIPE COUPLING |  | Materials
FW0077 | BUSH, REDUCING BSPT 1/2 X 1/4 |  | Materials
FW0078 | PLUG 3/8",37 DEG FLARE |  | Materials
FW0079 | BUSH,REDUCING BSPT 3/4 X 3/8 |  | Materials
FW0080 | BUSH, REDUCING BSPT 3/4 X 1/2 |  | Materials
FW0081 | 7/8" JIC FEMALE 90DEG ELBOW, 1/2" HOSE |  | Materials
FW0082 | 9/16" JIC FEMALE SWIVEL, 1/4" HOSE |  | Materials
FW0083 | 7/8" JIC FEMALE STRAIGHT, 1/2" HOSE |  | Materials
FW0084 | 9/16" JIC FEMALE SWIVEL 90DEG, 1/4" HOSE |  | Materials
FW0085 | 9/16" JIC FEMALE SWIVEL 45DEG, 1/4 HOSE |  | Materials
FW0086 | 3/4" JIC FEMALE SWIVEL, 3/8" HOSE |  | Materials
FW0087 | 3/4" JIC FEMALE SWIVEL 45DEG, 3/8" HOSE |  | Materials
FW0088 | 7/8" JIC FEMALE SWIVEL 45DEG, 1/2" HOSE |  | Materials
FW0089 | 7/16" JIC FEMALE SWIVEL, 1/4" HOSE |  | Materials
FW0090 | 9/16" JIC FEMALE SWIVEL, 3/8" HOSE |  | Materials
FW0091 | 1/2" JIC FEMALE SWIVEL, 1/2" HOSE |  | Materials
FW0092 | 9/16" JIC MALE, 3/8" HOSE |  | Materials
FW0093 | 7/16" JIC FEMALE SWIVEL 90DEG, 1/4" HOSE |  | Materials
FW0094 | 9/16" JIC FEMALE SWIVEL 90DEG, 3/8" HOSE |  | Materials
FW0095 | 3/4" JIC FEMALE SWIVEL 90DEG, 3/8" HOSE |  | Materials
FW0096 | 3/4" JIC FEMALE SWIVEL 90DEG, 1/2" HOSE |  | Materials
FW0097 | BUSH, REDUCING BSPT 3/8 X 1/4 |  | Materials
FW0098 | 1/4" BSPT/BSPT PIPE NIPPLE |  | Materials
FW0099 | 1" BSPT/BSPT PIPE NIPPLE |  | Materials
FW0100 | 1/2" JIC 37DEG FLARE, 3/8" BSPT MALE CON |  | Materials
FW0101 | 3/8" BSPT/BSPT PIPE NIPPLE |  | Materials
FW0102 | 1/2" BSPT/BSPT PIPE NIPPLE |  | Materials
FW0103 | 3/8" JIC 37DEG FLARE, 3/8" BSPT, MALE |  | Materials
FW0104 | 5/8" JIC 37DEG FLARE, 3/8" BSPT, MALE |  | Materials
FW0105 | 3/4" BSPT/BSPT PIPE NIPPLE |  | Materials
FW0106 | 1/2"~3/8" BSPT PIPE NIPPLE |  | Materials
FW0107 | 5/8" JIC 37DEG FLARE, 1/2" BSPT, MALE |  | Materials
FW0108 | 9/16" JIC FEMALE SWIVEL 45DEG, 3/8" HOSE |  | Materials
FW0109 | 7/16" JIC FEMALE SWIVEL 45DEG,1/4" HOSE |  | Materials
FW0110 | 3/8" JIC 37DEG FLARE, STRAIGH NIPPLE |  | Materials
FW0111 | 3/4"~1/2" BSPT PIPE NIPPLE |  | Materials
FW0112 | 5/16" JIC 37DEG FLARE 1/4"BSPT,MALE NIP |  | Materials
FW0113 | 1/2" JIC 37DEG FLARE,1/2" BSPT MALE CON |  | Materials
FW0114 | 1/2" JIC 37DEG FLARE, STRAIGHT NIPPLE |  | Materials
FW0115 | 5/8" JIC 37DEG FLARE, STRAIGHT NIPPLE |  | Materials
FW0116 | 1/2" JIC 37DEG FLARE,7/8" UNF, STRAIGHT |  | Materials
FW0117 | 1/2" JIC 37DEG FLARE,3/4" UNF, STRAIGHT |  | Materials
FW0118 | 3/8" JIC 37DEG FLARE,3/4" UNF, STRAIGHT |  | Materials
FW0119 | 3/8" JIC 37DEG FLARE 1/4 BSPT, STRAIGHT |  | Materials
FW0120 | CAP 5/16", 37DEG FLARE |  | Materials
FW0121 | CAP 3/8", 37DEG FLARE |  | Materials
FW0122 | CAP 1/2",37DEG FLARE |  | Materials
FW0123 | CAP 5/8",37DEG FLARE |  | Materials
FW0124 | 3/4" UNF, HEX HEAD PLUG |  | Materials
FW0125 | PLUG 1/2",37DEG FLARE |  | Materials
FW0126 | PLUG,BSPT 12HPM |  | Materials
FW0127 | BSPT F/F/F T 3/8MM |  | Materials
FW0128 | RUN TEE,MALE,JIC x BSPT 8-R3 |  | Materials
FW0129 | RUN TEE,MALE,JIC x BSPT 8-8R3 |  | Materials
FW0130 | RUN TEE,MALE,JIC x BSPT 10-R3 |  | Materials
FW0131 | 3/8" JIC MALE 37DEG FLARE, UNION TEE |  | Materials
FW0132 | BRANCH TEE,MALE,JIC x BSPT 8-8S3 |  | Materials
FW0133 | 1/2" JIC MALE 37DEG FLARE, UNION TEE |  | Materials
FW0134 | BRANCH TEE,MALE,JIC x BSPT 10S3 |  | Materials
FW0135 | 3/8" JIC 37DEG FLARE NUT 10 37DEG FLARE |  | Materials
FW0136 | 1/2" JIC 37DEG FLARE, SWIVEL NUT RUN TEE |  | Materials
FW0137 | 1/2" JIC 37DEG FLARE, SWIVEL NUT |  | Materials
FW0138 | 1/2" JIC 37DEG FLARE NUT 8 37DEG FLARE |  | Materials
FW0139 | 5/8" JIC 37DEG FLARE NUT 10 37DEG FLARE |  | Materials
FW0140 | 9/16 JIC FEMALE SWIVEL,1/4 BSPP MALE |  | Materials
FW0141 | 3/8" JIC 37DEG FLARE NUT,SWIVEL NUT |  | Materials
FW0142 | 5/16" JIC 37DEG FLARE, SWIVEL NUT ELBOW |  | Materials
FW0143 | 1/2" JIC 37DEG FLARE, SWIVEL NUT ELBOW |  | Materials
FW0144 | 1/2" JIC 37DEG FLARE, 45DEG SWIVEL NUT |  | Materials
FW0145 | SOCKET, BSPT 1/8G |  | Materials
FW0146 | SOCKET, BSPT 1/4G |  | Materials
FW0147 | 3/4" JIC FEMALE SWIVEL 45DEG, 1/2" HOSE |  | Materials
FW0148 | 9/16"JIC FEMALE SWIVEL,1/4"HOSE,55SERIES |  | Materials
FW0149 | 1/2" JIC FEMALE SWIVEL, 1/4" HOSE |  | Materials
FW0150 | 1/2" JIC FEMALE SWIVEL 90DEG, 1/4" HOSE |  | Materials
FW0151 | 9/16"JIC FEMALE SWIVEL,3/8"HOSE,55SERIES |  | Materials
FW0152 | 3/4"JIC,FEMALE,SWIVEL,3/8"HOSE,55SERIES |  | Materials
FW0153 | 3/4"JIC,F,SWIVEL 90DEG,3/8"HOSE,55SERIES |  | Materials
FW0154 | 3/4" JIC FEMALE SWIVEL, 1/2" HOSE |  | Materials
FW0155 | 7/8"JIC FEMALE SWIVEL,1/2" HOSE,55SERIES |  | Materials
FW0156 | 1/2" JIC FEMALE SWIVEL 45DEG, 1/4" HOSE |  | Materials
FW0157 | 3/4"JIC,F,SWIVEL 45DEG,3/8"HOSE,55SERIES |  | Materials
FW0158 | 7/8"JIC,F,SWIVEL,45DEG,1/2"HOSE,55SERIES |  | Materials
FW0159 | 3/4"JIC,F,SWIVEL 45DEG,1/2"HOSE,55SERIES |  | Materials
FW0160 | JIC,MALE,37DEG FLARE,3/8" HOSE |  | Materials
FW0161 | 1/4" I.D NON-CONDUCTIVE HOSE, SAE J517 |  | Materials
FW0162 | 3/8" I.D. NON-CONDUCTIVE HOSE, SAE J517 |  | Materials
FW0163 | 1/2" I.D. NON-CONDUCTUVE HOSE, SAE J517 |  | Materials
FW0164 | 3/8 G/Y SAFLEX, TWO TEXTILE BRAIDS HOSE |  | Materials
FW0165 | 1/2 NPT~3/8 HOSE G/Y TO SUIT NSFX-06 |  | Materials
FW0166 | COUPLER,NON-SPILL QUICK,FEMALE,1/2# NPT |  | Materials
FW0167 | COUPLER,NON-SPILL QUICK,MALE,1/2"NPT |  | Materials
FW0168 | COUPLER,NON-SPILL QUICK,FEMALE,3/8 NPT |  | Materials
FW0169 | COUPLER,NON-SPILL QUICK,MALE,3/8 NPT |  | Materials
FW0170 | R2AT,PARKER WEAR RES NON SKIVE 1/4 HOSE |  | Materials
FW0171 | R2AT,PARKER WEAR RES NON SKIVE 3/8 HOSE |  | Materials
FW0172 | R2AT,PARKER WEAR RES NON SKIVE 1/2 HOSE |  | Materials
FW0173 | KIT,LUBE,RANGER PRO |  | Materials
FW0174 | KIT,LUBE,500 # FC,EURO 4 |  | Materials
FW0175 | KIT,LUBE,RANGER |  | Materials
FW0176 | KIT,LUBE,500 # FC,FD,FE EURO 5 |  | Materials
FW0177 | FILTER,OIL,ENGINE,GT175M |  | Materials
FW0178 | KIT,LUBE,500 # FG,GH,FM EURO 5 |  | Materials
FW0179 | FILTER,OIL,ENGINE,500 SERIES |  | Materials
FW0180 | KIT,LUBE,500 SERIES,RANGER-GD |  | Materials
FW0181 | ELEMENT SET,FILTER,OIL,GH8J,FT8J |  | Materials
FW0182 | FILTER,OIL,ENGINE, 500 SERIES,F SERIES |  | Materials
FW0183 | ELEMENT SET,FILTER,OIL,GT3H,FE3H,FF2H |  | Materials
FW0184 | FILTER,FUEL,PRIMARY,FM |  | Materials
FW0185 | FILTER,FUEL,SECONDARY,FM |  | Materials
FW0186 | FILTER,FUEL,PRIMARY,FC |  | Materials
FW0187 | FILTER,FUEL,SECONDARY,HINO |  | Materials
FW0188 | FILTER,FUEL,SEPARATOR,WATER |  | Materials
FW0189 | FILTER,FUEL,PRIMARY,HINO GT175M |  | Materials
FW0190 | FILTER,FUEL,PRIMARY,FG8J |  | Materials
FW0191 | FILTER,OIL,RESERVOIR |  | Materials
FW0192 | SOLENOID,CONT DUTY,N/O 24V 85A |  | Materials
FW0193 | LENS,ROUND,RED,TRAILER,UNIVERSAL |  | Materials
FW0194 | LENS,ROUND,AMBER,TRAILER,UNIVERSAL |  | Materials
FW0195 | LIGHT,LED,PILOT,RED,24V,BLADE TERMINAL |  | Materials
FW0196 | LIGHT,LED,PILOT,RED,24V SCREW TERMINAL |  | Materials
FW0197 | LIGHT,LED,PILOT,RED,12V BLADE TERMINAL |  | Materials
FW0198 | SOLENOID,CONT DUTY,N/O,12V,100A |  | Materials
FW0199 | SOLENOID,CONT DUTY,N/O,24V,100A |  | Materials
FW0200 | REFLECTOR,ROUND,RED,83MM |  | Materials
FW0201 | REFLECTOR,AMBER,32 X 70MM |  | Materials
FW0202 | FUSE,CERAMIC,YELLOW,5A |  | Materials
FW0203 | FUSE,CERAMIC,BLUE,25A |  | Materials
FW0204 | FUSE,CERAMIC,WHITE,8A |  | Materials
FW0205 | CIRCUIT BREAKER,MANUAL RESET,15A |  | Materials
FW0206 | CIRCUIT BREAKER,MANUAL RESET,6A |  | Materials
FW0207 | LINK,FUSABLE,L TYPE,UNIVERSAL |  | Materials
FW0208 | FUSE,ANL TYPE,100A |  | Materials
FW0209 | FUSE,ANL TYPE,150A |  | Materials
FW0210 | HOLDER,FUSE,BLADE,IN-LINE,30A |  | Materials
FW0211 | HOLDER,FUSE,MAXI BLADE,IN-LINE,60A |  | Materials
FW0212 | CIRCUIT BREAKER,MANUAL RESET,8A |  | Materials
FW0213 | FUSE,BLADE,MAXI,GREEN,30A |  | Materials
FW0214 | FUSE,BLADE,MAXI,RED,50A |  | Materials
FW0215 | FUSE,BLADE,MAXI,ORANGE,40A |  | Materials
FW0216 | FUSE,BLADE,MINI,KIT,ASSORTED |  | Materials
FW0217 | FUSE,BLADE,YELLOW,20A |  | Materials
FW0218 | FUSE,BLADE,RED,10A |  | Materials
FW0219 | FUSE,BLADE,WHITE,25A |  | Materials
FW0220 | FUSE,BLADE,GREEN,30A |  | Materials
FW0221 | FUSE,BLADE,VIOLET,3A |  | Materials
FW0222 | FUSE,BLADE,ORANGE,5A |  | Materials
FW0223 | FUSE,BLADE,BROWN,7.5A |  | Materials
FW0224 | FUSE,BLADE,BLUE,15A |  | Materials
FW0225 | FUSE,GLASS,3A |  | Materials
FW0226 | FUSE,GLASS,5A |  | Materials
FW0227 | FUSE,GLASS,10A |  | Materials
FW0228 | FUSE,GLASS,15A |  | Materials
FW0229 | SWITCH,ROCKER,ON/OFF,24V,25A |  | Materials
FW0230 | CONNECTOR STRIP,5MM,12 CIRCUIT |  | Materials
FW0231 | SOCKET,TRAILER,7 PIN |  | Materials
FW0232 | SOCKET,ACC/CIGAR,12V,UNIVERSLA |  | Materials
FW0233 | LUG,BATTERY,50-8 |  | Materials
FW0234 | LUG,BATTERY,10-8 |  | Materials
FW0235 | LUG,BATTERY,50-10 |  | Materials
FW0236 | LUG,BATTERY,50-12 |  | Materials
FW0237 | TERMINAL,JOINER,BLUE,1.5-2.5 |  | Materials
FW0238 | TERMINAL,BULLET,F,BLUE,5MM |  | Materials
FW0239 | TERMINAL,BULLET,F,RED,4MM |  | Materials
FW0240 | TERMINAL,BULLET,M,BLUE,5MM |  | Materials
FW0241 | TERMINAL,RING,RED,5MM |  | Materials
FW0242 | TERMINAL,RING,RED,3MM |  | Materials
FW0243 | TERMINAL,RING,RED,6.3MM |  | Materials
FW0244 | TERMINAL,SPADE,BLUE,4.3MM |  | Materials
FW0245 | TERMINAL,SPADE,RED,5MM |  | Materials
FW0246 | TERMINAL,BLADE,YELLOW,6.3MM |  | Materials
FW0247 | TERMINAL,RING,BLUE,6.25MM |  | Materials
FW0248 | TERMINAL,RING,BLUE,8.25MM |  | Materials
FW0249 | TERMINAL,PUSH ON,YELLOW,6MM |  | Materials
FW0250 | TERMINAL,PIN,RED,2MM |  | Materials
FW0251 | TERMINAL,PIN,BLUE,2MM |  | Materials
FW0252 | TERMINAL,PIN,YELLOW,2MM |  | Materials
FW0253 | TERMINAL,BLADE,M,BLUE,4MM |  | Materials
FW0254 | TERMINAL,BLADE,F,BLUE,4MM |  | Materials
FW0255 | TERMINAL,RING,YELLOW,5.5MM |  | Materials
FW0256 | TERMINAL,RING,YELLOW,8.5MM |  | Materials
FW0257 | ADAPTOR,BLADE,ANGLED,6.3MM |  | Materials
FW0258 | TERMINAL,BLADE,M,RED,3MM |  | Materials
FW0259 | TERMINAL,BLADE,F,RED,6.3MM |  | Materials
FW0260 | TERMINAL,BLADE,2 WAY,RED,6.3MM |  | Materials
FW0261 | RESISTOR,LOAD,24V,UNIVERSAL |  | Materials
FW0262 | CIRCUIT BREAKER,AUTO RESET,12V,50A |  | Materials
FW0263 | RELAY,MINI,N/O,24V,30A |  | Materials
FW0264 | RELAY,MINI,12V,30A |  | Materials
FW0266 | SWITCH,TOGGLE,ON/OFF,12V,20A |  | Materials
FW0267 | SWITCH,IGNITION,ON/OFF,12V,10A |  | Materials
FW0268 | SWITCH,PUSH/PULL,ILLUM RED,12V,10A |  | Materials
FW0269 | SWITCH,PUSH/PULL,12V,16A |  | Materials
FW0270 | SWITCH,PUSH/PULL,LONG NECK,12V,16A |  | Materials
FW0271 | SWITCH,PUSH BUTTON,H/DUTY,12V,60A |  | Materials
FW0272 | SWITCH,IGNITION,ON/OFF,SPST,12V,20A |  | Materials
FW0273 | SWITCH,TOGGLE,ON/OFF,SPST,12V,20A |  | Materials
FW0274 | MASTER SWITCH 6-36V-300A RED |  | Materials
FW0275 | KEY,INSULATOR,PLASTIC,RED |  | Materials
FW0276 | SWITCH,BATTERY MASTER,ISO,12V,25A |  | Materials
FW0277 | SWITCH,BATTERY MASTER,ISO,12V,75A |  | Materials
FW0278 | TERMINAL,BATTERY,NEGATIVE,BLACK |  | Materials
FW0279 | TERMINAL,BATTERY,POSITIVE,RED |  | Materials
FW0280 | DISC HORN,24V,105DB |  | Materials
FW0281 | CLUTCH,KIT,FD-FF-GD-ORGANIC |  | Materials
FW0282 | CLUTCH,KIT,FC3-FD3 |  | Materials
FW0283 | CLUTCH,KIT,FE-GH-RG-GT3 |  | Materials
FW0284 | CLUTCH,KIT,FF2H |  | Materials
FW0285 | CLUTCH,KIT,FC-ORGANIC |  | Materials
FW0286 | CLUTCH,KIT,FG-GH-FL-FM-500 SERIES |  | Materials
FW0287 | CLUTCH,KIT,FD-ORGANIC |  | Materials
FW0288 | CLUTCH,KIT,FC-FD |  | Materials
FW0289 | CLUTCH,KIT,FG-GH |  | Materials
FW0290 | FILTER,LUBE,KIT,FK-FIGHTER,MITSUBISHI |  | Materials
FW0291 | OIL,FULL-FLOW,SPIN-ON,ISUZU |  | Materials
FW0292 | LUBE,FULL-FLOW,SPIN-ON,CUMMINS,FTR900 |  | Materials
FW0293 | LUBE,FULL-FLOW,SPIN-ON,CUMMINS,FVZ1400 |  | Materials
FW0294 | LUBE,FULL-FLOW,SPIN-ON,CAT,,MERC ATEGO |  | Materials
FW0295 | LUBE,FULL-FLOW,SPIN-ON,CUMMIN,MIT,CANTER |  | Materials
FW0296 | LUBE,FULL-FLOW,SPIN-ON,CUMMIN,MERC,ACTRO |  | Materials
FW0297 | FILTER,OIL,ISUZU,NPS300,4X4,5.2TD,LF3854 |  | Materials
FW0298 | FILTER,SEPERATOR,WATER,CUMMINS |  | Materials
FW0299 | FILTER,FUEL,SECONDARY,ISUZU |  | Materials
FW0300 | FILTER,FUEL,PRIMARY,ISUZU,FRR550 |  | Materials
FW0301 | FILTER,FUEL,SECONDARY,HINO,W04C |  | Materials
FW0302 | FILTER,FUEL,SPIN-ON,HITACHI |  | Materials
FW0303 | FILTER,FUEL,SPIN-ON,ISUZU-MITSUBISHI |  | Materials
FW0306 | FILTER,FUEL,PRIMARY,MERCEDES |  | Materials
FW0307 | FILTER,FUEL,PRIMARY,ISUZU,NPS300 |  | Materials
FW0308 | FILTER,OIL,ISUZU,NPS300,4X4,5.2TD |  | Materials
FW0309 | FILTER,FUEL,PRIMARY |  | Materials
FW0310 | LUBE,FULL-FLOW,SPIN-ON,CAT,FVZ1400 |  | Materials
FW0311 | FILTER,FUEL,PRIM,4.9D,MITS CANTER |  | Materials
FW0312 | FILTER, INSERT, UNIVERSAL |  | Materials
FW0313 | FILTER,AIR,INNER,ISUZU,FTS750 |  | Materials
FW0314 | FILTER,AIR,FUSO |  | Materials
FW0315 | FILTER,AIR,OUTER,ISUZU,NPR200 |  | Materials
FW0316 | FILTER,AIR,OUTER,ISUZU.FRR550 |  | Materials
FW0317 | FILTER,AIR,INNER,ISUZU,FRR550 |  | Materials
FW0318 | FILTER,INSRET,AIR,UNIVERSAL |  | Materials
FW0319 | FILTER,AIR,MERC,ACTROS |  | Materials
FW0320 | FILTER,AIR,4.9D,MITSU CANTER |  | Materials
FW0321 | FILTER,AIR,OUTER,ISUZU,FSS500 |  | Materials
FW0322 | FILTER,AIR,INNER,FF2H,HINO GT175M |  | Materials
FW0323 | FILTER,AIR,INNER,HINO RANGER PRO |  | Materials
FW0324 | FILTER,AIR,INNER,HINO FE |  | Materials
FW0325 | FILTER,AIR,OUTER,FF2H,HINO GT175M |  | Materials
FW0326 | FILTER,AIR,CREW CAB,GT175M |  | Materials
FW0327 | FILTER,AIR,OUTER,HINO RANGER PRO |  | Materials
FW0328 | FILTER,AIR,CREW CAB |  | Materials
FW0329 | FILTER,AIR,OUTER,FC6J |  | Materials
FW0330 | REVERSE BUZZER |  | Materials
FW0331 | V-BELT,FF-GT-FVR-FVZ |  | Materials
FW0332 | V-BELT,FF-FG-GT |  | Materials
FW0333 | V-BELT,FC |  | Materials
FW0334 | V-BELT,FD-GD-GH-FG-FT-GT |  | Materials
FW0335 | V-BELT,FC-2008> |  | Materials
FW0336 | V-BELT,FD-FE-FF-GD-GT |  | Materials
FW0337 | V-BELT,FE-FF-NPR-NPS-NQR-NKR |  | Materials
FW0338 | V-BELT,FC-FD-FT-FIGHTER |  | Materials
FW0339 | V-BELT,FE-FC-FD-FG-GT-FL-FM |  | Materials
FW0340 | BELT,A/C,FD-FG-GH-GT-FF-FE-FT-FIGHTER |  | Materials
FW0341 | BEARING,CENTRE,PROP SHART,FF172 |  | Materials
FW0342 | CUSHION,CENTRE BEARING,PROP SHAFT,FF172 |  | Materials
FW0343 | SEAL,HUB,FRONT,OUTER,GT 175 |  | Materials
FW0344 | SEAL,CRANK SHAFT,REAR,FD-GD-FE-GH |  | Materials
FW0345 | SEAL,HUB,FRONT,INNER,FE-FG |  | Materials
FW0346 | SEAL,HUB,REAR AXLE,INNER,GD16 |  | Materials
FW0348 | SEAL,HUB,OIL,FC-FD-FE |  | Materials
FW0349 | BEARING,HUB,FRONT SWIVEL,GT 175 |  | Materials
FW0350 | BEARING,CLUTCH THRUST,FC-FD-FE-GH |  | Materials
FW0351 | BEARING,CLUTCH THRUST,FC-FD-FF-FT-GD-GT |  | Materials
FW0352 | GASKET,CYLINDER,ROCKER,FG-FM-GH |  | Materials
FW0353 | RING,RETAINING,SEDIMENTER,FC-FD-FE-FF |  | Materials
FW0354 | O'RING,HOUSING,SEDIMENTER,FC-FD-FE-FF |  | Materials
FW0355 | LAMP,REPEATER,SIDE,ASSY,FC-FD-FE-FF |  | Materials
FW0356 | WASHER,SET,O/S 0.25,FB-FC-FD |  | Materials
FW0357 | GASKET,HEAD,CYLINDER,FF |  | Materials
FW0358 | GASKET,COVER,WATER GALLERY,FE |  | Materials
FW0360 | SEAL,HUB,INNER,4WD,GT |  | Materials
FW0361 | SEAL,HUB,INNER,SMALL,OIL,4WD,GT |  | Materials
FW0362 | SEAL,PULLEY,CRANK SHAFT,FB-FC-FD |  | Materials
FW0363 | KNOB,CONTROL,HEATER,FB-FC-FD |  | Materials
FW0364 | LABEL,HEATER,FACE |  | Materials
FW0365 | O'RING,COOLANT LEVEL WARNING,FC-FD-FE-FF |  | Materials
FW0366 | SEAL,DOOR GLS RUNNER,VERTICAL,FB-FC-FD |  | Materials
FW0367 | BEARING,N/R,TRANS,FFTSG,FC |  | Materials
FW0368 | SWITCH,EARLY FD,ASSY |  | Materials
FW0369 | BEARING,CENTRE,PROP SHAFT,FC-FD-FE-GH |  | Materials
FW0370 | JOINT-UNI,SPIDER,PROP SHAFT,FC-FD-FE-FF |  | Materials
FW0371 | SEAL,OUTPUT,FG-FM-GH |  | Materials
FW0372 | JOINT,SEAT BALL,GEAR SHIFT,FG-FM-GH |  | Materials
FW0373 | O'RING,TRANSFER OUTPUT REAR SHAFT,TUNDRA |  | Materials
FW0374 | GASKET,TUBE,TURBO,OIL,HINO |  | Materials
FW0375 | CAP,RESERVOIR,STEERLING,OIL,FG-FM-GH |  | Materials
FW0376 | HUB SYNCHRO,TRANSMISSION,FC-FD-FE-FF |  | Materials
FW0377 | HANDLE,DOOR,CHROME,EARLY FD |  | Materials
FW0379 | SEAL,TRANS,INPUT,FRONT,FC-FD-FE |  | Materials
FW0380 | LOCK,DOOR,L/H,FB-FC-FD |  | Materials
FW0381 | LINK,FUSEABLE,GT3H |  | Materials
FW0382 | PUMP,HAND PRIMER,RG1 |  | Materials
FW0383 | HANDLE,DOOR,INNER,R/H |  | Materials
FW0384 | BODY,WATER,SEPERATOR,FC-FD-FE-FF-GD-GH |  | Materials
FW0385 | LENS,REPEATER,SIDE,L/H |  | Materials
FW0386 | LENS,REPEATER,SIDE,R/H |  | Materials
FW0387 | SEAL,SHAFT,TRANSER OUTPUT,FT-GT |  | Materials
FW0388 | CYLINDER,CLUTCH,MASTER,ASSY |  | Materials
FW0389 | BUZZER,WARNING,ASS |  | Materials
FW0390 | LAMP,CLEAR,ASS |  | Materials
FW0391 | GASKET,PUMP,COOLANT,FD-FE-FF-GD-GT |  | Materials
FW0392 | FILTER,PRE AIR,GAUZE |  | Materials
FW0393 | HOUSING,THERMOSTAT,FD-FE-FF-GD-GT |  | Materials
FW0394 | O'RING,WATERPUMP TO BLOCK |  | Materials
FW0395 | GASKET,HEAD,CYLINDER |  | Materials
FW0396 | HOSE,INTAKE,AIR,FD-FF-FG-FM-GH |  | Materials
FW0397 | ANTENNA,FC-FD-FE-FF-FG-FM-FT-GD-GH-GT |  | Materials
FW0398 | LAMP,HEAD,BEZEL,R/H |  | Materials
FW0399 | FILTER,POLLEN,SUB |  | Materials
FW0400 | SWITCH,COOLANT LEVEL,WARNING |  | Materials
FW0401 | LENS,CLEAR,TAIL,REVERSE |  | Materials
FW0402 | GASKET,PTO,FC-FD-FE-FF-FG-FM-FT-GD-GH-GT |  | Materials
FW0403 | O'RING,TRANSMISSION,CASE,REAR |  | Materials
FW0404 | CUSHION,CAB TILT |  | Materials
FW0405 | BELT,SEAT,L/H |  | Materials
FW0406 | COVER,OUTER,MIRROR,L/H |  | Materials
FW0407 | PLATE,BEARING,CENTRE |  | Materials
FW0408 | CYLINDER,SLAVE,CLUTCH,FC-FE-GH-GT |  | Materials
FW0409 | REGULATOR,WINDOW,L/H |  | Materials
FW0410 | GLASS,QUARTER,FD-FE-FF-FM-FT-GD-GH-GT |  | Materials
FW0411 | BOLT,SHAFT,PROP,HEXAGON,FF-GH-GT |  | Materials
FW0412 | CAP,STEER,OIL,RESERVOIR,FD-GD |  | Materials
FW0414 | SEAL,STEERING,KNUCKLE,FT-GT |  | Materials
FW0415 | ROLLERS,SEAT BASE,RUBBER |  | Materials
FW0416 | VALVE,BRAKE,IN RELAY |  | Materials
FW0417 | COVER,CYLINDER,HYDRAULIC,PLASTIC |  | Materials
FW0418 | PIN,CLEVIS,FD-FE-FF-FT-GD-GT |  | Materials
FW0419 | FITTING,3 WAY TEE,FM-FS-RG-RM |  | Materials
FW0420 | SWITCH,COMBINATION,ASSY |  | Materials
FW0421 | CIG LIGHTER ASSY |  | Materials
FW0422 | CLIP,HEADLIGHT,BEZEL |  | Materials
FW0423 | SWITCH,OIL PRESSURE,ASSY,RM2K |  | Materials
FW0424 | LINK,FUSABLE,100AMP |  | Materials
FW0425 | SWITCH,LAMP,REVERSE,FT-GT |  | Materials
FW0426 | CYLINDER,WHEEL,R/R,FE-FF |  | Materials
FW0427 | LAMP,FOG,L/H,ASSY,FC-FD-FF-FS-GD-GH |  | Materials
FW0428 | LAMP,REPEATER,SIDE,R/H |  | Materials
FW0429 | RETAINER,COVER,INSTRUMENT TOP |  | Materials
FW0430 | O'RING/WASHER,ENGINE,OIL,RESERVOIR |  | Materials
FW0431 | BEARING,TAPERED,FT-GT |  | Materials
FW0432 | HOSE,OIL,HOUSING,CLUTCH |  | Materials
FW0433 | BRACKET,STEP,SUPPORT,FRONT,FC |  | Materials
FW0434 | HOSE,OIL,P/STEER,GT |  | Materials
FW0435 | GASKET,GUAGE,FUEL,SENDER,RM1J-RM2K |  | Materials
FW0436 | CLIP,GRILL,RETAINING |  | Materials
FW0437 | HANDLE,DOOR,ESCUTCHION |  | Materials
FW0438 | WASHER,SUMP,PLUG,UNIVERSAL |  | Materials
FW0439 | PLUG,SUMP,FC-FD-FE-FF-FS-GT |  | Materials
FW0440 | WASHER,FC-FD-FE-FF-FG-FM-FT-GD-GH-GT |  | Materials
FW0441 | COVER,BATTERY,335MM X 250MM |  | Materials
FW0442 | SPRING,RETURN,GOVENOR,FF-FM-GH |  | Materials
FW0443 | CUSHION,SHOCK ABSORBER |  | Materials
FW0444 | CUSHION,EXHAUST PIPE |  | Materials
FW0445 | GASKET,MANIFOLD,EXHAUST,FF-GH |  | Materials
FW0446 | NUT,HEX,MANIFOLD,FC-FD-FT-RG-RK |  | Materials
FW0447 | STUD,MANIFOLD,EXHAUST,FD-FE-GD-GH-GT-RG |  | Materials
FW0448 | STUD,MANIFOLD,EXHAUST |  | Materials
FW0449 | SCREW,TAPPING |  | Materials
FW0450 | GASKET,FUEL SENDER,GT |  | Materials
FW0451 | SPRING,LEVER,SHIFT,SUPPORT |  | Materials
FW0452 | BOLT,SIDE,SEAT |  | Materials
FW0453 | SEAL,SHAFT,TRANSMISSION SELECTOR,FT-GT |  | Materials
FW0454 | COVER,GASKET,VALVE,FD-FE-FF-GD-GH-GT |  | Materials
FW0455 | PUMP,HAND PRIMER,FC-FD-FE-FF-FT-GD-GH-GT |  | Materials
FW0456 | INSTRUMENT CLUSTER,SOCKET & BULB |  | Materials
FW0457 | SWITCH,REVERSE LAMP,FC-FM-GH-FS |  | Materials
FW0458 | SWITCH,LOW PRESSURE,FT-GT |  | Materials
FW0459 | SWITCH,NEUTRAL,SAFETY,FS-RM |  | Materials
FW0460 | SWITCH,OIL PRESSURE,ASS |  | Materials
FW0461 | CUSHION,CENTRE,POP-SHAFT |  | Materials
FW0462 | MOUNT,ENGINE,R/R,FD-GD |  | Materials
FW0463 | HOSE,RADIATOR,TOP,FD-FE-FF-GD |  | Materials
FW0464 | SWITCH,COMBINATION,HOUSING |  | Materials
FW0465 | GASKET,GAUGE,FUEL,ASSY |  | Materials
FW0466 | GASKET,PUMP,COOLANT,PIPE |  | Materials
FW0469 | DAMPER,HARMONIC BALANCER,FF-GH |  | Materials
FW0470 | CABLE,ENGINE,STOP,FE-FF-GT |  | Materials
FW0471 | CABLE,CAB,TILT,FE-FF-FG-GH-GT |  | Materials
FW0472 | CABLE,ACCELERATOR,GH-FE-FF-GT |  | Materials
FW0474 | O'RING,COOLING LEVEL WARNING |  | Materials
FW0476 | HOUSING,AIR CLEANER,WINGNUT |  | Materials
FW0477 | WASHER,SOFT |  | Materials
FW0478 | BLADE,WIPER,FD-FE-FF-FM-FT-GD=GH=GT |  | Materials
FW0479 | RELAY,FC-FD-FE-FF-FG-FM-FT-GD-GH-GT |  | Materials
FW0480 | FLASHER,CAN,FD-FE-FF-FM-FT-GD-GH-GT |  | Materials
FW0481 | HANDLE,DOOR,INNER,L/H,ASSY |  | Materials
FW0482 | TRACK,SEAT,R/H |  | Materials
FW0483 | CLUTCH,BOOSTER,ASS |  | Materials
FW0484 | CABLE,SPEEDO DRIVE,ASSY,FG-GH |  | Materials
FW0485 | MUD FLAP,LARGE,UNIVERSAL |  | Materials
FW0486 | MUD FLAP,SMALL,UNIVERSAL |  | Materials
FW0487 | GASKET,ROCK COV,FTR900,FSS500,FTS750(34) |  | Materials
FW0488 | FILTER,POWER STEER,ISUZU,FTR,FSS,FTS,FRR |  | Materials
FW0489 | GASKET,ROCKER COVER,FRR550 |  | Materials
FW0490 | GASKET,ROCKER COVER,ISUZU,NPR58 |  | Materials
FW0491 | GASKET,ROCKER COVER,ISUZU,NPS70,NPS71 |  | Materials
FW0492 | GASKET,ROCKER COVER,ISUZU,NPR75,NPS75 |  | Materials
FW0493 | FILTER,POWER STEER,ISUZU,N Series |  | Materials
FW0494 | GASKET,ROCKER COVER,ISUZU,FVZ |  | Materials
FW0495 | FILTER,TRANSMISSION,ISUZU,FVZ |  | Materials
FW0496 | FILTER,POWER STEER,ISUZU,FVZ |  | Materials
FW0497 | FILTER,FRONT DIFF,ISUZU,FVZ |  | Materials
FW0498 | ELEMENT,FILTER,OIL,ECO,MAN 18.340, |  | Materials
FW0499 | ELEMENT,FILTER,W SEAL,MAN 18.340, 41.480 |  | Materials
FW0500 | FILTER,EXPANDABLE,MAN,18.340,41.480 |  | Materials
FW0501 | FILTER,FUEL,RME-RESISTANT,MAN,18.340 |  | Materials
FW0502 | V-BELT,RIBBED, 8X1275/28-28,MAN,18.340 |  | Materials
FW0503 | V-BELT,RIBBER,MAN,18.340 |  | Materials
FW0504 | FILTER,CABIN,MAN,18.340 |  | Materials
FW0505 | FILTER,AIR DRIER,TGA,ECAM,MAN,18.340 |  | Materials
FW0506 | COVER,GREEN,MAN,18.340 |  | Materials
FW0507 | ELEMENT,FILTER,AIR,MAN,18.340 |  | Materials
FW0508 | INSERT,FILTER,OIL,MAN,41.480 |  | Materials
FW0509 | ELEMENT,ENGINE,FILTER,OIL,MAN,41.480 |  | Materials
FW0510 | ELEMENT,FILTER,RME,RESISTANT,MAN,41.480 |  | Materials
FW0511 | ELEMENR,FILTER,AIR,MAN,41.480 |  | Materials
FW0512 | ELEMENT,FILTER,MAN,41.480 |  | Materials
FW0513 | V-BELT,RIBBER,8X1920/28-28,MAN,41.480 |  | Materials
FW0514 | CAP,HEADER TANK,MAN,41.480 |  | Materials
FW0515 | GASKET,ROCK COVER,HINO,FG,GH, FT, GT, FM |  | Materials
FW0516 | FILTER,POWER STEER,HINO,FD,GT,FE,GD,FG |  | Materials
FW0517 | FILTER,POWER STEER,HINO,GH,FG |  | Materials
FW0518 | FILTER,POLLEN,ASSY,HINO |  | Materials
FW0519 | GASKET,ROCKER COVER,HINO,FE,FD, |  | Materials
FW0520 | FILTER,DIFF,HINO,FM |  | Materials
FW0521 | GASKET,ROCKER COVER,HINO,GT,FF |  | Materials
FW0522 | FILTER,HYD RETURN,20GPM,10 MICRON ALTEC |  | Materials
FW0523 | TRAP,WATER,ALTEC TA45 EWP |  | Materials
FW0524 | FILTER,SUCTION,ALTEC,TA45 EWP |  | Materials
FW0525 | FILTER,HIGH PRESSURE,ALTEC,TA45 EWP |  | Materials
FW0526 | ELEMENT,RETURN FILTER,6MICRON,ALTEC/EWP |  | Materials
FW0527 | FILTER,SUCTION,MAGNT,250MICRON,ALTEC/EWP |  | Materials
FW0528 | FILTER,WATER,ALTECT,A65/A77T,EWP 4050 |  | Materials
FW0529 | FILTER,HYDRAULIC,RETURN,CLOSED CENTER |  | Materials
FW0530 | FILTER,HYDRAULIC,PRESSURE,CLOSED CENTRE |  | Materials
FW0531 | FILTER,HYDRAULIC,OPEN CENTRE,GMJ |  | Materials
FW0532 | FILTER,HYDRAULIC,SUCTION,NL140RKT |  | Materials
FW0533 | FILTER,HYDRAULIC,SUCTION,NL120KDT |  | Materials
FW0534 | FILTER,HYDRAULIC,SUCTION,NL120KDT |  | Materials
FW0535 | FILTER,HYDRAULIC,HIGH PRESSURE,NL140RKT |  | Materials
FW0536 | FILTER,HYDRAULIC,HIGH PRESSURE,NL120KDT |  | Materials
FW0537 | FILTER,HYDRAULIC RETURN,NL120KDT |  | Materials
FW0538 | GASKET,ROCKER COVER,MERC ACTROS 2632 |  | Materials
FW0539 | GASKET,ROCKER COVER,MERC ATEGO,AXOR |  | Materials
FW0540 | FILTER,TRANS,MERC ACTROS,ATEGO,AXOR |  | Materials
FW0541 | FILTER,CABIN,MERC ACTROS 2632 |  | Materials
FW0542 | FILTER,CABIN,MERC ATEGO 1629 |  | Materials
FW0543 | FILTER,CABIN MERC ATEGO,1629A |  | Materials
FW0544 | FILTER,CABIN,MERC AXOR 2629 |  | Materials
FW0545 | FILTER,POWER STEER,MERC ACTRO,ATEGO,AXOR |  | Materials
FW0546 | GASKET,ROCKER COVER,CANTER AUTO |  | Materials
FW0547 | GASKET,ROCKER COVER,CANTER MANUAL |  | Materials
FW0548 | GASKET,ROCKER COVER,FK FIGHTER |  | Materials
FW0549 | FILTER,TRANS,CANTER AUTO |  | Materials
FW0550 | FILTER,CABIN,CANTER AUTO |  | Materials
FW0551 | FILTER,CABIN,CANTER MANUAL,MY11 |  | Materials
FW0552 | FILTER,CABIN,CANTER,MANUAL,MY12 |  | Materials
FW0553 | FILTER,CABIN,FK FIGHTER |  | Materials
FW0554 | FILTER,POWER STEER,CANTER AUTO |  | Materials
FW0555 | FILTER,POWER STEER,FK FIGHTER |  | Materials
FW0556 | GASKET,ROCKER COVER,C CLASS COLUMBIA |  | Materials
FW0557 | FILTER,CABIN,C CLASS COLUMBIA |  | Materials
FW0558 | FILTER,POWER STEER,C CLASS COLUMBIA |  | Materials
FW0559 | LUBE,KIT 500#, FM1A INC EURO5 |  | Materials
FW0560 | OIL FILTER,FD3W,GT175M |  | Materials
FW0561 | ELEMENT SET, FUEL FILTER FDGD |  | Materials
FW0562 | ELEMENT SET, FUEL FILTER FD |  | Materials
FW0563 | SEAL,OIL GD16# |  | Materials
FW0564 | SEAL,OIL,OUTER,REAR,FD3W,FD1J,FD2J,FT8J |  | Materials
FW0565 | SEAL,OIL,FG8J,GH8J,FM8J,FM1A,FY1E |  | Materials
FW0566 | SEAL,OIL,HUB RR,FF173L |  | Materials
FW0567 | SEAL, OIL REAR OUTER,FG8J,GH8J,FM8J,FM1A |  | Materials
FW0568 | O-SEAL,RR AXLE |  | Materials
FW0569 | SEAL,OIL,FRONT,HUB |  | Materials
FW0570 | SEAL,REAR,HUB FT163LA |  | Materials
FW0571 | V BELT,AIR CON |  | Materials
FW0572 | V BELT,GHAC |  | Materials
FW0573 | V-BELT SET, FE3H,FF2HML |  | Materials
FW0574 | V-BELT,GH8JMM,FG8JGM |  | Materials
FW0575 | V-BELT,FE7J,FD7J |  | Materials
FW0576 | COLVER,AIR FILTER,ATEGO 1629A |  | Materials
FW0577 | FILTER,AIR,FUSO,FK FIGHTER |  | Materials
FW0578 | FILTER,AIR,CREW CAB,FRR550 |  | Materials
FW0579 | FILTER,AIR,JAP,NPR200 MEDIUM |  | Materials
FW0580 | ELEMENT,AIR FILTER,LONG LIFE,FG8J, |  | Materials
FW0581 | FILTER,AIR,ACTROS 2632 |  | Materials
FW0582 | FILTER,AIR,AF26144 |  | Materials
FW0583 | LEAD,BATTERY POST |  | Materials
FW0584 | ELEMENT,AIR FILTER,300 SERIES 917 XL |  | Materials
FW0585 | KIT,LUBE NEW 300# EURO |  | Materials
FW0586 | V-BELT 1939MM |  | Materials
FW0587 | LIGHT,HALOGEN,ROUND |  | Materials
FW0588 | SWITCH,ROTARY (TO SUIT 1513) |  | Materials
FW0589 | BEACON,HALOGEN,ROTATING |  | Materials
FW0590 | SUCTION LINE,AIR COMPRESSOR |  | Materials
FW0591 | PLUG,MALE,7 PIN,TRAILER |  | Materials
FW0592 | PLUG,FEMALE,7 PIN,TRAILER |  | Materials
FW0593 | LIGHT,GREEN PILOT,LED,24V,CHROME |  | Materials
FW0594 | LENS,TO SUIT86470 |  | Materials
FW0595 | LEVER,SWITCH,LIMIT, - ZCKY41 |  | Materials
FW0596 | HEAD,SWITCH,LIMIT, - ZCKE05 |  | Materials
FW0597 | BODY,SWITCH,LIMIT, - ZCKJ2H29 |  | Materials
FW0598 | HEAD,MIRROR,BRITAX |  | Materials
FW0599 | COVER,POWERTOOL,LLF14/16 LL18/22,REMOTE |  | Materials
FW0600 | COVER,FLYJIB L/H |  | Materials
FW0601 | CAP PRESSURE (RADIATOR),7PSI |  | Materials
FW0602 | O FUSE, HIGH 100A |  | Materials
FW0603 | FILTER,AIR,F'LINER,SB09GM,SB17GO&SB03GX |  | Materials
FW0604 | LIGHT, LED GREEN, DAYLIGHT,24V 1M |  | Materials
FW0605 | SWITCH,ROCKER,MOM ON - OFF - MOM ON,DPDT |  | Materials
FW0606 | CAP,FILLER,MASTER CYLINDER, TRAILER |  | Materials
FW0607 | RR HUB INNER OIL SEAL |  | Materials
FW0608 | V-BELT,17 X 1120, 5450/8450 |  | Materials
FW0609 | SWITCH,TOGGLE,ON-OFF,SPST 24V,AMBER ILL |  | Materials
FW0610 | BATTERY,VEHICLE,12V,325CCA,D POLARITY |  | Materials
FW0611 | BATTERY,VEHICLE,12V,610 CCA,D POLARITY |  | Materials
FW0612 | BATTERY,VEHICLE,12V,720 CCA,D POLARITY |  | Materials
FW0613 | BATTERY,VEHICLE,12V,720 CCA,C POLARITY |  | Materials
FW0614 | BATTERY,VEHICLE,12V,670CCA,C POLARITY |  | Materials
FW0615 | BATTERY,VEHICLE,12V,610 CCA,REV,POL |  | Materials
FW0616 | BATTERY,VEHICLE,12V,1200CCA,F POLARITY |  | Materials
FW0617 | BATTERY,VEHICLE,12V,890 CCA,E POLARITY |  | Materials
FW0618 | BATTERY,VEHICLE,12V,150AH,C POLARITY |  | Materials
FW0619 | FILTER,AIR,C CLASS COLUMBIA |  | Materials
FW0620 | FILTER,FUEL,C CLASS COLUMBIA |  | Materials
FW0621 | SEPERARTOR,FUEL,C CLASS COLUMBIA |  | Materials
FW0622 | FILTER,LUBE,C CLASS COLUMBIA |  | Materials
FW0623 | FILTER,WATER,C CLASS COLUMBIA |  | Materials
FW0624 | MUD FLAP,330MM X 605MM UNIVERSAL |  | Materials
FW0625 | BOOM REST PADS |  | Materials
FW0626 | TANK EXPANSION WATER,COOLANT RESERVOIR |  | Materials
FW0627 | LENS,COMBINATION TO SUIT 2412/3 |  | Materials
FW0628 | PLUG ASSY,TRAILER AIR |  | Materials
FW0629 | COVER ASSY,FEMALE PLUGS,TRAILER AIR |  | Materials
FW0630 | REBUILD KIT, FOOT BRAKE VALVE |  | Materials
FW0631 | COVER,HALF MOON L/H |  | Materials
FW0632 | COVER,HALF MOON R/H |  | Materials
FW0633 | LIGHT,STOP,TAIL,INDICATOR |  | Materials
FW0634 | LENS,RED/CLEAR TO SUIT 2401 |  | Materials
FW0635 | PUMP,LIFT PRIMER |  | Materials
FW0636 | LIGHT,NUMBER PLATE,LED |  | Materials
FW0637 | LIGHT,REAR MARKER,RED,LED |  | Materials
FW0638 | REFLECTOR,RECTANGULAR,32X70MM,CLEAR |  | Materials
FW0639 | REFLECTOR,RECTANGULAR,32X70MM,RED |  | Materials
FW0640 | BATTERIES,MFN 120,N120MF |  | Materials
FW0641 | LENS,TAIL & STOP,RR COMB LAMP,L/H,ISUZU |  | Materials
FW0642 | LENS,TURN SIGNAL,R/H,ISUZU |  | Materials
FW0643 | LENS,TAIL & STOP,RR COMB LAMP,R/H,ISUZU |  | Materials
FW0644 | LENS,TURN SIGNAL,L/H,ISUZU |  | Materials
FW0645 | FILTER,AIR,FREIGHTLINER,C CLASS COLUMBIA |  | Materials
FW0646 | FUEL SEPARATOR,FREIGHTLINER,C CLS COLUM |  | Materials
FW0647 | FILTER,WATER,FREIGHTLINER,C CLASS COLUM |  | Materials
FW0648 | VECTOR COMPRESSION T-HANDLES |  | Materials
FW0649 | LIGHT,REVERSE,INCANDESCENT 12V |  | Materials
FW0650 | FILTER KIT 4" SUMP |  | Materials
FW0651 | FILTER KIT 2" SUMP |  | Materials
FW0652 | LUBE,KIT,FUSO, CANTER |  | Materials
FW0653 | FILTER,AIR,INNER,HINO,2630 FM1A |  | Materials
FW0654 | FILTER,AIR,OUTER,HINO,2630 FM1A |  | Materials
FW0655 | REFLECTOR,ROUND,AMBER,60MM,HELLA 1 PCE |  | Materials
FW0656 | ELEMENT,FILTER,AIR,HINO, 300 SERIES 917 |  | Materials
FW0657 | LOCK,COMPRESSION,LARGE,50X103MM |  | Materials
FW0658 | LOCK,DROP T,CONCEALED FIX STUDS |  | Materials
FW0659 | LOCK,DROP T,KEYED ALIKE CH501 |  | Materials
FW0660 | ROTARY LATCH PADDLE |  | Materials
FW0661 | KIT RESCUE ESCAPEMASTER FOR EWP 20M |  | Materials
FW0662 | GASKET; HD /ROCKER COVER, ISUZU 4HK1 |  | Materials
FW0663 | GASKET, ROCKER COVER, MITSUBISHI |  | Materials
FW0664 | FILTER, POWER STEERING, MITSUBISHI |  | Materials
FW0665 | ELEMENT,AIR FILTER, BREATHER |  | Materials
FW0666 | KIT,LUBE 700#, PRIME MOVER |  | Materials
FW0667 | WHEEL,JOCKEY 8X2,CAP 700KG |  | Materials
FW0668 | LAMP, FLOOD, LED 9-64V |  | Materials
FW0669 | WHEEL,JOCKEY,H'DUTY,8X2, CAP 750KG |  | Materials
FW0670 | WHEEL,JOCKEY,EXTRA H'DUTY, CAP 1250KG |  | Materials
FW0671 | BRACKET,PIN LOCKING,BOLT-IN/WELD-ON |  | Materials
FW0672 | ELEMENT,FUEL,FILTER,ACTRESS/ATEGO |  | Materials
FW0673 | ELEMENT SET,FILTER,FUEL,300S/917CREW |  | Materials
FW0674 | INDICATOR,REAR,LIGHT LED 9 TO 33V,UNIVS |  | Materials
FW0675 | GASKET,CYLINDER HEAD COVER,300S/917CREW |  | Materials
FW0676 | SIDE MARKER,LED RED/AMBER,UNIVERSAL |  | Materials
FW0677 | ELEMENT,AIR FILTER,INNER L/L,FY1E |  | Materials
FW0678 | ELEMENT,AIR FILTER,OUTER,FY1E |  | Materials
HA0100 | CIRCUIT BREAKER 48VDC C60N 63A |  | Materials
HA0105 | CIRCUIT BREAKER 48VDC AUX C60/120 |  | Materials
HA0110 | CIRCUIT BREAKER 48VDC C60N 25A |  | Materials
HA0115 | RECTIFIER 48VDC BLANK PANEL |  | Materials
HA0120 | TOP COVER 48VDC,APS-3,3G,621-08919-30 |  | Materials
HA0125 | AC KIT 48VDC APS3-3G 3XSP 10A PLUGS |  | Materials
HA0130 | COMMUNICATION KIT 48VDC 3G |  | Materials
HA0135 | BATTERY 100AHR FRONT TERMINAL |  | Materials
HA0140 | BATTERY 150AHR FRONT TERMINAL |  | Materials
HA0145 | RECTIFIER 48VDC 1800W,3AU,APR48-3G |  | Materials
HA0150 | SUBRACK 48VDC APS3-321 SC200 LVD |  | Materials
HA0155 | POWER SYSTEM 48VDC OPTION 1 |  | Materials
HA0160 | POWER SYSTEM 48VDC OPTION 2 |  | Materials
HA0165 | POWER SYSTEM 48VDC OPTION 3 |  | Materials
HA0170 | POWER SYSTEM 48 VDC OPTION 4 |  | Materials
HA0175 | POWER SYSTEM 48VDC OPTION 5 |  | Materials
HA0180 | POWER SYSTEM 48VDC OPTION 6 |  | Materials
HA0185 | POWER SYSTEM 48VDC OPTION 7 |  | Materials
HA0190 | SDH,1662 S-16.1 SFP + LICENCES |  | Materials
HA0195 | SDH,1642 EMC ISA-ES1 8FE BOARD |  | Materials
HA0200 | SDH,1642 CHASSIS ONLY |  | Materials
HA0205 | SDH,1642 EMC INSTALLATION KIT |  | Materials
HA0210 | SDH,1642 8X2 MBPS 120 OHM CABLE 5M |  | Materials
HA0215 | SDH,1642 POWER SUPPLY 5M CABLE |  | Materials
HA0220 | SDH,1642 EMC CHASSIS WITH 2XS-1.1 SFP |  | Materials
HA0225 | SDH,1642 EMC S-1.1 SFP (DDM) |  | Materials
HA0230 | SDH,1642 EMC SFP ADAPTER |  | Materials
HA0235 | SDH,1662 CHASSIS STM4 ES1 |  | Materials
HA0240 | SDH,1650 CHASSIS |  | Materials
HA0245 | SDH,1650 63 X E1 |  | Materials
HB0100 | PDH CABLE 2M DIU - 24012 |  | Materials
HB0101 | PDH CABLE 2W 6 CH SUB/SUB 21206 |  | Materials
HB0102 | PDH CABLE 2W 6 CH SUB/EXCH 21216 |  | Materials
HB0103 | PDH CABLE DB2 MULTIPLEXER B2 (TOP) |  | Materials
HB0104 | PDH CABLE DB2 MULTIPLEXER B2 (BOTTOM) |  | Materials
HB0105 | PDH CABLE DB2 MULTIPLEXER X2 (TOP) |  | Materials
HB0106 | PDH CABLE DB2 MULTIPLEXER X2 (BOTTOM) |  | Materials
HB0107 | PDH CABLE DF2-8 21513 + 21518 (TOP) |  | Materials
HB0108 | PDH CABLE DF2-8 21513 + 21518 (BOTTOM) |  | Materials
HB0109 | PDH CABLE DM2+ 21116 (TOP) |  | Materials
HB0110 | PDH CABLE DM2+ 21116 (BOTTOM) |  | Materials
HB0111 | PDH CABLE DN2 CU24110 (TOP) |  | Materials
HB0112 | PDH CABLE DN2 CU24110 (BOTTOM) |  | Materials
HB0113 | PDH CABLE DN2 CU24110 & IU2 24100 (TOP) |  | Materials
HB0114 | PDH CABLE DN2 CU24110&IU2 24100(BOTTOM) |  | Materials
HB0115 | PDH CABLE DVIU 21135.01 |  | Materials
HB0116 | PDH CABLE 10 CH G.703 64K DIU (TOP) |  | Materials
HB0117 | PDH CABLE 11 CH G.703 64K DIU (BOTTOM) |  | Materials
HB0118 | PDH CABLE TMS BRANCHER 21743 (TOP) |  | Materials
HB0119 | PDH CABLE TMS BRANCHER 21743 (BOTTOM) |  | Materials
HB0120 | PDH CABLE V.110 24020 (TOP) |  | Materials
HB0121 | PDH CABLE V.110 24020 (BOTTOM) |  | Materials
HB0200 | PDH NDM 19 IN SUBRACK |  | Materials
HB0201 | PDH NDM 19 IN DN2 SUBRACK |  | Materials
HB0202 | PDH NTM AIR DEFLECTOR 1U 19 IN./ETSI |  | Materials
HB0203 | PDH NDM DC UNIT (NDUE) |  | Materials
HB0204 | PDH NDM BACKUP UNIT (NBU) |  | Materials
HB0205 | PDH CONNECTOR 3X7 |  | Materials
HB0206 | PDH CONNECTOR 3X7, 50 PCS |  | Materials
HB0207 | PDH CONNECTOR 3X32 |  | Materials
HB0208 | PDH DM2+ MULTIPLEXING UNIT 75/120 OHM |  | Materials
HB0209 | PDH PROGRAM E/ TC 21116/21117 |  | Materials
HB0210 | PDH BRANCH UNIT, B2 2X2 MB/S 75/120 OHM |  | Materials
HB0211 | PDH PROGRAM FOR B2-UNIT /DB2 B/E |  | Materials
HB0212 | PDH 2 MB/S SWITCHING UNIT, X2 75/120 OHM |  | Materials
HB0213 | PDH PROGRAM FOR X2-UNIT /DB2 B/E |  | Materials
HB0214 | PDH IF UNIT, IU2 2X2 MB/S 75/120 OHM |  | Materials
HB0215 | PDH PROGRAM FOR IU2-UNIT /DN 2 /E |  | Materials
HB0216 | PDH CONTROL UNIT DN 2, CU 75/120 OHM |  | Materials
HB0217 | PDH PROGRAM FOR CU-UNIT /DN 2 /E |  | Materials
HB0218 | PDH DN 2 BUS POWER UNIT |  | Materials
HB0219 | PDH EXTENDED DN2 BUS POWER UNIT, EBPU |  | Materials
HB0220 | PDH DATA IF UNIT 64K CO/CONT G.703, 10CH |  | Materials
HB0221 | PDH PROG. E/TU21120/TU21120.7/TU21120.8 |  | Materials
HB0222 | PDH ETHERNET IF 10/100 2CH, 3+3 IF, SW |  | Materials
HB0223 | PDH PROGRAM E/21133.03 EIU+ |  | Materials
HB0224 | PDH DATA&VF UNIT,V24,V11,10/100B,E&M |  | Materials
HB0225 | PDH PROG. E/21135.01, DATA, ETHERNET |  | Materials
HB0226 | PDH PROG. E/21135.01, E&M, SUB |  | Materials
HB0227 | PDH DIU 2M, NX64K: G.703/704, 75/120 OHM |  | Materials
HB0228 | PDH PROGRAM FOR DIU2M/E |  | Materials
HB0229 | PDH DIU 0...64 K, ASYNC/SYNC, V.110, 4CH |  | Materials
HB0230 | PDH DIU19.2S/64 PROGRAM/E |  | Materials
HB0231 | PDH CHANNEL UNIT SUB/SUB |  | Materials
HB0232 | PDH PROGRAM E/ TU21206 |  | Materials
HB0233 | PDH CHANNEL UNIT SUB/EXCH |  | Materials
HB0234 | PDH PROGRAM E/ TU21216 |  | Materials
HB0235 | PDH CU 8CH E&M/UP: 2XE&M/VF |  | Materials
HB0236 | PDH PRG E/ 21236,.05 E&M PROGRAM |  | Materials
HB0237 | PDH NDM RING GENERATOR |  | Materials
HB0238 | PDH TERM. REPT. 2-8 M, 1300 NM LED MM/SM |  | Materials
HB0239 | PDH TERM. REP. 2-8 M, 1300 NM LASER LP |  | Materials
HB0240 | PDH DF2-8 PROGRAM E |  | Materials
HB0241 | PDH CLOCK BRANCHING UNIT |  | Materials
HB0242 | PDH PROGRAM E/ TU 21102 |  | Materials
HB0243 | PDH DCN ADAPTER C4.0 |  | Materials
HB0244 | PDH DCN ADAPT C4.0 RACK SHELF FOR 6 UN. |  | Materials
HB0245 | PDHDCN ADAPTER LMI CABLE |  | Materials
HB0246 | PDH SMART BRANCHING UNIT |  | Materials
HB0247 | PDH FUNCTIONALITY E / TU 21743.00/.01 |  | Materials
HB0248 | PDH SERVICE TERMINAL, MAIN UNIT |  | Materials
HB0249 | PDH PROGRAM E/ TC 21700 |  | Materials
HB0250 | PDH SERVICE TERMINAL BATTERY PACK |  | Materials
HB0251 | PDH SERVICE TERMINAL PROTECTIVE CASE |  | Materials
HB0252 | PDH SERVICE TERMINAL IF CABLE |  | Materials
HB0253 | PDH SUPERVISORY SUBSTATION |  | Materials
HB0254 | PDH FUNCTIONALITY E / TC 21705 |  | Materials
HB0255 | PDH TPS64 CONTROL UNIT |  | Materials
HB0256 | PDH TPS64 CHANNEL UNIT |  | Materials
HB0257 | PDH CONNECTOR SET TPS64/CU24202 |  | Materials
HB0258 | PDH TPS64 PROGRAM/E, CONTROL PROCESSOR |  | Materials
HB0259 | PDH TPS64 PROGRAM, RECEIVER PROCESSOR |  | Materials
HB0260 | PDH TPS64 PROGRAM, TELEPROTECTION CODES |  | Materials
HB0261 | PDH TPS64 5-SLOT NDM SUBRACK |  | Materials
HB0262 | PDH TPS 19" MOUNT |  | Materials
HB0400 | PDH C37.94 DATA IU - OPTIC TELEPROTECT |  | Materials
HB0401 | PDH M4 4-SLOT CARTRIDGE, 20-72VDC |  | Materials
HB0402 | PDH DFX100 4XETH, 4XE1, 3XV.11, 2XDFW |  | Materials
HB0403 | PDH DFX100 4XETH, 4XE1, 3XV.11, 2XDFW |  | Materials
HB0404 | PDH DFX100 SW-POINT TO POINT OPERATION |  | Materials
HB0405 | PDH SFP-SMF 1310NM LED MULTI-MO 2KM LC |  | Materials
HB0406 | PDH SFP-SMF TX1550/RX1550 LC 100KM |  | Materials
HB0407 | PDH SFP-SMF TX1310/RX1310 LC 20KM |  | Materials
HB0408 | PDH ENT100 4XETH 4XE1 120R/75R DYNANET |  | Materials
HB0409 | PDH ENT100 4XETH 8XE1 120OHM DYNANET |  | Materials
HB0410 | PDH ENT100 4XET, 4XE1 120R STAND-ALONE |  | Materials
HB0411 | PDH ESU 12X10/100BASE-T ETHERNET DYNANET |  | Materials
HB0500 | PDH RACK 1RU BLANK PANELS |  | Materials
HB0501 | PDH RACK CAPTIVE NUTS (PER PACKET OF 50) |  | Materials
HB0502 | PDH 19" FRAME-RECESSED |  | Materials
HB0503 | PDH 19" FRAME-NOT RECESSED |  | Materials
HB0504 | PDH DISCONNECT |  | Materials
HB0505 | PDH SCREW |  | Materials
HB0506 | PDH EARTH |  | Materials
HB0507 | PDH HINGED LABLE HOLDERS |  | Materials
HB0508 | PDH MAIN DISTRIBUTION FRAME |  | Materials
HB0600 | PDH DC DIST. DCM2400 A/B NO LVD REAR COV |  | Materials
HB0601 | PDH DC COVER PROTECTION DCM2400 |  | Materials
HB0602 | PDH SUPERVISORY UNIT |  | Materials
HE0060 | PIT,C11,CHANNELL,(P9 EQUIVALENT) |  | Materials
HE0061 | PT,C8,CHANNELL,(P8 EQUIVALENT) |  | Materials
HE0102 | MODEM,CYBERTEC,2455X |  | Materials
HE0103 | MODEM,RADIO,400-470MHZ,APRISA SR+ |  | Materials
HE0110 | MODEM,NETCOMM, NTC-3000, 3G, SERIAL |  | Materials
JA1702 | BRICK,HOUSE,RED CLAY,SERVICE PIT USE |  | Materials
JA2106 | CEMENT,SPEEDSET CONCRETE,20KG PAPER SACK |  | Materials
JA2107 | CEMENT,NORMAL PORTLAND, GP, 20KG BAG |  | Materials
JA2220 | CONCRETE PAVER,400 MM X 200 MM X 50 MM |  | Materials
JA2240 | MANHOLE TOP ASSEMBLY,1 WAY,610 X 610MM |  | Materials
JA2248 | MANHOLE TOP ASSY,(KEY HOLE PLASTIC PLUG) |  | Materials
JA2250 | MANHOLE TOP ASSEMBLY,2 WAY,610 X 1295MM |  | Materials
JA2260 | COVER,MANHOLE,CAST IRON,FOOTPATH TYPE |  | Materials
JA2262 | FRAME,MANHOLE,1370 MM,'C',2 WAY SIDE BAR |  | Materials
JA2266 | FRAME,MANHOLE,1936 MM,'E',6 WAY SIDE BAR |  | Materials
JA2270 | FRAME,MANHOLE,1325 MM,STYLE'F',CROSS BAR |  | Materials
JA2700 | REOCO 65/35 HP STEEL FIBRE,HOOK SHOT |  | Materials
JA2701 | PLASTICISER,QUICK-SET,SKY 8100, IBC 200L |  | Materials
JA2702 | PLASTICISER,QUICK-SET,SKY 8100, IBC 500L |  | Materials
JA2703 | PLASTICISER,QUICK-SET,SKY8100,IBC 1000L |  | Materials
JA2704 | PLASTICISER,SKY 8700,IBC 200L |  | Materials
JA2705 | PLASTICISER,SKY 8700,IBC 500L |  | Materials
JA2706 | PLASTICISER,SKY 8700,IBC 1000L |  | Materials
JA4404 | LOCK,NIGHTLATCH,ALL GATES KEY NO 12701 |  | Materials
JA4406 | CYLINDER,BARREL TUMBLER,P3,"P"KEYED |  | Materials
JA4410 | CYLINDER,BARREL TUMBLER,P2,"P" KEYED |  | Materials
JA4964 | DYNABOLT,10MM DIA,M8 THD,50MM LG |  | Materials
JA5003 | LOXIN,16MM HOLE DIAMETER,M10 THREAD |  | Materials
JA5200 | ANCHOR M20 BOLT 270mm LONG GALV |  | Materials
JA5201 | ADHESIVE,CAPSULE,HVU,CHEMICAL,M20 |  | Materials
JA5210 | ANCHOR M24 BOLT 290mm LONG GALV |  | Materials
JA5211 | CAPSULE,CHEMICAL,ANCHOR,M24 |  | Materials
JA5705 | PADLOCK,30MM,COMPLETE WITH KEYS |  | Materials
JA5710 | PADLOCK,30MM, 38MM OPENING KEY NO 1266 |  | Materials
JA5720 | PADLOCK,40 MM SIZE,COMPLETE WITH KEYS |  | Materials
JA5729 | PADLOCK,45MM,38MM OPENING,ALL GATES |  | Materials
JA5730 | PADLOCK,45MM,20MM OPENING,ALL GATES |  | Materials
JA5750 | PADLOCK,BPA-P1, 9.5MM SUBSTATION |  | Materials
JA5751 | PADLOCK,BPA-1,P2 PADMOUNTS & CUBICLES |  | Materials
JA5752 | PADLOCK,BPA-1, P3 LV INSTALLATIONS |  | Materials
JA5754 | PADLOCK,BPA-1,P5 EASEMENTS |  | Materials
JA5808 | CAP,FENCE POST,GALV,PUSH ON,40 MM |  | Materials
JA6440 | POST,FENCE,METAL,1650 MM(STAR DROPPER) |  | Materials
JA7000 | FILLER FOAM, NO MORE BIG GAPS 350GM |  | Materials
JB1420 | PAINT,TRAFFIC MARKING,YELLOW,350 GRAMS |  | Materials
JB1421 | PAINT,TRAFFIC MARKING,BLUE,350 GRAMS |  | Materials
JB1422 | PAINT,TRAFFIC MARKING,WHITE,350 GRAMS |  | Materials
JB1451 | PAINT,TRAFFIC MARKING,RED,350 GRAMS |  | Materials
JB1470 | PAINT,POLE MARKING,YELLOW,350 GRAMS |  | Materials
JB2905 | PAINT,BLACK,GLOSS,300 GRAM AEROSOL |  | Materials
JB2907 | PAINT,GREY (PUTA),GLOSS,250G AEROSOL |  | Materials
JB2910 | PAINT,YELLOW,GLOSS,250 GRAM AEROSOL |  | Materials
JB2915 | PAINT,BRUNSWICK GREEN,GLOSS,AEROSOL |  | Materials
JB2920 | PAINT,WHITE,GLOSS,300 GRAM AEROSOL. |  | Materials
JB2925 | PAINT,RED,GLOSS,300 GRAM AEROSOL |  | Materials
JB2930 | PAINT,BLUE,GLOSS,250 GRAM AEROSOL |  | Materials
JB4092 | PAINT,ZINC RICH,1 LITRE |  | Materials
JB4822 | LAYOUT DYE,SPRAY,BLACK,315 GRAMS |  | Materials
JB5021 | SILICONE,LIQUID,TRIGGER, SPRAY,750ML |  | Materials
JB5022 | SILICONE,LIQUID,DRUM,25L |  | Materials
JB5023 | SILICONE,DRUM,TAP FOR 25L |  | Materials
JB5514 | LACQUER,CLEAR,AEROSOL,350 GRAMS |  | Materials
JB7060 | LINSEED OIL,1L,FOR WOODEN LADDERS |  | Materials
JB8599 | THINNER,PAINT,4L,FOR JB4092/JB7030 & 2 |  | Materials
KA1810 | ABRASIVE HAND BLOCK,60GRIT |  | Materials
KA1811 | ABRASIVE HAND BLOCK,120GRIT |  | Materials
KA1812 | ABRASIVE HAND BLOCK,240GRIT |  | Materials
KB2090 | SPANNER,D-TUBE,SERVICE PILLARS BOLTS |  | Materials
KB2095 | SPANNER,TRIANGULAR,LV,200A,SERV PILLAR |  | Materials
KL0180 | BAG,11KV DISTRIBUTION TAP PARKING BUS |  | Materials
KL0222 | BAG,TOOL,LINESMENS,ROUND,CANVAS |  | Materials
KL0272 | POLE STRAP,GREEN FITTED WITH 51021, 3M |  | Materials
KL0300 | BELT,TOOL,LINESMAN,ADJUSTABLE WEBBING |  | Materials
KL0430 | BLOCK,ALUMINIUM,102 & 127MM POLE LIFTING |  | Materials
KL0432 | BLOCK,ALUMINIUM,152 & 178MM POLE LIFTING |  | Materials
KL0480 | LIGHT DUTY PULLY BLOCK - (HANDY BILLY) |  | Materials
KL0550 | BLOCK,TIMBER,102MMX45MM,POLE SLINGING |  | Materials
KL0551 | BLOCK, TIMBER 4INCH POLE |  | Materials
KL0552 | BLOCK,TIMBER,127MMX64MM,POLE SLINGING |  | Materials
KL0554 | BLOCK,TIMBER,152MMX76MM,POLE SLINGING |  | Materials
KL0572 | BLOCK,TIMBER,203MMX102MM,POLE SLINGING |  | Materials
KL0585 | BLOCK,TIMBER,150MMX37MM,POLE SLINGING |  | Materials
KL0587 | BLOCK,TIMBER,200MMX30MM,UNIVERSAL JOIST, |  | Materials
KL0588 | BLOCK,TIMBER,250mmx37mm,UNIVERSAL JOIST, |  | Materials
KL0658 | INTERUPTER, LIQUID, LOADING TOOL |  | Materials
KL0718 | BRUSH,SCRATCH,CONDUCT/CLEAN,WHITE/ALUM |  | Materials
KL0719 | BRUSH,SCRATCH,CONDUCT/CLEAN,BLK/COPPER |  | Materials
KL0720 | BRUSH,WIRE,TAPERED,185MM LG,LINESMEN |  | Materials
KL0723 | BRUSH,WIRE,40MM DIA,215MM LG,LINESMEN'S |  | Materials
KL0725 | BRUSH,CONDUCTOR CLEANING,1-1/4"DIAX6"LG |  | Materials
KL0730 | HANDLE,CONDUCTOR CLEANING BRUSH |  | Materials
KL0749 | BUS,TAP PARKING,33 KV |  | Materials
KL0750 | BUS,TAP PARKING,11kV,INSULATED,425MM LG |  | Materials
KL0751 | BUS,INSULATED,TAP,PARKING FOR TAPS |  | Materials
KL0755 | FUSE HOLDER,TEMPORARY."DOG" |  | Materials
KL0805 | CLAMP,EARTHING,LV FUSE CONTACT |  | Materials
KL0810 | CLAMP,JUMPER,LV,HAND OPERATED |  | Materials
KL0812 | CLAMP,JUMPER,STICK OPERATED |  | Materials
KL0818 | CLAMP,POLE EARTH LEAD,2 POINT TYPE |  | Materials
KL0822 | CLAMP,SNAP ACTION,4 TO 32MM COND,EARTH |  | Materials
KL0824 | CLAMP,SNAP ACTION,28 TO 63MM COND,EARTH |  | Materials
KL0950 | CONTACT, EARTH COVER, 'JEAN MULLER' |  | Materials
KL0951 | COVER,FUSE,'JEAN MULLER' FSD STRIP FUSEW |  | Materials
KL0953 | LOW VOLTAGE SHACKLE INSULATOR COVER |  | Materials
KL0960 | SLEEVING,LV INSULATING,'SAUSAGE',1.2M LG |  | Materials
KL0963 | SLOTTED XARM COVER EPDM DUAL YEL/BLUE |  | Materials
KL0964 | LRG LINE COVER EPDM DUAL LAYER YEL/BLUE |  | Materials
KL0966 | FASTENING PEG 220X115MM LV INSUL COVER |  | Materials
KL0967 | JUMPER WIRE GUARD LV 10M ROLL |  | Materials
KL0968 | BLANKET INSULATION 1MX470MM IC2002 |  | Materials
KL1020 | X-ARM,WOOD,LV AUX WORKING TYPE,TEMPORARY |  | Materials
KL1022 | BRACKET,LV AUX WORKING CROSSARM (KL1020) |  | Materials
KL1050 | CUTTER,CABLE,HAND,CURVED JAW |  | Materials
KL1052 | CUTTER,CABLE,HAND OPERATED,'HIT' SC250 |  | Materials
KL1054 | CUTTER,CABLE,HAND,'MARVEL' ME500 |  | Materials
KL1057 | CUTTER,CABLE,HAND,'CACTUS' RATCHET TYPE |  | Materials
KL1144 | LEADS,EARTHING KITLV |  | Materials
KL1147 | EARTHING KIT,11kV,3 PH,LOADBREAK ELBOW |  | Materials
KL1148 | EARTHING KIT,11kV,3 PH, 200 AMP,L / BREA |  | Materials
KL1149 | EARTHING KIT, BASIC, 11kV PLUGBOARD |  | Materials
KL1150 | EARTHING KIT,TEST/ISOLATION, PLUGBOARD |  | Materials
KL1400 | GRAB,STOBIE POLE,2 TONNES SWL |  | Materials
KL1402 | GRAB,STOBIE POLE,4.5 TONNE,TAPER FLANGE |  | Materials
KL1405 | CHAIN ASSEMBLY,GRAB,STOBIE POLE LIFTING, |  | Materials
KL1430 | COME-A-LONG,DOUBLE V,2/4 X 50MM2 LV ABC |  | Materials
KL1472 | PA Gate Multisign 900 X 650 mm |  | Materials
KL1473 | PA Gate Multisign 450 x 325mm |  | Materials
KL1475 | U3 PA Gate Multisign 450 x 325 mm |  | Materials
KL1476 | U3 PA Gate Multisign 900 X 650 mm |  | Materials
KL1477 | U3 Fence Multisign 230 x 325 mm |  | Materials
KL1482 | GRIP,CABLE,WOVEN,500MM LG,19-28MM |  | Materials
KL1490 | GRIP,CABLE,WOVEN,600MM LG,10-14MM |  | Materials
KL1494 | GRIP,CABLE,WOVEN,810MM LG,15-21MM RG,57. |  | Materials
KL1520 | GRIP,CABLE,WOVEN,600MM LG,28-40MM |  | Materials
KL1530 | GRIP,CABLE,WOVEN,800MM LG,40-55MM |  | Materials
KL1535 | GRIP,CABLE,WOVEN,900MM LG,55-75MM RANGE, |  | Materials
KL1690 | RATCHET SPANNER 13 17 AF SHORT HANDLE |  | Materials
KL1691 | RATCHET SPANNER 13 17 AF LONG HANDLE |  | Materials
KL1710 | HANDLE,OPERATING ORMAZABAL,GAC,24RMU |  | Materials
KL1710 | HANDLE,OPERATING ORMAZABAL,GAC,24RMU |  | Materials
KL1711 | HANDLE,OPERATING,11/33KV AIRBREAK SW |  | Materials
KL1715 | HANDLE,OPERATING,EXTENDED,SCHNEIDER,RM6 |  | Materials
KL1742 | NPS,FULL BODY DURAFLEX HARNESS X-LARGE |  | Materials
KL1743 | NPS,FULL BODY DURAFLEX HARNESS EXT-SMALL |  | Materials
KL1744 | NPS,FULL BODY DURAFLEX HARNESS SMALL |  | Materials
KL1745 | NPS,FULL BODY DURAFLEX HARNESS MED-LARGE |  | Materials
KL1746 | HARNESS,ORANGE, ELITE,SMALL, P STRAP ATT |  | Materials
KL1747 | HARNESS,ORANGE,ELITE,MED-LGE P STRAP ATT |  | Materials
KL1749 | HARNESS,ORANGE, ELITE,EX LRG P STRAP ATT |  | Materials
KL1751 | KARABINER,STEEL TRIPLE ACTION,30kN |  | Materials
KL1755 | TELCO POLE TOP RESCUE KIT COMPLETE |  | Materials
KL1757 | TELCO POLE RESCUE KIT, COMPLETE |  | Materials
KL1760 | LANYARD,ADJUSTABLE FALL ARREST ABSORBER |  | Materials
KL1880 | PULLER,RATCHET,LEVER,WEBSTRAP,1T WLL |  | Materials
KL1890 | PULLER,LUG-ALL WEB STRAP 680/1360KG WLL |  | Materials
KL2692 | LINE FAULT INDICATOR,COND/MOUNT SENS CMS |  | Materials
KL2693 | LFI,HORSTMANN,LT-LM,(CR),20-50MM |  | Materials
KL2694 | LT30 LINE FAULT INDICATOR BATTERIES |  | Materials
KL2750 | LINE COVER AUTO TOOL,MVLC-14 |  | Materials
KL2751 | LINE COVER HAND TOOL,MVLC-14 |  | Materials
KL2800 | OPTO F+E LFI KIT FOR XLPE CABLES |  | Materials
KL2801 | OPTO E LFI KIT FOR PLY CABLES |  | Materials
KL2802 | 9M SPARE OPTICAL FIBRE FOR OPTO F&E LFI |  | Materials
KL2803 | EXTERNAL SIGNAL LAMP FOR OPTO F&E LFI |  | Materials
KL3000 | JIB,LIFTING FOR HANGING TYPE TRANSFORMER |  | Materials
KL3101 | RUD GRADE 100 RING BOLT VLBG. |  | Materials
KL3515 | TIE DOWN,CARGO,VEHICLE,1000KG |  | Materials
KL3520 | TIE DOWN,VEH,WINCH TYPE,2T WWL |  | Materials
KL3532 | LEAD,EARTHING,1.5M,8000A FAULT CURRENT |  | Materials
KL3533 | LEAD,25MM2 FLEX COV COPPER 700MM LONG |  | Materials
KL3534 | LEAD,50MM2 7 STRAND XLPE INS COV CU COND |  | Materials
KL3535 | LEAD,EARTHING,3.5M LG,8000A FAULT CURREN |  | Materials
KL3537 | LEAD,EARTHING,7M LG,8000A FAULT CURRENT |  | Materials
KL3572 | LEAD,EARTH,STICK & HAND OP,7M,TWIN |  | Materials
KL3602 | LIFTER,JUNCTION PIT COVER,KEY STYLE |  | Materials
KL3603 | CLUTCH,SWIFT LIFT,AUSTLIFT |  | Materials
KL3651 | LIFTING,LUG,PAD,PRECAST CONCRETE |  | Materials
KL3760 | MAT,RUBBER,900X900X6MM |  | Materials
KL3920 | NUT,MILLING,FACE CUTTER,5/8" BSW SIZE |  | Materials
KL3922 | NUT,MILLING,FACE CUTTER,M16 SIZE |  | Materials
KL3924 | NUT,MILLING,FACE CUTTER,3/4" BSW SIZE |  | Materials
KL3926 | NUT,MILLING,FACE CUTTER,M20 SIZE |  | Materials
KL4020 | CRIMPING TOOL,TERMINAL,HAND,ROTA BANTAM |  | Materials
KL4032 | CRIMPING TOOL,TERMINAL,HAND,UTILUX #18 |  | Materials
KL4036 | CRIMPING TOOL,TERMINAL,HAND |  | Materials
KL4056 | PLIERS,CRIMP HEX TYPE JOINT PRESS 410MM |  | Materials
KL4058 | PLIERS,CRIMP HEX TYPE JOINT PRESS 670MM |  | Materials
KL4100 | POUCH,LINEWORKER TOOLS,4 POCKET |  | Materials
KL5500 | RESCUE KIT,POLE TOP,COMPLETE |  | Materials
KL5502 | STORAGE BAG, YELLOW, POLY VINYL |  | Materials
KL5505 | RESCUE CROOK,YELLOW,LOW VOLTAGE USE ONLY |  | Materials
KL6696 | SHACKLE,BOW,M11 PIN,10MM BODY,1T WLL |  | Materials
KL6698 | SHACKLE,BOW,M16 PIN,13MM BODY,2T WLL |  | Materials
KL6700 | SHACKLE,BOW,M22 PIN,19MM BODY,4.7T WLL |  | Materials
KL6743 | SHACKLE,DEE,M16 PIN,13MM BODY,0.75T WLL |  | Materials
KL6746 | SHACKLE,DEE,M19 PIN,16MM BODY,1.5T WLL |  | Materials
KL6749 | SHACKLE,DEE,M22 PIN,19MM BODY,2T WLL |  | Materials
KL6752 | SHACKLE,DEE,M25 PIN,22MM BODY,3T WLL |  | Materials
KL6840 | HOSE,PROTECTIVE,FOR SLINGS KL6970/80 |  | Materials
KL7255 | STICK,LIVE LINE,2M,FIBREGLASS,SHOTGUN |  | Materials
KL7275 | STICK,LIVE LINE,1.83M LG,FIBREGLASS,EXTE |  | Materials
KL7294 | STICK,LINE,2.5MX32MM,F/GLASS,STAR/BAYNT |  | Materials
KL7295 | STICK,LIVE LINE,3.05M LG,32MM DIA,FIBREG |  | Materials
KL7296 | STICK,LINE,3.6MX38MM,F/GLASS,STAR/BAYNT |  | Materials
KL7298 | STICK,LINE,4.5M X 38MM,F/GLASS,BAYONET |  | Materials
KL7505 | STICK,LIVE LINE,1.3M LG,32MM DIA,FIBREGL |  | Materials
KL7532 | ADAPTER,TOOL MTG,SHOTGUN/STAR,OP STK |  | Materials
KL7534 | ADAPTER,TOOL MTG,SOCKET/STAR,OP STK |  | Materials
KL7536 | ADAPTER,TOOL MTG,STAR/BAYONET,LINE OP ST |  | Materials
KL7571 | BAYONET ANCHOR,32MM LINE STICK,TOOL MTG |  | Materials
KL7580 | SHEAR BOLT CONNECTOR HOLDING TOOL |  | Materials
KL7650 | HEAD,TOOL,OP STK,CROSS PIN FITTING |  | Materials
KL7651 | EARTHING HEAD NON SPRING TYPE |  | Materials
KL7653 | HEAD,TOOL,OP STK,DISCONNECT BLADE |  | Materials
KL7666 | HEAD,TOOL,OP STK,GANGED INTERUPTER |  | Materials
KL7669 | HEAD,TOOL,OP STK,CROSS PIN FITTING LATCH |  | Materials
KL7672 | EARTH HEAD WITH BAYONET BASE FITTING |  | Materials
KL7675 | HEAD,TOOL,OP STK,TREE BRANCH REMOVAL |  | Materials
KL7715 | HOLDER,OP STK,BLANK CHUCK TYPE |  | Materials
KL7723 | HOLDER,OP STK,FUSE,SOCKET MOUNT,32-60MM |  | Materials
KL7724 | HOLDER,OP STK,FUSE,SOCKET MOUNT,60-90MM |  | Materials
KL7731 | HOLDER,OP STK,LIVE LINE TESTER,SOCKET |  | Materials
KL8103 | TOOL,HOT LINE STICK,APPLICATOR TYPE |  | Materials
KL8127 | TOOL, HANDHELD FRAME, POLETOP 11KV D/F-D |  | Materials
KL8128 | TOOL, HANDHELD FRAME 33KV D/F-F |  | Materials
KL8129 | TOOL, CRANE LIFT FRAME 33KV D/F-F |  | Materials
KL8510 | STRIPPER,CABLE,630MM2,LONGITUDINAL |  | Materials
KL8515 | BLADE,CABLE STRIPPER,FOR KMS UNIT |  | Materials
KL8522 | STRIPPER,CABLE, XLPE,OUTER,ORANGE |  | Materials
KL8526 | STRIPPER,CABLE,HAND,11kV XLPE,INSULATION |  | Materials
KL8536 | BLADE,CABLE STRIPPER,11kV XLPE,INSUL |  | Materials
KL8551 | STRIPPER,CABLE,SUIT SIZE,7/.087 (25MM2) |  | Materials
KL8553 | STRIPPER,CABLE,SUIT SIZE (35MM2),11.5MM |  | Materials
KL8554 | STRIPPER,CABLE,SUIT,35MM2,TERMITE,12.5MM |  | Materials
KL8555 | STRIPPER,CABLE,SUIT SIZE 19/.087 (70MM2) |  | Materials
KL8556 | STRIPPER,CABLE,SUIT 19/3.2 (150MM2) |  | Materials
KL8557 | STRIPPER,CABLE,SUIT 37/.093 (150MM2) |  | Materials
KL8570 | BLADE,CABLE STRIPPER,LOW VOLTAGE CABLE |  | Materials
KL8775 | SWIVEL,ROPE,2T SWL,ABC STRINGING |  | Materials
KL9200 | VOLTAGE DETECTOR,KLEIN ET 200 |  | Materials
KL9202 | BAG,STORAGE, FOR KLEIN ET200 TESTER |  | Materials
KL9203 | Stainless steel wire cutters |  | Materials
KL9204 | MEGGER,DIGITAL & ANALOGUE |  | Materials
KL9205 | VOLTAGE DETECTOR,MINI AC NON-CONTACT, |  | Materials
KL9206 | TESTER,FUSE,MODIFIED DOLPHIN LANTERN |  | Materials
KL9207 | HV TESTER,WIRELESS,PHASING TEST,4-132KV |  | Materials
KL9208 | MODIEWARK PELICAN 1400 CASE WITH FOAM |  | Materials
KL9209 | MODIELIVE TESTER |  | Materials
KL9210 | MODIEWARK HOLDER WITH BAYONET CONNECTION |  | Materials
KL9211 | FLUKE 1AC II VOLTALERT |  | Materials
KL9212 | TESTER,LIVE LINE,'MODIEWARK' |  | Materials
KL9218 | LV TESTER, NONCONTACT, PHASE ROTATION |  | Materials
KL9220 | PHASE SEQUENCE INDICATOR,FOR DEAD CABLES |  | Materials
KL9224 | MEGGER MIT420 RESISTANCE & CONTINUITY |  | Materials
KL9228 | PHASE SEQUENCE INDICATOR,3 PHASE |  | Materials
KL9229 | PHASE COMPARATOR UNIT, HV, DXN-C |  | Materials
KL9230 | PHASE CONCORDANCE TESTER V2 VPIS |  | Materials
KL9232 | INDICATOR,CAPACTIVE VOLTAGE,AUTOMATE RM6 |  | Materials
KL9232 | INDICATOR,CAPACTIVE VOLTAGE,AUTOMATE RM6 |  | Materials
KL9235 | 38kV SINGLE PHASE,TEMP INLINE,LSD TOOL |  | Materials
KL9240 | SWITCH,BY-PASS,LV FUSE,PADMOUNT TF |  | Materials
KL9260 | FLUKE SV225 LOW IMPEDANCE ADAPTER |  | Materials
KL9274 | LEAD,TEST,USED WITH'SQUARE D'TESTER |  | Materials
KL9284 | PROD,EXTENSION,FOR PHASE TESTER KL9219 |  | Materials
KL9651 | WEDGE,TIMBER,100X90X350MM |  | Materials
KL9652 | WEDGE,TIMBER,150X75X450X10MM |  | Materials
KL9654 | WEDGE,TIMBER,175X75X450X40MM |  | Materials
KL9656 | CHOCK, RUBBER, DUAL, TETHERED 900MM ROPE |  | Materials
KS1001 | SIGN,DANGER HIGH VOLTAGE, STICK ON |  | Materials
KS1030 | SIGN,'DANGER-DO NOT OPERATE',150X74MM |  | Materials
KS1050 | SIGN,'DANGER-EARTH CONNECTION DO NOT REM |  | Materials
KS1051 | SIGN,'DANGER-NEUTRAL DO NOT REMOVE' |  | Materials
KS1052 | SIGN,'DANGER-H.V CMEN CONDUCTOR DO NOT.. |  | Materials
KS1071 | TAG,WARNING,DEFECTTAG,1.4MMPOLYPROPYLENE |  | Materials
KS1072 | TAG,WARNING,DEFECT TAG,TYVEC YELLOW BASE |  | Materials
KS1073 | TAG,WHITE TYVEK BLANK,80x170mm |  | Materials
KS1074 | TAG, WARNING, NO LIVE OPERATION, POLY |  | Materials
KS1075 | TAG, WARNING, NO LIVE OPERATION, TYVEC |  | Materials
KS1076 | TAG, LIVE OPERATION PERMITTED, VINYL |  | Materials
KS1080 | SIGN,'DANGER-OUT OF PHASE',75MM H X 150M |  | Materials
KS1081 | SIGN,'DANGER-NON STANDARD PHASING',75MM |  | Materials
KS1120 | SIGN,'DANGER-DO NOT OPERATE',200X200MM |  | Materials
KS1140 | SIGN, DANGER REDUCED COVERING, ALUMINIUM |  | Materials
KS1141 | SIGN,DANGER-LIVE BUSBARS BEHIND,T/F |  | Materials
KS1142 | SIGN,DANGER 'DO NOT OPEN WHILE ENERGISED |  | Materials
KS1143 | SIGN,MARKER,IDENTIFICATION |  | Materials
KS1144 | SIGN,'DANGER-POWER CABLES BURIED IN .... |  | Materials
KS1147 | SIGN DANGER" EARTH POTENTIAL RISE" |  | Materials
KS1148 | PLATE,INSTRUCTION - SIGN WARNING |  | Materials
KS1149 | SIGN,'DANGER-POWER CABLE BURIED IN ..... |  | Materials
KS1151 | SIGN,'DANGER-HIGH VOLTAGE 240X350 |  | Materials
KS1152 | SIGN,'DANGER-19000 VOLTS ETC',150X240MM |  | Materials
KS1154 | SIGN,'DANGER-CABLES BELOW NO TREN.. |  | Materials
KS1155 | SIGN,'DANGER CABLES BELOW NO TREN.. |  | Materials
KS1157 | SIGN,'DANGER-19000 VOLTS ETC.',200X240MM |  | Materials
KS1158 | SIGN, DANGER, REMOTE HV AERIAL EARTH INS |  | Materials
KS1159 | PLATE INSTRUCTION SIGN WARNING |  | Materials
KS1160 | SIGN,'WARNING-OPTIC,FIBRE,CABLE,BURIED'. |  | Materials
KS1166 | STICKER,CAUTION-SUPPLY CONNECTED |  | Materials
KS1234 | SIGN,'DANGER-11000V ISOLATE & EARTH BEFO |  | Materials
KS1235 | SIGN,'DANGER DO NOT STAND ON STEEL BASE |  | Materials
KS1250 | SIGN,DANGER-11KV CABLES BELOW,450X300MM |  | Materials
KS1455 | SIGN,'DANGER-CLIMBING PROHIBITED' ENET |  | Materials
KS1471 | SIGN,DANGER,"STAY AWAY FROM EDGE" |  | Materials
KS1472 | SIGN, MULTISIGN (MAIN GATE) |  | Materials
KS1473 | SIGN, MULTISIGN (PA GATE) |  | Materials
KS1474 | SIGN, MULTISIGN (PERIMETER) |  | Materials
KS1475 | SIGN, U3 MULTISIGN (PA GATE) |  | Materials
KS1476 | SIGN, U3 MULTISIGN (MAIN GATE) |  | Materials
KS1477 | SIGN, U3 MULTISIGN (PERIMETER) |  | Materials
KS1514 | PLATE DANGER, FIBRE OPTIC CABLES IN USE |  | Materials
KS1515 | LABEL DANGER, FIBRE OPTIC CABLES IN USE |  | Materials
KS1516 | SIGN,DANGER, FIBRE OPTIC,NO ACCESS PERM |  | Materials
KS1600 | SIGN, DANGER, IMPERIAL CLEARANCES, ALUM |  | Materials
KS1601 | SIGN, CAUTION, ELECTRIC FENCE, POLY |  | Materials
KS1602 | SIGN,CAUTION, GATE - WIND FORCES, ALUM |  | Materials
KS1603 | SIGN, CAUTION, SURVEILLANCE, ALUMINIUM |  | Materials
KS1604 | SIGN, CAUTION, GATE OPENED INWARDS, ALUM |  | Materials
KS1605 | SIGN, INSTRUCTION, ISOLATION PANEL, ALUM |  | Materials
KS1606 | SIGN, MANDATORY, TORCH REQUIRED, ALUM |  | Materials
KS1607 | SIGN, MANDATORY, COMMS REQUIRED, ALUM |  | Materials
KS1608 | SIGN, CAUTION, LIMITED COMMS RANGE, ALUM |  | Materials
KS1609 | SIGN, CAUTION, FRAGILE ROOF, ALUMINIUM |  | Materials
KS1610 | SIGN,PROHIBITION,NOT DRINKING WATER,ALUM |  | Materials
KS1612 | SIGN, CAUTION, OPEN DOOR SLOWLY, ALUM |  | Materials
KS1613 | SIGN, EMERGENCY INFO, EMERGENCY EXIT, AL |  | Materials
KS1614 | SIGN, INFORMATION, DOOR ALARMED, ALUM |  | Materials
KS1615 | SIGN, CAUTION, NO ALTERNATE EXIT, ALUM |  | Materials
KS1617 | SIGN, DANGER, CONFINED SPACE, ALUMINIUM |  | Materials
KS1618 | SIGN, CAUTION, FALL HAZARD, ALUMINIUM |  | Materials
KS1619 | SIGN, CAUTION, REDUCED CLEARANCE, ALUM |  | Materials
KS1621 | SIGN,EMERGENCY INFO,BATTERY BURNS,POLY |  | Materials
KS1622 | SIGN, CAUTION, RADIO FREQ RADIATION, ALU |  | Materials
KS1624 | SIGN, MANDATORY, DRIVE IN LINES, ALUM |  | Materials
KS1625 | SIGN, LIMITATION, SPEED 10 KMH, ALUM |  | Materials
KS1626 | SIGN, DANGER, DO NOT ALTER, ALUMINIUM |  | Materials
KS1627 | SIGN, CAUTION, LASER HAZARD, ALUMIMIUM |  | Materials
KS1628 | SIGN, EMERGENCY INFO, EYE WASH, ALUM |  | Materials
KS1629 | SIGN, RESUSCITATION CHART, POLY |  | Materials
KS1630 | SIGN,STORYBOARD,ENTRANGE,ALUMINIUM |  | Materials
KS1631 | SIGN,ESCAPE ROUTE MAP,ALUMINIUM |  | Materials
KS1632 | SIGN, WARNING, TOUCH VOLTAGE, ALUMINIUM |  | Materials
KS1633 | SIGN, DANGER, 66KV UNDERGROUND CABLE, AL |  | Materials
KS1634 | SIGN, DANGER, WIRES DOWN, COREFLUTE |  | Materials
KS1635 | SIGN, TRANSFORMER ACCESS DOORS, PVC |  | Materials
KS1636 | SIGN, REFLECTIVE, FARM ACCESS, ALUM |  | Materials
KS1637 | SiGN, ISOALTE AND EARTH TF, ALUMINIUM |  | Materials
KS1638 | SIGN, CONNECTION POINT, POLY |  | Materials
KS1639 | SIGN, PRIVATE ELECTRICAL INSTALL, ALUM |  | Materials
KS1640 | SIGN, KEEP DOOR OPEN, VINYL |  | Materials
KS1641 | SIGN, LVR, WARNING BYPASS |  | Materials
KS1700 | LABEL, ASBESTOS MATERIAL, 100x50 |  | Materials
KS1701 | LABEL, ASBESTOS MATERIAL, 150x100 |  | Materials
KS1702 | LABEL, DANGEROUS GOODS,ASBESTOS, 500x200 |  | Materials
KS1703 | LABEL, CAUTION, NO ACCESS TO PLATFORM |  | Materials
KS1704 | LABEL, ASBESTOS FREE MATERIAL, 150x100 |  | Materials
KS2320 | SIGN,CAUTION,INVISIBLE LASER RADIATION |  | Materials
KS2321 | SIGN,EXPOSURE TO CLASS 3A RADIATION |  | Materials
KS2322 | SIGN,CLASS 3A LASER PRODUCT, 45X25 |  | Materials
KS2323 | SIGN,CAUTION,INVISIBLE LASER RADIATION |  | Materials
KS2324 | SIGN,CAUTION,OPTICAL FIBRE CABLE |  | Materials
KS2330 | SIGN,RF HAZARD,270 X180 MM DIMENSION |  | Materials
KS2331 | SIGN,RF HAZARD,3G 200x80, 90MM CLEARANCE |  | Materials
KS2524 | SIGN,'MEN AREAS-HV EARTH NOT LV NEUTRAL' |  | Materials
KS2550 | SIGN,ARROW RIGHT/LEFT',LINE PATROL |  | Materials
KS2551 | STICKER ID SINGLE PHASE CUSTOMER CONNECT |  | Materials
KS2560 | Stickers, VR Controller, CL-7, DTA |  | Materials
KS2567 | SIGN,ISOLATOR NUMBER, MECHANISM BOX |  | Materials
KS2590 | STICKER,NEUTRAL CABLES DO NOT DISCONNECT |  | Materials
KS2591 | MARKER,IDENTIFIC TAPE,PARALLELL CABLE |  | Materials
KS2593 | LABEL,IDENTIFICATION,UFP,UNFUSED PIT |  | Materials
KS3020 | SIGN, CIRCUIT DESIGNATION,DISCONNECTOR |  | Materials
KS3070 | SIGN,DISCONNECTOR ID NUMBER, PLASTIC |  | Materials
KS3071 | SIGN,EARTHSWITCH ID NUMBER, PLASTIC |  | Materials
KS3170 | REFLECTIVE CHARACTER "R" FOR IDENTIFICAT |  | Materials
KS3171 | REFLECTIVE CHARACTER "S" FOR IDENTIFICAT |  | Materials
KS3172 | REFLECTIVE CHARACTER "V" FOR IDENTIFICAT |  | Materials
KS3197 | SIGN,WARNING,EARTHWIRE CONTAINS FO CORE |  | Materials
KS3198 | LABEL FIBRE OPTIC TIE ON TAG |  | Materials
KS3200 | Blanking plate, VR Controller, CL-7, DTA |  | Materials
KS3220 | SIGN,RECLOSER,CIRCUIT BREAKER NO |  | Materials
KS3285 | SIGN, 300MM X 200 MM, BLACK ON YELLOW |  | Materials
KS3316 | SIGN,M N/ENTRY AUTH PER SSSP0055 450X600 |  | Materials
KS3342 | BOLLARD HBAS FLUOR 1066MM HIGH 6KG BASE |  | Materials
KS3362 | SIGN, M SAFETY HELMET SSSM0035 600X450 |  | Materials
KS3363 | SIGN,M FOOT PROTECT SSSM0040 450X600 |  | Materials
KS3364 | SIGN,M, HIVIS VEST SSSM0065 450X600 |  | Materials
KS3365 | SIGN,M,EYE PROTECTION SSSM0010 600X450 |  | Materials
KS3717 | MARKER, 300MM, YELLOW, DEADEND 6-7.99MM |  | Materials
KS3718 | MARKER, 300MM, YELLOW, DEADEND 8-9.99MM |  | Materials
KS3719 | MARKER, 300MM, YELLOW,DEADEND 10-11.99MM |  | Materials
KS3720 | WOOD STAKE,UNDERGROUND CABLE MARKING |  | Materials
KS3722 | MARKER,CABLE,CAST IRON,ROADWAY/FOOTPATH |  | Materials
KS3725 | BIRD NEST RELOCATION HOOP |  | Materials
KS3728 | O/HEAD POWER LINE MARKER,ORANGE,PLASTIC |  | Materials
KS3729 | O/HEAD POWER LINE MARKER,YELLOW PLASTIC |  | Materials
KS3730 | O/HEAD POWER LINE MARKER,WHITE PLASTIC |  | Materials
KS3731 | O/HEAD POWER LINE MARKER,RED PLASTIC |  | Materials
KS3732 | BIRD DIVERTER |  | Materials
KS3733 | APPLICATION TOOL,FOR A BIRD DIVERTER |  | Materials
KS3734 | FASTENING KITS,FOR SIGNS (KS1452+KS3284) |  | Materials
KS3735 | MARKER,300MM, YELLOW, DEADEND 12-13.99MM |  | Materials
KS3736 | MARKER,300MM, YELLOW, DEADEND 14-15.99MM |  | Materials
KS3737 | MARKER,300MM, YELLOW, DEADEND 16-18.99MM |  | Materials
KS3738 | MARKER,600MM,WHITE, DEADEND 6-7.99MM |  | Materials
KS3739 | MARKER,600MM, WHITE, DEADEND 8-9.99MM |  | Materials
KS3740 | MARKER,600MM, WHITE, DEADEND 10-11.99MM |  | Materials
KS3741 | MARKER,600MM, WHITE, DEADEND 12-13.99MM |  | Materials
KS3742 | MARKER,600MM, WHITE, DEADEND 14-15.99MM |  | Materials
KS3743 | MARKER,600MM, WHITE, DEADEND 16-17.99MM |  | Materials
KS3744 | MARKER,600MM, WHITE, DEADEND 18-19.99MM |  | Materials
KS3745 | MARKER,600MM, WHITE, DEADEND 22-23.99MM |  | Materials
KS3746 | MARKER,600MM, WHITE, DEADEND 28-29.99MM |  | Materials
KS3747 | MARKER,600MM, WHITE, DEADEND 30-31.99MM |  | Materials
KS3748 | MARKER,600MM, WHITE, DEADEND 32-33.99MM |  | Materials
KS3749 | MARKER,600MM, RED, DEADEND 6-7.99MM |  | Materials
KS3750 | MARKER,600MM, RED, DEADEND 8-9.99MM |  | Materials
KS3751 | MARKER,600MM, RED, DEADEND 10-11.99MM |  | Materials
KS3752 | MARKER,600MM, RED, DEADEND 12-13.99MM |  | Materials
KS3753 | MARKER,600MM, RED, DEADEND 14-15.99MM |  | Materials
KS3754 | MARKER,600MM, RED, DEADEND 16-17.99MM |  | Materials
KS3755 | MARKER,600MM, RED, DEADEND 18-19.99MM |  | Materials
KS3756 | MARKER,600MM, RED, DEADEND 22-23.99MM |  | Materials
KS3757 | MARKER,600MM, RED, DEADEND 28-29.99MM |  | Materials
KS3758 | MARKER,600MM, RED, DEADEND 30-31.99MM |  | Materials
KS3759 | MARKER,600MM, RED, DEADEND 32-33.99MM |  | Materials
KS3765 | TAPE,U/GRND CABLE MARKING,ORANGE,15OMM |  | Materials
KS3766 | TAPE,ELECTRICAL HAZARD MARKER,SAPN |  | Materials
KS3780 | MARKER, 300MM, RED,DEADEND 6-7.99MM |  | Materials
KS3781 | MARKER, 300MM, RED,DEADEND 8-9.99MM |  | Materials
KS3782 | MARKER, 300MM, RED,DEADEND 10-11.99MM |  | Materials
KS3783 | MARKER, 300MM, RED,DEADEND 12-13.99MM |  | Materials
KS3784 | MARKER, 300MM, RED,DEADEND 14-15.99MM |  | Materials
KS3785 | MARKER, 300MM, RED,DEADEND 16-18.99MM |  | Materials
KS3790 | Marker, Arial, Electrical Warning |  | Materials
KS3791 | Marker, Arial, Agricultural Warning |  | Materials
KS3850 | CONE,TRAFFIC,450 MM HIGH |  | Materials
KS3852 | CONE,TRAFFIC,710 MM HIGH |  | Materials
KS3868 | RETRACTABLE BLACK/YELLOW BARRIER |  | Materials
KS3871 | SAFETY WEBBING,MESH,ORANGE,1M X 50M |  | Materials
KS3880 | FLAG,ORANGE/YELLOW FLURO VINYL,450X450 |  | Materials
KS3944 | SIGHT BOARD,INTERMEDIATE,REFLECTIVE |  | Materials
KS3945 | SIGHT BOARD,REAR,REFLECTIVE |  | Materials
KS3998 | LABEL,SUB EQUIP, PHASE ID,11KV ,G,H, J |  | Materials
KS3999 | LABEL,SUB EQUIP PHASE ID,33KV,1, 2, 3 |  | Materials
KS4000 | LABEL,SUB EQUIP,PHASE ID,66KV, "X" |  | Materials
KS4001 | LABEL,SUB EQUIP,PHASE ID, 132KV, R, S, T |  | Materials
KS4002 | LABEL,SUB EQUIP,PHASE ID, 275KV, U, V, W |  | Materials
KS4003 | LABEL,SUB EQUIPMENT,PHASE ID,66KV, Y, |  | Materials
KS4004 | LABEL,SUB EQUIPMENT,PHASE ID,66KV, Z |  | Materials
KT8714 | DIE,6/1/2.75 & 6/1/.1052 ASCR,12T PRESS |  | Materials
KT8715 | DIE,GROUP'C',12T HYDRAULIC PRESS |  | Materials
KT8719 | DIE,37/.072 N/T AL CONNECTOR,12T PRESS |  | Materials
KT8722 | DIE,GROUP 'D' N/T CONN,12T HYD PRESS |  | Materials
KT8725 | DIE,'DE & F' NT ALUM CONN,12T HYD PRESS |  | Materials
KT8728 | DIE, AL, 24.9MM A/F, 12T PRESS |  | Materials
KT8730 | DIE,'G & H'CONN,26/2.54-30/7/3.25 ACSR |  | Materials
KT8731 | DIE,26/2.54 & 7/1.9 ASCR F/T,12T PRESS |  | Materials
KT8733 | DIE,F/TENSION JOINT, 11MM A/F 12T HYD P |  | Materials
KT8735 | DIE,61/.103 & 300MM2 AL XLPE,12T PRESS |  | Materials
KT8742 | DIE,COMP 50MM2 F/T AL,ABC,12T PRESS |  | Materials
KT8744 | DIE,COMP 95MM2 F/T ALUM,ABC,12T PRESS |  | Materials
KT8760 | DIE,19/.052 NT,7/.080 FT CON,12T PRESS |  | Materials
KT8766 | DIE,7/.136 FT COPPER CABLES,12T PRESS |  | Materials
KT8771 | DIE,37/.093 NT,19/.101 FT CON,12T PRESS |  | Materials
KT8772 | DIE,37/2.03 N/T,120MM2 F/T,12T PRESS |  | Materials
KT8774 | DIE,37/2.52 N/T,185MM2 F/T,12T PRESS |  | Materials
KT8780 | DIE,COPPER,COMPRESSION,12,TONNE |  | Materials
KT8851 | DIE, GROUP 'K', 630mm2 AL UD XLPE, 45T |  | Materials
KT8852 | DIE, GROUP 'K', 630mm2 AL UD XLPE, 15T |  | Materials
KT8910 | DIE,'C'CONNECTOR,150MM2 & 35MM2 COND,CIR |  | Materials
KT9000 | DIE,CUTTING,HT STEEL WIRE,12T HYD PRESS |  | Materials
KT9004 | DIE,CUTTING,12.7MM EARTH ROD,12T PRESS |  | Materials
KT9040 | DIE,INDENTING,FOR 12.7MM DIA EARTH ROD |  | Materials
KX4371 | HAMMER,HAND,1.8KG,SLEDGE,600MM HANDLE |  | Materials
KX4372 | HAMMER,HAND,3.15 KG,SLEDGE,750MM HANDLE |  | Materials
KX4374 | HAMMER,HAND,6.3 KG,SLEDGE,900MM HANDLE |  | Materials
KX5362 | KNIFE,100MM EBONY BOOT |  | Materials
KX5380 | KNIFE,KNIPEX INSULATED,1000V KNIFE |  | Materials
KX5381 | KNIFE,ELECTRICIANS FOLDING, 65MM BLADE |  | Materials
KX5382 | KNIFE, CUT SENSITIVE SAFETY,JBS |  | Materials
KX5383 | SAFETY CUTTERS,JBS GP FOR STRAPPING |  | Materials
KX5384 | KNIFE, RETRACTING BLADE SAFETY,STANLEY |  | Materials
KX5385 | KNIFE,UTILITY TRIMMING,ADJUSTABLE |  | Materials
KX5386 | BLADES, REPLACEMENTFOR JBS AND STANLEY |  | Materials
KX5387 | POUCH,LEATHER FOR FOLDING KNIFE |  | Materials
KX5502 | LADDER,EXTEN,FIBREGLASS,2.7M TO 4.0M |  | Materials
KX5503 | LADDER,EXTEN,FIBREGLASS,3.3M TO 5.2M |  | Materials
KX5505 | LADDER,EXTEN,FIBREGLASS,3.9M TO 6.4M |  | Materials
KX5507 | LADDER,EXTEN,FIBREGLASS,5.1M TO 8.8M |  | Materials
KX5510 | LADDER,EXT,F/ GLASS 5.7M TO 9.4M SWIVEL |  | Materials
KX5511 | LADDER,EXT,F/GLASS 5.7 TO 9.4M RUBBER FT |  | Materials
KX5561 | CLAMCLEAT VERTICAL |  | Materials
KX5562 | ROPE ASSEMBLY,LADDER TIE,2M OF 10MM DIA |  | Materials
KX5567 | SPLIT LINK,FOR REGULAR LINK STEEL CHAIN |  | Materials
KX5575 | SHOE,SAFETY,LADDER,61X31MM STILE SIZE |  | Materials
KX5576 | SHOE,SAFETY,LADDER,70X44MM STILE SIZE |  | Materials
KX8033 | SHOVEL,HAND,SPECIAL MOUTH,LONG HANDLE,19 |  | Materials
LA0110 | TF,19KV-2X250V,10KVA,1PH SWER,HANG |  | Materials
LA0110 | TF,19KV-2X250V,10KVA,1PH SWER,HANG |  | Materials
LA0150 | TF,19-2x.250KV,50KVA,1PH,SWER,HANG |  | Materials
LA0150 | TF,19-2x.250KV,50KVA,1PH,SWER,HANG |  | Materials
LA3010 | TF,6.35KV-0.5/0.25KV,75KVA,1PH,PAD |  | Materials
LA3010 | TF,6.35KV-0.5/0.25KV,75KVA,1PH,PAD |  | Materials
LA3015 | TF,6.35KV-0.5/0.25KV,150KVA,1PH,PAD |  | Materials
LA3015 | TF,6.35KV-0.5/0.25KV,150KVA,1PH,PAD |  | Materials
LA5113 | TF, 11KV/0.240V,SINGLE PHASE |  | Materials
LA5116 | TF,11-2x.250KV,16KVA,1PH,HANG |  | Materials
LA5116 | TF,11-2x.250KV,16KVA,1PH,HANG |  | Materials
LA5119 | TF,11-2x.250KV,50KVA,1PH,HANG |  | Materials
LA5119 | TF,11-2x.250KV,50KVA,1PH,HANG |  | Materials
LA5122 | TF,11KV-2X.250KV,20KVA,1PH,HANG |  | Materials
LA5122 | TF,11KV-2X.250KV,20KVA,1PH,HANG |  | Materials
LA5123 | TF,11KV-2X250V,20KVA,1PH,PAD |  | Materials
LA5123 | TF,11KV-2X250V,20KVA,1PH,PAD |  | Materials
LA5123 | TF,11KV-2X250V,20KVA,1PH,PAD |  | Materials
LA5125 | TF,11KV-2X.250KV,25KVA,1 PH,PAD |  | Materials
LA5127 | TF,11KV, 25KVA,1PHASE,PAD |  | Materials
LA5128 | TF,11KV-2X.250KV, 25KVA,1PHASE,PAD |  | Materials
LA5128 | TF,11KV-2X.250KV, 25KVA,1PHASE,PAD |  | Materials
LA5181 | TF, 11/ 7.6KV-2X.250KV,25KVA,PAD |  | Materials
LA5182 | TF,11/7.6-2x.250KV,50KVA,1PH,HANG |  | Materials
LA5182 | TF,11/7.6-2x.250KV,50KVA,1PH,HANG |  | Materials
LA5197 | TF,11-19KV,200KVA,SWER,ISOL,HANG |  | Materials
LA5197 | TF,11-19KV,200KVA,SWER,ISOL,HANG |  | Materials
LA5316 | TF,11KV-.433KV,25KVA,3PH,HANG |  | Materials
LA5316 | TF,11KV-.433KV,25KVA,3PH,HANG |  | Materials
LA5321 | TF,11KV-433V,30KVA,3PH,HANG |  | Materials
LA5321 | TF,11KV-433V,30KVA,3PH,HANG |  | Materials
LA5326 | TF,11KV -.433V,50KVA,3PH,HANG |  | Materials
LA5326 | TF,11KV -.433V,50KVA,3PH,HANG |  | Materials
LA5326 | TF,11KV -.433V,50KVA,3PH,HANG |  | Materials
LA5327 | TF,11-.433kV,63kVA,3PH,HANG |  | Materials
LA5327 | TF,11-.433kV,63kVA,3PH,HANG |  | Materials
LA5335 | TF,11KV-443V,100KVA,3PH,PLATFORM |  | Materials
LA5335 | TF,11KV-443V,100KVA,3PH,PLATFORM |  | Materials
LA5336 | TF,11-.433KV,100KVA,3PH,HANG |  | Materials
LA5336 | TF,11-.433KV,100KVA,3PH,HANG |  | Materials
LA5337 | TF,11KV-433V,150KVA,HANG,D/S |  | Materials
LA5337 | TF,11KV-433V,150KVA,HANG,D/S |  | Materials
LA5345 | TF,11KV-433V,200KVA,3PH,PLATFORM,D/S |  | Materials
LA5345 | TF,11KV-433V,200KVA,3PH,PLATFORM,D/S |  | Materials
LA5345 | TF,11KV-433V,200KVA,3PH,PLATFORM,D/S |  | Materials
LA5345 | TF,11KV-433V,200KVA,3PH,PLATFORM,D/S |  | Materials
LA5346 | TF,11-.433KV,200KVA,3PH,HANG |  | Materials
LA5346 | TF,11-.433KV,200KVA,3PH,HANG |  | Materials
LA5356 | TF,11-.433KV,315KVA,3PH,HANG |  | Materials
LA5356 | TF,11-.433KV,315KVA,3PH,HANG |  | Materials
LA5420 | TF,11/7.6-.433KV,63KVA,3PH,HANG |  | Materials
LA5420 | TF,11/7.6-.433KV,63KVA,3PH,HANG |  | Materials
LA6109 | TF, 33KV-2X.250KV,13.3KVA,1PH,PLATFORM |  | Materials
LA6114 | TF, AUXILIARY, 5KVA, 33KV/250V |  | Materials
LA6114 | TF, AUXILIARY, 5KVA, 33KV/250V |  | Materials
LA6116 | TF,33-2x.250KV,25KVA,1PH,HANG |  | Materials
LA6116 | TF,33-2x.250KV,25KVA,1PH,HANG |  | Materials
LA6117 | TF,33-2x.250KV,50KVA,1PH,HANG |  | Materials
LA6117 | TF,33-2x.250KV,50KVA,1PH,HANG |  | Materials
LA6124 | TF,AUXILIARY,5KVA,33KV/250V,WITH HV FUSE |  | Materials
LA6124 | TF,AUXILIARY,5KVA,33KV/250V,WITH HV FUSE |  | Materials
LA6190 | TF,33/19KV,100KVA SWER ISOL,PLATFORM |  | Materials
LA6190 | TF,33/19KV,100KVA SWER ISOL,PLATFORM |  | Materials
LA6197 | TF,33-19KV,200KVA,SWER,ISOL,HANG |  | Materials
LA6197 | TF,33-19KV,200KVA,SWER,ISOL,HANG |  | Materials
LA6425 | TF,33KV-.445KV,50KVA,D/STAR,PLATFORM |  | Materials
LA6425 | TF,33KV-.445KV,50KVA,D/STAR,PLATFORM |  | Materials
LA6435 | TF,33KV-.445KV,100KVA,D/STAR,PLATFORM |  | Materials
LA6435 | TF,33KV-.445KV,100KVA,D/STAR,PLATFORM |  | Materials
LA6440 | TF,33KV-.445KV,150KVA,D/STAR,PLATFORM |  | Materials
LA6440 | TF,33KV-.445KV,150KVA,D/STAR,PLATFORM |  | Materials
LA6445 | TF,33KV-.445KV,200KVA,D/STAR,PLATFORM |  | Materials
LA6445 | TF,33KV-.445KV,200KVA,D/STAR,PLATFORM |  | Materials
LA6499 | TF,33-.433KV,25KVA,3PH,HANG |  | Materials
LA6499 | TF,33-.433KV,25KVA,3PH,HANG |  | Materials
LA6503 | TF,33-.433KV,63KVA,3PH,HANG |  | Materials
LA6503 | TF,33-.433KV,63KVA,3PH,HANG |  | Materials
LA6504 | TF,33-.433KV,100KVA,3PH,HANG |  | Materials
LA6504 | TF,33-.433KV,100KVA,3PH,HANG |  | Materials
LA6508 | TF,33-.433KV,200KVA,3PH,HANG |  | Materials
LA6508 | TF,33-.433KV,200KVA,3PH,HANG |  | Materials
LA6510 | TF,33-.433KV,315KVA,3PH,HANG |  | Materials
LA6510 | TF,33-.433KV,315KVA,3PH,HANG |  | Materials
LA7000 | TF,1.5KVA,240V-240V,1PH,HANG,ISOLATING |  | Materials
LC0149G | TF,19/2X.250KV,25KVA,1PH,SWERPAD,LV=G |  | Materials
LC0149G | TF,19/2X.250KV,25KVA,1PH,SWERPAD,LV=G |  | Materials
LC0150G | TF,19/2X.250KV,50KVA,1PH,SWERPAD,LV=G |  | Materials
LC0150G | TF,19/2X.250KV,50KVA,1PH,SWERPAD,LV=G |  | Materials
LC0150H | TF,19/2X.250KV,50KVA,1PH,SWERPAD,LV=H |  | Materials
LC0150H | TF,19/2X.250KV,50KVA,1PH,SWERPAD,LV=H |  | Materials
LC4460 | TF,7.6KV-.445KV,300KVA,D/STAR |  | Materials
LC4460 | TF,7.6KV-.445KV,300KVA,D/STAR |  | Materials
LC4465 | TF,7.6KV-.445KV,500KVA,D/STAR |  | Materials
LC4465 | TF,7.6KV-.445KV,500KVA,D/STAR |  | Materials
LC5100G | TF,11/2x.250KV,25KVA,1P,RUPAD,LV=G |  | Materials
LC5100G | TF,11/2x.250KV,25KVA,1P,RUPAD,LV=G |  | Materials
LC5101G | TF,11/2x.250KV,50KVA,1P,RUPAD,LV=G |  | Materials
LC5101G | TF,11/2x.250KV,50KVA,1P,RUPAD,LV=G |  | Materials
LC5101H | TF,11/2x.250KV,50KVA,1P,RUPAD,LV=H |  | Materials
LC5101H | TF,11/2x.250KV,50KVA,1P,RUPAD,LV=H |  | Materials
LC5301 | TF,11/.433KV, 150KVA,3P,REPAD,RT200 |  | Materials
LC5301 | TF,11/.433KV, 150KVA,3P,REPAD,RT200 |  | Materials
LC5301A | TF,11/.433KV, 150KVA,3P,REPAD,RT200,LV=A |  | Materials
LC5301A | TF,11/.433KV, 150KVA,3P,REPAD,RT200,LV=A |  | Materials
LC5302A | TF,11/.433KV, 300KVA,3P,REPAD,RT200,LV=A |  | Materials
LC5302A | TF,11/.433KV, 300KVA,3P,REPAD,RT200,LV=A |  | Materials
LC5302AM | TF,11/.433KV, 300KVA,3P,REPAD,RT200,LV=M |  | Materials
LC5302AM | TF,11/.433KV, 300KVA,3P,REPAD,RT200,LV=M |  | Materials
LC5302F | TF,11/.433KV, 300KVA,3P,REPAD,RT200,LV=F |  | Materials
LC5302F | TF,11/.433KV, 300KVA,3P,REPAD,RT200,LV=F |  | Materials
LC5303 | TF,11/.433KV, 500KVA,3P,REPAD,RT200,MK6 |  | Materials
LC5303 | TF,11/.433KV, 500KVA,3P,REPAD,RT200,MK6 |  | Materials
LC5303 | TF,11/.433KV, 500KVA,3P,REPAD,RT200,MK6 |  | Materials
LC5303A | TF,11/.433KV, 500KVA,3P,REPAD,RT200,LV=A |  | Materials
LC5303A | TF,11/.433KV, 500KVA,3P,REPAD,RT200,LV=A |  | Materials
LC5303A | TF,11/.433KV, 500KVA,3P,REPAD,RT200,LV=A |  | Materials
LC5304B | TF,11/.433KV, 750KVA,3P,INPAD,RT200,LV=B |  | Materials
LC5304B | TF,11/.433KV, 750KVA,3P,INPAD,RT200,LV=B |  | Materials
LC5305 | TF,11/.433KV,1000KVA,3P,INPAD,RT200,MK6 |  | Materials
LC5305 | TF,11/.433KV,1000KVA,3P,INPAD,RT200,MK6 |  | Materials
LC5305 | TF,11/.433KV,1000KVA,3P,INPAD,RT200,MK6 |  | Materials
LC5306E | TF,11/.433KV,1500KVA,3P,IPAD,RT200,LV=E |  | Materials
LC5306E | TF,11/.433KV,1500KVA,3P,IPAD,RT200,LV=E |  | Materials
LC5307D | TF,11/ 433KV, 2MVA,PAD,RT200,LV=D |  | Materials
LC5307D | TF,11/ 433KV, 2MVA,PAD,RT200,LV=D |  | Materials
LC5308A | TF,11/.433KV, 150KVA,3P,REPAD,RT600,LV=A |  | Materials
LC5308A | TF,11/.433KV, 150KVA,3P,REPAD,RT600,LV=A |  | Materials
LC5309A | TF,11/.433KV, 300KVA,3P,REPAD,RT600,LV=A |  | Materials
LC5309A | TF,11/.433KV, 300KVA,3P,REPAD,RT600,LV=A |  | Materials
LC5310F | TF,11/.433KV, 500KVA,3P,INPAD,RT600,LV=F |  | Materials
LC5310F | TF,11/.433KV, 500KVA,3P,INPAD,RT600,LV=F |  | Materials
LC5311A | TF,11/.433KV, 750KVA,3P,INPAD,RT600,LV=A |  | Materials
LC5311A | TF,11/.433KV, 750KVA,3P,INPAD,RT600,LV=A |  | Materials
LC5311B | TF,11/.433KV, 750KVA,3P,INPAD,RT600,LV=B |  | Materials
LC5311B | TF,11/.433KV, 750KVA,3P,INPAD,RT600,LV=B |  | Materials
LC5311F | TF,11/.433KV, 750KVA,3P,INPAD,RT600,LV=F |  | Materials
LC5311F | TF,11/.433KV, 750KVA,3P,INPAD,RT600,LV=F |  | Materials
LC5315 | TF,11/.433KV, 500KVA,3P,REPAD,RM200 |  | Materials
LC5315 | TF,11/.433KV, 500KVA,3P,REPAD,RM200 |  | Materials
LC5315 | TF,11/.433KV, 500KVA,3P,REPAD,RM200 |  | Materials
LC5315 | TF,11/.433KV, 500KVA,3P,REPAD,RM200 |  | Materials
LC5315AA | TF,11/.433KV, 500KVA,3P,RMU,2K1TS,LV=A |  | Materials
LC5315AA | TF,11/.433KV, 500KVA,3P,RMU,2K1TS,LV=A |  | Materials
LC5315AF | TF,11/.433KV, 500KVA,3P,RMU,2K1TS,LV=F |  | Materials
LC5315AF | TF,11/.433KV, 500KVA,3P,RMU,2K1TS,LV=F |  | Materials
LC5315CA | TF,11/.433KV, 500KVA,3P,RMU,CCCV,LV=A |  | Materials
LC5315CA | TF,11/.433KV, 500KVA,3P,RMU,CCCV,LV=A |  | Materials
LC5315CF | TF,11/.433KV, 500KVA,3P,RMU,CCCV,LV=F |  | Materials
LC5315CF | TF,11/.433KV, 500KVA,3P,RMU,CCCV,LV=F |  | Materials
LC5315CM | TF,11/.433KV, 500KVA,3P,RMU,CCCV,LV=M |  | Materials
LC5315CM | TF,11/.433KV, 500KVA,3P,RMU,CCCV,LV=M |  | Materials
LC5315DA | TF,11/.433KV, 500KVA,3P,RMU,CCVV,LV=A |  | Materials
LC5315DA | TF,11/.433KV, 500KVA,3P,RMU,CCVV,LV=A |  | Materials
LC5315DF | TF,11/.433KV, 500KVA,3P,RMU,CCVV,LV=F |  | Materials
LC5315DF | TF,11/.433KV, 500KVA,3P,RMU,CCVV,LV=F |  | Materials
LC5316 | TF,11/.433KV, 750KVA,3P,INPAD,RM200 |  | Materials
LC5316 | TF,11/.433KV, 750KVA,3P,INPAD,RM200 |  | Materials
LC5316 | TF,11/.433KV, 750KVA,3P,INPAD,RM200 |  | Materials
LC5316BA | TF,11/.433KV, 750KVA,3P,RMU,2K1LSF,LV=A |  | Materials
LC5316BA | TF,11/.433KV, 750KVA,3P,RMU,2K1LSF,LV=A |  | Materials
LC5316BF | TF,11/.433KV, 750KVA,3P,RMU,2K1LSF,LV=F |  | Materials
LC5316BF | TF,11/.433KV, 750KVA,3P,RMU,2K1LSF,LV=F |  | Materials
LC5316CA | TF,11/.433KV, 750KVA,3P,RMU,CCCV,LV=A |  | Materials
LC5316CA | TF,11/.433KV, 750KVA,3P,RMU,CCCV,LV=A |  | Materials
LC5316CB | TF,11/.433KV, 750KVA,3P,RMU,CCCV,LV=B |  | Materials
LC5316CB | TF,11/.433KV, 750KVA,3P,RMU,CCCV,LV=B |  | Materials
LC5316CF | TF,11/.433KV, 750KVA,3P,RMU,CCCV,LV=F |  | Materials
LC5316CF | TF,11/.433KV, 750KVA,3P,RMU,CCCV,LV=F |  | Materials
LC5316DA | TF,11/.433KV, 750KVA,3P,RMU,CCVV,LV=A |  | Materials
LC5316DA | TF,11/.433KV, 750KVA,3P,RMU,CCVV,LV=A |  | Materials
LC5316DB | TF, 11/.433KV, 750KVA,3P,RMU, CCVV,LV=B |  | Materials
LC5316DB | TF, 11/.433KV, 750KVA,3P,RMU, CCVV,LV=B |  | Materials
LC5317 | TF,11/.433KV,1000KVA,3P,INPAD,RM200 |  | Materials
LC5317 | TF,11/.433KV,1000KVA,3P,INPAD,RM200 |  | Materials
LC5317 | TF,11/.433KV,1000KVA,3P,INPAD,RM200 |  | Materials
LC5317BB | TF,11/.433KV, 1000KVA,3P,RMU,2K1LSF,LV=B |  | Materials
LC5317BB | TF,11/.433KV, 1000KVA,3P,RMU,2K1LSF,LV=B |  | Materials
LC5317CB | TF,11/.433KV,1000KVA,3P,CCCV,LV=B |  | Materials
LC5317CB | TF,11/.433KV,1000KVA,3P,CCCV,LV=B |  | Materials
LC5318 | TF,11/.433KV,1500KVA,3P,INPAD,RM200 |  | Materials
LC5318 | TF,11/.433KV,1500KVA,3P,INPAD,RM200 |  | Materials
LC5318 | TF,11/.433KV,1500KVA,3P,INPAD,RM200 |  | Materials
LC5318 | TF,11/.433KV,1500KVA,3P,INPAD,RM200 |  | Materials
LC5318CC | TF,11/.433KV,1500KVA,RMU,CCCV,LV=C |  | Materials
LC5318CC | TF,11/.433KV,1500KVA,RMU,CCCV,LV=C |  | Materials
LC5318CE | TF,11/.433KV,1500KVA,RMU,CCCV,LV=E |  | Materials
LC5318CE | TF,11/.433KV,1500KVA,RMU,CCCV,LV=E |  | Materials
LC5318DE | TF,11/.433KV,1500KVA,RMU,CCV V,LV=E |  | Materials
LC5318DE | TF,11/.433KV,1500KVA,RMU,CCV V,LV=E |  | Materials
LC5319BD | TF,11/.433KV,2000KVA,3P,RMU,2K1LSF,LV=D |  | Materials
LC5319BD | TF,11/.433KV,2000KVA,3P,RMU,2K1LSF,LV=D |  | Materials
LC5319CD | TF,11/.433KV,2000KVA,3P,CCCV,LV=D |  | Materials
LC5319CD | TF,11/.433KV,2000KVA,3P,CCCV,LV=D |  | Materials
LC5319DD | TF,11/.433KV,2000KVA,3P,CCVV,LV=D |  | Materials
LC5319DD | TF,11/.433KV,2000KVA,3P,CCVV,LV=D |  | Materials
LC5321AA | TF,11/.433KV, 300KVA,3P,RMU,2K1TS,LV=A |  | Materials
LC5321AA | TF,11/.433KV, 300KVA,3P,RMU,2K1TS,LV=A |  | Materials
LC5330H | TF,11/.433KV, 63KVA,3P,RUPAD,LV=H |  | Materials
LC5330H | TF,11/.433KV, 63KVA,3P,RUPAD,LV=H |  | Materials
LC5331H | TF,11/.433KV, 100KVA,3P,RUPAD,LV=H |  | Materials
LC5331H | TF,11/.433KV, 100KVA,3P,RUPAD,LV=H |  | Materials
LC5335 | TF,11kV/.433KV,63KVA,PAD,RADIAL |  | Materials
LC5340 | TF,11KV/.433KV,150KVA,PAD,MK4,U/F |  | Materials
LC5340 | TF,11KV/.433KV,150KVA,PAD,MK4,U/F |  | Materials
LC5340 | TF,11KV/.433KV,150KVA,PAD,MK4,U/F |  | Materials
LC5340AN | TF,11KV-.443KV,150KVA,3PH,PAD,UNFUSED |  | Materials
LC5340AN | TF,11KV-.443KV,150KVA,3PH,PAD,UNFUSED |  | Materials
LC5340AP | TF,11KV-.443KV,150KVA,3PH,PAD,GC10 |  | Materials
LC5340AP | TF,11KV-.443KV,150KVA,3PH,PAD,GC10 |  | Materials
LC5340AQ | TF,11KV-.443KV,150KVA,3PH,PAD,GAC |  | Materials
LC5340AQ | TF,11KV-.443KV,150KVA,3PH,PAD,GAC |  | Materials
LC5340BN | TF,11KV-.443KV,150KVA,3PH,PAD,UNFUSED |  | Materials
LC5340BN | TF,11KV-.443KV,150KVA,3PH,PAD,UNFUSED |  | Materials
LC5340BP | TF,11KV-.443KV,150KVA,3PH,PAD,GC10 |  | Materials
LC5340BP | TF,11KV-.443KV,150KVA,3PH,PAD,GC10 |  | Materials
LC5340BQ | TF,11KV-.443KV,150KVA,3PH,PAD,GAC |  | Materials
LC5340BQ | TF,11KV-.443KV,150KVA,3PH,PAD,GAC |  | Materials
LC5340CP | TF,11KV-.443KV,150KVA,3PH,PAD,GC10 |  | Materials
LC5340CP | TF,11KV-.443KV,150KVA,3PH,PAD,GC10 |  | Materials
LC5340CQ | TF,11KV-.443KV,150KVA,3PH,PAD,GAC |  | Materials
LC5340CQ | TF,11KV-.443KV,150KVA,3PH,PAD,GAC |  | Materials
LC5340DN | TF,11KV-.443KV,150KVA,3PH,PAD,UNFUSED |  | Materials
LC5340DN | TF,11KV-.443KV,150KVA,3PH,PAD,UNFUSED |  | Materials
LC5340DP | TF,11KV-.443KV,150KVA,3PH,PAD,GC10 |  | Materials
LC5340DP | TF,11KV-.443KV,150KVA,3PH,PAD,GC10 |  | Materials
LC5340DQ | TF,11KV-.443KV,150KVA,3PH,PAD,GAC |  | Materials
LC5340DQ | TF,11KV-.443KV,150KVA,3PH,PAD,GAC |  | Materials
LC5341 | TF,11KV/.433KV,150KVA, PAD,MK2,U/F |  | Materials
LC5341 | TF,11KV/.433KV,150KVA, PAD,MK2,U/F |  | Materials
LC5341 | TF,11KV/.433KV,150KVA, PAD,MK2,U/F |  | Materials
LC5341D | TF,11KV/.433KV,150KVA, PAD,MK3,U/F,LV=D |  | Materials
LC5341MK3 | TF,11KV/.433KV,150KVA, PAD,MK3,U/F |  | Materials
LC5342 | TF,11KV/.433KV,150KVA, PAD,MK4,FUSED |  | Materials
LC5342 | TF,11KV/.433KV,150KVA, PAD,MK4,FUSED |  | Materials
LC5342A | TF,11KV/.433KV,150KVA, PAD,MK4,LV=A |  | Materials
LC5342A | TF,11KV/.433KV,150KVA, PAD,MK4,LV=A |  | Materials
LC5342AN | TF,11KV-.443KV,150KVA,3PH,PAD,FUSED,LV=A |  | Materials
LC5342AN | TF,11KV-.443KV,150KVA,3PH,PAD,FUSED,LV=A |  | Materials
LC5342BN | TF,11KV-.443KV,150KVA,3PH,PAD,FUSED,LV=B |  | Materials
LC5342BN | TF,11KV-.443KV,150KVA,3PH,PAD,FUSED,LV=B |  | Materials
LC5342CN | TF,11KV-.443KV,150KVA,3PH,PAD,FUSED,LV=C |  | Materials
LC5342CN | TF,11KV-.443KV,150KVA,3PH,PAD,FUSED,LV=C |  | Materials
LC5345 | TF,11KV-.433KV,100KVA,3PH,D/STAR,PAD |  | Materials
LC5347 | TF,11KV/.433KV,200KVA,PAD,MK4,U/F |  | Materials
LC5347 | TF,11KV/.433KV,200KVA,PAD,MK4,U/F |  | Materials
LC5348 | TF,11KV /433KV,200KVA,PAD,MK2 |  | Materials
LC5348 | TF,11KV /433KV,200KVA,PAD,MK2 |  | Materials
LC5348 | TF,11KV /433KV,200KVA,PAD,MK2 |  | Materials
LC5348 | TF,11KV /433KV,200KVA,PAD,MK2 |  | Materials
LC5348 | TF,11KV /433KV,200KVA,PAD,MK2 |  | Materials
LC5348 | TF,11KV /433KV,200KVA,PAD,MK2 |  | Materials
LC5348MK3 | TF,11KV /433KV,200KVA,PAD,MK3 |  | Materials
LC5349 | TF,11KV/.433KV,200KVA,PAD,MK4,FUSED |  | Materials
LC5349 | TF,11KV/.433KV,200KVA,PAD,MK4,FUSED |  | Materials
LC5350 | TF,11KV/.433KV,250KVA,DEL/STAR,O-BUSH |  | Materials
LC5350 | TF,11KV/.433KV,250KVA,DEL/STAR,O-BUSH |  | Materials
LC5354 | TF,11KV/.433KV,300KVA,PAD,MK4,FUSED |  | Materials
LC5354 | TF,11KV/.433KV,300KVA,PAD,MK4,FUSED |  | Materials
LC5354 | TF,11KV/.433KV,300KVA,PAD,MK4,FUSED |  | Materials
LC5354AN | TF,11KV-.433KV,300KVA,3PH,PAD,LV=A |  | Materials
LC5354AN | TF,11KV-.433KV,300KVA,3PH,PAD,LV=A |  | Materials
LC5354B | TF,11KV/.433KV,300KVA,PAD,MK4,LV=B |  | Materials
LC5354B | TF,11KV/.433KV,300KVA,PAD,MK4,LV=B |  | Materials
LC5354D | TF,11KV/.433KV,300KVA,PAD,MK4,LV=D |  | Materials
LC5354D | TF,11KV/.433KV,300KVA,PAD,MK4,LV=D |  | Materials
LC5354DN | TF,11KV/.433KV,300KVA,PAD,MK4,PLUG/B |  | Materials
LC5354DN | TF,11KV/.433KV,300KVA,PAD,MK4,PLUG/B |  | Materials
LC5355A | TF,11KV-.433KV,300KVA,D/STR,PLATFORM |  | Materials
LC5357 | TF,11KV/.433KV,300KVA,PAD,MK4,U/F |  | Materials
LC5357 | TF,11KV/.433KV,300KVA,PAD,MK4,U/F |  | Materials
LC5357 | TF,11KV/.433KV,300KVA,PAD,MK4,U/F |  | Materials
LC5357AN | TF,11KV-.433KV,300KVA,3PH,PAD,LV=A |  | Materials
LC5357AN | TF,11KV-.433KV,300KVA,3PH,PAD,LV=A |  | Materials
LC5357AQ | TF,11KV-.433KV,300KVA,3PH,PAD,GAC,LV=A |  | Materials
LC5357AQ | TF,11KV-.433KV,300KVA,3PH,PAD,GAC,LV=A |  | Materials
LC5357BN | TF,11KV-.433KV,300KVA,3PH,PAD,LV=B |  | Materials
LC5357BN | TF,11KV-.433KV,300KVA,3PH,PAD,LV=B |  | Materials
LC5357BP | TF,11KV-.433KV,300KVA,3PH,PAD,GC10,LV=B |  | Materials
LC5357BP | TF,11KV-.433KV,300KVA,3PH,PAD,GC10,LV=B |  | Materials
LC5357CN | TF,11KV-.433KV,300KVA,3PH,PAD,LV=C |  | Materials
LC5357CN | TF,11KV-.433KV,300KVA,3PH,PAD,LV=C |  | Materials
LC5357CP | TF,11KV-.433KV,300KVA,3PH,PAD,GC10,LV=C |  | Materials
LC5357CP | TF,11KV-.433KV,300KVA,3PH,PAD,GC10,LV=C |  | Materials
LC5357D | TF,11KV/.433KV,300KVA,PAD,MK4,U/F,LV=D |  | Materials
LC5357D | TF,11KV/.433KV,300KVA,PAD,MK4,U/F,LV=D |  | Materials
LC5357DN | TF,11KV-.433KV,300KVA,3PH,PAD,LV=D |  | Materials
LC5357DN | TF,11KV-.433KV,300KVA,3PH,PAD,LV=D |  | Materials
LC5357PDA | T/F,11/0.4kV,300KVA,CFC,TYPE P(D),A |  | Materials
LC5357PE | T/F,11/0.4kV,SAFELINK,CFCC,TYPE P,(E)MK4 |  | Materials
LC5357PE | T/F,11/0.4kV,SAFELINK,CFCC,TYPE P,(E)MK4 |  | Materials
LC5357PEA | T/F,11/0.4kV,300KVA,CFCC,TYPE P(E),A |  | Materials
LC5358 | TF,11KV/.433KV,300KVA,PAD,MK2,U/F |  | Materials
LC5358 | TF,11KV/.433KV,300KVA,PAD,MK2,U/F |  | Materials
LC5358MK3 | TF,11KV/.433KV,300KVA,PAD,MK3,U/F |  | Materials
LC5360 | TF,11KV/.433KV,400KVA,DEL/STAR,O-BUSH |  | Materials
LC5360 | TF,11KV/.433KV,400KVA,DEL/STAR,O-BUSH |  | Materials
LC5365 | TF,11KV/.433KV,500KVA,DEL/STAR,O-BUSH |  | Materials
LC5365 | TF,11KV/.433KV,500KVA,DEL/STAR,O-BUSH |  | Materials
LC5365A | TF,11KV-.433KV,500KVA,PLATFORM |  | Materials
LC5365A | TF,11KV-.433KV,500KVA,PLATFORM |  | Materials
LC5367 | TF,11KV/.433KV,500KVA,PAD,MK4,U/F |  | Materials
LC5367 | TF,11KV/.433KV,500KVA,PAD,MK4,U/F |  | Materials
LC5367A | TF,11KV/.433KV,500KVA,PAD,MK4,U/F,LV=A |  | Materials
LC5367A | TF,11KV/.433KV,500KVA,PAD,MK4,U/F,LV=A |  | Materials
LC5367-A | TF,11KV/.433KV,500KVA,PAD,MK4,U/F,LV=A |  | Materials
LC5367-A | TF,11KV/.433KV,500KVA,PAD,MK4,U/F,LV=A |  | Materials
LC5367AP | TF,11KV-.433KV,500KVA,3PH,PAD,GC10,LV=A |  | Materials
LC5367AP | TF,11KV-.433KV,500KVA,3PH,PAD,GC10,LV=A |  | Materials
LC5367AQ | TF,11KV/.433KV,500KVA,PAD,MK4,GAC |  | Materials
LC5367AQ | TF,11KV/.433KV,500KVA,PAD,MK4,GAC |  | Materials
LC5367B | TF,11KV/.433KV,500KVA,PAD,MK4,U/F,LV=B |  | Materials
LC5367B | TF,11KV/.433KV,500KVA,PAD,MK4,U/F,LV=B |  | Materials
LC5367BP | TF,11KV-.433KV,500KVA,3PH,PAD,GC10,LV=B |  | Materials
LC5367BP | TF,11KV-.433KV,500KVA,3PH,PAD,GC10,LV=B |  | Materials
LC5367BQ | TF,11KV/.433KV,500KVA,PAD,MK4,GAC |  | Materials
LC5367BQ | TF,11KV/.433KV,500KVA,PAD,MK4,GAC |  | Materials
LC5367C | TF,11KV/.433KV,500KVA,PAD,MK4,U/F,LV=C |  | Materials
LC5367C | TF,11KV/.433KV,500KVA,PAD,MK4,U/F,LV=C |  | Materials
LC5367CP | TF,11KV/.433KV,500KVA,PAD,MK4,GC10 |  | Materials
LC5367CP | TF,11KV/.433KV,500KVA,PAD,MK4,GC10 |  | Materials
LC5367CQ | TF,11KV/.433KV,500KVA,PAD,MK4,GAC |  | Materials
LC5367CQ | TF,11KV/.433KV,500KVA,PAD,MK4,GAC |  | Materials
LC5367D | TF,11KV/.433KV,500KVA,PAD,MK4,U/F,LV=D |  | Materials
LC5367D | TF,11KV/.433KV,500KVA,PAD,MK4,U/F,LV=D |  | Materials
LC5367DP | TF,11KV-.433KV,500KVA,3PH,PAD,GC10,LV=D |  | Materials
LC5367DP | TF,11KV-.433KV,500KVA,3PH,PAD,GC10,LV=D |  | Materials
LC5367DQ | TF,11KV/.433KV,500KVA,PAD,MK4,GAC |  | Materials
LC5367DQ | TF,11KV/.433KV,500KVA,PAD,MK4,GAC |  | Materials
LC5367E | TF,11KV/.433KV,500KVA,PAD,MK4,U/F,LV=E |  | Materials
LC5367E | TF,11KV/.433KV,500KVA,PAD,MK4,U/F,LV=E |  | Materials
LC5367EP | TF,11KV/.433KV,500KVA,PAD,MK4,GC10 |  | Materials
LC5367EP | TF,11KV/.433KV,500KVA,PAD,MK4,GC10 |  | Materials
LC5367EQ | TF,11KV/.433KV,500KVA,PAD,MK4,GAC |  | Materials
LC5367EQ | TF,11KV/.433KV,500KVA,PAD,MK4,GAC |  | Materials
LC5367PE | T/F 11/0.4kV,SAFELINK,CFCC,TYPE (E) MK 4 |  | Materials
LC5367PEA | T/F,11/0.4kV,500KVA,CFCC,TYPE P(E),A |  | Materials
LC5368 | TF,11KV/.433KV,500KVA,PAD,MK2,U/F |  | Materials
LC5368 | TF,11KV/.433KV,500KVA,PAD,MK2,U/F |  | Materials
LC5368MK3 | TF,11KV/.433KV,500KVA,PAD,MK3,U/F |  | Materials
LC5370 | TF,11KV/.433KV,750KVA,O-BUSH |  | Materials
LC5370 | TF,11KV/.433KV,750KVA,O-BUSH |  | Materials
LC5372 | TF,11KV/.433KV,750KVA,PAD,MK4,U/F |  | Materials
LC5372 | TF,11KV/.433KV,750KVA,PAD,MK4,U/F |  | Materials
LC5372 | TF,11KV/.433KV,750KVA,PAD,MK4,U/F |  | Materials
LC5372AP | TF,11KV-.433KV,750KVA,3PH,PAD,GC10,LV=A |  | Materials
LC5372AP | TF,11KV-.433KV,750KVA,3PH,PAD,GC10,LV=A |  | Materials
LC5372B | TF,11KV/.433KV,750KVA,PAD,MK4,U/F,LV=B |  | Materials
LC5372B | TF,11KV/.433KV,750KVA,PAD,MK4,U/F,LV=B |  | Materials
LC5372BP | TF,11KV-.433KV,750KVA,3PH,PAD,GC10,LV=B |  | Materials
LC5372BP | TF,11KV-.433KV,750KVA,3PH,PAD,GC10,LV=B |  | Materials
LC5372C | TF,11KV/.433KV,750KVA,PAD,MK4,U/F,LV=C |  | Materials
LC5372C | TF,11KV/.433KV,750KVA,PAD,MK4,U/F,LV=C |  | Materials
LC5372EP | TF,11KV-.433KV,750KVA,3PH,PAD,GC10,LV=E |  | Materials
LC5372EP | TF,11KV-.433KV,750KVA,3PH,PAD,GC10,LV=E |  | Materials
LC5372FP | TF,11KV-.433KV,750KVA,3PH,PAD,GC10,LV=F |  | Materials
LC5372FP | TF,11KV-.433KV,750KVA,3PH,PAD,GC10,LV=F |  | Materials
LC5372GP | TF,11KV-.433KV,750KVA,3PH,PAD,GC10,LV=G |  | Materials
LC5372GP | TF,11KV-.433KV,750KVA,3PH,PAD,GC10,LV=G |  | Materials
LC5372H | TF,11KV-.433KV,750KVA,3PH,PAD,LV=H |  | Materials
LC5372H | TF,11KV-.433KV,750KVA,3PH,PAD,LV=H |  | Materials
LC5372HP | TF,11KV-.433KV,750KVA,3PH,PAD,GC10,LV=H |  | Materials
LC5372HP | TF,11KV-.433KV,750KVA,3PH,PAD,GC10,LV=H |  | Materials
LC5372JP | TF,11KV-.433KV,750KVA,3PH,PAD,GC10,LV=J |  | Materials
LC5372JP | TF,11KV-.433KV,750KVA,3PH,PAD,GC10,LV=J |  | Materials
LC5373 | TF,11KV/.433KV,750KVA,PAD,MK2,U/F |  | Materials
LC5373 | TF,11KV/.433KV,750KVA,PAD,MK2,U/F |  | Materials
LC5373MK3 | TF,11KV/.433KV,750KVA,PAD,MK3,U/F |  | Materials
LC5374 | TF,11KV/7.6-.433KV,750/630KVA,PAD,MK3, |  | Materials
LC5375 | TF,11KV/.433KV,1MVA,O-BUSH,FIXED TAP |  | Materials
LC5375 | TF,11KV/.433KV,1MVA,O-BUSH,FIXED TAP |  | Materials
LC5376 | TF,11KV-.433KV,1MVA,SYNTHETIC |  | Materials
LC5377 | TF,11KV/.433KV,1MVA,PAD,MK4,U/F |  | Materials
LC5377 | TF,11KV/.433KV,1MVA,PAD,MK4,U/F |  | Materials
LC5377 | TF,11KV/.433KV,1MVA,PAD,MK4,U/F |  | Materials
LC5377BP | TF,11KV-.433KV,1MVA,3PH,PAD,LV=B |  | Materials
LC5377BP | TF,11KV-.433KV,1MVA,3PH,PAD,LV=B |  | Materials
LC5377CP | TF,11KV-.433KV,1MVA,3PH,PAD LV=C |  | Materials
LC5377CP | TF,11KV-.433KV,1MVA,3PH,PAD LV=C |  | Materials
LC5377DP | TF,11KV-.433KV,1MVA,3PH,PAD,LV=D |  | Materials
LC5377DP | TF,11KV-.433KV,1MVA,3PH,PAD,LV=D |  | Materials
LC5377EP | TF,11KV-.433KV,1MVA,3PH,PAD,LV=E |  | Materials
LC5377EP | TF,11KV-.433KV,1MVA,3PH,PAD,LV=E |  | Materials
LC5377FP | TF,11KV-.433KV,1MVA,3PH,PAD,LV=F |  | Materials
LC5377FP | TF,11KV-.433KV,1MVA,3PH,PAD,LV=F |  | Materials
LC5377GP | TF,11KV-.433KV,1MVA,3PH,PAD,LV=G |  | Materials
LC5377GP | TF,11KV-.433KV,1MVA,3PH,PAD,LV=G |  | Materials
LC5377HP | TRANSFORMER,11KV-.433KV,1MVA,3PH,PAD MTD |  | Materials
LC5377HP | TRANSFORMER,11KV-.433KV,1MVA,3PH,PAD MTD |  | Materials
LC5377IP | TF,11KV-.433KV,1MVA,3PH,PAD,LV=I |  | Materials
LC5377IP | TF,11KV-.433KV,1MVA,3PH,PAD,LV=I |  | Materials
LC5377J | TRANSFORMER,11KV-.433KV,1MVA,3PH,PAD MTD |  | Materials
LC5377J | TRANSFORMER,11KV-.433KV,1MVA,3PH,PAD MTD |  | Materials
LC5377JP | TF,11KV-.433KV,1MVA,3PH,PAD,LV-J |  | Materials
LC5377JP | TF,11KV-.433KV,1MVA,3PH,PAD,LV-J |  | Materials
LC5377PDB | T/F,11/0.4KV,1MVA,CFC,TYPE P(D),MK5 |  | Materials
LC5378 | TF,11KV/.433KV,1MVA,PAD,MK2,U/F |  | Materials
LC5378 | TF,11KV/.433KV,1MVA,PAD,MK2,U/F |  | Materials
LC5378 | TF,11KV/.433KV,1MVA,PAD,MK2,U/F |  | Materials
LC5378 | TF,11KV/.433KV,1MVA,PAD,MK2,U/F |  | Materials
LC5378MK3 | TF,11KV/.433KV,1MVA,PAD,MK3,U/F |  | Materials
LC5380 | TF,11KV/.433KV,1.5MVA,O-BUSH |  | Materials
LC5380 | TF,11KV/.433KV,1.5MVA,O-BUSH |  | Materials
LC5381 | TF,11KV/.433KV,1.5MVA,PAD,MK4,U/F |  | Materials
LC5382 | TF,11KV/.433KV,2MVA,PAD,MK4,U/F |  | Materials
LC5385 | TF,11KV/.433KV,2MVA,O-BUSH |  | Materials
LC5392 | TF,11KV/7.6-.433KV,200/175KVA,PAD,MK2 |  | Materials
LC5392 | TF,11KV/7.6-.433KV,200/175KVA,PAD,MK2 |  | Materials
LC5392MK3 | TF,11KV/7.6-.433KV,200/175KVA,PAD,MK3 |  | Materials
LC5393 | TF,11KV/7.6-.433KV,300/200KVA,PAD,MK2 |  | Materials
LC5393 | TF,11KV/7.6-.433KV,300/200KVA,PAD,MK2 |  | Materials
LC5393MK3 | TF,11KV/7.6-.433KV,300/200KVA,PAD,MK3 |  | Materials
LC5394 | TF,11KV/7.6-.433KV,500/300KVA,PAD,MK2 |  | Materials
LC5394MK3 | TF,11KV/7.6-.433KV,500/300KVA,PAD,MK3 |  | Materials
LC5395 | TF,11KV/7.6-.433KV,750KVA,O-BUSH |  | Materials
LC5396 | TF,11KV/7.6-.433KV,1MVA,O-BUSH |  | Materials
LC5396 | TF,11KV/7.6-.433KV,1MVA,O-BUSH |  | Materials
LC5412 | TF,11KV/7.6KV-.433KV,63KVA,3PH,MK4,PAD |  | Materials
LC5418 | TF,11KV/7.6KV-.433KV,200KVA,3PH,MK4,PAD |  | Materials
LC5421 | TF,11KV/7.6-.433KV,300KVA,PAD,MK4,U/F |  | Materials
LC5421 | TF,11KV/7.6-.433KV,300KVA,PAD,MK4,U/F |  | Materials
LC5421PDA | T/F,11/7.6/0.4kV,300KVA,CFC,TYPE P(D),A |  | Materials
LC5422 | TF,11KV/7.6-.433KV,500KVA,PAD,MK4,U/F |  | Materials
LC5422 | TF,11KV/7.6-.433KV,500KVA,PAD,MK4,U/F |  | Materials
LC5423 | TF,11KV/7.6-.433KV,750KVA,PAD,MK4,U/F |  | Materials
LC5423 | TF,11KV/7.6-.433KV,750KVA,PAD,MK4,U/F |  | Materials
LC5426A | TF,11-7.6/.433KV,300KVA,REPAD,RT200,LV=A |  | Materials
LC5426A | TF,11-7.6/.433KV,300KVA,REPAD,RT200,LV=A |  | Materials
LC5426F | TF,11-7.6/.433KV,300KVA,REPAD,RT200,LV=F |  | Materials
LC5426F | TF,11-7.6/.433KV,300KVA,REPAD,RT200,LV=F |  | Materials
LC5427A | TF,11-7.6/.433KV,500KVA,REPAD,RT200,LV=A |  | Materials
LC5427A | TF,11-7.6/.433KV,500KVA,REPAD,RT200,LV=A |  | Materials
LC5429B | TF,11-7.6/.433KV,1000KVA,IPAD,RT200,LV=B |  | Materials
LC5429B | TF,11-7.6/.433KV,1000KVA,IPAD,RT200,LV=B |  | Materials
LC5430C | TF,11-7.6/.433KV,1500KVA,IPAD,RT200,LV=C |  | Materials
LC5430C | TF,11-7.6/.433KV,1500KVA,IPAD,RT200,LV=C |  | Materials
LC5434A | TF,11-7.6/.433KV,500KVA,REPAD,RT600,LV=A |  | Materials
LC5434A | TF,11-7.6/.433KV,500KVA,REPAD,RT600,LV=A |  | Materials
LC5434F | TF,11-7.6/.433KV,500KVA,REPAD,RT600,LV=F |  | Materials
LC5434F | TF,11-7.6/.433KV,500KVA,REPAD,RT600,LV=F |  | Materials
LC5438D | TF,11-7.6/.433KV,2000KVA,IPAD,RT600,LV=D |  | Materials
LC5440B | TF,33KV/.445KV,1MVA,INPAD,UFRAD,LV=B |  | Materials
LC5440B | TF,33KV/.445KV,1MVA,INPAD,UFRAD,LV=B |  | Materials
LC5441E | TF,33/.445KV,1500KVA,3P,INPAD,RAD,LV=E |  | Materials
LC5441E | TF,33/.445KV,1500KVA,3P,INPAD,RAD,LV=E |  | Materials
LC5442D | TF,33/.445KV,2000KVA,3P,INPAD,RADUF,LV=D |  | Materials
LC5442D | TF,33/.445KV,2000KVA,3P,INPAD,RADUF,LV=D |  | Materials
LC5442E | TF,33/.445KV,2000KVA,3PINPADRAD200UFLV=E |  | Materials
LC5442E | TF,33/.445KV,2000KVA,3PINPADRAD200UFLV=E |  | Materials
LC5443 | TF,33/.445KV,1000KVA,3P,INPAD,RM200 |  | Materials
LC5443 | TF,33/.445KV,1000KVA,3P,INPAD,RM200 |  | Materials
LC5443 | TF,33/.445KV,1000KVA,3P,INPAD,RM200 |  | Materials
LC5445ED | TF,33/.445KV,2000KVA,3P,2CML1CMPV,LV=D |  | Materials
LC5445ED | TF,33/.445KV,2000KVA,3P,2CML1CMPV,LV=D |  | Materials
LC5500 | TF,11KV/7.6-.433KV,1.5 MVA,O-BUSH |  | Materials
LC5500 | TF,11KV/7.6-.433KV,1.5 MVA,O-BUSH |  | Materials
LC5718CE | TF,11/.433KV,1500KVA,RMU,CCCV,LV=E |  | Materials
LC5718CE | TF,11/.433KV,1500KVA,RMU,CCCV,LV=E |  | Materials
LC5719CJ | TF,11/.433KV,2000KVA,3P,CCCV,LV=J |  | Materials
LC5719CJ | TF,11/.433KV,2000KVA,3P,CCCV,LV=J |  | Materials
LC6450 | TF,33KV-.445KV,300KVA,O-BUSH |  | Materials
LC6450 | TF,33KV-.445KV,300KVA,O-BUSH |  | Materials
LC6455 | TF,33KV-.445KV,500KVA,O-BUSH |  | Materials
LC6455 | TF,33KV-.445KV,500KVA,O-BUSH |  | Materials
LC6460 | TF,33KV-.445KV,750KVA,O-BUSH |  | Materials
LC6465 | TF,33KV/.445KV,1MVA,O-BUSH |  | Materials
LC6465 | TF,33KV/.445KV,1MVA,O-BUSH |  | Materials
LC6466 | TF,33/0.433kV,1.0MVA,O-BUSH,FT |  | Materials
LC6475 | TF,33KV/.445KV,1.5MVA,O-BUSH |  | Materials
LC6475 | TF,33KV/.445KV,1.5MVA,O-BUSH |  | Materials
LC6485 | TF,33KV/.445KV,2MVA,O-BUSH |  | Materials
LC6485 | TF,33KV/.445KV,2MVA,O-BUSH |  | Materials
LC6486 | TF,33/.415KV,2.5MVA,P-CB,FT,OC,STEP UP |  | Materials
LC7308A | TF,11/.433KV, 150KVA, 3P, PAD,RT600,LV=A |  | Materials
LC7308F | TF,11/.433KV, 150KVA, 3P, PAD,RT600,LV=F |  | Materials
LC7309A | TF,11/.433KV, 315KVA,3P,PAD,RT600,LV=A |  | Materials
LC7309A | TF,11/.433KV, 315KVA,3P,PAD,RT600,LV=A |  | Materials
LC7309F | TF,11/.433KV, 315KVA,3P,PAD,RT600,LV=F |  | Materials
LC7309F | TF,11/.433KV, 315KVA,3P,PAD,RT600,LV=F |  | Materials
LC7310A | TF,11/.433KV, 500KVA,3P,PAD,RT600,LV=A |  | Materials
LC7310A | TF,11/.433KV, 500KVA,3P,PAD,RT600,LV=A |  | Materials
LC7310F | TF,11/.433KV, 500KVA,3P,PAD,RT600,LV=F |  | Materials
LC7310F | TF,11/.433KV, 500KVA,3P,PAD,RT600,LV=F |  | Materials
LC7311A | TF,11/.433KV, 750KVA,3P,PAD,RT600,LV=A |  | Materials
LC7311A | TF,11/.433KV, 750KVA,3P,PAD,RT600,LV=A |  | Materials
LC7311B | TF,11/.433KV, 750KVA,3P,PAD,RT600,LV=B |  | Materials
LC7311B | TF,11/.433KV, 750KVA,3P,PAD,RT600,LV=B |  | Materials
LC7311F | TF,11/.433KV, 750KVA,3P,PAD,RT600,LV=F |  | Materials
LC7311F | TF,11/.433KV, 750KVA,3P,PAD,RT600,LV=F |  | Materials
LC7312B | TF,11/.433KV, 1000KVA,3P,PAD,RT600,LV=B |  | Materials
LC7312B | TF,11/.433KV, 1000KVA,3P,PAD,RT600,LV=B |  | Materials
LC7313C | TF,11/.433KV, 1500KVA,3P,PAD,RT600,LV=C |  | Materials
LC7313C | TF,11/.433KV, 1500KVA,3P,PAD,RT600,LV=C |  | Materials
LC7313E | TF,11/.433KV, 1500KVA,3P,PAD,RT600,LV=E |  | Materials
LC7313E | TF,11/.433KV, 1500KVA,3P,PAD,RT600,LV=E |  | Materials
LC7314D | TF,11/.433KV, 2000KVA,3P,PAD,RT600,LV=D |  | Materials
LC7314D | TF,11/.433KV, 2000KVA,3P,PAD,RT600,LV=D |  | Materials
LC7314L | TF,11/.433KV, 2000KVA,3P,PAD,RT600,LV=L |  | Materials
LC7314L | TF,11/.433KV, 2000KVA,3P,PAD,RT600,LV=L |  | Materials
LC7432A | TF,11-7.6/.433KV,150KVA,3P,PD,RT600,LV=A |  | Materials
LC7432F | TF,11-7.6/.433KV,150KVA,3P,PD,RT600,LV=F |  | Materials
LC7433A | TF,11-7.6/.433KV,315KVA,3P,PD,RT600,LV=A |  | Materials
LC7433A | TF,11-7.6/.433KV,315KVA,3P,PD,RT600,LV=A |  | Materials
LC7433F | TF,11-7.6/.433KV,315KVA,3P,PD,RT600,LV=F |  | Materials
LC7433F | TF,11-7.6/.433KV,315KVA,3P,PD,RT600,LV=F |  | Materials
LC7434A | TF,11-7.6/.433KV,500KVA,3P,PD,RT600,LV=A |  | Materials
LC7434A | TF,11-7.6/.433KV,500KVA,3P,PD,RT600,LV=A |  | Materials
LC7434F | TF,11-7.6/.433KV,500KVA,3P,PD,RT600,LV=F |  | Materials
LC7434F | TF,11-7.6/.433KV,500KVA,3P,PD,RT600,LV=F |  | Materials
LC7435A | TF,11-7.6/.433KV,750KVA,3P,PD,RT600,LV=A |  | Materials
LC7435A | TF,11-7.6/.433KV,750KVA,3P,PD,RT600,LV=A |  | Materials
LC7435B | TF,11-7.6/.433KV,750KVA,3P,PD,RT600,LV=B |  | Materials
LC7435B | TF,11-7.6/.433KV,750KVA,3P,PD,RT600,LV=B |  | Materials
LC7435F | TF,11-7.6/.433KV,750KVA,3P,PD,RT600,LV=F |  | Materials
LC7435F | TF,11-7.6/.433KV,750KVA,3P,PD,RT600,LV=F |  | Materials
LC7436B | TF,11-7.6/.433KV,1000KVA,3P,RT600,LV=B |  | Materials
LC7436B | TF,11-7.6/.433KV,1000KVA,3P,RT600,LV=B |  | Materials
LC7437C | TF,11-7.6/.433KV,1500KVA,3P,RT600,LV=C |  | Materials
LC7437C | TF,11-7.6/.433KV,1500KVA,3P,RT600,LV=C |  | Materials
LC7437E | TF,11-7.6/.433KV,1500KVA,3P,RT600,LV=E |  | Materials
LC7437E | TF,11-7.6/.433KV,1500KVA,3P,RT600,LV=E |  | Materials
LC7438D | TF,11-7.6/.433KV,2000KVA,3P,RT600,LV=D |  | Materials
LC7438D | TF,11-7.6/.433KV,2000KVA,3P,RT600,LV=D |  | Materials
LC7513E | TF,11/.433KV, 1500KVA,3P,PAD,RT600,LV=E |  | Materials
LC7513E | TF,11/.433KV, 1500KVA,3P,PAD,RT600,LV=E |  | Materials
LC9990 | TRANSFORMER,NON-STD CONFIG,PAD EX-VENDOR |  | Materials
LC9990 | TRANSFORMER,NON-STD CONFIG,PAD EX-VENDOR |  | Materials
LC9999 | TRANSFORMER, NON-STANDARD CONFIG, PAD |  | Materials
LC9999 | TRANSFORMER, NON-STANDARD CONFIG, PAD |  | Materials
LD0001 | REGULATOR,VOLTAGE,LV,1PH,80A,20KVA |  | Materials
LD0001 | REGULATOR,VOLTAGE,LV,1PH,80A,20KVA |  | Materials
LD0002 | REGULATOR,VOLTAGE,33KV,1PH,100A,330KVA |  | Materials
LD0003 | REGULATOR,VOLTAGE,33KV,1PH,200A,660KVA |  | Materials
LD0003 | REGULATOR,VOLTAGE,33KV,1PH,200A,660KVA |  | Materials
LD0004 | REGULATOR VOLTAGE,LV, 1PH,125A,30kVA |  | Materials
LD0004 | REGULATOR VOLTAGE,LV, 1PH,125A,30kVA |  | Materials
LD0006 | TANK SS 50A 11KV 1 PH REGULATOR |  | Materials
LD0010 | REGULATOR,VOLTAGE,19KV,1PH,50A,150KVA |  | Materials
LD0010 | REGULATOR,VOLTAGE,19KV,1PH,50A,150KVA |  | Materials
LD0020 | REGULATOR,VOLTAGE,11KV,1PH,50A,55KVA |  | Materials
LD0020 | REGULATOR,VOLTAGE,11KV,1PH,50A,55KVA |  | Materials
LD0025 | REGULATOR,VOLTAGE,11KV,1 PH,100A,110KVA, |  | Materials
LD0025 | REGULATOR,VOLTAGE,11KV,1 PH,100A,110KVA, |  | Materials
LD0035 | REGULATOR,VOLTAGE,11KV,1 PH,150A,165KVA, |  | Materials
LD0035 | REGULATOR,VOLTAGE,11KV,1 PH,150A,165KVA, |  | Materials
LD0040 | REGULATOR,VOLTAGE,11KV,1 PH,200A, 220KVA |  | Materials
LD0040 | REGULATOR,VOLTAGE,11KV,1 PH,200A, 220KVA |  | Materials
LD0045 | REGULATOR,VOLTAGE,11KV,1 PH,300A/330KVA |  | Materials
LD0045 | REGULATOR,VOLTAGE,11KV,1 PH,300A/330KVA |  | Materials
LD0100 | CONTROLLER VR CL7 1PH LOW AMP |  | Materials
LD0101 | CONTROLLER VR CL7 3PH LOW AMP |  | Materials
LD0102 | CONTROLLER VR CL7 3PH HIGH AMP |  | Materials
LD0103 | CONTROLLER VR CL7 3PH LOW AMP wMODBUS |  | Materials
LD0105 | TANK VR CL7 11KV 100A |  | Materials
LD0105 | TANK VR CL7 11KV 100A |  | Materials
LD0106 | TANK VR CL7 11KV 200A |  | Materials
LD0106 | TANK VR CL7 11KV 200A |  | Materials
LD0107 | TANK VR CL7 11KV 300A |  | Materials
LD0107 | TANK VR CL7 11KV 300A |  | Materials
LD0109 | TANK VR CL7 33KV 200A |  | Materials
LD0109 | TANK VR CL7 33KV 200A |  | Materials
LD0111 | TANK VR CL7 19KV 50A |  | Materials
LD0111 | TANK VR CL7 19KV 50A |  | Materials
LD0115 | CONTROL CABLE, VR, CL7, 9.1M |  | Materials
LD0116 | ADAPTER, CL-7 CONTROL TO CL-6 TANK |  | Materials
LD0117 | COMMUNICATIONS SWING PANEL |  | Materials
LD0118 | PLUG, CABLE ENTRY , VR, CL-7 |  | Materials
LD0119 | COMMS CARD, VR, CL-7 (#1) |  | Materials
LD0120 | COMMS CARD, VR, CL-7 (#2) |  | Materials
LD0121 | COMMS CARD, VR, CL-7 (#3) |  | Materials
LD0122 | COMMS CARD, VR, CL-7 (#4) |  | Materials
LD0123 | COMMS CARD, VR, CL-7 (#5) |  | Materials
LD0124 | COMMS CARD, VR, CL-7 (#6) |  | Materials
LD0125 | COMMS CARD, VR, CL-7 (#7) |  | Materials
LD0126 | COMMS CARD, VR, CL-7 (#8) |  | Materials
LD4005 | REGULATOR,VOLTAGE,7.6KV,2000 KVA,3PH |  | Materials
LD5002 | REGULATOR,VOLTAGE,11 KV,500 KVA,3PH |  | Materials
LD5003 | REGULATOR,VOLTAGE,11 KV,1000 KVA.3PH |  | Materials
LD5005 | REGULATOR,VOLTAGE,11 KV,2000 KVA,3PH |  | Materials
LD5006 | REGULATOR,VOLTAGE,11 KV,2500KVA,3PH |  | Materials
LD5010 | REGULATOR,VOLTAGE,11 KV,5000 KVA |  | Materials
LD5540 | TF,11KV/3.3KV,1MVA,O-BUSH |  | Materials
LD5540 | TF,11KV/3.3KV,1MVA,O-BUSH |  | Materials
LD5630 | TF,11KV-7.6KV,150KVA,STAR-AUTO,O-BUSH |  | Materials
LD5630 | TF,11KV-7.6KV,150KVA,STAR-AUTO,O-BUSH |  | Materials
LD5640 | TF,11KV-7.6KV,250KVA,STAR-AUTO,O-BUSH |  | Materials
LD5640 | TF,11KV-7.6KV,250KVA,STAR-AUTO,O-BUSH |  | Materials
LD6001 | REGULATOR,VOLTAGE,33KV,1550KVA |  | Materials
LD6010 | REGULATOR,VOLTAGE,33KV,10MVA |  | Materials
LD6515 | TF,33KV/3.3KV,750KVA,O-BUSH |  | Materials
LD6515 | TF,33KV/3.3KV,750KVA,O-BUSH |  | Materials
LD6520 | TF,33KV/3.3KV,1MVA,O-BUSH |  | Materials
LD6520 | TF,33KV/3.3KV,1MVA,O-BUSH |  | Materials
LD6530 | TF,33KV/3.3KV,2MVA,O-BUSH |  | Materials
LD6610 | TF,33KV-7.6KV,100KVA,O-BUSH |  | Materials
LD6610 | TF,33KV-7.6KV,100KVA,O-BUSH |  | Materials
LD6615 | TF,33KV/7.6KV,200KVA,O-BUSH |  | Materials
LD6615 | TF,33KV/7.6KV,200KVA,O-BUSH |  | Materials
LD6620 | TF,33KV-7.6KV,300KVA,DELTA/STAR |  | Materials
LD6620 | TF,33KV-7.6KV,300KVA,DELTA/STAR |  | Materials
LD6625 | TF,33KV-7.6KV,500KVA,DELTA/ST |  | Materials
LD6625 | TF,33KV-7.6KV,500KVA,DELTA/ST |  | Materials
LD6650 | TF,33KV-7.6KV,2.5MVA,O-BUSH |  | Materials
LD6650 | TF,33KV-7.6KV,2.5MVA,O-BUSH |  | Materials
LD6655 | TF,33KV/7.6KV,3.5MVA,O-BUSH |  | Materials
LD6655 | TF,33KV/7.6KV,3.5MVA,O-BUSH |  | Materials
LD6656 | TF,33KV/11-7.6KV,3.8/3.0MVA,FT PLUG BUSH |  | Materials
LD6657 | TF,33/11kV,3.8MVA,PLUG/PLUG,FT |  | Materials
LD6660 | TF,33KV/11KV-7.6KV,3MVA,O-BUSH,FT |  | Materials
LD6715 | TF,33KV-11KV,200KVA,O-BUSH |  | Materials
LD6715 | TF,33KV-11KV,200KVA,O-BUSH |  | Materials
LD6720 | TF,33KV/11KV,300KVA,O-BUSH |  | Materials
LD6720 | TF,33KV/11KV,300KVA,O-BUSH |  | Materials
LD6721 | TF,33-11KV,315KVA,3P,HANG,D/STR |  | Materials
LD6725 | TF,33KV-11KV,475KVA,O-BUSH |  | Materials
LD6725 | TF,33KV-11KV,475KVA,O-BUSH |  | Materials
LD6730 | TF,33/11KV,500KVA,O-BUSH,FT |  | Materials
LD6730 | TF,33/11KV,500KVA,O-BUSH,FT |  | Materials
LD6735 | TF,33/11KV,1MVA,O-BUSH,FT |  | Materials
LD6745 | TF,33/11KV,1.5MVA,O-BUSH,FT |  | Materials
LD6745 | TF,33/11KV,1.5MVA,O-BUSH,FT |  | Materials
LD6750 | TF,33/11KV,2.5MVA,O-BUSH,FT |  | Materials
LD6751 | TF,33/11KV,3.0MVA,O-BUSH,FT |  | Materials
LD6755 | TF,33KV/11KV,2.5MVA,O-BUSH,OLTC |  | Materials
LD6755 | TF,33KV/11KV,2.5MVA,O-BUSH,OLTC |  | Materials
LD6765 | TF,33KV-11KV,5MVA,OLTC,O-BUSH |  | Materials
LD6765 | TF,33KV-11KV,5MVA,OLTC,O-BUSH |  | Materials
LD6766 | TF,33KV/11KV,6.25MVA,OLTC,PLUG BUSHING |  | Materials
LD6770 | TF,33KV/11KV,10MVA,O-BUSH,OLTC |  | Materials
LD6771 | TF, 33/11KV,12.5MVA,BUSH/CBOX,OLTC |  | Materials
LD6772 | TF, 33/11-6.6KV,12.5MVA,OLTC |  | Materials
LD6775 | TF,33KV/11-6.6KV,12.5MVA,OLTC |  | Materials
LD6777 | TF, 66/33KV,32MVA,O-BUSH,OLTC |  | Materials
LD6778 | TF, 66/11KV,32MVA,BUSH/CBOX,OLTC |  | Materials
LD6785 | TF,33/11KV,2MVA,PLUG/PLUG,FT,PAD+OC |  | Materials
LD6785 | TF,33/11KV,2MVA,PLUG/PLUG,FT,PAD+OC |  | Materials
LD6787 | TF,33/11KV,3MVA,PLUG/PLUG,FT,PAD+OC |  | Materials
LD6787 | TF,33/11KV,3MVA,PLUG/PLUG,FT,PAD+OC |  | Materials
LD6797 | TF,33/11-7.6KV,3MVA,PLUG/PLUG,FT,PAD+OC |  | Materials
LD7316 | TF,66/0.433kV,1000KVA,DELTA STAR DYN7 |  | Materials
LD7520 | TF,66KV/3.3KV,2.5MVA,O-BUSH,FIXED TAP |  | Materials
LD7705 | TF,66KV-11KV,300KVA,STAR/INTERSTAR |  | Materials
LD7705 | TF,66KV-11KV,300KVA,STAR/INTERSTAR |  | Materials
LD7710 | TF,66KV/11KV,500KVA,O-BUSH,FIXED TAP |  | Materials
LD7710 | TF,66KV/11KV,500KVA,O-BUSH,FIXED TAP |  | Materials
LD7720 | TF,66KV/11KV,1MVA,O-BUSH,FIXED TAP |  | Materials
LD7723 | TF,66KV-11KV,2.5MVA,OLTC,O-BUSH |  | Materials
LD7730 | TF,66KV/11KV,5MVA,O-BUSH,OLTC |  | Materials
LD7731 | TF,66/11KV,6.25MVA,BUSH/CBOX,OLTC |  | Materials
LD7735 | TF,66KV/11KV,7.5MVA,O-BUSH,OLTC |  | Materials
LD7735 | TF,66KV/11KV,7.5MVA,O-BUSH,OLTC |  | Materials
LD7740 | TF,66KV-11KV,10MVA,OLTC,O-BUSH |  | Materials
LD7740 | TF,66KV-11KV,10MVA,OLTC,O-BUSH |  | Materials
LD7745 | TF,66KV/11KV,16/21MVA,ON/ONF,OLTC |  | Materials
LD7745 | TF,66KV/11KV,16/21MVA,ON/ONF,OLTC |  | Materials
LD7748 | TF,66/11KV,25MVA,BUSH/CBOX,OLTC |  | Materials
LD7749 | TF,66KV/11KV,25MVA,INTERSTAR,OLTC |  | Materials
LD7750 | TF,66KV/11KV-7.6KV,10MVA,O-BUSH,OLTC |  | Materials
LD7750 | TF,66KV/11KV-7.6KV,10MVA,O-BUSH,OLTC |  | Materials
LD7760 | TF,66/11KV,12.5MVA,BUSH/CBOX,OLTC |  | Materials
LD7790 | TF,66KV-33KV/11KV,5MVA,OLTC |  | Materials
LD7830 | TF, 66KV-33KV,12.5MVA,STAR AUTO,OLTC |  | Materials
LD7831 | TF,66/33KV,12.5MVA,OLTC,O-BUSH,STAR/STAR |  | Materials
LD7835 | TF,66KV-33KV,12.5MVA,AUTO,O-BUSH,OLTC |  | Materials
LD7842 | TF,66/33kV,25MVA,BUSH/CBOX,OLTC,D-ISTAR |  | Materials
LD7842 | TF,66/33kV,25MVA,BUSH/CBOX,OLTC,D-ISTAR |  | Materials
LD7842B | TF,66/33kV,25MVA,BUSH/CBOX,OLTC,D-ISTAR |  | Materials
LD7842B | TF,66/33kV,25MVA,BUSH/CBOX,OLTC,D-ISTAR |  | Materials
LD7845 | TF,66KV/33KV,32MVA,OLTC,STAR/AUTO |  | Materials
LD9600 | BUSHING,REG,1PHASE MEGRAW EDISON |  | Materials
LD9601 | CONTROLLER, CL5C DIGITAL COMPLETE |  | Materials
LD9602 | CONTROL PANEL , CL2, ANALOGUE |  | Materials
LD9604 | SURGE DIVERTER,REG 1 PHASE MEGRAW EDISON |  | Materials
LD9605 | INDICATOR, TAP POSITION, REG, 1 PHASE |  | Materials
LE3275 | TRANSFORMER, 11KV/6.6KV-.4KV,750KVA,DEL |  | Materials
LE3275 | TRANSFORMER, 11KV/6.6KV-.4KV,750KVA,DEL |  | Materials
LE4464 | TRANSFORMER, 7.6KV-.445KV,500KVA,STAR/ |  | Materials
LE4464 | TRANSFORMER, 7.6KV-.445KV,500KVA,STAR/ |  | Materials
LE5347 | TRANSFORMER, 11KV-.440KV,200KVA,STAR/DE |  | Materials
LE5347 | TRANSFORMER, 11KV-.440KV,200KVA,STAR/DE |  | Materials
LE5364 | TRANSFORMER, 11KV-.440KV,500KVA,STAR/ST |  | Materials
LE5364 | TRANSFORMER, 11KV-.440KV,500KVA,STAR/ST |  | Materials
LE5367 | TRANSFORMER, 11KV/6.6KV-.415KV,500KVA,S |  | Materials
LE5367 | TRANSFORMER, 11KV/6.6KV-.415KV,500KVA,S |  | Materials
LE6433 | TRANSFORMER, 33KV-.415KV,100KVA,DELTA/S |  | Materials
LE6433 | TRANSFORMER, 33KV-.415KV,100KVA,DELTA/S |  | Materials
LR0042 | RELAY,VAG ('EE'),63.5 VAC,UNDERVOLTAGE |  | Materials
LR0043 | RELAY,VAG ('EE'),110 VAC,TESTED |  | Materials
LR0044 | RELAY,VAG ('GEC'),110 VAC,TESTED |  | Materials
LR0071 | RELAY,CU ('BB'),110 VAC/110 VDC,UNDERVOL |  | Materials
LR0102 | RELAY, UNIVERSAL TRANSIENT BARRIER |  | Materials
LR0102 | RELAY, UNIVERSAL TRANSIENT BARRIER |  | Materials
LR0140 | RELAY,3CUO ('BB'),3 X 110VAC/3 X 110VDC |  | Materials
LR0142 | RELAY,3CUHC ('BB'),3 X 110VAC/3 X 110VDC |  | Materials
LR0221 | RELAY,3A22('EMAIL'),63.5VAC,TESTED |  | Materials
LR0222 | RELAY,2V630 ('EMAIL'),110 VAC,TESTED |  | Materials
LR0223 | RELAY,2V630 ('EMAIL'),110 VAC,TESTED |  | Materials
LR0311 | RELAY,VAA ('EE'),110 VAC,AUX,TESTED |  | Materials
LR0314 | RELAY,VAA ('EE'),110 VAC,AUX,TESTED |  | Materials
LR0320 | RELAY,25R ('RPL'),240 VAC,TESTED |  | Materials
LR0322 | RELAY,6R ('RPL'),120 VAC,TESTED |  | Materials
LR0323 | RELAY,MR34 ('EMAIL'),110 VAC,TESTED |  | Materials
LR0324 | RELAY,MR34 ('EMAIL'),240 VAC,TESTED |  | Materials
LR0329 | RELAY,6R ('RMS'),240 VAC,AUX |  | Materials
LR0332 | RELAY,6R ('RPL'),240 VAC,TESTED |  | Materials
LR0333 | RELAY,1R ('RPL'),110 VAC,TESTED |  | Materials
LR0334 | RELAY,LTR ('RPL'),24 VAC,TESTED |  | Materials
LR0335 | RELAY,6R ('RPL'),110 VAC,TESTED |  | Materials
LR0336 | RELAY,1R ('RPL'),415 VAC,TESTED |  | Materials
LR0339 | RELAY,21R ('RPL'),240 VAC,TESTED |  | Materials
LR0340 | RELAY,21R ('RPL'),24 VAC,TESTED |  | Materials
LR0341 | RELAY,2-13R ('RPL'),240 VAC,TESTED |  | Materials
LR0343 | RELAY,5R ('RPL'),415 VAC,TESTED |  | Materials
LR0348 | RELAY,21R ('RPL'),24 VAC,AUXILIARY |  | Materials
LR0350 | RELAY,CSA ('C&S'),415 VAC,TESTED |  | Materials
LR0351 | RELAY,CSA ('C&S'),415 VAC,TESTED |  | Materials
LR0352 | RELAY,CSA ('C&S'),240 VAC,TESTED |  | Materials
LR0371 | RELAY,B12 ('REYROLLE'),240 VAC,TESTED |  | Materials
LR0391 | RELAY,LY4 ('OMRON'),24 VAC,TESTED |  | Materials
LR0410 | RELAY,AUXILIARY, 'AEI' |  | Materials
LR0411 | RELAY,AD15 ('AEI'),415 VAC,TESTED |  | Materials
LR0413 | RELAY,PROTECTION,AD9XR ('AEI'),415 VAC,A |  | Materials
LR0414 | RELAY,PROTECTION,AD10A ('AEI'),415 VAC,I |  | Materials
LR0416 | RELAY,AD44 ('AEI'),415 VAC,AUXILIARY |  | Materials
LR0463 | RELAY,T18 110 VAC,TESTED |  | Materials
LR0464 | RELAY,T18 ,110 VAC,TESTED |  | Materials
LR0466 | RELAY,CSA BASE ,415 VAC,TESTED |  | Materials
LR0467 | RELAY,DAL ,240 VAC,TESTED |  | Materials
LR0476 | RELAY,AD44 ,415 VAC,AUXILIARY |  | Materials
LR0477 | RELAY,RCU 240 VAC,TESTED |  | Materials
LR0478 | RELAY,PCA ,240 VAC,TESTED |  | Materials
LR0479 | RELAY,RCU 240 VAC,TESTED |  | Materials
LR0482 | RELAY,RCU 3 X 240 VAC,TESTED |  | Materials
LR0483 | RELAY,RCU ,3 X 240 VAC,TESTED |  | Materials
LR0484 | RELAY,CSAB ,240 VAC,TESTED |  | Materials
LR0486 | RELAY,CSAB ,415 VAC,TESTED |  | Materials
LR0521 | RELAY,6R ('EMAIL'),63.5 VAC,TESTED |  | Materials
LR0522 | RELAY,MR34 ('EMAIL'),110 VAC,TESTED |  | Materials
LR0525 | RELAY,6R ('RPL'),240 VAC,TESTED |  | Materials
LR0526 | RELAY,6R ('RPL'),415 VAC,TESTED |  | Materials
LR0527 | RELAY,6R ('RPL'),120 VAC,TESTED |  | Materials
LR0528 | RELAY,6R ('RPL'),63.5 VAC,TESTED |  | Materials
LR0531 | RELAY,PROTECTION,6R ('EMAIL'),INST AUX V |  | Materials
LR0532 | RELAY,1R ('EMAIL'),240 VAC,TESTED |  | Materials
LR0614 | RELAY,PVO ('AEI'),415 VAC,TESTED |  | Materials
LR0641 | RELAY,IAV-54 ('GE'),230 VAC,TESTED |  | Materials
LR0661 | RELAY,'EE' |  | Materials
LR0665 | RELAY,VDG('GEC-EE'),110-120VAC/110VDC |  | Materials
LR0666 | RELAY,VDG ('GEC-EE'),110-120 VAC/110 VDC |  | Materials
LR0782 | RELAY,TIMING,0-30 SEC, 2T249 |  | Materials
LR0783 | RELAY,2T649 ('EMAIL'),240 VAC,TESTED |  | Materials
LR0784 | RELAY,2T649 ('EMAIL'),240 VAC,TESTED |  | Materials
LR0785 | RELAY,2T649 ('EMAIL'),415 VAC,TESTED |  | Materials
LR0786 | RELAY,2T649 ('EMAIL'),415 VAC,TESTED |  | Materials
LR0787 | RELAY,PROTECTION,B8020 ('EMAIL-BELLCO'), |  | Materials
LR0788 | RELAY,2T649 ('EMAIL'),240 VAC,TESTED |  | Materials
LR0789 | RELAY,2T649 ('EMAIL'),240 VAC,TESTED |  | Materials
LR0813 | RELAY,PROTECTION,AKC ('AEI'),240 VDC |  | Materials
LR0830 | RELAY,OSR ('SECURITY'),415 VAC,TESTED |  | Materials
LR0835 | RELAY,OSR ,415 VAC,TESTED |  | Materials
LR0844 | RELAY,2T146 ('RPL'),240 VAC,TESTED |  | Materials
LR0845 | RELAY,DEFINITE MINIMUM TIME-DELAYED OPER |  | Materials
LR0850 | RELAY,TK ('WESTINGHOUSE'),240 VAC,TESTED |  | Materials
LR0855 | RELAY,VAT ('GEC-EE'),240 VAC,TESTED |  | Materials
LR0875 | RELAY,B8025 ('EMAIL-BELLCO'),240 VAC |  | Materials
LR0876 | RELAY,BMK1V ('EMAIL-BELLCO'),240 VAC |  | Materials
LR0877 | RELAY,B8025 ('RMS'),240 VAC |  | Materials
LR0878 | RELAY,BMK1V ('EMAIL-BELLCO'),24-32 VAC |  | Materials
LR0879 | RELAY,GT3F TRUE OFF DELAY PLUG IN,240 V |  | Materials
LR0879 | RELAY,GT3F TRUE OFF DELAY PLUG IN,240 V |  | Materials
LR0892 | RELAY,1E ('RPL'),415 VAC,TESTED |  | Materials
LR0894 | RELAY,1E ('RPL'),240 VAC,TESTED |  | Materials
LR0896 | RELAY,1E ('RPL'),240 VAC,TESTED |  | Materials
LR0897 | RELAY,6R ('EMAIL'),63.5 VAC,TESTED |  | Materials
LR0920 | RELAY,PROTECTION,SFA 240 VAC,TE |  | Materials
LR0922 | RELAY,PROTECTION,SFA 240 VAC,TE |  | Materials
LR0980 | RELAY,VTX ('EE'),1 A/110V DC,TESTED |  | Materials
LR0985 | RELAY UP |  | Materials
LR0991 | RELAY,CVU ,63.5/110V,TESTED |  | Materials
LR1113 | RELAY,COR ,110 VAC,AC/DC |  | Materials
LR1115 | RELAY,COR ,240 VAC,AC/DC |  | Materials
LR1116 | RELAY,COR 60 VAC,AC/DC |  | Materials
LR1155 | RELAY,2VC ,110 VAC,AC/AC,TESTED |  | Materials
LR1159 | RELAY,3VC ,110 VAC,AC/AC,TESTED |  | Materials
LR1160 | RELAY,3VC ,110 VAC,AC/AC,TESTED |  | Materials
LR1162 | RELAY,COR ,415 VAC,AC/AC,TESTED |  | Materials
LR1163 | RELAY,3VC ,110 VAC,AC/AC,TESTED |  | Materials
LR1164 | RELAY,PROTECTION,2VC ,63.5 VAC,A |  | Materials
LR1165 | RELAY,3VC ,110 VAC,AC/AC,TESTED |  | Materials
LR1180 | RELAY,COR ('NILSEN'),2 X 415 VAC,AC/AC |  | Materials
LR1181 | RELAY,COR ('NILSEN'),2 X 415 VAC,AC/AC |  | Materials
LR1183 | RELAY,COR ('NILSEN'),2 X 240 VAC,AC/AC |  | Materials
LR1184 | RELAY,COR ('NILSEN'),2 X 415 VAC,AC/AC |  | Materials
LR1186 | RELAY,COR ('NILSEN'),2 X 415 VAC,AC/AC |  | Materials
LR1187 | RELAY,PROTECTION,COR 2 X 415 VA |  | Materials
LR1188 | RELAY,COR 2 X 415V AC,80 A ACI |  | Materials
LR1191 | RELAY, AC/AC CHANGEOVER TYPE, 100 AMP |  | Materials
LR1191 | RELAY, AC/AC CHANGEOVER TYPE, 100 AMP |  | Materials
LR1315 | RELAY,LDC ('MV'),0.5 AMP AC,REGULATING & |  | Materials
LR1316 | RELAY,LDC ('MV'),0.5 AMP AC,TESTED |  | Materials
LR1317 | RELAY,LDC ('AEI'),0.5 AMP AC,TESTED |  | Materials
LR1318 | RELAY,LDC ('MV'),0.5 AMP AC,TESTED |  | Materials
LR1320 | RELAY,LDC ('AEI'),0.5 AMP AC,TESTED |  | Materials
LR1322 | RELAY,PROTECTION,AVE ('MV'),110/240/415 |  | Materials
LR1323 | RELAY,AVE3 ('MV'/'AEI'),110/240/415 VAC |  | Materials
LR1356 | RELAY,LDC ('GEC-AEI'),0.5 A AC,TESTED |  | Materials
LR1359 | RELAY,PROTECTION,AVE4 ('GEC-EE'),110/240 |  | Materials
LR1360 | RELAY,PROTECTION,AVE4 ('GEC-EE'),110/240 |  | Materials
LR1371 | RELAY,2V61 ('RPL'),110/415 VAC,TESTED |  | Materials
LR1373 | RELAY,2V161('EMAIL'),63.5/110/240/415VAC |  | Materials
LR1381 | RELAY,VR2 ('TMC'),240 VAC,TESTED |  | Materials
LR1387 | RELAY,VR1 ('GE'),120 VAC,TESTED |  | Materials
LR1412 | RELAY,T61 ('RPL'),24 VAC,FLASHER,TESTED |  | Materials
LR1461 | RELAY,MOTOR START COUNTER, TYPE MSC |  | Materials
LR1462 | COUNTER,MSC,TESTED |  | Materials
LR1463 | COUNTER,QZ3R,TESTED |  | Materials
LR1501 | COUNTER,'RMS'2H33,VG50 CASE,TESTED |  | Materials
LR1502 | RELAY, DTU,2 H 33 K7 |  | Materials
LR1521 | RELAY,PROTECTION,DUF 63.5/110 V |  | Materials
LR1525 | RELAY,UFM ('L & L'),110 VAC/110 VDC |  | Materials
LR1610 | RELAY,BV ,2 X 240 VAC,TESTED |  | Materials
LR1720 | RELAY,SKBA'GEC-AEI',63.5-110VAC,50-110V |  | Materials
LR1721 | RELAY,SKBA'GEC-AEI',63.5-110VAC,50-110V |  | Materials
LR1730 | RELAY,RMJ ('ASEA'),110 VAC,TESTED |  | Materials
LR1740 | RELAY,2SY'EMAIL',63.5-110VAC/110 VDC |  | Materials
LR1741 | RELAY,2SY('EMAIL'),63.5/110VAC,110VDC |  | Materials
LR1780 | RELAY,PFA ('RPL'),110 VAC,TESTED |  | Materials
LR1781 | RELAY,PFA ('RPL'),110 VAC,TESTED |  | Materials
LR1783 | RELAY,2P40 ('RPL'),415 VAC,TESTED |  | Materials
LR1784 | RELAY,PROTECTION,2P40 ('RPL'),110 VAC,TE |  | Materials
LR1785 | RELAY,2P40 ('EMAIL'),110 VAC,TESTED |  | Materials
LR1786 | RELAY,2P40 ('EMAIL'),415 VAC,TESTED |  | Materials
LR1787 | RELAY,2P940 ('EMAIL'),415 VAC,TESTED |  | Materials
LR1851 | RELAY,CTU ('FPE'),120 OR 240 VAC,TESTED |  | Materials
LR1852 | RELAY,CTU ('FPE'),120 OR 240 VAC,TESTED |  | Materials
LR2501 | RELAY,2T649 ('EMAIL'),24 VDC,TESTED |  | Materials
LR2502 | RELAY,2T649 ('EMAIL'),110 VDC,TESTED |  | Materials
LR2503 | RELAY,2T649 ('EMAIL'),110 VDC,TESTED |  | Materials
LR2504 | RELAY,2T649 ('EMAIL'),110 VDC,TESTED |  | Materials
LR2507 | RELAY,2T649 ('EMAIL'),50 VDC,TESTED |  | Materials
LR2508 | RELAY,2T649 ('EMAIL'),110VDC,TESTED |  | Materials
LR2509 | RELAY,2T649 ('EMAIL'),110VDC,TESTED |  | Materials
LR2510 | RELAY,2T649 ('EMAIL'),24 VDC,TESTED |  | Materials
LR2511 | RELAY,2T649 ('RMS'),125VDC |  | Materials
LR2512 | RELAY,2T649 ('RMS'),125VDC |  | Materials
LR2513 | RELAY,2T649 ('RMS'),125VDC |  | Materials
LR2514 | RELAY,2T649 ('RMS'),125VDC |  | Materials
LR2515 | RELAY,PROTECTION,2T649 ('RMS'),125V DC,R |  | Materials
LR2516 | RELAY,2T649 ('RMS'),50VDC |  | Materials
LR3011 | RELAY,TDS ('REYROLLE'),110 VDC,TESTED |  | Materials
LR3033 | RELAY,VTT ('EE'),110 VDC,TESTED |  | Materials
LR3035 | RELAY,VAT ('GEC-EE'),110 VDC,TESTED |  | Materials
LR3055 | RELAY,A7012 ('AGASTAR'),120 VDC,TESTED |  | Materials
LR3060 | RELAY,PA1 ('BB'),110 VDC,TESTED |  | Materials
LR3061 | RELAY,PA5 ('BB'),110 VDC,TESTED |  | Materials
LR3062 | RELAY,PA1 ('BB'),110 VDC,TESTED |  | Materials
LR3063 | RELAY,PA1 ('BB'),110 VDC,TESTED |  | Materials
LR3064 | RELAY,PA1 ('BB'),110 VDC,TESTED |  | Materials
LR3066 | RELAY,CSM ('BB'),110 VDC,TESTED |  | Materials
LR3067 | RELAY,CSM ('BB'),110 VDC,TESTED |  | Materials
LR3068 | RELAY,CSM ('BB'),110 VDC,TESTED |  | Materials
LR3070 | RELAY,CSM ('BB'),60 VDC,TESTED |  | Materials
LR3075 | RELAY,DEFINITE MINIMUM TIME-RETARDED OP |  | Materials
LR3078 | RELAY,CSM ('BB'),110 VDC,TESTED |  | Materials
LR3082 | RELAY,PROTECTION,PA1 ('BB'),110 VDC |  | Materials
LR3100 | RELAY,AKA ('AEI'),110 VDC,TESTED |  | Materials
LR3103 | RELAY,AKC ('MV'),110 VDC,TESTED |  | Materials
LR3107 | RELAY,AKA ('MV'),110 VDC,TESTED |  | Materials
LR3108 | RELAY,AKA ('MV'),110 VDC,TESTED |  | Materials
LR3110 | RELAY,AKA ('MV'),110 VDC,TESTED |  | Materials
LR3113 | RELAY,AKA ('MV'),110 VDC,TESTED |  | Materials
LR3115 | RELAY,AKC ('MV' OR 'AEI'),110 VDC,TESTED |  | Materials
LR3118 | RELAY,AKC ('AEI'),110 VDC,TESTED |  | Materials
LR3119 | RELAY,PROTECTION,AKC ('AEI'),110 VDC |  | Materials
LR3120 | RELAY,AKC ('AEI'),110 VDC,TESTED |  | Materials
LR3141 | RELAY,T32 110 VDC,TESTED |  | Materials
LR3149 | RELAY,TD1 ,50 OR 110 VDC,TESTED |  | Materials
LR3150 | RELAY,T32 ,30-120 VDC,TESTED |  | Materials
LR3151 | RELAY,T32 ,30-120 VDC,TESTED |  | Materials
LR3160 | RELAY,CHT ('ICE'),100-135 VDC,TESTED |  | Materials
LR3161 | RELAY,CHT ('ICE'),100-135 VDC,TESTED |  | Materials
LR3165 | RELAY,2T649 ('EMAIL'),110 VDC,TESTED |  | Materials
LR3166 | RELAY,2T649 ('EMAIL'),125VDC |  | Materials
LR3167 | RELAY,2T649 ('EMAIL'),110 VDC,TESTED |  | Materials
LR3168 | RELAY,2T649 ('EMAIL'),110 VDC,TESTED |  | Materials
LR3169 | RELAY,2T649 ('EMAIL'),110 VDC,TESTED |  | Materials
LR3170 | RELAY,2T649 ('RPL'),50 VDC,TESTED |  | Materials
LR3173 | RELAY,2T749 ('EMAIL'),110 VDC,TESTED |  | Materials
LR3174 | RELAY,2T249 ('EMAIL'),110 VDC,TESTED |  | Materials
LR3175 | RELAY,2T149 ('RPL'),110 VDC,TESTED |  | Materials
LR3176 | RELAY,2T649 ('RPL'),32 VDC,TESTED |  | Materials
LR3177 | RELAY,2T149 ('RPL'),110 VDC,TESTED |  | Materials
LR3178 | RELAY,2T649 ('RPL'),110 VDC,TESTED |  | Materials
LR3179 | RELAY,2T649 ('RPL'),110 VDC,TESTED |  | Materials
LR3180 | RELAY,2T649 ('EMAIL'),50 VDC,TESTED |  | Materials
LR3182 | RELAY,2T649 ('EMAIL'),50 VDC,TESTED |  | Materials
LR3187 | RELAY,TLR ('RPL'),110 VDC,TESTED |  | Materials
LR3188 | RELAY,TLR ('RPL'),60 VDC,TESTED |  | Materials
LR3189 | RELAY,3R ('RPL'),24 VDC,TESTED |  | Materials
LR3190 | RELAY,DEFINITE MINIMUM TIME-RETARDED OP |  | Materials
LR3193 | RELAY,2T146 ('RPL'),110 VDC,TESTED |  | Materials
LR3195 | RELAY,PROTECTION,2T649 ('RPL'),110 VDC,T |  | Materials
LR3196 | RELAY,2T649 ('RPL'),110 VDC,TESTED |  | Materials
LR3197 | RELAY,PROTECTION,3R ('RPL'),50 VDC |  | Materials
LR3213 | RELAY,3R ('RPL'),2 X 110 VDC,TESTED |  | Materials
LR3214 | RELAY,3R ('RPL'),2 X 110 VDC,TESTED |  | Materials
LR3217 | RELAY,'EMAIL' TYPE 2T651 |  | Materials
LR3218 | RELAY,2T651 ('EMAIL'),110 VDC,TESTED |  | Materials
LR3219 | RELAY,2TG51,DELAY RELEASE TIMER(RMS) |  | Materials
LR3220 | RELAY,'EMAIL' TYPE 2T651, DELAY OPERATE |  | Materials
LR3221 | RELAY,2T650 ('EMAIL'),110VDC/110 VDC |  | Materials
LR3232 | RELAY,PR5 ('BB'),110 VDC,TESTED |  | Materials
LR3411 | RELAY,B11 ('REYROLLE'),110 VDC,TESTED |  | Materials
LR3412 | RELAY,B11 ('REYROLLE'),60VDC,TESTED |  | Materials
LR3415 | RELAY,B12 ('REYROLLE'),110 VDC,TESTED |  | Materials
LR3416 | RELAY,B12 ('REYROLLE'),110 VDC,TESTED |  | Materials
LR3417 | RELAY,B12 ('REYROLLE'),110 VDC,TESTED |  | Materials
LR3419 | RELAY,B12 ('REYROLLE'),30VDC,TESTED |  | Materials
LR3420 | RELAY,B12 ('REYROLLE'),110 VDC,TESTED |  | Materials
LR3421 | RELAY,B12 ('REYROLLE'),50VDC,TESTED |  | Materials
LR3422 | RELAY,B16 ('REYROLLE'),60VDC,TESTED |  | Materials
LR3423 | RELAY,B16 ('REYROLLE'),60VDC,TESTED |  | Materials
LR3424 | RELAY,B16 ('REYROLLE'),110 VDC,TESTED |  | Materials
LR3426 | RELAY,B24 ('REYROLLE'),110 VDC,TESTED |  | Materials
LR3427 | RELAY,B24 ('REYROLLE'),110 VDC,TESTED |  | Materials
LR3428 | RELAY,B24 ('REYROLLE'),110 VDC,TESTED |  | Materials
LR3429 | RELAY,B24 ('REYROLLE'),110VDC,TESTED |  | Materials
LR3430 | RELAY,B33 ('REYROLLE'),50VDC,TESTED |  | Materials
LR3431 | RELAY,B33 ('REYROLLE'),50VDC,TESTED |  | Materials
LR3432 | RELAY,PROTECTION,B33 ('REYROLLE'),30 OR |  | Materials
LR3433 | RELAY,B33 ('REYROLLE'),110 VDC,TESTED |  | Materials
LR3435 | RELAY,B33 ('REYROLLE'),50VDC,TESTED |  | Materials
LR3436 | RELAY,B33 ('REYROLLE'),110 VDC,TESTED |  | Materials
LR3441 | RELAY,F8H ('REYROLLE'),110 VDC,TESTED |  | Materials
LR3443 | RELAY,F14H ('REYROLLE'),110 VDC,TESTED |  | Materials
LR3444 | RELAY,F8S ('REYROLLE'),110 VDC,TESTED |  | Materials
LR3446 | RELAY,RL ('REYROLLE'),110OR220VDC,TESTED |  | Materials
LR3447 | RELAY,F8H ('REYROLLE'),110 VDC,TESTED |  | Materials
LR3448 | RELAY,B24 ('REYROLLE'),50VDC,TESTED |  | Materials
LR3449 | RELAY,B12 ('REYROLLE'),110 VDC,TESTED |  | Materials
LR3450 | RELAY,B24 ('REYROLLE'),50VDC,TESTED |  | Materials
LR3451 | RELAY,B12 ('REYROLLE'),110 VDC,TESTED |  | Materials
LR3452 | RELAY,PROTECTION,F8E ('REYROLLE'),125 VD |  | Materials
LR3455 | ELAY,F8E ('REYROLLE'),110VDC/110 VDC |  | Materials
LR3458 | RELAY,F14H ('REYROLLE'),110 VDC,TESTED |  | Materials
LR3459 | RELAY,F14E (REYROLLE),125VDC,138W,TESTED |  | Materials
LR3460 | RELAY,F8E ('REYROLLE'),125VDC/125VDC |  | Materials
LR3461 | RELAY,PROTECTION,F14E ('REYROLLE'),125 V |  | Materials
LR3462 | RELAY,B16 ('REYROLLE'),60 VDC,TESTED |  | Materials
LR3463 | RELAY,PROTECTION,F8E ('REYROLLE'),125 VD |  | Materials
LR3465 | RELAY,F8H ('REYROLLE'),125 VDC,TESTED |  | Materials
LR3467 | RELAY,B33 ('REYROLLE'),50VDC,TESTED |  | Materials
LR3468 | RELAY,F14H ('REYROLLE'),125 VDC,TESTED |  | Materials
LR3469 | RELAY,B24 ('REYROLLE'),125 VDC,TESTED |  | Materials
LR3471 | RELAY,B24 ('REYROLLE'),125 VDC,TESTED |  | Materials
LR3472 | RELAY,PROTECTION,B24 ('REYROLLE'),125 VD |  | Materials
LR3473 | RELAY,B12 ('REYROLLE'),110 VDC,TESTED |  | Materials
LR3475 | RELAY,F8S ('REYROLLE'),125 VDC,TESTED |  | Materials
LR3476 | RELAY,PROTECTION,F8S ('REYROLLE'),110VDC |  | Materials
LR3534 | RELAY,T3 60 VDC,INST.AUXILIARY, |  | Materials
LR3542 | RELAY,T19 ,15VDC,TESTED |  | Materials
LR3556 | RELAY,AUXILIARY,INSTANTANEOUS VOLTAGE DC |  | Materials
LR3557 | RELAY,SPT ,110VDC,TESTED |  | Materials
LR3561 | RELAY,SCR ,53VDC,TESTED |  | Materials
LR3564 | RELAY,AFR ,110VDC,TESTED |  | Materials
LR3566 | RELAY,BDI ,110VDC,TESTED |  | Materials
LR3567 | RELAY ITLS |  | Materials
LR3569 | RELAY,PS1 ,110VDC,TESTED |  | Materials
LR3570 | RELAY,PS2 110VDC |  | Materials
LR3571 | RELAY,BEA ,110VDC,TESTED |  | Materials
LR3575 | RELAY,PROTECTION,PS1 ,110 VDC,IN |  | Materials
LR3640 | RELAY,'REYROLLE' TYPE F8E |  | Materials
LR3714 | RELAY,VAA ('EE'),110VDC,TESTED |  | Materials
LR3715 | RELAY,PROTECTION,VAA ('EE'),110 VDC/110 |  | Materials
LR3717 | RELAY,VAA ('EE'),60 VDC/60 VDC,TESTED |  | Materials
LR3718 | RELAY,VAA ('EE'),60 VDC/60 VDC,TESTED |  | Materials
LR3719 | AA ('EE'),110VDC,TESTED |  | Materials
LR3722 | RELAY,VAA ('EE'),55 OR 110 VDC,TESTED |  | Materials
LR3723 | RELAY,VAA ('EE'),55 OR 110 VDC,TESTED |  | Materials
LR3726 | RELAY,VAA ('EE'),55 OR 110 VDC,TESTED |  | Materials
LR3727 | RELAY,VAA ('EE'),55 OR 110 VDC,TESTED |  | Materials
LR3729 | RELAY,VAA ('EE'),55 OR 110 VDC,TESTED |  | Materials
LR3730 | RELAY,VAA ('EE'),125VDC,TESTED |  | Materials
LR3735 | RELAY,VAJ ('EE'),110VDC,TESTED |  | Materials
LR3736 | RELAY,VAJ ('EE'),110VDC,TESTED |  | Materials
LR3742 | RELAY,VAA ('EE'),2 X 110VDC,TESTED |  | Materials
LR3746 | RELAY,VAA ('EE'),55 OR 110 VDC,TESTED |  | Materials
LR3748 | RELAY,VAA ('GEC-EE'),2 X 110VDC,TESTED |  | Materials
LR3751 | RELAY,VAA ('GEC'),2 X 110VDC,TESTED |  | Materials
LR3752 | RELAY,VAJZ ('GEC'),110VDC,TESTED |  | Materials
LR3754 | RELAY,VAA ('GEC'),2 X 110VDC,TESTED |  | Materials
LR3756 | RELAY,VAA ('EE'),2 X 110VDC,TESTED |  | Materials
LR3760 | RELAY,VAA ('EE'),55 OR 110 VDC,TESTED |  | Materials
LR3813 | RELAY,2L11 ('EMAIL'),2 X 125VDC |  | Materials
LR3814 | RELAY,2L11 ('EMAIL'),2 X 240V DC,TESTED |  | Materials
LR3815 | RELAY,6R ('EMAIL'),24 VDC,TESTED |  | Materials
LR3817 | RELAY,6R ('EMAIL'),50 VDC/50 VDC,TESTED |  | Materials
LR3818 | RELAY,LTR ('EMAIL'),110 VDC,TESTED |  | Materials
LR3821 | RELAY,6R ('EMAIL'),110 VDC,TESTED |  | Materials
LR3824 | RELAY,6R ('EMAIL'),110 VDC,TESTED |  | Materials
LR3825 | RELAY,2HS ('EMAIL'),110 VDC,TESTED |  | Materials
LR3826 | RELAY,6R ('EMAIL'),110 VDC,TESTED |  | Materials
LR3828 | RELAY,BEA ('EMAIL'),2 X 125 VDC,TESTED |  | Materials
LR3829 | RELAY,BEA ('EMAIL'),2 X 240 VDC,TESTED |  | Materials
LR3833 | RELAY,3R ('RPL'),110 VDC,TESTED |  | Materials
LR3837 | RELAY,6R ('RPL'),110 VDC,TESTED |  | Materials
LR3840 | RELAY,6R ('RMS'),110VDC |  | Materials
LR3841 | RELAY,6R ('RPL'),2 X 110 VDC,TESTED |  | Materials
LR3842 | RELAY,6R ('RPL'),110 VDC,TESTED |  | Materials
LR3844 | RELAY,6R ('RPL'),110 VDC,TESTED |  | Materials
LR3846 | RELAY,14R ('RPL'),110 VDC,TESTED |  | Materials
LR3848 | RELAY,T60 ('RPL'),110 VDC,TESTED |  | Materials
LR3851 | RELAY,3R ('RPL'),3 X 110 VDC,TESTED |  | Materials
LR3852 | RELAY,6R ('RPL'),2 X 110 VDC,TESTED |  | Materials
LR3853 | RELAY,PROTECTION,BEA ('RPL'),2 X 110 VDC |  | Materials
LR3854 | RELAY,6R ('RPL'),110 VDC,TESTED |  | Materials
LR3856 | RELAY,6R ('RPL'),110 VDC,TESTED |  | Materials
LR3860 | RELAY,6R-12 ('RPL'),110 VDC,TESTED |  | Materials
LR3861 | RELAY,6R-24 ('RPL'),110 VDC,TESTED |  | Materials
LR3864 | RELAY,6R-8S ('RPL'),110 VDC,TESTED |  | Materials
LR3865 | RELAY,3R ('RPL'),110 VDC,TESTED |  | Materials
LR3868 | RELAY,6R-12 ('RPL'),110 VDC,TESTED |  | Materials
LR3870 | RELAY,6R ('RPL'),110 VDC,TESTED |  | Materials
LR3871 | RELAY,3R ('RPL'),3 X 110 VDC,TESTED |  | Materials
LR3872 | RELAY,6R ('RPL'),110 VDC/110 VDC,TESTED |  | Materials
LR3875 | RELAY,T60 ('RPL'),110 VDC,TESTED |  | Materials
LR3876 | RELAY,6R ('RPL'),2X110VDC/110VDC,TESTED |  | Materials
LR3877 | RELAY,3A22 ('RPL'),50VDC,TESTED |  | Materials
LR3878 | RELAY,6R ('RPL'),110VDC,TESTED |  | Materials
LR3880 | RELAY,6R ('RPL'),2 X 110VDC,TESTED |  | Materials
LR3885 | RELAY,6R ('RPL'),110 VDC/110 VDC,TESTED |  | Materials
LR3886 | RELAY,6R ('RPL'),110VDC,TESTED |  | Materials
LR3888 | RELAY,6R ('RPL'),24 VDC/24 VDC,TESTED |  | Materials
LR3890 | RELAY,6R ('EMAIL'),110VDC,TESTED |  | Materials
LR3891 | RELAY,LTR ('EMAIL'),60VDC,TESTED |  | Materials
LR3892 | RELAY,6R ('EMAIL'),60VDC,TESTED |  | Materials
LR3893 | RELAY,6R-8S ('RPL'),110VDC,TESTED |  | Materials
LR3894 | RELAY,MR52 ('EMAIL'),110VDC,TESTED |  | Materials
LR3895 | RELAY,MR54 ('EMAIL'),110VDC,TESTED |  | Materials
LR3896 | RELAY,MR52 ('EMAIL'),125VDC,TESTED |  | Materials
LR3897 | RELAY,6R ('EMAIL'),60VDC,TESTED |  | Materials
LR3910 | RELAY,ATA ('MV'),60 OR 110 VDC,TESTED |  | Materials
LR3915 | RELAY,F2 ('AEI'),110VDC,TESTED |  | Materials
LR3920 | RELAY,FLD ('MV'),110 VDC/110 VDC,TESTED |  | Materials
LR3921 | RELAY,FLDH ('MV'),110VDC,TESTED |  | Materials
LR3923 | RELAY,FLDS ('MV'),110VDC,TESTED |  | Materials
LR3924 | RELAY,FLDS ('MV'),110VDC,TESTED |  | Materials
LR3928 | RELAY,F2 ('MV'),3 X 110VDC,TESTED |  | Materials
LR3929 | RELAY,2FL ('MV'),110 VDC/50 VDC,TESTED |  | Materials
LR3940 | RELAY,PROTECTION,HH23P ('FUJI'),110 VDC, |  | Materials
LR3941 | RELAY,HH23P ('FUJI'),110VDC,TESTED |  | Materials
LR4010 | RELAY,P8 ('BB'),110 VDC,TESTED |  | Materials
LR4012 | RELAY,P8 ('BB'),110 VDC |  | Materials
LR4013 | RELAY,P8 ('BB'),110 VDC,TESTED |  | Materials
LR4015 | RELAY,PQ16 ('BB'),110 VDC,TESTED |  | Materials
LR4017 | RELAY,P8 ('BB'),110 VDC,TESTED |  | Materials
LR4018 | RELAY,PQ8 ('BB'),110 VDC |  | Materials
LR4020 | RELAY,FACX ('BB'),110 VDC,TESTED |  | Materials
LR4060 | RELAY,RME ('ASEA'),110 VDC,TESTED |  | Materials
LR4110 | RELAY,LTA ('AEI'),125 VDC/125 VDC,TESTED |  | Materials
LR4111 | RELAY,LTA ('AEI'),125 VDC/125 VDC,TESTED |  | Materials
LR4112 | RELAY,LTC ('AEI'),125 VDC,TESTED |  | Materials
LR4113 | RELAY,LTA ('AEI'),110 VDC/110 VDC,TESTED |  | Materials
LR4114 | RELAY,LTB ('AEI'),110 VDC/110 VDC,TESTED |  | Materials
LR4115 | RELAY,LTA ('AEI'),125 VDC/125 VDC,TESTED |  | Materials
LR4120 | RELAY,LTA ('AEI'),125 VDC/125 VDC,TESTED |  | Materials
LR4121 | RELAY,LTA ('AEI'),125 VDC/125 VDC,TESTED |  | Materials
LR4123 | RELAY,LTA ('AEI'),125 VDC/125 VDC,TESTED |  | Materials
LR4124 | RELAY,LTA ('GEC-AEI'),125 VDC,TESTED |  | Materials
LR4220 | RELAY,HR ('ICE'),100-135 VDC,TESTED |  | Materials
LR4221 | RELAY,HR ('ICE'),75-102 VDC,TESTED |  | Materials
LR4260 | RELAY,BEA ('IRH'),110 VDC,TESTED |  | Materials
LR4271 | RELAY,CSD ('C&S'),110 VDC/110 VDC,TESTED |  | Materials
LR4401 | RELAY,LLVC ,110 VDC,TESTED |  | Materials
LR4451 | RELAY,COR ('RPL'),2X125VDC,TESTED |  | Materials
LR4610 | RELAY,T15 110 VDC,TESTED |  | Materials
LR4611 | RELAY,T15 110 VDC,TESTED |  | Materials
LR4613 | RELAY,T15 60 VDC |  | Materials
LR4619 | RELAY,DCUV ,3 X 110 VDC,TESTED |  | Materials
LR4623 | RELAY,T15 ,50 VDC,TESTED |  | Materials
LR4624 | RELAY,T15 ,50 VDC,TESTED |  | Materials
LR4643 | RELAY,2V631 ('RMS'),2 X 125V DC |  | Materials
LR4643 | RELAY,2V631 ('RMS'),2 X 125V DC |  | Materials
LR4644 | RELAY,2V731 ('EMAIL'),110VDC,6VA,TESTED |  | Materials
LR4646 | RELAY 2V631K3 |  | Materials
LR4663 | RELAY,VAA ('GEC-EE'),110 VDC,TESTED |  | Materials
LR4682 | RELAY,KE (GEC-AEI)110VDC,TESTED |  | Materials
LR4710 | COUNTER,QZ3R,110 VDC,TESTED |  | Materials
LR4711 | COUNTER,QZ3R,50 VDC,TESTED |  | Materials
LR4730 | COUNTER,ZC ('ZETTLER'),24 VDC,TESTED |  | Materials
LR4772 | RELAY,T48 ,110 OR 50 VDC,TESTED |  | Materials
LR4782 | RELAY,1F1 ('EMAIL'),2 X 110V DC,TESTED |  | Materials
LR5010 | RELAY,IA201 ('GE'),5A AC/1A DC,TESTED |  | Materials
LR5012 | RELAY,IAC51 ('GE'),5A AC/0.2 OR 2A DC |  | Materials
LR5016 | RELAY,IAC53 ('GE'),5A AC/0.2 OR 2A DC |  | Materials
LR5017 | RELAY,IAC53 ('GE'),5A AC/0.2 OR 2A DC |  | Materials
LR5018 | RELAY,IAC53 ('GE'),1A AC/0.2 OR 2A DC |  | Materials
LR5019 | RELAY,IAC53 ('GE'),5A AC/0.2 OR 2A DC |  | Materials
LR5021 | RELAY,IAC53 ('GE'),5A AC/0.2 OR 2A DC |  | Materials
LR5024 | RELAY,IAC55 ('GE'),1A AC/0.2 OR 2A DC |  | Materials
LR5140 | RELAY,CDG ('EE'),1A AC/0.5 OR 1.5A DC |  | Materials
LR5142 | RELAY,CDG ('EE'),1A AC/0.6 OR 2.4A DC |  | Materials
LR5180 | RELAY,TJV ('REYROLLE'),1A AC,TESTED |  | Materials
LR5221 | RELAY,PB ('MV'),5A AC/1A DC/1A DC,TESTED |  | Materials
LR5228 | RELAY,PBO ('MV'),5A AC/1A DC,TESTED |  | Materials
LR5231 | RELAY,PBO ('AEI'),1A AC/1A DC,TESTED |  | Materials
LR5232 | RELAY,PBO ('AEI'),1A AC/1A DC,TESTED |  | Materials
LR5310 | RELAY,CDG ('EE'),1A AC,0.6 OR 2.4A DC |  | Materials
LR5311 | RELAY,CDG ('EE'),1A AC/0.6 OR 2.4A DC |  | Materials
LR5312 | RELAY,CDG ('EE'),1 A AC/110 VDC,1 POLE |  | Materials
LR5313 | RELAY,CDG ('EE'),1 A AC,1 POLE |  | Materials
LR5314 | RELAY,CDG ('EE'),5A AC,0.6 OR 2.4A DC |  | Materials
LR5316 | RELAY,CDG ('EE'),1A AC/0.6 OR 2.4A DC |  | Materials
LR5317 | RELAY,CDG ('GEC-EE'),1A AC,0.6 - 2.4A DC |  | Materials
LR5318 | RELAY,CDG ('GEC-EE'),1A AC,0.6 - 2.4A DC |  | Materials
LR5320 | RELAY CDG 4-16 AMP INSTANTIOUS ELEMENT |  | Materials
LR5321 | RELAY,PROTECTION,CDG ('EE'),1 A AC/0.6 O |  | Materials
LR5322 | RELAY,CDG ('EE'),1A AC/0.6 OR 2.4A DC |  | Materials
LR5323 | RELAY,CDG ('EE'),1A AC,0.6 OR 2.4A DC |  | Materials
LR5324 | RELAY,CDG ('EE'),110V DC,1 AMP AC |  | Materials
LR5325 | RELAY CDG 4-16 AMP INSTANTIOUS ELEMENT |  | Materials
LR5341 | RELAY,CO-ISC(WESTINGHOUSE),5A AC/2A DC |  | Materials
LR5342 | RELAY,CO-ISC(WESTINGHOUSE),5A AC/2A DC |  | Materials
LR5422 | RELAY,PBO ('AEI'),5 A AC,1 POLE,TESTED |  | Materials
LR5424 | RELAY,PBO ('AEI'),1A AC/1A DC,1 POLE |  | Materials
LR5425 | RELAY,PBO ('AEI'),1A AC/1A DC,1 POLE |  | Materials
LR5426 | RELAY,PBO ('AEI'),5 A AC,1 POLE,TESTED |  | Materials
LR5460 | RELAY,IAC53 ('GE'),5A AC,0.2 OR 2A DC |  | Materials
LR5462 | RELAY,IAC53 ('GE'),5A AC,0.2 OR 2A DC |  | Materials
LR5463 | RELAY,IAC53 ('GE'),5A AC/0.2 OR 2A DC |  | Materials
LR5520 | RELAY,A('ABB'),1A AC/0.2 OR 2A DC,1 POLE |  | Materials
LR5521 | RELAY,A ('BB'),1A AC/0.2 OR 2A DC |  | Materials
LR5522 | RELAY,A ('BB'),5A AC/0.2 OR 2A DC |  | Materials
LR5523 | RELAY,A ('BB'),5A AC,0.2 OR 2A DC |  | Materials
LR5524 | RELAY,ICM2 ('BB'),1 A AC,0.2 OR 1 A DC |  | Materials
LR5525 | RELAY,ICM2 ('BB'),1A AC,0.2 OR 1A DC |  | Materials
LR5526 | RELAY,ICM2 ('BB'),5A AC,0.2 OR 1A DC |  | Materials
LR5528 | RELAY,ICM21 ('BB'),5A AC/0.2 OR 1.2A DC |  | Materials
LR5529 | RELAY,ICM21 ('BB'),1 A AC |  | Materials
LR5530 | RELAY,ICM21 ('BB'),1A AC/0.2 OR 1.2A DC |  | Materials
LR5531 | RELAY,ICM21 ('BB'),5A AC,0.2 OR 1.2A DC |  | Materials
LR5650 | RELAY,3CDG ('EE'),3X1A AC,3X0.6-2.4A DC |  | Materials
LR5712 | RELAY,3PBO ('MV'),3 X 5 A AC,1 A DC |  | Materials
LR5713 | RELAY,3PBO ('MV'),3 X 5 A AC,1 A DC |  | Materials
LR5719 | RELAY,3PBO ('MV'),3 X 1 A AC,1 A DC |  | Materials
LR5720 | RELAY,3PBO ('MV'),3 X 1 A AC,1 A DC |  | Materials
LR5814 | RELAY,3TJX ('REYROLLE'),3 X 5 A AC |  | Materials
LR6061 | RELAY,3CDG ('EE'),3X1A AC/3X0.6-2.4A DC |  | Materials
LR6064 | RELAY,3CDG ('EE'),3X1A AC,3X0.6-2.4A DC |  | Materials
LR6122 | RELAY,3PBO ('MV'),3 X 1 A AC,1 A DC |  | Materials
LR6126 | RELAY,3PBO ('MV'),3 X 1 A AC,1 A DC |  | Materials
LR6128 | RELAY,3PBO ('MV'),3 X 5 A AC/1 A DC |  | Materials
LR6252 | RELAY,OTU2 ,2 X 1 A AC/240 VAC |  | Materials
LR6318 | RELAY,NPO ('MV'),1 A AC,110 VAC/1 A DC |  | Materials
LR6319 | RELAY,NPO(MV),2 X 1A AC,110 VAC/1A DC |  | Materials
LR6322 | RELAY,NPO ('MV'),1 A AC,110 VAC/1 A DC |  | Materials
LR6323 | RELAY,NPO ('MV'),1 A AC,110 VAC/1 A DC |  | Materials
LR6324 | RELAY,NPO(MV),2 X 1A AC,110 VAC/1A DC |  | Materials
LR6327 | RELAY,PROTECTION,NPO ('MV'),5 A AC,110 V |  | Materials
LR6329 | RELAY,NPO ('AEI'),5A AC,110VAC/1A DC |  | Materials
LR6330 | RELAY,NPO ('AEI'),5A AC,110VAC/1A DC |  | Materials
LR6331 | RELAY,NPO ('AEI'),5A AC,110VAC/1A DC |  | Materials
LR6332 | RELAY,NPO ('AEI'),1A AC,110VAC/1A DC |  | Materials
LR6333 | RELAY,NPO ('AEI'),1A AC,110VAC/1A DC |  | Materials
LR6334 | RELAY,NPO ('AEI'),2X1A AC,110VAC/1ADC |  | Materials
LR6335 | RELAY,NPO ('AEI'),5A AC,110VAC/1A DC |  | Materials
LR6410 | RELAY,CDD ('EE'),1A AC,110VAC/0.6-2.4ADC |  | Materials
LR6411 | RELAY,CDD ('EE'),1A AC,110VAC/0.6-2.4ADC |  | Materials
LR6412 | RELAY,CDD ('EE'),1A AC,110VAC/0.6-2.4ADC |  | Materials
LR6413 | RELAY,CDD ('EE'),1A AC,110VAC/0.6-2.4ADC |  | Materials
LR6415 | RELAY,CDD ('EE'),5A AC,110VAC/0.6-2.4ADC |  | Materials
LR6416 | RELAY,CDD ('EE'),5A AC,110VAC/0.6-2.4ADC |  | Materials
LR6417 | RELAY,CDD ('EE'),2X1A AC,110VAC |  | Materials
LR6419 | RELAY,CDD ('EE'),1 A AC,110 VAC,TESTED |  | Materials
LR6420 | RELAY,CDD('EE'),2X1AAC,110VAC/0.6-2.4ADC |  | Materials
LR6421 | RELAY CCD/SPECIPFI 90C EARTH FAULT |  | Materials
LR6481 | RELAY,CR-DD(WESTINGHOUSE),5A AC,110VAC |  | Materials
LR6762 | RELAY,CDD ('EE'),1 AAC,110VAC/0.1-0.3ADC |  | Materials
LR6763 | RELAY,CDD ('EE'),1 AAC,110VAC/0.6-2.4ADC |  | Materials
LR6821 | RELAY,CDD-G ('EE'),2 X 1A AC/0.6-2.4ADC |  | Materials
LR7211 | RELAY,FGLS ('MV'),1 A AC,FIX SETTING |  | Materials
LR7213 | RELAY,FLH ('MV'),1 A AC,FIX SETTING |  | Materials
LR7215 | RELAY,FM ('MM'),SETTING =1A.50 |  | Materials
LR7216 | RELAY,FM ('MV'OR'AEI'),1 AAC,FIX SETT |  | Materials
LR7251 | RELAY,CAG ('EE'),1 AAC,FIX SETTING |  | Materials
LR7252 | RELAY,CAG ('EE'),1 AAC,FIX SETTING |  | Materials
LR7350 | RELAY,B4 ('REYROLLE'),1 A AC,FIXED SET |  | Materials
LR7351 | RELAY,B4 ('REYROLLE'),1 A AC,FIX SET |  | Materials
LR7354 | RELAY,B33 ('REYROLLE'),1 A AC,FIX SET |  | Materials
LR7355 | RELAY,B33 ('REYROLLE'),1 A AC,FIX SET |  | Materials
LR7370 | RELAY,6R-33 ('RPL'),1 A AC,FIX SET |  | Materials
LR7371 | RELAY,6R-4 ('RPL'),1 A AC,FIX SET |  | Materials
LR7423 | RELAY,'REYROLLE' TYPE B16 |  | Materials
LR7511 | RELAY,3LA ,3X1 AAC,FIX SETTING |  | Materials
LR7570 | RELAY,3CAG ('EE'),3X1 AAC,FIX SETTING |  | Materials
LR7571 | RELAY,3CAG ('EE'),3X1 AAC,FIX SETTING |  | Materials
LR7572 | RELAY,3CAG ('EE'),3X1 AAC,FIX SETTING |  | Materials
LR7574 | RELAY,3CAG ('EE'),3X1 AAC,FIX SETTING |  | Materials
LR7610 | RELAY,FGL ('MV'),5 AAC,TAPPED SETTING |  | Materials
LR7612 | RELAY,FGL ('MV'),1 A AC,TAPPED SETTING |  | Materials
LR7618 | RELAY,FGL ('MV'),1 AAC,TAPPED SETTING |  | Materials
LR7640 | RELAY,RBI ('BB'),0.2 OR 0.4 A AC/110VDC |  | Materials
LR7651 | RELAY,2C720 ('EMAIL'),5 A AC |  | Materials
LR7652 | RELAY,2C48 ('EMAIL'),1 A AC/110 VDC |  | Materials
LR7670 | RELAY,PIR ,1 A AC |  | Materials
LR7671 | RELAY,CAC ,2 A AC/110 VDC,TESTED |  | Materials
LR7710 | RELAY,CAG ('EE'),1 A AC |  | Materials
LR7714 | RELAY,CAG ('EE'),5 A AC |  | Materials
LR7716 | RELAY,CAG ('EE'),1 A AC |  | Materials
LR7717 | RELAY,CAG ('EE'),1 A AC |  | Materials
LR7721 | RELAY,CAG ('GEC-EE'),1 A AC,TAPPED |  | Materials
LR7725 | RELAY,CAG ('EE'),1 A AC,TAPPED SETTING |  | Materials
LR7750 | RELAY,B1 ('REYROLLE'),5 A AC,TAPPED |  | Materials
LR7753 | RELAY,W ('REYROLLE'),5 A AC,TAPPED |  | Materials
LR7910 | RELAY,3CAG ('EE'),3 X 1 A AC,TAPPED |  | Materials
LR7911 | RELAY,3CAG ('EE'),3 X 5 A AC,TAPPED |  | Materials
LR7914 | RELAY,3CAG ('EE'),3 X 5 A AC,TAPPED |  | Materials
LR7915 | RELAY,3CAG ('EE'),3 X 1 A AC,TAPPED |  | Materials
LR7916 | RELAY,3CAG ('EE'),3 X 1.5 AAC,TAPPED |  | Materials
LR7919 | RELAY,3CAG ('GEC-EE'),3 X 1AAC,TAPPED |  | Materials
LR7941 | RELAY,2C48 ('EMAIL'),3 X 1 A AC/110 VDC |  | Materials
LR7943 | RELAY,2C48 ('RMS'),3 X1A AC/110VDC |  | Materials
LR7944 | RELAY,2C48 ('RMS'),3 X1A AC/110VDC |  | Materials
LR7946 | RELAY,2C48 ('EMAIL'),3 X 1A AC/110VDC |  | Materials
LR7947 | RELAY,2C48 ('EMAIL'),3 X 1A AC/110VDC |  | Materials
LR7948 | RELAY,2C48 ('EMAIL'),3 X 1A AC/110VDC |  | Materials
LR7949 | RELAY,PROTECTION,2C48 ('EMAIL'),3 X 1 A |  | Materials
LR7950 | RELAY,2C48 ('RMS'),110V DC,1A |  | Materials
LR8001 | RELAY,2C146 ('RPL'),1 A AC/240 VAC |  | Materials
LR8003 | RELAY,2C149 ('EMAIL'),1 A AC/110 VDC |  | Materials
LR8041 | RELAY,CAU ('EE'),1 A AC/110 VDC,TESTED |  | Materials
LR8042 | RELAY,CAU ('GEC'),1 A AC/110 VDC,TESTED |  | Materials
LR8111 | RELAY,3MA ('NALDER'),3 X 5 A AC,TESTED |  | Materials
LR8120 | RELAY,3CB ('WESTINGHOUSE'),3 X 35A AC |  | Materials
LR8121 | RELAY,3CB ('WESTINGHOUSE'),3 X 45A AC |  | Materials
LR8122 | RELAY,3CB ('WESTINGHOUSE'),3 X 55A AC |  | Materials
LR8124 | RELAY,3CB ('WESTINGHOUSE'),3 X 40A AC |  | Materials
LR8125 | RELAY,3CB ('WESTINGHOUSE'),3 X 32A AC |  | Materials
LR8126 | RELAY,3CB ('WESTINGHOUSE'),3 X 25A AC |  | Materials
LR8161 | RELAY,NHSC ('BB'),3 X 9 A AC,TESTED |  | Materials
LR8180 | RELAY,3CB ('HEINEMANN'),3 X 3.6A AC |  | Materials
LR8181 | RELAY,3CB ('HEINEMANN'),3 X 3.6A AC |  | Materials
LR8184 | CIRCUIT BREAKER,3 P,3.6A,HEINEMANN CF3 |  | Materials
LR8185 | RELAY,3CB ('HEINEMANN'),3 X 3.6A AC |  | Materials
LR8186 | CIRCUIT BREAKER,3 P,3.6A,CF3-G2G3G2-3.6 |  | Materials
LR8187 | RELAY,3CB ('HEINEMANN'),3 X 3.6 A AC |  | Materials
LR8188 | RELAY,3CB ('HEINEMANN'),3 X 3.6 A AC |  | Materials
LR8189 | CIRCUIT BREAKER,3 P,8A,HEINEMANN CF3 |  | Materials
LR8190 | CIRCUIT BREAKER,3 P,8A,HEINEMANN CF3 |  | Materials
LR8191 | CIRCUIT BREAKER,3P,8A,HEINEMANN CF3 |  | Materials
LR8192 | CIRCUIT BREAKER,3P,16A |  | Materials
LR8193 | CIRCUIT BREAKER,3 P,16A |  | Materials
LR8194 | RELAY,'HEINEMAN' 3 PHASE CIRCUIT BREAKER |  | Materials
LR8210 | CIRCUIT BREAKER,3P,3.6A,HEINEMANN CF3D |  | Materials
LR8211 | CIRCUIT BREAKER,3P,2.5A,HEINEMANN CF3 |  | Materials
LR8212 | CIRCUIT BREAKER,3 POLE,8A,HEINEMANN CF3 |  | Materials
LR8213 | CIRCUIT BREAKER,3P,0.8A,HEINEMANN CF3 |  | Materials
LR8215 | CIRCUIT BREAKER,3 POLE,5A,HEINEMANN CF3 |  | Materials
LR8216 | CIRCUIT BREAKER,3 POLE,5A,HEINEMANN CF3 |  | Materials
LR8217 | RELAY,3CB ('HEINEMANN'),3 X 5 A AC |  | Materials
LR8218 | CIRCUIT BREAKER,3P,3.6A,HEINEMANN CF3 |  | Materials
LR8219 | CIRCUIT BREAKER,3P,1.5A,HEINEMANN CF3 |  | Materials
LR8222 | RELAY,'HEINEMAN' 3 PHASE CIRCUIT BREAKER |  | Materials
LR8250 | RELAY,PROTECTION,3CB ('HEINEMANN'),2 X 3 |  | Materials
LR8312 | RELAY,PD3 ('GE'),2 X 5 A AC/2 X 1 A DC |  | Materials
LR8313 | RELAY,PD3 ('GE'),2 X 5 A AC/2 X 1 A DC |  | Materials
LR8350 | RELAY,C21 ('REYROLLE'),3 X 1 A AC |  | Materials
LR8351 | RELAY,2C21 ('REYROLLE'),2 X 1 A AC |  | Materials
LR8353 | RELAY,2C21 ('REYROLLE'),3 X 1 A AC |  | Materials
LR8380 | RELAY,DMS ('BB'),2 X 1 A AC/110 VDC |  | Materials
LR8490 | RELAY,PROTECTION,D21SE ('BB'),3X2X1AAC,7 |  | Materials
LR8510 | RELAY,CAEF ('GEC-EE'),1 A AC |  | Materials
LR8530 | RELAY,LSC ,0.2 A AC,LEAKAGE |  | Materials
LR8532 | RELAY,LSC ,0.2 A AC,LEAKAGE |  | Materials
LR8613 | RELAY,HMB2 ('MV'),5 A AC,TIE LINES |  | Materials
LR8616 | RELAY,HO2 ('MV'),1 A AC/1 A DC |  | Materials
LR8617 | RELAY,HO2 ('AEI'),1A AC, |  | Materials
LR8618 | RELAY,HO2 ('AEI'),1 A AC/110 VDC |  | Materials
LR8622 | RELAY,HO4 ('GEC-AEI'),1 AAC/1 ADC |  | Materials
LR8623 | RELAY,HO2 ('AEI'),1 A AC/1 A DC |  | Materials
LR8680 | RELAY,HOA2 ('MV'),1 A AC/1 A DC |  | Materials
LR8761 | RELAY,TYPE DCR/OBD |  | Materials
LR8762 | RELAY DIRECT OVER CURRENT ( DIRECTIONAL |  | Materials
LR8763 | RELAY ODB |  | Materials
LR8815 | RELAY,PBM2(P&B GOLDS),3 X 5A AC,3POLE |  | Materials
LR8817 | RELAY,PBM1 ('P&B GOLDS'),3 X 11 A AC |  | Materials
LR8818 | RELAY,PBM2 ('P&B GOLDS'),3 X 1 A AC |  | Materials
LR8910 | RELAY,TFA ('MV'),2 X 5 A AC/110 VDC |  | Materials
LR8911 | RELAY,TFA ('MV'),2 X 3 A AC/110 VDC |  | Materials
LR8943 | RELAY,PBMN3 ('P&B GOLDS'),3X1AAC |  | Materials
LR9111 | RELAY,2CB ('HEINEMANN'),2 X 5 ADC |  | Materials
LR9213 | RELAY,T44 ,1 A DC |  | Materials
LR9215 | RELAY,T54 ,1 A DC |  | Materials
LR9220 | RELAY,ACO ,1 A DC |  | Materials
LR9221 | RELAY,ACO ,30 A DC |  | Materials
LR9223 | RELAY,INST, FIX SET A1 |  | Materials
LR9225 | RELAY,AI ,4 X 0.5 A DC |  | Materials
LR9250 | RELAY,CAA ('EE'),1 A DC |  | Materials
LR9251 | RELAY,CAA ('EE'),0.15 A DC |  | Materials
LR9252 | RELAY,CAA ('EE'),0.024 A DC |  | Materials
LR9254 | RELAY,CAA ('GEC-EE'),0.02 ADC |  | Materials
LR9290 | RELAY,6R ('RPL'),0.06 A DC |  | Materials
LR9294 | RELAY,6R ('EMAIL'),0.5 A DC |  | Materials
LR9652 | RELAY,CH90 ('BB'),5 A AC,110 VAC |  | Materials
LR9810 | RELAY,NPS 1 A AC,110 VAC |  | Materials
LR9811 | RELAY,NPS ,1 A AC,110 VAC |  | Materials
LR9812 | RELAY,NPS ,1 A AC,110 VAC |  | Materials
LR9813 | RELAY,NPS ,1 A AC,110 VAC |  | Materials
LR9814 | RELAY,NPS ,1 A AC,110 VAC |  | Materials
LR9851 | RELAY,CDN ('EE'),1 A AC,110 VDC |  | Materials
LS0701 | RELAY,THERMAL,AB109 ('ALLEN BRADLEY'),1. |  | Materials
LS1081 | RELAY,TR2 ,1 A DC,110 VDC |  | Materials
LS1082 | RELAY,TR2 1 A DC,110 VDC |  | Materials
LS1083 | RELAY,TR2 ,1 A DC,110 VDC |  | Materials
LS1120 | RELAY,TR3 1 A DC,110 VDC |  | Materials
LS1121 | RELAY,TR3 ,1 A DC,110 VDC |  | Materials
LS1122 | RELAY,TR3 ,1 A DC,110 VDC |  | Materials
LS1130 | RELAY,TR4 ,1 A DC,110 VDC |  | Materials
LS1131 | RELAY,TR4 ,1 A DC,60 VDC |  | Materials
LS1133 | RELAY,TR5 ,0.5 A DC,110 VDC |  | Materials
LS1135 | RELAY,TR5,0.5 A DC,110 VDC |  | Materials
LS1136 | RELAY,PROTECTION,TR5 ,0.5 A DC |  | Materials
LS1137 | RELAY,TR5 ,0.5 A DC,110 VDC |  | Materials
LS1138 | RELAY,TR5 ,0.5 A DC,110 VDC |  | Materials
LS1139 | RELAY, TR5, REDESIGN 2009 |  | Materials
LS1140 | RELAY,SPR ,3 X 0.5 A DC,110 VDC |  | Materials
LS1141 | RELAY,SPR 3 X 0.5 A DC,110 VDC |  | Materials
LS1150 | RELAY,VAR ('EE'),110 VDC,RECLOSING |  | Materials
LS1151 | RELAY,VAR ('EE'),50 VDC,RECLOSING |  | Materials
LS1160 | RELAY,DRTM ('DELLE'),110-130 VDC |  | Materials
LS1171 | RELAY,P12WB/1 ('BB'),110 VDC,RECLOSING |  | Materials
LS1332 | RELAY,TPI ('MV'OR'AEI'),415VAC |  | Materials
LS1336 | RELAY,TPI ('MV'OR'AEI'),415VAC |  | Materials
LS1337 | RELAY,TPI ('MV'OR'AEI'),415VAC |  | Materials
LS1338 | RELAY,TPI ('MV'OR'AEI'),415VAC |  | Materials
LS1411 | RELAY,'MV' TYPE TPI |  | Materials
LS1413 | RELAY,TPI ('MV'OR'AEI'),415VAC |  | Materials
LS1416 | RELAY,PROTECTION,TPI ('AEI'),415 VAC,TAP |  | Materials
LS1426 | RELAY,TPI |  | Materials
LS1460 | RELAY,TPI ('AEI'),415 VAC |  | Materials
LS1480 | RELAY,PROTECTION,TPI ,240 VAC |  | Materials
LS1481 | RELAY,PROTECTION,TPI ,240 VAC |  | Materials
LS1482 | RELAY,PROTECTION,TPI ,TESTED |  | Materials
LS1510 | RELAY,PROTECTION,I TYPE 1,,30/60 |  | Materials
LS1511 | RELAY,I TYPE 1,1 A DC,0.01 A DC |  | Materials
LS1512 | RELAY,I TYPE 2,45 VDC,1 A DC |  | Materials
LS1513 | RELAY,INR ,1 A DC,110 VDC |  | Materials
LS1514 | RELAY,INR ,1A DC,50-110VDC |  | Materials
LS1516 | RELAY,INR ,1A DC,50-110VDC |  | Materials
LS1517 | RELAY,INRS ,1 A DC,STATION |  | Materials
LS1520 | RELAY,INRS ,1 A AC,STATION |  | Materials
LS1522 | RELAY,PROTECTION,INR ,1 A DC,0.0 |  | Materials
LS1523 | RELAY,INR ,1 A DC,0.02 A DC |  | Materials
LS1524 | RELAY,INR ,1 A DC,0.02 A DC |  | Materials
LS1525 | RELAY,PROTECTION,INR ,1 A DC,0.0 |  | Materials
LS1526 | RELAY,INR ,50/110VDC,STN IND |  | Materials
LS1557 | RELAY,IN 0.02 A DC,RESIDENCE |  | Materials
LS1559 | RELAY,IN ,0.02 A DC,RESIDENCE |  | Materials
LS1612 | RELAY,IN ,0.02 A DC,DEPOT |  | Materials
LS1811 | RELAY,AN6 ,6 X 110 VDC OR 1A |  | Materials
LS1812 | RELAY,AN6 ,6 X 60 VDC OR 1 A |  | Materials
LS1813 | RELAY,AN6 ,6 X 30 VDC OR 1 A |  | Materials
LS1817 | RELAY,AN12 ,12 X 110 VDC |  | Materials
LS1819 | RELAY,AN12 ,12 X 110 VDC |  | Materials
LS1827 | RELAY,AI10 ,10 X 110 VDC |  | Materials
LS1828 | RELAY,PROTECTION,AI10 ,10 X 110 |  | Materials
LS1870 | RELAY,AN10 ('BB'),10 X 110 VDC,110VDC |  | Materials
LS1874 | RELAY,AN10 ('BB'),10X110 VDC |  | Materials
LS1940 | RELAY,T51 110 VDC |  | Materials
LS1942 | RELAY,T51 ,110 VDC |  | Materials
LS1943 | RELAY,T51 ,110 VDC |  | Materials
LS2100 | RELAY,'REYROLLE' TYPE F/B |  | Materials
LS2110 | RELAY,F+B,('REYROLLE'),1 A AC,110 VDC |  | Materials
LS2111 | RELAY,F+B ('REYROLLE'),1 A AC,110 VDC |  | Materials
LS2112 | RELAY,F+B ('REYROLLE),1 A AC,110 VDC |  | Materials
LS2114 | RELAY,F+B ('REYROLLE'),1 A AC,110 VDC |  | Materials
LS2115 | RELAY,F+B ('REYROLLE'),1 A AC,50 VDC |  | Materials
LS2116 | RELAY,F+B ('REYROLLE'),1 A AC,50 VDC |  | Materials
LS2117 | RELAY,F+B ('REYROLLE'),1 A AC,110 VDC |  | Materials
LS2160 | RELAY,DCV ,5 A AC,60 OR 110 VDC |  | Materials
LS2180 | RELAY,ATCV ('MV'),5 A AC,110 VDC,TESTED |  | Materials
LS2300 | RELAY,SCO ,110 VAC,110 VDC |  | Materials
LS2350 | RELAY,PROTECTION,DCC1 ,110 VDC,C |  | Materials
LS2351 | RELAY,DCC1 ,110 VDC,CONVERTERS |  | Materials
LS2518 | RELAY,TH ('SATCHWELL'),120 - 260 DEG'F' |  | Materials
LS2523 | RELAY,TH ('SATCHWELL'),60 - 130 DEG'C' |  | Materials
LS2710 | RELAY,THI ('ARIC'),10 - 120 DEG'C' |  | Materials
LS2711 | RELAY,THI ('ARIC'),10 - 120 DEG'C' |  | Materials
LS2727 | RELAY,THI ('ARIC'),10 - 120 DEG'C' |  | Materials
LS2730 | RELAY,THI ('ARIC'),10 - 120 DEG'C' |  | Materials
LS2737 | RELAY,THI ('ARIC'),10 - 120 DEG'C' |  | Materials
LS2738 | RELAY,PROTECTION,THI ('ARIC'),10 - 120 D |  | Materials
LS2746 | RELAY,THI ('ARIC'),0 - 150 DEG'C' |  | Materials
LS2754 | RELAY,THI ('ARIC'),0 - 150 DEG'C' |  | Materials
LS2780 | RELAY,ACCURATE CONTROL TYPE THI. |  | Materials
LS2781 | RELAY,THI ('ACCURATE'),0 - 150 DEG'C' |  | Materials
LS2787 | TRANSFORMER,TMI,TEMPERATURE,MONITORING |  | Materials
LS2787 | TRANSFORMER,TMI,TEMPERATURE,MONITORING |  | Materials
LS2796 | RELAY,THI ('ASEA'OR'AKM'),0 - 150 DEG,1. |  | Materials
LS2801 | RELAY,THI ('ASEA'OR'AKM'),0-150 DEG'C' |  | Materials
LS2804 | RELAY,THI ('AKM'),0-150 DEG'C',2 AMP AC |  | Materials
LS2806 | RELAY,PROTECTION,THI ('AKM'),OIL WINDING |  | Materials
LS2806 | RELAY,PROTECTION,THI ('AKM'),OIL WINDING |  | Materials
LS2808 | RELAY,THI('AKM'), SERIES 35 |  | Materials
LS2810 | RELAY,'AKM' |  | Materials
LS2820 | RELAY,THI ('CAMBRIDGE'),0 - 100 DEG'C' |  | Materials
LS2830 | RELAY,THI ('DOBBIE'),20 - 120 DEG'C' |  | Materials
LS2950 | RELAY,WTI ASHRIDGE TYPE 852 PLUS |  | Materials
LS2950 | RELAY,WTI ASHRIDGE TYPE 852 PLUS |  | Materials
LS3101 | RELAY,YIL ('BB'),1 A AC,110 VAC/110 VDC |  | Materials
LS3452 | RELAY,LI41 ('BB'),1 A AC,110 VAC |  | Materials
LS3672 | TRANSFORMER,CURRENT,RATIO 5/1(STEMAR) |  | Materials
LS4072 | RELAY,PROTECTION,OBG2 ('EE'),2",TESTED |  | Materials
LS4091 | RELAY,PROTECTION,BROL ('ELIN'),1",TESTED |  | Materials
LS4101 | RELAY,ESP-B ('ESP'),0.03 OR 0.038 |  | Materials
LS4111 | RELAY,PROTECTION,GP1 ('ESP'),1",TESTED |  | Materials
LS4112 | Buchholz relay GP1X |  | Materials
LS4114 | Buchholz relay GP1MX |  | Materials
LS4116 | RELAY,PROTECTION,GP1AM ('ESP'),1",TESTED |  | Materials
LS4132 | RELAY,PROTECTION,GP2A ('ESP'),2",TESTED |  | Materials
LS4133 | RELAY,PROTECTION,GP2AM ('ESP'),2",TESTED |  | Materials
LS4133 | RELAY,PROTECTION,GP2AM ('ESP'),2",TESTED |  | Materials
LS4141 | RELAY,PROTECTION,GP3AM ('ESP'),3",TESTED |  | Materials
LS4161 | RELAY,BUCHOLZ, TYPE GF2 |  | Materials
LS4191 | RELAY,PROTECTION,RS1000 (MR OR MITSUBISH |  | Materials
LS4201 | RELAY 1 DEA BUCHHOLTZ |  | Materials
LS4201 | RELAY 1 DEA BUCHHOLTZ |  | Materials
LS4202 | RELAY,2DFA ('MV' OR 'AEI'),2",TESTED |  | Materials
LS4211 | RELAY,BH2 ('NISSEN ELECT'),2",TESTED |  | Materials
LS4251 | RELAY,WEIR1 ('WEIR ELECT'),1",TESTED |  | Materials
LS4252 | RELAY,WEIR2 ('WEIR ELECT'),2",TESTED |  | Materials
LS4253 | RELAY,WEIR3 ('WEIR ELECT'),3",TESTED |  | Materials
LS5000 | CT,1/0.5 RATIO,UP TO 1 AMP |  | Materials
LS5002 | CT,1/0.578 RATIO,UP TO 1 AMP,RL0793 |  | Materials
LS5003 | CT,1/0.815 RATIO,UP TO 1 AMP,RL1673 |  | Materials
LS5005 | CT,0.25/1 RATIO,UP TO 1 AMP,RL1663 |  | Materials
LS5006 | CT,0.25/1 RATIO,UP TO 1 AMP,RL1688 |  | Materials
LS5009 | CT,0.5/1 RATIO, UP TO 1 AMP,RL1660 |  | Materials
LS5012 | CT,0.815/1 AMP RATIO |  | Materials
LS5014 | CT 1\1 15T10 RL1432 |  | Materials
LS5026 | CT,1/0.41 RATIO,UP TO 1 AMP,RL1708 |  | Materials
LS5027 | CT,1/0.578,UP TO 1 A,TESTED |  | Materials
LS5028 | CT,1/0.578 RATIO,UP TO 1 AMP,RL1696 |  | Materials
LS5033 | CT,0.5/1 RATIO,UP TO 1 AMP,RL1742 |  | Materials
LS5034 | CT,0.625/1 RATIO,UP TO 1 AMP,RL1734 |  | Materials
LS5126 | CT,1/1 RATIO,1 AMP |  | Materials
LS5127 | CT,1+1/1 RATIO,5VA,1A |  | Materials
LS5129 | CT,1+1/1,TESTED |  | Materials
LS5131 | CT,1/1AMP RATIO,INS LEV 1.1KV,FREQ 50HZ |  | Materials
LS5133 | CT 1/1 AMP. SVA. 0.5 M |  | Materials
LS5137 | CT,1/1 RATIO,TESTED |  | Materials
LS5138 | CT,1/1 RATIO,UP TO 1 AMP,RL1748 |  | Materials
LS5153 | CT,1+1/1 RATIO,TESTED RL1057 |  | Materials
LS5154 | CT,1+1/1 RATIO,UP TO 1 AMP,RL1568 |  | Materials
LS5155 | CT,1+1/1 RATIO,UP TO 1 AMP,RL1637 |  | Materials
LS5156 | CT,1+1+1/1,1 AMP,RL1675 |  | Materials
LS5176 | CT,1+1/1 RATIO,UP TO 1 AMP,RL1725 |  | Materials
LS5177 | CT,1+1/1 RATIO,UP TO 1 AMP,RL1699 |  | Materials
LS5178 | CT,1+1/1 RATIO,UP TO 1 AMP,RL1707 |  | Materials
LS5179 | CT,1+1/1 RATIO,UP TO 1 A,TESTED |  | Materials
LS5180 | CT,1+1/1 RATIO,UP TO 1 AMP,TESTED |  | Materials
LS5181 | CT,1+1/1AMP2.5P150F10,AUXILLARY |  | Materials
LS5185 | CT,1+1/0.5 RATIO,CLASS 1M, 40VA |  | Materials
LS5186 | CT 1/1 AMP STEMAR CLASS 2.5P300F20 |  | Materials
LS5187 | CT 1 / 1 AMP 10P100F 20 |  | Materials
LS5201 | CT,1.25/1 RATIO,UP TO 1 AMP, RL1233 |  | Materials
LS5202 | CT,1.33/1 RATIO,UP TO 1 AMP,RL1683 |  | Materials
LS5205 | CT,1.5/1 RATIO,UP TO 1 AMP,TESTED |  | Materials
LS5207 | CT,1.5/1 RATIO,1 AMP,RL0764 |  | Materials
LS5209 | kk15e04CT,2/1 RATIO,UP TO 1 AMP,RL0692 |  | Materials
LS5210 | CT,2.5/1 RATIO,UP TO 1 AMP,RL0725 |  | Materials
LS5215 | CT,4/1 RATIO,UP TO 1 AMP,RL1692 |  | Materials
LS5216 | CT,4.2/1 RATIO,UP TO 1 AMP,RL1489 |  | Materials
LS5217 | CT,2/.578 RATIO,RL791 |  | Materials
LS5218 | CT,2/0.578 RATIO,UP TO 1 AMP,RL0849 |  | Materials
LS5219 | CT,1/3.375 RATIO,UP TO 1 AMP,RL1741 |  | Materials
LS5227 | CT,1.6/1 RATIO,TESTED |  | Materials
LS5228 | CT,2.5/1 RATIO,UP TO 1 AMP,RL1705 |  | Materials
LS5230 | CT,2.667/1 RATIO |  | Materials
LS5232 | CT,4/1 RATIO,UP TO 1 A,TESTED |  | Materials
LS5234 | CT.RATIO1.32/0.577A.ENDURANCE.CLASS 5T10 |  | Materials
LS5235 | CT,1/1.5 RATIO,UP TO 1 A,TESTED |  | Materials
LS5236 | CT,1.33/1 RATIO,UP TO 1 A,TESTED |  | Materials
LS5238 | CT,1.17/1 RATIO,UP TO 1 AMP 1008977 |  | Materials
LS5240 | CT 1.33 & 1.33/ 1 STEMAR 5VA 0.5M |  | Materials
LS5242 | RELAY,'STEMAR', TYPE -1A |  | Materials
LS5246 | CT,'STEMAR',RATIO 1.33/1,FREQ 50HZ, 5VA |  | Materials
LS5247 | CT. RATIO 1/1.33A. STAMAR |  | Materials
LS5250 | CT,MULTIPLE RATIO,UP TO 1 AMP,RL0975 |  | Materials
LS5251 | CT,1/1-1.5-2 RATIO,1 AMP,RL0967 |  | Materials
LS5275 | CT,2-1/1 RATIO,UP TO 1 AMP,RL3007 |  | Materials
LS5276 | CT 2/1A STEMAR CLASS 0.5 PL400R8 |  | Materials
LS5300 | CT,5/1 RATIO,UP TO 1 AMP,TESTED |  | Materials
LS5301 | CT,5/1 RATIO,UP TO 1 AMP,RL1020 |  | Materials
LS5302 | CT,5/1 RATIO,UP TO 1 AMP,RL1176 |  | Materials
LS5325 | CT,5/1 RATIO,1 AMP,RL1724 |  | Materials
LS5327 | CT,5/1 RATIO,UP TO 1 A,TESTED |  | Materials
LS5329 | TRANSFORMER,CURRENT |  | Materials
LS5330 | CT,5/1 RATIO,UP TO 1 AMP,RL1704 |  | Materials
LS5331 | CT,5/1 RATIO,UP TO 1 AMP,TESTED |  | Materials
LS5337 | TRANSFORMER,CURRENT,PROTECTION/METERING, |  | Materials
LS5339 | CT,5/0.5 RATIO,UP TO 1 AMP,RL1647 |  | Materials
LS5341 | TRANSFORMER,CURRENT,PROTECTION/METERING, |  | Materials
LS5345 | CT,5+5/1,TESTED |  | Materials
LS5346 | CT,RATIO 5/1,OUTPUT 5VA,INS LEV 1.1KV |  | Materials
LS5347 | CT,RATIO 5/1,0.5M, 5VA |  | Materials
LS5348 | CT,5+5/0.5 RATIO,CLASS 1M,40VA |  | Materials
LS5349 | C.T., ration 5/1a, class 0.1pl, 150R1.5 |  | Materials
LS5351 | CT,5-4-3-2/1 RATIO,TO 1 AMP,(RL806) |  | Materials
LS5352 | CT-1/0.0055 RATIO,TO 1 AMP,RL1024 |  | Materials
LS5375 | CT,5-1/0.0055 RATIO,TO 1 AMP,RL1384 |  | Materials
LS5377 | CT,5:1/1,UP TO 1 AMP, 1007909 |  | Materials
LS5378 | CT,RATIO 5/1,CLASS 10P150F10,TYPE BCT1 |  | Materials
LS5400 | CT,6/1 RATIO,UP TO 1 AMP,RL1383 |  | Materials
LS5428 | CT RATIO 6-1 AMP |  | Materials
LS5429 | CT,PROTECTION,8/1A RATIO,TESTED |  | Materials
LS5500 | CT,10/1 RATIO,UP TO 1 AMP,RL1445 |  | Materials
LS5504 | CT,10/0.5 RATIO,UP TO 1 AMP,RL1261 |  | Materials
LS5505 | CT,10/0.3 RATIO,UP TO 1 AMP,RL1426 |  | Materials
LS5506 | CT,3X1/10 RATIO,1 A RL1618 |  | Materials
LS5525 | CT,10/1 RATIO,1 AMP,TESTED |  | Materials
LS5526 | CT,1+1/10 RATIO,1%,1A |  | Materials
LS5575 | CT,10/5/2.5/1:1 RATIO |  | Materials
LS5577 | CT, 1/2A RATIO |  | Materials
LS5578 | C.T., RATION 1/5, CLASS 5P, 100F20 |  | Materials
LS5603 | CT,50/1 RATIO,UP TO 1 AMP,TESTED |  | Materials
LS5605 | CT,15/0.5 RATIO,UP TO 1 AMP,RL0917 |  | Materials
LS5606 | CT,20/1 RATIO,FREQ 50HZ,TYPE BCT1, |  | Materials
LS5627 | CT,50/1 RATIO,UP TO 1 AMP,RL1450 |  | Materials
LS5629 | CT,12+12/1 RATIO,UP TO 1 AMP,TESTED |  | Materials
LS5630 | CT,50/1 RATIO,1 A,TESTED |  | Materials
LS5633 | CT,12/1 RATIO,UP TO 1 AMP,(LS5633) |  | Materials
LS5700 | CT,100/1 RATIO,UP TO 1 AMP,RL0799 |  | Materials
LS5726 | CT,100/1 RATIO,UP TO 1 AMP |  | Materials
LS5750 | CT,100-50/1 RATIO,UP TO 1 AMP,RL0894 |  | Materials
LS5776 | CT,UVBCT2 / 45ID 100/1 10P100F20 |  | Materials
LS5776 | CT,UVBCT2 / 45ID 100/1 10P100F20 |  | Materials
LS5777 | CT,UVBCT2 / 45ID 200/1 10P200F20 |  | Materials
LS5777 | CT,UVBCT2 / 45ID 200/1 10P200F20 |  | Materials
LS5800 | CT,200/1 RATIO,UP TO 1 AMP,RL0775 |  | Materials
LS5803 | CT,150/1 RATIO,UP TO 1 AMP,RL1278 |  | Materials
LS5900 | CT,250/1 RATIO,UP TO 1 AMP,RL0851 |  | Materials
LS5901 | CT,250/1 RATIO,UP TO 1 AMP,RL0811 |  | Materials
LS5903 | CT,250/1 RATIO,UP TO 1 AMP,RL1671 |  | Materials
LS5925 | CT,400/1 RATIO,UP TO 1 AMP,RL1731 |  | Materials
LS5927 | TRANSFORMER,CURRENT,PROTECTION/METERING, |  | Materials
LS5930 | TRANSFORMER,CURRENT,METERING,250/1 RATIO |  | Materials
LS5932 | CT,250/1 RATIO,1 A,RL1657 |  | Materials
LS5933 | CT,250/1 RATIO,UP TO 1 AMP,RL0644 |  | Materials
LS5934 | CT,250/1 RATIO,UP TO 1 AMP,RL0690 |  | Materials
LS5936 | CT,400/1 RATIO,RATED TO 1 AMP,TESTED |  | Materials
LS5939 | CT,250/1 RATIO,TESTED |  | Materials
LS5940 | CT,250/1 RATIO,TESTED |  | Materials
LS5941 | CT,250/1 RATIO,TESTED |  | Materials
LS5942 | CT,UVBCT2 / 45ID 250/1,10P100F20 |  | Materials
LS5942 | CT,UVBCT2 / 45ID 250/1,10P100F20 |  | Materials
LS5943 | CT, UVBCT2/45ID 400/1 0.1PX400RS2 |  | Materials
LS5950 | CT 600/1, AUTOMATED RM6 |  | Materials
LS5976 | TRANSFORMER,CURRENT,SERIES 25,W-2062 |  | Materials
LS6026 | CT,500/1 RATIO,UP TO 1 AMP,TESTED |  | Materials
LS6175 | CT,800/1-2 RATIO,1 A,TESTED |  | Materials
LS6176 | CT,800/1-2 RATIO,UP TO 1 A,TESTED |  | Materials
LS6225 | CT,1000/1 RATIO,UP TO 1 AMP,RL1694 |  | Materials
LS6228 | CT 1200/600/1. CLASS 0.5M |  | Materials
LS6229 | CT, UVBCT220/75ID 1200/1 0.05PX400R6 |  | Materials
LS6554 | CT,0.75/0.577 RATIO,TO 1 AMP,RL1274 |  | Materials
LS6556 | CT,0.75/0.578 RATIO,TO 1 A,TESTED |  | Materials
LS6559 | CT,MULTIPLE RATIO,UP TO 1 AMP,RL0737 |  | Materials
LS6561 | CT,1+1/10 RATIO,1 A,RL1619 |  | Materials
LS7025 | CT,0.83/5 RATIO,5 AMPS,RL1721 |  | Materials
LS7325 | CT,5+5/5 RATIO,5 AMPS,TESTED |  | Materials
LS7502 | CT,10/5 RATIO,5 AMPS,RL1615 |  | Materials
LS7503 | TRANSFORMER,CURRENT,PROTECTION/METERING, |  | Materials
LS7525 | CT,10/5 RATIO,5 AMPS,RL1712 |  | Materials
LS7600 | CT,12.5/5 RATIO,5 A,RL1534 |  | Materials
LS8150 | CT,600-400/5 RATIO,5 AMPS,TESTED |  | Materials
LS8232 | CT,1000/5 RATIO,5 AMPS,RL1661 |  | Materials
LS8426 | TRANSFORMER,CURRENT,PROTECTION,2000/5 RA |  | Materials
LS8433 | CT RATIO 2000/5 AMP |  | Materials
LS8476 | CT,3000/5 RATIO,5 A,RL1332 |  | Materials
LS9025 | TRANSFORMER,POTENTIAL,1/1.3 |  | Materials
LS9100 | TRANSFORMER,63.5/110,55 VA RL902 |  | Materials
LS9102 | TRANSFORMER,POTENTIAL,63.5/110-220-330 |  | Materials
LS9105 | TRANSFORMER,POTENTIAL,63.5/110/240 |  | Materials
LS9125 | TRANSFORMER,63.5/100-200-300,100 VA |  | Materials
LS9127 | TRANSFORMER,63.5/63.5,50 VA,PROTECTION |  | Materials
LS9128 | TRANSFORMER,POTENTIAL,76/110VAC,501P |  | Materials
LS9129 | RELAY,'CADWALLER ENG' |  | Materials
LS9150 | TRANSFORMER,63.5-76/110,50 VA |  | Materials
LS9203 | TRANSFORMER,POTENTIAL,110/240,50 VA |  | Materials
LS9204 | TRANSFORMER,110/63.5-67.3,2.5 VA |  | Materials
LS9206 | TRANSFORMER,POTENTIAL,40 VA,METERING |  | Materials
LS9207 | TRANSFORMER,POTENTIAL,110/70-60-50-40 |  | Materials
LS9250 | TRANSFORMER,POTENTIAL,110-63.5/110 |  | Materials
LS9302 | TRANSFORMER,POTENTIAL,240/110,400 VA |  | Materials
LS9304 | TRANSFORMER,POTENTIAL,240/18-0-18,500 VA |  | Materials
LS9307 | TRANSFORMER,POTENTIAL,240/22-24-26-28 |  | Materials
LS9308 | CT 50B |  | Materials
LS9311 | TRANSFORMER,POTENTIAL,240/60,200 VA |  | Materials
LS9313 | TRANSFORMER,240/240,1000 VA,PROTECTION |  | Materials
LS9325 | TRANSFORMER,POTENTIAL,240/110,330 VA |  | Materials
LS9328 | TRANSFORMER,240/110/10,330+120 VA |  | Materials
LS9333 | TRANSFORMER,240/240,100 VA,PROTECTION |  | Materials
LS9335 | TRANSFORMER,240/110,500VA,PROTECTION |  | Materials
LS9336 | TRANSFORMER,240/240,1000VA,PROTECTION |  | Materials
LS9400 | TRANSFORMER,440/110,50 VA,RL0617 |  | Materials
LS9600 | TRANSFORMER,63.5/110,15 VA,PROTECTION |  | Materials
LS9601 | TRANSFORMER,63.5/330,10 VA,PROTECTION,TE |  | Materials
LS9602 | TRANSFORMER,POTENTIAL,63.5/330,10 VA |  | Materials
LT0041 | RELAY,VAG ('GEC'),110 VAC,110 VDC |  | Materials
LT0051 | RELAY,RXEL ('ASEA'),125 VAC,TESTED |  | Materials
LT0052 | RELAY,RXEG('ASEA'),110-125VAC/DC,TESTED |  | Materials
LT0053 | RELAY,RXEL ('ASEA'),125V AC,TESTED |  | Materials
LT0063 | RELAY,3CUHC(BB),3 X 110VAC,3 X 110VDC |  | Materials
LT0064 | RELAY,3CUHC('BB'),3 X 110VAC/DC,TESTED |  | Materials
LT0141 | RELAY,SM125('ELECTROMATIC'),TESTED |  | Materials
LT0151 | RELAY,RXEG('ASEA'),110VAC,TESTED |  | Materials
LT0152 | RELAY,RXEB('ASEA'),110 VAC,TESTED |  | Materials
LT0154 | RELAY,RXEG ('ASEA'),110VAC,110-125 |  | Materials
LT0155 | RELAY,RXEG21 VOLTAGE RELAY(ABB) |  | Materials
LT0261 | RELAY,RXEG('ASEA'),110VAC,TESTED |  | Materials
LT0440 | RELAY,HH23P('FUJI'),240 VAC,TESTED |  | Materials
LT0462 | RELAY,OKS ('CHAUVIN ARNOUX'),110 VAC |  | Materials
LT0463 | RELAY,OKS('CHAUVIN ARNOUX'),TESTED |  | Materials
LT0464 | RELAY,OKS('CHAUVIN ARNOUX'),12 VAC |  | Materials
LT0465 | RELAY,OKS'CHAUVAN ARNOUX',240VAC,TESTED |  | Materials
LT0466 | RELAY,OKS'CHAUVAN ARNOUX',110 VAC,TESTED |  | Materials
LT0467 | RELAY,OKS'CHAUVAN ARNOUX',110 VAC,TESTED |  | Materials
LT0468 | RELAY,OKS'CHAUVAN ARNOUX',240 VAC,TESTED |  | Materials
LT0501 | RELAY,D2600('C&S'),240VAC,TESTED |  | Materials
LT0511 | RELAY,RXMK ('ASEA-BB'),110 VAC,TESTED |  | Materials
LT0512 | RELAY,RXMK ('ASEA-BB'),220 VAC,TESTED |  | Materials
LT0513 | RELAY,RXMK ('ASEA-BB'),220 VAC,TESTED |  | Materials
LT0514 | RELAY,RXMH ('ASEA-BB'),380 VAC,TESTED |  | Materials
LT0516 | RELAY,RXMVB('ABB'),220VAC,TESTED |  | Materials
LT0605 | RELAY,CU('BB'),110 VAC,110 VDC,TESTED |  | Materials
LT0622 | RELAY,VAGRT('GEC'), |  | Materials
LT0631 | RELAY,3CUO('TP'), |  | Materials
LT0811 | RELAY,RXKP ('ASEA-BB'),220 VAC,TESTED |  | Materials
LT0851 | RELAY,7PR33('SIEMENS'),240 VAC,TESTED |  | Materials
LT0852 | RELAY,7PR41('SIEMENS'),240 VAC,TESTED |  | Materials
LT0971 | RELAY,MVTU (GEC),57-120VAC,110-125VDC |  | Materials
LT0972 | RELAY,MVTU('GEC'),100-120VAC,TESTED |  | Materials
LT1001 | RELAY,CUP('BB'),110 VAC,110 VDC,TESTED |  | Materials
LT1101 | RELAY,MCOR RECON S/N IS 1009125 |  | Materials
LT1201 | RELAY,3VC ,110 VAC,TESTED |  | Materials
LT1202 | RELAY,3VC,110 VAC,TESTED |  | Materials
LT1203 | RELAY,POTENTIAL SELECTOR,2P45K2,110 VAC |  | Materials
LT1353 | RELAY,AVE4('GEC-EE),TESTED |  | Materials
LT1354 | RELAY,AVE4('GEC-EE),TESTED |  | Materials
LT1355 | RELAY,PROTECTION,AVE4 |  | Materials
LT1380 | RELAY,PROTECTION,MK20 ('MR'),110 VAC,0.2 |  | Materials
LT1383 | RELAY,MK20('MR'),110 VAC,0.2,1,3&5A AC |  | Materials
LT1385 | RELAY,MK20('MR'),RECON S/N IS 1009126 |  | Materials
LT1400 | RELAY,'REYROLLE' TYPE RVM SUPERTAPP |  | Materials
LT1401 | RELAY,PROTECTION,2V162K10 ('RMS'),110V A |  | Materials
LT1405 | RELAY 2V, 162, K9, RMS |  | Materials
LT1406 | DRMCC 1 X UIM-T2 2XRS-232 2XRS-485 |  | Materials
LT1406 | DRMCC 1 X UIM-T2 2XRS-232 2XRS-485 |  | Materials
LT1407 | DRMCC 1 X SICM2B |  | Materials
LT1408 | DRMCC 1 X SICM3B |  | Materials
LT1409 | 1 X RS-485 TO OPTIC FIBRE CONVERTER |  | Materials
LT1410 | 1 X POWER CONVERTER 125/24V DC-DC |  | Materials
LT1411 | 1 X RTD PT100 |  | Materials
LT1412 | 1 X RTD TRANSDUCERS (1 REQUIRED PER RTD) |  | Materials
LT1413 | 1 X TPI TRANSDUCER |  | Materials
LT1414 | RELAY DRMCC T3 ( ASK JOHN POULSON EMERG) |  | Materials
LT1415 | RELAY DRMCC T3 ( ASK JOHN POULSON EMERG) |  | Materials
LT1416 | DRMCC FLASH CARD VARIOUS SITES |  | Materials
LT1417 | DRMCC DISPLAY UNIT FOR ST45603 |  | Materials
LT1418 | DRMCC DISPLAY UNIT FOR ST40053 T/F |  | Materials
LT1419 | RELAY,DRMCC T2 KIT |  | Materials
LT1421 | TPI TRANSDUCER, 24V, 17 TAP 1-9MILLIAMP |  | Materials
LT1425 | RELAY, DR-E3, COMPLETE SYSTEM |  | Materials
LT1426 | RELAY INTERFACE UNIT FOR DR-E3 |  | Materials
LT1501 | RELAY,PROTECTION,DUF ,63.5 OR 11 |  | Materials
LT1551 | RELAY,FCN ('ABB'),63/110/220V AC,TESTED |  | Materials
LT1555 | RELAY,MFVU ('GEC'),VOLTAGE AC FREQ U & O |  | Materials
LT1640 | D30-?0?-H?H-F8?-H6R-M6K-P6T-UXX-WXX |  | Materials
LT1641 | B30-?0?-H?H-F8N-H6U-L8N-N6U-S8?-U6T-WXX |  | Materials
LT1652 | RELAY,3MFAC('GEC'),3PH X 1A,TESTED |  | Materials
LT1653 | RELAY B30-HOO-HCH-F8H-H6B-L8H-N6B-S8H |  | Materials
LT1653 | RELAY B30-HOO-HCH-F8H-H6B-L8H-N6B-S8H |  | Materials
LT1659 | Relay, MVTP31V1CC0752 |  | Materials
LT1659 | Relay, MVTP31V1CC0752 |  | Materials
LT1660 | RELAY,MFAC34V1AB001 |  | Materials
LT1660 | RELAY,MFAC34V1AB001 |  | Materials
LT1661 | RELAY,B30K03HKHF8NH6HL8NN6US8NU6UWXX |  | Materials
LT1661 | RELAY,B30K03HKHF8NH6HL8NN6US8NU6UWXX |  | Materials
LT1662 | RELAY,SEL487B,0487B06122CDDDDDH |  | Materials
LT1663 | RELAY,SEL0487B1X6X12XC2XDH9DDDDX |  | Materials
LT1663 | RELAY,SEL0487B1X6X12XC2XDH9DDDDX |  | Materials
LT1664 | RELAY,URB90K04HKHF8NH6HL8NN6AS8NU6UWXX |  | Materials
LT1664 | RELAY,URB90K04HKHF8NH6HL8NN6AS8NU6UWXX |  | Materials
LT1665 | RELAY,URB30K03HKHF8NH6UL8NN6US8NU6UWXX |  | Materials
LT1665 | RELAY,URB30K03HKHF8NH6UL8NN6US8NU6UWXX |  | Materials
LT1666 | RELAY,URB90K04HKHF8NH6UL8NN6RS8NU6UWXX |  | Materials
LT1666 | RELAY,URB90K04HKHF8NH6UL8NN6RS8NU6UWXX |  | Materials
LT1675 | B90-K16-HKH-F8N-H6F-L8N-N6F-S8N-U6D-W7H |  | Materials
LT1678 | B90-K16-HKH-F6T-H6T-L6T-N6T-S6U-U6U-W7H |  | Materials
LT1679 | B90-K16-HKH-F6F-H6U-L6D-N6D-S6D-U6D-W7H |  | Materials
LT1701 | RELAY,SKBA('GEC-AEI')63.5/110 VAC,TESTED |  | Materials
LT1753 | RELAY,OIL SENSOR |  | Materials
LT1771 | RELAY 2P49K 10 ( ABCA ) |  | Materials
LT1901 | RELAY,RXTB ('ASEA'),110 VAC,TESTED |  | Materials
LT2001 | RELAY,XM('HOLEC'),12-240 V AC/DC,TESTED |  | Materials
LT2011 | RELAY,GT3A 'EMAIL',RECON S/N IS 1009127 |  | Materials
LT2052 | RELAY,XW('HOLEC'),24-240V AC/DC,TESTED |  | Materials
LT2301 | RELAY,MVAA('GEC'),110 - 125VAC/DC,TESTED |  | Materials
LT2302 | RELAY,MVAA('GEC'),110-125VAC/DC,TESTED |  | Materials
LT2303 | RELAY,MVAA('GEC'),110-125VAC/DC,TESTED |  | Materials
LT2304 | RELAY,MVAA ('GEC'),110 - 125 VAC OR DC |  | Materials
LT2305 | RELAY,MVAA ('GEC'),110 - 125 VAC OR DC |  | Materials
LT2306 | RELAY,MVAA('GEC'),2X110-125VAC/DC,TESTED |  | Materials
LT2307 | RELAY,PROTECTION,MVAA ('GEC'),110-120 VD |  | Materials
LT2308 | RELAY,PROTECTION,MVAA ('GEC'),110/125 VA |  | Materials
LT2309 | RELAY,MVAA('GEC'),110/125VAC/DC,TESTED |  | Materials
LT2501 | RELAY,PROTECTION,RXKN ('ASEA'),110 - 125 |  | Materials
LT2502 | RELAY,RXKN ('ASEA'),110 - 125 VDC,TESTED |  | Materials
LT2503 | RELAY,RXKN('ASEA'),110 - 125 VDC,TESTED |  | Materials
LT2506 | RELAY,RXKB('ASEA'),110 - 125 VDC,TESTED |  | Materials
LT2507 | RELAY,RXKB('ASEA'),110 - 125 VDC,TESTED |  | Materials
LT2508 | RELAY,RXKD ('ASEA'),110 - 125 VDC,TESTED |  | Materials
LT2509 | RELAY,RXSF ('ASEA'),2 X 110-125 VDC |  | Materials
LT2510 | RELAY,RXKE ('ASEA'),110 - 125 VDC |  | Materials
LT2511 | RELAY,RXKF('ASEA'),110-125VDC,TESTED |  | Materials
LT2512 | RELAY,RXKE ('ASEA'),24 - 36 VDC |  | Materials
LT2515 | RELAY,RXKM H2 ABB |  | Materials
LT2601 | RELAY,SSX('BB'),110 VDC,TESTED |  | Materials
LT2602 | RELAY,SSX('BB'),110 VDC,TESTED |  | Materials
LT2651 | RELAY,NTP('NHP'),110 VDC,TESTED |  | Materials
LT3001 | RELAY,RTBI('IZUMI DENKI'),48VDC,TESTED |  | Materials
LT3030 | RELAY,VTT('GEC-EE'),110 VDC,TESTED |  | Materials
LT3031 | RELAY,MVTT('GEC'),110V DC,TESTED |  | Materials
LT3032 | RELAY,MVTT('GEC'),110V DC,TESTED |  | Materials
LT3033 | RELAY,MVTT ('GEC'),110V DC,TIME DELAY |  | Materials
LT3034 | RELAY,MVTT ('GEC'),110V DC,TIME DELAY |  | Materials
LT3036 | RELAY,DELAY OPERATE TIMER,TYPE 2T649K44 |  | Materials
LT3037 | RELAY 2T649 K61 |  | Materials
LT3038 | RELAY 2T649K74 |  | Materials
LT3101 | RELAY,RXKO ('ASEA'),110-125VDC |  | Materials
LT3102 | RELAY,PROTECTION,RXMA ('ASEA'),110V DC,T |  | Materials
LT3103 | RELAY,RXMA ('ASEA'),110V DC |  | Materials
LT3104 | RELAY,RXKO('ASEA'),110-125VDC,TESTED |  | Materials
LT3105 | RELAY,PROTECTION,RXMA ('ASEA'),110V DC,T |  | Materials
LT3106 | RELAY,RXMA('ASEA'),125V DC,TESTED |  | Materials
LT3181 | RELAY,PR1('BB'),110VDC,TESTED |  | Materials
LT3201 | RELAY 2T650 K16 |  | Materials
LT3640 | RELAY,2HSM525D1-D-07M02B,AUXILARY |  | Materials
LT3640 | RELAY,2HSM525D1-D-07M02B,AUXILARY |  | Materials
LT3651 | RELAY,AR111('RR'), |  | Materials
LT3652 | RELAY,TR221('RR'),RECON S/N IS 1009129 |  | Materials
LT3653 | RELAY,TR231('RR'),RECON S/NO 1009130 |  | Materials
LT3654 | RELAY,AR111('RR'),RECON S/N IS 1009323 |  | Materials
LT3655 | RELAY,MPS1RECON S/N IS 1009131 |  | Materials
LT3656 | RELAY,MPS2 |  | Materials
LT3658 | RELAY,AR111T1('RR'),50VDC,TESTED |  | Materials
LT3659 | RELAY,MVAJ13('GEC'),110-125VDC,TESTED |  | Materials
LT3662 | RELAY,TR212('REYROLLE'),125VDC 1007882 |  | Materials
LT3665 | RELAY,TR241('REYROLLE')125VDC,INST AUX |  | Materials
LT3669 | RELAY,'REYROLLE' TYPE TR221 |  | Materials
LT3671 | RELAY,'RPL' TYPE MDCCI |  | Materials
LT3672 | RELAY,MPS2 (TRISAN) |  | Materials
LT3673 | RELAY,PILOT RECEIVE,6R,125VDC, 3A200KI |  | Materials
LT3678 | RELAY,MATRIX SYSTEM,6R,125VDC |  | Materials
LT3679 | Relay 3A200k2 |  | Materials
LT3684 | RELAY,4MVAJ13B1BB0001A,24VDC,GEG ALSTHOM |  | Materials
LT3685 | RELAY,MDCC1 (TRISAN) |  | Materials
LT3686 | RELAY 2HSM512B2F RMS M4 SIZE B STD/DUTY |  | Materials
LT3689 | RELAY 6RM 203A2 |  | Materials
LT3691 | RELAY 6 RM 202 B2 F |  | Materials
LT3692 | RELAY. 6RM 202B2 |  | Materials
LT3693 | RELAY 3A32 K12 |  | Materials
LT3694 | RELAY MVAJ 13 DIGB 0771A |  | Materials
LT3695 | RELAY AR101 |  | Materials
LT3696 | RELAY,RMS 2HSM512-B2-D-12M |  | Materials
LT3696 | RELAY,RMS 2HSM512-B2-D-12M |  | Materials
LT3697 | RELAY,RMS 2HSM518-B2-D-12M |  | Materials
LT3697 | RELAY,RMS 2HSM518-B2-D-12M |  | Materials
LT3698 | Relay,Nulec fast trip module, ADVC cont |  | Materials
LT3699 | RELAY,2HSM525-D-1-D-9M,AUXILLARY |  | Materials
LT3699 | RELAY,2HSM525-D-1-D-9M,AUXILLARY |  | Materials
LT3700 | RELAY,3A022K30,AUXILLARY |  | Materials
LT3700 | RELAY,3A022K30,AUXILLARY |  | Materials
LT3701 | RELAY,7PG1311-1 EA10-0AE0,LEAKAGE |  | Materials
LT3701 | RELAY,7PG1311-1 EA10-0AE0,LEAKAGE |  | Materials
LT3703 | RELAY,VAA('GEC-EE'),55/110VDC,TESTED |  | Materials
LT3704 | RELAY,VAA('GEC'),110 VDC,TESTED |  | Materials
LT3705 | RELAY,VAA('GEC'),110V DC,TESTED |  | Materials
LT3706 | RELAY,VAA('GEC'),2 X 110VDC,TESTED |  | Materials
LT3707 | RELAY,VAA('GEC'),2 X 110V DC,TESTED |  | Materials
LT3708 | RELAY,VAA('GEC'),2 X 110VDC,TESTED |  | Materials
LT3711 | RELAY,VAA('GEC-EE'),55/110VDC,TESTED |  | Materials
LT3712 | RELAY,VAA('GEC'),125VDC,TESTED |  | Materials
LT3714 | RELAY,VAJZ('GEC'),110VDC,TESTED |  | Materials
LT3716 | RELAY,VAA('GEC'),110VDC,TESTED |  | Materials
LT3717 | RELAY,VAA('GEC'),55/110VDC,TESTED |  | Materials
LT3719 | RELAY,PROTECTION,VAA ('GEC'),110V DC,INS |  | Materials
LT3723 | RELAY,VAA ('GEC'),110-125 VDC |  | Materials
LT3724 | RELAY,VAA ('GEC'),110V DC |  | Materials
LT3725 | RELAY,VAA ('GEC'),125V DC |  | Materials
LT3726 | RELAY,2P48-AAB, VOLTAGE CHANGE OVER |  | Materials
LT3726 | RELAY,2P48-AAB, VOLTAGE CHANGE OVER |  | Materials
LT3727 | RELAY,2V164-S-BDDAB,VOLTAGE CONTROL |  | Materials
LT3727 | RELAY,2V164-S-BDDAB,VOLTAGE CONTROL |  | Materials
LT3728 | RELAY,TAPCON230 |  | Materials
LT3728 | RELAY,TAPCON230 |  | Materials
LT3730 | RELAY,MICROTAPP,TRANSFORMER TAP CHANGE |  | Materials
LT3730 | RELAY,MICROTAPP,TRANSFORMER TAP CHANGE |  | Materials
LT3801 | RELAY,PSS,24VDC,TESTED |  | Materials
LT3851 | RELAY,HH23P('FUJI'),110VDC,TESTED |  | Materials
LT3852 | RELAY,HH23P('FUJI'),110VDC,TESTED |  | Materials
LT3853 | RELAY,HH22P('FUJI'),48VDC,TESTED |  | Materials
LT3854 | RELAY,HH23P ('FUJI'),48V DC |  | Materials
LT3855 | RELAY,HH23P('FUJI'),48VDC,TESTED |  | Materials
LT3856 | RELAY,HH23P('FUJI'),110VDC,TESTED |  | Materials
LT3857 | RELAY,HH23P('FUJI'),48VDC,TESTED |  | Materials
LT3861 | Relay KDN 110V DC PLUG IN SMITT V93 |  | Materials
LT3861 | Relay KDN 110V DC PLUG IN SMITT V93 |  | Materials
LT3952 | RELAY,RXMS('ASEA'),125VDC,TESTED |  | Materials
LT3954 | RELAY,RXSF ('ASEA'),2 X 110-125V DC |  | Materials
LT3955 | RELAY,RXMA ('ASEA'),110-125VDC |  | Materials
LT3956 | RELAY,RXMA('ASEA'),2 X 12VDC,TESTED |  | Materials
LT3957 | RELAY,RXMA('ASEA'),24VDC,TESTED |  | Materials
LT3959 | RELAY,RXMVB ('ASEA'),24 VDC |  | Materials
LT3960 | RELAY,RXMA('ASEA'),110-125VDC,TESTED |  | Materials
LT3961 | RELAY,RXSF ('ASEA'),110-125 VDC |  | Materials
LT3962 | RELAY,RXMVE('ASEA'),110-125VDC,TESTED |  | Materials
LT3963 | RELAY,RXME('ASEA'),110-125VDC,TESTED |  | Materials
LT3964 | RELAY,RXMS('ASEA'), |  | Materials
LT3965 | RELAY,RXMS ('ASEA'),125 VDC |  | Materials
LT3966 | RELAY,RXMS('ASEA'),125VDC,TESTED |  | Materials
LT3967 | RELAY,RXME ('ASEA'),48-55 VDC |  | Materials
LT3970 | RELAY,RXMM ('ASEA'),2X110-125 VDC |  | Materials
LT3972 | RELAY,RXME('ASEA'),110-125VDC,TESTED |  | Materials
LT3973 | RELAY,RXMH('ASEA'),110VDC,TESTED |  | Materials
LT3976 | RELAY,RXMS('ASEA'),110VDC,TESTED |  | Materials
LT3978 | RELAY,RXMM('ASEA'),2 X 110-125VDC,TESTED |  | Materials
LT3979 | RELAY,RXMA('ASEA'),110-125VDC,TESTED |  | Materials
LT3980 | RELAY,RXMA ('ASEA'),110-125 VDC |  | Materials
LT3981 | RELAY,RXMA ('ASEA'),110-125 VDC |  | Materials
LT3984 | RELAY,RXMBB ('ASEA'),5 X 110VDC,24VDC |  | Materials
LT3985 | RELAY,RXMBB ('ASEA'),2X110VDC,3X15VDC |  | Materials
LT3986 | RELAY,RXMBA ('ASEA'),5 X 15 VDC |  | Materials
LT3987 | RELAY,RXMVE ('ASEA'),110-125 VDC |  | Materials
LT3990 | RELAY,RXME ('ASEA'),110-125 VDC |  | Materials
LT3991 | RELAY,RXMS('ASEA'),48VDC,TESTED |  | Materials
LT3994 | RELAY,RXMM ('ABB'),2 X 24 VDC |  | Materials
LT3995 | RELAY,RXMM ('ABB'),110-125V DC |  | Materials
LT3997 | RELAY,RXMVB('ABB'),2 X 125VDC,TESTED |  | Materials
LT3999 | RELAY,RXMS ('ABB'),110/125VDC |  | Materials
LT4000 | RELAY,RXMA ('ABB'),48-55 VDC |  | Materials
LT4051 | RELAY,PROTECTION,OKS ('CHAUVIN ARNOUX'), |  | Materials
LT4053 | RELAY,PROTECTION,OKS ('CHAUVIN ARNOUX'), |  | Materials
LT4054 | RELAY,OKS'CHAUVIN ARNOUX',110 VDC,TESTED |  | Materials
LT4055 | RELAY,OKS'CHAUVIN ARNOUX',220VDC,TESTED |  | Materials
LT4056 | RELAY,OKS'CHAUVIN ARNOUX',125VDC,TESTED |  | Materials
LT4057 | RELAY,OKS'CHAUVIN ARNOUX',110VDC,TESTED |  | Materials
LT4059 | RELAY,OKS'CHAUVIN ARNOUX',48VDC,TESTED |  | Materials
LT4060 | RELAY,OKS'CHAUVIN ARNOUX',12VDC,TESTED |  | Materials
LT4061 | RELAY,PROTECTION,OKS ('CHAUVIN ARNOUX'), |  | Materials
LT4062 | Relay DB 110V DC PLUG IN SMITT V23 |  | Materials
LT4062 | Relay DB 110V DC PLUG IN SMITT V23 |  | Materials
LT4603 | RELAY,RXSF('ASEA'),110-125VDC,TESTED |  | Materials
LT4604 | RELAY,RXSF ('ASEA'),2 X 110-125 VDC |  | Materials
LT5001 | RELAY,CDG ('GEC'),1 A AC,0.6 OR 2.4A DC |  | Materials
LT5301 | RELAY,CDG ('GEC'),1 A AC,0.6 OR 2.4A DC |  | Materials
LT5302 | RELAY,CDG('GEC'),1 AMP AC,TESTED |  | Materials
LT5303 | RELAY,CDG ('GEC'),1 A AC,0.6 OR 2.4A DC |  | Materials
LT5304 | RELAY,CDG('GEC'),1A AC,.6/2.4A DC,TESTED |  | Materials
LT5305 | RELAY,PROTECTION,CDG ('GEC'),1 A AC,0.6 |  | Materials
LT5306 | RELAY,CDG('GEC'),1A AC,.6/2.4A DC,TESTED |  | Materials
LT5307 | RELAY,CDG('GEC'),1A AC,.6/2.4A DC,TESTED |  | Materials
LT5315 | RELAY,CDG (ALSTOM), 1A AC, 0.6/2.4A DC |  | Materials
LT5315 | RELAY,CDG (ALSTOM), 1A AC, 0.6/2.4A DC |  | Materials
LT6201 | RELAY,PDI('GEC'),1A AC,110VDC,TESTED |  | Materials
LT6202 | RELAY,PDI('GEC'),1A AC,110VDC,TESTED |  | Materials
LT6301 | RELAY,CDD ('GEC'),1AAC,63.5VAC |  | Materials
LT6353 | RELAY,RXPE ('ASEA'),110VAC MAIN |  | Materials
LT6901 | RELAY,METI('GEC'), |  | Materials
LT7001 | RELAY,MCGG('GEC'), |  | Materials
LT7003 | RELAY,MCGG('GEC'),1A AC,48-125VDC,TESTED |  | Materials
LT7004 | RELAY,MCGG('GEC'),1A AC,110-250VDC |  | Materials
LT7005 | RELAY,MCGG('GEC'),1A,110-125VDC,TESTED |  | Materials
LT7006 | RELAY,MCGG('GEC'),110/250VDC,5A,TESTED |  | Materials
LT7007 | RELAY MCGG LICD 0753D |  | Materials
LT7012 | BUSHING 11KV NEUTRAL |  | Materials
LT7014 | RELAY ELECTRONIC,KCGG122, EARTH FAULT |  | Materials
LT7014 | RELAY ELECTRONIC,KCGG122, EARTH FAULT |  | Materials
LT7101 | RELAY,3MCGG('GEC'),110-125 VDC,TESTED |  | Materials
LT7102 | RELAY,PROTECTION,3MCGG ('GEC'),3 X 1 A A |  | Materials
LT7113 | RELAY,MICOM P132, P13224900E0YP00K00 |  | Materials
LT7113 | RELAY,MICOM P132, P13224900E0YP00K00 |  | Materials
LT7115 | RELAY,VD23,VOLTAGE DETECTOR |  | Materials
LT7118 | RELAY, C264L11A6950100043000001110N00 |  | Materials
LT7118 | RELAY, C264L11A6950100043000001110N00 |  | Materials
LT7152 | RELAY,3MCGG ('GEC'),3 X 1 A AC, |  | Materials
LT7166 | RELAY, KCEV140-02 |  | Materials
LT7168 | RELAY,SR760 -P1-G1-S1-HI-A5-R-E |  | Materials
LT7168 | RELAY,SR760 -P1-G1-S1-HI-A5-R-E |  | Materials
LT7169 | RELAY,KCEG14201F51CE, 110V ac |  | Materials
LT7170 | RELAY,SR760-P1-G1-S1-H1-A5-R-T |  | Materials
LT7170 | RELAY,SR760-P1-G1-S1-H1-A5-R-T |  | Materials
LT7171 | RELAY KCEG 142 5 AMP |  | Materials
LT7174 | RELAY,SOLKOR,7SG1813-7DC10-0EC0 |  | Materials
LT7174 | RELAY,SOLKOR,7SG1813-7DC10-0EC0 |  | Materials
LT7180 | RELAY, P122 BOOF 411 |  | Materials
LT7181 | RELAY, P121, B00F, ALSTOM |  | Materials
LT7183 | RELAY,P122B00Z412CD0 |  | Materials
LT7183 | RELAY,P122B00Z412CD0 |  | Materials
LT7184 | Relay, P122B00Z412CFO |  | Materials
LT7184 | Relay, P122B00Z412CFO |  | Materials
LT7185 | RELAY,SEL487EX44812C2B3H623XXX |  | Materials
LT7186 | RELAY,0487E3X448XXC2X3H623XXX |  | Materials
LT7186 | RELAY,0487E3X448XXC2X3H623XXX |  | Materials
LT7187 | RELAY, P123A00Z412EA0 |  | Materials
LT7187 | RELAY, P123A00Z412EA0 |  | Materials
LT7188 | RELAY, P121, COOF, 0.002-1A |  | Materials
LT7189 | RELAY, P121, COOM111 |  | Materials
LT7193 | RELAY,REF543FM127CABA |  | Materials
LT7200 | RELAY,SEL751A61DCD1D72811830 |  | Materials
LT7200 | RELAY,SEL751A61DCD1D72811830 |  | Materials
LT7300 | RELAY,M57121320001X,BITRONICS |  | Materials
LT7300 | RELAY,M57121320001X,BITRONICS |  | Materials
LT7301 | RELAY,B4 ('REYROLLE'),1A AC,RECON S/N IS |  | Materials
LT7302 | RELAY,B33'REYROLLE',RECON S/N IS 1009042 |  | Materials
LT7303 | RELAY,MR111(RR) 4 no contacts,1 amp,50hz |  | Materials
LT7305 | RELAY, 2C74-CAA |  | Materials
LT7305 | RELAY, 2C74-CAA |  | Materials
LT7308 | RELAY MCAG39F1BA3211A |  | Materials
LT7310 | DISPLAY UNIT,M570D |  | Materials
LT7325 | RELAY, 7KE85, DISTURBANCE RECORDER |  | Materials
LT7501 | RELAY,3CAG ('GEC-EE'),3 X 1 A AC,TESTED |  | Materials
LT7505 | RELAY,3MCAG('GEC'),3 X 5A,TESTED |  | Materials
LT7506 | RELAY,3MCTI('GEC'),3 X 1A,TESTED |  | Materials
LT7507 | RELAY,'RMS TYPE 2C60K1 |  | Materials
LT7701 | RELAY,CAG('GEC-EE'),1A AC,TESTED |  | Materials
LT7702 | RELAY,CAG ('GEC'),1 A AC,TESTED |  | Materials
LT7703 | RELAY,CAG('GEC'),1A AC,TESTED |  | Materials
LT7707 | RELAY,CAG('GEC'),1A AC,TESTED |  | Materials
LT7708 | RELAY,CAG ('GEC'),1 A AC,TESTED |  | Materials
LT7712 | RELAY,CAG('GEC'),1A AC,110 VDC,TESTED |  | Materials
LT7713 | RELAY,MCAG('GEC'),1A AC,TESTED |  | Materials
LT7714 | RELAY,CAG('GEC'),5A AC,TESTED |  | Materials
LT7715 | RELAY,MCAG('GEC'),1A AC,50HZ,TESTED |  | Materials
LT7717 | RELAY,MCAG('GEC'),1A AC,TESTED |  | Materials
LT7719 | RELAY,MCAG('GEC'),5A AC,TESTED |  | Materials
LT7751 | RELAY,RXIG('ASEA'),110-250VDC,TESTED |  | Materials
LT7752 | RELAY,RXIG ('ASEA'),1AAC |  | Materials
LT7753 | RELAY,RXIL ('ASEA'),1 A AC,TESTED |  | Materials
LT7754 | RELAY,RXIL ('ASEA'),1 A AC,TESTED |  | Materials
LT7755 | RELAY,RXIB ('ASEA'),1 A AC |  | Materials
LT7756 | RELAY,RXIL ('ASEA'),1 A AC,TESTED |  | Materials
LT7758 | RELAY,RXIB ('ASEA'),1 A AC |  | Materials
LT7760 | RELAY,RXIG ('ASEA'),1AAC |  | Materials
LT7761 | RELAY,RXIG ('ASEA'),1AAC |  | Materials
LT7762 | RELAY,RXIL ('ASEA'),1 A AC,TESTED |  | Materials
LT7764 | RELAY,RXIG ('ABB'),1 A AC,TESTED |  | Materials
LT7801 | RELAY,3CAG ('GEC'),3 X 1.5 A AC,TESTED |  | Materials
LT7802 | RELAY,3CAG ('GEC'),3 X 1 A AC,TESTED |  | Materials
LT7803 | RELAY,CTIG('GEC'),110 VDC,TESTED |  | Materials
LT7806 | RELAY,3CAG('GEC'),3 X 1 A AC,TESTED |  | Materials
LT7807 | RELAY,3CAG('GEC'),3 X 5A AC,TESTED |  | Materials
LT7808 | RELAY,3CAG ('GEC'),3 X 1A AC,TESTED |  | Materials
LT7809 | RELAY,3CAG('GEC'),3 X 1A AC,TESTED |  | Materials
LT8021 | RELAY,CAU('GEC'),1A AC,110 VDC,TESTED |  | Materials
LT8022 | RELAY,MCSU('GEC'),110-125 VDC,TESTED |  | Materials
LT8023 | RELAY,MCSU('GEC'),110-125 VDC,TESTED |  | Materials
LT8024 | RELAY,MCSU('GEC'),110/125V DC,TESTED |  | Materials
LT8031 | RELAY,DAC'REYROLLE', |  | Materials
LT8201 | RELAY,3CB('HEINEMANN'),3 X 5A AC,TESTED |  | Materials
LT8202 | RELAY,3CB'HEINEMANN',3 X 2.5A AC,TESTED |  | Materials
LT8203 | RELAY,3CB('HEINEMANN'),3 X 4A AC,TESTED |  | Materials
LT8301 | RELAY,MBCH('GEC'), |  | Materials
LT8311 | RELAY,0311L1JCC421325XX |  | Materials
LT8312 | RELAY,SEL0311L1LCC421325XX |  | Materials
LT8312 | RELAY,SEL0311L1LCC421325XX |  | Materials
LT8400 | RELAY,0311L1JH0421325XX (E/NET CON ONLY) |  | Materials
LT8400 | RELAY,0311L1JH0421325XX (E/NET CON ONLY) |  | Materials
LT8410 | RELAY,SEL250603253X |  | Materials
LT8410 | RELAY,SEL250603253X |  | Materials
LT8414 | RELAY, SEL2505131XX |  | Materials
LT8414 | RELAY, SEL2505131XX |  | Materials
LT8415 | RELAY, SEL250603353X |  | Materials
LT8415 | RELAY, SEL250603353X |  | Materials
LT8462 | RELAY,RXDSB+RTQTB('ASEA') |  | Materials
LT8470 | RELAY,DUBIAS('REYROLLE'),1A,DIFFERENTIAL |  | Materials
LT8480 | RELAY,SR745,W2-P1-G1-H1-L-R-T |  | Materials
LT8480 | RELAY,SR745,W2-P1-G1-H1-L-R-T |  | Materials
LT8481 | RELAY SEL 387 514 x 1 H2 X 4 X 1 |  | Materials
LT8481 | RELAY SEL 387 514 x 1 H2 X 4 X 1 |  | Materials
LT8482 | RELAY, SEL387513X1H2X3X1 |  | Materials
LT8486 | RELAY,D2SE'BB',75-140/150-250VDC,TESTED |  | Materials
LT8487 | RELAY,D21SE'BB',75-140/150-250VDC,TESTED |  | Materials
LT8488 | RELAY,D21SE ('BB'),3 X 2 X 1A AC,TESTED |  | Materials
LT8490 | RELAY,D202'BB',75-140/150-250VDC,TESTED |  | Materials
LT8492 | RELAY , MSTZ |  | Materials
LT8493 | RELAY , MBCZ |  | Materials
LT8495 | RELAY , MBCZ |  | Materials
LT8496 | RELAY , MBCZ |  | Materials
LT8497 | RELAY , MMLG02 |  | Materials
LT8498 | RELAY , MRTP |  | Materials
LT8499 | Relay, MCBZ 12101HICBZ2545B |  | Materials
LT8500 | RELAY MBCZ 13001. WICB 2255C |  | Materials
LT8501 | RELAY MBCZ 16005 T 100 2000C |  | Materials
LT8502 | CABLE TYPE B 440 MM COMPLETION |  | Materials
LT8503 | CABLE TYPE A 2000 MM INTERCONNECTION |  | Materials
LT8504 | CABLE TYPE A 1000 MM INTERCONNECTION |  | Materials
LT8505 | RELAY MBCZ 12101 W 1 CB2255C |  | Materials
LT8510 | RELAY,CAEF'GEC-EE', |  | Materials
LT8601 | RELAY,HO4('GEC'),PILOT TRANSLAY,TESTED |  | Materials
LT8602 | RELAY,LFCB('GEC'),110/125VDC,TESTED |  | Materials
LT8611 | RELAY,PROTECTION,RADHL ('ASEA'),1 A AC,1 |  | Materials
LT8612 | RELAY SEL 311L |  | Materials
LT8615 | RELAY,P545218S4N0548K |  | Materials
LT8615 | RELAY,P545218S4N0548K |  | Materials
LT8616 | RELAY,P546218S4N0548K |  | Materials
LT8616 | RELAY,P546218S4N0548K |  | Materials
LT8643 | RELAY,URD30K03HKHF8LH6RM6KP6TUXXWXX |  | Materials
LT8643 | RELAY,URD30K03HKHF8LH6RM6KP6TUXXWXX |  | Materials
LT8651 | L90-K05-HKH-F8L-H6T-L8L-N6U-SXX-U6U-W2B |  | Materials
LT8651 | L90-K05-HKH-F8L-H6T-L8L-N6U-SXX-U6U-W2B |  | Materials
LT8652 | L90-K05-HKH-F8L-H6T-L8L-N6U-SXX-U6U-W77 |  | Materials
LT8652 | L90-K05-HKH-F8L-H6T-L8L-N6U-SXX-U6U-W77 |  | Materials
LT8701 | RELAY,ODB 110VAC,110VDC,TESTED |  | Materials
LT9250 | RELAY,CAA ('GEC-EE'),0.02 A DC,TESTED |  | Materials
LT9251 | RELAY,CAA('GEC'),4 X 0.05A DC,TESTED |  | Materials
LT9252 | RELAY,CAA('GEC'),0.25A DC,TESTED |  | Materials
LT9254 | RELAY,2MCAA('GEC'),RECON S/NO.IS 1009306 |  | Materials
LT9301 | RELAY,RXID ('ASEA'),0.02ADC |  | Materials
LT9401 | RELAY,RXCLA ('ASEA'),0.001 A DC,TESTED |  | Materials
LT9630 | RELAY,PM2NG('BB'),110VAC,110VDC,TESTED |  | Materials
LT9680 | RELAY,WCD('GEC'),110VAC,110VDC,TESTED |  | Materials
LT9681 | RELAY,WCD('GEC'),110VAC,110VDC,TESTED |  | Materials
LT9692 | RELAY,MWTU('GEC'),1A AC,110VAC,TESTED |  | Materials
LT9751 | RELAY,RXZD4('ASEA'),110VAC,110VDC,TESTED |  | Materials
LT9850 | RELAY,CDN('GEC-EE'),1A AC,2 X 110VDC |  | Materials
LU0704 | RELAY,DSLK ('FANAL'),3 X 0.3-0.5 A AC |  | Materials
LU0711 | STARTER,MOTOR,240V AC,S+S CAT3K-12RSP |  | Materials
LU0801 | RELAY,YPCX('BB'),5 X 110VDC,TESTED |  | Materials
LU0802 | RELAY,PROTECTION,YPCX ('BB'),8 X 110 VDC |  | Materials
LU0811 | RELAY,PTU('GEC'),63.5VAC,TESTED |  | Materials
LU0814 | RELAY,MITZ('GEC'),110/250V DC,TESTED |  | Materials
LU0901 | RELAY,RXTLA ('ASEA'),350 VAC 1 A AC |  | Materials
LU0902 | RELAY,RECU ('ASEA'),ACCESSORIES,TESTED |  | Materials
LU0905 | RELAY,PROTECTION,RXTUB ('ASEA'),100/110 |  | Materials
LU0906 | RELAY,RXTCA ('ASEA'),ACCESSORIES,TESTED |  | Materials
LU0907 | RELAY,PROTECTION,RXTLA ('ASEA'),70 OR 10 |  | Materials
LU0908 | RELAY,PROTECTION,RTXP ('ASEA'),ACCESSORI |  | Materials
LU0910 | RELAY,PBU('ASEA'),TESTED |  | Materials
LU0911 | RELAY,PROTECTION,RTXP ('ASEA'),ACCESSORI |  | Materials
LU0913 | RELAY,PROTECTION,RTXP ('ASEA'),ACCESSORI |  | Materials
LU0914 | RELAY,SU('ASEA'),RECON S/NO IS 1009342 |  | Materials
LU0916 | RELAY,RXTCB ('ASEA'),ACCESSORIES,TESTED |  | Materials
LU0918 | RELAY,LU('ASEA'),110 VDC,TESTED |  | Materials
LU0925 | RELAY,RXTMA('ASEA'),3 X 400 OHM,TESTED |  | Materials
LU0929 | RELAY,DU('ASEA'),TESTED |  | Materials
LU0932 | RELAY,RXTDA ('ASEA'),ACCESSORIES,TESTED |  | Materials
LU0938 | RELAY,LU('ASEA-BB'),240 VAC,TESTED |  | Materials
LU0943 | RELAY,LU('ABB'),250V AC,TESTED |  | Materials
LU0947 | RELAY,RXTUB ('ABB'),100/110/220 V AC |  | Materials
LU0948 | RELAY,RK723-007AN ('ABB'),110VDC 1008086 |  | Materials
LU1001 | RELAY MVTRR |  | Materials
LU1002 | RELAY,PROTECTION,MVTR ('GEC'),110 VDC,AC |  | Materials
LU1020 | RELAY,MTR6 110V DC,(LU1020) |  | Materials
LU1020 | RELAY,MTR6 110V DC,(LU1020) |  | Materials
LU1021 | RELAY,PROTECTION,'GEC',KAVR100,AUX48/250 |  | Materials
LU1170 | RELAY,P12WB('BB'),3 X 110VDC,TESTED |  | Materials
LU1172 | RELAY,P12WB('BB'),3 X 110VDC,TESTED |  | Materials
LU1501 | RELAY,BFEF,2-12MA,TESTED |  | Materials
LU1640 | UR-6UH UR Digital I/O Module |  | Materials
LU1640 | UR-6UH UR Digital I/O Module |  | Materials
LU1641 | UR-6RH UR Digital I/O Module |  | Materials
LU1641 | UR-6RH UR Digital I/O Module |  | Materials
LU1642 | UR-6TH UR Digital I/O Module |  | Materials
LU1642 | UR-6TH UR Digital I/O Module |  | Materials
LU1645 | UR-8LH UR CT/VT Module |  | Materials
LU1645 | UR-8LH UR CT/VT Module |  | Materials
LU1646 | UR-8NH UR CT Module |  | Materials
LU1646 | UR-8NH UR CT Module |  | Materials
LU1648 | UR - RHH UR Power Supply Module |  | Materials
LU1648 | UR - RHH UR Power Supply Module |  | Materials
LU1649 | UR-SHA UR Power Supply Module |  | Materials
LU1801 | RELAY,RXSP ('ASEA'),4 X 110-150 VDC |  | Materials
LU1802 | RELAY,PROTECTION,RXSP ('ASEA'),110 - 150 |  | Materials
LU1805 | RELAY,RXSGA ('ASEA'),ANNUNCIATORS OPN |  | Materials
LU2201 | RELAY,'ASEA' TYPE TGKA |  | Materials
LU2301 | RELAY,RXTUG('ASEA'),110-250VDC,TESTED |  | Materials
LU2302 | RELAY,RXTUG ('ASEA'),110-125 VDC |  | Materials
LU2303 | RELAY,RXTUG ('ASEA'),110-125 VDC |  | Materials
LU2305 | RELAY,RXTUG ('ABB'),110-250 VDC,TESTED |  | Materials
LU2306 | RELAY,MDCC1 RECON S/N IS 1009136 |  | Materials
LU2307 | RELAY,RXTUG ('ABB'),CONVERTER,DC/DC |  | Materials
LU3253 | RELAY,SHPM ('GEC'),1 A AC,100 - 120 VAC |  | Materials
LU3254 | RELAY,PROTECTION,SHPM ('GEC'),1 A AC,100 |  | Materials
LU3260 | RELAY,PROTECTION,MDTA2(MITSUBISHI),11 |  | Materials
LU3301 | RELAY,YZL22 ('BB'),1 A AC,110 VAC |  | Materials
LU3302 | RELAY,DIST,IMP ST, TYPE YZL24 BROWN BOVE |  | Materials
LU3401 | RELAY,RAKZB('ASEA'),110VAC/125VDC,TESTED |  | Materials
LU3452 | RELAY,YCL21('BB'),110VDC,TESTED |  | Materials
LU3453 | RELAY,YCL21('BB'),110VDC,TESTED |  | Materials
LU3455 | RELAY,YCL21('BB'),110VDC,TESTED |  | Materials
LU3471 | RELAY,LI41('BB'),1A AC,110VAC,TESTED |  | Materials
LU3473 | RELAY LI 41 |  | Materials
LU3474 | RELAY,LI41 ('BB') |  | Materials
LU3501 | RELAY,PROTECTION,RAZOA ('ASEA'),1 A AC,1 |  | Materials
LU3600 | RELAY,SEL321 HORIZONTAL |  | Materials
LU3601 | RELAY,MEASURING UNIT FOR SEL321 DISTANCE |  | Materials
LU3602 | RELAY SEL 2020 0040X4 |  | Materials
LU3603 | RELAY, SEL321 VERTICAL |  | Materials
LU3604 | RELAY, SEL311C HORIZONTAL |  | Materials
LU3700 | RELAY,GE-D30-GOO-HCH-F8F-H6A-M6K-P6G |  | Materials
LU3703 | D30-N00-HCH-F8L-H6A-M6K-P6G-Uxx-Wxx |  | Materials
LU4015 | RELAY BDC - TPI |  | Materials
LU5001 | RELAY,PROTECTION,RDA ('ASEA'),1 A AC,110 |  | Materials
LU5002 | RELAY,RDA ('ASEA'),1AAC,110VAC/12VDC |  | Materials
LU5009 | RELAY,PROTECTION,RDA ('ASEA'),1 A AC,110 |  | Materials
LU5012 | RELAY,RDA('ASEA'),110VAC/110VDC,TESTED |  | Materials
LU5013 | RELAY,PROTECTION,SEBA ('ASEA'),110 - 125 |  | Materials
LU5028 | RELAY,PROTECTION,ASA ('ASEA'),110-125 VD |  | Materials
LU5029 | RELAY,PROTECTION,OVA ('ASEA'),110 VAC,11 |  | Materials
LU5031 | RELAY,OVA'ASEA',110VAC,110-250VDC,TESTED |  | Materials
LU5037 | RELAY,POVA('ASEA'),110-250VDC,TESTED |  | Materials
LU5038 | RELAY,PSA 0.001A DC,110-125VDC,100/110/2 |  | Materials
LU5039 | RELAY,PROTECTION,PSA ('ASEA'),TESTED |  | Materials
LU5045 | RELAY,PROTECTION,ASA ('ASEA'),1OR2 A AC, |  | Materials
LU5053 | RELAY,PROTECTION,ASA ('ASEA'),1OR2A AC,6 |  | Materials
LU5069 | RELAY,UICA('ABB'),110VDC,1A AC,TESTED |  | Materials
LU5073 | RELAY,BDA ('ABB'),3 X 1A,125V DC,TESTED |  | Materials
LU5074 | LAY,BZAA ('ABB'),125V DC,3 X 1A AC |  | Materials
LU5077 | RELAY ASSY,HYBRID,PROTECTION,'ABB'#ASA,1 |  | Materials
LU5079 | RELAY,HYBRID,110-125VDC,120 HR TIMER |  | Materials
LU5080 | RELAY,HYBRID,60VDC,120 HR TIMER,TESTED |  | Materials
MC3433 | PLATE,VALVE STOP,'BURCKHARDT' #C3V1.14 C |  | Materials
MC3435 | PLATE,VALVE STOP,'BURCKHARDT' #C3V1.14 C |  | Materials
MC3440 | RING,PISTON,'BURCKHARDT'C3U1.14 COMPRESS |  | Materials
MC3446 | RING,PISTON,'BURCKHARDT'C3U1.14 COMPRESS |  | Materials
MC3448 | GASKET,'BURCKHARDT'AIR COMPRESSOR C3U1.1 |  | Materials
MC3450 | GASKET,'BURCKHARDT'AIR COMPRESSOR C3U1.1 |  | Materials
MC3460 | GASKET,'BURCKHARDT'C3U1.14 1ST STAGE,CU |  | Materials
MC3462 | GASKET,'BURCKHARDT'AIR COMPRESSOR C3U1.1 |  | Materials
MC3467 | SPRING,COMPRESSION,'BURCKHARDT'C3U1.14 C |  | Materials
MC3472 | VALVE ASSEMBLY,COMPRESSOR,'BURCKHARDT' |  | Materials
MC3500 | O-RING MELCO AIR PIPING TRIP VALVE 66KV |  | Materials
MC3500 | O-RING MELCO AIR PIPING TRIP VALVE 66KV |  | Materials
MC3501 | O-RING MELCO AIR RECEIVER INSPECTION |  | Materials
MC3501 | O-RING MELCO AIR RECEIVER INSPECTION |  | Materials
MC3502 | O-RING MELCO FIXED CONTACT PORCALAIN-170 |  | Materials
MC3502 | O-RING MELCO FIXED CONTACT PORCALAIN-170 |  | Materials
MC3520 | RING,MINUTE,BURCKHARDT AIR COMPRESSOR |  | Materials
MC3526 | RING,VALVE,PRESSURE SIDE |  | Materials
MC3527 | RING,VALVE,PRESSURE SIDE |  | Materials
MC3532 | GASKET,'BURCKHARDT'AIR COMPRESSOR C3U1.1 |  | Materials
MC3534 | GASKET,'BURCKHARDT'AIR COMPRESSOR C3U1.1 |  | Materials
MC3536 | GASKET,'BURCKHARDT'AIR COMPRESSOR C3U1.1 |  | Materials
MC3540 | SPRING,COMPRESSION,'BURCKHARDT'C3U1.14 C |  | Materials
MC3542 | SPRING,COMPRESSION,'BURCKHARDT'C3U1.14 C |  | Materials
MC3550 | VALVE ASSEMBLY,COMPRESSOR,'BURCKHARDT'MO |  | Materials
MC3586 | RING, MINUTE (COMPRESSION) 30 MM DIA |  | Materials
MC3588 | RING ,VALVE,PRESSURE SIDE |  | Materials
MC3589 | GASKET,'BURCKHARDT'AIR COMPRESSOR C3U1.1 |  | Materials
MC3592 | GASKET,'BURCKHARDT'AIR COMPRESSOR C3U1.1 |  | Materials
MC3594 | GASKET,'BURCKHARDT'AIR COMPRESSOR C3U1.1 |  | Materials
MC3598 | SPRING,COMPRESSION,'BURCKHARDT'C3U1.14 C |  | Materials
MC3599 | SPRING,COMPRESSION,'BURCKHARDT'C3U1.14 C |  | Materials
MC3603 | VALVE COMPLETE, 'BURCKHARDT' COMPRESSOR |  | Materials
MC3815 | O-RING,3 X 280 ID X 286 MM OD,'BURCKHARD |  | Materials
MC3833 | GASKET,'BURCKHARDT'AIR COMPRESSOR C3U1.1 |  | Materials
MC3835 | GASKET,'BURCKHARDT'AIR COMPRESSOR C3U1.1 |  | Materials
MC3865 | DIAPHRAGM,VALVE,'BURCHARDT,C3U1-14 COMPR |  | Materials
MC3874 | O-RING,'BURCKHARDT'#C3U1-14 COMPRESSOR,F |  | Materials
MC3882 | PLATE,VALVE ,'BURCKHARDT' #C3V1.14 C |  | Materials
MC3888 | SEAL, TEFLON, LW8 VALVE |  | Materials
MC3892 | GASKET,'BURCKHARDT'AIR COMPRESSOR C3U1.1 |  | Materials
MC3893 | GASKET,'BURCKHARDT'AIR COMPRESSOR C3U1.1 |  | Materials
MC3894 | GASKET,'BURCKHARDT'AIR COMPRESSOR C3U1.1 |  | Materials
MC3897 | SEAT,VALVE,'BURCHARDT'C3U1.14 COMPRESSOR |  | Materials
MC3906 | VALVE,DIAPHRAGM,'BURCKHARDT'COMPRESSOR,L |  | Materials
MC3940 | GASKET,'BURCKHARDT'AIR COMPRESSOR C3U1.1 |  | Materials
MC4320 | O-RING,3.53 MM CROSS SECTIONAL HEIGHT,'B |  | Materials
MC4322 | O-RING,3.53 MM CROSS SECTIONAL HEIGHT,'B |  | Materials
MC4324 | O-RING,'BURCKHARDT'#C4N3F COMPRESSOR,FOR |  | Materials
MC4333 | PLATE,VALVE STOP,'BURCKHARDT' #C4N3F COM |  | Materials
MC4335 | PLATE,VALVE STOP,'BURCKHARDT' #C4N3F COM |  | Materials
MC4340 | RING,PISTON,'BURCKHARDT'C4N3F COMPRESSOR |  | Materials
MC4355 | SPRING,COMPRESSION,'BURCKHARDT'C4N3F COM |  | Materials
MC4358 | SPRING,FLAT,'BURCKHARDT'MODEL C4N3F,1ST |  | Materials
MC4360 | SPRING,C4N3F COMPRESSOR,1ST/2ND STAGE |  | Materials
MC4370 | VALVE,BALL,'BURCKHARDT'C4N3F COMP 1ST & |  | Materials
MC4420 | O-RING,60MM OD X 3.53 MM CROSS |  | Materials
MC4421 | O-RING,75MM OD X 3.53 MM CROSS |  | Materials
MC4431 | PLATE,VALVE STOP,'BURCKHARDT' #C4N3F COM |  | Materials
MC4432 | PLATE,VALVE STOP,'BURCKHARDT'#C4N3F COMP |  | Materials
MC4437 | RING,PISTON,'BURCKHARDT'C4N3F COMPRESSOR |  | Materials
MC4445 | GASKET,'BURCKHARDT'AIR COMPRESSOR C4N3F |  | Materials
MC4449 | SPRING,COMPRESSION,'BURCKHARDT'C4N3F COM |  | Materials
MC4451 | SPRING,FLAT,'BURCKHARDT',C4N3F,COMPRESSO |  | Materials
MC4453 | SPRING,COMPRESSION,'BURCKHARDT'C4N3F COM |  | Materials
MC4457 | OLD, VALVE,'BURCKHARDT'C4N3F COMP 3RD ST |  | Materials
MC4458 | NEW, VALVE,'BURCKHARDT'C4N3F COMP 3RD ST |  | Materials
MC4495 | PLATE,VALVE STOP,'BURCKHARDT' #C4N3F COM |  | Materials
MC4496 | PLATE,VALVE STOP,'BURCKHARDT' #C4N3F COM |  | Materials
MC4500 | GASKET,'BURCKHARDT'AIR COMPRESSOR C4N3F |  | Materials
MC4504 | RING,PISTON,'BURCKHARDT'C4N3F COMPRESSOR |  | Materials
MC4516 | SPRING,COMPRESSION,'BURCKHARDT'C4N3F COM |  | Materials
MC4517 | SPRING,COMPRESSION,'BURCKHARDT'C4N3F COM |  | Materials
MC4522 | VALVE ASSEMBLY,COMPRESSOR,'BURCKHARDT'C4 |  | Materials
MC4550 | PLATE,VALVE,'BURCKHARDT' MODEL C4N3F COM |  | Materials
MC4610 | SEAL, TEFLON, 'BURCKHARDT' #C4N3F |  | Materials
MC4714 | GASKET,'BURCKHARDT'AIR COMPRESSOR C4N3F, |  | Materials
MC5716 | PLATE,VALVE,SA 1-3/4 X 1-3/4 COMPRESSOR |  | Materials
MC5718 | PLATE,VALVE,SA 1-3/4 X 1-3/4 COMPRESSOR |  | Materials
MC5719 | PLATE,VALVE STOP,'REAVELL' #SA 1-3/4 X 1 |  | Materials
MC5719 | PLATE,VALVE STOP,'REAVELL' #SA 1-3/4 X 1 |  | Materials
MC5732 | SEAT,VALVE,SA 1-3/4 X 1-3/4 COMPRESSOR |  | Materials
MC7562 | RING,PISTON,'WORTHINGTON SIMPSON'KH38 CO |  | Materials
MC7564 | RING,PISTON,'WORTHINGTON SIMPSON'KH38 CO |  | Materials
MC7574 | SEAT,VALVE,'WORTHINGTON SIMPSON'KH38 COM |  | Materials
MC7584 | VALVE,READ,'WORTHINGTON SIMPSON' KH38 CO |  | Materials
MC7633 | RING,PISTON,'WORTHINGTON SIMPSON'KH38 CO |  | Materials
MC7635 | RING,PISTON,'WORTHINGTON SIMPSON'KH38 CO |  | Materials
MC7637 | RING,PISTON,'WORTHINGTON SIMPSON'KH38 CO |  | Materials
MC7645 | SEAT,VALVE,'WORTHINGTON SIMPSON'KH38 COM |  | Materials
MC7655 | STRIPS, VALVE (RECONDITIONABLE) |  | Materials
MC7692 | JOINT, RING, VALVE (BOTTOM) |  | Materials
MC7693 | JOINT, TEFLON, RING, VALVE, TOP |  | Materials
MC7707 | PLATE,VALVE STOP,'WORTHINGTON SIMPSON' K |  | Materials
MC7711 | RING,PISTON,'WORTHINGTON SIMPSON'KH38 CO |  | Materials
MC7712 | RING,PISTON,PRESSURE,PLAIN |  | Materials
MC7727 | SPRING,COMPRESSION,'WORTHINGTON SIMPSON' |  | Materials
MC7728 | SPRING, SUCTION VALVE, ITEM NO. 58 |  | Materials
MC7734 | VALVE, COMPLETE |  | Materials
MC7740 | JOINT, CRANKCASE END COVER |  | Materials
MC7742 | GASKET,'WORTHINGTON SIMPSON'AIR COMP KH3 |  | Materials
MC7887 | GASKET,'WORTHINGTON SIMPSON'AIR COMP KH3 |  | Materials
MC7976 | GASKET,'WORTHINGTON SIMPSON'AIR COMP KH3 |  | Materials
MC8300 | PLATE,VALVE,MTT8 COMPRESSOR,L/SUCTION |  | Materials
MC8302 | PLATE,VALVE,MTT8 COMPRESSOR,DELIVERY |  | Materials
MC8304 | FIBRE WASHER #REINHAUSEN# |  | Materials
MC8305 | PLATE,VALVE,MTT8 COMPRESSOR,CONCENTRIC |  | Materials
MC8309 | KIT,VALVE,MTT8 COMPRESSOR,CONCENTRIC |  | Materials
MC8325 | O-RING,#MTT8 COMPRESSOR,GOVERNOR SPINDLE |  | Materials
MC8345 | PLATE,VALVE,MTT8 COMPRESSOR,DELIVERY |  | Materials
MC8346 | PLATE,VALVE,MTT8 COMPRESSOR,SUCTION |  | Materials
MC8349 | PLATE,VALVE,MTT8 COMPRESSOR,SUCTION |  | Materials
MC8353 | SEAT,VALVE,MTT8 COMPRESSOR,CI SUCTION |  | Materials
MC8354 | SEAT,VALVE,'MTT8 COMPRESSOR,CI DELIVERY |  | Materials
MC8380 | RING,PISTON,'MTT8 COMPRESSOR,HP |  | Materials
MC8382 | RING,PISTON,'MTT8 COMPRESSOR,LP |  | Materials
MC8383 | RING,PISTON,'MTT8 COMPRESSOR,LP |  | Materials
MC8385 | RING,PISTON,'MTT8 COMPRESSOR,LP,SCRAPER |  | Materials
MC8391 | WASHER,FLAT,MTT8,LOWER JOINT |  | Materials
MC8392 | WASHER,FLAT,MTT8,UPPER JOINT |  | Materials
MC8393 | WASHER,MTT8,LP VALVE JOINT |  | Materials
MC8397 | VALVE,COMPRESSOR,MTT8,DELIVERY,LP |  | Materials
MC8398 | VALVE, LP, SUCTION, ITEM NO. 50 |  | Materials
MC8400 | VALVE, HP, SUCTION AND DELIVERY |  | Materials
MS0001 | COIL, TRIP/CLOSE 110V |  | Materials
MS0002 | MOTOR, SPRING CHARGE 110VDC |  | Materials
MS0003 | TRIP COIL 1. 110V DC P/No 5275853-3 |  | Materials
MS0004 | TRIP COIL 2. 110V DC P/No 5275853-4 |  | Materials
MS0005 | SPRING CHARGE MOTOR P/No 4461 033 |  | Materials
NA2125 | PIPE,STEEL,20MM NB,GALV,SCREWED,6.5M LG |  | Materials
NA2130 | PIPE,STEEL,25MM NB,GALV,SCREWED,6.5M LG |  | Materials
NA2135 | PIPE,STEEL,32MM NB,GALV,SCREWED,6.5M LG |  | Materials
NA2140 | PIPE,STEEL,40MM NB,GALV,SCREWED,6.5M LG |  | Materials
NA2145 | PIPE,STEEL,50MM NB,GALV,SCREWED,6.5M LG |  | Materials
NA2160 | PIPE,STEEL,100MM NB,MEDIUM,GAL,SCREWED,6 |  | Materials
NA2170 | PIPE,STEEL,150MM NB,MEDIUM,GAL,SCREWED,6 |  | Materials
NA2335 | PIPE,STEEL,32MM NB,HEAVY,GAL,SCREWED,6.5 |  | Materials
NB2120 | CAP,PIPE,MALLEABLE IRON,GALVANIZED,INTER |  | Materials
NB2130 | CAP,PIPE,MALLEABLE IRON,GALVANIZED,INTER |  | Materials
NB2145 | CAP,PIPE,GALV,INTERNAL,BSP, 50 MM |  | Materials
NB2215 | CLIP,PIPE,10 MM NB,GALV |  | Materials
NB2225 | CLIP,PIPE,20 MM NB,GALV |  | Materials
NB2230 | CLIP,PIPE,GALV,FOR 25 MM NB PIPE |  | Materials
NB2235 | CLIP,PIPE,32 MM NB,GALV |  | Materials
NB2240 | SADDLE,METAL,32MM HOT DIPPED GAVLVANISED |  | Materials
NB2300 | SADDLE,CABLE,12.7MM, GALV PLATED |  | Materials
NB2301 | SADDLE,HALF CONDUIT,20MM,HOT DIP GALV |  | Materials
NB4920 | COUPLING,PIPE,GALV,15MM FEMALE,SOCKET |  | Materials
NB4925 | COUPLING,PIPE,GALV,20 MM FEMALE,SOCKET |  | Materials
NBN0001 | Pit No:1 |  | Materials
NBN0002 | Pit No:2 |  | Materials
NBN0003 | Pit No:3 |  | Materials
NBN0004 | Pit No:4 |  | Materials
NBN0005 | Pit No:5 |  | Materials
NBN0006 | Pit No:5- Spilt |  | Materials
NBN0007 | Pit No:6 - with mounting bracket (Vis) |  | Materials
NBN0008 | Pit No:8 |  | Materials
NBN0009 | Pit No:9 |  | Materials
NBN0010 | Pit No:1 - lid comms |  | Materials
NBN0011 | Pit No:2 - lid comms |  | Materials
NBN0012 | Pit No:3 - lid NBN |  | Materials
NBN0013 | Pit No:4 - lid comms |  | Materials
NBN0014 | Pit No:3 - lid TELSTRA |  | Materials
NBN0015 | Pit No:4 - lid TELSTRA |  | Materials
NBN0016 | P5 Lid - NBN |  | Materials
NBN0017 | P5 Lid - Telstra |  | Materials
NBN0018 | P6 P8 P9 Lid - Telstra |  | Materials
NBN0019 | P6 P8 P9 Lid - NBN |  | Materials
NBN0020 | P6 P8 P9 Lid - Cast Iron |  | Materials
NBN0021 | P1 Gaskets |  | Materials
NBN0022 | P2 Gaskets |  | Materials
NBN0023 | P3 Gaskets |  | Materials
NBN0024 | P4 Gaskets |  | Materials
NBN0025 | P5 Gaskets |  | Materials
NBN0026 | P6 P8 P9 Gaskets |  | Materials
NBN0027 | P6 P8 P9 Cross Bar |  | Materials
NBN0028 | P4 Extention Collar |  | Materials
NBN0029 | P5 Extention Collar |  | Materials
NBN0030 | P6 P8 Extention Collar |  | Materials
NC1524 | PIPE,UPVC,80MM NB X 6M,WHITE,CLASS 6 |  | Materials
NC1567 | PIPE,UPVC,100MM NB X 6M,ORANGE,CLASS 4.5 |  | Materials
NC2505 | PIPE,UPVC RIGID,100 MM NB, CLASS 6 |  | Materials
NC2509 | PIPE,UPVC,125MM NB,6M LG,ORANGE,CLASS 6 |  | Materials
NC2518 | PIPE,UPVC,150MM NB X 6M,ORANGE,CLASS 6 |  | Materials
NC2521 | PIPE,UPVC,50MM NB X 6M,WHITE,CLASS 6 |  | Materials
NC4509 | PIPE,UPVC,20MM NB X 6M,WHITE,CLASS 12 |  | Materials
NC4512 | PIPE,UPVC,25MM NB X 6M,WHITE,CLASS 12 |  | Materials
NC4515 | PIPE,UPVC 32MM NB X 6M,WHITE,CLASS 12 |  | Materials
NC4518 | PIPE,UPVC,40MM NB X 6M,WHITE,CLASS 12 |  | Materials
NC4521 | PIPE,UPVC,50MM NB X 6M,WHITE,CLASS 12 |  | Materials
NC4522 | PIPE,UPVC,65MM NB X 6M,WHITE,CLASS 12 |  | Materials
NC4524 | PIPE,UPVC,80MM NB X 6M,WHITE,CLASS 12 |  | Materials
NC4527 | PIPE,UPVC,100MM NB X 6M,WHITE,CLASS 12 |  | Materials
NC4600 | PIPE,PLASTIC,UPVC RIGID, 15 MM NB,90MM L |  | Materials
NC4601 | PIPE,PLASTIC,UPVC RIGID,15 MM NB,120MM L |  | Materials
NC4602 | PIPE,PLASTIC,UPVC RIGID,15 MM NB,150MM L |  | Materials
NC4611 | PIPE,PVC,15MM NB X 6M,O/UNDER SERV. |  | Materials
NC4918 | PIPE,POLY,75MM ODX 5.5MM WALL,8M LG,BLK |  | Materials
NC4970 | PIPE,POLY100MM,20M, BLACK,CORRUGATED |  | Materials
NC5030 | TAPPING SADDLES/STAINLESS STEEL BOLTS |  | Materials
NC5031 | ADAPTOR,MALE,25MM NB,86MML |  | Materials
NC5032 | PIPE,POLY,20MM NB X 25MM OD |  | Materials
NC5035 | CONDUIT,FLEXIBLE STEEL, 32MM - BLACK |  | Materials
NC5036 | FERRULE,CONDUIT,STEEL,32MM |  | Materials
NC5710 | BEND,CONDUIT,PVC, 80MM NB,ORANGE,15 DEG |  | Materials
NC5712 | BEND,CONDUIT,PVC,100MM NB,ORANGE,15 DEG |  | Materials
NC5713 | BEND,CONDUIT,PVC,100MM,HEAVY DUTY, 22DEG |  | Materials
NC5714 | BEND,CONDUIT, PVC,125MM NB,ORANGE,15 DEG |  | Materials
NC5716 | BEND,CONDUIT, PVC,125MM NB,ORANGE,22 DEG |  | Materials
NC5718 | BEND,CONDUIT, PVC, 80MM NB,ORANGE,30 DEG |  | Materials
NC5720 | BEND,CONDUIT,PVC,100MM NB,ORANGE,30 DEG |  | Materials
NC5721 | BEND,CONDUIT,PVC,100MM ,HEAVY DUTY,30DEG |  | Materials
NC5722 | BEND,CONDUIT, PVC,125MM NB,ORANGE,30 DEG |  | Materials
NC5726 | BEND,CONDUIT,PVC,80MM NB,ORANGE,45 DEG |  | Materials
NC5728 | BEND,CONDUIT,PVC,100MM NB,ORANGE,45DEG |  | Materials
NC5729 | BEND,CONDUIT,PVC,100MM,HEAVY DUTY,45DEG |  | Materials
NC5730 | BEND,CONDUIT,PVC,125MM NB,ORANGE,45DEG |  | Materials
NC5733 | BEND,CONDUIT PVC,150MMNB,ORANGE,45DEG |  | Materials
NC5737 | BEND,CONDUIT,PVC,80MM NB,ORANGE,90 DEG |  | Materials
NC5741 | BEND,CONDUIT,PVC,100MM NB,ORANGE,90DEG |  | Materials
NC5742 | BEND,CONDUIT,PVC,100MM,HEAVY DUTY,90DEG |  | Materials
NC5743 | BEND,CONDUIT,PVC,100MM,HD,90DEG,M/F,1800 |  | Materials
NC5744 | BEND,CONDUIT,PVC,125MM NB,ORANGE,90DEG |  | Materials
NC5748 | BEND,CONDUIT, PVC,150MM NB,ORANGE,90 DEG |  | Materials
NC5752 | BEND,CONDUIT,40MM,90DEG,WHITE,CLASS 12 |  | Materials
NC5929 | BEND,CONDUIT,100MM,90DEG,WHITE CLASS 12 |  | Materials
NC6462 | CAP,PIPE,UPVC,PUSH ON, 50 MM,PRESSURE |  | Materials
NC6470 | CAP,PIPE/CONDUIT,UPVC,PUSH ON,80MM |  | Materials
NC6471 | CAP,PIPE,UPVC,PUSH ON,100 MM,PRESSURE |  | Materials
NC6501 | CAP,PIPE,UPVC,PUSH ON,100 MM |  | Materials
NC6502 | CAP,PIPE,UPVC,PUSH ON,125MM |  | Materials
NC6761 | COUPLING,CONDUIT,80MM,PVC,CLASS 6,ORANGE |  | Materials
NC6765 | COUPLING,CONDUIT,100MM,PVC,CL 6.5,ORANGE |  | Materials
NC6766 | COUPLING,CONDUIT,125-100MM,PVC,CL 6, |  | Materials
NC6768 | COUPLING,CONDUIT,125MM,PVC,BELLED,CLASS6 |  | Materials
NC6830 | COUPLING,PIPE,UPVC,15MM,PRESSURE |  | Materials
NC8188 | COUPLING,PIPE,UPVC,SOCKET,32 MM NB FEMAL |  | Materials
NH3215 | ADAPTER,STRAIGHT,PIPE TO TUBE,MILD STEEL |  | Materials
NH3221 | ADAPTER,STRAIGHT,PIPE TO TUBE,MILD STEEL |  | Materials
NH7702 | TEE,TUBE,S/S 316,1/16"OD,EXTERNAL COMP |  | Materials
NH7703 | TEE,TUBE,S/S 316,1/8"OD,EXTERNAL COMP |  | Materials
NK0395 | VALVE,10MM,BRONZE,SEMI FLANGED ENDS |  | Materials
NK3800 | VALVE,NEEDLE,6MM,BRONZE,SCREWED |  | Materials
OC6870 | OIL,CHAINSAW,5 LITRE,STIHL |  | Materials
OC6961 | INSULATING OIL,NYNAS NYTRO GEMINI X |  | Materials
OC7038 | GREASE,JOINTING COMPOUND ECV,CONDUCTOR |  | Materials
OC7920 | GREASE,ANTI-SEIZE,CONDUCTIVE,500GM |  | Materials
OC7948 | OIL,'MOLYBOND' 122L,300 GRAM AEROSOL |  | Materials
OC7964 | SILICONE COMPOUND,'DYMARK'808NF,AEROSOL |  | Materials
OC7966 | WIPES,HOT STICK CLEANER,S1 |  | Materials
OC7967 | WIPES,BOOM CLEANING,B1 |  | Materials
OC7968 | GREASE ELECTRICAL JOINTING COMPOUND,220G |  | Materials
OC7969 | WIPES,RUBBER CLEANING,RBG-D72 |  | Materials
OC7970 | WIPE, GRAFFITI REMOVAL SAFEWIPES |  | Materials
OC8000 | CHAIN LUBE,SHAMROCK #7141,205LTR |  | Materials
OC8010 | ADBLUE 10 LITRE |  | Materials
OC8012 | HAND PUMP 200 Litre |  | Materials
OC8050 | OIL, AQUALUBE ALA TYPE A WIRE PULLING |  | Materials
OC8051 | LUBRICANT,POLYWATER,J-640,CABLE PULLING |  | Materials
OC8052 | LUBRICANT LP-D5 PUMP,POLYWATER J |  | Materials
OC8111 | ADBLUE 200 Litre |  | Materials
OC8404 | CRC 5-56,AEROSOL LUBRICANT 400G |  | Materials
OC8406 | PROTECTANT,ARMOUR,CRC, 500ML SPRAY |  | Materials
OC8407 | CRC,2.26,AEROSOL SPRAY,450G |  | Materials
OD2450 | ABSORBENT,SUPASORB 20 KG |  | Materials
OD2510 | WINDOW CLEANER,'STATUS,5 LITRE |  | Materials
OD2595 | BARRIER CREAM,500ML |  | Materials
OD2604 | HAND CLEANER, TUFF TOUCH 1L LIQUID |  | Materials
OD2612 | SEPTONE HAND CLEANER PUMP PACK 5LTR |  | Materials
OD2612 | SEPTONE HAND CLEANER PUMP PACK 5LTR |  | Materials
OD2620 | SOAP SUNLIGHT PERS UNWRAP,100 GRAM |  | Materials
OD2712 | ST00062 150GM AEROGARD |  | Materials
PP8710 | PUMP+MOTOR UNIT,'WILSON'MVA,66/11 KV T/F |  | Materials
PP9540 | PUMP,RADIATOR,GEC 21MVA,66/11KV T/F |  | Materials
PX8005 | AMMETER,0-1 MILLIAMP |  | Materials
PX8014 | AMMETER,0-1 AMP, SQUARE |  | Materials
PX8015 | AMMETER,0-1 AMP,FLUSH MTG TYPE, |  | Materials
PX8016 | AMMETER,0-1 AMP,MAX.DEMAND TYPE |  | Materials
PX8017 | AMMETER,0-1 AMP,PANEL MOUNTED |  | Materials
PX8026 | AMMETER,0-5 AMP |  | Materials
PX8027 | AMMETER,0-5 AMP,MAX.DEMAND TYPE |  | Materials
PX8028 | AMMETER,0-10 AMP, ROUND |  | Materials
PX8976 | VOLTMETER,0-10.5V/13.5-14.5V,PANEL MTG |  | Materials
RA4801 | SERVICE ASSY,80A,2 WIRE,3M,FUSES,NO.17 |  | Materials
RA4802 | SERVICE ASSY,80A,2 WIRE,4M,FUSES,NO.17 |  | Materials
RA4803 | SERVICE ASSY,80A,2 WIRE,5.8M,FUSES,NO.17 |  | Materials
RA4806 | SERVICE ASSEMBLY,65A,2 WIRE,4M,C/B,17A |  | Materials
RA4807 | SERVICE ASSEMBLY,65A,2 WIRE,5.8M,C/B,17A |  | Materials
RA4809 | SERVICE ASSY,100A,2 WIRE,5.8M,FUSES,#18 |  | Materials
RA4812 | SERVICE ASSY,80A,3 WIRE,4M,FUSES,NO.18 |  | Materials
RA4813 | SERVICE ASSY,80A,3 WIRE,5.8M,FUSES,NO.18 |  | Materials
RA4821 | SERVICE ASSY,80A,4 WIRE,3M,FUSES,NO.18 |  | Materials
RA4822 | SERVICE ASSY,80A,4 WIRE,4M,FUSES,NO.18 |  | Materials
RA4823 | SERVICE ASSY,80A,4 WIRE,5.8M,FUSES,NO.18 |  | Materials
RA4827 | SERVICE ASSY,65A,4 WIRE,5.8M,C/B,NO.18 |  | Materials
RA4842 | SERVICE ASSY,100A,4 WIRE,4M,FUSES,NO.18 |  | Materials
RA4843 | SERVICE ASSY,100A,4 WIRE,5.8M,FUSES,#18 |  | Materials
RA4846 | SERVICE ASSY,100A,4 WIRE,4M,C/B,NO.18 |  | Materials
RA4847 | SERVICE ASSY,100A,4 WIRE,5.8M,C/B,NO.18 |  | Materials
RA4852 | SERVICE ASSY,100A,4 WIRE,4M,FUSES,NO.15 |  | Materials
RA4862 | SERVICE ASSY,200A,4 WIRE,4M,FSD,NO.15 |  | Materials
RA4870 | SERV ASSY,LV,OVER/UNDER FOR CONTROLLER |  | Materials
RA4870 | SERV ASSY,LV,OVER/UNDER FOR CONTROLLER |  | Materials
RA4920 | SERVICE ASSEMBLY,100A,4 WIRE,180MM LG,OP |  | Materials
RA5117 | FUSE BOX,NO.17A,COMPLETE |  | Materials
RA5120 | FUSE BOX,PLASTIC,NO.18 MK2,2 PHASE,80 A |  | Materials
RA5121 | FUSE BOX,PLASTIC,NO.18 MK2,3 PHASE,80 A |  | Materials
RA5126 | FUSE BOX,NO.18 MK2,3 PH,80MM N2 CONDUIT |  | Materials
RA5141 | FUSE BOX,NO.15,200A,3 PH,WITH LID,ALUM |  | Materials
RA5150 | CAP,VENTING,NO.17 O/U BOX,15MM NB PIPE |  | Materials
RA5151 | CAP,VENTING,NO.18 O/U BOX,32MM NB PIPE |  | Materials
RA5153 | CAP,PLASTIC,NO.18 MK2 BOX,SCREW ON |  | Materials
RA5154 | CONE,PLASTIC,NO.18 FUSE BOX MK2 |  | Materials
RA5163 | CONE,ALUMINIUM,NO.15 FUSE BOX |  | Materials
RA5213 | CABLE GLAND,3&4 CORE N/SCRN,NO18 MK2 BX |  | Materials
RA5220 | JUNCTION BOX LID,FLAT,PLASTIC,NO.18 MK2 |  | Materials
RA5222 | JUNCTION BOX LID,DOMED,PLASTIC,NO.18 MK2 |  | Materials
RA5271 | PANEL,FUSE,200A,3PH FUSE DISCON,#15 BOX |  | Materials
RA5274 | PANEL,BLANK,FUSE,3 PH,100A,SERVICE ENCL |  | Materials
RA5275 | PANEL,FUSE,100A,3 PH,50MM2 MAX,3 FUSES |  | Materials
RA5278 | PANEL,FUSE,100A,3PH,35MM SQ MAX COND |  | Materials
RA5312 | BRACKET,NO.18 MK2 FUSE BOX MOUNTING |  | Materials
RA5335 | RING,CABLE ENTRY GLAND,2C CABLE,#17A BOX |  | Materials
RA5340 | RING,CABLE ENTRY GLAND,3C CABLE,#18 BOX |  | Materials
RA5341 | RING,CABLE GLAND,3&4C CABLE,#18 BOX |  | Materials
RA5410 | CONNECTOR,GELPORT,6 WAY,LV UG BLACK |  | Materials
RA5411 | CONNECTOR,GELPORT,6 WAY,LV UG RED |  | Materials
RA5412 | CONNECTOR,GELPORT,6 WAY,LV UG WHITE |  | Materials
RA5413 | CONNECTOR,GELPORT,6 WAY,LV UG BLUE |  | Materials
RA5426 | SERVICE PIT COVER,ROUND,ALUM,355MM OD |  | Materials
RA5430 | METAL LOCKING LID FOR P8 & P9 PITS |  | Materials
RA5431 | METAL END LID FOR P8 & P9 PITS |  | Materials
RA5432 | LOCKBAR FOR P8 & P9 PITS |  | Materials
RA5436 | JUNCTION PIT BODY,PIT5S |  | Materials
RA5437 | JUNC PIT BARRIER,VERTICAL,PIT5 |  | Materials
RA5438 | JUNC PIT LID,CONC,PIT5,ELECTRICAL |  | Materials
RA5440 | BRACKET,FUSE SUPPORT,SERVICE PILLAR |  | Materials
RA5441 | JUNCTION PIT BODY,PIT7 |  | Materials
RA5442 | JUNC PIT BARRIER,HORIZONTAL,PIT7 |  | Materials
RA5443 | JUNC PIT LID,CONC,PIT7,ELECTRICAL |  | Materials
RA5444 | JUNC PIT T-BAR SUPPORT PIT7 |  | Materials
RA5445 | PIT 7 -POLYETHYLENE SPACERS |  | Materials
RA5446 | JUNC PIT LID,PIT7, STEEL |  | Materials
RA5447 | PLUG,PLASTIC, PIT P7,LID,BLACK |  | Materials
RA5448 | BRACKET,MOUNTING GELPORT |  | Materials
RA5449 | BRACKET,MOUNTING PUBLIC LIGHTING FUSE |  | Materials
RA5450 | JUNCTION PIT BODY,PIT4 |  | Materials
RA5451 | JUNC PIT COVER,CONCRETE,651MMX346MM |  | Materials
RA5452 | BRACE,JUNC PIT,PIT5,LID |  | Materials
RA5454 | COVER,TERMINATION,JUNCTION PIT,PVC |  | Materials
RA5455 | CAP,STUD CONNECTR,GREY 110MM OD X 450MM |  | Materials
RA5457 | PLATE,CONNECTION,JUNCTION PIT,ALUM,4HOLE |  | Materials
RA5458 | PANEL,BARRIER,UD JUNCTION PIT,PVC |  | Materials
RA5459 | JUNC PIT COVER,(CLEAR PVC) OVAL |  | Materials
RA5460 | BUS,CONNECTION PLATE,JUNCTION PIT,AL |  | Materials
RA5461 | JUNCTION PIT BODY,PIT8 |  | Materials
RA5462 | JUNCTION PIT T-BAR SUPPORT,PIT 6,8,9 |  | Materials
RA5463 | JUNC PIT LID,CONC,ELEC,PIT 6,8,9 |  | Materials
RA5464 | JUNC PIT COVER,CLEAR PVC,PIT 8 |  | Materials
RA5465 | JUNC PIT LID,CONC,COMM,PIT 6,8,9 |  | Materials
RA5466 | JUNCTION PIT BODY,PIT9 |  | Materials
RA5467 | BUS,CONNECTION PLATE,JUNCTION PIT,COPPER |  | Materials
RA5468 | JUNC PIT GASKET,COMMUNICATION,PIT6,8,9 |  | Materials
RA5469 | SERVICE PIT BODY,SPIREX,300NB X 1M LG |  | Materials
RA5470 | FRAME,JUNC PIT7,STEEL,RAISE OR LOWER |  | Materials
RA5471 | SERVICE PIT BODY,CONCRETE,300NB X 1M LG |  | Materials
RA5473 | BOLT,HOOK,LV SERVICE PIT LIDS |  | Materials
RA5474 | SHROUD,TERMINATION,70MM DIA,SERVICE PIT |  | Materials
RA5475 | SHROUD,TERMINATION,PLASTIC,SERVICE PIT |  | Materials
RA5476 | SERVICE PIT LID,ALUM,ROUND,FOR 225MM PIT |  | Materials
RA5477 | SERVICE PILLAR,RIMCO UNI PILLAR,FP2002 |  | Materials
RA5478 | SERVICE PILLAR,MINI,GREEN PLASTIC |  | Materials
RA5480 | SERVICE PIT COVER,GRC,380 X 380MM,F/PATH |  | Materials
RA5481 | STUD CONNECTOR,ACTIVE/NEUTRAL,35MM2,PIT |  | Materials
RA5484 | STUD CONNECTOR,ACTIVE/NEUTRAL,150MM2,PIT |  | Materials
RA5487 | SERVICE PIT BODY,CONCRETE,225NB X 1M LG |  | Materials
RA5488 | SERVICE PIT COVER,FOOTPATH,STEEL |  | Materials
RA5489 | SERVICE PILLAR,MINI,TOP ONLY |  | Materials
RA5491 | P/LIGHT LEAD,FUSED,ACTIVE,LV SERVICE PIT |  | Materials
RA5493 | SERVICE PIT COVER,F/PATH,GRC LID & BASE |  | Materials
RA5494 | CONNECTOR,ACTIVE/NEUTRAL,LV UD SER PIT |  | Materials
RA5497 | BRACKET,LV SERVICE PIT LID & EXTENSION |  | Materials
RA5500 | SERVICE PILLAR TOP,POLY |  | Materials
RA5501 | SERVICE PILLAR BASE,POLY |  | Materials
RA5502 | PANEL,FUSE,SERVICE PILLAR,NO FITTINGS |  | Materials
RA5505 | PANEL,FUSE,SERVICE PILLAR,FIBREGLASS |  | Materials
RA5506 | PANEL,FUSE,80A,FIBREGLASS,3 WAY T-OFF PI |  | Materials
RA5507 | PANEL,FUSE,80A,COMPLETE,SERVICE PILLAR |  | Materials
RA5508 | BARRIER,FLEXIBLE,FUSE LV,FOR SERV PILLAR |  | Materials
RA5509 | PANEL,FUSE ASSY,80A,3x3PH,TALL PILLAR |  | Materials
RA5510 | SERVICE PILLAR TOP,POLY,TALL |  | Materials
RA5511 | PANEL,METER ADAPTOR,SINGLE PHASE |  | Materials
RA5512 | PANEL,METER ADAPTOR,MULTIPHASE |  | Materials
RA5522 | EXTENSION,SERVICE PIT,235MM NB X 225MM |  | Materials
RA5526 | EXTENSION,SERVICE PIT,300X225MM,CONCRETE |  | Materials
RA5532 | SERVICE PIT EXTENSION, 225X225MM, HDPE |  | Materials
RA5534 | EXTENSION COLLAR,SERVICE PIT,300MM NB X |  | Materials
RA5536 | EXTENSION,SERVICE PIT,300X225MM,HDPE |  | Materials
RA5550 | COLLAR,P4,PLASTIC EXTENSION |  | Materials
RA5551 | COLLAR,P5,PLASTICE EXTENSION |  | Materials
RA5552 | COLLAR,P7,PLASTIC EXTENSION |  | Materials
RA5553 | COLLAR,P6&P8, PLASTIC EXTENSION |  | Materials
RA5750 | NEUTRAL BAR ASSY,3 WAY,JUNCTION BOX |  | Materials
RA5751 | NEUTRAL BAR ASSY,4 WAY,JUNCTION BOX |  | Materials
RA5753 | JUNCTION BOX,3 WAY,POLE,'FLOWLINE''B' |  | Materials
RA5754 | JUNCTION BOX,4 WAY,POLE,'FLOWLINE''C' |  | Materials
RA5761 | JUNCTION BOX LID,POLE TYPE,3 WIRE SERVIC |  | Materials
RA6125 | BOX,SWER ISOLATOR-T/F TEST,308X760X222MM |  | Materials
RA6223 | CUBICLE,OUTDOOR,3'6"W X 3'D X 7'6"H |  | Materials
RA6227 | BUS,LV CABLE TERM,'JM'FSD,P/MOUNT T/F |  | Materials
RA6228 | BUS,LV CABLE TERM,'BB'FSD,PADMOUNT T/F |  | Materials
RA6229 | BUS,LV CABLE TERM,'BB'FSD P/MOUNT |  | Materials
RA6231 | BUS,4 CABLE TERM,'EFEN'FSD,PADMOUNT T/F |  | Materials
RA6232 | FSD,400A,415V,VERT MOUNT,'BB'#SLBM400 |  | Materials
RA6234 | FSD,630A,415V,VERT MOUNT,'ABB'#SLBM630 |  | Materials
RA6235 | FSD,1250A,415V,VERT MOUNT,JEAN MULL#SLTL |  | Materials
RA6236 | FSD,1250A,415V,VERT MOUNT,'BB'#BSL1600 |  | Materials
RA6237 | FSD,2000A,415V,VERT MOUNT,'BB' #BSL |  | Materials
RA6238 | FSD,1250A,415V,VERT MOUNT,NH LOAD DISCON |  | Materials
RA6239 | FSD,2500A,415V,VERT MOUNT,NH GANGED LOAD |  | Materials
RA6245 | FSD,400A,415V,VERT MOUNT,NH LOAD DISCON |  | Materials
RA6246 | FSD,630A,415V,VERT MOUNT,JEAN MULLER |  | Materials
RA6298 | LEVER,BB/NEBB#NAL12-6K,MADE FROM RA6299 |  | Materials
RA6299 | LEVER,BB/NEBB#NAL 12-6K,11KV,FOR RA6298 |  | Materials
RA6300 | EXTENSION SHAFT,LH,#NAL12-6K,11KV SW CUB |  | Materials
RA6301 | ARC CONTROL,'BBC' CUBICLE 11KV 4 WAY |  | Materials
RA6306 | INSULATOR,11KV 4 WAY,NAL12-6K SW CUB |  | Materials
RA6307 | BLADE,SWITCH,'BBC'CUBICLE 11KV 4 WAY |  | Materials
RA6308 | PISTON,DASHPOT,AIR,'BB'#NAL12-6K SW |  | Materials
RA6311 | SWITCH,BBC NEBB 11KV 4 WAY CUB, NAL12-6K |  | Materials
RA6312 | FUSEBASE,11KV 'BB' SWITCHING CUBICLE |  | Materials
RA6313 | MECHANISM,'NEBB'NAL12-6K DISCONNECT,'K' |  | Materials
RA6315 | LEAD,EARTHING,'BB'11KV,4 WAY CUBICLE |  | Materials
RA6316 | LV DISTRUBT CABINET S/S 4 WAY |  | Materials
RA6316 | LV DISTRUBT CABINET S/S 4 WAY |  | Materials
RA6317 | LV DISTRUBT CABINET S/S 5 WAY |  | Materials
RA6317 | LV DISTRUBT CABINET S/S 5 WAY |  | Materials
RA6318 | LV DISTRIBUT CAB INGROUND MT FRAME |  | Materials
RA6323 | MECHANISM,NAL-12, SNAP ACTION,K12 |  | Materials
RA6325 | LV DISTRIBUTION CABINET- FIBREGLASS |  | Materials
RA6333 | SWITCHING CUB,11KV,4 WAY,C/W 3 NAL SW |  | Materials
RA6334 | SWITCHING CUB,11KV,4 WAY,C/W 4 NAL SW |  | Materials
RA6335 | VAULT,CABLE,GRC,'BB'SWITCHING CUBICLE |  | Materials
RA6336 | BRACKET,'BROWN BOVERI'#NAL12 SWITCHING C |  | Materials
RA6412 | PLATE,PLUG BOARD,11kV UD, TYPE2 980x750 |  | Materials
RA6413 | PLATE,PLUG BOARD,11kV UD, TYPE3 820x750 |  | Materials
RA6418 | JUNCTION,DEAD BREAK,11kV,3WAY |  | Materials
RA6419 | JUNCTION,DEAD BREAK,11kV,2WAY MODIFIED |  | Materials
RA6425 | FRAME,MOUNTING,PLUGBOARD,O/DOOR HOUSING |  | Materials
RA6830 | VISTA,11KV,600A,25KA,3 LS & 1 CB, INDOOR |  | Materials
RA6830 | VISTA,11KV,600A,25KA,3 LS & 1 CB, INDOOR |  | Materials
RA6831 | VISTA,11KV,600A, 25KA ,6 LS, INDOOR |  | Materials
RA6831 | VISTA,11KV,600A, 25KA ,6 LS, INDOOR |  | Materials
RA6832 | VISTA,11KV,600A,25KA, 4 LS, INDOOR |  | Materials
RA6832 | VISTA,11KV,600A,25KA, 4 LS, INDOOR |  | Materials
RA6930 | VISTA,33KV,600A,1 LS AND 3 CB,OUTDOOR |  | Materials
RA6930 | VISTA,33KV,600A,1 LS AND 3 CB,OUTDOOR |  | Materials
RA6931 | VISTA,33KV,600A,2 LS AND 2 CBS,OUTDOOR |  | Materials
RA6931 | VISTA,33KV,600A,2 LS AND 2 CBS,OUTDOOR |  | Materials
RA6932 | VISTA,33KV,600A,3 LS AND 1 CB,OUTDOOR |  | Materials
RA6932 | VISTA,33KV,600A,3 LS AND 1 CB,OUTDOOR |  | Materials
RA6933 | VISTA,33KV,600A,4 LS ,OUTDOOR |  | Materials
RA6933 | VISTA,33KV,600A,4 LS ,OUTDOOR |  | Materials
RA6938 | SOCKET,PENTAHEAD,1/2" DRIVE,VISTA S&C |  | Materials
RA6939 | PADLOCK ASSY, S&C VISTA SWITCHGEAR ENCL |  | Materials
RA6944 | RING MAIN UNIT,11KV,630A,F&G GAC-3K1TS |  | Materials
RA6946 | RING MAIN UNIT,12KV,630A,SAFELINKCFC,CFC |  | Materials
RA6946 | RING MAIN UNIT,12KV,630A,SAFELINKCFC,CFC |  | Materials
RA6948 | RMU,11KV,630A,ABB SAFELINK,CFCC |  | Materials
RA6948 | RMU,11KV,630A,ABB SAFELINK,CFCC |  | Materials
RA6951 | RMU,11KV,630A,SAFELINK,CFCF,FREE STDG |  | Materials
RA6954 | RING MAIN UNIT,11KV,630A,F&G GA24,IIIQ |  | Materials
RA6965 | RMU,11KV,630A,M/G RM6-2,IIII |  | Materials
RA6965 | RMU,11KV,630A,M/G RM6-2,IIII |  | Materials
RA6970 | RMU,11KV,630A,XIRIA,TCTC |  | Materials
RA6970 | RMU,11KV,630A,XIRIA,TCTC |  | Materials
RA6971 | XIRIA ,RING MAIN UNIT OPERATING HANDLE |  | Materials
RA6972 | XIRIA ,SHEAROFF PIN FOR OPERATING HANDLE |  | Materials
RA6974 | CT FOR XIARIA TYPE W4 RMU |  | Materials
RA6975 | RMU,11KV,630A,M/G RM6-2,IIQI,MOTORISED |  | Materials
RA6975 | RMU,11KV,630A,M/G RM6-2,IIQI,MOTORISED |  | Materials
RA6976 | RMU,11KV,630A,M/G RM6-2,IIDI,MOTORISED |  | Materials
RA6976 | RMU,11KV,630A,M/G RM6-2,IIDI,MOTORISED |  | Materials
RA6977 | RMU,11KV,630A,M/G RM6-2,DIDI,MOTORISED |  | Materials
RA6977 | RMU,11KV,630A,M/G RM6-2,DIDI,MOTORISED |  | Materials
RA6978 | RMU,11KV,630A,M/G RM6-2,IIII,MOTORISED |  | Materials
RA6978 | RMU,11KV,630A,M/G RM6-2,IIII,MOTORISED |  | Materials
RA6979 | CONTROLLER,SCHNEIDER,T200H,RM6,SCADA |  | Materials
RA6980 | Blanking Plugs for Xiria mimic panel |  | Materials
RA6983 | CP-TRIP LATCH,MIMIC PANEL,XIRIA,11KV |  | Materials
RA6984 | LBS,TRIP LATCH,MIMIC PANEL,XIRIA,11KV |  | Materials
RA6985 | LOAD SWITCH,MIMIC PANEL,XIRIA,11KV |  | Materials
RA6986 | CIRCUIT BREAKER,MIMIC PANEL,XIRIA,11KV |  | Materials
RA6991 | RM6-2,11KV,630A,IIQI,MANUAL,REAR VENT |  | Materials
RA6991 | RM6-2,11KV,630A,IIQI,MANUAL,REAR VENT |  | Materials
RA6992 | RM6-2,11KV,630A,IIDI,MANUAL,REAR VENT |  | Materials
RA6992 | RM6-2,11KV,630A,IIDI,MANUAL,REAR VENT |  | Materials
RA6993 | RM6-2,11KV,630A,DIDI,MANUAL,REAR VENT |  | Materials
RA6993 | RM6-2,11KV,630A,DIDI,MANUAL,REAR VENT |  | Materials
RA6994 | RM6-2,11KV,630A,IIII,MANUAL,REAR VENT |  | Materials
RA6994 | RM6-2,11KV,630A,IIII,MANUAL,REAR VENT |  | Materials
RA6997 | RM6-2,11KV,630A,IIII,AUTOMATED,DOWN VENT |  | Materials
RA6997 | RM6-2,11KV,630A,IIII,AUTOMATED,DOWN VENT |  | Materials
RA6998 | OUTDOOR HOUSING,DOWNWARD VENTING , RM6 |  | Materials
RA7001 | VENTING ROD,FUSE,'F&G'SW/CUBICLE |  | Materials
RA7100 | SWITCHGEAR,11KV,2000A,RPS,TRANSF CB |  | Materials
RA7100 | SWITCHGEAR,11KV,2000A,RPS,TRANSF CB |  | Materials
RA7101 | SWITCHGEAR,11KV,2000A,RPS,SECTION CB |  | Materials
RA7101 | SWITCHGEAR,11KV,2000A,RPS,SECTION CB |  | Materials
RA7102 | SWITCHGEAR,11KV,800A,RPS,FEEDER CB |  | Materials
RA7102 | SWITCHGEAR,11KV,800A,RPS,FEEDER CB |  | Materials
RA7104 | SWITCHGEAR,11K,RPS VOLTAGE TRANS PANEL |  | Materials
RA7104 | SWITCHGEAR,11K,RPS VOLTAGE TRANS PANEL |  | Materials
RA7110 | SWITCHGEAR,RPS,TRANS INCOMER C/B 1250A |  | Materials
RA7110 | SWITCHGEAR,RPS,TRANS INCOMER C/B 1250A |  | Materials
RA7111 | SWITCHGEAR,RPS,11KV,630A,D FEEDER C/B |  | Materials
RA7111 | SWITCHGEAR,RPS,11KV,630A,D FEEDER C/B |  | Materials
RA7112 | SWITCHGEAR,RPS,11KV,1250A,BUS TIE C/B |  | Materials
RA7112 | SWITCHGEAR,RPS,11KV,1250A,BUS TIE C/B |  | Materials
RA7113 | SWITCHGEAR,RPS,WITHDRAWABLE VT 15KA |  | Materials
RA7113 | SWITCHGEAR,RPS,WITHDRAWABLE VT 15KA |  | Materials
RA7200 | RM6-2,IIQI,MANUAL&ENCLOSURE,DOWN VENTING |  | Materials
RA7200 | RM6-2,IIQI,MANUAL&ENCLOSURE,DOWN VENTING |  | Materials
RA7201 | RM6-2,IIDI,MANUAL&ENCLOSURE,DOWN VENTING |  | Materials
RA7201 | RM6-2,IIDI,MANUAL&ENCLOSURE,DOWN VENTING |  | Materials
RA7202 | RM6-2,DIDI,MANUAL&ENCLOSURE,DOWN VENTING |  | Materials
RA7202 | RM6-2,DIDI,MANUAL&ENCLOSURE,DOWN VENTING |  | Materials
RA7203 | RM6-2,IIII,MANUAL&ENCLOSURE,DOWN VENTING |  | Materials
RA7203 | RM6-2,IIII,MANUAL&ENCLOSURE,DOWN VENTING |  | Materials
RA7204 | RM6-2,IIII,AUTOM.&ENCLOSURE,DOWN VENTING |  | Materials
RA7204 | RM6-2,IIII,AUTOM.&ENCLOSURE,DOWN VENTING |  | Materials
RA7300 | RM6-2,11KV,630A,IIQI,MANUAL,DOWN VENTING |  | Materials
RA7300 | RM6-2,11KV,630A,IIQI,MANUAL,DOWN VENTING |  | Materials
RA7301 | RM6-2,11KV,630A,IIDI,MANUAL,DOWN VENTING |  | Materials
RA7301 | RM6-2,11KV,630A,IIDI,MANUAL,DOWN VENTING |  | Materials
RA7302 | RM6-2,11KV,630A,DIDI,MANUAL,DOWN VENTING |  | Materials
RA7302 | RM6-2,11KV,630A,DIDI,MANUAL,DOWN VENTING |  | Materials
RA7303 | RM6-2,11KV,630A,IIII,MANUAL,DOWN VENTING |  | Materials
RA7303 | RM6-2,11KV,630A,IIII,MANUAL,DOWN VENTING |  | Materials
RA8695 | BRACKET,COVER TO CABLE VAULT,T/F |  | Materials
RA8698 | BRACKET,HV & LV CABLES,PAD T/F,90 DEG |  | Materials
RA8700 | CASE,TRANSFORMER,11KV,1 PH PADMOUNT |  | Materials
RA8701 | BRACKET,CABLE SUPPORT,PAD T/F,CU,80MM |  | Materials
RA8703 | COVER,TRANSFORMER CABLE VAULT,MK.4 UNIT |  | Materials
RA8710 | FOOTING,1 PH PADMOUNT T/F,VAULT TYPE |  | Materials
RA8721 | FOOTING,150-2000KVA, PAD T/F,2.28 x 2.4M |  | Materials
RA8722 | VAULT,CABLE,MK7,3PH,PADT/F,POLYETH |  | Materials
RA8748 | FOOTING,3PH,40&63 & 100KVA RURAL PAD T/F |  | Materials
RA8749 | FOOTING,RURAL PAD,SERIES 2 |  | Materials
RA8751 | FOOTING,150-1000KVA PAD T/F,2M X 2.2M |  | Materials
RA8754 | FOOTING,25KA 1 PH PADMOUNT T/F,PRECAST |  | Materials
RA8759 | REINFORCEMENT,FOOTING,11KV T/F,SOIL'A' |  | Materials
RA8762 | REINFORCEMENT,FOOTING,PAD TF,1-3.0 MVA |  | Materials
RA8765 | CONCRETE COVER,3PH PADMOUNT T/F,639X87MM |  | Materials
RA8766 | CONCRETE COVER,3PH P/MOUNT T/F,640X175MM |  | Materials
RA8770 | PIER,T/T FOOTING,SOIL 'A',11KV/1000KA |  | Materials
RA8771 | PIER,T/F FOOTING,SOIL 'B',11KV/1000KA |  | Materials
RA8772 | PIER,T/F FOOTING,SOIL 'C',11KV/1000KA |  | Materials
RA8776 | SUPPORT,T/F VAULT,1 CHANNEL,LV CABLE |  | Materials
RA8777 | SUPPORT,T/F VAULT,2 CHANNEL,LV CABLE |  | Materials
RA8791 | EARTH BAR,TO SUIT 33KV SWITCH GEAR |  | Materials
RD1233 | FUSEBASE, 3.3KV, VERTICAL, S&C SMD-40 |  | Materials
RD1329 | FUSEBASE,11KV,45 DEG,300 A,HRC FUSE |  | Materials
RD1331 | FUSEBASE,11KV,45DEG,300A,NO.4 TWIN,GREY |  | Materials
RD1335 | FUSEBASE,11KV,O/HEAD,S&C type SMD-20 |  | Materials
RD1336 | FUSEBASE,11KV,2 WAY,S&C / No4 SOLID LINK |  | Materials
RD1341 | FUSEBASE,11KV,PARALLEL,NO.4 CONTACT S |  | Materials
RD1410 | FUSEBASE,33KV HRC 60A BOWTHORPE |  | Materials
RD1411 | FUSE BASE HRC BOWTHORPE 45 A *TYPE 30CF* |  | Materials
RD1413 | FUSE BASE,66KV,S&C,SMD-1A,INVERTED |  | Materials
RD1413 | FUSE BASE,66KV,S&C,SMD-1A,INVERTED |  | Materials
RD1414 | FUSE BASE, 66kV, S&C, UPRIGHT |  | Materials
RD1431 | FUSEBASE,33KV,45 DEG,NO.4 TWIN CONTACTS |  | Materials
RD1433 | FUSEBASE,33KV,VERTICAL,S&C SMD-20 |  | Materials
RD1435 | FUSEBASE,33KV,S&C type SMD-20 |  | Materials
RD1436 | FUSEBASE,33KV,2 WAY,S&C / No4 SOLID LINK |  | Materials
RD1438 | FUSEBASE,SINGLE FUSE,33KV,S&C,INVERTED |  | Materials
RD1438 | FUSEBASE,SINGLE FUSE,33KV,S&C,INVERTED |  | Materials
RD1443 | FUSEBSE, 33KV, S&C SMD-1A VERTICAL |  | Materials
RD1445 | FUSEBSE, 33KV, S&C SMD-1A 90DEG |  | Materials
RD1550 | FUSEBASE,66KV,45 DEG,NO.3 CONTACT |  | Materials
RD2018 | DISCONNECTOR,3.3KV, STICK OPERATED |  | Materials
RD2103 | ISOLATOR,415 V,800A |  | Materials
RD2105 | ISOLATOR,415V,1000A |  | Materials
RD2106 | ISOLATOR,415V,1000A,IMPERIAL SPEC |  | Materials
RD2107 | ISOLATOR,415V,1600A |  | Materials
RD2110 | ISOLATOR,415V,2000A |  | Materials
RD2111 | ISOLATOR,415V,2000A IMPERIAL SPEC |  | Materials
RD2115 | ISOLATOR,415V,3000A |  | Materials
RD2116 | ISOLATOR,415V,3000A IMPERIAL SPEC |  | Materials
RD2330 | NER,ISOLATOR,11KV,600A,200MM BASE |  | Materials
RD2334 | ISOLATOR,11KV,600A,# 4CONTACT 45 DEG |  | Materials
RD2360 | ISOLATOR,11KV,600A,1 POLE |  | Materials
RD2421 | ISOLATOR,33KV,300A,#4 TWIN INTERRUPT CON |  | Materials
RD2425 | ISOLATOR, 33kV, 630A, 1 PHASE |  | Materials
RD2455 | LBS,33KV,600A CAPACITY, 200A LOAD BREAK |  | Materials
RD2456 | LBS ,33KV,600A CAPACITY, 200A (no fuse) |  | Materials
RD2461 | ISOLATOR,33KV,600A,WITH #4 FUSE CONTACTS |  | Materials
RD2462 | DISCONNECTOR 33KV DIL SINGLE PHASE |  | Materials
RD2462 | DISCONNECTOR 33KV DIL SINGLE PHASE |  | Materials
RD2481 | DISCONNECTOR 66KV 600 A WITH INTERUPTER |  | Materials
RD2482 | ISOLATOR,66KV,600A,#3 45 DEG CONTACTS |  | Materials
RD2483 | SWITCH, FUSE & ISOLATING, 66KV SERIES |  | Materials
RD2630 | CLIP,FUSE RETAINING NO.3 |  | Materials
RD2632 | CLIP,SPRING TENSION,NO.4 FUSE RETAINING, |  | Materials
RD2654 | CONTACT,U-SHAPED,COPPER,FUSE SIZE 3 |  | Materials
RD2656 | CONTACT,NO.4 LIQUID FUSE,U-SHAPED,COPPER |  | Materials
RD2658 | CONTACT,HRC FUSE ON FUSE BASE |  | Materials
RD2740 | LEVER,CONTACT CLAMP,600AMP ISOLATOR |  | Materials
RD2760 | NUT,CONTACT CLAMP ADJ,ISOLATOR,600A |  | Materials
RD2782 | PIN,CONTACT CLAMP,ISOLATOR,600A UNIT |  | Materials
RD2830 | PLATE,CLAMPING,FUSEBASE(38X25MMBRASS) |  | Materials
RD2870 | PLATE,GUIDE,FUSE BASE 11KV & 33KV |  | Materials
RD2962 | WASHER,CONVEX,PHOS BRONZE,29MM OD,9MM ID |  | Materials
RD3020 | ISOLATOR,LV,630A,'MORLYNN' |  | Materials
RD3025 | ISOLATOR, LV, 800A RATING,480V AC RATED |  | Materials
RD3750 | DISCONNECT SW,11KV,600A,GANGED,3P POLE |  | Materials
RD3752 | KIT SPACER,MOVING FLICKER DISCONNECTOR |  | Materials
RD3753 | FLICKER CONTACT BRACKET,DISCONNECTOR SPA |  | Materials
RD3754 | KIT PHASE 36KV,16KA 7 LOAD BREAK DISCONN |  | Materials
RD3755 | MOVING BLADE 36kV,800A,25KA,DISCONNECTOR |  | Materials
RD3755 | MOVING BLADE 36kV,800A,25KA,DISCONNECTOR |  | Materials
RD3756 | FIXED CONTACT 36kV,800A,31.5KA DISCONN |  | Materials
RD3756 | FIXED CONTACT 36kV,800A,31.5KA DISCONN |  | Materials
RD3757 | DOWNROD KIT TO SUIT DISCONNECT RD3750 |  | Materials
RD3850 | DISCONNECT SWITCH,33KV,630A,GANGED,3P PO |  | Materials
RD3950 | BLADES,DISCONNECTOR,MORLYNN STANGER 66KV |  | Materials
RD3951 | BLADE,EARTH SW,3P,MORLYNN STANGER 66KV |  | Materials
RD3980 | DISCONNECT SWITCH,AIR,OUTDOOR,'TAPLIN' 1 |  | Materials
RD4050 | CONTACT,ELECTRICAL,275KV 1600A TAPLIN IS |  | Materials
RD4080 | 1600A BLADE COMPLETE- FOR 66kv ALM |  | Materials
RD4081 | 1600A FIXED CONTACT w/woMOUNTING BRACKET |  | Materials
RD4082 | FIXED EARTH CONTACT withMOUNTING BRACKET |  | Materials
RD4083 | INTERLOCK MECHANISM COMPLETE |  | Materials
RD4120 | CONTROL,INTERLOCK,SOLENOID,'STANGER'275K |  | Materials
RD4203 | BLADE, 800A, 11KV ISOLATOR |  | Materials
RD4204 | ROTATING CENTRE BEARING 800A ISOL |  | Materials
RD4205 | CONTACT FIXED ISOLATOR 800A |  | Materials
RD4206 | CONTACT EARTHING ISOLATOR 800A |  | Materials
RD4212 | ISOLATOR, 11KV 3 PHASE 1200A |  | Materials
RD4252 | DISCONNECT SWITCH,AIR,OUTDOOR,H.D.B.,33K |  | Materials
RD4253 | DISCONNECT SWITCH,AIR,OUTDOOR,H.D.B.,33K |  | Materials
RD4256 | ISOLATOR,33KV 1200A 3 PHASE PLAIN |  | Materials
RD4257 | DISCONNECT,33KV,3 PH,1200A,C/W EARTH |  | Materials
RD4262 | ISOLATOR, 66KV 1200A 3 PHASE PLAIN |  | Materials
RD4263 | DISCONNECTOR,,66KV,3PH,1200A,C/W EARTH |  | Materials
RD4266 | DISCONNECT,66KV 3PH,2000A,C/W EARTH |  | Materials
RD4300H | DISCONNECT,PLP,66kV,HDB72-AF,3150A,HS |  | Materials
RD4300HE | DISCONNECT,PLP,66kV,HDB72-AEF,3150A,HS |  | Materials
RD4300HEM | DISCONNECT,PLP,66kV,HDB72-AEFM,3150A,HS |  | Materials
RD4300HM | DISCONNECT,PLP,66kV,HDB72-AFM,3150A,HS |  | Materials
RD4300L | DISCONNECT,PLP,66kV,HDB72-AF,3150A,LS |  | Materials
RD4300LE | DISCONNECT,PLP,66kV,HDB72-AEF,3150A,LS |  | Materials
RD4300LEM | DISCONNECT,PLP,66kV,HDB72-AEFM,3150A,LS |  | Materials
RD4300LM | DISCONNECT,PLP,66kV,HDB72-AFM,3150A,LS |  | Materials
RD4310H | DISCONNECT,PLP,66kV,HDB72-AF,2000A,HS |  | Materials
RD4310HE | DISCONNECT,PLP,66kV,HDB72-AEF,2000A,HS |  | Materials
RD4310HEM | DISCONNECT,PLP,66kV,HDB72-AEFM,2000A,HS |  | Materials
RD4310HM | DISCONNECT,PLP,66kV,HDB72-AFM,2000A,HS |  | Materials
RD4310L | DISCONNECT,PLP,66kV,HDB72-AF,2000A,LS |  | Materials
RD4310LE | DISCONNECT,PLP,66kV,HDB72-AEF,2000A,LS |  | Materials
RD4310LEM | DISCONNECT,PLP,66kV,HDB72-AEFM,2000A,LS |  | Materials
RD4310LM | DISCONNECT,PLP,66kV,HDB72-AFM,2000A,LS |  | Materials
RD4320H | DISCONNECT,PLP,66kV,HDB72-AF,1250A,HS |  | Materials
RD4320HE | DISCONNECT,PLP,66kV,HDB72-AEF,1250A,HS |  | Materials
RD4320HEM | DISCONNECT,PLP,66kV,HDB72-AEFM,1250A,HS |  | Materials
RD4320HM | DISCONNECT,PLP,66kV,HDB72-AFM,1250A,HS |  | Materials
RD4320L | DISCONNECT,PLP,66kV,HDB72-AF,1250A,LS |  | Materials
RD4320LE | DISCONNECT,PLP,66kV,HDB72-AEF,1250A,LS |  | Materials
RD4320LEM | DISCONNECT,PLP,66kV,HDB72-AEFM,1250A,LS |  | Materials
RD4320LM | DISCONNECT,PLP,66kV,HDB72-AFM,1250A,LS |  | Materials
RD4330H | DISCONNECT,PLP,33kV,HDB36-AF,1600A,HS |  | Materials
RD4330HE | DISCONNECT,PLP,33kV,HDB36-AEF,1600A,HS |  | Materials
RD4330HEM | DISCONNECT,PLP,33kV,HDB36-AEFM,1600A,HS |  | Materials
RD4330HM | DISCONNECT,PLP,33kV,HDB36-AFM,1600A,HS |  | Materials
RD4330L | DISCONNECT,PLP,33kV,HDB36-AF,1600A,LS |  | Materials
RD4330LE | DISCONNECT,PLP,33kV,HDB36-AEF,1600A,LS |  | Materials
RD4330LEM | DISCONNECT,PLP,33kV,HDB36-AEFM,1600A,LS |  | Materials
RD4330LM | DISCONNECT,PLP,33kV,HDB36-AFM,1600A,LS |  | Materials
RD4340H | DISCONNECT,PLP,33kV,HDB36-AF,800A,HS |  | Materials
RD4340HE | DISCONNECT,PLP,33kV,HDB36-AEF,800A,HS |  | Materials
RD4340HEM | DISCONNECT,PLP,33kV,HDB36-AEFM,800A,HS |  | Materials
RD4340HM | DISCONNECT,PLP,33kV,HDB36-AFM,800A,HS |  | Materials
RD4340L | DISCONNECT,PLP,33kV,HDB36-AF,800A,LS |  | Materials
RD4340LE | DISCONNECT,PLP,33kV,HDB36-AEF,800A,LS |  | Materials
RD4340LEM | DISCONNECT,PLP,33kV,HDB36-AEFM,800A,LS |  | Materials
RD4340LM | DISCONNECT,PLP,33kV,HDB36-AFM,800A,LS |  | Materials
RD4345 | DISCONNECT,PLP,33kV,HSB36-FP,800A,POLE |  | Materials
RD4350 | DISCONNECT,PLP,33kV,HSB36-FPL,630A,POLE |  | Materials
RD4360H | DISCONNECT,PLP,11kV,HDB12-AF,1250A,HS |  | Materials
RD4360HE | DISCONNECT,PLP,11kV,HDB12-EF,1250A,HS |  | Materials
RD4360L | DISCONNECT,PLP,11kV,HDB12-F,1250A,LS |  | Materials
RD4360LE | DISCONNECT,PLP,11kV,HDB12-EF,1250A,LS |  | Materials
RD4365 | DISCONNECT,PLP,11kV,HSB12-FP,800A,POLE |  | Materials
RD4370H | DISCONNECT,PLP,11kV,HDB12-AF,800A,HS |  | Materials
RD4370HE | DISCONNECT,PLP,11kV,HDB12-EF,800A,HS |  | Materials
RD4370L | DISCONNECT,PLP,11kV,HDB12-F,800A,LS |  | Materials
RD4370LE | DISCONNECT,PLP,11kV,HDB12-EF,800A,LS |  | Materials
RD4380 | DISCONNECT,PLP,66kV,VDB72-AFP,2000A,POLE |  | Materials
RD4608 | FLICKER BLADES, 33/66/132KV HDB |  | Materials
RD4609 | BODY,FLICKER BLADE,HDB ISOLATOR,CAST ALU |  | Materials
RD4614 | ARM,FLICKER BLADE,ISOLATOR,HDB,ALUMINIUM |  | Materials
RD4621 | WASHER,TEFLON,HDB ISOL FLICKER BLDE |  | Materials
RD4622 | BRACKET,EYE,ROTATING SHAFT,'HBD'33/66/13 |  | Materials
RD4680 | 66KV PLAIN OPP HANDLE 1200A & 2000A |  | Materials
RD4681 | 66KV EARTH OPP HANDLE 1200A & 2000A |  | Materials
RD4720 | GEARCASE-MOTOR,'HBD'ISOLATOR MODEL 5 WIT |  | Materials
RD5071 | BEARING,CENTRE,ISOLATOR,HDB, |  | Materials
RD5091 | BRACKET,33/66/132KV HDB,INTER BASE |  | Materials
RD5105 | BRACKET,33/66/132KV HDB,CAP,BEARING TYPE |  | Materials
RD5156 | BLADE,HDB ISOLATOR,11KV 1200A |  | Materials
RD5158 | BLADE,1/2 11KV 1600A HDB ISOLATOR |  | Materials
RD5163 | BLADE,EARTH,33KV HDB ISOLATOR |  | Materials
RD5170 | BLADE,ELECTRICAL SWITCH, 66KV H.D. |  | Materials
RD5174 | BLADE,1/2 66KV 1200A HDB ISOLATOR |  | Materials
RD5176 | BLADE,1/4 66KV 2000/3000A HDB ISOL |  | Materials
RD5204 | BLADE,33KV 1200A HDB ISOLATOR |  | Materials
RD5206 | BLADE,66KV 1200A HDB ISOLATOR |  | Materials
RD5208 | BLADE,66KV 2000AMP HDB ISOLATOR |  | Materials
RD5209 | DRAG LINK LOADSWITCH SUBSTATION |  | Materials
RD5216 | BLADE,ISOLATOR 33KV ACELEC |  | Materials
RD5240 | SUPPORT FIXED INSULATOR 11KV VERTICAL |  | Materials
RD5241 | SUPPORT MOVING INSULATOR 11KV VERTICAL |  | Materials
RD5242 | PLATE CONTACT VERTICAL BREAK 11KV |  | Materials
RD5243 | CONTACT MOVING OLD TYPE |  | Materials
RD5245 | CONTACT FIXED ( BLADES ) |  | Materials
RD5259 | BRACKET,33/66/132KV HDB,EARTH CONTACT (M |  | Materials
RD5263 | BRACKET,66/132KV 2000AMP HDB,EARTH TERMI |  | Materials
RD5264 | BRACKET EARTH COMPLETE HDB 33/66KV |  | Materials
RD5272 | BUS,EARTH LEAKAGE,11KV 3 PH HDB ISOL |  | Materials
RD5278 | BUS,EARTH LEAKAGE,33KV 3 PH HDB ISOL |  | Materials
RD5280 | BUS,EARTH LEAK,33KV 3PH HDB ISOL W/EARTH |  | Materials
RD5294 | BUS,CONDUCTOR,ALU,2590MM LG,EARTH LEAK,1 |  | Materials
RD5340 | CONTACT,BUTTON,HDB 11/33/66/132KV ISOL |  | Materials
RD5341 | BUTTON CONTACT, REINHAUSEN 250/350 |  | Materials
RD5360 | CAM,'HDB'33/66/132KV ISOL,INTERLOCK,ALUM |  | Materials
RD5450 | RING,RETAINING,PHOS BRONZE,H.D.B. ISOL |  | Materials
RD5470 | CLAMP,TIE ROD,HDB ISOLATOR,33/66 & 132KV |  | Materials
RD5495 | CLEVIS,ROD END,FOR 33/66KV HDB ISOLATOR |  | Materials
RD5520 | COLLAR,OP HANDLE EARTH,HDB ISOL,11-132KV |  | Materials
RD5558 | CONTACT,EARTH,33/66/132KV HDB ISOLATOR |  | Materials
RD5560 | CONTACT,33/66/132KV HDB ISOLATOR |  | Materials
RD5562 | CONTACT,33/66/132KV 3 PH HDB ISOLATOR |  | Materials
RD5564 | CONTACT,BLADE EARTH,COPPER,HDB ISOLATOR |  | Materials
RD5566 | CONTACT,HDB 33/66/132KV 3 PH ISOLATOR |  | Materials
RD5584 | ARM,AUX SWITCH,HDB ISOL,33/66 & 132KV |  | Materials
RD5663 | GUIDE,OP PIPE,HDB ISOL,UPPER,11KV 800A |  | Materials
RD5683 | LEVER,MANUAL CONTROL,HBD 33/66/132 |  | Materials
RD5758 | INSULATION,MTG CONNECTION,33&66KV HDB |  | Materials
RD5782 | BRACKET,LABEL,FOR ISOLATOR PLAIN |  | Materials
RD5784 | BRACKET,LABEL,FOR ISOLATOR EARTHING |  | Materials
RD5795 | LEAD,INSULATION SHORTING,66KV HDB,TWIN |  | Materials
RD5872 | MOTOR,DC,0.56KW,1500 RPM,HDB ISOLATOR |  | Materials
RD5874 | MOTOR,DC,1/3 HP,110V,HDB ISOLATORS |  | Materials
RD5892 | MOUNTING,OP HANDLE,11-132KV HDB,MACHINED |  | Materials
RD5897 | MOUNTING,EARTHING CONTACT,HDB ISOLATOR,T |  | Materials
RD5924 | GEAR,SPUR,FOR HDB ISOLATORS |  | Materials
RD5930 | GEAR,SPUR,FOR HDB ISOLATORS |  | Materials
RD5933 | SPROCKET WHEEL,IDLER,MOTORISED HDB ISOL. |  | Materials
RD5966 | PIN,LOCKING,HDB ISOLATOR,FLAT |  | Materials
RD5968 | PIN,LOCKING,HDB ISOLATOR,ROUND |  | Materials
RD6027 | PIPE,OP,11KV HDB ISOL,INTERMEDIATE,#73 |  | Materials
RD6032 | PIPE,OP,HDB ISOL,LOWER,11KV,T73 |  | Materials
RD6034 | PIPE,OP,HDB ISOL,LOWER,11KV,12M POLE |  | Materials
RD6036 | PIPE,OP,HDB ISOL,LOWER,11KV,13M POLE |  | Materials
RD6060 | PIPE,OP,HDB ISOL,UPPER SECT,11KV,1830MM |  | Materials
RD6061 | DISCONNECT STAND 33KV HIGH LEVEL |  | Materials
RD6062 | SWITCH AUXILIARY 6 POLE |  | Materials
RD6063 | SWITCH AUXILIARY 12 POLE |  | Materials
RD6124 | CONTACT,END PLATE,11KV HDB ISOLATOR |  | Materials
RD6126 | CONTACT,END PLATE,11KV 1600A HDB ISOL |  | Materials
RD6127 | CONTACT,ELECTRICAL,END PLATE,CU,SILVER & |  | Materials
RD6128 | CONTACT,END PLATE,HDB ISOLATOR |  | Materials
RD6130 | CONTACT,ELECTRICAL,END PLATE,CU,SILVER & |  | Materials
RD6193 | PLATE,INTERLOCK 66KV DISCONNECTOR |  | Materials
RD6382 | SHIELD,CONTACT,1200A,33/66 & 132KV HDB |  | Materials
RD6384 | SHIELD,CONTACT,2000A,33/66 & 132KV HDB |  | Materials
RD6632 | SPRING,11/33/66/132KV HDB ISOLATOR |  | Materials
RD6634 | SPRING,'HDB'132KV ISOL COUNTER BALANCE |  | Materials
RD6722 | STOP,OP HANDLE ROTATION,11-132KV HDB |  | Materials
RD7010 | SWITCH,HDB ISOL,AUX,12 POLE |  | Materials
RD7030 | SWITCH,'HBD'ISOLATOR,CAST BOX,4 CONTACT |  | Materials
RD7031 | SWITCH,ROTARY,'HBD'ISOLATOR,CAST BOX,6 C |  | Materials
RD7035 | BOX,AUX SWITCH,ISOLATOR,CASTINGS ONLY |  | Materials
RD7042 | ARM,SWITCH CRANK,H.D.B.3 PH ISOL. |  | Materials
RD7060 | DISCONNECT 1600A WITH EARTH |  | Materials
RD7100 | DISCONNECTOR,AEM TYPE,1200A,DB72 66KV |  | Materials
RD7101 | AEM 66KV CONTACT ROD ( STAINLESS STEEL ) |  | Materials
RD7102 | AEM 66KV KIT CIRCCUP |  | Materials
RD7103 | DISCONNECTOR,AEM 66KV 2000A HIGH LEVEL |  | Materials
RD7103 | DISCONNECTOR,AEM 66KV 2000A HIGH LEVEL |  | Materials
RD7139 | DISCONNECTOR,66KV,2000A, NO EARTH SWITCH |  | Materials
RD7140 | DIS. AEM 66kV 2000A H.L WITH E/S |  | Materials
RD7140 | DIS. AEM 66kV 2000A H.L WITH E/S |  | Materials
RD7200 | PLATE CENTRE ROTATING 66KV |  | Materials
RD8025 | DISCONNECT,66KV,1250A,HORIZ,DOUBLE BREAK |  | Materials
RD8025 | DISCONNECT,66KV,1250A,HORIZ,DOUBLE BREAK |  | Materials
RD8030 | DISCONNECTOR,66KV,1250A HIGH LEVEL |  | Materials
RD8030 | DISCONNECTOR,66KV,1250A HIGH LEVEL |  | Materials
RD8031 | STRUCTURE,66KV DISCONNTECTOR,LOW LEVEL |  | Materials
RD8050 | DISCONNECTOR,33KV,1600A W/EARTH SWITCH |  | Materials
RD8050 | DISCONNECTOR,33KV,1600A W/EARTH SWITCH |  | Materials
RD8051 | DISCONNECT,PLP,33kV,HDB36-AEF,1600A,HS |  | Materials
RD8051 | DISCONNECT,PLP,33kV,HDB36-AEF,1600A,HS |  | Materials
RD8052 | DISCONNECT,PLP,33kV,HDB36-AF,1600A,HS |  | Materials
RD8052 | DISCONNECT,PLP,33kV,HDB36-AF,1600A,HS |  | Materials
RD8054 | DISCONNECT,PLP,33kV,HDB36-AF,1600A,LS |  | Materials
RD8054 | DISCONNECT,PLP,33kV,HDB36-AF,1600A,LS |  | Materials
RD8402 | LBS,33KV,630A,FULLY ENCLOSE,MANUAL,LEADS |  | Materials
RD8406 | LBS,RL27,11KV,630A,SF6 ENCLOSED REMOTE |  | Materials
RD8406 | LBS,RL27,11KV,630A,SF6 ENCLOSED REMOTE |  | Materials
RD8407 | LBS,RL38,33KV,630A,SF6 ENCLOSED REMOTE |  | Materials
RD8407 | LBS,RL38,33KV,630A,SF6 ENCLOSED REMOTE |  | Materials
RD8408 | LBS,RL27,11KV,630A,SF6 ENCLOSED MANUAL |  | Materials
RD8408 | LBS,RL27,11KV,630A,SF6 ENCLOSED MANUAL |  | Materials
RD8409 | LBS,RL38,33KV,630A,SF6 ENCLOSED MANUAL |  | Materials
RD8409 | LBS,RL38,33KV,630A,SF6 ENCLOSED MANUAL |  | Materials
RD8415 | LEAD,240mm2,AL CCT,CRIMPED,SCHNEIDER,7M |  | Materials
RD8416 | LEAD,240mm2,AL CCT,CRIMPED,SCHNEIDER,4M |  | Materials
RD8417 | LEAD,240mm2,AL CCT,CRIMPED,NOJA,4M |  | Materials
RD8420 | LOAD SWITCH MECHANISM,SAFELINK |  | Materials
RD8421 | LSF MECHANISM & DOOR INTERLOCK, SAFELINK |  | Materials
RD8527 | LEAD,JUMPER,T/F TO ABB SAFELINK CFC |  | Materials
RE0900 | CLAMP,LOOP,'MCGRAW EDISON' RECLOSER BUSH |  | Materials
RE1008 | RECLOSER,5A COIL, "E" TYPE,19KV |  | Materials
RE1010 | RECLOSER,10A COIL TYPE,19KV,KE10B22 |  | Materials
RE1010 | RECLOSER,10A COIL TYPE,19KV,KE10B22 |  | Materials
RE1011 | RECLOSER,15A COIL,TYPE E,19KV,KE15B22 |  | Materials
RE1011 | RECLOSER,15A COIL,TYPE E,19KV,KE15B22 |  | Materials
RE1012 | RECLOSER ASSY,19KV,MID-LINE,SWER,W27 |  | Materials
RE1012 | RECLOSER ASSY,19KV,MID-LINE,SWER,W27 |  | Materials
RE1013 | RECLOSER TANK (W27-ACR-SOLID-24-6),NULEC |  | Materials
RE1016 | BRACKET MGT STOBIE POLE (992500025) |  | Materials
RE1018 | AUX POWER SUPPLY 50vA 19KV/ 240VAC |  | Materials
RE1020 | SEQEUNCE KIT,TYPE E,MULTIPLE SETTINGS |  | Materials
RE1021 | SOLENOID FRAME,TYPE E,19KV,KA179E1,4F0D |  | Materials
RE1025 | PLATE ASSEMBLY,RECLOSER,'MC.GRAW EDISON' |  | Materials
RE1027 | INSULATOR,'MC.EDISON'#E 19KV RECLOSER |  | Materials
RE1030 | COUNTER, FOR COOPERS RECLOSER, KA708E |  | Materials
RE1031 | STORM TRAPPER, SURGE DIVERTER, COOPERS |  | Materials
RE1040 | COIL GAP ASSEMBLY,RECLOSER,'MC GRAW EDIS |  | Materials
RE1042 | CONTACTS,'MCGRAW EDISON'19KV 100A TYPE E |  | Materials
RE1044 | COIL,TRIP,5A'M/ED'RECLOSER |  | Materials
RE1046 | COIL,TRIP,10A'M/ED'RECLOSER |  | Materials
RE1047 | COIL,TRIP,15A,FOR TYPE E,RE1011 RECLOSE |  | Materials
RE1050 | TIMING MOVEMENT,MECHANICAL,OP COUNTER,'M |  | Materials
RE1055 | GASKET,'MC GRAW EDISON'RECLOSER TYPE E,T |  | Materials
RE1057 | GASKET,'MC GRAW EDISON'RECLOSER TYPE E,H |  | Materials
RE1059 | GASKET,'MC-EDISON'RECLOSER #E LOWER BUSH |  | Materials
RE1068 | SEAT,VALVE,'MC.GRAW EDISON'TYPE'E'RECLOS |  | Materials
RE1070 | PLATE,TIMING ASSEMBLY,RECLOSER,'MC.GRAW |  | Materials
RE1072 | SEQUENCE KIT,TYPE E,KA715L2 |  | Materials
RE1078 | RING,RETAINING,'MC GRAW EDISON'TYPE E 19 |  | Materials
RE1080 | ROD,RECLOSER,'M/ED'#E,1 PH,19KV,100A |  | Materials
RE1092 | SEAL,NONMETALLIC,ROUND,OIL BUSHING,'MC.G |  | Materials
RE1095 | SPACER,SLEEVE,'MC GRAW EDISON'19KV TYPE |  | Materials
RE1100 | TERMINAL BUSH,MC-EDISON 19KV #E RECLOSER |  | Materials
RE1102 | TUBE,INTERRUPTER,RECLOSER,'MC-ED'#E |  | Materials
RE1103 | SUPPORT,TUBE,RECLOSER,#E |  | Materials
RE1109 | VALVE,CHECK,'MCGRAW EDISON'RECLOSER TYPE |  | Materials
RE1110 | VALVE,CHECK,'MCGRAW EDISON'RECLOSER TYPE |  | Materials
RE1120 | WASHER,FLAT,MCGRAW EDISON #E RECLOSER SI |  | Materials
RE1122 | WASHER,FLAT,FIBRE,MCGRAW EDISON #E RECLO |  | Materials
RE1230 | TIMING MOVEMENT,MECHANICAL,OP COUNTER,'M |  | Materials
RE1260 | TUBE & PORT BLOCK,INTERRUPTER,RECLOSER,' |  | Materials
RE1286 | GASKET,'LEXINGTON'#M 1 PH 19KV RECLOSER, |  | Materials
RE1289 | COIL,ELECTRICAL,RECLOSER SOLENOID TRIP,' |  | Materials
RE1780 | RECLOSER,10A TRIP,'MCGRAW EDISON',#KF |  | Materials
RE1825 | RECLOSER,100A TRIP,'MCGRAW EDISON',#KF |  | Materials
RE1843 | COIL,TRIP,10A,'M/ED' KF RECLOSER |  | Materials
RE1850 | COIL,TRIP,15A,'M/ED' KF RECLOSER |  | Materials
RE1855 | COIL,TRIP,25A,'M/ED' KF RECLOSER |  | Materials
RE1857 | COIL,ELECTRICAL,TRIP,35AMP,'MCGRAW EDISO |  | Materials
RE1860 | COIL,ELECTRICAL,TRIP,50AMP,'MCGRAW EDISO |  | Materials
RE1865 | COIL,ELECTRICAL,TRIP,100AMP,'MCGRAW EDIS |  | Materials
RE1870 | COIL,TRIP,'MC-EDISON'#KF RECLOSER,140 AM |  | Materials
RE1874 | COIL,ELECTRICAL,TRIP,160AMP,'MCGRAW EDIS |  | Materials
RE1879 | COIL,ELECTRICAL,TRIP,185AMP,'MCGRAW EDIS |  | Materials
RE1884 | COIL,ELECTRICAL,TRIP,225AMP,'MCGRAW EDIS |  | Materials
RE1895 | COIL,ELECTRICAL,CLOSING,(KIT)'MCGRAW EDI |  | Materials
RE1900 | CIRCUIT CARD,'MCGRAW EDISON'KF,FOR 3 PHA |  | Materials
RE1905 | INSULATOR,'MC.GRAW EDISON'11KV,3 PHASE,2 |  | Materials
RE1940 | RESISTOR,FIXED,WIRE WOUND, 100 OHM,40 |  | Materials
RE1941 | RESISTOR,FIXED,WIRE WOUND, 3K5 OHM,10 |  | Materials
RE1942 | RESISTOR,FIXED,WIRE WOUND, 12K OHM,10 % |  | Materials
RE1942 | RESISTOR,FIXED,WIRE WOUND, 12K OHM,10 % |  | Materials
RE1943 | RESISTOR,FIXED,WIRE WOUND, 35K OHM,10 % |  | Materials
RE1943 | RESISTOR,FIXED,WIRE WOUND, 35K OHM,10 % |  | Materials
RE1944 | RESISTOR,FIXED,WIRE WOUND, 50K OHM,10 % |  | Materials
RE1945 | RESISTOR,FIXED,WIRE WOUND,MC GRAW ED#KF |  | Materials
RE1946 | RESISTOR,FIXED,WIRE WOUND,MC GRAW ED#KF |  | Materials
RE1946 | RESISTOR,FIXED,WIRE WOUND,MC GRAW ED#KF |  | Materials
RE1947 | RESISTOR,FIXED,WIRE WOUND,5 AMP GRD MIN |  | Materials
RE1947 | RESISTOR,FIXED,WIRE WOUND,5 AMP GRD MIN |  | Materials
RE1948 | RESISTOR,FIXED,WIRE WOUND,20 AMP GRD MIN |  | Materials
RE1948 | RESISTOR,FIXED,WIRE WOUND,20 AMP GRD MIN |  | Materials
RE1950 | NER,RESISTOR ELEMENT,2.83 x OHM, CBD |  | Materials
RE1951 | NER,11KV,8.6OHM,800A,3SEC,RHS,LOW STAND |  | Materials
RE1952 | NER,11KV,8.6OHM,800A,3SEC,LHS,LOW STAND |  | Materials
RE1953 | NER,11KV,8.6OHM,800A,3SEC,RHS,HIGH STAND |  | Materials
RE1954 | NER,11KV,8.6OHM,800A,3SEC,LHS,HIGH STAND |  | Materials
RE1955 | SWITCH,MERCURY,'MCGRAW EDISON' TYPE KF 3 |  | Materials
RE1956 | NER,33KV,20.5OHM,800A,3SEC,LHS,HIGHSTAND |  | Materials
RE1956 | NER,33KV,20.5OHM,800A,3SEC,LHS,HIGHSTAND |  | Materials
RE1957 | NER,33kV RESISTOR ELEMENT, 3.42OHM, CBD |  | Materials
RE2100 | CIRCUIT CARD,'MCGRAW EDISON'KFE,FOR 3 PH |  | Materials
RE2101 | PLUG,TIMING,CURVE 3A, ( 1 ) -McGE |  | Materials
RE2102 | PLUG,TIMING CURVE 3A, ( 5 ) -McGE |  | Materials
RE2103 | PLUG,TIMING CURVE 3A ( 6 )-McGE |  | Materials
RE2104 | PLUG,TIMING CURVE 3A ( 7 ) -McGE |  | Materials
RE2105 | INSULATOR,'MC.GRAW EDISON'11KV,C/W GASKE |  | Materials
RE2106 | PLUG,TIMING CURVE 3A ( 13 ) -McGE |  | Materials
RE2107 | PLUG,TIMING CURVE 3A ( 15 ) -McGE |  | Materials
RE2108 | PLUG,TIMING CURVE 3A ( 16 ) -McGE |  | Materials
RE2109 | PLUG,TIMING CURVE 3A ( 17 ) -McGE |  | Materials
RE2110 | PLUG,TIMING CURVE 3A ( BG2 ) -McGE |  | Materials
RE2111 | PLUG,TIMING CURVE 3A ( BGA ) -McGE |  | Materials
RE2112 | PLUG,TIMING CURVE 3A ( BGB ) -McGE |  | Materials
RE2113 | PLUG,TIMING CURVE 3A ( BGC ) -McGE |  | Materials
RE2114 | PLUG,TIMING CURVE 3A ( BGD ) -McGE |  | Materials
RE2115 | PLUG,TIMING CURVE 3A ( BGE ) -McGE |  | Materials
RE2116 | PLUG,TIMING CURVE 3A ( BP-3 ) -McGE |  | Materials
RE2117 | PLUG,TIMING CURVE 3A, ( BP-4 ) -McGE |  | Materials
RE2118 | PLUG,TIMING CURVE 3A, ( BP-6 ) -McGE |  | Materials
RE2119 | PLUG,TIMING CURVE 3A, ( F ) -McGE |  | Materials
RE2120 | PLUG,TIMING CURVE 3A, ( G ) -McGE |  | Materials
RE2121 | PLUG,TIMING CURVE 3A, ( H ) -McGE |  | Materials
RE2122 | PLUG,TIMING CURVE 3A, ( I ) -McGE |  | Materials
RE2123 | PLUG,TIMING CURVE 3A, ( J ) -McGE |  | Materials
RE2124 | PLUG,TIMING CURVE 3A, ( K ) -McGE |  | Materials
RE2125 | PLUG,TIMING CURVE 3A, ( P ) -McGE |  | Materials
RE2126 | PLUG,TIMING CURVE 3A, ( V ) - McGE |  | Materials
RE2127 | PLUG,TIMING CURVE 3A, ( W ) - McGE |  | Materials
RE2128 | PLUG,TRIP,TIMING CURVE,FORM 3A,(A) |  | Materials
RE2129 | PLUG,TRIP,TIMING CURVE,FORM 3A,(BG3) |  | Materials
RE2130 | PLUG,TRIP,TIMING CURVE,FORM 3A,(D) |  | Materials
RE2131 | PLUG,TRIP,TIMING CURVE,FORM 3A,(E) |  | Materials
RE2132 | PLUG,TRIP,TIMING CURVE,FORM 3A,(M) |  | Materials
RE2133 | PLUG,TRIP,TIMING CURVE,FORM 3A,(T) |  | Materials
RE2134 | PLUG,TRIP,TIMING CURVE,FORM 3A,(Y) |  | Materials
RE2135 | PLUG,TRIP,TIMING CURVE,FORM 3A,(8) |  | Materials
RE2136 | PLUG,TRIP,TIMING CURVE,FORM 3A,(14) |  | Materials
RE2137 | PLUG,TRIP,TIMING CURVE,FORM 3A,(18) |  | Materials
RE2142 | PLUG,TIMING,RECLOSER,CURVE 2,'MC'GRAW ED |  | Materials
RE2143 | PLUG,TIMING,RECLOSER,CURVE 4,'MC'GRAW ED |  | Materials
RE2150 | RECLOSER,'MCGRAW EDISON'#KFE,11KV,3 PH |  | Materials
RE2152 | RESISTOR,FIXED,5 AMP,MC GRAW ED#KFE |  | Materials
RE2152 | RESISTOR,FIXED,5 AMP,MC GRAW ED#KFE |  | Materials
RE2156 | RESISTOR,FIXED,10 AMP,MC GRAW ED#KFE |  | Materials
RE2156 | RESISTOR,FIXED,10 AMP,MC GRAW ED#KFE |  | Materials
RE2158 | RESISTOR,FIXED,20 AMP,MC GRAW ED#KFE |  | Materials
RE2158 | RESISTOR,FIXED,20 AMP,MC GRAW ED#KFE |  | Materials
RE2160 | RESISTOR,FIXED,20 AMP,MC GRAW ED#KFE |  | Materials
RE2160 | RESISTOR,FIXED,20 AMP,MC GRAW ED#KFE |  | Materials
RE2162 | RESISTOR,FIXED,30 AMP,MC GRAW ED#KFE |  | Materials
RE2162 | RESISTOR,FIXED,30 AMP,MC GRAW ED#KFE |  | Materials
RE2164 | RESISTOR,FIXED,50 AMP,MC GRAW ED#KFE |  | Materials
RE2166 | RESISTOR,FIXED,70 AMP,MC GRAW ED#KFE |  | Materials
RE2166 | RESISTOR,FIXED,70 AMP,MC GRAW ED#KFE |  | Materials
RE2168 | RESISTOR,FIXED,100 AMP,MC GRAW ED#KFE |  | Materials
RE2168 | RESISTOR,FIXED,100 AMP,MC GRAW ED#KFE |  | Materials
RE2170 | RESISTOR,FIXED,140 AMP,MC GRAW ED#KFE |  | Materials
RE2170 | RESISTOR,FIXED,140 AMP,MC GRAW ED#KFE |  | Materials
RE2172 | RESISTOR,FIXED,200 AMP,MC GRAW ED#KFE |  | Materials
RE2174 | RESISTOR,FIXED,280 AMP,MC GRAW ED#KFE |  | Materials
RE2174 | RESISTOR,FIXED,280 AMP,MC GRAW ED#KFE |  | Materials
RE2176 | RESISTOR,FIXED,320 AMP,MC GRAW ED#KFE |  | Materials
RE2176 | RESISTOR,FIXED,320 AMP,MC GRAW ED#KFE |  | Materials
RE2177 | RESISTOR,FIXED,450 AMP,MC GRAW ED#KFE |  | Materials
RE2177 | RESISTOR,FIXED,450 AMP,MC GRAW ED#KFE |  | Materials
RE2178 | RESISTOR,FIXED,400 AMP,MC GRAW ED#KFE |  | Materials
RE2178 | RESISTOR,FIXED,400 AMP,MC GRAW ED#KFE |  | Materials
RE2179 | RESISTOR,FIXED,560 AMP,MC GRAW ED#KFE |  | Materials
RE2179 | RESISTOR,FIXED,560 AMP,MC GRAW ED#KFE |  | Materials
RE2180 | TERMINAL ASSEMBLY,RECLOSER,'MC GRAW EDIS |  | Materials
RE2200 | RECLOSER 11KV 400A TRIP 3PH KFME52 |  | Materials
RE2200 | RECLOSER 11KV 400A TRIP 3PH KFME52 |  | Materials
RE2210 | PLUG,TIMING,MCEDISON'#KFME&WE/ME CURVE 2 |  | Materials
RE2211 | PLUG,TIMING,MC-EDISON#KFME&WE/ME CURVE 3 |  | Materials
RE2212 | PLUG,TIMING,MC-EDISON#KFME&WE/ME CURVE 4 |  | Materials
RE2213 | PLUG,TIMING,MC-EDISON#KFME&WE/ME CURVE 8 |  | Materials
RE2214 | PLUG,TIMING,MC-EDISON#KFME&WE/ME CURVE R |  | Materials
RE2215 | PLUG,TIMING,'MC-ED'#KFME/WE/ME/WVE RECLO |  | Materials
RE2216 | PLUG,TIMING,'MC-EDISON'#KFME&WE/ME RECLO |  | Materials
RE2220 | RESISTOR,FIXED,70/140 AMP,MC GRAW ED#KFM |  | Materials
RE2220 | RESISTOR,FIXED,70/140 AMP,MC GRAW ED#KFM |  | Materials
RE2221 | RESISTOR,FIXED,280/560 AMPMC GRAW ED#KFM |  | Materials
RE2221 | RESISTOR,FIXED,280/560 AMPMC GRAW ED#KFM |  | Materials
RE2224 | TIMING PLUG,'MC-ED'#KFME/WE/ME RECLOSERS |  | Materials
RE2232 | RESISTOR,FIXED,WIRE WOUND,MC GRAW ED#KFM |  | Materials
RE2233 | RESISTOR,FIXED,WIRE WOUND,MC GRAW ED#KFM |  | Materials
RE2233 | RESISTOR,FIXED,WIRE WOUND,MC GRAW ED#KFM |  | Materials
RE2234 | RESISTOR,FIXED,WIRE WOUND,MC GRAW ED#KFM |  | Materials
RE2234 | RESISTOR,FIXED,WIRE WOUND,MC GRAW ED#KFM |  | Materials
RE2235 | RESISTOR,FIXED,WIRE WOUND,MC GRAW ED#KFM |  | Materials
RE2235 | RESISTOR,FIXED,WIRE WOUND,MC GRAW ED#KFM |  | Materials
RE2237 | RESISTOR,FIXED,WIRE WOUND,MC GRAW ED#KFM |  | Materials
RE2237 | RESISTOR,FIXED,WIRE WOUND,MC GRAW ED#KFM |  | Materials
RE2238 | RESISTOR,FIXED,WIRE WOUND,MC GRAW ED#KFM |  | Materials
RE2238 | RESISTOR,FIXED,WIRE WOUND,MC GRAW ED#KFM |  | Materials
RE2240 | COIL,ELECTRICAL,'MCGRAW EDISON'#KFME REC |  | Materials
RE2241 | RECLOSER TANK(OSM-15-16-630-110),NOJA |  | Materials
RE2242 | CONTROLLER,NOJA,RC01ES |  | Materials
RE2243 | CONTROL CABLE (CC01-7) |  | Materials
RE2244 | AUX POWER SUPPLY (VT11-240) |  | Materials
RE2245 | UNIVERISAL MTG BKT -AUX PWR SUPPLY |  | Materials
RE2248 | RECLOSER ASSY,11KV,MODULAR SUBSTN,N15 |  | Materials
RE2248 | RECLOSER ASSY,11KV,MODULAR SUBSTN,N15 |  | Materials
RE2249 | RECLOSER ASSY,33KV,MODULAR SUBSTN,N38 |  | Materials
RE2249 | RECLOSER ASSY,33KV,MODULAR SUBSTN,N38 |  | Materials
RE2250 | RECLOSER 11KV 630A TRIP 3PH KNOVA27A34 |  | Materials
RE2250 | RECLOSER 11KV 630A TRIP 3PH KNOVA27A34 |  | Materials
RE2251 | RECLOSER ASSY,11KV DISTN,ADV CTRL |  | Materials
RE2251 | RECLOSER ASSY,11KV DISTN,ADV CTRL |  | Materials
RE2254 | RECLOSER TANK (N38-ACR-SF6-38), NULEC |  | Materials
RE2258 | N SERIES STOBIE POLE MTG BRACKET |  | Materials
RE2259 | AUX POWER SUPPLY 50vA 33KV/240VAC |  | Materials
RE2260 | VT SUPPORT BRACKET(990003175) |  | Materials
RE2261 | RECLOSER ASSY,11KV,SUB,POLEMTD,N15,ADVC2 |  | Materials
RE2261 | RECLOSER ASSY,11KV,SUB,POLEMTD,N15,ADVC2 |  | Materials
RE2262 | RECLOSER ASSY,11KV,SUB,FRAME,N15,ADVC2 |  | Materials
RE2262 | RECLOSER ASSY,11KV,SUB,FRAME,N15,ADVC2 |  | Materials
RE2263 | RECLOSER ASSY,11KV,MOD S/STN,N15,ADVC2 |  | Materials
RE2263 | RECLOSER ASSY,11KV,MOD S/STN,N15,ADVC2 |  | Materials
RE2264 | RECLOSER ASSY,11KV,MIDLNE,POLE,N15,ADVC2 |  | Materials
RE2264 | RECLOSER ASSY,11KV,MIDLNE,POLE,N15,ADVC2 |  | Materials
RE2266 | 11kV REPLACEMENT SCEM CARDS |  | Materials
RE2271 | RECLOSER ASSY,33KV,POLEMNTD,N38,ADVC2 |  | Materials
RE2271 | RECLOSER ASSY,33KV,POLEMNTD,N38,ADVC2 |  | Materials
RE2272 | RECLOSER ASSY,33KV,SUB,FRAME,N38,ADVC2 |  | Materials
RE2272 | RECLOSER ASSY,33KV,SUB,FRAME,N38,ADVC2 |  | Materials
RE2273 | RECLOSER ASSY,33KV,MOD S/STN,N38,ADVC2 |  | Materials
RE2273 | RECLOSER ASSY,33KV,MOD S/STN,N38,ADVC2 |  | Materials
RE2276 | 33kV REPLACEMENT SCEM CARDS |  | Materials
RE2290 | RECLOSER ASSY 11KV MIDLNE POLE NOJA RC10 |  | Materials
RE2290 | RECLOSER ASSY 11KV MIDLNE POLE NOJA RC10 |  | Materials
RE2410 | RECLOSER,10A TRIP,'REYROLLE'#OYT |  | Materials
RE2420 | RECLOSER,30A TRIP,'REYROLLE'#OYT |  | Materials
RE2420 | RECLOSER,30A TRIP,'REYROLLE'#OYT |  | Materials
RE2425 | RECLOSER,50A TRIP,'REYROLLE'#OYT |  | Materials
RE2425 | RECLOSER,50A TRIP,'REYROLLE'#OYT |  | Materials
RE2430 | RECLOSER,75A TRIP,'REYROLLE'#OYT |  | Materials
RE2430 | RECLOSER,75A TRIP,'REYROLLE'#OYT |  | Materials
RE2435 | RECLOSER,100A TRIP,'REYROLLE'#OYT |  | Materials
RE2435 | RECLOSER,100A TRIP,'REYROLLE'#OYT |  | Materials
RE2440 | RECLOSER,150A TRIP,'REYROLLE'#OYT |  | Materials
RE2445 | RECLOSER,200A TRIP,'REYROLLE'#OYT |  | Materials
RE2445 | RECLOSER,200A TRIP,'REYROLLE'#OYT |  | Materials
RE2510 | COIL,ELECTRICAL,TRIP,10AMP,FOR'REYOLLE'R |  | Materials
RE2515 | COIL,ELECTRICAL,TRIP,15AMP,FOR'REYOLLE'R |  | Materials
RE2520 | COIL,ELECTRICAL,TRIP,30AMP,FOR'REYOLLE'R |  | Materials
RE2525 | COIL,ELECTRICAL,TRIP,50AMP,FOR'REYOLLE'R |  | Materials
RE2530 | COIL,ELECTRICAL,TRIP,75AMP,FOR'REYOLLE'R |  | Materials
RE2535 | COIL,ELECTRICAL,TRIP,100AMP,FOR REYROLLE |  | Materials
RE2540 | COIL,ELECTRICAL,TRIP,150AMP,FOR'REYOLLE' |  | Materials
RE2545 | COIL,ELECTRICAL,TRIP,200AMP,FOR'REYOLLE' |  | Materials
RE2550 | COIL, ELECT,TRIP 250AMP,FOR RECLOSER OYT |  | Materials
RE2555 | ENCAPSULATED CLOSING COIL |  | Materials
RE2745 | INSULATOR ASSEMBLY,STANDARD,'MC.GRAW EDI |  | Materials
RE2756 | COIL,CLOSING,MC/ED WD11KV RECLOSER |  | Materials
RE2795 | INTERRUPTER,GROUND FAULT,'MC.GRAW EDISON |  | Materials
RE2796 | INTERRUPTER,GROUND FAULT,'MC.GRAW EDISON |  | Materials
RE2825 | SOLENOID,ROTARY,FOR MC.GRAW EDISON 11KV |  | Materials
RE2826 | CONTR0L CABLE,N-SERIES,7.0M |  | Materials
RE2827 | CTRL CABLE,N-SERIES,3.5M |  | Materials
RE2828 | CONTROL CABLE,RL & W-SERIES,7.0M |  | Materials
RE2829 | CTRL CABLE,14 PIN,F6/5/4C,(NON-NOVA) |  | Materials
RE2829 | CTRL CABLE,14 PIN,F6/5/4C,(NON-NOVA) |  | Materials
RE2830 | SWITCH,MERCURY,AUXILIARY,FOR'MCGRAW EDIS |  | Materials
RE2831 | CTRL CABLE F6/F5 (NOVA) KA1119R6-20 |  | Materials
RE2832 | CTRL CABLE F6/5/4C,(NON-NOVA)KA1ME20 STR |  | Materials
RE2834 | CONTROLLER F6 NOVA KME6P2B012Y411E |  | Materials
RE2837 | CONTROLLER F5 NON-NOVA KME5A2212-2-112 |  | Materials
RE2837 | CONTROLLER F5 NON-NOVA KME5A2212-2-112 |  | Materials
RE2838 | CONTROLLER F4C NON-NOVA KME4C21122 |  | Materials
RE2839 | CONTROLLER F3A NON-NOVA |  | Materials
RE2840 | CONTROLLER,SCHNEIDER(NULEC),ADVC2 |  | Materials
RE2842 | CONTROLLER, NULEC,PTCC, W-SERIES |  | Materials
RE2843 | RESISTOR,FIXED,WIRE WOUND,MCGRAW ED #KFM |  | Materials
RE2843 | RESISTOR,FIXED,WIRE WOUND,MCGRAW ED #KFM |  | Materials
RE2844 | CONTROLLER, NULEC,PTCC, RL-SERIES |  | Materials
RE2845 | RESISTOR,FIXED,WIRE WOUND,SCADA 11KV CON |  | Materials
RE2845 | RESISTOR,FIXED,WIRE WOUND,SCADA 11KV CON |  | Materials
RE2847 | RESISTOR,FIXED,WIRE WOUND,MCGRAW ED #KFM |  | Materials
RE2847 | RESISTOR,FIXED,WIRE WOUND,MCGRAW ED #KFM |  | Materials
RE2849 | RESISTOR,FIXED,WIRE WOUND,SCADA 11KV CON |  | Materials
RE2849 | RESISTOR,FIXED,WIRE WOUND,SCADA 11KV CON |  | Materials
RE2851 | RESISTOR,FIXED,WIRE WOUND,MCGRAW ED #KFM |  | Materials
RE2851 | RESISTOR,FIXED,WIRE WOUND,MCGRAW ED #KFM |  | Materials
RE2852 | NOVA,MODULE KIT,V1 |  | Materials
RE2853 | NOVA,POWER SUPPLY BOARD |  | Materials
RE2854 | NOVA,ACTUATO BOARD,3421 |  | Materials
RE2854 | NOVA,ACTUATO BOARD,3421 |  | Materials
RE2860 | CONTROLLER,NOJA,RC10,STAINLESS STEEL |  | Materials
RE2861 | CONTROLLER LBS FRONT PANEL,NOJA,RC10 |  | Materials
RE2862 | CONTROL CABLE,NOJA,RC10,7.0M |  | Materials
RE2863 | CONTROLLER RECLOSER FRONTPANEL,NOJA,RC10 |  | Materials
RE2870 | CONTROLLER,HS CBS, DV11145 |  | Materials
RE3000 | RECLOSER,400A TRIP,'MC.GRAW EDISON'#RV |  | Materials
RE3021 | RECLOSER,100A TRIP,'MC.GRAW EDISON'#RV,3 |  | Materials
RE3021 | RECLOSER,100A TRIP,'MC.GRAW EDISON'#RV,3 |  | Materials
RE3040 | RECLOSER 33KV 560A TRIP 3PH V WVE38X |  | Materials
RE3042 | RECLOSER,33KV,TANK,VWVE38X,560A,COOPER |  | Materials
RE3042 | RECLOSER,33KV,TANK,VWVE38X,560A,COOPER |  | Materials
RE3045 | RECLOSER,33KV,TANK,WVE,560A,COOPER |  | Materials
RE3045 | RECLOSER,33KV,TANK,WVE,560A,COOPER |  | Materials
RE3048 | RECLOSER,11KV,TANK,WE,560A,COOPER |  | Materials
RE3048 | RECLOSER,11KV,TANK,WE,560A,COOPER |  | Materials
RE3050 | O RING,TYPE BS112-N70,OYT RECLOSER |  | Materials
RE3051 | SEAL,04 BSPP BONDED,OYT RECLOSER |  | Materials
RE3052 | EARTH FAULT TIMING BOX, OYT RECLOSERS |  | Materials
RE3070 | BUSHING,33kV,1000MM CREEP,560A,KA82RV2 |  | Materials
RE3071 | COIL,TRIP,25A,PHASE C,'M/ED' RECLOSER |  | Materials
RE3072 | COIL,TRIP,25A,PHASES A+B,'M/ED' RECLOSER |  | Materials
RE3073 | COIL,TRIP,50A,PHASE C,'M/ED'RECLOSER |  | Materials
RE3074 | COIL,TRIP,50A,PHASES A+B,'M/ED'RECLOSER |  | Materials
RE3077 | COIL,TRIP,70A,PHASES A+B,'M/ED'RECLOSER |  | Materials
RE3078 | COUNTER,ELECTRICAL,OPERATION,'MC.GRAW ED |  | Materials
RE3081 | COIL,ELECTRICAL,TRIP,35AMP,PHASES A+B,FO |  | Materials
RE3082 | COIL,ELECTRICAL,TRIP,35AMP,PHASE C,FOR'M |  | Materials
RE3090 | GASKET,'MC GRAW EDISON'RECLOSER TYPE RV, |  | Materials
RE3095 | HOUSING ASSEMBLY,CONTACT,RECLOSER,'MC.GR |  | Materials
RE3098 | INTERRUPTER,GROUND FAULT,'MC.GRAW EDISON |  | Materials
RE3099 | INTERRUPTER,GROUND FAULT,'MC.GRAW EDISON |  | Materials
RE3100 | HYDRAULIC FLUID,NONPETROLEUM BASE,'MC GR |  | Materials
RE3120 | TRANSFORMER,CURRENT,1000TO 1,TORROIDAL,R |  | Materials
RE3125 | YOKE,ELECTRICAL CONTACT,'MC GRAW EDISON' |  | Materials
RE4010 | SECTIONALISER,19kV SWER,HAYCOLEC SECT-01 |  | Materials
RE4010 | SECTIONALISER,19kV SWER,HAYCOLEC SECT-01 |  | Materials
RE4011 | SECTIONALISER,19KV,SWER,AUTOLINK,ABB |  | Materials
RE4011 | SECTIONALISER,19KV,SWER,AUTOLINK,ABB |  | Materials
RE4012 | SECTIONALISER MOUNTING,19KV,SWER,ABB |  | Materials
RE4013 | INSULATOR, STAND OFF, WITH GALV BRACKET |  | Materials
RE4020 | FUSESAVER,11kV, 19kV SWER, 40A |  | Materials
RE4050 | CONTACTS,'WESTEC'19KV 100A SS SECTIONALI |  | Materials
RE4211 | LBS,11kV,630A,FULLY ENCL,SCHNEIDER,ADVC2 |  | Materials
RE4211 | LBS,11kV,630A,FULLY ENCL,SCHNEIDER,ADVC2 |  | Materials
RE4213 | SECTIONALISER TANK (RL27-LBS-FA-SF6) |  | Materials
RE4215 | SECTIONALISER, 15A TRIP,'REYROLLE'#OYS,R |  | Materials
RE4215 | SECTIONALISER, 15A TRIP,'REYROLLE'#OYS,R |  | Materials
RE4216 | MTG BRACKET CROSS ARM RL SERIES |  | Materials
RE4218 | AUX POWER SUPPLY 50vA 11KV/240VAC |  | Materials
RE4221 | SECTIONALISER TANK (RL38-LBS-FA-SF6) |  | Materials
RE4230 | SECTIONALISER, 75A TRIP,'REYROLLE'#OYS,R |  | Materials
RE4252 | INSULATOR,'REYOLLE'11KV,200A,SECTIONALIS |  | Materials
RE4265 | COIL,ELECTRICAL,TRIP,10AMP,FOR'REYROLLE' |  | Materials
RE4270 | COIL,ELECTRICAL,TRIP,15AMP,FOR'REYOLLE'R |  | Materials
RE4280 | COIL,ELECTRICAL,TRIP,30AMP,FOR'REYOLLE'R |  | Materials
RE4285 | COIL,ELECTRICAL,TRIP,50AMP,FOR'REYOLLE'R |  | Materials
RE4290 | COIL,ELECTRICAL,TRIP,75AMP,REYROLLE OYS |  | Materials
RE4295 | COIL,ELECTRICAL,TRIP,100AMP,FOR'REYOLLE' |  | Materials
RE4300 | COIL,ELECTRICAL,TRIP,150AMP,FOR'REYOLLE' |  | Materials
RE4305 | COIL,ELECTRICAL,TRIP,200AMP,FOR'REYOLLE' |  | Materials
RE4480 | SECTIONALISER MOUNT,33kV,DISTN,NON-LB |  | Materials
RE4483 | SECTIONALISER,33kV,20-60A (SECT03) |  | Materials
RE4483 | SECTIONALISER,33kV,20-60A (SECT03) |  | Materials
RE4484 | SECTIONALISER,33kV,40-112A (SECT04) |  | Materials
RE4484 | SECTIONALISER,33kV,40-112A (SECT04) |  | Materials
RE4485 | SECTIONALISER,33kV,10-20A (SECT05) |  | Materials
RE4485 | SECTIONALISER,33kV,10-20A (SECT05) |  | Materials
RE4486 | SECTIONALISER,33kV,60-130A (SECT06) |  | Materials
RE4487 | SECTIONALISER,33kV,100-160A (SECT07) |  | Materials
RE4487 | SECTIONALISER,33kV,100-160A (SECT07) |  | Materials
RE4552 | GASKET,'MC GRAW EDISON'#GWC SECTIONALISE |  | Materials
RE4553 | RESISTOR,FIXED,WIRE WOUND,MC GRAW ED#GWC |  | Materials
RE4553 | RESISTOR,FIXED,WIRE WOUND,MC GRAW ED#GWC |  | Materials
RE4554 | RESISTOR,FIXED,WIRE WOUND,MC GRAW ED#GWC |  | Materials
RE4554 | RESISTOR,FIXED,WIRE WOUND,MC GRAW ED#GWC |  | Materials
RE4557 | RESISTOR,FIXED,WIRE WOUND,MC GRAW ED#GWC |  | Materials
RE4557 | RESISTOR,FIXED,WIRE WOUND,MC GRAW ED#GWC |  | Materials
RE4558 | RESISTOR,FIXED,WIRE WOUND,MC GRAW ED#GWC |  | Materials
RE4558 | RESISTOR,FIXED,WIRE WOUND,MC GRAW ED#GWC |  | Materials
RE4559 | RESISTOR,FIXED,WIRE WOUND,MC GRAW ED#GWC |  | Materials
RE4559 | RESISTOR,FIXED,WIRE WOUND,MC GRAW ED#GWC |  | Materials
RE4560 | RESISTOR,FIXED,WIRE WOUND,MC GRAW ED#GWC |  | Materials
RE4560 | RESISTOR,FIXED,WIRE WOUND,MC GRAW ED#GWC |  | Materials
RE4600 | RESISTOR,FIXED,WIRE WOUND,MC GRAW ED#GN3 |  | Materials
RE4600 | RESISTOR,FIXED,WIRE WOUND,MC GRAW ED#GN3 |  | Materials
RE4610 | RESISTOR,FIXED,WIRE WOUND,MC GRAW ED#GN3 |  | Materials
RE4610 | RESISTOR,FIXED,WIRE WOUND,MC GRAW ED#GN3 |  | Materials
RE4615 | RESISTOR,FIXED,WIRE WOUND,MC GRAW ED#GN3 |  | Materials
RE4615 | RESISTOR,FIXED,WIRE WOUND,MC GRAW ED#GN3 |  | Materials
RE4700 | RECLOSER,NULEC,11kV |  | Materials
RE4820 | RECLOSER N38-170 |  | Materials
RE4850 | RECLOSER N36-170 |  | Materials
RE5001 | VT,33kV,500VA,INC STOBIE POLE BRACKET |  | Materials
RE5002 | VT,11kV,500VA,INC STOBIE POLE BRACKET |  | Materials
RK1508 | CLAMP,WIRE ROPE, 8MM,STEEL |  | Materials
RK1510 | CLAMP,WIRE ROPE,9 OR 10MM,STEEL |  | Materials
RK1512 | CLAMP,WIRE ROPE,11 OR 12MM,STEEL |  | Materials
RK1516 | CLAMP,WIRE ROPE,16MM,STEEL |  | Materials
RK1518 | CLAMP,WIRE ROPE,BOLTED,18MM ROPE,GALV |  | Materials
RK4010 | THIMBLE,FOR ROPE,10MM,STEEL,GALV |  | Materials
RK4012 | THIMBLE,ROPE,12MM,STEEL,GALV |  | Materials
RK4080 | THIMBLE,12MM,NYLON,POLYESTER ROPE |  | Materials
RN0202 | CABLE WARNING STRIP,POLY,ORANGE,U/G,15M |  | Materials
RN0640 | SEALING END,OUTDOOR,66KV,1.2in2,Cu |  | Materials
RN0650 | SEALING END,OUTDOOR,66KV,0.2&0.6in2 |  | Materials
RN0651 | SEALING END,OUTDOOR,66KV,2.0in2,Al |  | Materials
RN0653 | SEALING END,OIL IMMERSED,66KV,0.65in2,Cu |  | Materials
RN0775 | 66KV STRAIGHT JOINT,INSULATED FOR 0.9SQ |  | Materials
RN0792 | JOINT,STRAIGHT,66KV,NIJ,2.0in2,Al |  | Materials
RN0799 | PAPERS,SPARE,66KB BICC CABLE JOINTS |  | Materials
RN1600 | LINK BOX,3PH SOLID EARTH TYPE,240MM2 |  | Materials
RN1601 | LINK BOX,3PH SVLs,240MM2 CABLE,POLE MNT |  | Materials
RN1602 | LINK BOX,3PH SOLID EARTH TYPE,240MM2,UND |  | Materials
RN1603 | LINK BOX,3PH,SVLs,240MM2 CABLE,PIT |  | Materials
RN1611 | LINK BOX WITH SVL TAIHAN |  | Materials
RN1612 | LINK BOX WITHOUT SVL TAIHAN |  | Materials
RN1800 | SUPPORT,CABLE TERMINATION,HV LEAD SHEATH |  | Materials
RN2580 | CLAMP,CONDUCTOR,82-90MM DIAM,SPLIT |  | Materials
RN2600 | CLAMP,CONDUCTOR,25-38MM DIA,SG IRON,ADJ |  | Materials
RN2603 | CLAMP,CONDUCTOR,38-51MM DIA,2 BOLT,ADJ |  | Materials
RN2605 | CLAMP,CONDUCTOR,57-70MM DIA,SG IRON,ADJ |  | Materials
RN2609 | CLAMP,CONDUCTOR,35MM2,11KV,GA24 VAULT |  | Materials
RN2610 | CLAMP,CONDUCTOR,95MM2,11KV, GA24 VAULT |  | Materials
RN2612 | CLAMP,CONDUCTOR,300MM2,11KV,GA24 VAULT |  | Materials
RN2613 | CLAMP,CONDUCTOR,63OMM2,11KV,GA24 VAULT |  | Materials
RN4049 | SLEEVE,N/T,.04IN2 COND,U/G,STR,WEAK BACK |  | Materials
RN4050 | SLEEVE,N/T,.06IN2 COND,U/G,STR,WEAK BACK |  | Materials
RN4051 | SLEEVE,N/T,.1IN2 COND,U/G,STR,WEAK BACK |  | Materials
RN4053 | SLEEVE,N/T,.2IN2 COND,U/G,STR,WEAK BACK |  | Materials
RN4055 | SLEEVE,N/T,.3IN2 COND,U/G,STR,WEAK BACK |  | Materials
RN4060 | SLEEVE,N/T,.5IN2 COND,U/G,STR,WEAK BACK |  | Materials
RN4200 | FLANGE,PIPE,BLANK,UNDERGROUND CABLE |  | Materials
RN4206 | FLANGE,PIPE,UNDERGROUND CABLE,1-1/2"DIA |  | Materials
RN4705 | CABLE GLAND,2-1/2"BSP,LEAD COVERED CABLE |  | Materials
RN4940 | TERMINATION,35MM2 XLPE,ALU UG & ABC,11KV |  | Materials
RN4943 | TERMINATION,95MM2 XLPE,ALU UG & ABC,11KV |  | Materials
RN4946 | TERMINATION,300MM2 XLPE,ALU UG&ABC,11KV |  | Materials
RN4948 | TERMINATION,630MM' XLPE,11KV INDOOR |  | Materials
RN4950 | REPAIR JOINT,11KV EXTD,25-95MM2 1C XLPE |  | Materials
RN4954 | REP JOINT,11KV EXTD,240-400MM2 1C XLPE |  | Materials
RN4959 | TERMINATION,50-95MM2 XLPE,AL UG,33KV,1C |  | Materials
RN4960 | TERMINATION,300MM2 XLPE,AL UG,33KV |  | Materials
RN4967 | TERMINATION,630mm' XLPE,11KV OUTDOOR |  | Materials
RN4968 | TERMINATOR, CABLE, XLPE, 1600MM² |  | Materials
RN4975 | JOINT,STRAIGHT,33KV,50MM2,XLPE AL,1C |  | Materials
RN4976 | JOINT,STRAIGHT,33KV,300MM2,XLPE AL,1C |  | Materials
RN4977 | JOINT,STRAIGHT,33KV,95MM2,XLPE AL,1C |  | Materials
RN4978 | JOINT,STRAIGHT,11KV,300MM2,XLPE,AL,1C |  | Materials
RN4979 | JOINT,STRAIGHT,11KV,185-300MM2,XLPE(3C) |  | Materials
RN4980 | JOINT,TRANS,11KV,95PLY-185XLPE/PLY(3C) |  | Materials
RN4981 | JOINT,TRANS,11KV,185PLY-300XLPE/PLY(3C) |  | Materials
RN4982 | JOINT,TRANS,11KV,70PLY(3C)-95XLPE(1C) |  | Materials
RN4983 | JOINT,TRANS,11KV,35PLY(3C)-95XLPE(1C) |  | Materials
RN4984 | JOINT,STRAIGHT,11KV,630MM2,XLPE AL,1C |  | Materials
RN4989 | BOOT,INSULATING,SAFELINK,CFC,3CORE SET |  | Materials
RN4990 | JOINT,11KV,35MM2,XLPE AL,U/G & ABC,1C |  | Materials
RN4991 | JOINT,11KV,95/120MM2,XLPE AL,U/G&ABC,1C |  | Materials
RN4996 | JOINT,'Y',11KV,35MM2,WYE,XLPE AL U/G,1C |  | Materials
RN4997 | JOINT,'Y',11KV,95MM2,XLPE AL U/G,1C |  | Materials
RN5057 | TERMINATION,OUTDOOR,50-70MM2 33KV LEAD |  | Materials
RN5060 | TERMINATION,OUTDOOR,25-35MM2 11KV LEAD |  | Materials
RN5064 | TERMINATION,OUTDOOR,120-185MM2 11KV LEAD |  | Materials
RN5066 | TERMINATION,OUTDOOR,240-300MM2 11LV LEAD |  | Materials
RN5069 | CLAMP,CONDUCTOR,35 & 95 MM SQ XLPE |  | Materials
RN5071 | CLAMP,CONDUCTOR,300-630MM2,XLPE,LOOP |  | Materials
RN5072 | TERMINATION,INDOOR,95-240MM2 LEAD CABLE |  | Materials
RN5073 | TERMINATION,INDOOR,35-70MM2 11KV LEAD |  | Materials
RN5074 | TERMINATION,INDOOR,300-400MM2 11KV LEAD |  | Materials
RN5076 | TERMINATION,OUTDOOR,95-240MM2 XLPE,3C |  | Materials
RN5080 | TERMINATION,300MM2 XLPE AL UG&ABC,11KV |  | Materials
RN5090 | TERMINATION,35MM2 XLPE AL,UG & ABC,11KV |  | Materials
RN5091 | TERMINATION,95-120MM2 XLPE,COM AL UG&ABC |  | Materials
RN5100 | INSERT,'ELASTIMOLD'370 BUSHING WELL |  | Materials
RN5103 | ELBOW,LOAD BREAK,11kV,200A,35mm2 |  | Materials
RN5104 | ELBOW,LOAD BREAK,11kV,200A,95mm2 |  | Materials
RN5105 | CONNECTOR,ELBOW,EARTH,MULTI-CONTACT,11KV |  | Materials
RN5109 | INSERT,CONNECTOR,11KV LOADBREAK,TWIN |  | Materials
RN5110 | INSULATOR,'GE'11KV LOADBREAK CONNECTOR |  | Materials
RN5112 | CONNECTOR,11KV LOADBREAK,PORT FEED THRU |  | Materials
RN5114 | CAP,INSULATED,200A 11KV LOADBREAK CONN |  | Materials
RN5400 | ELBOW,DBREAK,11kV,630A,630mm2,S/STN |  | Materials
RN5402 | FUSED TERMINATION KIT,35mm2,HV,F&G,GAC |  | Materials
RN5403 | FUSED TERMINATION KIT,95mm2,HV,F&G,GAC |  | Materials
RN5420 | CONNECTOR,NON LOAD BREAK,200A,11KV,ABC |  | Materials
RN5422 | CONNECTOR,NON LOAD BREAK,200A,11KV,ABC |  | Materials
RN5434 | ELBOW,DEADBREAK,11kV,400A,35mm2,P/BOARD |  | Materials
RN5435 | ELBOW,DEADBREAK,11kV,400A,95mm2,P/BOARD |  | Materials
RN5436 | ELBOW,DEADBREAK,11kV,400A,300mm2,P/BOARD |  | Materials
RN5437 | ELBOW,DEADBREAK,11kV,400A,630mm2,P/BOARD |  | Materials
RN5440 | PLUG,INSULATING,DBREAK,11kV,400A,P/BOARD |  | Materials
RN5441 | PLUG,CONNECTING,DBREAK,11kV,400A,P/BOARD |  | Materials
RN5442 | CAP,INSULATING,DBREAK,11kV,400A,P/BOARD |  | Materials
RN5443 | LOADBREAK,33KV,200A,SURGE ARRESTER |  | Materials
RN5450 | ELBOW,DBREAK,33kV,630A,35mm2 AL-XLPE |  | Materials
RN5453 | ELBOW,DBREAK,33kV,630A,300mm2 AL-XLPE |  | Materials
RN5500 | ELBOW,D/BREAK,11kV,630A,35mm2,CABLE |  | Materials
RN5501 | ELBOW,D/BREAK,11kV,630A,95mm2 CABLE |  | Materials
RN5502 | ELBOW,D/BREAK11kV,630A,300mm2 CABLE |  | Materials
RN5503 | ELBOW,D/BREAK11kV,630A,630mm2 CABLE |  | Materials
RN5504 | ELBOW,D/BREAK33kV,630A,300mm2 CABLE |  | Materials
RN5505 | ELBOW,DBREAK,33KV,630A,50MM2,70MM2,95MM2 |  | Materials
RN5506 | ELBOW,DBREAK,33KV,630A,240MM2,300MM2 |  | Materials
RN6200 | SHROUD,POLY,HENLEY 500A CONNECTOR,RN6100 |  | Materials
RN7001 | REPAIR KIT,INSULATION,35/95MM2,11KV,XLPE |  | Materials
RN7090 | COPPER CRIMP LINKS WITH SOLID BARRIER |  | Materials
RN8025 | JOINT 66KV TAIHAN STRAIGHT |  | Materials
RN8026 | JOINT 66KV TAIHAN CROSS BONDING |  | Materials
RN8041 | TERMINATION OUTDOOR 66KV TAIHAN |  | Materials
RN8050 | TERMINATION,OUTDOOR,66KV,185/300,Cu,XLPE |  | Materials
RN8060 | TERMINATION,O/D,66KV,300MM2,Cu,XLPE,OLEX |  | Materials
RN8061 | TERMINATION,OUTDOOR,66KV,300MM2,Cu,XLPE |  | Materials
RN8090 | TERMINATION,66KV,1400/2000,Cu,XLPE |  | Materials
RN8100 | TERMINATION,OUTDOOR,66KV,1600MM2,Al,XLPE |  | Materials
RN8101 | TERMINATION,66KV,1000/1200/1600,Cu,XLPE |  | Materials
RN8451 | SPACER,CABLE,4 STAR,LV PLY STR JOINTS |  | Materials
RN9911 | ELBOW,LOAD BREAK,33kV,200A,50mm2 |  | Materials
RN9915 | ELBOW,LOAD BREAK,33kV,200A,95mm2 |  | Materials
RT2007 | BRACE,CROSSARM,STIFFENER,SUSPENSION TOWE |  | Materials
RZ0001 | FIST FIBRE SPLICE CLOSURE,336 Splice Cap |  | Materials
RZ0002 | FIBRE ORGANISER TRAYS 4X12 SPLICE |  | Materials
RZ0003 | FIST OVAL ENTRY PART SEALING KIT(2x144) |  | Materials
RZ0004 | FIST SINGLE CABLE ENTRY SEALING KIT |  | Materials
RZ0005 | FIST - WALL MOUNTING BRACKET |  | Materials
RZ0006 | HEATSHRINK FIBRE SPLICE PROTECTORS 45mm |  | Materials
RZ0007 | FIST GCO-MULTI 2-12 MULTI PORT H/SHRINK |  | Materials
RZ0008 | FIST SOSA2-2SE-S SINGLE ELEMENT SPLICE |  | Materials
RZ0009 | FOSC FIBRE SPLICE ENCLOSURE,400B4-NNV |  | Materials
RZ0010 | FOSC A-B MOUNTING BRACKET |  | Materials
RZ0011 | FOSC ENCLOSURE TRAY-B-24-1 |  | Materials
RZ0012 | FIST-GCO2 MULTI SEAL,MULTIPORT |  | Materials
RZ0013 | FIST CENTRAL STRENGTH MEMBER FITTING |  | Materials
RZ0014 | FIBRE OPTIC SPLICE CLOSURES 400 A4 |  | Materials
SB0330 | BEAM,100TFB,7.2KG/M,9.0MTR |  | Materials
SB0336 | BEAM,100TFB,7.2KG/M,11.0MTR |  | Materials
SB0339 | BEAM,100TFB,7.2KG/M,12.0MTR |  | Materials
SB0530 | BEAM,125TFB,13.1KG/M,6.0MTR |  | Materials
SB0531 | BEAM,125TFB,13.1KG/M,9.0MTR |  | Materials
SB0536 | BEAM,125TFB,13.1KG/M,11.0MTR |  | Materials
SB0539 | BEAM,125TFB,13.1KG/M,12.0MTR |  | Materials
SB0542 | BEAM,125TFB,13.1KG/M,13.0MTR |  | Materials
SB6128 | BEAM,150UB,14KG/M,7.5MTR |  | Materials
SB6129 | BEAM,150UB,14KG/M,6.0MTR |  | Materials
SB6130 | BEAM,150UB,14KG/M,12.0MTR |  | Materials
SB6131 | BEAM,150UB,18KG/M,9.0MTR |  | Materials
SB6132 | BEAM,150UB,14KG/M,4.5MTR |  | Materials
SB6136 | BEAM,150UB,18KG/M,11.0MTR |  | Materials
SB6139 | BEAM,150UB,18KG/M,12.0MTR |  | Materials
SB6140 | BEAM,150UB,18KG/M,12.0MTR |  | Materials
SB6142 | BEAM,150UB,18KG/M,13.0MTR |  | Materials
SB6143 | BEAM,150UB,18KG/M,15.0MTR |  | Materials
SB6144 | BEAM,150UB,18KG/M,15.9MTR |  | Materials
SB6145 | BEAM,150UB,18KG/M,16.5MTR |  | Materials
SB6146 | BEAM,150UB,18KG/M,18.0MTR |  | Materials
SB6147 | BEAM,150UB,18KG/M,6.0MTR |  | Materials
SB6230 | BEAM,180UB,22.2KG/M,4.5MTR |  | Materials
SB6231 | BEAM,180UB,18.1KG/M,12.0MTR |  | Materials
SB6232 | BEAM,180UB,22.2KG/M,8.0MTR |  | Materials
SB6233 | BEAM,180UB,22.2KG/M,11.5MTR |  | Materials
SB6234 | BEAM,180UB,22.2KG/M,7.5MTR |  | Materials
SB6235 | BEAM,180UB,22.2KG/M,6.0MTR |  | Materials
SB6236 | BEAM,18OUB,22.2KG/M,9.0MTR |  | Materials
SB6237 | BEAM,180UB,22.2KG/M,10.5MTR |  | Materials
SB6238 | BEAM,180UB,22.2KG/M,12.0MTR |  | Materials
SB6242 | BEAM,180UB,22.2KG/M,13.5MTR |  | Materials
SB6243 | BEAM,180UB,22.2KG/M,13.0MTR |  | Materials
SB6244 | BEAM,180UB,22.2KG/M,15.0MTR |  | Materials
SB6245 | BEAM,180UB,22.2KG/M,18.0MTR |  | Materials
SB6246 | BEAM,180UB,22.2KG/M,19.5MTR |  | Materials
SB6247 | BEAM,180UB,22.2KG/M,21.0MTR |  | Materials
SB6249 | BEAM,200UB,29.8KG/M,6.0MTR |  | Materials
SB6335 | BEAM,150UC,37.2KG/M,7.5MTR |  | Materials
SB6336 | BEAM,150UC,37.2KG/M,6.0MTR |  | Materials
SB6337 | BEAM,150UC,37.2KG/M,10.5MTR |  | Materials
SB6338 | BEAM,150UC,37.2KG/M,12.0MTR |  | Materials
SB6339 | BEAM,150UC,37.2 KG/M,13.5MTR |  | Materials
SB6340 | BEAM,150UC,37.2KG/M,22.5MTR |  | Materials
SB6343 | BEAM,150UC,37.2 KG/M,13.0MTR |  | Materials
SB6344 | BEAM,150UC,37.2KG/M,15.0MTR |  | Materials
SB6350 | BEAM,200UB,29.8KG/M,15.0MTR |  | Materials
SB6352 | BEAM,200UB,29.8KG/M,18.0MTR |  | Materials
SB6360 | BEAM,200UB,52.2KG/M,9.0MTR |  | Materials
SB6370 | BEAM,200UB,52.2KG/M,12.0MTR |  | Materials
SB6372 | BEAM,200UB,52.2KG/M,13.5MTR |  | Materials
SB6377 | BEAM,200UB,52.2KG/M,16.5MTR |  | Materials
SB6410 | BEAM,200UB,36.2KG/M,9.0MTR |  | Materials
SB6411 | BEAM,200UB,36.2KG/M,12.0MTR |  | Materials
SB6412 | BEAM,200UB,36.2KG/M,12.0MTR |  | Materials
SB6441 | BEAM,200UC,46.2KG/M,12.5MTR |  | Materials
SB6442 | BEAM,200UC,46.2KG/M,13.0MTR |  | Materials
SB6443 | BEAM,200UC,46.2KG/M,13.5MTR |  | Materials
SB6444 | BEAM,200UC,46.2KG/M,14.0MTR |  | Materials
SB6450 | BEAM,200UC,46.2KG/M,15.0MTR |  | Materials
SB6451 | BEAM,200UC,46.2KG/M,18.0MTR |  | Materials
SB6452 | BEAM,200UC,46.2KG/M,16.0MTR |  | Materials
SB6453 | BEAM,200UC,46.2KG/M,21.0MTR |  | Materials
SB6454 | BEAM,200UC,46.2KG/M,22.5MTR |  | Materials
SB6455 | BEAM,200UC,46.2KG/M,6.0MTR |  | Materials
SB6543 | BEAM,200UC,52KG/M,13.0MTR |  | Materials
SB6550 | BEAM,200UC,52.2KG/M,15.0MTR |  | Materials
SB6551 | BEAM,200UC,52.2KG/M,18.0MTR |  | Materials
SB6552 | BEAM,200UC,59.5KG/M,9.0MTR |  | Materials
SB6565 | BEAM,200UC,46.2KG/M,7.5MTR |  | Materials
SB6640 | BEAM,200UC,46.2KG/M,8.0MTR |  | Materials
SB6642 | BEAM,200UC,46.2KG/M10.5MTR |  | Materials
SB6650 | BEAM,200UC,59.5KG/M,15.0MTR |  | Materials
SB6651 | BEAM,200UC,59.5KG/M,18.0MTR |  | Materials
SB6652 | BEAM,200UC,59.5KG/M,10.5MTR |  | Materials
SB6653 | BEAM,200UC,59.5KG/M,12.0MTR |  | Materials
SB6654 | BEAM,200UC,59.5KG/M,13.5MTR |  | Materials
SB6655 | BEAM,200UC,59.5KG/M,6.4MTR |  | Materials
SB7038 | BEAM,250UB,31.4KG/M,13.5MTR |  | Materials
SB7039 | BEAM,250UB,25.0KG/M,6.0MTR |  | Materials
SB7040 | BEAM,250UB,31.4KG/M,10.5MTR |  | Materials
SB7041 | BEAM,250UB,31.4KG/M,13.5MTR |  | Materials
SB7042 | BEAM,250UB,31.4KG/M,15MTR |  | Materials
SB7045 | BEAM,250UB,37.3KG/M,9.0MTR |  | Materials
SB7050 | BEAM,250UB,37.3KG/M,10.5MTR |  | Materials
SB7051 | BEAM,250UB,37.3KG/M,12.0MTR |  | Materials
SB7052 | BEAM,250UB,37.3KG/M,13.5MTR |  | Materials
SB7053 | BEAM,250UB,37.3KG/M,15.0MTR |  | Materials
SB7054 | BEAM,250UB,37.3KG/M,18.0MTR |  | Materials
SB7055 | BEAM,250UB,37.3KG/M,6MTR |  | Materials
SB7250 | BEAM,250UC,72.9KG/M,15.0MTR |  | Materials
SB7251 | BEAM,250UC,72.9KG/M,18.0MTR |  | Materials
SB7252 | BEAM,250UC,72.9KG/M,19.5MTR |  | Materials
SB7253 | BEAM,250UC,72.9KG/M,21.0MTR |  | Materials
SB7254 | BEAM,250UC,72.9KG/M,22.0MTR |  | Materials
SB7350 | BEAM,250UC,89.5 KG/M,15.0MTR |  | Materials
SB7359 | BEAM,250UC,89.5 KG/M,8.0MTR |  | Materials
SB7360 | BEAM,250UC,89.5 KG/M,16.5MTR |  | Materials
SB7361 | BEAM,250UC,89.5 KG/M,18.0MTR |  | Materials
SB7362 | BEAM,250UC,89.5 KG/M,9.0MTR |  | Materials
SB7363 | BEAM,250UC,89.5KG/M,10.5MTR |  | Materials
SB7364 | BEAM,250UC,89.5KG/M,12.0MTR |  | Materials
SB7365 | BEAM,250UC,89.5KG/M,11.0MTR |  | Materials
SB7366 | BEAM,250UC,89.5KG/M,13.5MTR |  | Materials
SB7814 | BEAM,310UC,96.8KG/M,7.5MTR |  | Materials
SB7815 | BEAM,310UC,96.8KG/M,9.0MTR |  | Materials
SB7841 | BEAM,310UC,96.8 KG/M,10.5MTR |  | Materials
SB7850 | BEAM,310UC,96.8KG/M,12.0MTR |  | Materials
SB7851 | BEAM,310UC,97.8KG/M,13.5MTR |  | Materials
SB7854 | BEAM,310UC,118KG/M,8.0MTR |  | Materials
SB7855 | BEAM,310UC,118KG/M,9.0MTR |  | Materials
SB7860 | BEAM,310UC,118KG/M,10.5MTR |  | Materials
SB7861 | BEAM,310UC,118KG/M,11.0MTR |  | Materials
SB7864 | BEAM,310UC,137KG/M,7.5MTR |  | Materials
SB7865 | BEAM,310UC,137KG/M,9.0MTR |  | Materials
SB7893 | BEAM,310UC,118KG/M,13.0MTR |  | Materials
SB7894 | BEAM,310UC,118KG/M,12.0MTR |  | Materials
SB7896 | BEAM,310UC,118KG/M,13.0MTR |  | Materials
SB7897 | BEAM,310UC,118KG/M,13.5MTR |  | Materials
SB7899 | BEAM,310UC,118KG/M,15.0MTR |  | Materials
SB7900 | BEAM,310UC,118KG/M,17.0MTR |  | Materials
SB7902 | BEAM,310UC,118KG/M,18.0MTR |  | Materials
SB7950 | BEAM,310UC,137KG/M,10.5MTR |  | Materials
SB7952 | BEAM,310UC,137KG/M,12.0MTR |  | Materials
SB7955 | BEAM,310UC,118KG/M,9.0MTR |  | Materials
SB7958 | BEAM,310UC,137KG/M,18.0MTR |  | Materials
SB7994 | BEAM,310UC,158KG/M,10.5MTR |  | Materials
SB7996 | BEAM,350WC,197KG/M,15.0MTR |  | Materials
SB7997 | BEAM,350WC,258KG/M,10.5MTR |  | Materials
SB7998 | BEAM,310UC,158KG/M,13.5MTR |  | Materials
SB8000 | BEAM,350WC,258KG/M,13.5MTR |  | Materials
SF5100 | STEEL, MILD, SHS 75X75X4X8000MM LONG |  | Materials
SF5101 | STEEL, MILD, SHS 75X75X5X8000MM LONG |  | Materials
SF5102 | STEEL, MILD, SHS 150X150X5X8000MM LONG |  | Materials
SF5103 | STEEL, MILD, SHS 125X125X6X8000MM LONG |  | Materials
SF5104 | STEEL,MILD,SHS,150 X 150 X 6 X 8000MM LG |  | Materials
SF5200 | STEEL, MILD, PFC 100X50 - 840MM LONG |  | Materials
SF5201 | STEEL, MILD, PFC 75X475MM LONG |  | Materials
SF5202 | STEEL, MILD, PFC 150X75X3290MM LONG |  | Materials
SF5300 | STEEL, MILD, FLAT 145X145X3MM |  | Materials
SF5301 | STEEL, MILD, FLAT 30X6X170MM LONG |  | Materials
SF5302 | STEEL, MILD, FLAT 10MM THICKNESS |  | Materials
SF5303 | STEEL, MILD, FLAT 12MM THICKNESS |  | Materials
SF5304 | STEEL, MILD, FLAT 100X16X200MM LONG |  | Materials
SF5305 | STEEL, MILD, FLAT 20MM THICKNESS |  | Materials
SF5306 | STEEL, MILD, FLAT, 50 X 5MM THICKNESS |  | Materials
SF5400 | STEEL, ROUND BAR Ø12 - 250MM LONG NOM. |  | Materials
SF5401 | STEEL, TUBE, MED BLACK, 40NBX1000MM LONG |  | Materials
SF5402 | STEEL, MILD, ANGLE 150X100X10X3990MM L |  | Materials
TK0335 | NIPPLE,LUBRICATION,1/8"BSP,STRAIGHT |  | Materials
TX6570 | FILTER,AIR,SA 1.3/4X1.3/4 COMPRESSOR |  | Materials
TX6590 | FILTER,AIR,'WORTHINGTON SIMPSON'KH38 COM |  | Materials
TX6591 | FILTER,AIR,'WORTHINGTON SIMPSON'KH38 COM |  | Materials
TX6810 | GASKET,'VOKES'PIPELINE FILTER TYPE CPHO |  | Materials
TX6812 | GASKET,'VOKES'PIPELINE FILTER TYPE CPHO |  | Materials
UA1000 | BOOKLET,DAILY INSPECTION CHECKLIST |  | Materials
UF6844 | BOOK,DESPATCH NOTE,A5 |  | Materials
UF6845 | BOOK,SALVAGED MATERIAL RETURN NOTE,A5 |  | Materials
UF6860 | BOOK,DISPATCH,HEAVY VEHICLE TRANSPORT,A4 |  | Materials
UH3368 | BOOK,LOCAL EMERGENCY SWITCHING INSTR |  | Materials
UH4290 | BOOK,SWITCHING DIAGRAM & FEEDER PLAN |  | Materials
UH6500 | NANOTAG,RECORDING KIT,FIBREGLASS LADDERS |  | Materials
UH6502 | INSERT FOR RECORDING NANOTAG INFORMATION |  | Materials
UH6504 | NANOTAG,COMPLETE KIT |  | Materials
UH6506 | PEN,FINE POINT PERMANENT MARKER PEN |  | Materials
UH9490 | ENVELOPE,INTRN DELIVERY,380 X 255MM,GOLD |  | Materials
VA1122 | DISC,RUBBER,'BBC'275KV 15000MVA TYPE DKF |  | Materials
VA1123 | DISC,RUBBER,'BBC'275KV 15000MVA TYPE DKF |  | Materials
VA1138 | GASKET,'BBC'275KV DKF-300-NC-4-TV ACB,RU |  | Materials
VA1139 | GASKET,BBC275KV DKF300NC4TV ACB,RUBBER |  | Materials
VA1140 | GASKET,BBC 275KV DKF300NC4TV AIR C/B |  | Materials
VA1141 | GASKET,BBC275KV DKF300NC4TV ACB,RUBBER |  | Materials
VA1143 | GASKET,BBC275KV DKF300NC4TV ACB,RUBBER |  | Materials
VA1146 | GASKET,'BBC'275KV DKF-300-NC-4-TV ACB,RU |  | Materials
VA1154 | INSERT,PLUG,'BBC'275KV 15000MVA TYPE DMF |  | Materials
VA1166 | SPRING,EXTENSION,'BROWN BOV'#DKF 300 275 |  | Materials
VA1168 | SPRING,EXTENSION,'BROWN BOV'#DKF 300 NC |  | Materials
VA1195 | VALVE,CHECK,'BROWN BOVERI'275KV DKF 300N |  | Materials
VA1197 | O-RING,'BBC' AIR CIRCUIT BREAKER 275KV,1 |  | Materials
VA1198 | O-RING,BBC ACB 275KV,#DKF300NC4TV |  | Materials
VA1199 | O-RING,'BBC' AIR CIRCUIT BREAKER 275KV,1 |  | Materials
VA1200 | O-RING,'BBC' AIR CIRCUIT BREAKER 275KV,1 |  | Materials
VA1201 | O-RING,'BBC' AIR CIRCUIT BREAKER 275KV,1 |  | Materials
VA1205 | O-RING,'BBC' AIR CIRCUIT BREAKER 275KV,1 |  | Materials
VA1206 | O-RING,'BBC'275KV #DKF300 NC4TV AIR C/B |  | Materials
VA1207 | O-RING,'BBC' AIR CIRCUIT BREAKER 275KV,1 |  | Materials
VA1208 | O-RING,BBC ACB 275KV, #DKF300NC4TV |  | Materials
VA1210 | O-RING,'BBC' AIR CIRCUIT BREAKER 275KV,1 |  | Materials
VA1211 | O-RING,'BBC' AIR CIRCUIT BREAKER 275KV,1 |  | Materials
VA1212 | O-RING,'BBC' AIR CIRCUIT BREAKER 275KV,1 |  | Materials
VA1218 | O-RING,'BBC' AIR CIRCUIT BREAKER 275KV,1 |  | Materials
VA1219 | O-RING,'BBC' AIR CIRCUIT BREAKER 275KV,1 |  | Materials
VA1220 | O-RING,BBC ACB 275KV,#DKF300NC4TV |  | Materials
VA1221 | O-RING,'BBC' AIR CIRCUIT BREAKER 275KV,1 |  | Materials
VA1234 | SEAL,PLAIN,'BBC'275KV 15000MVA 2400AMP T |  | Materials
VA1235 | SEAT,VALVE,'BBC'275KV DKF 300 NC 4 TV AI |  | Materials
VA1239 | SLEEVE,SLOTRING,BBC275KV DKF300NC4TV ACB |  | Materials
VA1274 | PACKING,PREFORMED,'BBC'#MV25PC AIR REDUC |  | Materials
VA1277 | O-RING,'BBC' AIR CIRCUIT BREAKER 275KV,F |  | Materials
VA1322 | HOLDER,SEAL,BBC275KV DMF300NC4TV ACB |  | Materials
VA1335 | RUBBER,PACKING,'BBC'275KV TYPE DMF-300-N |  | Materials
VA1337 | RUBBER,PACKING,'BBC'275KV TYPE DMF-300-N |  | Materials
VA1338 | RUBBER,PACKING,'BBC'275KV TYPE DMF-300-N |  | Materials
VA1339 | RUBBER,PACKING,'BBC'275KV TYPE DMF-300-N |  | Materials
VA1340 | RUBBER,PACKING,'BBC'275KV TYPE DMF-300-N |  | Materials
VA1341 | RUBBER,PACKING,BBC 275KV DMF300NC4TV ACB |  | Materials
VA1342 | RUBBER,PACKING,'BBC'275KV TYPE DMF-300-N |  | Materials
VA1344 | RUBBER,PACKING,'BBC'275KV TYPE DMF-300-N |  | Materials
VA1345 | RUBBER,PACKING,'BBC'275KV DMF300NC4TV |  | Materials
VA1346 | RUBBER,PACKING,'BBC'275KV TYPE DMF-300-N |  | Materials
VA1347 | RUBBER,PACKING,'BBC'275KV TYPE DMF-300-N |  | Materials
VA1348 | RUBBER,PACKING,'BBC'275KVDMF300NC4TVACB |  | Materials
VA1349 | RUBBER,PACKING,'BBC'275KVDMF300NC4TVACB |  | Materials
VA1350 | RUBBER,PACKING,'BBC'275KV TYPE DMF-300-N |  | Materials
VA1352 | RUBBER,PACKING,'BBC'275KV TYPE DMF-300-N |  | Materials
VA1353 | RUBBER,PACKING,'BBC'275KV TYPE DMF-300-N |  | Materials
VA1354 | RUBBER,PACKING,'BBC'275KV TYPE DMF-300-N |  | Materials
VA1355 | RUBBER,PACKING,'BBC'275KV TYPE DMF-300-N |  | Materials
VA1356 | RUBBER,PACKING,'BBC'275KV TYPE DMF-300-N |  | Materials
VA1357 | RUBBER,PACKING,'BBC'275KV TYPE DMF-300-N |  | Materials
VA1358 | RUBBER,PACKING,'BBC'275KV TYPE DMF-300-N |  | Materials
VA1359 | RUBBER,PACKING,'BBC'275KV TYPE DMF-300-N |  | Materials
VA1365 | PACKING MATERIAL,PLASTIC,FOR'BROWN BOVER |  | Materials
VA1366 | PACKING MATERIAL,PLASTIC,FOR'BROWN BOVER |  | Materials
VA1367 | PACKING MATERIAL,PLASTIC,FOR'BROWN BOVER |  | Materials
VA1373 | RING SET,GUIDE,PTFE,'BBC'275KV 2400AMP T |  | Materials
VA1374 | O-RING,'BBC'ACB 275KV15000MVA #DMF300 |  | Materials
VA1379 | SEAL,PLAIN,'BBC'275KV 2400AMP TYPE DMF-3 |  | Materials
VA1380 | O-RING,'BBC' AIR CIRCUIT BREAKER 275KV,1 |  | Materials
VA1382 | O-RING,'BBC' AIR CIRCUIT BREAKER 275KV,1 |  | Materials
VA1387 | O-RING,'BBC' AIR CIRCUIT BREAKER 275KV,1 |  | Materials
VA1388 | O-RING,'BBC' AIR CIRCUIT BREAKER 275KV,1 |  | Materials
VA1389 | O-RING,'BBC' AIR CIRCUIT BREAKER 275KV,1 |  | Materials
VA1390 | O-RING,'BBC' AIR CIRCUIT BREAKER 275KV,1 |  | Materials
VA1391 | O-RING,'BBC' AIR CIRCUIT BREAKER 275KV,1 |  | Materials
VA1393 | O-RING,'BBC' AIR CIRCUIT BREAKER 275KV,1 |  | Materials
VA1394 | O-RING,'BBC' AIR CIRCUIT BREAKER 275KV,1 |  | Materials
VA1395 | O-RING,'BBC' AIR CIRCUIT BREAKER 275KV,1 |  | Materials
VA1398 | O-RING,'BBC' AIR CIRCUIT BREAKER 275KV,1 |  | Materials
VA1403 | O-RING,'BBC' AIR CIRCUIT BREAKER 275KV,1 |  | Materials
VA1406 | O-RING,'BBC' AIR CIRCUIT BREAKER 275KV,1 |  | Materials
VA1411 | O-RING,'BBC' AIR CIRCUIT BREAKER 275KV,1 |  | Materials
VA1412 | O-RING,'BBC' AIR CIRCUIT BREAKER 275KV,1 |  | Materials
VA1453 | PLATE,LOCKING,'BBC'275KV 2400AMP TYPE DM |  | Materials
VA1455 | PIN,'BBC'275KV 15000MVA TYPE DMF-300-NC- |  | Materials
VA2605 | BARRIER,PHASE,'EMAIL'415V 3000ADS ACB |  | Materials
VA2610 | SPRING,EMAIL415V DS ACB,LOWER PAULPIVOT |  | Materials
VA2613 | SPRING,EMAIL415V DS ACB,UPPER PAULPIVOT |  | Materials
VA2763 | DISTANCE PIECE,'B&S'415V C7 AIR C/B |  | Materials
VA2764 | DRIVE,MANUAL CLOSING,B&S415V C7 AIR C/B |  | Materials
VA2772 | KEEPER,BRASS,'B&S'415V C7 AIR C/B |  | Materials
VA2773 | CONNECTING LINK,B&S 415V C7 AIR C/B |  | Materials
VA2774 | PLATE,PADLOCKING,'B&S'415V C7 AIR C/B |  | Materials
VA2775 | DETENT,SWITCH,B+S415V ACB,C7 |  | Materials
VA2776 | DETENT,SWITCH,B+S415V ACB,C7 |  | Materials
VA2782 | ROLLER,SWITCH,'B+S'415V AIR C/B,#C7 |  | Materials
VA2790 | THUMBSCREW,B&S415V C7 ACB CLOSING HANDLE |  | Materials
VA2792 | CAMSHAFT,'B&S'415V C7 AIR C/B |  | Materials
VA2794 | SPRING,TRIP ACCELERATOR,B&S 415V C7 ACB |  | Materials
VA2796 | SPRING,'B&S'415V C7 ACB MANUAL CLOCK RET |  | Materials
VA2798 | SPRING,RETURN,B&S 415V C7 AIR C/B |  | Materials
VA2810 | WASHER,SOLENOID G48,'B&S'415V C7 AIR C/B |  | Materials
VA2930 | COIL,RELAY,ANTI PUMP,B+SACB,VJ4/415V |  | Materials
VA2940 | ARC CONTROL,B&S ACB 415V 2000A VJ4,F643 |  | Materials
VA2942 | ARC CONTROL,B&S ACB 415V 2000A VJ4,F644 |  | Materials
VA3005 | LEVER,CONTROL,'B&S' #VJ4 415V 2000A ACB |  | Materials
VA3010 | HANDLE,RACKING,B&S415V 2000A VJ4 AIR C/B |  | Materials
VA3015 | CONTACT,BASR TOP,B&S 415V 2000A VJ4 ACB |  | Materials
VA3020 | CONTACT,BASE BTM,B&S 415V 2000A VJ4 ACB |  | Materials
VA3025 | CONTACT,PLUG BUS,B&S 415V 2000A VJ4 ACB |  | Materials
VA3027 | COIL,CLOSING,110V,B+S ACB,VJ4/415V/2000A |  | Materials
VA3030 | CONTACT,'B+S'415V 2000A VJ4 C/B |  | Materials
VA3035 | COIL,CLOSING,110V,B+S ACB,VJ4,415V,2000A |  | Materials
VA3038 | COIL,TRIP,110V,B+S ACB,VJ4/415V/2000A |  | Materials
VA3050 | COIL,ANTI PUMP,50V,B+S ACB,VJ4/415V |  | Materials
VA3052 | PISTON,CLOSING BUFFER,B&S415V VJ4 ACB |  | Materials
VA3054 | COIL,CLOSING,50V,B+S ACB VJ4/415V/2000A |  | Materials
VA3055 | SPRING,ANTI PUMP RELAY,B&S 415V VJ4 ACB |  | Materials
VA3056 | SPRING,B&S 415V #VJ4 AIR C/B AUX CONT |  | Materials
VA3060 | COIL,TRIP,50V,B+S ACB,VJ4/415V/2000A |  | Materials
VA3100 | COIL,TRIP,OJN 415V 2000/3000/4000AMP ACB |  | Materials
VA3101 | CIRCUIT BREAKER, 415V, 2000A, AB3/20 |  | Materials
VA3102 | CIRCUIT BREAKER, 415V, 4000A, AB3/40 |  | Materials
VA3103 | ARC CHUTE,'OJN'ACB415V2000/3000&4000A |  | Materials
VA3105 | LEVER,CONTROL,OJN415V2000/3000&4000A ACB |  | Materials
VA3106 | BAR,LOCK OFF,OJN415V 2000A ACB |  | Materials
VA3107 | BAR,LOCK OFF,OJN415V 3000A ACB |  | Materials
VA3108 | BAR,LOCK OFF,OJN415V 4000A ACB |  | Materials
VA3110 | FUSE OJN415V 2000/3000/4000A ACB |  | Materials
VA3111 | BRACKET,90 DEG,AIR CIRCUIT BREAKER |  | Materials
VA3112 | CONTACT,'OJN'415V 2000-4000A ACB AUX SW |  | Materials
VA3113 | CONTACT,'OJN'415V 2000-4000A AUX SW |  | Materials
VA3114 | CONTACT,'OJN'415V 2000-4000A AUX SW |  | Materials
VA3116 | BOLT,FRONT PLATE,OJN415V 2000-4000A ACB |  | Materials
VA3119 | COIL,TRIP,110V,OJN 415V 2000-4000A ACB |  | Materials
VA3122 | CONTACTS,RELAY,OJN 415V 2000-4000A ACB |  | Materials
VA3127 | COVER,AUX SW,OJN 415V 2000A-4000A ACB |  | Materials
VA3131 | OJN 415V 2000-4000A ACB FIXED PORTION |  | Materials
VA3132 | SPRING,CLOSING,OJN415V 2000-4000A ACB |  | Materials
VA3133 | ROLLER,MOVING TRUCK,OJN 415V ACB |  | Materials
VA3135 | SEAL,PLAIN ENCASED,OJN 415V ACB |  | Materials
VA3136 | SHAFT,MECHANISM,OJN415V 2000-4000A ACB |  | Materials
VA3145 | WASHER,OJN 415V 2000-4000A ACB CLOSE DRV |  | Materials
VA3146 | WASHER,OJN 415V 2000-4000A ACB,5/16"ID |  | Materials
VA3310 | CAP & HANDLE PLASTIC,'HAZEMEYER'11KV ACB |  | Materials
VA5031 | SEAL,NONMETALLIC,SPECIAL SHAPE,'METRO VI |  | Materials
VA5035 | VALVE,CHECK,'METROPOLTIAN VICKERS'ABCB |  | Materials
VA5114 | O-RING,'METRO VICK' BLAST VALVE,FOR SMAL |  | Materials
VA5165 | DISC,VALVE,'MV'275KV 1200MV ABCB,EMERGEN |  | Materials
VA5165 | DISC,VALVE,'MV'275KV 1200MV ABCB,EMERGEN |  | Materials
VA5188 | GASKET,'METRO VICKERS'275KV ABCB,GK CONT |  | Materials
VA5195 | O-RING,'METRO VICK' G.K. CONTROL UNIT,FO |  | Materials
VA5196 | O-RING,'METRO VICK' G.K. CONTROL UNIT,FO |  | Materials
VA5199 | O-RING,3.5 X 23 ID X 30 MM OD,"M.V." 275 |  | Materials
VA5200 | RING,RUBBER,TUBE,'MV'275KV 7500MVA 1200M |  | Materials
VA5259 | RING,RUBBER,'MV'275KV 1200MV 7500MVA ABC |  | Materials
VA5260 | RING,RETAINING,'MV'275KV 1200MV 7500MVA |  | Materials
VA5261 | RING SET,PISTON,'MV'275KV 1200MV 7500MVA |  | Materials
VA5270 | WASHER,INSULATING,IMPACT,'MV'275KV 1200M |  | Materials
VA5318 | O-RING,'METRO VICK' SERVO VALVE,ABCB 275 |  | Materials
VA5380 | O-RING,'METRO VICK' NEEDLE VALVE,ABCB 27 |  | Materials
VA5381 | O-RING,'METRO VICK' NEEDLE VALVE,ABCB 27 |  | Materials
VA5428 | GASKET,'METRO VICKERS'275KV ABCB,TOGGLE |  | Materials
VA5600 | SUCTION FILTER, for KAJI COMPRESSOR |  | Materials
VA5601 | 1st STAGE OIL RING, for KAJI COMPRESSOR |  | Materials
VA5602 | 1st STAGE PISTON RING- KAJI COMPRESSOR |  | Materials
VA5603 | 2nd STAGE PISTON RING- KAJI COMPRESSOR |  | Materials
VA5604 | 1st STAGE VALVE PACKING- KAJI COMPRESSOR |  | Materials
VA5605 | 2nd STAGE VALVE PACKING- KAJI COMPRESSOR |  | Materials
VA5606 | 1st STAGE VALVE O RING- KAJI COMPRESSOR |  | Materials
VA5607 | 2nd STAGE VALVE O RING- KAJI COMPRESSOR |  | Materials
VA5608 | 1st STAGE VALVE PLATE- KAJI COMPRESSOR |  | Materials
VA5609 | 1st STAGE VALVE SPRING-KAJI COMPRESSOR |  | Materials
VA5610 | 2nd STAGE VALVE PLATE-KAJI COMPRESSOR |  | Materials
VA5611 | 2nd STAGE VALVE SPRING-KAJI COMPRESSOR |  | Materials
VB1000 | BUFFER,TRIPPING,'AEI'11KV 400A BRP4 OCB |  | Materials
VB1001 | CONTACTS,'AEI'11KV 400A BRP4 OCB |  | Materials
VB1002 | BAR,SHUTTER LOCK,'AEI'11KV 400A BRP4 OCB |  | Materials
VB1003 | BRACKET,TRIP LOCK OFF,'AEI'11KV BRP4 OCB |  | Materials
VB1004 | BOX,PLUG,'AEI'11KV 400A BRP4 OCB |  | Materials
VB1005 | INSULATOR,'AEI'11KV 400A BRP4 OCB |  | Materials
VB1006 | RESISTOR,'AEI'11KV 400A BRP4 OCB |  | Materials
VB1007 | COIL,TRIP 'AEI'OCB BRP4,11KV,400A |  | Materials
VB1008 | BUSH,SOLENOID HOUSING,'AEI'11KV BRP4 OCB |  | Materials
VB1009 | COIL,TRIP,'AEI'OCB, BRP4,11KV,400A |  | Materials
VB1010 | COIL,CLOSING,'AEI' BRP4,11KV OCB |  | Materials
VB1011 | CONTACTOR,CLOSING,'AEI'11KV BRP4 OCB |  | Materials
VB1012 | COIL,CONTACTOR,'AEI' BRP4,11KV,400A OCB |  | Materials
VB1013 | CONTACTS,'AEI'11KV 400A #BRP4 OCB ISOL |  | Materials
VB1014 | SUPPORT,'AEI'11KV 400AMP BRP4 OCB BUS |  | Materials
VB1015 | COIL,CLOSING,'AEI'OCB 11KV BRP4 |  | Materials
VB1018 | CONTACTS,'AEI'11KV 400A BRP4 OCB ISOL |  | Materials
VB1022 | CONTACTS,FIXED,'AEI'11KV 400A BRP4 OCB |  | Materials
VB1023 | CONTACTS,MOVING,'AEI'11KV 400A BRP4 OCB |  | Materials
VB1030 | COVER,TERMINAL,'AEI'11KV 400A BRP4 OCB |  | Materials
VB1031 | BAR,EARTH LIFT,'AEI'11KV 400A BRP4 OCB |  | Materials
VB1032 | TURBULATOR,'AEI'11KV #BRP4 400A OCB |  | Materials
VB1036 | TURBULATOR,'AEI'11KV BRP4 400A OCB |  | Materials
VB1038 | TURBULATOR,'AEI'11KV #BRP4 400A OCB |  | Materials
VB1039 | CONDUIT FITTING,'AEI'11KV 400A BRP4 OCB |  | Materials
VB1041 | HOLDER,CONTACT,'AEI'11KV 400A BRP4 OCB |  | Materials
VB1042 | HOUSING,SOLENOID,'AEI'11KV 400A BRP4 OCB |  | Materials
VB1045 | PLUG,INSULATOR,'AEI'11KV 400A BRP4 OCB |  | Materials
VB1049 | PIN,SHUTTER LOCK OFF,'AEI'11KV BRP4 OCB |  | Materials
VB1051 | SHROUD,EARTH BUSH,'AEI'11KV BRP4 OCB |  | Materials
VB1052 | SPACER,ISOL CONTACT,'AEI'11KV BRP4 OCB |  | Materials
VB1053 | SPACER,ISOL CONTACT,'AEI'11KV BRP4 OCB |  | Materials
VB1054 | SPRING,'AEI'11KV #BRP4 OCB CONTACTOR |  | Materials
VB1058 | SCREW,'AEI'11KV 400A BRP4 OCB TURBULATOR |  | Materials
VB1059 | PLUG,CONTACT,ISOL,AEI 11KV 400A BRP4 OCB |  | Materials
VB1060 | SOCKET,'AEI'11KV BRP4 OCB MAIN EPOXY |  | Materials
VB1071 | SPOUT,BRACING,'AEI'11KV 400A BRP4 OCB |  | Materials
VB1072 | SPOUT BUSHING,LH PORT,'AEI'11KV BRP4 OCB |  | Materials
VB1073 | SPOUT BUSHING,STR PORT,AEI 11KV BRP4 OCB |  | Materials
VB1074 | SPOUT,BUSHING,RH PORT,'AEI'11KV BRP4 OCB |  | Materials
VB1078 | TOOL,BUSHING STEM,'AEI'11KV BRP4 OCB |  | Materials
VB1080 | BUTTON,TRIP LEVER,'AEI'11KV BRP4 OCB |  | Materials
VB1082 | BARRIER,INSUL,'AEI'11KV BRP4 OCB TOP |  | Materials
VB1084 | BARRIER,INSUL,'AEI'11KV BRP4 OCB CENTRE |  | Materials
VB1086 | BARRIER,INSUL,'AEI'11KV BRP4 OCB BOTTOM |  | Materials
VB1088 | SHUTTER,SAFETY,'AEI'11KV BRP4 OCB |  | Materials
VB1092 | BUS,'AEI'11KV 400A BRP4 OCB DISCONNECT |  | Materials
VB1100 | C/B OUTDOOR 11KV AEI TYPE BRP4 |  | Materials
VB1101 | BRACKET,EARTH,'AEI'11KV 800AMP BRP4 OCB |  | Materials
VB1102 | INSULATOR,'AEI'11KV 800A BRP4 OCB |  | Materials
VB1103 | INSULATOR,'AEI'11KV 800A BRP4 OCB CT |  | Materials
VB1105 | INSULATOR,'AEI'11KV BRP4 800A OCB |  | Materials
VB1106 | BUSHING,VERMIN PROOF,'AEI'11KV BRP4 OCB |  | Materials
VB1107 | COVER,INSUL,'AEI'11KV 800A BRP4 OCB |  | Materials
VB1110 | LOCK TAB,'AEI'11KV 800A BRP4 OCB BUFFER |  | Materials
VB1112 | PIN,WIND HANDLE,'AEI'11KV 800A BRP4 OCB |  | Materials
VB1113 | SHAFT,MAIN DRIVE,'AEI'11KV BRP4 OCB |  | Materials
VB1115 | COIL,CLOSING,'AEI' BRP4,11KV OCB |  | Materials
VB1120 | COIL,SHUNT TRIP,'AEI' BRP4,OCB |  | Materials
VB1121 | COIL,TRIP,'AEI' BRP4,11KV,800A OCB |  | Materials
VB1124 | CONTACT,'AEI'11KV 800A BRP4 OCB |  | Materials
VB1125 | CONTACTS,'FIXED,AEI'11KV 800A BRP4 OCB |  | Materials
VB1130 | FUSE,'AEI'11KV 800A BRP4 OCB,VT |  | Materials
VB1131 | STEM,PLUG CONTACT,'AEI'11KV BRP4 OCB |  | Materials
VB1132 | CT,400-200-100 TO 1,EPOXY ENSHROUDED |  | Materials
VB1134 | CT,400-200-100 TO 1,EPOXY ENSHROUDED |  | Materials
VB1135 | CT,400-600:5,ENSHROUDED,CLASS 10P60F10 |  | Materials
VB1136 | BUSHING,PRIMARY,'AEI'11KV 800A BVRP3 OCB |  | Materials
VB1142 | COIL,TRIP,'AEI' BRP3,& F.P. UAP OCB |  | Materials
VB1145 | CONTACT,FIXED,AEI BVRP3 11KV 800A OCB |  | Materials
VB1146 | CONTACT,MOVING,AEI 11KV 800A BVRP3 OCB |  | Materials
VB1148 | CONTACTOR,CLOSE,AEI 11KV 800A BVRP3 OCB |  | Materials
VB1150 | CONNECTION,BUSBAR,'AEI'11KV BVRP3 OCB |  | Materials
VB1153 | FUSE LINK,AEI 11KV 800A BRP3 OCBVT |  | Materials
VB1154 | GEAR,WINDING,'AEI'11KV 800A BVRP3 OCB |  | Materials
VB1156 | PLUG,ISOLATING,'AEI'11KV 800A BVRP3 OCB |  | Materials
VB1157 | RISER ROD,'AEI'11KV 800A BVRP3 OCB |  | Materials
VB1158 | STRIP,AUX TERM,'AEI'11KV 800A BVRP3 OCB |  | Materials
VB1159 | TERMINAL,BOX,'AEI'11KV 800A #BVRP3 OCB |  | Materials
VB1160 | SHUTTER,SAFETY,'AEI'11KV 800A BVRP3 OCB |  | Materials
VB1161 | SCREW,SOCKET HEAD,AEI 11KV BVRP3 OCB |  | Materials
VB1162 | SCREW,NYLON,'AEI'11KV 800A BVRP3 OCB |  | Materials
VB1164 | TURBULATOR,'AEI'11KV 800A BVRP3 OCB |  | Materials
VB1165 | ADAPTER,TURBULATOR,'AEI'11KV BVRP3 OCB |  | Materials
VB1170 | MECHANISM,DRIVE,'AEI'11KV 800A BVRP3 OCB |  | Materials
VB1172 | INTERLOCK MECHANISM,'AEI'11KV BVRP3 OCB |  | Materials
VB1174 | OPERATING MECHANISM,'AEI'11KV BVRP3 OCB |  | Materials
VB1176 | SWITCH,AUX,'AEI'11KV 800A BVRP3 OCB |  | Materials
VB1178 | SWITCH,LIMIT,AEI 11KV BVRP3 OCB |  | Materials
VB1180 | COIL,CLOSING,'AEI' JB82111KV1200A |  | Materials
VB1182 | CONTACT,'AEI'11KV 1200A JB821 OCB,FIXED |  | Materials
VB1184 | CONTACT,MOVING,'AEI'11KV 1200A JB821 OCB |  | Materials
VB1186 | COVER,'AEI'11KV JB821 OCB,BAKELITE |  | Materials
VB1190 | HEATER,'AEI'11KV 1200A JB821 OCB |  | Materials
VB1200 | CABLE GLAND,NYLON,OD 20MM |  | Materials
VB1201 | CABLE GLAND NYLON OD 25MM |  | Materials
VB1202 | CABLE GLAND,NYLON,OD 32MM |  | Materials
VB1250 | CIRCUIT BREAKER,33KV,1250A,POLES & CONTR |  | Materials
VB1266 | LINK,CHAIN,END,'AEI'33KV VSLP-9 OCB |  | Materials
VB1267 | VENT,'AEI'11KV 1200A JB821 OCB |  | Materials
VB1268 | LINK,CHAIN,END,'AEI'33KV VSLP-9 OCB |  | Materials
VB1269 | LINK,CHAIN,CONNECTING,AEI 11KV JB821 OCB |  | Materials
VB1270 | COIL,CONTACTOR,'AEI'OCB VSLP-9,33KV |  | Materials
VB1272 | COIL,INTERLOCK,FOR'AEI'OCB VSLP-9,33KV |  | Materials
VB1275 | COIL,CLOSING,FOR'AEI'OCB VSLP-9,33KV |  | Materials
VB1277 | COIL,TRIP,FOR'AEI'OCB VSLP-9,33KV |  | Materials
VB1278 | CONDUIT,FLEXIBLE,'AEI'33KV VSLP-9 OCB |  | Materials
VB1279 | CONNECTOR,CABLE BOX,'AEI'33KV VSLP-9 OCB |  | Materials
VB1280 | CONTACT,'AEI'33KV VSLP-9 OCB |  | Materials
VB1282 | CONTACT,'AEI'33KV VSLP-9 OCB |  | Materials
VB1284 | SHUTTER,SAFETY,'AEI'33KV VSLP-9 OCB |  | Materials
VB1286 | CABLE GLAND,ALUM,'AEI'33KV VSLP-9 OCB |  | Materials
VB1287 | CABLE GLAND,ALUM,'AEI'33KV VSLP-9 OCB |  | Materials
VB1288 | NIPPLE,'AEI'33KV VSLP-9 OCB |  | Materials
VB1289 | NUT,RACKING WORM,'AEI'33KV VSLP-9 OCB |  | Materials
VB1290 | TURBULATOR,'AEI'33KV VSLP-9 OCB |  | Materials
VB1292 | RING,RUBBER, BUSHING,'AEI'33KV VSP-9 OCB |  | Materials
VB1300 | CIRCUIT BREAKER AEI 33KV TYPE LGICS/44 |  | Materials
VB1305 | RISER ROD,'AEI'33KV LGICS/44 OCB |  | Materials
VB1307 | BRAID,WIRE,'AEI'33KV LGICS/44 OCB |  | Materials
VB1308 | INSULATOR,'AEI'33KV 750MVA 800AMP TYPE K |  | Materials
VB1309 | INSULATOR,'AEI'33KV 1200A LGICS/44 OCB |  | Materials
VB1310 | INSULATOR,'AEI'33KV 800A LGICS/44 OCB |  | Materials
VB1311 | INSULATOR,'AEI'33KV LGICS/44 OCB |  | Materials
VB1312 | INSULATOR,'AEI'33KV LGICS/44 800A OCB |  | Materials
VB1313 | CLAMP,INSULATOR,'AEI'33KV LGICS/44 OCB |  | Materials
VB1314 | CASTING,SOLENOID,'AEI'33KV LG1CS/44 OCB |  | Materials
VB1315 | COIL,CONTACTOR,'AEI' LG1CS/44,33KV OCB |  | Materials
VB1316 | COIL,ELECTRICAL,CLOSING,110V,FOR'AEI'OCB |  | Materials
VB1317 | COIL,TRIP,'AEI' LG1CS/44,33KV OCB |  | Materials
VB1318 | CONTACT,'AEI'33KV LGICS/44 OCB |  | Materials
VB1319 | CONTACT,MOVING,'AEI'33KV LGICS/44 OCB |  | Materials
VB1320 | CONTACTS,'AEI'33KV LGICS/44 OCB |  | Materials
VB1321 | CONTACT,'AEI'33KV LGICS/44 OCB |  | Materials
VB1322 | CONTACT,'AEI'33KV LGICS/44 OCB |  | Materials
VB1323 | CONTACT,'AEI'33KV LGICS/44 OCB |  | Materials
VB1324 | RING,RETAINING,'AEI'LG1CS/44 33KV OCB |  | Materials
VB1325 | COIL,CLOSING,'AEI'33KV OCB LG1CS/44 |  | Materials
VB1326 | COIL,TRIP,'AEI' LG1CS/44,33KV OCB |  | Materials
VB1327 | CONTACTOR,CLOSING,'AEI'33KV LGICS/44 OCB |  | Materials
VB1329 | CONTACTS,FIXED,'AEI'33KV LGICS/44 OCB |  | Materials
VB1330 | CONTACTS,FIXED,'AEI'33KV LGICS/44 OCB |  | Materials
VB1332 | SWITCH END,'AEI'33KV LG1CS/44 OCB |  | Materials
VB1334 | FLAG,INDICATING,'AEI'33KV LH1CS/44 OCB |  | Materials
VB1335 | COVER,HEATER,'AEI'33KV LG1CS/44 OCB |  | Materials
VB1336 | PIN,FIXED CONTACT,'AEI'33KV LGICS/44 OCB |  | Materials
VB1338 | PLATE,TANK GAUGE,'AEI'33KV LGICS/44 OCB |  | Materials
VB1340 | PLATE,TURBULATOR,AEI 33KV LGICS/44 OCB,1 |  | Materials
VB1341 | PLATE,TURBULATOR,AEI 33KV LGICS/44 OCB,9 |  | Materials
VB1342 | PLATE,TURBULATOR,AEI 33KV LGICS/44 OCB,4 |  | Materials
VB1343 | PLATE,TURBULATOR,AEI 33KV LGICS/44 OCB |  | Materials
VB1344 | PLATE,TURBULATOR,AEI 33KV LGICS44 OCB |  | Materials
VB1346 | PLATE,LOCKING,'AEI'33KV LGICS/44 OCB |  | Materials
VB1350 | POT,CROSS JET,'AEI'33KV HPGICS/44 OCB |  | Materials
VB1351 | POT,CROSS JET,'AEI'132KV LGICS/44 OCB |  | Materials
VB1355 | RESISTOR,METROSIL,'AEI'33KV LGICS/44 OCB |  | Materials
VB1367 | SLING,TANK LIFT,'AEI'33KV LGICS/44 OCB |  | Materials
VB1368 | ROD,PERMALI DRAW,'AEI'33KV LGICS/44 OCB |  | Materials
VB1370 | SPRING,SOLENOID,'AEI'33KV LGICS/44 OCB |  | Materials
VB1371 | SPRING,ACCELERATE,'AEI'33KV LG1CS/44 OCB |  | Materials
VB1372 | SPRING,TRIP LEVER,'AEI'33KV LGICS/44 OCB |  | Materials
VB1373 | SPRING,TRIP LEVER,'AEI'33KV LGICS/44 OCB |  | Materials
VB1374 | SPRING,'AEI'33KV LG1CS/44 OCB FIXED CONT |  | Materials
VB1375 | SPRING,'AEI'33KV LG1CS/44 OCB OUTER CONT |  | Materials
VB1376 | SPRING,DASHPOT,'AEI'33KV LGICS/44 OCB |  | Materials
VB1377 | WINDOW,OBSERVATION,'AEI'33KV TYPE LGICS/ |  | Materials
VB1380 | HANDLE,CLOSING,'AEI'33KV LG1CS/44 OCB |  | Materials
VB1385 | SWITCH,AUX,'AEI'33KV LGICS/44 OCB |  | Materials
VB1387 | TERMINAL,CT BOX,'AEI'33KV LG1CS/44 OCB |  | Materials
VB1388 | TERMINAL,CT CONT,'AEI'33KV LGICS/44 OCB |  | Materials
VB1400 | CIRCUIT BREAKER AEI TYPE LG4C 66KV |  | Materials
VB1405 | INSULATOR,'AEI'66KV LG4C OCB TERMINAL |  | Materials
VB1410 | COIL,CLOSING,'AEI' LG4C 66KV 1200A OCB |  | Materials
VB1412 | COIL,TRIP,'AEI' LG4C 66KV 2500MVA OCB |  | Materials
VB1415 | CONTACT,'AEI'66KV 1200A LG4C OCB |  | Materials
VB1422 | GASKET,'AEI'66KV LG4C OCB BUSHING FILLER |  | Materials
VB1440 | RISER ROD,'AEI'66KV LG4C OIL C/B |  | Materials
VB1442 | THUMBSCREW,'AEI'66KV LG4C OCB TURBULATOR |  | Materials
VB1445 | SPRING,ACCELERATE,'AEI'66KV LG4C OCB INN |  | Materials
VB1446 | SPRING,ACCELERAT,'AEI'66KV LG4C OCB |  | Materials
VB1447 | SPRING,BUSHING,'AEI'66KV LG4C OCB |  | Materials
VB1448 | SPRING,'AEI'66KV #LG4C OCB |  | Materials
VB1449 | SPRING,'AEI'66KV #LG4C OCB |  | Materials
VB1450 | SPRING,MECHANISM,AEI 66KV LG4C OCB,#40 |  | Materials
VB1451 | SPRING,MECHANISM,AEI 66KV LG4C OCB,#45 |  | Materials
VB1452 | SPRING,MECHANISM,AEI 66KV LG4C OCB,#46 |  | Materials
VB1453 | SPRING,MECHANISM,AEI 66KV LG4C OCB,#36 |  | Materials
VB1454 | SPRING,MECHANISM,AEI 66KV LG4C OCB,#39 |  | Materials
VB1455 | SPRING,MECHANISM,AEI 66KV LG4C OCB,#41 |  | Materials
VB1465 | GUIDE,TUBE,'AEI'66KV 1200AMP LG4C OCB |  | Materials
VB1470 | TURBULATOR,'AEI'66KV 1200A LG4C OCB |  | Materials
VB1475 | WINDOW,'AEI'66KV LG4C OCBTANK |  | Materials
VB1476 | WINDOW,'AEI'33/66KV LG4C OCB,GAUGE |  | Materials
VB1477 | SPRING,MANUAL TRIP,'AEI'66KV LG4C OCB |  | Materials
VB1572 | COIL,ELECTRICAL,CLOSING,FOR'AEI'OCB TYPE |  | Materials
VB1575 | SEAL,'AEI'132KV JB431 OCB SWITCH |  | Materials
VB1583 | METER,TIME TOTALIZING,'AEI'132KV TYPE JB |  | Materials
VB1594 | PLUNGER,OIL PUMP,'AEI'132KV JB431 OCB |  | Materials
VB1598 | DISC,VALVE,'AEI'132KV JB431 OCB |  | Materials
VB1602 | SEAL KIT,'AEI'132KV JB431 OCB,OIL PUMP |  | Materials
VB1608 | O-RING,'AEI' OCB 132 KV JB431,OIL PUMP |  | Materials
VB1616 | DISC,VALVE,'AEI'132KV JB431 OCB OIL PUMP |  | Materials
VB1638 | SWITCH,REVERSE TRIP,'AEI'132KV TYPE JB43 |  | Materials
VB1642 | MOTOR,AC,AEI 132KV 600/1200 JB431 OCB |  | Materials
VB1674 | WASHER,'AEI'132KV JB431 OCB OIL PUMP |  | Materials
VB1708 | PISTON,VALVE,'AEI'132KV JB431 OCB |  | Materials
VB1718 | WASHER,OP VALVE,'AEI'132KV JB431 OCB |  | Materials
VB1741 | O-RING,'AEI' OCB 132KV JB431,OP VALVE |  | Materials
VB1748 | JACK,HYDRAULIC,'AEI'132KV 600/1200A TYPE |  | Materials
VB1758 | COUNTER,ELECTRICAL,'AEI' OCB TYPE JB431 |  | Materials
VB1773 | VALVE,OIL OPERATING,'AEI'132KV TYPE JB43 |  | Materials
VB1776 | GASKET,'AEI'132KV JB431 OCB,OP VALVE |  | Materials
VB1779 | O-RING,'AEI' OCB 132 KV JB431,OP VALVE |  | Materials
VB1786 | DISC,VALVE,'AEI'132KV JB431 OCB |  | Materials
VB1787 | PLATE,VALVE,'AEI'132KV JB431 OCB |  | Materials
VB1789 | WASHER,OP VALVE,'AEI'132KV JB431 OCB |  | Materials
VB1792 | JACK,HYDRAULIC,'AEI'132KV TYPE JB431 OCB |  | Materials
VB1794 | SEAL,AEI 132KV JB431 OCB |  | Materials
VB1800 | INSULATOR,'ASEA'66KV HLE72 5/800 OCB |  | Materials
VB1801 | BOX,CT,'ASEA'66KV,HLE72 5/800 OCB |  | Materials
VB1810 | ARC CHAMBER,ASEA HLE72 66KV 1200A OCB |  | Materials
VB1811 | CHAMBER,EXPLOSION,ASEA HLE72 66KV OCB |  | Materials
VB1812 | CONTACT,'ASEA'66KV 1200A HLE72 5/800 OCB |  | Materials
VB1814 | CONTACT,'ASEA'66KV 1200A HLE72 5/800 OCB |  | Materials
VB1830 | WINDOW,'ASEA'66KV HLE72 5/800 OCB |  | Materials
VB1833 | POLE ASEA HLC 66KV CIRCUIT BREAKER |  | Materials
VB1834 | NIPPLE,'ASEA'66KV HLC 165-6358E OCB |  | Materials
VB1835 | ARC CHAMBER,ASEA HLC 72.5/1600 66KV OCB |  | Materials
VB1836 | CONTACT,'ASEA'66KV HLC72.5/1600 OCB |  | Materials
VB1837 | CONTACT,'ASEA'66KV HLC72.5/1600 OCB |  | Materials
VB1838 | CB ASEA HLC. INCOMPLETE SPARE PARTS |  | Materials
VB1840 | GASKET,'ASEA'66KV HLC 72.5/1600 OCB,CORK |  | Materials
VB1843 | GASKET,'ASEA'66KV HLC 72.5/1600 OCB |  | Materials
VB1844 | GASKET,'ASEA'66KV HLC 72.5/1600 OCB |  | Materials
VB1847 | TUBING,GAUGE,ASEA 66KV HLC72.5/1600 OCB |  | Materials
VB1848 | GUARD,CHAIN,'ASEA'66KV HLC 72.5/1600 OCB |  | Materials
VB1850 | INSULATOR,'ASEA'66KV,1600A,2500MVA OCB |  | Materials
VB1853 | PLUG POINT,'ASEA'66KV HLC 72.5/1600 OCB |  | Materials
VB1856 | RING,BURN OFF,ASEA 66KV HLC72.5/1600 OCB |  | Materials
VB1857 | ROD,INSULATOR,ASEA 66KV HLC72.5/1600 OCB |  | Materials
VB1868 | WASHER,'ASEA'66KV HLC 72.5/1600 OCB |  | Materials
VB1869 | WASHER,'ASEA'66KV HLC 72.5/1600 OCB |  | Materials
VB1870 | INSULATOR,'ASEA'66KV HLE72 5/1600 OCB,CT |  | Materials
VB1871 | C/B, ASEA 66KV TYPE HLE |  | Materials
VB1872 | ARC CONTROL,'ASEA'HLE72 5/1600 66KV OCB |  | Materials
VB1874 | CONTACT,'ASEA'66KV HLC72.5/1600 OCB |  | Materials
VB1876 | CONTACT,'ASEA'66KV HLC72.5/1600 OCB |  | Materials
VB1882 | GASKET,ASEA66KV HLE72 5/1600 OCB,RUBBER |  | Materials
VB1883 | GASKET,ASEA66KV HLE72 5/1600 OCB,RUBBER |  | Materials
VB1884 | GASKET,ASEA66KV HLE72 5/1600 OCB,RUBBER |  | Materials
VB1885 | GASKET,ASEA66KV HLE72 5/1600 OCB,RUBBER |  | Materials
VB1886 | GASKET,ASEA66KV HLE72 5/1600 OCB,RUBBER |  | Materials
VB1887 | BREATHER COMPLETE 66KV ASEA CB HLC/HLE |  | Materials
VB1890 | INSULATOR,'ASEA'66KV HLE72 5/1600 OCB |  | Materials
VB1891 | INSULATOR,'ASEA'66KV HLE72 5/1600 OCB |  | Materials
VB1892 | INSULATOR,'ASEA'66KV HLE72 5/1600 OCB |  | Materials
VB1895 | PLATE,VERMIN,'ASEA'66KV HLE72 5/1600 OCB |  | Materials
VB1896 | PLATE,VERMIN,'ASEA'66KV HLE72 5/1600 OCB |  | Materials
VB1923 | GASKET,'ASEA'132KV HLD145 OCB,NEOPRENE |  | Materials
VB2073 | COIL,TRIP,'ASEA' #HLE-HLC-HLD/BLF OCB |  | Materials
VB2075 | COIL,TRIP,'ASEA'132/66K #HLE/C/D/BLF OCB |  | Materials
VB2076 | COUNTER ASEA 66 KV HLE-HLC CB |  | Materials
VB2077 | SWITCH,STARTER,ASEA 132/66KV HLE/C/D OCB |  | Materials
VB2079 | LEVER,'ASEA'132/66KV HLE/HLC & HLD OCB |  | Materials
VB2080 | BRACKET,'ASEA'132/66KV HLE/HLC/HLD,OCB |  | Materials
VB2081 | LEVER,'ASEA'132/66KV HLE/HLC & HLD OCB |  | Materials
VB2082 | CONTAINER,ARC 'ASEA'132KV HLD VER 1 OCB |  | Materials
VB2083 | LEVER,'ASEA'132/66KV HLE/HLC & HLD OCB |  | Materials
VB2084 | GUARD,SWITCH,ASEA 132/66KV #HLE & D OCB |  | Materials
VB2085 | MOTOR,'ASEA'132/66KV HLE/HLC/HLD OCB |  | Materials
VB2087 | MOTOR,'ASEA'132/66KV HLE/HLC/HLD OCB |  | Materials
VB2088 | HANDLE,WINDING,ASEA 132/66KV HLE/C/D OCB |  | Materials
VB2089 | PIN,TRIP,'ASEA'132/66KV HLE/HLC/HLD OCB |  | Materials
VB2090 | MARKER,DANGER 240 VOLT |  | Materials
VB2091 | O-RING,'ASEA'TRIP BUFFER#HLE,HLC,HLD,OCB |  | Materials
VB2093 | O-RING,'ASEA' TRIP BUFFER#HLE/C/D OCB |  | Materials
VB2094 | PIN,SHEAR,ASEA 132/66KV #HLE/C/D/BLF OCB |  | Materials
VB2095 | O-RING,'ASEA'132KV/66KV #HLE,HLC,HLD,OCB |  | Materials
VB2096 | PLATE,SWITCH,'ASEA'132/66KV HLE/C/D OCB |  | Materials
VB2097 | SCREW,'ASEA'132/66KV HLE/HLC/HLD OCB |  | Materials
VB2099 | SPRING,TRIP,'ASEA'66/132KV HLE/C/D OCB |  | Materials
VB2101 | SWITCH,LIMIT,ASEA 132/66KV HLE-C-D OCB |  | Materials
VB2102 | SWITCH,MAIN,'ASEA'132/66KV HLE/C/D OCB |  | Materials
VB2103 | SWITCH,START,'ASEA'132/66KV HLE/C/D OCB |  | Materials
VB2104 | TERMINAL,BLF,'ASEA'132/66KV HLE/C/D OCB |  | Materials
VB2106 | TOOL,HEX BAR,'ASEA'132/66KV HLE/C/D OCB |  | Materials
VB2107 | CONTACTS STARTER,'ASEA'132/66KV OCB |  | Materials
VB2108 | ADAPTER,STP COCK,ASEA 132/66KV HLC/D OCB |  | Materials
VB2111 | ROLL,BLOCKING,'ASEA'132/66KV HLC/HLD OCB |  | Materials
VB2112 | LATCH,CLOSING,'ASEA'132/66KV HLC/DLD OCB |  | Materials
VB2113 | LATCH,CLOSING,'ASEA'132/66KV HLC/D OCB |  | Materials
VB2115 | LATCH,AUX CLS,'ASEA'132/66KV HLC/HLD OCB |  | Materials
VB2116 | LATCH,AUX CLS,'ASEA'132/66KV HLD/HLC OCB |  | Materials
VB2117 | LATCH,OPENING,'ASEA'132/66KV HLC/HLD OCB |  | Materials
VB2119 | ROLL,BLOCKING,'ASEA'132/66KV HLC/HLD OCB |  | Materials
VB2121 | HOLDER,BLOK ROLL,ASEA 132/66KV HLC/D OCB |  | Materials
VB2123 | LATCH,'ASEA'132/66KV HLC/HLD OCB |  | Materials
VB2125 | ROLL,BLOCKING,'ASEA'132/66KV HLC/HLD OCB |  | Materials
VB2127 | LATCH,'ASEA'132/66KV HLC/HLD OCB |  | Materials
VB2129 | HOLDER,BLOK ROLL,ASEA 132/66KV HLC/D OCB |  | Materials
VB2131 | MOTOR,AC,ASEA 132/66KV HLC,HLD OCB |  | Materials
VB2133 | SWITCH,LIMIT, ASEA 132/66KV HLC-HLD OCB |  | Materials
VB2135 | GASKET,'ASEA'132/66KV HLC/HLD OCB |  | Materials
VB2137 | GASKET,'ASEA'132/66KV HLC/HLD OCB |  | Materials
VB2139 | HOLDER,BLOK ROLL,ASEA 132/66KV HLC/D OCB |  | Materials
VB2140 | MECHANISH COMPLETE BLG 104 66KV ASEA CB |  | Materials
VB2141 | COIL,CLOS/OPEN,'ASEA'132/66KV HLC/D OCB |  | Materials
VB2147 | CONTACT,'ASEA'132/66KV HLE-HLC&HLD OCB |  | Materials
VB2160 | SEAL,'ASEA'132/66KV HLE/C/D OCB |  | Materials
VB2196 | O-RING,ASEAOCB275KV #HLR123-420/250XE |  | Materials
VB2197 | O-RING,ASEAOCB275KV #HLR123-420/250XE |  | Materials
VB2198 | O-RING,ASEAOCB275KV #HLR123-420/250XE |  | Materials
VB2199 | O-RING,ASEAOCB275KV #HLR123-420/250XE |  | Materials
VB2200 | O-RING,'ASEA' OCB 275KV #HL123-420/250XE |  | Materials
VB2201 | O-RING,ASEAOCB275KV #HLR123-420/250XE |  | Materials
VB2202 | O-RING,ASEAOCB275KV #HLR123-420/250XE |  | Materials
VB2203 | O-RING,ASEAOCB275KV #HLR123-420/250XE |  | Materials
VB2400 | REYROLLE 132KV OS10 TURBULATER |  | Materials
VB2413 | COIL,TRIP,'BTH'OCB JB821 CM1,6.6KV |  | Materials
VB2435 | SPRING,TRIP,'BTH'6.6KV JB821-CMI OCB |  | Materials
VB2437 | NUT,BAKELITE,'BTH'6.6KV JB821 CMI OCB |  | Materials
VB2440 | PIN,CONTACT,'BTH'6.6KV JB821 CMI OCB |  | Materials
VB2480 | SPRING,TRIP,'BTH'6.6KV JB821 CMI OCB |  | Materials
VB2500 | ABB,RMAG,CONTROL BOARD |  | Materials
VB2600 | CIRCUIT BREAKER,PHASE TANK BTH 66KV |  | Materials
VB2601 | CONTROL CUBICLE 66KV BTH CIRCUIT BREAKER |  | Materials
VB2609 | BRACKET,CABLE,'BTH'66KV 0-W407 OCB |  | Materials
VB2610 | BTH 66KV CT BLOCK TERMINAL |  | Materials
VB2611 | TERMINAL BLOCK,'BTH'66KV O-W407 OCB |  | Materials
VB2612 | BREATHER,'BTH'66KV400A 0-W407 OCB |  | Materials
VB2613 | TERMINAL BOX,CT,'BTH'66KV OCB O-W407 |  | Materials
VB2614 | BRACKET,'BTH'#0-W407 66KV OCB EARTH LUG |  | Materials
VB2616 | INSULATOR,'BTH'66KV,400A,1500MVA,OCB |  | Materials
VB2617 | INSULATOR,'BTH'66KV 400A 1500MVA OCB |  | Materials
VB2618 | WIRE ROPE,'BTH'66KV O-W407 OCB,TANK |  | Materials
VB2619 | CLIP,VERMIN COVER,'BTH'66KV 0-W407 OCB |  | Materials
VB2620 | COIL,CLOSING,'BTH'OCB O-W407,66KV,400A |  | Materials
VB2621 | COCK,DRAIN,'BTH'66KV 0-W407 400A OCB |  | Materials
VB2622 | COIL,TRIP,'BTH'OCB O-W407 66KV 400AMP |  | Materials
VB2623 | COVER,SWITCH,'BTH'66KV OCB |  | Materials
VB2624 | COVER,SWITCH,'BTH'66KV OCB,LOCAL/REMOTE |  | Materials
VB2625 | CONTACTOR,'BTH'66KV 400AMP 0-W407 OCB |  | Materials
VB2626 | CONTACT SET,'BTH'66KV 400A #0-W407V OCB |  | Materials
VB2627 | BUTTON,HAND TRIP,'BTH' 66KV 0-W407 OCB |  | Materials
VB2628 | LEVER,'BTH' #0-W407 66KV 400A OCB |  | Materials
VB2629 | BUTTON,TRIP GUIDE,'BTH'66KV 0-W407 OCB |  | Materials
VB2630 | BRAID,WIRE,'BTH'66KV O-W407 OCB |  | Materials
VB2631 | GASKET,'BTH'66KV 400A 0-W407 OCB |  | Materials
VB2632 | CLAMP,INSULATOR,'BTH'66KV 0-W407 OCB |  | Materials
VB2633 | GASKET,'BTH'66KV 400A 0-W407 OCB |  | Materials
VB2634 | GASKET,'BTH'66KV 400A 0-W407 OCB |  | Materials
VB2635 | WINDOW,'BTH'66KV 400A 0-W407 OCB,GAUGE |  | Materials
VB2638 | WINDOW,'BTH'66KV 400A 0-W407 OCBTANK |  | Materials
VB2639 | PIN,'BTH'66KV O-W407 OCB |  | Materials
VB2641 | PLUG,TUBE FITTING,'BTH',66KV,0-W407OCB |  | Materials
VB2642 | PLATE,EXPLOSION POT,'BTH'66KV O-W407 OCB |  | Materials
VB2644 | LEVER,'BTH' #0-W407 66KV 400A OCB |  | Materials
VB2645 | POT,EXPLOSION,'BTH'66KV 0-W407 OCB |  | Materials
VB2647 | RESISTOR,CLOSING,'BTH'66KV 0-W407 OCB |  | Materials
VB2648 | SPRING,BACKING,'BTH'66KV 400A O-W407 OCB |  | Materials
VB2649 | SPRING,BACKING,'BTH'66KV 400A O-W407 OCB |  | Materials
VB2650 | SCREW,'BTH'66KV 400A O-W407 OCB |  | Materials
VB2651 | SWITCH,LOCAL REMOTE,'BTH'66KV O-W407 OCB |  | Materials
VB2652 | BRACKET,INSULATOR,'BTH'66KV 0-W407 OCB |  | Materials
VB2653 | TERMINAL BOX,'BTH'66KV OCB O-W407 |  | Materials
VB2654 | COVER,JUNCTION BOX,'BTH'#0-W407 66KV OCB |  | Materials
VB2655 | BAFFLE SET,'BTH'66KV 400A O-W407 OCB |  | Materials
VB2656 | BUSHING,BASE,'BTH'66KV 400A 0-W407 OCB |  | Materials
VB2657 | TERMINAL BOARD,'BTH' #0-W407 66KV OCB |  | Materials
VB2660 | SPRING,ACCELERATING,'BTH'66KV O-W407 OCB |  | Materials
VB2661 | SPRING, BALANCE,'BTH'66KV O-W407 OCB |  | Materials
VB2662 | SPRING, SOLENOID,'BTH'66KV O-W407 OCB |  | Materials
VB2663 | SPRING,'BTH'66KV #0-W407 OCB CONTACT |  | Materials
VB2664 | SPRING,TRIP MECH,'BTH'66KV O-W407 OCB |  | Materials
VB2665 | SPRING,HAND TRIP,'BTH'66KV O-W407 OCB |  | Materials
VB2666 | SPRING, OPENING,'BTH'66KV O-W407 OCB |  | Materials
VB2667 | SPRING, CLOSING,'BTH'66KV O-W407 OCB |  | Materials
VB2668 | SPRING,TRIP LATCH,'BTH'66KV O-W407 OCB |  | Materials
VB2669 | LATCH, TRIP'BTH'66KV 400A O-407 OCB |  | Materials
VB2670 | SPACER,'BTH'66KV 0-W407 OCB CONTACTOR |  | Materials
VB2672 | CONTACTS,'BTH'66KV 800/1200A O-W407 OCB |  | Materials
VB2676 | PIN,CONTACT,'BTH'66KV O-W407 OCB |  | Materials
VB2677 | PIN,CONTACT,'BTH'66KV O-W707 OCB |  | Materials
VB2678 | BRACKET,'BTH'66KV O-W407 OCB BUSH GAUGE |  | Materials
VB2679 | INSULATOR,'BTH'400AMP OCB,C/W CT-RATIO 4 |  | Materials
VB2680 | PLATE,BACKING,'BTH'66KV O-W407 OCB |  | Materials
VB2681 | INSULATOR & CT,'BTH'66KV 0-W407 OIL C/B |  | Materials
VB2682 | INSULATOR & CT,'BTH'66KV 0-W407 OCB |  | Materials
VB2683 | BRAID,WIRE,'BTH'66KV O-W407 OCB |  | Materials
VB2684 | BLOCK,BUSHING STEM,'BTH'66KV 0-W407 OCB |  | Materials
VB2685 | CAP,'BTH'66KV 800/1200A 0W407 OCBBUSH |  | Materials
VB2687 | CONTACT,'BTH'66KV 1200A 0-W407 OCB |  | Materials
VB2688 | CONTACT,'BTH'66KV 800-1200A 0-W407 OCB |  | Materials
VB2689 | CONTACT,'BTH'66KV 800-1200A 0-W407 OCB |  | Materials
VB2690 | GASKET,'BTH' 66KV 0-W407 800/1200A OCB |  | Materials
VB2691 | RING,NUT LOCK,'BTH'66KV O-W407 OCB |  | Materials
VB2692 | PLUG,'BTH' O-W407 66KV OCB,BUSHING DRAIN |  | Materials
VB2694 | CHAMBER,EXPLOSION,'BTH'#0-W407 66KV OCB |  | Materials
VB2696 | SPACER,SLEEVE,'BTH'66KV O-W407 OCB |  | Materials
VB2697 | RING,RETAINING,'BTH'66KV 0-W407 OCB |  | Materials
VB2698 | SPRING,OP MECH,'BTH'66KV 0-W407 OCB |  | Materials
VB2699 | CAP,'BTH'66KV O-W407 OCB BUSHING |  | Materials
VB2702 | BRACKET,'BTH'WN10 66KV 800A OCB GAUGE |  | Materials
VB2705 | INSULATOR & CT,'BTH'66KV #WN10 OCB |  | Materials
VB2706 | INSULATOR,'BTH'66KV WN10 OCB TANK |  | Materials
VB2707 | BASE,BUSHING,'BTH'66KV #WN10 OCB |  | Materials
VB2718 | BUSHING,CAP,'BTH'66KV 800/1200A WN10 OCB |  | Materials
VB2719 | COIL,CONTACTOR CLOSE,'BTH' WN10 66KV OCB |  | Materials
VB2720 | COIL,CLOSING,'BTH' WN10,66KV OCB |  | Materials
VB2721 | COIL,TRIP,'BTH' WN10,66KV,OCB |  | Materials
VB2722 | CONTACTOR,CLOSING,'BTH'66KV WN10,OCB |  | Materials
VB2725 | CONTACT,BTH66KV 800-1200A WN10 OCB |  | Materials
VB2726 | CONTACT,'BTH'66KV 800-1200A WN10 OCB |  | Materials
VB2727 | RESISTOR,CONTACTOR,'BTH'66KV WN10 OCB |  | Materials
VB2730 | ESCARPMENT,R/SHAMS,'BTH'66KV WN10 OCB |  | Materials
VB2736 | WASHER,FLAT,'BTH'66KV 800/1200A WN10 OCB |  | Materials
VB2737 | GASKET,'BTH'66KV WN10 OCB FILLER PLUG |  | Materials
VB2740 | WINDOW,'BTH'66KV WN10 OCB,OIL GAUGE |  | Materials
VB2741 | LEVER,'BTH' #WN10 66KV OCB |  | Materials
VB2745 | PIN,RESISTOR,CONTACTOR,BTH 66KV WN10 OCB |  | Materials
VB2746 | PLATE,EXPLOSION POT,'BTH'66KV WN10 OCB |  | Materials
VB2748 | PLUG,'BTH' WN10 66KV OCB,BUSHING DRAIN |  | Materials
VB2750 | POT,EXPLOSION,'BTH'66KV WN10 OCB |  | Materials
VB2760 | SPRING,FRICTION BAL,'BTH'66KV WN10 OCB |  | Materials
VB2761 | SPRING,ACCELERATING,'BTH'66KV WN10 OCB |  | Materials
VB2762 | SPRING,EXPLOSION POT,'BTH'66KV WN10 OCB |  | Materials
VB2763 | SPRING,RESISTOR,'BTH'66KV WN10 OCB |  | Materials
VB2764 | SPRING,NO150,'BTH'66KV WN10 OCB |  | Materials
VB2765 | SPRING,NO151,'BTH'66KV WN10 OCB |  | Materials
VB2766 | SPRING,MECHANISM,'BTH'66KV WN10 OCB |  | Materials
VB2770 | BRACKET,INSULATOR,'BTH'66KV WN10 OCB |  | Materials
VB3415 | COIL,CLOSING,'DELLE'66KV #9.12.E OCB |  | Materials
VB3416 | COIL,TRIP,'DELLE'66KV #9.12.E OCB |  | Materials
VB3420 | CYLINDER,MOUNTED,'DELLE'66KV OCB |  | Materials
VB3425 | DISC,PESPEX,'DELLE'66KV 1200A OCB |  | Materials
VB3430 | CONTACTS,LOWER,'DELLE'66KV 1200A OCB |  | Materials
VB3431 | CONTACTS,UPPER,'DELLE'66KV 1200A OCB |  | Materials
VB3433 | HANDLE,SPRING WINDING,'DELLE'66KV OCB |  | Materials
VB3435 | GASKET SET,'DELLE'66KV #9.12.E OCB |  | Materials
VB3440 | WINDOW,'DELLE'66KV 1200A #9.12.E OCB |  | Materials
VB3443 | SPANNER,CONTACT TIP,'DELLE'66KV OCB |  | Materials
VB3445 | CHAMBER,INSULATING,'DELLE'66KV OCB |  | Materials
VB3448 | INSULATOR,LOWER,'DELLE'66KV 1200AMP OCB |  | Materials
VB3461 | BRUSH,'DELLE'66KV 9.12.E 1200A OCB |  | Materials
VB3465 | POT,EXPLOSION,'DELLE'66KV 1200A OCB |  | Materials
VB3470 | SCREW SET,SPECIAL,'DELLE'66KV 1200A OCB |  | Materials
VB3475 | CONTACT,'DELLE'66KV 1200A OCB, ARCING |  | Materials
VB3476 | CONTACT,'DELLE'66KV 1200A OCB,ARCING |  | Materials
VB3500 | CIRCUIT BREAKER COMPLETE C&FOE-5 |  | Materials
VB3503 | BUSH,GAUGE GLASS,'C&F'33KV 800A OE-5 OCB |  | Materials
VB3504 | INSULATOR,'C&F'33KV 800AMP TYPE OE-5 OCB |  | Materials
VB3505 | BUSHING,INTER-COMP,'C&F'33KV OE-5 OCB |  | Materials
VB3507 | COIL,CLOSING,'C&F'OCB OE-5,33KV,800A |  | Materials
VB3508 | COIL,SHUNT TRIP,'C&F'OCB OE-5,33KV,800A |  | Materials
VB3509 | CONTACTS,'C+F'33KV 800A OE5 OCB,FIXED |  | Materials
VB3510 | CONTACTS,'C&F'#0E-5,33KV 800A OCB,FIXED |  | Materials
VB3511 | CONTACT,'C+F'33KV 800A OE-5 OCB,MOVING |  | Materials
VB3513 | CONTACTOR,CLOSE,'C&F'33KV OE-5 OCB |  | Materials
VB3518 | FUSE,ARCTIC,'C&F'33KV 800A OE-5 OCB |  | Materials
VB3520 | FUSE,ARC SOLENOID,'C&F'33KV OE-5 OCB |  | Materials
VB3522 | GASKET,'C&F'33KV 0E-5 OCB DRAIN PLUG |  | Materials
VB3523 | GASKET,'C&F'33KV 0E-5 OCB DRAIN PLUG O/S |  | Materials
VB3524 | GASKET,'C&F'33KV 0E-5 OCB FILLER PLUG |  | Materials
VB3528 | LEVER,CONTROL,'C&F'OE-5 33KV 800A OCB |  | Materials
VB3536 | LEVER,INSULATING,'C&F'33KV 800A OE-5 OCB |  | Materials
VB3551 | BUSH,OIL FILLER PLUG,'C&F'33KV OE-5 OCB |  | Materials
VB3553 | PIN,HANDLE,CLOSING,'C&F'33KV OE05 OCB |  | Materials
VB3555 | POT,CROSS JET,'C&F'33KV 800A OE-5 OCB |  | Materials
VB3565 | BUSHING,SHROUD,'C & F'33KV OE-5 OCB |  | Materials
VB3570 | SPRING,SLIDING CONTACT,C&F 33KV OE-5 OCB |  | Materials
VB3575 | SWITCH,AUXILIARY,'C&F'33KV 800A OE-5 OCB |  | Materials
VB3601 | BALL,BEARING,'DELLE'66KV HPGE 9-14 OCB |  | Materials
VB3607 | SEAL KIT,'DELLE'66KV TYPE HPGE 9-14 OCB, |  | Materials
VB3612 | FILTER,SUCTION,DELLE 66KV HPGE 9-14R OCB |  | Materials
VB3629 | SPACER,HAND PUMP MECHANISM 908,'DELLE'66 |  | Materials
VB3632 | PLUG,PUMP,'DELLE'66KV HPGE 9-14R OCB |  | Materials
VB3642 | UNION,TUBE,'DELLE'66KV HPGE 9-14R OCB |  | Materials
VB3648 | PLUG,PIPE,DELLE 66KV HPG 9-14G OCB |  | Materials
VB3661 | GASKET SET,'DELLE'66KV HPGE 9-14R OCB |  | Materials
VB3671 | UNION,TUBE,'DELLE'66KV HPGE 9-14R OCB |  | Materials
VB3689 | INSULATOR,ISOL,DELLE 66KV HPGE 9-14R OCB |  | Materials
VB3690 | C/B 66KV DELLE POLE HPGE 9-14R |  | Materials
VB3701 | BALL,'DELLE'66KV 1200A HPGE 9-14R OCB |  | Materials
VB3703 | BUSHING,TURBUL,DELLE 66KV HPGE 9-14R OCB |  | Materials
VB3704 | CONTACTS,'DELLE'66KV HPGE 9-14R OCB |  | Materials
VB3706 | CONTACTS,'DELLE'66KV HPGE 9-14R OCB |  | Materials
VB3707 | CONTACTS,'DELLE'66KV HPGE 9-14R OCB |  | Materials
VB3709 | CYLINDER,'DELLE'66KV OCB TURBULATOR ASSY |  | Materials
VB3717 | HOUSING,GAUGE,'DELLE'66KV,HPGE 9-14R OCB |  | Materials
VB3720 | CONTACT,'DELLE'66KV HPGE 9-14R OCB |  | Materials
VB3721 | POT,EXPLOSION,'DELLE'66KV HPGE 9-14R OCB |  | Materials
VB3722 | SCREW,'DELLE'66KV #HPGE 9-14R OCB |  | Materials
VB3723 | REDUCER,PIPE,'DELLE'66KV HPGR 9-14R OCB |  | Materials
VB3724 | COCK,DRAIN,'DELLE' 66KV HPGR A-14R OCB |  | Materials
VB3728 | GASKET,'DELLE'132KV HPGE 12-15 OCB OP4 |  | Materials
VB3729 | O-RING,DELLE #HPGE 12-15 132KV OCB |  | Materials
VB3741 | GASKET,DELLE132KV HPGE 12-15 OCB |  | Materials
VB3742 | GASKET,DELLE132KV HPGE 12-15 OCB |  | Materials
VB3743 | GASKET,DELLE132KV HPGE 12-15 OCB |  | Materials
VB3744 | GASKET,DELLE132KV HPGE 12-15 OCB |  | Materials
VB3746 | GASKET,DELLE132KV HPGE 12-15 OCB |  | Materials
VB3747 | GASKET,DELLE132KV HPGE 12-15 OCB |  | Materials
VB3749 | GASKET,DELLE132KV HPGE 12-15 OCB |  | Materials
VB3755 | O-RING,'DELLE'#HPGE 12-15 132KV OCB |  | Materials
VB3763 | O-RING,'DELLE' OCB #HPGE 12-15 132KV 600 |  | Materials
VB3765 | O-RING MATL,DELLE #HPGE 12-15 132 KV OCB |  | Materials
VB3766 | GASKET,DELLE132KV HPGE 12-15 OCB,ALUM |  | Materials
VB3767 | GASKET,DELLE132KV HPGE 12-15 OCB,ALUM |  | Materials
VB3768 | O-RING,DELLE OCB #HPGE 12-15 132KV |  | Materials
VB3769 | O-RING,DELLE OCB #HPGE 12-15 132KV |  | Materials
VB3783 | GASKET,'DELLE'132KV HPGE 12-15 OCB,TURBU |  | Materials
VB3790 | GASKET,DELLE132KV HPGE 12-15-AS OCB |  | Materials
VB3791 | GASKET,DELLE132KV HPGE 12-15-AS OCB |  | Materials
VB3792 | O-RING,DELLE OCB #HPGE 12-15 132KV |  | Materials
VB3801 | CONNECTOR,LP,'DELLE'66/132KV HPGE OCB |  | Materials
VB3803 | COIL,TRIP/CLOSE,'DELLE'132/66KV HPGE OCB |  | Materials
VB3804 | HEATER, (TO SAMPLE) |  | Materials
VB3807 | HOSE,OIL,DELLE 132/66KV HPGE OCB |  | Materials
VB3814 | COIL,MOTOR CONTACTOR,'DELLE' HPGE OCB |  | Materials
VB3817 | PLATE,BTHR,'DELLE'66/132KV HPGE-REF OCB |  | Materials
VB3819 | RESISTOR,100OHM,DELLE #HPGE 66/132KV OCB |  | Materials
VB3825 | OLIVE,ERMETO,4-6MM,'DELLE'66/132KV OCB |  | Materials
VB3826 | OLIVE,ERMETO,8-12MM,'DELLE'66/132KV OCB |  | Materials
VB3827 | OLIVE,ERMETO,12-18MM,'DELLE'66/132KV OCB |  | Materials
VB3828 | CONTACTS,'DELLE'66-132KV HPGE OCB,AUX SW |  | Materials
VB3829 | CONTACTS,'DELLE'66/132KV HPGE OCB,AUX SW |  | Materials
VB3831 | SWITCH,MICRO,'DELLE'66/132KV HPGE OCB |  | Materials
VB3836 | TUBE,COPPER,'DELLE' 66 & 132KV HPGE OCB |  | Materials
VB3839 | NIPPLE,TUBE,DELLE OCB HPGE-REF 4/6/12 |  | Materials
VB3840 | NIPPLE,TUBE,DELLE OCB HPGE-REF 8/12/18 |  | Materials
VB3841 | NIPPLE,TUBE,DELLE OCB HPGE-REF 12/18/27 |  | Materials
VB3842 | NIPPLE,TUBE,DELLE OCB HPGE-REF 4/6/10 |  | Materials
VB3844 | NIPPLE,TUBE,DELLE OCB HPGE-REF 8/12/16 |  | Materials
VB3845 | NIPPLE,TUBE,DELLE OCB HPGE-REF 12/6/14 |  | Materials
VB3846 | NIPPLE,TUBE,DELLE OCB HPGE-REF,12/18/22 |  | Materials
VB3848 | LIMITER,P/GAUGE,'DELLE'132/66KV OCB |  | Materials
VB3849 | OUTPUT,P/GAUGE,'DELLE'66/132KV HPGE OCB |  | Materials
VB3854 | LIMITER,P/GAUGE,'DELLE'66/132KV OCB |  | Materials
VB3855 | ROD,PUSH,'DELLE'66/132KV HPGE-REF OCB |  | Materials
VB4000 | CIRCUIT BREAKER, EE TYPE OWG6 COMPLETE |  | Materials
VB4001 | INSULATOR,'EE'66KV 800A OWG6 OCB |  | Materials
VB4002 | WIRE ROPE,SINGLE LEG,'EE'66KV OWG6 OCB |  | Materials
VB4003 | BUSHING,GAUGE GLASS,'EE'66KV OWG6 OCB |  | Materials
VB4004 | GASKET,'EE'66KV OKG6 OCB GAUGE GLASS |  | Materials
VB4010 | COIL,CLOSING,'EE'OCB OKG6,66KV,800A |  | Materials
VB4012 | COIL,SHUNT TRIP,'EE'OCB OKG6,66KV,800A |  | Materials
VB4015 | CONTACTOR,CLOSING,'EE'66KV 800A OKG6 OCB |  | Materials
VB4017 | CONTACT,'EE'66KV 800A OKG6 OCB,MAIN |  | Materials
VB4018 | CONTACTS,'EE'66KV 800A TYPE OKG6 OCB,MAI |  | Materials
VB4020 | CUP,GREASE LIFTER,'EE'66KV 800A OWG6 OCB |  | Materials
VB4024 | GASKET,'EE'66KV OKG6 800AMP OCB,TANK,COR |  | Materials
VB4030 | TUBING,GAUGE GLASS,EE 66KV 800A OKG6 OCB |  | Materials
VB4032 | GASKET,'EE'66KV OKG6 OCB FILLER PLUG |  | Materials
VB4035 | ARC CHUTE,'EE' OCB TYPE OWG6 66KV 800AMP |  | Materials
VB4040 | GUIDE,BRASS,'EE'66KV 800A OWG6 OCB |  | Materials
VB4045 | HEATER,'EE'66KV 800A OWG6 OCB |  | Materials
VB4055 | NUT,LOCKING,'EE'66KV 800A OWG6 OCB |  | Materials
VB4056 | NUT,TERMINAL,BUSHING,'EE'66KV OWG6 OCB |  | Materials
VB4062 | PIN,CLEVIS,'EE'66KV 800A OWG6 OCB |  | Materials
VB4063 | PLATE,STOP COCK,'EE'66KV 800A OWG6 OCB |  | Materials
VB4064 | SPARK PLUG,E.E 66KV 800A OWG6 OCB |  | Materials
VB4071 | RISER ROD,PERMALI,'EE'66KV 800A OWG6 CB |  | Materials
VB4075 | SCREW,'EE'66KV 800A OKG6 OCB,4BA |  | Materials
VB4076 | SCREW,'EE'66KV 800A OKG6 OCB |  | Materials
VB4078 | SHAFT,'EE'66KV OWG6 OCB AUX SWITCH |  | Materials
VB4080 | SPRING,ACCELERATING,'EE'66KV OWG6 OCB |  | Materials
VB4081 | SPRING,ACCELERATING,'EE'66KV OWG6 OCB |  | Materials
VB4082 | SPRING,BRONZE,'EE'66KV 800A OWG6 OCB |  | Materials
VB4083 | SPRING,STEEL,'EE'66KV 800A OWG6 OCB |  | Materials
VB4086 | COCK,PLUG,'EE' TYPE OWG6 66KV 800AMP OCB |  | Materials
VB4090 | STUD,PHOSPHOR BRONZE,'EE'66KV OWG6 OCB |  | Materials
VB4092 | CT,250 TO 5, E.E 66 KV 800A OWG6 OCB |  | Materials
VB4093 | CT,400-300-200 TO 1,OCB |  | Materials
VB4095 | WASHER,LOCK,'EE'66KV 800A OKG6 OCB,3/8 |  | Materials
VB4100 | ARM,SWITCH ACTUATOR,'EE',0WG6 OCBV |  | Materials
VB4101 | BOLT,BAKELITE,'EE'66KV 800A 0WG6 OCB |  | Materials
VB4102 | BUFFER,TRIPPING,'EE'66KV 800A OWG6 OCB |  | Materials
VB4103 | BUSHING,MAIN CONTACT,'EE'66KV OWG6 OCB |  | Materials
VB4104 | BUSHING,CAP,'EE'66KV 800A OWG6 OCB |  | Materials
VB4112 | CONTACTS,'EE'66KV 800A OKG6 OCB |  | Materials
VB4114 | CRANK,HORIZ,PULL ROD,'EE'66KV OWG6 OCB |  | Materials
VB4116 | HOUSING,C/T,'EE'66KV 800A OWG6 OCB |  | Materials
VB4117 | BOLT,CT HOUSING,'EE'66KV 800A 0WG6 OCB |  | Materials
VB4118 | TERMINAL BOX,'EE'66KV,800A OWG6 OCB C/T |  | Materials
VB4120 | HOUSING,G/GLASS,EE 66KV 800A OWG6 OCB |  | Materials
VB4121 | HANDLE,DOOR,'EE' 66KV 800A OWG6 OCB |  | Materials
VB4122 | HINGE,DOOR,'EE'66KV 800A OWG6 OCB |  | Materials
VB4130 | LATCH,MAIN HOLDING,'EE'66KV OWG6 OCB |  | Materials
VB4131 | LEVER,BUFFER ACTUATING,'EE'66KV OWG6 OCB |  | Materials
VB4133 | LINK,PIVOTING,'EE'66KV 800A #OWG6 OCB |  | Materials
VB4136 | MECHANISM,'EE'66KV 800AMP TYPE OWG6 OCB |  | Materials
VB4138 | MECHANISM,DRIVE,'EE'66KV 800A OWG6 OCB |  | Materials
VB4140 | PIN,MAIN DRIVE,'EE'66KV 800A OWG6 OCB |  | Materials
VB4141 | PIN,CONTACT,ACTUATING,'EE'66KV OWG6 OCB |  | Materials
VB4142 | PIN,CONTACT,ACTUATING,'EE'66KV OWG6 OCB |  | Materials
VB4143 | PIN,LINK PIVOTING,'EE'66KV 800A OWG6 OCB |  | Materials
VB4144 | PIN,PULLEY,TANK LIFT,'EE'66KV OWG6 OCB |  | Materials
VB4145 | PLATE,HOLD,RISER ROD,'EE'66KV OWG6 OCB |  | Materials
VB4146 | PULLEY,TANK LIFT,'EE'66KV OWG6 OCB |  | Materials
VB4150 | RESISTOR,DISCHARGE,'EE'66KV OWG6 OCB |  | Materials
VB4151 | RESISTOR,COIL TRIP,EE 66KV 800A OKG6 OCB |  | Materials
VB4152 | RISER ROD,PERMALI,'EE'66KV OWG6 OCB |  | Materials
VB4154 | ROD,HORIZONTAL PULL,'EE'66KV OWG6 OCB |  | Materials
VB4155 | ROD,VERTICAL PULL,'EE'66KV 800A OWG6 OCB |  | Materials
VB4156 | SHAFT,MAIN CONTACT,'EE'66KV OWG6 OCB |  | Materials
VB4157 | SWITCH,AUXILIARY,'EE'66KV 800A OWG6 OCB |  | Materials
VB4158 | SWITCH,LOCAL CONTROL,'EE'66KV OWG6 OCB |  | Materials
VB4159 | SWITCH,HEATER CUB,'EE'66KV 800A OWG6 OCB |  | Materials
VB4160 | SWITCH,LOCAL REMOTE,'EE'66KV OWG6 OCB |  | Materials
VB4200 | TRIPPER,'EE'11KV 800A OLX OCB,LOCKING |  | Materials
VB4202 | CONTACT,MAIN,'EE'11KV OLX OCB |  | Materials
VB4203 | AMMETER,0-1A,'EE' #OLX 11KV 800A OCB |  | Materials
VB4204 | CONTACTS,'EE'11KV 800A OLX OCB, DE-ION |  | Materials
VB4205 | CONTACTS,'EE'11KV 800A OLX OCB, MAIN |  | Materials
VB4205 | CONTACTS,'EE'11KV 800A OLX OCB, MAIN |  | Materials
VB4206 | LEVER,'EE'OLX 11KV OCB TRIP/RESET |  | Materials
VB4207 | BASE,SWITCH,'EE'11KV OCB AUX |  | Materials
VB4208 | COIL, CLOSING,'EE'OCB OLX,11KV,800A |  | Materials
VB4209 | CONTACT,ELECTRICAL,'EE'11KV 800A OLX OCB |  | Materials
VB4210 | INSULATOR,'EE'11KV OLX OCB,C/W ISOL CONT |  | Materials
VB4211 | INSULATOR,'EE'11KV OLX OIL C/B |  | Materials
VB4212 | BUSHING,FLANGED, for OUTDOOR CUBICLE |  | Materials
VB4214 | COIL,TRIP,'EE'800A OLX 11KV OIL C/B |  | Materials
VB4215 | COIL,TRIP,'EE'800A 11KV OLX OIL C/B |  | Materials
VB4216 | COVER,SWITCH,LONG,'EE'11KV OLX OCB |  | Materials
VB4217 | COVER,SWITCH,MEDIUM,'EE'11KV OLX OCB |  | Materials
VB4218 | COVER,SWITCH,SHORT,'EE'11KV OLX OCB |  | Materials
VB4219 | CONTACT,EE 11KV,800A,OLX,MAIN 'WITH TAB' |  | Materials
VB4220 | CONTACT,MAIN MOVING,'EE'11KV OLX OCB |  | Materials
VB4221 | CRANK,TANK,'EE' #OLX 11KV 800AMP OCB |  | Materials
VB4222 | RISER ROD,'EE'11KV 800A OLX OIL C/B |  | Materials
VB4223 | RISER ROD,'EE'11KV 800A OLX OIL C/B |  | Materials
VB4224 | RISER ROD,'EE'11KV 800A OLX OIL C/B |  | Materials
VB4225 | ARC CHUTE,'EE'#OLX 11KV 800AMP OCB |  | Materials
VB4232 | CONTACTS,MOVING,'EE'11KV 800A OLX OCB |  | Materials
VB4233 | BARRIER,TANK,'EE'11KV OLX OCB |  | Materials
VB4235 | HOLDER CONTACT,'EE'11KV 800A OLX OCB |  | Materials
VB4260 | LINK,MECHANISM,'EE'11KV 800A OLX OCB |  | Materials
VB4270 | CONTACTS,'EE'11KV 800A OLX OCB |  | Materials
VB4272 | CHANNEL,INSULATION,'EE'11KV OLX OCB |  | Materials
VB4274 | SPRING,INNER PUSH OFF,'EE'11KV OLX OCB |  | Materials
VB4275 | SPRING,OUTER PUSH OFF,'EE'11KV OLX OCB |  | Materials
VB4277 | PACKING,HYDRAULIC,'EE' 11KV 800A OLX OCB |  | Materials
VB4281 | PLUG,EXTEN,EARTH GEAR,'EE'11KV OLX OCB |  | Materials
VB4282 | COVER,C/B,'EE' 11KV 800A #OLX OCB |  | Materials
VB4283 | SPRING,FIXED CONTACT,'EE'11KV OLX OCB |  | Materials
VB4284 | SPRING,MECHANISM,'EE'11KV 800A OLX OCB |  | Materials
VB4285 | SPRING,CONTACTS,'EE'11KV 800A OLX OCB |  | Materials
VB4286 | STUD,'EE'11KV 800A OLX OCB |  | Materials
VB4287 | SPRING,FIXED CONTACT,'EE'11KV OLX OCB |  | Materials
VB4288 | COVER,CIRCUIT BREAKER,'EE' 11KV 800A OCB |  | Materials
VB4289 | COVER,C/B,'EE' 11KV 800A OLX OCB |  | Materials
VB4290 | TURBULATOR,'EE'11KV 800A OLX OCB |  | Materials
VB4294 | CT,'EE'11KV 800A #OXL OIL C/B |  | Materials
VB4299 | STRIP,VERMIN PROOF,'EE'11KV 800A OLX OCB |  | Materials
VB4300 | BOLT,TANK,'EE'11KV 800A OLX OCB |  | Materials
VB4301 | BOLT,TANK,'EE'11KV 800A OLX OCB |  | Materials
VB4302 | BUS,CENTRE FEEDER,'EE'11KV 800A OLX OCB |  | Materials
VB4304 | BUS,LEFT FEEDER,'EE'11KV 800A OLX OCB |  | Materials
VB4306 | BUS,RIGHT FEEDER,'EE'11KV 800A OLX OCB |  | Materials
VB4308 | BUS,CENTRE,'EE'11KV 800A OLX OCB |  | Materials
VB4311 | CONTACTS,'EE'11KV 800A OLX OCB |  | Materials
VB4312 | BUS,RIGHT,'EE'11KV 800A OLX OCB |  | Materials
VB4314 | CONTACTS,'EE'11KV 800A OLX OCB |  | Materials
VB4315 | COVER,SWITCH,'EE'11KV OCB |  | Materials
VB4316 | CONTACT,'EE'11KV 800A OLX OCB |  | Materials
VB4317 | COVER,SWITCH,'EE'11KV 800A OLX OCB |  | Materials
VB4319 | GUIDE,TRIP BUTTON,'EE'11KV 800A OLX OCB |  | Materials
VB4323 | CRANK,HAND,'EE' #OLX 11KV 800A OCB TANK |  | Materials
VB4325 | JOINER,EXTEN BOLT,CT,'EE'11KV OLX OCB |  | Materials
VB4326 | STRIP,WIRING,'EE'11KV 800A OLX OCB |  | Materials
VB4328 | SPOUT,BUSBAR,'EE'11KV 800A OLX OCB |  | Materials
VB4329 | LINER,TANK,'EE'11KV 800A OLX OCB |  | Materials
VB4330 | SHUTTER,SAFETY,'EE'11KV 800A OLX OCB |  | Materials
VB4331 | PLATE,INTERLOCK,I/D,'EE'11KV OLX OCB |  | Materials
VB4332 | SUPPORT,BUSBAR,'EE'11KV OLX OCB |  | Materials
VB4333 | PLATE,TRIP LOCK OFF,'EE'11KV OLX OCB |  | Materials
VB4334 | PLATE,AUX PLUG CONTACT,'EE'11KV OLX OCB |  | Materials
VB4340 | STUD,'EE'11KV 800A OLX OCB |  | Materials
VB4346 | STUD,C/T,'EE'11KV 800A OLX OCB |  | Materials
VB4350 | SPACER,1/8",'EE'11KV 800A OLX OCB |  | Materials
VB4351 | SPACER,16G,'EE'11KV OLX OCB |  | Materials
VB4352 | SPACER,18G,'EE'11KV OLX OCB |  | Materials
VB4353 | SPACER,20G,'EE'11KV OLX OCB |  | Materials
VB4354 | SPACER,22G,'EE'11KV OLX OCB |  | Materials
VB4355 | BEARING,SLEEVE,'EE'#OLX 11KV 800A OCB |  | Materials
VB4356 | BOLT,END CAP,'EE'11KV 800A OLX OCB |  | Materials
VB4360 | CONTACTS,'EE'11KV 800A OLX OCB |  | Materials
VB4361 | CONTACTS,'EE'11KV 800A OLX OCB |  | Materials
VB4362 | CONTACTS,'EE'11KV 1600A OLX OCB |  | Materials
VB4363 | CONTACTS,'EE'11KV 800A OLX OCB |  | Materials
VB4366 | CONTACTS,'EE'11KV 1600A OLX OCB |  | Materials
VB4369 | COIL,SOLENOID,'EE' OLX,800-1600A OCB |  | Materials
VB4370 | COIL,SHUNT TRIP,'EE' OLX,800-1600A OCB |  | Materials
VB4375 | BUSHING,SPOUT,800A,'EE'11KV TYPE OLX OCB |  | Materials
VB4376 | BUSHING,SPOUT,1600A,'EE'11KV OLX OCB |  | Materials
VB4377 | BUSHING,SPOUT,800A,'EE'11KV TYPE OLX OCB |  | Materials
VB4378 | BUSHING,SPOUT,1600A,'EE'11KV OLX OCB |  | Materials
VB4379 | INSULATOR,'EE'11KV OLX OCB,1600A |  | Materials
VB4381 | SPANNER,VT FUSE,'EE'11KV 800A OLX OCB |  | Materials
VB4382 | FUSE,3A,'EE'11KV 800A OLX OIL C/B |  | Materials
VB4390 | HEATER,ROWCO,TYPE TS2 240V, 80W |  | Materials
VB4391 | C.B. 11KV OUTDOOR OLX |  | Materials
VB4392 | BUSHING,11KV,GEC,OLx3,1600A |  | Materials
VB4405 | ARC CHUTE,'EE' OCB TYPE CV 11KV 800AMP |  | Materials
VB4407 | BAR,LOCK OFF,'EE'11KV 800A CV OCB |  | Materials
VB4409 | ARC CHUTE,'EE' CV 11KV 800A OCB |  | Materials
VB4410 | BARRIER,PHASE,'EE'11KV CV 800A OCB |  | Materials
VB4411 | CLIP,TRIP BUFFER,'EE'11KV CV 800A OCB |  | Materials
VB4412 | SCREW,CLUSTER CONTACT'EE'11KV 'CV' OCB |  | Materials
VB4413 | RING,RETAINING,'EE'CV 11KV OCB |  | Materials
VB4415 | COIL,CONTACTOR 'EE'OCB CV,11KV |  | Materials
VB4417 | COIL,SOLENOID,'EE'OCB CV,11KV,800A |  | Materials
VB4419 | COIL,TRIP,'EE'OCB CV,11KV,800A |  | Materials
VB4425 | CONTACTS,'EE'11KV 800A #CV OCB |  | Materials
VB4427 | CONTACT,'EE'11KV 800A CV OCB,ARCING |  | Materials
VB4428 | CONTACT,'EE'11KV 800A CV OCB,MAIN |  | Materials
VB4430 | CONTACTS,'EE'11KV 800A CV OCB |  | Materials
VB4435 | GASKET,'EE'11KV CV 800AMP OCB,TANK |  | Materials
VB4440 | STRAP,RISER ROD,'EE'11KV 800A CV OCB |  | Materials
VB4446 | SPRING,LATCH,15 TURNS,'EE'11KV CV OCB |  | Materials
VB4447 | SPRING,LATCH,13 TURNS,'EE'11KV CV OCB |  | Materials
VB4500 | BUSHING, 1200A,11kV,J18 CIRCUIT BREAKER |  | Materials
VB4501 | BUSHING,1600A,11kV,J22 CIRCUIT BREAKER |  | Materials
VB4502 | BUSHING,800A,11kV,CV CIRCUIT BREAKER |  | Materials
VB4856 | RUBBER,BUFFER OPENING,'EE'11KV CV OCB |  | Materials
VB4901 | BUS,EMAIL11KV 'A' OIL C/B |  | Materials
VB4903 | BUS,EMAIL 11KV 'A' OIL C/B |  | Materials
VB4905 | BUS, EMAIL 11KV OIL C/B |  | Materials
VB4907 | BUS, EMAIL 11KV 'A' OIL C/B |  | Materials
VB4909 | CHAMBER,'EMAIL'11KV TYPE'A'OIL C/B |  | Materials
VB4911 | CHAMBER,'EMAIL'11KV TYPE'A'OIL C/B |  | Materials
VB4934 | PLATE,'EMAIL'11KV TYPE'A'1200-1600A OCB |  | Materials
VB4939 | SECTION TO FEEDER,'EMAIL'11KV TYPE'A'OCB |  | Materials
VB4941 | SECTION TO FEEDER,'EMAIL'11KV TYPE'A'OCB |  | Materials
VB4943 | SECTION TO FEEDER,'EMAIL'11KV TYPE'A'OCB |  | Materials
VB4945 | SECTION TO FEEDER,'EMAIL'11KV TYPE'A'OCB |  | Materials
VB4947 | SECTION TO FEEDER,'EMAIL'11KV TYPE'A'OCB |  | Materials
VB4949 | SECTION TO FEEDER,'EMAIL'11KV TYPE'A'OCB |  | Materials
VB4951 | SECTION TO FEEDER,'EMAIL'11KV TYPE'A'OCB |  | Materials
VB4953 | SECTION TO FEEDER,'EMAIL'11KV TYPE'A'OCB |  | Materials
VB4955 | SECTION TO FEEDER,'EMAIL'11KV TYPE'A'OCB |  | Materials
VB4957 | SUPPORT,'EMAIL'11KV TYPE'A'OCB |  | Materials
VB4959 | BOLT,WING,'EMAIL'11KV TYPE A OCB |  | Materials
VB5498 | SWITCH,PUSH,'REINHAUSEN' TAP CHANGERS |  | Materials
VB5595 | CONTACT,'F.P'33KV 600A U.A.P. OCB |  | Materials
VB5600 | CIRCUIT BREAKER,TYPE UAP 33KV |  | Materials
VB5603 | BOLT,LIVE TERM BARRIER,'FP'33KV UAP OCB |  | Materials
VB5607 | CONTACTS,CONTACTOR,'FP'33KV UAP OCB |  | Materials
VB5610 | INSULATOR,'FP'33KV 600A UAP OCB |  | Materials
VB5615 | BUSHING,BRIDGE CONTACT,'FP'33KV UAP OCB |  | Materials
VB5618 | CLAMP,CROSSBAR,'FP'33KV UAP OCB |  | Materials
VB5619 | COIL,CLOSING,'FP'UAP,33KV,600A OCB |  | Materials
VB5620 | COIL,CONTACTOR'FP'UAP,33KV OCB |  | Materials
VB5621 | COIL, TRIP, F.P. TYPE UAP C.B. |  | Materials
VB5625 | CONTACTS,'F.P'33KV 600A #U.A.P OCB |  | Materials
VB5635 | CONTACT,'F.P'33KV 600A U.A.P.OCB |  | Materials
VB5658 | DISTANCE PIECE,'FP'33KV UAP OCB |  | Materials
VB5660 | POT,EXPLOSION,'FP'33KV 600A UAP OCB |  | Materials
VB5665 | SPRING,ACCELERAT'FP'33KV 600A UAP OCB |  | Materials
VB5667 | SPRING,FIXED CONTACT,'FP'33KV UAP OCB |  | Materials
VB5670 | SPRING,BUFFER OVERSHOOT,'FP'33KV UAP OCB |  | Materials
VB5672 | SPRING,RELATCHING,'FP'33KV UAP OCB |  | Materials
VB5674 | TAB,MOVING CONT LOCKING,'FP'33KV UAP OCB |  | Materials
VB5680 | CT,'FP'33KV 600A OIL CIRCUIT BREAKER |  | Materials
VB5700 | CIRCUIT BREAKER,66KV,1600 AMP |  | Materials
VB6004 | BAFFLE,ELEPHANTHIDE,'GE'7.6KV FKO-37 OCB |  | Materials
VB6051 | CONTACT,'GE'7.6KV FKO-37 OCB,MAIN BRIDGE |  | Materials
VB6403 | CONTACTS,'GE'33KV FKO-36 OCB |  | Materials
VB6405 | CONTACT SET,CONTACTOR,'GE'33KV FKO36 OCB |  | Materials
VB6407 | BUFFER,TRIPPING,'GE'33KV FK036 OCB |  | Materials
VB6412 | INSULATOR,'GE'33KV FKO36 OCB |  | Materials
VB6428 | COIL,CLOSING,'GE' FK036,33KV,OCB |  | Materials
VB6430 | CLAMP,CONTACT,GE 33KV FKO36 OCB |  | Materials
VB6431 | COIL,TRIP'GE'33KV FK036 OCB |  | Materials
VB6432 | COIL,TRIP,'GE'33KV FK036 OCB |  | Materials
VB6433 | CONTACTOR,'GE'33KV FKO36 OCB |  | Materials
VB6436 | CONTACTS,'GE'#FKO-36 33KV OCB FIXED |  | Materials
VB6439 | CONTACT SET,'GE'33KV FKO-36 OCB |  | Materials
VB6442 | CONTACT,'GE'33KV FKO-36 OCB |  | Materials
VB6448 | COVER,MECHANISM,'GE'33KV FKO-36 OCB |  | Materials
VB6451 | FRAME,UPRIGHT,'GE'33KV FK036 OCB |  | Materials
VB6452 | GEARBOX,G.E. 33KV FK036 C/B |  | Materials
VB6457 | GLASS,OIL GAUGE,'GE'33KV FKO-36 OCB |  | Materials
VB6460 | GUIDE,RISER ROD,'GE'33KV FKO-36 OCB |  | Materials
VB6482 | NUT,ARC SHIELD,'GE'33KV FK036 OCB |  | Materials
VB6488 | PIN,TRIP STRIKER,'GE'33KV FKO-36 OCB |  | Materials
VB6490 | CLEVIS,RISER ROD,'GE'33KV FKO36 OCB |  | Materials
VB6496 | RISER ROD,PERMALI,'GE'33KV FKO-36 OCB |  | Materials
VB6500 | SCREW,'GE'33KV FKO-36 OCB EXPLOSION POT |  | Materials
VB6510 | SHIELD,FLAME,'GE'33KV FKO-36 OCB |  | Materials
VB6515 | SPRING,ACCELERATING,'GE'33KV FKO-36 OCB |  | Materials
VB6522 | CT,'GE'33KV 400A #FK036 OIL C/B |  | Materials
VB6524 | TUBE,EXPLOSION POT,'GE'33KV FKO-36 OCB |  | Materials
VB6526 | GUIDE INSUL.FIXED CONTACT,GE 33KV 400A |  | Materials
VB6530 | WASHER,GE 33KV FKO-36 OCB,FLAME SHIELD |  | Materials
VB6531 | WASHER,GE 33KV FKO-36 OCB,FLAME SHIELD |  | Materials
VB6533 | WASHER,SPECIAL,'GE'33KV FKO-36 OCB |  | Materials
VB6651 | SWITCH,LIMIT,'GE'33KV FK036 OCB |  | Materials
VB7801 | CONTACTS,MAIN,'J&P'11KV 600A TSB16 OCB |  | Materials
VB7803 | BOLT,CONTACT HOLDING,'J&P'11KV 600A OCB |  | Materials
VB7804 | BRACKET,SHAFT DRIVE,'J&P'11KV TSB16 OCB |  | Materials
VB7805 | BUSHING,BAKELISED,'J&P'11KV TSB16 OCB |  | Materials
VB7806 | INSULATOR,'J&P'11KV 600A OCB |  | Materials
VB7807 | WIRE ROPE,'J&P'11KV 600A OCB,TANK |  | Materials
VB7808 | CLAMP,INSULATOR,'F&P'11KV 600A OCB |  | Materials
VB7810 | COIL,CLOSING,'J&P',11KV 600A TSB16 OCB |  | Materials
VB7811 | COIL,TRIP,'J&P'11KV 600A TSB16OCB |  | Materials
VB7812 | COIL,C/AUX CLOSING,'J&P'11KV TSB16 OCB |  | Materials
VB7814 | CONTACTOR,CLOSING,'J&P'11KV TSB16 OCB |  | Materials
VB7815 | CONTACT,ARCHING 'J+P'11KV 600A TSB16 L/H |  | Materials
VB7816 | CONTACT,ARCHING 'J+P' 11KV TSB16 R/H |  | Materials
VB7817 | CONTACT,MOVING 'J+P' 11KV 600A TSB16 OCB |  | Materials
VB7818 | ARC CONTROL,'J&P' OCB 11KV AND 600A |  | Materials
VB7820 | COVER,INSULATOR,'J&P'11KV 600A OCB |  | Materials
VB7822 | FLANGE,INSULATOR,'J&P'11KV 600A OCB |  | Materials
VB7830 | LEVER,'J&P' 11KV 600A TYPE TSB16 OCB |  | Materials
VB7834 | LEVER,'J+P'11KV OCB AUX SWITCH |  | Materials
VB7840 | PACKING,ARC CONTACT,J&P11KV 600A OCB |  | Materials
VB7841 | PACKING,MAIN CONTACT,J&P11KV 600AMP OCB |  | Materials
VB7850 | POT,CROSS JET,J&P11KV 600AMP OCB |  | Materials
VB7860 | ROD,LIFTING,'J&P'11KV 600A OCB |  | Materials
VB7862 | SPACER,FIXED CONTACT,'J&P'11KV 600A OCB |  | Materials
VB7870 | SPRING,ACCELERATING,J&P11KV 600A OCB |  | Materials
VB7871 | SPRING,BUFFER PISTON,J&P11KV 600A OCB |  | Materials
VB7872 | SPRING,'J&P'11KV 600A TSB16 OCB |  | Materials
VB7873 | SPRING,MAIN CONTACT,J&P11KV 600A OCB |  | Materials
VB7900 | COIL,TRIP,110V,J&POCB PDB/4,11KV,800A |  | Materials
VB7905 | C/B OUTDOOR 11KV J&P TYPE PDB/A |  | Materials
VB7906 | LINER,TANK,'J&P'11KV 800A PDB/4 OCB |  | Materials
VB7908 | INSULATOR,'J&P'11KV 800A PDB/4 OCB |  | Materials
VB7910 | CONTACT,J+P11KV 800A PDB/4 OCB,MOVING |  | Materials
VB7912 | CONTACT,J+P11KV 800A PDB/4 OCB,FIXED |  | Materials
VB7916 | ARC CONTROL,'J&P' PDB/4 11KV 800A OCB |  | Materials
VB8413 | BUSHING, SHIELD,'MV'33/66KV G2/G11 OCB |  | Materials
VB8415 | INSULATOR,'MV'55/33KV 400A G2&G11 OCB |  | Materials
VB8418 | ISULATOR,'MV'66KV 400A G11 OCB |  | Materials
VB8424 | RING,RETAINING,'MV'33KV G11 OCB |  | Materials
VB8432 | COIL,CLOSING,'MV'G2/G11 33/66KV,400A OCB |  | Materials
VB8433 | COIL,TRIP,110V,'MV'OCB G2,33KV,400AMP |  | Materials
VB8442 | CONTACTS,'MV'33-66KV 400A G11 OCB,FIXED |  | Materials
VB8445 | CONTACT,'MV'33-66KV G11 OCB,FIXED ARC |  | Materials
VB8448 | CONTACT,'MV'33/66KV G2 & G11 OCB |  | Materials
VB8466 | TUBING,GLASS,3-1/4"LG,'MV' G2&G11 OCB |  | Materials
VB8467 | INDICATOR,OIL LEVEL,'MV'#G2&G11 OCB |  | Materials
VB8468 | GUIDE,RISER ROD,'MV'33/66KV G2/G11 OCB |  | Materials
VB8499 | PLATE,TRIPPING,'MV'33/66KV G2 & G11 OCB |  | Materials
VB8517 | RISER ROD,'MV'33/66KV G2/G11 OCB |  | Materials
VB8520 | ROLLER,LATCH MECH,'MV'33/66KV G2/G11 OCB |  | Materials
VB8525 | ARC CONTROL,'MV' G2 & G11 33/66KV OCB |  | Materials
VB8527 | SHIELD,FLAME,'MV'33KV G2/G11 OCB |  | Materials
VB8533 | SHIELD,FLAME,'MV'33/66KV G2/G11 OCB |  | Materials
VB8534 | SPRING,LATCH,'MV'33/66KV G2/G11 OCB |  | Materials
VB8535 | SPRING,MAIN LATCH,'MV'33/66KV G2/G11 OCB |  | Materials
VB8536 | SPRING,MECH,'MV'33/66KV G2/G11 OCB |  | Materials
VB8537 | SPRING, CONTACT,'MV'33/66KV G2/G11 OCB |  | Materials
VB8538 | SPRING,TRIP ASS,'MV'33/66KV G2&G11 OCB |  | Materials
VB8539 | SPRING,RELATCHING,'MV'33/66KV G2/G11 OCB |  | Materials
VB8542 | SPRING,RELATCHING,'MV'33/66KV G2/G11 OCB |  | Materials
VB8545 | SPRING,TRIG LATCH,'MV'33/66KV G2/G11 OCB |  | Materials
VB8547 | SPRING,TRIP LATCH,'MV'33/66KV G2/G11 OCB |  | Materials
VB8550 | CT,'MV'33/66KV G2 & G11 OIL C/B |  | Materials
VB8551 | BRACKET,'MV'#G2&G11 OIO OCB C/T |  | Materials
VB8554 | TRIPPER,'MV'33KV G11 OCB AUX SW |  | Materials
VB8566 | VALVE, RELIEF,'MV'33/66KV G2 & G11 OCB |  | Materials
VB8572 | WASHER,LEATHER,MV 33/66KV G2/G11 OCB |  | Materials
VB8575 | WASHER,SOLENOID,'MV'33/66KV G2/G11 OCB |  | Materials
VB8600 | CIRCUIT BREAKER METROPOLITAN VICKERS |  | Materials
VB8610 | ARM,DRIVE,'MV'33KV HGIC/44 OCB |  | Materials
VB8615 | CONTACT,'MV'33KV HGIC/44 OCB |  | Materials
VB8616 | INSULATOR,'MV'33KV HGIC/44 OIL C/B |  | Materials
VB8617 | NUT,LOCKING,'MV'33KV HGIC/44 OCB,CANDLE |  | Materials
VB8618 | BUSHING,CAP BODY,'MV'33KV HGIC/44 OCB |  | Materials
VB8619 | CLAMP,C/T,'MV'33KV HGIC/44 OCB |  | Materials
VB8622 | COIL,CLOSING,'MV' HGIC/44 33KV OIL C/B |  | Materials
VB8624 | COIL,TRIP,'MV'HGIC/44 33KV OIL C/B |  | Materials
VB8625 | CONTACT,'METROVIC'33KV HGIC/44 OCB |  | Materials
VB8627 | LEVER,'MV' HGIC/44 33KV OCB |  | Materials
VB8628 | HOUSING,OP LEVER,'MV'33KV HGIC/44 OCB |  | Materials
VB8629 | CRANK,HAND,'M.V.'HGIC/44 33KV OCBTANK |  | Materials
VB8630 | LEVER,OPERATING,'MV'33KV HGIC/44 OCB |  | Materials
VB8632 | LINER,TANK,'MV'33KV HGIC/44 OCB |  | Materials
VB8634 | CLOSING MECH,TANK,'MV'33KV HGIC/44 OCB |  | Materials
VB8636 | SOLENOID,MV 33KV HGIC/44 OCB |  | Materials
VB8638 | COIL,'MV'33KV HGIC/44 OCB |  | Materials
VB8640 | PIN,BELL CRANK,'MV'33KV HGIC/44 OCB |  | Materials
VB8642 | PLATE,LOCK TRIGGER,'MV'33KV HGIC/44 OCB |  | Materials
VB8643 | INSULATOR,'MV'33KV HGIC/44 OCB |  | Materials
VB8644 | PLUNGER,CLOSING,'MV'33KV HGIC/44 OCB |  | Materials
VB8645 | RING,CONTACT,'MV'33KV HGIC/44 OCB |  | Materials
VB8646 | SPRING,COIL,'MV'33KV HGIC/44 OCB |  | Materials
VB8647 | SPRING,MECH RESET,'MV'33KV HGIC/44 OCB |  | Materials
VB8648 | SWITCH,AUX,'MV'33KV HGIC/44 OCB |  | Materials
VB8650 | SWITCH,LOCAL REMOTE,'MV'33KV HGIC/44 OCB |  | Materials
VB8652 | SWITCH,TIME DELAY,'MV'33KV HGIC/44 OCB |  | Materials
VB8654 | SWITCH,TRIP CLOSE,'MV'33KV HGIC/44 OCB |  | Materials
VB8656 | CT M.V 33 KV HGIC-44 OCB |  | Materials
VB8660 | TAP,POWER FACTOR,'MV'33KV HGIC/44 OCB |  | Materials
VB8661 | COIL,CONTACTOR,'MV' HGIC/44,33KV OCB |  | Materials
VB8662 | CONTACT,'MV'33KV HGIC/44 OCB,FIXED,600A |  | Materials
VB8663 | CONTACT,'MV'33KV HGIC/44 OCB,FIXED,1200A |  | Materials
VB8665 | CONTACTS,'MV'33KV HGIC/44 OCB,1200A |  | Materials
VB8668 | SPACER,BRASS,'MV'33KV HGIC/44 OCB |  | Materials
VB8669 | SPRING,MECHANISM,OCB,18MM LG X 12MM OD |  | Materials
VB8670 | SPRING,MECHANISM,OCB,48MM LG X 12MM OD |  | Materials
VB8671 | SPRING,MECH,60 X 20MM OD,HOOK ENDS,OCB |  | Materials
VB8672 | SPRING,MECH,90 X 18MM OD,HOOK ENDS,OCB |  | Materials
VB8673 | SPRING,MECHANISM,OCB,135MM LG X 35MM OD |  | Materials
VB8674 | SPRING,MECHANISM,OCB,175MM LG X 65MM OD |  | Materials
VB8675 | SPRING,MECHANISM,OCB,190MM LG X 48MM OD |  | Materials
VB8676 | SPRING,MECHANISM,OCB,280MM LG X 65MM OD |  | Materials
VB8677 | SPRING,MECHANISM,OCB,400MM LG X 35MM OD |  | Materials
VB8776 | GASKET,'SIEMENS'132KV H800 OCB,CAP |  | Materials
VB8877 | GASKET,'S&S'275KV HPF515Q/4F OCB |  | Materials
VB8879 | GASKET,'S&S'275KV HPF515Q/4F OCB |  | Materials
VB8883 | O-RING,'S&S'275KV OCB DASH POT CYLINDER |  | Materials
VB8884 | O-RING,'S&S' 275KV OCB DASH POT LID |  | Materials
VB8885 | O-RING,'S&S' 275KV OCB DASH POT LID |  | Materials
VB8955 | SHAFT,SEALING,'S&S'275KV HPF514P/6A5 OCB |  | Materials
VB8956 | SHAFT,SEALING,'S&S'275KV HPF514P/6A5 OCB |  | Materials
VB8957 | SHAFT SEAL,ELIN TAP CHANGER |  | Materials
VB8979 | GASKET,'S&S'275KV HPF515Q/6E OCB |  | Materials
VB9000 | C/B OUTDOOR REYROLLE 11KV TYPE KZMT |  | Materials
VB9001 | BUSHING,'R-ROLLE'11KV 800/1200A KZMT OCB |  | Materials
VB9002 | BUSHING,'R-ROLLE'11KV 800/1200A KZMT OCB |  | Materials
VB9004 | BUSHING,CUBICLE-ROOF |  | Materials
VB9005 | COIL,CLOSING,110V,'R-ROLLE'OCB 11KV KZMT |  | Materials
VB9006 | BUSHING,CUBICLE-ROOF,porcelain only |  | Materials
VB9007 | COIL,CLOSING,220V,'R-ROLLE'OCB 11KV KMZT |  | Materials
VB9009 | COIL, CLOSING,'R-ROLLE'11KV KZMT OCB |  | Materials
VB9010 | COIL,TRIP, REYROLLE KZMT 11KV |  | Materials
VB9011 | COIL,SHUNT TRIP,'R-ROLLE'OCB 11KV KZMT |  | Materials
VB9012 | INSULATOR,'R-ROLLE'11KV KZMT OCB |  | Materials
VB9013 | INSULATOR,'R-ROLLE'11KV KZMT OCB |  | Materials
VB9015 | CONTACT,'R-ROLLE'11KV KZMT OCB |  | Materials
VB9017 | CONTACT,R-ROLLE 11KV 800A/1200A KZMT OCB |  | Materials
VB9019 | CONTACT,'R-ROLLE'11KV KZMT OCB AUX SW |  | Materials
VB9020 | GASKET,'R-ROLLE'11KV 350MVA KZMT OCB |  | Materials
VB9023 | HANDLE,CLOSE,'R-ROLLE'11KV KZMT OCB |  | Materials
VB9027 | LINK,OP,'R-ROLLE'11KV KZMT OCB |  | Materials
VB9030 | PLATE,VENT,'R-ROLLE'11KV KZMT OCB |  | Materials
VB9035 | SUPPORT,TURBUL,'R-ROLLE'11KV KZMT OCB |  | Materials
VB9038 | SEGMENT,MOVING,'R-ROLLE'11KV KZMT OCB |  | Materials
VB9041 | COVER,'R-ROLLE'#KZMT 11KV OCB |  | Materials
VB9043 | COVER,'R-ROLLE' #KZMT 11KV OCB |  | Materials
VB9045 | TURBULATOR,'R-ROLLE'11KV KZMT OCB |  | Materials
VB9055 | WASHER,TURBUL,'R-ROLLE'11KV KZMT OCB |  | Materials
VB9062 | CONTACTS,'R-ROLLE'11KV KZMT OCB AUX SW |  | Materials
VB9063 | CONTACTS,'R-ROLLE'11KV KZMT OCB AUX SW |  | Materials
VB9064 | CONTACT,'R-ROLLE'11KV KXMT AUX SWITCH |  | Materials
VB9065 | CONTACT,'R-ROLLE'11KV KZMT AUX SWITCH |  | Materials
VB9066 | MOULDING,INTERPHASE,RROLLE 11KV KZMT OCB |  | Materials
VB9067 | MOULDING,REYROLLE 11KV KZMT OCB AUX SW |  | Materials
VB9068 | MOULDING,REYROLLE 11KV KZMT OCB AUX SW |  | Materials
VB9069 | MOULDING,'REYROLLE'11KV KZMT OCB |  | Materials
VB9070 | SPRING,'REYROLLE'11KV KZMT OCB AUX SW |  | Materials
VB9071 | SHAFT,'REYROLLE'11KV KZMT OCB AUX SW |  | Materials
VB9072 | TERMINAL,STUD,'REYOLLE'11KV OCB AUX SW |  | Materials
VB9294 | C/B 66KV REYROLLE COMPLETE OSM10 |  | Materials
VB9295 | INSULATOR,R-ROLLE #OSM10 66KV 1200A CB,U |  | Materials
VB9296 | INSULATOR,LOWER,R-ROLLE #OSM10 66KV CB |  | Materials
VB9297 | ASSEMBLY REYROLLE PUMP&MOTOR COMP. |  | Materials
VB9298 | CONTACTS,FIXED,'REYROLLE'66KV #OSM10 OCB |  | Materials
VB9300 | TURBULATOR,'REYROLLE'66KV OSM10 OCB |  | Materials
VB9301 | BODY,VALVE,'REYROLLE'66KV OSM10 OCB |  | Materials
VB9302 | HOUSING,PUMP,'REYROLLE'66KV OSM10 OCB |  | Materials
VB9303 | COVER,TERMINAL,'REYROLLE'66KV OSM10 OCB |  | Materials
VB9304 | CAM,CONTROL,'REYROLLE'66KV OSM10 OCB |  | Materials
VB9305 | CAP,END,'REYROLLE'66KV OSM10 OCB |  | Materials
VB9306 | GASKET,'REYROLLE'66KV 0SM10 OCB,PUMP |  | Materials
VB9307 | GASKET,'REYROLLE'66KV 0SM10 OCB DRAIN |  | Materials
VB9308 | CONTACT,'REYROLLE'66KV 0SM10 OCB,SWITCH |  | Materials
VB9309 | LINK,MECHANISM,'REYROLLE'66KV OSM10 OCB |  | Materials
VB9310 | CONTACT,'REYROLLE'66KV 0SM10 OCB |  | Materials
VB9311 | CONTACT,ELECTRICAL,'REYROLLE'66KV 0SM10 |  | Materials
VB9312 | BRACKET,'REYROLLE'66KV OSM10 OCB |  | Materials
VB9313 | SPRING,ACTUATOR,'REYROLLE'66KV OSM10 OCB |  | Materials
VB9314 | GASKET,'REYROLLE'66KV 0SM10 OCB,GAUGE |  | Materials
VB9315 | COIL,TRIP,'REYROLLE'66KV OSM10 OCB |  | Materials
VB9316 | ELBOW,SIMPLIFIX,'REYROLLE'66KV OSM10 OCB |  | Materials
VB9317 | FELT,'REYROLLE'66KV OSM10 OCB CRANK |  | Materials
VB9318 | TUBING,GLASS,'REYROLLE'66KV OSM10 OCB |  | Materials
VB9319 | GUIDE,VALVE STEM,'R-ROLLE'66KV OSM10 OCB |  | Materials
VB9320 | HEATER,'REYROLLE'66KV OSM10 OCB CUBICLE |  | Materials
VB9321 | TUBE,PRESSURE,'REYROLLE'66KV OSM10 OCB |  | Materials
VB9322 | CONTACT,'REYROLLE'66KV OSM10 OCB |  | Materials
VB9323 | HEATER,'REYROLLE'66KV OSM10 OCB |  | Materials
VB9324 | PLATE,REMOTE SW,'R-ROLLE'66KV OSM10 OCB |  | Materials
VB9325 | O-RING,'REYROLLE' #OSM10 66KV,OCB |  | Materials
VB9326 | O-RING,'REYROLLE'#OSM10 66KV OCB |  | Materials
VB9327 | SEAL,'REYROLLE'66KV #OSM10 OCB,GRACO LIP |  | Materials
VB9328 | SEAL,'REYROLLE'66KV OSM10 OCB FLAP VALVE |  | Materials
VB9329 | SEAL,'REYROLLE'66KV OSM10 OCB |  | Materials
VB9330 | SPACER,CHARGE CYL,R-ROLLE 66KV OSM10 OCB |  | Materials
VB9331 | SPACER,CONTACT,'R-ROLLE'66KV OSM10 OCB |  | Materials
VB9334 | SEAT,VALVE,'REYROLLE'66KV OSM10 OCB |  | Materials
VB9335 | CONTACT,'REYROLLE'66KV OSM10 OCB |  | Materials
VB9336 | TUBE,PISTON,'REYROLLE'66KV OSM10 OCB |  | Materials
VB9337 | CONDUCTOR SPACER TWIN URANUS 70mm |  | Materials
VB9338 | VALVE,'REYROLLE'66KV OSM10 OCB |  | Materials
VB9339 | WASHER,R-ROLLE 66KV OSM10 OCBGAUGE GLASS |  | Materials
VB9340 | WASHER,R-ROLLE 66KV OSM10 OCBGAUGE GLASS |  | Materials
VB9341 | WASHER,R-ROLLE 66KV OSM10 OCB |  | Materials
VB9342 | WASHER,R-ROLLE 66KV OSM10 OCB |  | Materials
VB9343 | WASHER,R-ROLLE 66KV OSM10 OCB |  | Materials
VB9344 | WASHER,R-ROLLE 66KV OSM10 OCB |  | Materials
VB9345 | WASHER,R-ROLLE 66KV OSM10 OCB |  | Materials
VB9346 | WASHER,R-ROLLE 66KV OSM10 OCB |  | Materials
VB9347 | PACKING,RUBBER,'REYOLLE'66KV 0SM10 OCB |  | Materials
VB9348 | O-RING,'REYROLLE'#OSM10 66KV OCB,BUSHING |  | Materials
VB9349 | PIN,SELFLOCK,'REYROLLE'66KV OSM10 OCB |  | Materials
VB9350 | PUMP,OIL,'REYROLLE'66KV OSM10 OCB |  | Materials
VB9351 | PISTON,'REYROLLE'66KV OSM10 OCB |  | Materials
VB9352 | SPACER,'R-ROLLE'66KV OSM10 OCB TERM BOX |  | Materials
VB9353 | PLUG,TUBE,'REYROLLE',66KV,#OSM10 OCB |  | Materials
VB9354 | PIN,RETAINING,'REYROLLE'66KV OSM10 OCB |  | Materials
VB9355 | PIN,SEALING,'REYROLLE'66KV OSM10 OCB |  | Materials
VB9356 | ROD,GUIDE,'REYROLLE'66KV OSM10 OCB |  | Materials
VB9357 | SEAT,VALVE,'REYROLLE'66KV OSM10 OCB |  | Materials
VB9358 | SPRING,'R-ROLLE'66KV OSM10 OCB |  | Materials
VB9359 | STUD,PLAIN,'R-ROLLE'#OSM10 66KV OCB |  | Materials
VB9360 | BEARING,SLEEVE,'R-ROLLE'#OSM10 66KV OCB |  | Materials
VB9361 | BEARING,SLEEVE,'R-ROLLE'66KV OSM10 OCB |  | Materials
VB9362 | SPACER,SLEEVE,'R-ROLLE'66KV OSM10 OCB |  | Materials
VB9370 | COIL,TRIP,'R-ROLLE'66KV 0S10 OCB |  | Materials
VB9371 | COIL,CLOSE,'R-ROLLE'66KV 0S10 OCB |  | Materials
VB9372 | PLATE,TURBULATOR,R-ROLLE 66KV 660S10 OCB |  | Materials
VB9373 | PLATE,TURBULATOR,R-ROLLE 66KV 660S10 OCB |  | Materials
VB9374 | PLATE,TURBULATOR,R-ROLLE 66KV 660S10 OCB |  | Materials
VB9380 | SEAL,GACO,R-ROLLE 66KV 660S10 OCB |  | Materials
VB9381 | SEAL,GACO,R-ROLLE 66KV 660S10 OCB |  | Materials
VB9382 | SEAL,GACO,R-ROLLE 66KV 660S10 OCB |  | Materials
VB9390 | WASHER,FIBRE,R-ROLLE 66KV 660S10 OCB |  | Materials
VB9391 | WASHER,R-ROLLE 66KV 2000A 660S10 OCB |  | Materials
VB9392 | WASHER,R-ROLLE 66KV 2000A 660S10 OCB |  | Materials
VB9393 | WASHER,R-ROLLE 66KV 2000A 660S10 OCB |  | Materials
VB9394 | WASHER,R-ROLLE 66KV 2000A 660S10 OCB |  | Materials
VB9395 | WASHER,R-ROLLE 66KV 2000A 660S10 OCB |  | Materials
VB9396 | WASHER,R-ROLLE 66KV 2000A 660S10 OCB |  | Materials
VB9397 | WASHER,R-ROLLE 66KV 2000A 660S10 OCB |  | Materials
VB9401 | CAP, VALVE,'R-ROLLE'132KV OS10-13H/I OCB |  | Materials
VB9436 | HEATER,'REYROLLE'132KV 600AMP TYPE OS 10 |  | Materials
VB9458 | O-RING,'REYROLLE'132KV OS 10-132H/I OCB |  | Materials
VB9480 | ARRESTER,'R-ROLLE'132KV OS10-132H/I OCB |  | Materials
VB9486 | SPRING,'REYROLLE'132KV OS10-132H/I OCB |  | Materials
VB9534 | BODY,VALVE,'REYROLLE' OCB TYPE OS 10-132 |  | Materials
VB9554 | O-RING,'R-ROLLE'#OS 10-132H/I 132KV OCB |  | Materials
VB9555 | O-RING,'R-ROLLE'#OS 10-132H/I 132KV OCB |  | Materials
VB9670 | BOLT,RACKING,'STH WALES'11KV 60/400A OCB |  | Materials
VB9675 | COIL,TRIP,'SOUTH WALES'11KV 400/600A OCB |  | Materials
VB9676 | JACK,TIP,'SOUTH WALES' 11KV OCB |  | Materials
VB9677 | CONTACT,'SOUTH WALES'11KV D4X4 600A OCB |  | Materials
VB9678 | CONTACTS,'SOUTH WALES'11KV D4X4 600A OCB |  | Materials
VB9679 | CONTACTS,'SOUTH WALES'11KV C4X 400A OCB |  | Materials
VB9680 | CONTACTS,'SOUTH WALES'11KV C4X 400A OCB |  | Materials
VB9684 | CRANK,HAND,'SOUTH WALES'11KV,OCB |  | Materials
VB9685 | LAMP,NEON,220V,5AMP,M.M.SES |  | Materials
VB9687 | BOLT,SHOULDER,'SOUTH WALES'11KV OCB |  | Materials
VB9688 | CONTACT,'W/HOUSE'11KV 800-1600A J18 OCB |  | Materials
VB9689 | BOLT,EARTH GEAR,'W/H EMAIL'11KV J18 OCB |  | Materials
VB9690 | INSULATOR,'WESTINGHOUSE EMAIL'11KV 800AM |  | Materials
VB9691 | CONTACT,'W/HOUSE'11KV 800-1600A J18 OCB |  | Materials
VB9692 | INSULATOR,'W/H EMAIL'11KV 1200A J18 OCB |  | Materials
VB9693 | SPRING,SHORT,'W/H EMAIL'11KV J18 OCB |  | Materials
VB9694 | INSULATOR,'W/H EMAIL'11KV 1600A J18 OCB |  | Materials
VB9695 | SPRING,LONG,'W/HOUSE EMAIL'11KV J18 OCB |  | Materials
VB9696 | INSULATOR,'W/H'11KV 800/1600A J18 OCB,CT |  | Materials
VB9697 | COLLAR,FUSE,'W/H EMAIL'11KV J18 OCB |  | Materials
VB9699 | PLATE,LOCK OFF,'W/EMAIL'11KV J18 OCB |  | Materials
VB9700 | BRACKET,INSULATOR,'W/EMAIL'11KV J18 OCB |  | Materials
VB9701 | COVER,'W/H EMAIL'11KV J18 OCB |  | Materials
VB9702 | TUBE,INTERUPTER,'W/H EMAIL'11KV J18 OCB |  | Materials
VB9703 | BARRIER,TANK,'W/H'11KV 800/1600A J18 OCB |  | Materials
VB9704 | CONTACTS,'W/HOUSE EMAIL'11KV J18 OCB |  | Materials
VB9706 | LINER,TANK,'W/HOUSE EMAIL'11KV J18 OCB |  | Materials
VB9707 | LINER,TANK,'W-EMAIL'11KV 350MVA J18 OCB |  | Materials
VB9708 | BARRIER,TANK,'W-EMAIL'11KV 1600A J18 OCB |  | Materials
VB9709 | SPRING,ACCELERAT,'W-EMAIL'11KV J18 OCB |  | Materials
VB9710 | CONTACTS,MOVING,'W-EMAIL'11KV J18 OCB |  | Materials
VB9710 | CONTACTS,MOVING,'W-EMAIL'11KV J18 OCB |  | Materials
VB9711 | SPRING,ACCELERATE,'W-EMAIL'11KV J18 OCB |  | Materials
VB9712 | PLUNGER,DASHPOT,'W-EMAIL'11KV J18 OCB |  | Materials
VB9713 | GASKET,'W-EMAIL'11KV J18 OCB TANK |  | Materials
VB9714 | COIL,CLOSING,'EMAIL'11KV 1600A J18 OCB |  | Materials
VB9715 | COIL,TRIP,'EMAIL'11KV 1600A J18 OCB |  | Materials
VB9716 | COIL,SOLENOID,'EMAIL'11KV 1600A J18 OCB |  | Materials
VB9717 | DUST PROOFING MATL,'W-EMAIL'11KV J18 OCB |  | Materials
VB9718 | DUST PROOFING MATL,'W-EMAIL'11KV J18 OCB |  | Materials
VB9719 | CONTACT,'W-EMAIL'11KV 1600A J18 OCB PLUG |  | Materials
VB9724 | GLASS,'W-EMAIL'11KV 350MVA J18 OCB GAUGE |  | Materials
VB9725 | INSULATOR,SPOUT,'W-EMAIL'11KV J18 OCB |  | Materials
VB9726 | BUS,'W-EMAIL'J18 11KV 800/1600A OIL C/B |  | Materials
VB9727 | CONNECTOR,BUSBAR,'W-EMAIL'11KV J18 OCB |  | Materials
VB9728 | BUS,BOTTOM'T'OFF,'W-EMAIL'J18 11KV OCB |  | Materials
VB9729 | BUS,CENTRE'T'OFF,'W-EMAIL'J18 11KV OCB |  | Materials
VB9730 | BUS,TOP'T'OFF,'W-EMAIL'J18 11KV OCB |  | Materials
VB9732 | SPANNER,'W-EMAIL'11KV J18 OCB BUSH STEM |  | Materials
VB9733 | SPANNER,'W-EMAIL'11KV J18 OCB INTERRUPT |  | Materials
VB9734 | PIN,LOCKING,'W-EMAIL'11KV J18 1600A OCB |  | Materials
VB9735 | JOINTING,INSULATION,W-EMAIL 11KV J18 OCB |  | Materials
VB9736 | INSULATION,SPOUT,'W-EMAIL'11KV J18 OCB |  | Materials
VB9738 | WASHER,RACKING DOG,'W-EMAIL'11KV J18 OCB |  | Materials
VB9739 | CAM,CONTROL,'W/EMAIL'11KV J18 OIL C/B |  | Materials
VB9740 | SPRING,GARTER,'W-EMAIL'11KV J18 OCB |  | Materials
VB9742 | SPRING,GARTER,EXT,'W-EMAIL'11KV J18 OCB |  | Materials
VB9744 | CORE,INTERUPTER,'W-EMAIL'11KV J18 OCB |  | Materials
VB9745 | CONTACT,ISOL,'W-EMAIL'11KV 1600A J18 OCB |  | Materials
VB9746 | DISC,INTERSECTION,'W-EMAIL'11KV J18 OCB |  | Materials
VB9747 | CONTACT,ISOL,'W-EMAIL'11KV 1600A J18 OCB |  | Materials
VB9748 | SPRING,FINGER SKT,'W-EMAIL'11KV J18 OCB |  | Materials
VB9749 | WASHER,ISOL CONTACT,W-EMAIL 11KV J18 OCB |  | Materials
VB9750 | WASHER,ISOL CONTACT,W-EMAIL 11KV J18 OCB |  | Materials
VB9751 | HEAD,TRUCK LIFT WIND,'W-EMAIL' J18 OCB |  | Materials
VB9752 | PINION,TRUCK LIFT LEVEL,W-EMAIL J18 OCB |  | Materials
VB9753 | GEAR,TRUCK LIFT LEVEL,W-EMAIL J18 OCB |  | Materials
VB9754 | SOCKET,'W-EMAIL'11KV J18 OCB ISOLATING |  | Materials
VB9755 | SOCKET,'W-EMAIL'11KV J18 OCB ISOLATING |  | Materials
VB9756 | SOCKET,'W-EMAIL'11KV J18 OCB ISOLATING |  | Materials
VB9757 | NUT ASSY,TANK LIFT,'W-EMAIL'11KV J18 OCB |  | Materials
VB9758 | LEVER,SHUTTER,'W-EMAIL'11KV J18 OCB |  | Materials
VB9759 | LEVER,TRIP,'W-EMAIL'11KV J18 OCB |  | Materials
VB9760 | NUT,TANK LIFTING,'W-EMAIL'11KV J18 OCB |  | Materials
VB9761 | INTERRUPTER,'W-EMAIL'11KV J18 OCB |  | Materials
VB9762 | GEAR,RUBBER,EARTH,'W-EMAIL'11KV J18 OCB |  | Materials
VB9763 | GEAR,RUBBER,EARTH,'W-EMAIL'11KV J18 OCB |  | Materials
VB9764 | PIN,CONTACT,VT,'W-EMAIL'11KV J18 OCB |  | Materials
VB9765 | UNION,CONDUIT,'W/HOUSE EMAIL'11KV OCB |  | Materials
VB9766 | PIN,FUSE INSERTION,VT,'W/H'11KV J18 OCB |  | Materials
VB9767 | ROD,LIFTING,'W/H EMAIL'11KV J18 OCB |  | Materials
VB9768 | PLATE,BACKING,PLUG BOX,'W/H'11KV J18 OCB |  | Materials
VB9769 | CLAMP,BUSBAR,'W/HOUSE'#J18 1600A OCB |  | Materials
VB9770 | CONTACT,'W/H EMAIL'11KV J18 OCB |  | Materials
VB9771 | HEATER,'W/HOUSE EMAIL'11KV J18 OCB CUB |  | Materials
VB9772 | PINION ASSY,'W/HOUSE EMAIL'11KV J18 OCB |  | Materials
VB9774 | INTERRUPTER,'W/HOUSE EMAIL'11KV J18 OCB |  | Materials
VB9775 | SPRING,SHUTTER,'W/EMAIL'11KV J18 OCB |  | Materials
VB9776 | SHAFT,MECHANISM,'W/EMAIL'11KV J18 OCB |  | Materials
VB9777 | SPRING,FUSE,'W/HOUSE EMAIL'11KV J18 OCB |  | Materials
VB9781 | WASHER,THRUST,'W/EMAIL'11KV J18 OCB |  | Materials
VB9782 | BEARING,THRUST,'W/HOUSE'11KV J18 OCB |  | Materials
VB9783 | CORE,INTERUPTER,'W/EMAIL'11KV J18 OCB |  | Materials
VB9784 | BEARING,SLEEVE,'W/EMAIL'11KV #J18 OCB |  | Materials
VB9786 | BEARING,SLEEVE,'W/EMAIL'11KV #J18 OCB |  | Materials
VB9787 | CONTACTS,'W/HOUSE EMAIL'11KV J18 OCB |  | Materials
VB9788 | TOOL,CONTACT REMOVAL,'W/H'11KV J18 OCB |  | Materials
VB9789 | NUT, TANK LIFTER, J18LC, CB |  | Materials
VB9796 | ARC CHUTE,'WESTINGHOUSE' 33KV 345GC OCB |  | Materials
VB9797 | ROD,LIFTING,'WESTINGHOUSE'33KV 345GC OCB |  | Materials
VB9799 | SHOCK ABSORBER,'W/HOUSE'33KV 345GC OCB |  | Materials
VB9800 | COIL,SOLENOID,'W/HOUSE'33KV 345GC OCB |  | Materials
VB9802 | COIL,TRIP,'WESTINGHOUSE'33KV 345GC OCB |  | Materials
VB9803 | COIL,C/CONTACT,'W/HOUSE'33KV 345GC OCB |  | Materials
VB9804 | AIR GAP ROD, 33KV 'W/HOUSE'345GC OCB |  | Materials
VB9805 | INSULATOR,'WESTINGHOUSE'33KV 345GC OCB |  | Materials
VB9806 | BLADE, SWITCH,'W/HOUSE' 33KV 345GC OCB |  | Materials
VB9807 | PACKING,'WESTINGHOUSE' #345GC 33KV OCB |  | Materials
VB9808 | CONTACTS,'WESTINGHOUSE'#345GC 33KV OCB |  | Materials
VB9809 | HEATER,'WESTINGHOUSE'33KV 345GC OCB |  | Materials
VB9810 | CT,'WESTINGHOUSE'33KV 345GC OIL C/B |  | Materials
VB9811 | O-RING,'WESTINGHOUSE' 33KV #345GC OCB |  | Materials
VB9812 | CT,'WESTINGHOUSE'33KV 345GC OIL C/B |  | Materials
VB9813 | EXTENSION,HANDLE,'W/HOUSE'33KV 345GC OCB |  | Materials
VB9814 | WINDOW,'WESTINGHOUSE'33KV 345GC OCB |  | Materials
VB9815 | LEVER,CLOSING,'W/HOUSE' 33KV 345GC OCB |  | Materials
VB9816 | BUSHING,WEST/HOUSE,TYPE 345GC |  | Materials
VB9817 | SPRING,ACCELERAT,'W/HOUSE'33KV 345GC OCB |  | Materials
VB9818 | PLATE,FUSE PROT,'W/HOUSE'33KV 345GC OCB |  | Materials
VB9819 | WINDOW,'W/HOUSE 33KV 345GC OCB,OIL GAUGE |  | Materials
VB9820 | CONDENSER ,WESTINGHOUSE TYPE 345GC |  | Materials
VB9821 | CIRCUIT BREAKER,WESTINGHOUSE TYPE 345GC |  | Materials
VB9822 | CONTACT ASSEMBLY FIXED TYPE 435GC |  | Materials
VB9823 | EMAIL J18 AUX CLOSE CONTACTOR |  | Materials
VB9823 | EMAIL J18 AUX CLOSE CONTACTOR |  | Materials
VB9830 | CONTACTOR,CLOSE,EMAIL,J18,AUX |  | Materials
VB9840 | CONTACTS,'S&S'66KV 2000A HPF409K OCB |  | Materials
VB9841 | GASKET,'S&S'66KV 2000A HPF409K OCB |  | Materials
VB9842 | GASKET,'S&S'66KV 2000AMP HPF409K OCB |  | Materials
VB9843 | O-RING,'S&S#HPF409K 66KV, OCB LID |  | Materials
VB9844 | O-RING'S&S#HPF409K 66KV 2000A 2500MVA |  | Materials
VB9845 | O-RING,'S&S'#HPF409K 66KV 2000A 2500MVA |  | Materials
VB9846 | O-RING'S&S'#HPF409K 66KV 2000A 2500MVA |  | Materials
VB9847 | GASKET'S&S'66KV HPF409K OCB |  | Materials
VB9851 | ARC CONTROL DEVICE'S&S'66KV 2000A OCB |  | Materials
VB9852 | SPRING,FLAT,'S&S'66KV#HPF409K OCB |  | Materials
VB9854 | CONTACT,'S&S'66KV HPF409K OCB |  | Materials
VB9960 | COIL,TRIP,'YORKSHIRE'11KV 350MVA OCB |  | Materials
VB9964 | CONTACTS,'YORKSHIRE'11KV 350MVA OCB |  | Materials
VB9966 | BUFFER,OVERSHOOT,'YORKSHIRE'11KV OCB |  | Materials
VB9967 | CLAMP,EARTH,YORKSHIRE 11KV 350MVA OCB |  | Materials
VB9968 | COIL,CLOSE,'YORKSHIRE'11KV 350MVA OCB |  | Materials
VB9970 | CONTACT,'YORKSHIRE'11KV 350MVA OCB |  | Materials
VB9972 | CONTACT,'YORKSHIRE'11KV 350MVA OCB |  | Materials
VB9973 | CONTACTS,'YORKSHIRE'11KV 350MVA OCB |  | Materials
VB9974 | CONTACT,'YORKSHIRE'11KV 350MVA OCB |  | Materials
VB9976 | CRANK,HAND,'YORKSHIRE'11KV 350MVA OCB |  | Materials
VB9978 | INSULATOR,'YORKSHIRE'11KV 350MVA OCB |  | Materials
VB9980 | INSULATOR,'YORKSHIRE'11KV 350MVA OCB |  | Materials
VB9982 | INSULATOR,'YORKSHIRE'11KV 350MVA OCB |  | Materials
VB9984 | JACK,CLOSING,'YORKSHIRE'11KV 350MVA OCB |  | Materials
VB9986 | SPRING,ACCELERATING,'YORKSHIRE'11KV OCB |  | Materials
VB9988 | SPRING,ACCELERATING,'YORKSHIRE'11KV OCB |  | Materials
VB9990 | SPRING,'YORKSHIRE'11KV 350MVA |  | Materials
VB9993 | HANDLE,CLOSING,'YORKSHIRE'11KV OCB |  | Materials
VB9996 | BLADE,CARRIER,'YORKSHIRE'33KV OCB |  | Materials
VG1310 | SWITCH,PRESSURE,DIGITAL,AUTOMATED RM6 |  | Materials
VG1310 | SWITCH,PRESSURE,DIGITAL,AUTOMATED RM6 |  | Materials
VG1331 | CURCUIT BREAKERT (SPARE PARTS) ABB EDF |  | Materials
VG1332 | PUSH BUTTON,TRIP,GIS,ABB |  | Materials
VG1337 | CIRCUIT BREAKER ABB TYPE EDF |  | Materials
VG1338 | COIL TRIPLE CLOSE |  | Materials
VG1339 | SWITCH AUX SWITCH |  | Materials
VG1340 | MOTOR |  | Materials
VG1341 | SEAL SHAFT |  | Materials
VG1342 | O RING |  | Materials
VG1343 | O RING ( LOWER HOUSING ) |  | Materials
VG1344 | O RING ( TOP CONTACT ) |  | Materials
VG1345 | SPRING COMP |  | Materials
VG1346 | WASHER DISHED |  | Materials
VG1347 | WASHER DISHED |  | Materials
VG1348 | SCREW C/SUNK M6X16 |  | Materials
VG1349 | SEAL SHAFT TORGUE |  | Materials
VG1350 | COIL,CLOSE,'MITSUBISHI'66KV,70SFM32A CB |  | Materials
VG1351 | PUSH BUTTON,CLOSE,GIS,ABB |  | Materials
VG1352 | MANUAL INTERLOCK COIL ASSEMBLE,ABB,GIS |  | Materials
VG1353 | PRESSURE GAGUE,ABB,GIS |  | Materials
VG1354 | COIL,TRIP,'MITSUBISHI'66KV 70SFM32A CB |  | Materials
VG1355 | COMPRESSOR,'MITSUBISHI'66KV 70SFM32A C/B |  | Materials
VG1356 | SAFETY VALVE LEVER HANDLE 1" OUTLET MI |  | Materials
VG1356 | SAFETY VALVE LEVER HANDLE 1" OUTLET MI |  | Materials
VG1357 | PANEL INDICATOR,CB,ABB,GIS |  | Materials
VG1358 | CONTACT,'MITSUBISHI'66KV 25KA C/B |  | Materials
VG1359 | CONTACT,'MITSUBISHI'66KV-25KA C/B |  | Materials
VG1360 | CONTACT,'MITSUBISHI'66KV-25KA C/B |  | Materials
VG1361 | CONTACT,'MITSUBISHI'66KV-25KA C/B |  | Materials
VG1362 | LOCAL/REMOTE,SWITCH,ABB,GIS |  | Materials
VG1363 | PANEL ANNUCIATOR,6 FLAG,ABB,GIS |  | Materials
VG1364 | AIR CLEANER,'MITSUBISHI' C/B,GAS FILLED |  | Materials
VG1365 | FILTER,AIR,'MITSUBISHI'70-SFM-32A CB |  | Materials
VG1366 | PANEL ANNUCIATOR,4 FLAGS,ABB,GIS |  | Materials
VG1367 | PANEL INDICATOR,DISCONNETOR/EARTH SWITCH |  | Materials
VG1368 | SECONDARY CONTROL,CB,ABB,GIS |  | Materials
VG1369 | AUX SWITCHES,DISCONNECTOR/EARTH/SWITCH |  | Materials
VG1370 | INTERRUPTER,'MITSUBISHI'66KV 70SFM32A CB |  | Materials
VG1371 | TRIP/CLOSE COILS,CB,ABB,GIS |  | Materials
VG1372 | INSULATOR,'MITSUBISHI'66KV 70SFM32A CB |  | Materials
VG1373 | SPRING CHARGE, MOTOR&GEARBOX, CB |  | Materials
VG1374 | DISCONNECTOR/EARTH S/W,GEARBOX&MOTOR |  | Materials
VG1375 | INSULATOR,'MITSUBISHI'66KV 70SFM32A CB |  | Materials
VG1376 | PRESSURE GAUGE,CIRCUIT BREAKER |  | Materials
VG1378 | MOTOR,AC,'MITSUBISHI'70-SFM-32A C/B |  | Materials
VG1380 | NOZZLE,'MITSUBISHI'66KV 70SFM32A C/B |  | Materials
VG1381 | VALVE COMP,'MITSUBISHI'#70SFM32A C/B |  | Materials
VG1382 | VALVE,COMP,'MITSUBISHI'#70SFM32A C/B |  | Materials
VG1383 | REYROLLE LMUP - UMBILICAL CORD WITH PLUG |  | Materials
VG1383 | REYROLLE LMUP - UMBILICAL CORD WITH PLUG |  | Materials
VG1384 | SHROUD,VERMIN,630A/800A CB,RPS |  | Materials
VG1385 | SHROUD,VERMIN,1250A/2000A CB,RPS |  | Materials
VG1390 | O RING, TOP POLE MITSUBISHI SMF CB |  | Materials
VG1393 | GAUGE,'MITSUBISHI'66KV 70SFM32A CB |  | Materials
VG1394 | VALVE,'MITSUBISHI'66KV 70-SFM-32A GAS CB |  | Materials
VG1395 | PACKING,'MITSUBISHI' #70-SFM-32A C/B |  | Materials
VG1396 | SWITCH,'MITSUBISHI'66KV 70SFM32A CB |  | Materials
VG1397 | SHOCK ABSORB,MITSUBISHI 66KV 70SFM32A CB |  | Materials
VG1398 | GAUGE,'MITSUBISHI'66KV 70SFM32A CB |  | Materials
VG1399 | BLOCK,AIR,'MITSUBISHI'66KV 70SFM32A C/B |  | Materials
VG1410 | SEAL SHAFT INNER TORGUE |  | Materials
VG1411 | O RING ( LOWER HOUSING ) |  | Materials
VG1412 | DRIVE LINK |  | Materials
VG1413 | PIN ROLL ( 2.5mm X 20mm ) |  | Materials
VG1414 | SPRING,TRIP LATCH 66KV |  | Materials
VG1450 | O RING 86MM X 5MM |  | Materials
VG1451 | SEAL TRIP VALVE MELCO SFMT GIS |  | Materials
VG1552 | RING,'BBC'SF6 300KV ELF 300P2T GAS C/B |  | Materials
VG1554 | RING,BBCSF6 300KV ELF 300 P 2T C/B |  | Materials
VG1556 | RING,BBCSF6 300KV ELF 300 P 2T C/B |  | Materials
VG1558 | RING,BBCSF6 300KV ELF 300 P 2T C/B |  | Materials
VG1562 | RING,BBCSF6 300KV ELF 300 P 2T C/B |  | Materials
VG1568 | RING,BBC SF6 300KV ELF 300 P 2T C/B |  | Materials
VG1570 | RING,BBCSF6 300KV ELF 300 P 2T C/B,GLYD |  | Materials
VG1578 | GASKET,'BBC'300KV ELF300P2T SF6 GAS C/B |  | Materials
VG1582 | GASKET,BBC300KV ELF-300-P-2T SF6 CB |  | Materials
VG1592 | GASKET,BBC300KV ELF-300-P-2T SF6 CB |  | Materials
VG1594 | GASKET,BBC300KV ELF-300-P-2T SF6 CB |  | Materials
VG1596 | GASKET,BBC300KV ELF-300-P-2T SF6 CB |  | Materials
VG1598 | GASKET,BBC300KV ELF-300-P-2T SF6 CB |  | Materials
VG1606 | SEAL, BUTTERFLY PLATE |  | Materials
VG1607 | SEAL, MAIN TANK |  | Materials
VG1612 | SEAL,IMPACT,SOLENOID VALVE,'BBC'300KV TY |  | Materials
VG1614 | SEALING,EX,BBC SF6 300KV ELF 300P2T C/B |  | Materials
VG1616 | SEALING,RD,BBC SF6 300KV ELF 300P2T C/B |  | Materials
VG1618 | SEALING,RD,BBC SF6 300KV ELF 300P2T C/B |  | Materials
VG1620 | SEALING,RD,BBC SF6 300KV 300P2T C/B |  | Materials
VG1622 | SEALING,RD,BBC SF6 300KV ELF 300P2T C/B |  | Materials
VG1624 | SEAL,RD,BBC SF6 300KV ELF300P2T GAS C/B |  | Materials
VG1681 | DAMPER,VIBRATION,'BROWN BOV'#ELF 300 SF6 |  | Materials
VG1682 | RING SET,PISTON,BBC SF6 ELF300P2T C/B |  | Materials
VG1683 | RING SET,PISTON,BBC SF6 ELF300P2T C/B |  | Materials
VG1689 | VALVE,AIR COMPRESSOR,'BBC'300KV SF6 CB |  | Materials
VG5000 | BOTTLE,VACUUM INTERUPT,'GEC'11KV SBV2 CB |  | Materials
VG5001 | CONTACTS,'GEC'11KV SBV2 800AMP CB |  | Materials
VG5002 | CONTACTS,'GEC'11KV TYPE SBV2 1600AMP CB |  | Materials
VG5003 | COIL,CB SHUNT TRIP,'GEC'SBV2 11KV C/B |  | Materials
VG5005 | MOTOR,'GEC'11KV SBV2 C/B,GEARBOX |  | Materials
VG5006 | GEC VOLTAGE TRANSFORMER,11KV,CLASS 1M1P |  | Materials
VG5007 | SWITCH EARTH BUSBAR |  | Materials
VG5100 | TRIP CLOSE COIL, 110V DC P/n 975P286 |  | Materials
VG5101 | AUXILLARY RELAY TYPE CS3C 110E 110V DC |  | Materials
VG5102 | FINDER GEN PURP RELAY TYPE60.13 10A 250V |  | Materials
VG5103 | FINDER GEN RELAY BASE TYPE60.13 10A 250V |  | Materials
VG5104 | AUXILLARY RELAY TYPE NHZKP 110V DC |  | Materials
VG5105 | AUXILLARY RELAY BASE TYPE 90.27 10A 300V |  | Materials
VG5106 | VT FUSE GEC ALSTROM TD O1R11 0.62 11KV |  | Materials
VG5107 | CAPACITOR, SPRECHER&SCHUM TYPE CRD 3-250 |  | Materials
VG5108 | MOTOR ASSEMBLY. JML. 110 50HZ |  | Materials
VG5109 | PHASE STEM / CT BAR |  | Materials
VG5200 | MOTOR, 220-250V DC INDENT NO. 1 843 700 |  | Materials
VG5202 | CLOSING COIL,110-125V DC |  | Materials
VG5203 | MOTOR PROTECTION CONTACTOR |  | Materials
VG5250 | MITSUBISHI GIS 66KV CONDUCTOR (A,C) |  | Materials
VG5251 | MITSUBISHI GIS 66KV CONDUCTOR ( B ) |  | Materials
VG5252 | CASE EARTH STRAP |  | Materials
VG5253 | MITSUBISHI GIS 66KV TEFLON GUIDE |  | Materials
VG5254 | MITSUBISHI GIS 66KV MOVING CONTACT |  | Materials
VG5255 | MITSUBISHI GIS 66KV FIXED CONTACT |  | Materials
VG5256 | MITSUBISHI GIS 66KV SHIELD |  | Materials
VG5257 | MITSUBISHI GIS 66KV SHIELD ( B ) |  | Materials
VG5258 | MITSUBISHI GIS 66KV SEALS OPERATING |  | Materials
VG5259 | MITSUBISHI GIS 66KV SEALS OPERATING |  | Materials
VG5260 | MITSUBISHI GIS 66KV SEALS OPERATING |  | Materials
VG5261 | MITSUBISHI GIS 66KV SHIELD ( B ) |  | Materials
VG5262 | MITSUBISHI GIS 66KV CONDUCTOR ( A,C ) |  | Materials
VG5263 | MITSUBISHI GIS 66KV CONDUCTOR ( B ) |  | Materials
VG5264 | MITSUBISHI GIS 66KV NOZZLE |  | Materials
VG5265 | MITSUBISHI GIS 66KV MOVING CONTACT |  | Materials
VG5266 | MITSUBISHI GIS 66KV CIRCUIT BREAKER |  | Materials
VG5267 | MITSUBISHI GIS 66KV CONDUCTOR |  | Materials
VG5268 | MITSUBISHI GIS 66KV SHIELD ( A,C ) |  | Materials
VG5269 | GROUNDING CONTACTS |  | Materials
VG5270 | MITSUBISHI GIS 66KV SEALS OPERATING |  | Materials
VG5271 | 110VDC CONTACTOR FOR E/S D/S |  | Materials
VG5272 | MITSUBISHI GIS 66KV ISOLATOR & EARTHING |  | Materials
VG5273 | CLOSING COIL |  | Materials
VG5274 | VOLTAGE DETECTOR |  | Materials
VG5275 | ALUMINIUM FLANGES & GASKET |  | Materials
VG5276 | INTERLOCK ( LOCK OFF ) PIN |  | Materials
VG5277 | SIRCLIP 13MM 150L & EAR SW CONTROL ROD |  | Materials
VG5278 | MITSUBISHI GIS 66KV 0-RING SEALS FLANGES |  | Materials
VG5279 | MITSUBISHI GIS 66KV 0-RING SEALS FLANGES |  | Materials
VG5280 | MITSUBISHI GIS 66KV 0-RING SEALS FLANGES |  | Materials
VG5281 | MITSUBISHI GIS 66KV 0-RING SEALS FLANGES |  | Materials
VG5282 | MITSUBISHI GIS 66KV 0-RING SEALS FLANGES |  | Materials
VG5283 | MITSUBISHI GIS 66KV 0-RING SEALS FLANGES |  | Materials
VG5284 | MITSUBISHI GIS 66KV 0-RING SEALS FLANGES |  | Materials
VG5285 | VARIOUS PINS |  | Materials
VG5286 | VARIOUS PINS |  | Materials
VG5287 | SEAL IMPACT PILOT VALUE |  | Materials
VG5300 | SWITCHGEAR, 110V DC TRIP COIL DNF7 |  | Materials
VG5301 | SWITCHGEAR 110V DC CLOSE COIL DNF7 |  | Materials
VG5302 | SWITCHGEAR, ANTI-PUMP RELAY 110V DC DNF7 |  | Materials
VG5303 | SWITCHGEAR, AUXILIARY SWITCHES DNF7 |  | Materials
VG5304 | FUSES, TYPE FT 6.3 AMP 36KV VT |  | Materials
VG5305 | SWITCHGEAR,SPRING CHARGE MOTOR DNF7 |  | Materials
VG5306 | CT, TYPE A68 BLOCK |  | Materials
VG5307 | CT, 2 CORE TYPE A68 BLOCK,CORE1 |  | Materials
VG5400 | GEAR SET,EARTH SWITCH,ABB GIS,C/B |  | Materials
VG5500 | POLE COMPLETE,SPRECHER 66KV |  | Materials
VG5501 | BOLT,UPPER SPRECHER 66KV |  | Materials
VG5502 | WASHER,BELVIUE SPRECHER 66KV |  | Materials
VG5503 | O-RING,TOPCAP SPRECHER 66KV |  | Materials
VG5504 | SEAL,FLANGE SPRECHER 66KV |  | Materials
VG5505 | DESICANT,SPRECHER 66KV |  | Materials
VG5600 | 33KV 1A FUSE,TYPE 36000 CP GLD |  | Materials
VG5630 | CIRCUIT BREAKER,66kV 3150A,LIVE TANK, |  | Materials
VG5636 | CIRCUIT BREAKER, 66KV,2000A, MEIDENSHA |  | Materials
VG5640 | CIRCUIT BREAKER,33KV,1250A,DEAD TANK |  | Materials
VG5642 | CIRCUIT BREAKER, 33KV, 2000A, DEAD TANK |  | Materials
VG5650 | Circuit Breaker, 66kv, Alstom |  | Materials
VG5651 | MOTOR 240VOLT CRR3 |  | Materials
VG5652 | COIL TRIP 170 WATT |  | Materials
VG5653 | COIL CLOSE 300 WATT |  | Materials
VG5654 | GASKET ( R14/218.8/271.6 ) |  | Materials
VG5655 | GASKET ( R14/168/221.6 ) |  | Materials
VG5656 | ABSORPTION FILTER |  | Materials
VG5657 | O RING ( 66.27 X 3.53 B 06 ) |  | Materials
VG5658 | DT1-72.5 F1 Pole Vessel& Materials Kit |  | Materials
VG5659 | DOOR HANDLE BREAKER,DT1-72.5 F1 |  | Materials
VG5660 | SF6 DENSITY MONITOR ALSTOM 66KV DEADTANK |  | Materials
VG5661 | SF6 DENSITY MONITOR ALSTOM 66KV LIVETANK |  | Materials
VG5662 | SF6 COUPLING,GL309 F1 |  | Materials
VG5663 | DESICCANT & O RING FOR S1 CB'S |  | Materials
VG5664 | DESICCANT & O RING FOR GL309 CB'S |  | Materials
VG5665 | DESICCANT & O RING FOR DT01 CB'S |  | Materials
VG5666 | MEIDENSHA,CB PARTS,72.5KV,O RING & DESSI |  | Materials
VG5667 | MEIDENSHA,CB PARTS,36KV,O RING & DESSICA |  | Materials
VG5668 | GASKET KIT, FOR GL309 CIRCUIT BREAKER |  | Materials
VG5670 | CURRENT T/F AREVA DEAD TANK CIRCUIT |  | Materials
VG5671 | POLE COMPLETE AREVA DT1-72.5 F1 |  | Materials
VG5672 | BUSHING 66KV AREVA CB TYPE DTI 72.5F |  | Materials
VG5673 | AREVA 66KV,DEADTANK,CB COMPLETE |  | Materials
VG5674 | CUBICLE,CONTROL,COMPLETE |  | Materials
VG5675 | COIL 125 V DC |  | Materials
VG5676 | MOTOR 125V DC |  | Materials
VG5677 | SWITCH LIMIT CR90V |  | Materials
VG5678 | HEATER,TUBULAR,CHROMALOX |  | Materials
VG5679 | HANDLE STAINLESS STEEL |  | Materials
VG5680 | CIRCUIT BREAKER, 33kV HAWKER SIDDELEY |  | Materials
VG5681 | FUSE PCB HORIZON 33KV CB |  | Materials
VG5682 | PCB HORIZON 33KV CB |  | Materials
VG5682 | PCB HORIZON 33KV CB |  | Materials
VG5683 | PCB,DC/DC HORIZON 33KV CIRCUIT BREAKER |  | Materials
VG5683 | PCB,DC/DC HORIZON 33KV CIRCUIT BREAKER |  | Materials
VG5684 | PCB LOW GAS PRESSURE ALARM HORIZON |  | Materials
VG5685 | P.C.B REPEAT RELAY 33KV HORIZON CB |  | Materials
VG5685 | P.C.B REPEAT RELAY 33KV HORIZON CB |  | Materials
VG5690 | MOTOR,110VDC,MEIDENSHA, FOR C/BREAKER |  | Materials
VG5691 | CLOSING COIL,110VDC,MEIDENSHA,FOR CB |  | Materials
VG5692 | TRIPPING,COIL,110VDC,MEIDENSHA,FOR CB |  | Materials
VG5700 | POLE COMPLETE CB AREVA GL312F1/ 4031 |  | Materials
VG5701 | GAUGE,PRESSURE |  | Materials
VG5702 | SEAL,218.8/271.6 |  | Materials
VG5703 | SEAL,168/221.6 |  | Materials
VG5704 | O RING 7.3X2.48 |  | Materials
VG5705 | O RING 38.82X5.33 |  | Materials
VG5706 | O RING 10.82X1.78 |  | Materials
VG5707 | O RING 34.52X3.53 |  | Materials
VG5708 | O RING 62.87X5.33 |  | Materials
VG5709 | DESICANT,POLE MAINTENANCE |  | Materials
VG5710 | O RING 12.37 X 2.62 PN 212081 |  | Materials
VG5711 | KIT SMALL PARTS PN 2067767 |  | Materials
VG5712 | CT 66KV AREA CB |  | Materials
VG5717 | O-RING,PISTON,RGB SWITCHGEAR |  | Materials
VG5718 | O-RING,78.97X3.53 NEOPRENE 60,RGB SWG |  | Materials
VG5750 | GAUGE,HITACHI 66KV SF6 GIS |  | Materials
VG5751 | SHEET ANTISTATIC (WIDE) HITACHI GIS |  | Materials
VG5752 | SHEET ANTISTATIC ( NARROW ) HITACHI GIS |  | Materials
VG5753 | DESICANT HITACHI GIS |  | Materials
VG5755 | ALCOHOL CLEANING HITACHI GIS |  | Materials
VG5757 | COVER DUST PLASTIC HITACHI GIS |  | Materials
VG5758 | BOLTS KIT REPLACEMENT HITACHI GIS |  | Materials
VG5759 | PUTTY HITACHI GIS |  | Materials
VG5760 | O' RING 530X10 |  | Materials
VG5762 | WIPES LINT FREE HITACHI GIS |  | Materials
VG5780 | MOTOR CHARGE 240V |  | Materials
VG5781 | SWITCH,AUXILLARY ASSEMBLY |  | Materials
VG5782 | SWITCH,SPRING CHANGED |  | Materials
VG5783 | RELAY,SF6 BLOCKING |  | Materials
VG5784 | RELAY, ANTI PUMP |  | Materials
VG5785 | CIRCUIT BREAKER,LIGHT,MECHANICAL TYPE |  | Materials
VG5786 | CIRCUIT BREAKER,HEATER |  | Materials
VG5787 | COIL,CLOSE 120V DC |  | Materials
VG5788 | COUNTER |  | Materials
VG5789 | TIMER,SPRING NOT CHARGE |  | Materials
VG5790 | HEATER |  | Materials
VG5791 | MECHANISM,SPRING CLOSE,PARTS ONLY |  | Materials
VG5795 | CIRCUIT BREAKE REINHAUSEN CUBICLE HEATER |  | Materials
VG5800 | CIRCIUT BREAKER CROMPTON GRIEVES 33 KV |  | Materials
VI2220 | COIL,GANGED INTERUPPTER TRIP,33KV MK1 |  | Materials
VI2623 | CONTACTS,INTERRUPTER,66KV GANGED |  | Materials
VI2647 | LEVER,GANGED INTERRUPTER-66KV,LOCKING |  | Materials
VI2663 | PIN,STRIKING,66KV GANGED INTERUPTER |  | Materials
VI8204 | COIL,ELECTRICAL,GANGED INTERRUPTER TRIP, |  | Materials
VI8206 | COIL,TRIP,66/132KV INTERUPTER |  | Materials
VR0001 | ELEMENT 4-16 AMP INSTANTANIOUS |  | Materials
VR3200 | ANTENNA COLINEAR,MULTIBAND 824-960 |  | Materials
VR3201 | ANTENNA BRACKET FLAT PLATE UNI CLAMP |  | Materials
VR3202 | ANTENNA BRACING KIT FIBREGLASS STAY |  | Materials
VR3203 | ANTENNA YAGI 6 ELEMENT,450-480MHz,9DB |  | Materials
VR3204 | ANTENNA YAGI 16 ELEMENT, 450-480MHZ,12DB |  | Materials
VR3205 | SMA IN LINE ATTENUATOR,30DB |  | Materials
VR3206 | SMA IN LINE ATTENUATOR 20DB |  | Materials
VR3207 | SMA IN LINE ATTENUATOR, 10DB |  | Materials
VR3208 | DC/DC CONVERTOR (24/12V,25W,2.1A) |  | Materials
VR3209 | MEDIA CONVERTOR,MM FIBRE ST CONNECTOR |  | Materials
VR3210 | MEDIA CONVERTOR,SM FIBRE SC CONNECTOR |  | Materials
VR3211 | MINATURE DC CIRCUIT BREAKER 2A,65VDC |  | Materials
VR3212 | SURGE ARRESTER NF-NF-CN-UB-28ODC-BB |  | Materials
VR3214 | ANTENNA,MODEL NU CSM700-1.25-SMA |  | Materials
VR3215 | ANTENNA,COMPACT,MODEL NU CHP900-1.5-FME |  | Materials
VR3216 | ATTENNA,BRACKET, 125-200MM POLE |  | Materials
VR3217 | ANTENNA CSM700-2 METRE-SMA |  | Materials
VR3218 | SMA RIGHT ANGLED MALE-FEMALE ADAPTER |  | Materials
VR3493 | TERMINAL BOARD,KLIPPON SAKR-4122-2 |  | Materials
VR3504 | CHANNEL,MOUNTING,PHOENIX NS32,2 M LG |  | Materials
VR3505 | EGERTON 140002 CLOSURE |  | Materials
VR3529 | END PLATE,TERMINAL,'PHOENIX' D-RTK-KRI |  | Materials
VR3562 | END PLATE,'PHOENIX' D-SSK-0525KRI |  | Materials
VR3575 | TERMINAL,'PHOENIX' SSK-NO-525-LB1 |  | Materials
VR4419 | RAIL,HORIZ,'ISEP'19"MODULAR SUB-RACK |  | Materials
VR6826 | INSULATION,TERMINAL RAIL, COMM PILLAR |  | Materials
VR7101 | TELEPHONE,DTMF,DESK MOUNT,HANDS FREE |  | Materials
VR9170 | SOCKET,COAXIAL,CRIMP,PANEL MTG,RG179 B/U |  | Materials
VS1106 | INSULATOR,'BBC/NEBB'FC SW/GEAR,HOLLOW |  | Materials
VS1110 | INSULATOR,SWITCH,'BBC NEBB'FC SW/GEAR |  | Materials
VS1116 | PISTON,AIR,'BBC/NEBB' FC SWITCHGEAR |  | Materials
VS1140 | STEATITE COOLERS |  | Materials
VS1141 | TERMINAL BOX,'BBC'11KV RGB RING MAIN UNI |  | Materials
VS1142 | FUSE UNIT,COMPLETE,RGB RING MAIN UNIT |  | Materials
VS1144 | CASTING,INSUL,BBC/NEBB 11KV RING MN UNIT |  | Materials
VS1148 | CASTING,INSUL,BBC/NEBB 11KV RING MN UNIT |  | Materials
VS1152 | CASTING,LOWER INSULATION,SWITCH,'BBC/NEB |  | Materials
VS1156 | CONTACT,'BBC/NEBB'11KV RGB RING MAIN UN |  | Materials
VS1160 | CONTACT,'BBC/NEBB'11KV RGB AIR INSUL RMU |  | Materials
VS1164 | CONTACT,'BBC/NEBB'11KV RGB AIR INSUL RMU |  | Materials
VS1168 | UPPER AND LOWER TULIP CONTACTS |  | Materials
VS1172 | NOZZLE |  | Materials
VS1176 | FUSE HANDLE AND CLAMP CONTACT,RGB12 |  | Materials
VS1180 | ROD,CONTACT,'BBC'11KV RGB RING MAIN UNIT |  | Materials
VS1181 | ROD,OP,'BBC'11KV RGB RING MAIN UN |  | Materials
VS1184 | WASHER,BBC/NEBB 11KV RGB RING MAIN UNIT |  | Materials
VS1500 | RGB-12,CABLE TERMINATION BOARD |  | Materials
VS1500 | RGB-12,CABLE TERMINATION BOARD |  | Materials
VS1501 | RGB-12,UPPER INSULATOR COMPLETE |  | Materials
VS1501 | RGB-12,UPPER INSULATOR COMPLETE |  | Materials
VS1502 | RGB-12,LOWER INSULATOR, CABLE SWITCH |  | Materials
VS1502 | RGB-12,LOWER INSULATOR, CABLE SWITCH |  | Materials
VS1503 | RGB-12,LOWER INSULATOR, FUSE SWITCH |  | Materials
VS1503 | RGB-12,LOWER INSULATOR, FUSE SWITCH |  | Materials
VS1504 | RGB-12,3 WAY BUSBAR EXTENSION RHS |  | Materials
VS1504 | RGB-12,3 WAY BUSBAR EXTENSION RHS |  | Materials
VS1505 | RGB-12,2-WAY BUSBAR, EXTENSION RHS &LHS |  | Materials
VS1505 | RGB-12,2-WAY BUSBAR, EXTENSION RHS &LHS |  | Materials
VS1506 | RGB-12,2-WAY BUSBAR, EXTENSION RHS |  | Materials
VS1506 | RGB-12,2-WAY BUSBAR, EXTENSION RHS |  | Materials
VS1507 | RGB-12,2-WAY BUSBAR, EXTENSION LHS |  | Materials
VS1507 | RGB-12,2-WAY BUSBAR, EXTENSION LHS |  | Materials
VS1508 | RGB-12,1-WAY BUSBAR, EXTENSION RHS |  | Materials
VS1508 | RGB-12,1-WAY BUSBAR, EXTENSION RHS |  | Materials
VS1509 | RGB-12,INSULATION ROD WITH CONTACT ROD |  | Materials
VS1509 | RGB-12,INSULATION ROD WITH CONTACT ROD |  | Materials
VS1510 | MAIN CONTACT WITH NOZZLE (INCL.O-RING) |  | Materials
VS1510 | MAIN CONTACT WITH NOZZLE (INCL.O-RING) |  | Materials
VS1511 | RGB-C SWITCH COMPLETE, FUSED |  | Materials
VS1511 | RGB-C SWITCH COMPLETE, FUSED |  | Materials
VS1520 | RGB-C SWITCH COMPLETE, NON-FUSED |  | Materials
VS1520 | RGB-C SWITCH COMPLETE, NON-FUSED |  | Materials
VS2099 | CRANK ARM,BBC/NEBB 11KV RGB RING MAIN UN |  | Materials
VS2210 | BUS,BBC/NEBBRGB,ENCAPSULATED,1 UNIT |  | Materials
VS2212 | BUS,BBC/NEBBRGB,ENCAPSULATED,1 UNIT |  | Materials
VS2220 | BUS,BBC/NEBBRGB,ENCAPSULATED,3 UNIT |  | Materials
VS2222 | BUS,BBC/NEBBRGB,ENCAPSULATED,3 UNIT |  | Materials
VS2250 | FUSEBASE,'BBC' FNAG12 HV SWITCHGEAR |  | Materials
VS2251 | BUSH,SLEEVE,'BBC'FNAG HV SW/GEAR,PLASTIC |  | Materials
VS2256 | FUSE SWITCH,'BBC'FNAG HV SW/GEAR,WITH SW |  | Materials
VS2260 | INSULATOR,'BBC'FNAG HV SW/GEAR,RED |  | Materials
VS2261 | INSULATOR,'BBC'FNAG HV SW/GEAR,WHITE |  | Materials
VS2262 | INSULATOR,'BBC'12KV FNAG HV SW/GEAR |  | Materials
VS2263 | INSULATOR,'BBC'FNAG HV SW/GEAR,RED |  | Materials
VS2264 | INSULATOR PIVOT END,'BBC'FNAG HV SW/GEAR |  | Materials
VS2268 | INTERLOCK,MECH,'BBC'FNAG HV SW/GEAR |  | Materials
VS2269 | INTERLOCK,MECH,'BBC'FNAG HV SWITCHGEAR |  | Materials
VS2273 | ROD,LINK,'BBC'FNAG HV SWITCHGEAR |  | Materials
VS2276 | COVER,FUSE,'BBC'FNAG HV SWITCHGEAR |  | Materials
VS2280 | SWITCH,AUX,'BBC'FNAG HV SW/GEAR |  | Materials
VS2281 | SWITCH,AUX,'BBC'HV FNAG SW/GEAR FUSE ROD |  | Materials
VS2300 | SWITCH,DUO ROLL,OUTDOOR,33KV 800AM |  | Materials
VS2301 | SWITCH,DUO ROLL,OUTDOOR,33KV 800AM |  | Materials
VS2310 | TOP SECTION 33KV DUO ROLL AIR BREAK |  | Materials
VS2340 | CONTACT,BACK,33KV DUO-ROLL DISCONNECTOR |  | Materials
VS2342 | CONTACT,FRONT,33KV DUO-ROLL DISCONNECTOR |  | Materials
VS2355 | ARC CONTROL,FIXED,DUO-ROLL 33KV |  | Materials
VS2358 | ARC CONTROL,MOVING,DUO-ROLL 33KV |  | Materials
VS2375 | PIN,CLEVIS,33KV DUO ROLL SWITCH |  | Materials
VS2378 | PIN,CLEVIS,33KV DUO ROLL SWITCH |  | Materials
VS2380 | PIN,33KV DUO-ROLL DISCON.HINGE |  | Materials
VS2382 | PIN,33KV DUO-ROLL HINGE OP HANDLE |  | Materials
VS2384 | PIN,LOCK OFF,33KV DUO ROLL SWITCH |  | Materials
VS2386 | YOKE,4" X 1/2" 33KV DUO ROLL SWITCH |  | Materials
VS2421 | SWITCH,AUX,DUO ROLL SWITCHGEAR |  | Materials
VS3307 | TOP SECTION,800AMP AIR BREAK SWITCH |  | Materials
VS3308 | TOP SECTION,1200AMP AIR BREAK SWITCH |  | Materials
VS3351 | SPRING,CONTACT BACKING,AIR BREAK SW |  | Materials
VS3352 | SPRING,CONTACT BACKING,AIR BREAK SW |  | Materials
VS3380 | ARC CONTROL,DUO-ROLL 66KV SWITCH |  | Materials
VS3382 | ARM,66KV DUO ROLL FLICKER BLADE |  | Materials
VS3384 | BRACKET,ADAPTER,DUO ROLL FLICKER BLADE |  | Materials
VS4375 | ARC CONTROL DEVICE, DUO-ROLL 132KV |  | Materials
VS5410 | SWITCH FAULT THROWING 66KV |  | Materials
VS5950 | SWITCH,OIL,'AGE'#FKC OUTDOOR 11KV 400A |  | Materials
VS5950 | SWITCH,OIL,'AGE'#FKC OUTDOOR 11KV 400A |  | Materials
VS5951 | INSULATOR,'AGE'11KV FKC OUTDOOR OIL SW. |  | Materials
VS5952 | CONTACTS,'AGE'11KV 400A FKC OIL SWITCH |  | Materials
VS5953 | GASKETS,'AGE'FKC 11KV 400A OIL SWITCH |  | Materials
VS5954 | LINER,TANK,'AGE'11KV 400A FKC OIL SWITCH |  | Materials
VS5955 | MOTOR,AC,'AGE'11KV #FKC 400A OIL SWITCH |  | Materials
VS5956 | SWITCH,MOTOR,'AGE'11KV 400A FKC OIL SW |  | Materials
VS5957 | CAM,CRANK,'AGE'11KV FKC 400A OIL SWITCH |  | Materials
VS6006 | LOCKNUT,CONDUIT,'ADELECT'#A OIL SWITCH |  | Materials
VS6008 | LOCKNUT,CONDUIT,'ADELECT'#A OIL SWITCH |  | Materials
VS6012 | INSULATOR,'ADELECT'#A OIL SWITCH EARTH |  | Materials
VS6016 | INSULATOR,'ADELECT'#A OIL SWITCH |  | Materials
VS6020 | SPRING,CLIP,'ADELECT'#A OIL SWITCH |  | Materials
VS6022 | SPRING,CLIP,'ADELECT'#A OIL SWITCH,THK |  | Materials
VS6025 | CONTACTS,'ADELECT'#A OIL IMMERSED SWITCH |  | Materials
VS6027 | CONTACT,FIXED,'ADELECT'#A OIL SWITCH |  | Materials
VS6029 | CONTACT,FIXED,'ADELECT'#A OIL SWITCH |  | Materials
VS6040 | INSULATION LINK,'ADELECT'#A OIL SWITCH |  | Materials
VS6050 | NUT,HEX,'ADELECT'#A OIL IMMERSED SWITCH |  | Materials
VS6052 | NUT,HEX,'ADELECT'#A OIL IMMERSED SWITCH |  | Materials
VS6060 | PLUG,COVER PLATE,'ADELECT'#A OIL SWITCH |  | Materials
VS6070 | SPRING,QUICK BREAK,'ADELECT'#A OIL SW. |  | Materials
VS6090 | WASHER,BRASS,'ADELECT'#A OIL SWITCH BUSH |  | Materials
VS6092 | INSULATOR,WASHER,'ADELECT'#A OIL SWITCH |  | Materials
VS6094 | INSULATOR,WASHER,'ADELECT'#A OIL SWITCH |  | Materials
VS6505 | PLATE,ADAPTER,'ADELECT'#B OIL SWITCH |  | Materials
VS6507 | BLANKING PIECE,'ADELECT'#B OIL SWITCH |  | Materials
VS6519 | PLATE,COVER,'ADELECT'#'B'OIL SWITCH |  | Materials
VS6560 | GLAND,WIPING,'ADELECT'#B OIL SWITCH |  | Materials
VS6617 | PLATE,GUIDE,'ADELECT'#B OIL SWITCH BLADE |  | Materials
VS6702 | CONTACT,'ADELECT'#B OIL IMMERSED SWITCH |  | Materials
VS6715 | BLADE,'ADELECT'#B OIL IMMERSED SWITCH |  | Materials
VS6725 | INSULATOR,'ADELECT'#A OIL SWITCH |  | Materials
VS6727 | INSULATOR,'ADELECT'#B OIL SWITCH |  | Materials
VS6728 | BUSHING, ADELECT TYPE B OIL SWITCH |  | Materials
VS6732 | CONTACT,'ADELECT'#B OIL SWITCH EARTH |  | Materials
VS6760 | SPRING,QUICK BREAK,ADELECT #B OIL SWITCH |  | Materials
VS6762 | COIL TRIP VCR LOAD SWITCH |  | Materials
VS6763 | COIL,MOTOR,'M/EDISON'#VCR 11KV LOAD SW |  | Materials
VS6764 | SOCKET,'MC GRAW EDISON'LOAD SWITCH,6 PIN |  | Materials
VS6766 | INSULATOR,'MC-EDISON'11KV SECTIONALISERS |  | Materials
VS6767 | INSULATOR,'MC-EDISON'11KV VCR OIL SWITCH |  | Materials
VS6768 | GASKET,'MC-EDISON'11KV VCR SWITCH BUSH |  | Materials
VS6769 | GASKET,'MC-EDISON'11KV VCR SWITCH TERM |  | Materials
VS6770 | GASKET,'MC-EDISON'VCR-GN3-GN3EA & V6H SW |  | Materials
VS6771 | LINER,TANK,MC-EDISON 11KV VCR OIL SWITCH |  | Materials
VS6772 | MOTOR,'MC-EDISON'11KV VCR OIL SWITCH |  | Materials
VS6773 | SPRING,CLOSING,MC-EDISON 11KV VCR SWITCH |  | Materials
VS6774 | SPRING,OPENING,MC-EDISON 11KV VCR SWITCH |  | Materials
VS6775 | SPRING,LATCHING,MC-EDISON 11KV VCR SWTCH |  | Materials
VS6777 | COUNTER,OP,'MC-EDISON' #VCR OIL SWITCH |  | Materials
VS6778 | CONTACTS,'MC-EDISON'11KV VCR OIL SWITCH |  | Materials
VS6779 | SOLENOID,TRIP,'MC-EDISON'VCR OIL SWITCH |  | Materials
VS6780 | REDUCER,SPEED,'MC-EDISON'11KV VCR SWITCH |  | Materials
VS6781 | PLUG,CONTROL CIRCUIT,MC-EDISON VCR SWTCH |  | Materials
VS6782 | PLUG,'MC-EDISON'#VCR OIL SWITCH |  | Materials
VS6790 | CHAMBER,TERMINAL,'GEC'11KV RING MAIN UNT |  | Materials
VS6819 | DISCONNECTOR,OIL GEC 11KV TYPE DDFL |  | Materials
VS6820 | ARM,RETAINING,'GEC'11KV RING MAIN UNIT |  | Materials
VS6821 | BAR,STOP ADJUST,'GEC'11KV RING MAIN UNIT |  | Materials
VS6822 | BAR,STOP TRIP,'GEC'11KV RING MAIN UNIT |  | Materials
VS6823 | BLADE,ISOL,'GEC'11KV RING MAIN UNIT |  | Materials
VS6824 | BOLT,INTERLOCK,'GEC'11KV RING MAIN UNIT |  | Materials
VS6826 | BUFFER,RUBBER,'GEC'11KV RING MAIN UNIT |  | Materials
VS6827 | BUS,ISOLATOR,'GEC' 11KV RING MAIN UNIT |  | Materials
VS6828 | BUSHING,BUSBAR,'GEC'11KV RING MAIN UNIT |  | Materials
VS6829 | INSULATOR,'GEC'11KV RING MAIN EARTH TERM |  | Materials
VS6830 | BUSHING,TERMINAL,GEC 11KV RING MAIN UNIT |  | Materials
VS6831 | INSULATOR,'GEC'11KV RING MAIN UNIT |  | Materials
VS6832 | CASTING,INSULATOR,GEC 11KV RING MAIN UNT |  | Materials
VS6833 | CASTING,THROUGH BUSH,GEC 11KV RING MAIN |  | Materials
VS6834 | COLLAR,LATCH SPRING,GEC 11KV RING MAIN |  | Materials
VS6835 | COLLAR,SHAFT LOCATING,GEC 11KV RING MAIN |  | Materials
VS6836 | BLADE,SWITCH,'GEC'11KV RING MAIN UNIT |  | Materials
VS6837 | CONTACTS,'GEC'11KV RING MAIN UNIT |  | Materials
VS6838 | CONTACTS,'GEC'11KV RING MAIN UNIT |  | Materials
VS6839 | CONTACT,BUTT,'GEC'11KV RING MAIN UNIT |  | Materials
VS6840 | CONTACT,STUB,'GEC'11KV RING MAIN UNIT |  | Materials
VS6841 | BLADE,SWITCH,'GEC' 11KV RING MAIN UNIT |  | Materials
VS6842 | FUSE,APPLICATOR,GEC 11KV RING MAIN UNIT |  | Materials
VS6844 | FUSE,TRIP PLUNGER,GEC 11KV RING MAIN UNT |  | Materials
VS6845 | GLASS,'GEC'11KV RING MAIN UNIT GAUGE |  | Materials
VS6846 | LEVER,CONTROL,'GEC' 11KV RING MAIN UNIT |  | Materials
VS6848 | HINGE,SWITCH BLADE,GEC 11KV RING MAIN UN |  | Materials
VS6849 | LATCH,LEFT HAND,'GEC'11KV RING MAIN UNIT |  | Materials
VS6850 | LATCH,RIGHT HAND,GEC 11KV RING MAIN UNIT |  | Materials
VS6851 | LEVER,GEC 11KV RING MAIN UNIT,ISOLATOR |  | Materials
VS6852 | LEVER,GEC 11KV RING MAIN UNIT,ISOL.FUSE |  | Materials
VS6853 | LEVER,GEC 11KV RING MAIN UNIT,LH INT/LCK |  | Materials
VS6854 | LEVER,GEC 11KV RING MAIN UNIT,RH INT/LCK |  | Materials
VS6855 | LEVER,GEC 11KV RING MAIN UNIT,TRIP DUTY |  | Materials
VS6857 | LINK,INSULATION,'GEC'11KV RING MAIN UNIT |  | Materials
VS6858 | MOULDING,FUSE GEC11KV RING MAIN UNIT |  | Materials
VS6859 | NUT,O/TRAVEL ARREST,GEC 11KV RING MAIN |  | Materials
VS6860 | PLATE,FUSE HOUSING,'GEC'11KV RING MAIN |  | Materials
VS6861 | PLATE,LOCKING,'GEC'11KV RING MAIN UNIT |  | Materials
VS6864 | PIN,BLADE DRIVE,'GEC'11KV RING MAIN |  | Materials
VS6865 | PIN,LOSS MOTION,'GEC'11KV RING MAIN |  | Materials
VS6866 | PIN,PIVOT,TRIP GEAR,'GEC'11KV RING MAIN |  | Materials
VS6867 | PIN,INTERLOCK LEVER,'GEC'11KV RING MAIN |  | Materials
VS6868 | ROD,LATCH DRIVE LH,'GEC'11KV RING MAIN |  | Materials
VS6869 | ROD,LATCH DRIVE,'GEC'11KV RING MAIN |  | Materials
VS6870 | ROLLER,'GEC'11KV RING MAIN UNIT |  | Materials
VS6871 | THUMBSCREW,'GEC'11KV RING MAIN UNIT |  | Materials
VS6872 | BOLT,'GEC'11KV RING MAIN ISOL BLADE |  | Materials
VS6873 | BOLT,'GEC'11KV RING MAIN UNIT |  | Materials
VS6874 | SHAFT DRIVE,'GEC'11KV RING MAIN |  | Materials
VS6875 | SHAFT ASSY,LH MECH,'GEC'11KV RING MAIN |  | Materials
VS6876 | SHAFT ASSY,RH MECH,'GEC'11KV RING MAIN |  | Materials
VS6877 | SHAFT,TEE OFF MECH,'GEC'11KV RING MAIN |  | Materials
VS6880 | SHAFT,TRIP,'GEC'11KV RING MAIN UNIT |  | Materials
VS6881 | SHAFT DRIVE,'GEC'11KV RING MAIN |  | Materials
VS6883 | SHAFT,LH WELDED OP,'GEC'11KV RING MAIN |  | Materials
VS6884 | SHAFT,RH WELDED OP,'GEC'11KV RING MAIN |  | Materials
VS6886 | SHROUD,'GEC'11KV RING MAIN UNIT |  | Materials
VS6887 | SPACER,JOINING E&T,'GEC'11KV RING MAIN |  | Materials
VS6888 | SPINDLE,'GEC'11KV RING MAIN UNIT |  | Materials
VS6889 | SPRING,FUSE SWITCH,'GEC'11KV RING MAIN |  | Materials
VS6890 | SPRING,HANDLE RETURN,'GEC'11KV RING MAIN |  | Materials
VS6891 | SPRING,LATCH,'GEC'11KV RING MAIN UNIT |  | Materials
VS6892 | SPRING,MAIN,'GEC'11KV RING MAIN UNIT |  | Materials
VS6893 | SPRING,TRIP LEVER,'GEC'11KV RING MAIN |  | Materials
VS6894 | SPRING,TRIP GEAR,'GEC'11KV RING MAIN |  | Materials
VS6895 | SPRING,TRIP BAR,'GEC'11KV RING MAIN UNIT |  | Materials
VS6896 | SPRING,'GEC'11KV RING MAIN BLADE |  | Materials
VS6897 | STUD,LOSS MOTION,'GEC'11KV RING MAIN |  | Materials
VS6898 | LEVER,TRIP GEAR,'GEC'11KV RING MAIN UNIT |  | Materials
VS6899 | TRIPPER,'GEC'11KV RING MAIN UNIT,STRIKER |  | Materials
VS6900 | TRIPPER,'GEC'11KV RING MAIN,ARM |  | Materials
VS6901 | PLATE,BUS,BLANK,'GEC'11KV RING MAIN |  | Materials
VS6904 | SPRING,'GEC'11KV RING MAIN,HANDLE |  | Materials
VS6905 | BLADE,ELECTRICAL SWITCH,B.G.E. |  | Materials
VS6906 | SPRING,LATCH PLATE,'BGE'SWITCHGEAR |  | Materials
VS6910 | BUSHING,BAKELITE,'BGE'SWITCHGEAR |  | Materials
VS6912 | COCK,DRAIN,'BGE'SWITCHGEAR |  | Materials
VS6920 | CONTACT,FINGER,'BGE' SWITCHGEAR |  | Materials
VS6924 | WINDOW,'BGE'SWITCHGEAR,GAUGE,GLASS |  | Materials
VS6940 | LUG,'BGE'SWITCHGEAR |  | Materials
VS6950 | NUT,TERMINAL,'BGE'RING MAIN UNIT |  | Materials
VS6956 | PLATE,SELECT,'BGE'RING MAIN UNIT |  | Materials
VS6960 | PLUG,TUBE,THREADED,'GEC' 11KV RING MAIN |  | Materials
VS7000 | FLICKER BLADES,STATTER & MI 11KV'OD'SW/G |  | Materials
VS7001 | FLICKER BLADES,STATTER & MI 11KV'OD'SW/G |  | Materials
VS7003 | SHAFT,'STATTER & MI'11KV OD SW/GEAR |  | Materials
VS7007 | BARRIER,'STATTER & MI'11KV 'OD' SW/BOARD |  | Materials
VS7008 | INSULATOR,'STATTER & MI'11KV OD SW/GEAR |  | Materials
VS7009 | BARRIER,'STATTER & MI'11KV 'OD' SW/BOARD |  | Materials
VS7010 | CHAMBER,'STATTER & MI'11KV OD SW/GEAR |  | Materials
VS7011 | INSULATOR,'STATTER & MI'11KV OD SW/GEAR |  | Materials
VS7013 | CASTING,'STATTER & MI'11KV SWITCHGEAR |  | Materials
VS7014 | CLAMP,INSUL,STATTER & MI 11KV OD SW/GEAR |  | Materials
VS7015 | CLIP,CONTACT,STATTER& MI 11KV OD SW/GEAR |  | Materials
VS7018 | CLIP,CONTACT,STATTER & MI 11KV OD SW/GR |  | Materials
VS7019 | FUSE,RING,'STATTER & MI'11KV#VA SW/GEAR |  | Materials
VS7021 | WINDOW,'STATTER & MI'11KV OD SW/GEAR |  | Materials
VS7023 | WINDOW,'STATTER & MI'11KV OD SW/GEAR |  | Materials
VS7031 | INSULATOR,'STATTER & MI'11KV,OD,EARTH |  | Materials
VS7033 | INSULATOR,'STATTER & MI'11KV OD SW/GEAR |  | Materials
VS7035 | INSULATOR,'STATTER & MI'11KV OD SW/GEAR |  | Materials
VS7039 | LINK,OP,'STATTER & MI'11KV OD SW/GEAR |  | Materials
VS7041 | LINK,OP,'STATTER & MI'11KV OD SW/GEAR |  | Materials
VS7043 | LABEL,EARTH ON/OFF,STATTER & MI 11KV SW |  | Materials
VS7044 | LABEL,SELECT,STATTER & MI 11KV 'OD' SW |  | Materials
VS7045 | LABEL,OFF,STATTER & MI 11KV 'OD'S/GEAR |  | Materials
VS7046 | LABEL,EARTH,STATTER & MI 11KV 'OD'S/GEAR |  | Materials
VS7047 | LABEL,ON,STATTER & MI 11KV 'OD' S/GEAR |  | Materials
VS7048 | PIN,STATTER & MI 11KV VL20D SWITCH |  | Materials
VS7049 | PIN,LOCK,'STATTER & MI'11KV OD SW/GEAR |  | Materials
VS7050 | PLATE,EARTH BUSH,STATT & MI 11KV OD SW |  | Materials
VS7052 | RING,CONN,'STATTER & MI'11KV OD SW/GEAR |  | Materials
VS7053 | ROD,CONN,'STATTER & MI'11KV OD SW/GEAR |  | Materials
VS7055 | GASKET,'STATTER & MI'11KV #OD SW GEAR |  | Materials
VS7056 | BOLT,'STATTER & MI'11KV OD SW/GEAR EARTH |  | Materials
VS7058 | SPRING,CONTACT,STATTER & MI 11KV OD SW |  | Materials
VS7060 | SPRING,FLICK BLD,STATTER & MI 11KV OD SW |  | Materials
VS7062 | SPRING,CONTACT,STATTER & MI 11KV OD SW |  | Materials
VS7067 | BRACKET,INSUL,STATTER & MI 11KV OD SW |  | Materials
VS7068 | CONTACT,'STATTER & MI'11KV OD SW/GEAR |  | Materials
VS7070 | CONTACT,'STATTER & MI'11KV OD SW/GEAR |  | Materials
VS7071 | BRACKET,INSUL,STATTER & MI 11KV OD SW |  | Materials
VS7072 | BRACKET,INSUL,STATTER & MI 11KV OD SW |  | Materials
VS7075 | WASHER,'STATTER & MI'11KV OD SW/GEAR |  | Materials
VS7100 | DISCONNECTOR,STATTER TYPE VL |  | Materials
VS7101 | DISCONNECT,OIL 11KV STATTER TYPE VI |  | Materials
VS7102 | CONTACTS,'STATTER & MI'11KV VL SW/GEAR |  | Materials
VS7104 | BARRIER,'STATTER & MI'11KV 'VL' SW/GEAR |  | Materials
VS7105 | INSULATOR,'STATTER & MI'11KV VL SW/GEAR |  | Materials
VS7107 | INSULATOR,'STATTER & MI'11KV VL SW/GEAR |  | Materials
VS7110 | BUS,'STATTER & MI'VL SW/GEAR |  | Materials
VS7111 | CARRIER,'STATTER & MI'11KV VL SW/GEAR |  | Materials
VS7112 | CASTING,CARRIER,STATTER & MI 11KV SW |  | Materials
VS7113 | CASTING,CARRIER,'STAT & MI'11KV SW/GEAR |  | Materials
VS7114 | CONTACT,FIXED,'STATTER'11KV VL SW/GEAR |  | Materials
VS7117 | COUPLING,OPERATING CARRIER MECHANISM,'ST |  | Materials
VS7119 | HOLDER,GLASS,'STAT & MI'11KV VL SW/GEAR |  | Materials
VS7120 | INSULATOR,'STATTER & MI'11KV VL SW/GEAR |  | Materials
VS7121 | INSULATOR,'STATTER & MI'11KV VL,SW/GEAR |  | Materials
VS7122 | INSULATOR,'STATTER & MI'11KV VL SW/GEAR |  | Materials
VS7123 | INSULATOR,'STATTER & MI'11KV VL SW/GEAR |  | Materials
VS7125 | GASKET,'STATTER & MI'11KV VL SW/GEAR |  | Materials
VS7126 | MECHANISM,'STATTER & MI'11KV VL SW/GEAR |  | Materials
VS7127 | PLUG,'STATTER' M1 11KV VL SW/GEAR |  | Materials
VS7128 | CLAMP,BUSHING,'STATTER & MI'11KV SW/GEAR |  | Materials
VS7129 | SHUTTER,SAFETY,'STATTER & MI'11KV S/GEAR |  | Materials
VS7130 | SPRING,MECH,'STAT & MI'11KV VL SW/GEAR |  | Materials
VS7132 | SPRING,STOP,'STAT & MI'11KV VL SW/GEAR |  | Materials
VS7134 | SPRING,LOCK,'STAT & MI'11KV VL SW/GEAR |  | Materials
VS7136 | SPRING,MECH,'STAT & MI'11KV VL SW/GEAR |  | Materials
VS7138 | SPRING,SHUTER,'STAT & MI'11KV VL SW/GEAR |  | Materials
VS7139 | SPRING,SHUTER,'STAT & MI'11KV VL SW/GEAR |  | Materials
VS7141 | SPRING,LOCK,'STAT & MI'11KV VL SW/GEAR |  | Materials
VS7143 | SPRING,THROW,'STAT & MI'11KV VL SW/GEAR |  | Materials
VS7148 | CONTACT,'STATTER'11KV VL SW/GEAR |  | Materials
VS7149 | WINDOW,'STATTER & MI'11KV #VL SW/GEAR |  | Materials
VS7150 | SLIDE,CARRIER,'STAT & MI'11KV VL SW/GEAR |  | Materials
VS7151 | SPRING,'STATTER & MI'11KV VL SW/BRD |  | Materials
VS7152 | BUSHING,'STATTER & MI'11KV VL |  | Materials
VS7154 | CARRIER,'STATTER & MI'11KV VL |  | Materials
VS7161 | BARRIER,'STATTER & MI'11KV VL/OD SW/GEAR |  | Materials
VS7164 | CAP,BUSBAR,'STAT' VL & OD 11KV SW/GEAR |  | Materials
VS7165 | CONNECTOR,'STAT & MI'11KV VL/OD SW/GEAR |  | Materials
VS7170 | BLADE,SWITCH,'STATTER & MI'11KV MI/RMA |  | Materials
VS7172 | BLADE, SWITCH,'MI' 11KV MI/RMA, ISOLATOR |  | Materials
VS7178 | CONTACT,'STATTER'11KV MI/RMA SW/GEAR |  | Materials
VS7182 | LEVER,'STATTER' 11KV MI/RMA OIL SWITCH |  | Materials
VS7185 | INSULATOR,'STATTER & MI'11KV,MI/RMA,SW |  | Materials
VS7186 | INSULATOR,'STATTER & MI'11KV MI/RMA SW |  | Materials
VS7187 | INSULATOR,'STATTER & MI'11KV,MI/RMA SW |  | Materials
VS7188 | INSULATOR,'STATTER & MI'11KV,MI/RMA,SW |  | Materials
VS7193 | SPRING,ISOLATOR BACKING,SWITCHBOARD |  | Materials
VS7195 | SPRING,CONTACT,TEE-OFF EARTH OP,SW/GEAR |  | Materials
VS7196 | SPRING,CONTACT,TEE-OFF OP,SWITCHGEAR |  | Materials
VS7197 | SPRING,CONTACT,TEE-OFF REST,SWITCHGEAR |  | Materials
VS7198 | SPRING, CONTACT,TEE-OFF TRIP,SWITCHGEAR |  | Materials
VS7200 | CONTACT,'YORKSHIRE'11KV FMS1 OIL SWITCH |  | Materials
VS7202 | CONTACT,'YORKSHIRE'11KV FMS1 OIL SWITCH |  | Materials
VS7204 | SHAFT,ACTUATOR,EARTHING SWITCH,3 PH SET |  | Materials
VS7210 | CONTACT,'YORKSHIRE' FMS11 OIL SWITCH |  | Materials
VS7212 | CONTACT,'YORKSHIRE'11KV FMS11 OIL SWITCH |  | Materials
VS7300 | NEILSON 415V,OJN TRIP BAR |  | Materials
VS7300 | NEILSON 415V,OJN TRIP BAR |  | Materials
VS7320 | HOLDER,CONTACT,'YORKSHIRE'33KV SW/GEAR |  | Materials
VS7324 | CONTACT,'YORKSHIRE'33KV FMS OIL SWITCH |  | Materials
VS7325 | CONTACT,'YORKSHIRE'33KV FMS OIL SWITCH |  | Materials
VS7326 | CONTACT,'YORKSHIRE'33KV FMS OIL SWITCH |  | Materials
VS7327 | CONTACT,'YORKSHIRE'33KV FMS OIL SWITCH |  | Materials
VS7330 | COVER,SWITCH,'YORKSHIRE'33KV SWITCHGEAR |  | Materials
VS7335 | ROD,DRIVER,'YORKSHIRE'33KV SW/GEAR |  | Materials
VS7340 | SPRING,'YORKSHIRE'33KV SWITCHGEAR |  | Materials
VS7401 | COIL,OP,'STANGER'66KV FAULT THROW SW |  | Materials
VS7403 | CONTACT,'STANGER'66KV FAULT THROWING SW |  | Materials
VS7405 | CONTACT,'STANGER'66KV FAULT THROWING SW |  | Materials
VS7407 | COIL,SHUNT,STANGER 66KV FAULT THROW SW |  | Materials
VS7409 | SPRING,OP,'STANGER'66KV FAULT THROW SW |  | Materials
VS8205 | SWITCH,CONTROL SWITCHBOARD,AUTO+NON AUTO |  | Materials
VS8206 | SWITCH,TRIP/CLOSE,SMALL,SWITCHBOARD |  | Materials
VS8620 | GEAR,PHASE TRANSFER,SWITCH |  | Materials
VS8625 | CT,PHASE TRANSFER SWITCH |  | Materials
VT0001 | BUSHING,DLA TAP INSERT 66KV MICAFIL |  | Materials
VT0200 | SWITCHING CONTACT ( TYPE V111200D ) |  | Materials
VT0201 | COMPLETE AUXILIARY CONTACT LEFT |  | Materials
VT0202 | COMPLETE AUXILIARY CONTACT RIGHT |  | Materials
VT0203 | REV CHANGE OVER SELECTOR 123KV |  | Materials
VT0203 | REV CHANGE OVER SELECTOR 123KV |  | Materials
VT0204 | REV CHANGE OVER SELECTOR 40-73KV |  | Materials
VT0204 | REV CHANGE OVER SELECTOR 40-73KV |  | Materials
VT0205 | COUNTER SUNK SCREW POLYFLECK |  | Materials
VT0206 | TAKE- OFF CONTACTOR LEVER |  | Materials
VT0207 | BEARING - BLOCK |  | Materials
VT0208 | SPRING TOP |  | Materials
VT0209 | SCREW LOCK |  | Materials
VT0210 | PRESSURE SPRING ( T2 ) |  | Materials
VT0211 | PRESSURE SPRING ( T3 ) |  | Materials
VT0214 | AUXILIARY CONTACT COVER ( REINHAUSEN ) |  | Materials
VT0312 | INSULATOR,'ASEA'11KV 21MVA TRANSFORMER |  | Materials
VT0313 | CONTACT, MOVING, ASEA UZB TAP CHANGER |  | Materials
VT0314 | LINK, MOVING CONTACT, ASEA, UZB TAP |  | Materials
VT0315 | GUIDE ARM, ASEA, UZB, TAP CHANGER |  | Materials
VT0316 | CONTACT, ASEA UZB TAP CHANGER |  | Materials
VT0317 | ARM, BAKELITE, ASEA UZB TAP CHANGER. |  | Materials
VT0318 | DRIVE ARM, ASEA UZB TAP CHANGER |  | Materials
VT0319 | C.T. TERMINAL, ASEA UZB TAP CHANGER |  | Materials
VT0320 | FIXED CONTACT, ASEA UZB TAP CHANGER |  | Materials
VT0321 | CONTACT BRACKET, ASEA UZB TAP CHANGER |  | Materials
VT0322 | CONTACT PIN, ASEA UZB TAP CHANGER |  | Materials
VT0323 | SWITCH CONTACT, ASEA UZB TAP CHANGER |  | Materials
VT0324 | CONTACT SPRING, ASEA UZB TAP CHANGER |  | Materials
VT0325 | CONTACT HOUSING, ASEA UZB TAP CHANGER |  | Materials
VT0326 | MAIN CONTACT ARM, ASEA UZB TAP CHANGER |  | Materials
VT0327 | ROLLER CONTACT HOUSING, ASEA UZB TAP CHA |  | Materials
VT0328 | ROLLER CONTACT SPACER, ASEA UZB TAP CHAN |  | Materials
VT0329 | CONTACT RIVET, ASEA UZB TAP CHANGER |  | Materials
VT0330 | ROLLER CONTACT, ASEA UZB TAP CHANGER |  | Materials
VT0331 | BOLT LOCATING, ASEA UZB TAP CHANGER |  | Materials
VT0332 | CONTACT PIN LONG, ASEA UZB TAP CHANGER |  | Materials
VT0333 | CONTACT PIN MEDIUM, ASEA UZB TAP CHANGER |  | Materials
VT0334 | CONTACT PIN SHORT, ASEA UZB TAP CHANGER |  | Materials
VT0335 | COTTER PIN LONG, ASEA UZB TAP CHANGER |  | Materials
VT0336 | COTTER PIN MEDIUM, ASEA UZB TAP CHANGER |  | Materials
VT0337 | COTTER PIN SHORT, ASEA UZB TAP CHANGER |  | Materials
VT0338 | FAN/MOTOR ASSEMBLY ASEA 21MVA TRANS. |  | Materials
VT0339 | PUMP, OIL, ASEA 21MVA TRANSFORMER |  | Materials
VT0340 | ACCESSORIES UZB TAP CHANGER |  | Materials
VT0345 | AEI TAP CHANGER TYPE S21AY2T 33/11KV |  | Materials
VT0350 | TAP CHANGER MECHANISM ABB TYPE,WILSON TF |  | Materials
VT0480 | CONTACT,'BGE'33/11KV 5MVA TRANSFORMER |  | Materials
VT0620 | WINDOW,'CGS'66KV TRANSFORMERGAUGEGLASS |  | Materials
VT1000 | VT,66KV,ARTECH UTB-72 |  | Materials
VT1010 | SUPPORT STRUCTURE,VT,66KV,ARTECH UTB-72 |  | Materials
VT1110 | INSULATOR,'GE'66KV CURRENT TRANSFORMER |  | Materials
VT2000 | CURRENT TRANSFORMER,66KV,2000A 31.5KA, |  | Materials
VT2000 | CURRENT TRANSFORMER,66KV,2000A 31.5KA, |  | Materials
VT2310 | PADMOUNT TRANSFORMER MK6 - PARALLEL KIT |  | Materials
VT2750 | INSULATOR,'GE'66/11KV 21MVA TRANSFORMER |  | Materials
VT2751 | RADIATOR BANK, GEC, 21MVA, 66/11KV OLTC |  | Materials
VT2752 | RADIATOR SEAL,GEC,21MVA,66/11KV OLTC |  | Materials
VT2752 | RADIATOR SEAL,GEC,21MVA,66/11KV OLTC |  | Materials
VT2800 | CONNECTOR BUSHING 11KV SINGLE PHASE |  | Materials
VT2801 | STRAP BUSHING |  | Materials
VT3105 | INSULATOR,'AEI'33KV 3500KVA T/F & OLTC |  | Materials
VT3120 | MOTOR,AC,AEI 33KV 3500KVA REG T/F,1/2 HP |  | Materials
VT3130 | BUSHING,CABLE BOX AEI 10MVA TRANSFORMER |  | Materials
VT3193 | CONTACTS 'BRENTFORD'11KV REGULATOR C/2 |  | Materials
VT3208 | COIL,BRAKE,33KV REGULATING TRANSFORMER |  | Materials
VT3210 | CONTACTOR,'CP'33KV 1500KVA REG.T/F |  | Materials
VT3250 | INSULATOR,'CP'66/33/11KV OLTC T/F TANK |  | Materials
VT3251 | OLTC,MECHANISM C.P. |  | Materials
VT3252 | BUSHING,REACTOR,'CP'33KV OLTC T/F |  | Materials
VT3280 | BRACKET,INSULATOR,'CP'66/33/11KV OLTC |  | Materials
VT3355 | INSULATOR,'EE'33KV 440V REGULATING T/F |  | Materials
VT3356 | BRAID,WIRE,'EE'33KV REG T/F DIVERTER |  | Materials
VT3359 | CONTACT,'EE'33KV MOVING CONT MOUNT |  | Materials
VT3360 | CONTACT,'EE'33KV REG T/F DIVERTER SWITCH |  | Materials
VT3361 | CONTACT,EE 33KV 3500KVA REG T/F SELECTOR |  | Materials
VT3362 | CONTACT,ELECTRICAL,'EE'33KV 3500KVA REG |  | Materials
VT3364 | CONTACT,'EE'33KV REG TRANSFORMER |  | Materials
VT3365 | CONTACT,'EE'33KV REGULATING T/F,MOVING |  | Materials
VT3380 | MOTOR,AC,0.25 HP,1450 RPM,380-440VAC,3PH |  | Materials
VT3382 | GLASS,'EE'33KV REG T/F GAUGE,122MM DIA |  | Materials
VT3385 | SPRING,'EE'33KV 10000KVA REGULATING T/F |  | Materials
VT3410 | BRAID SELECTOR SWITH 10MVA EE 66KV OLTC |  | Materials
VT3430 | PUMP,25MVA WILSON T/F TYPE QK37-150 B |  | Materials
VT3431 | RADIATOR BANK WITH FANS WILSON 25MVA |  | Materials
VT3432 | COUPLING RADIATOR DRAIN VALVE |  | Materials
VT3455 | BUSHING,'EE'33KV 25MVA OLTC TRANSFORMER |  | Materials
VT3553 | CONTACT BRAID 25 MVA E.E TAPCHARGER |  | Materials
VT3554 | CONTACT DIVERTER 25 MVA E.E TAPCHANGER |  | Materials
VT3555 | BRUSH,CENTRIFUGAL SWITCH,OLTC,7.5 MVA |  | Materials
VT3558 | COIL,WILSON 11-33-66KV OLTC CLUTCH |  | Materials
VT3560 | CONTACT,'WILSON'66/33/11KV OLTC SEL SW |  | Materials
VT3565 | CONTACT,'WILSON'66/33/11KV OLTC SW DIVTR |  | Materials
VT3566 | CONTACT,'WILSON'66/33/11KV OLTC SW DIVTR |  | Materials
VT3575 | PLATE,CONTACT,'WILSON'66/33/11KV OLTC |  | Materials
VT3580 | GLASS,GAUGE, WILSON OLTC 66/11KV 21MVA |  | Materials
VT3660 | CONTACT,DRUM,LONG,'HACKBRIDGE'11KV 2000K |  | Materials
VT3661 | CONTACT,DRUM,SHORT,'HACKBRIDGE'11KV 2000 |  | Materials
VT3662 | CONTACTS,'HACKBRIDGE'11KV 2000KVA REG TR |  | Materials
VT3663 | CONTACT,'HACKBRIDGE'11/66KV REG T/F CONT |  | Materials
VT3664 | CONTACT,'HACKBRIDGE'11/66KV REG T/F |  | Materials
VT3666 | COUNTER,'HACKBRIDGE'11KV REGULATING T/F |  | Materials
VT3670 | CONTACT,'HACKBRIDGE'11KV 2000KVA REG T/F |  | Materials
VT3675 | MOTOR,'HACKBRIGE'11KV 2000KVA REG T/F |  | Materials
VT3680 | SPRING,EXTENSION,HACKBRIDGE 11KV REG T/F |  | Materials
VT3681 | SPRING,HACKBRIDGE 11KV T/F CONTACTOR |  | Materials
VT3752 | CONTACTS,'HACKBRIDGE'66KV REG T/F SWITCH |  | Materials
VT3755 | COIL,CONTACTOR,HACKBRIDGE 66KV T/F |  | Materials
VT3765 | HEATER,MOTOR,'HACKBRIDGE'66KV REG T/F |  | Materials
VT3768 | CONTACT,'HACKBRIDGE'66KV REG T/F DIVERT |  | Materials
VT3775 | MOTOR,'HACKBRIDGE'66KV REG T/F,1/4HP |  | Materials
VT3780 | PLATE,DIVERT CONTACT,HACKBRIDGE 66KV T/F |  | Materials
VT3783 | ROD,SPACER,HACKBRIDGE 66KV REG T/F |  | Materials
VT3787 | SPRING,CONTACT,HACKBRIDGE 66KV REG T/F |  | Materials
VT4230 | GLASS TUBE,'ASEA'10MVA T/F BREATHER |  | Materials
VT4350 | INSULATOR,'BRUSH'7.6KV 50/100/300KVA T/F |  | Materials
VT4366 | INSULATOR,'BRUSH'33/.440KV T/F,TOP LT |  | Materials
VT4380 | INSULATOR,BRUSH 22.5MVA T/F EARTH & NEUT |  | Materials
VT4382 | INSULATOR,BRUSH 22.5MVA T/F CT SEC LEAD |  | Materials
VT4500 | INSULATOR,'CROMPTON PARKINSON'33KV T/F |  | Materials
VT4510 | INSULATOR,'CP'T/F CABLE POTHEAD,BODY |  | Materials
VT4535 | POTHEAD BUSH CASTING,'C/P'33KV T/F CABLE |  | Materials
VT4540 | BRACKET,INSULATOR,'C/P' T/F CABLE BOX |  | Materials
VT4550 | SWITCH,' TAP CHANGER 'CROMPTON PARKINSON |  | Materials
VT4710 | INSULATOR,'CP'25 & 50KVA T/F,400V |  | Materials
VT4712 | INSULATOR,'EE'100KV,LT 400V,TRANSFORMERS |  | Materials
VT4713 | INSULATOR,'EE'TRANSFORMER,600KVA,400V |  | Materials
VT4714 | INSULATOR,'EE'1500KVA T/F,400V |  | Materials
VT4716 | INSULATOR,'EE'11KV T/F,PORCELAIN |  | Materials
VT4718 | INSULATOR,'EE'10000KVA 132/66/33KV T/F |  | Materials
VT4724 | INSULATOR,'EE'7.6KV T/F,ALL KVA'S |  | Materials
VT4726 | INSULATOR,'EE'66KV 300A T/F CONDENNSER |  | Materials
VT5002 | SWITCH,MICRO, FERRANTI 33 LIMIT |  | Materials
VT5006 | INSULATOR,'FERRANTI'33KV T/F,HORIZ FLANG |  | Materials
VT5009 | SWITCH,MICRO,FERRANTI 5 |  | Materials
VT5010 | ELECTRIC MOTOR,'FERRANTI'TAP CHANGE,DS2 |  | Materials
VT5011 | CIRCUIT BOARD,PRINTED(small)FERRANTI |  | Materials
VT5012 | GLASS,SIGHT,FERRANTI DS2/ES3 TAP CHANGER |  | Materials
VT5013 | GUAGE,GLASS,FERRANTI,DS2/ES3 TAP CHANGER |  | Materials
VT5014 | COUNTER ( RHTC ) |  | Materials
VT5015 | SWITCH,PRESSURE DSES 300 FERRANTI |  | Materials
VT5016 | SIGHT GLASS FERRANTI,CLEAR |  | Materials
VT5018 | BRIDGING RESISTOR, FERRANTI |  | Materials
VT5019 | SEAL CONTACT POST FERRANTI SWITCH |  | Materials
VT5020 | GUAGE GLASS ARIC WTI, CLEAR |  | Materials
VT5021 | COUNTER ( LHTC ) |  | Materials
VT5026 | COUNTER ( LHTC ) NON RESETTABLE |  | Materials
VT5030 | CIRCUIT BOARD,PRINTED,REINHAUSEN TRANS |  | Materials
VT5106 | Contact assembly, Ferranti |  | Materials
VT5110 | MOVING CONTACT KIT ( LONG NUT ) FERRANTI |  | Materials
VT5111 | MOVING CONTACT KIT ( SHORT NUT) FERRANTI |  | Materials
VT5112 | FIXED CONTACT KIT FERRANTI |  | Materials
VT5115 | FIXED AND MOVING CONTACTS SETS OYT |  | Materials
VT5115 | FIXED AND MOVING CONTACTS SETS OYT |  | Materials
VT5200 | SWITCH,' TAP CHANGER 'HACKBRIDGE' |  | Materials
VT5310 | INSULATOR,'JOHNSON & PHILLIPS'6.6KV TRAN |  | Materials
VT5426 | INSULATOR,'MV'1200KVA T/F 7.6KV |  | Materials
VT5450 | INDICATOR,TAP POSITION,INCLUDING CABLE |  | Materials
VT5480 | SPRING,'REINHAUSEN'C3-60KV-200DMW T/F |  | Materials
VT5481 | CONTACT,'REINHAUSEN'C3-60KV-200DMW T/F |  | Materials
VT5482 | CONTACT,'REINHAUSEN'C3-60KV-200DMW T/F |  | Materials
VT5483 | KIT ROLLER/PIN TYPE C REINHAUSEN SWITCH |  | Materials
VT5484 | KIT SMALL PARTS 200/250AMP TYPE C SWITCH |  | Materials
VT5485 | KIT SMALL PARTS 300/350A TYPE C SWITCH |  | Materials
VT5486 | LOCK TAB BUTTON CONTACT 200/250A TYPE C |  | Materials
VT5487 | LOCK TAB BUTTON CONTACT 300/350A TYPE C |  | Materials
VT5488 | CONTACTOR,415V,50,SPRECHER&SCHUH |  | Materials
VT5489 | AUX CONTACT BLOCK,SPRECHER & SCHUH |  | Materials
VT5490 | SPRING,BUMPER,REINHAUSEN'D'TAPCHANGER |  | Materials
VT5492 | LOCK TABS ( BUILT AFTER MAY 1971 ) |  | Materials
VT5494 | LOCK TABS ( BUILT BEFORE MAY 1971 ) |  | Materials
VT5495 | CONTACTS,REINHAUSEN'D'TAPCHANGER T/F |  | Materials
VT5496 | SWITCH TYPE C FINE REINHAUSEN |  | Materials
VT5497 | SWITCH TYPE C COURSE REINHAUSEN |  | Materials
VT5499 | AUX CON BLOCK,SPRECHER&SCHUH CA 7.PA.11 |  | Materials
VT5550 | AUX LIMIT SWITCH TYPE ED REINHAUSEN |  | Materials
VT5709 | INSULATOR,'TYREE'11KV T/F,C/W CAP & STEM |  | Materials
VT5710 | INSULATOR,'TYREE'10/15/20KVA 100A T/F,LT |  | Materials
VT5711 | INSULATOR,'TYREE'10/15/25KVA 100A T/F,LT |  | Materials
VT5712 | GAUGE, GLASS TRYEE 5 MVA |  | Materials
VT5714 | INSULATOR,'TYREE'11KV T/F,MUNSELL GREY |  | Materials
VT5715 | CAP&STEM,INSULATOR,TYREE 33/.04 KV,T/F |  | Materials
VT5727 | INSULATOR,'TYREE'33/.4KV T/F,3.3KV BUSH |  | Materials
VT5732 | PUMP OIL,'TYREE'66/11KV 21MVA T/FORMER |  | Materials
VT5740 | VALVE,6"OIL LINE,'TYREE'MARK 3 T/F |  | Materials
VT5745 | INSULATOR,'TYREE'11KV 10MVA T/F CABLE BX |  | Materials
VT5748 | SW DRIVE MECH TYREE 10MVA 66/11-7.6KV |  | Materials
VT5750 | ADAPTOR,CABLE BUSHING TYREE T/F |  | Materials
VT5940 | INSULATOR,'WILSON'#ST20549/50 33KV OLTC |  | Materials
VT5961 | INSULATOR,'WILSON'11/.4KV 1500KVA T/F |  | Materials
VT5962 | BUSHING MTG KIT,'WILSON'11/.4KV T/F |  | Materials
VT5965 | CLAMP,INSULATOR,'WILSON'11/.4KV T/F |  | Materials
VT5968 | ANTIVIBRATION MOUNT |  | Materials
VT5969 | PUMP,OIL 16/21MVA 66KV WILSON T/F |  | Materials
VT6000 | VALVE, QUALITROL PRESSURE RELIEF |  | Materials
VT6001 | SWITCH ASSY,QUALITROL PRESSURE VALVE |  | Materials
VT6001 | SWITCH ASSY,QUALITROL PRESSURE VALVE |  | Materials
VT6002 | SWITCH,MICRO,QUALITROL P/RELIEF VALVE |  | Materials
VT6002 | SWITCH,MICRO,QUALITROL P/RELIEF VALVE |  | Materials
VT6100 | RADIATOR,24 MVA WILSON T/F 66/11 KV |  | Materials
VT6101 | FAN/MOTOR ASS 24 MVA WILSON T/F 66/11KV |  | Materials
VT6101 | FAN/MOTOR ASS 24 MVA WILSON T/F 66/11KV |  | Materials
VT6451 | CONTACT,ELECTRICAL,'FUJI'275/132KV 160MV |  | Materials
VT6452 | CONTACT,ELECTRICAL,'FUJI'275/132KV 160MV |  | Materials
VT6951 | CT,66KV ABB HP72 1600A |  | Materials
VT6980 | INSULATOR,15KV XLPE CABLE BOX TYPE |  | Materials
VT6990 | CABLE BOX,33KV ROUND SINGLE PHASE |  | Materials
VT6991 | CABLE BOX,33KV RECTANGLE SINGLE PHASE |  | Materials
VT6992 | CABLE BOX,10MVA TYREE 66KV |  | Materials
VT6994 | EQUALIZING CHAMBER AEI TRANSFORMER |  | Materials
VT7000 | CABLE BOX FOR WILSON TF 66/11KV |  | Materials
VT7001 | CABLE BOX GENERIC 66/11KV TRANSFORMER |  | Materials
VT7009 | INSULATOR,660V,100A,TOP,GREY,ESAA SPEC |  | Materials
VT7010 | INSULATOR,660V,100A,TOP,BROWN,ESAA SPEC |  | Materials
VT7011 | BUSHING,T/F,100A,660V,GREY,TO SPEC ESSA |  | Materials
VT7014 | INSULATOR,ESAA SPEC,3.3KV,400A,TOP,GREY |  | Materials
VT7016 | INSULATOR,ESAA SPEC,3.3KV,400A,BOTTOM |  | Materials
VT7019 | INSULATOR,ESAA SPEC,3.3KV,1200A,TOP,GREY |  | Materials
VT7021 | INSULATOR,3.3KV,1200A,BOTTOM,GREY,ESAA |  | Materials
VT7026 | INSULATOR,11KV,400A,BOTTOM,GREY,ESAA SPC |  | Materials
VT7029 | INSULATOR,ESAA SPEC,33KV,250A,TOP,GREY |  | Materials
VT7030 | INSULATOR,ESAA SPEC,33KV,250A,TOP,BROWN |  | Materials
VT7031 | INSULATOR,33KV,250A,BOTTOM,GREY,ESAA SPC |  | Materials
VT7080 | BUSHING 66KV VT ( LOCK SUBSTATION ) |  | Materials
VT7081 | BUSHING 66KV MICAFIL 800 AMP |  | Materials
VT7082 | BUSHING 66KV HAEFELY 800A |  | Materials
VT7083 | BUSHING 66KV HAEFELY 300A |  | Materials
VT7084 | BUSHING 66KV MICANITE/ M & I 300A |  | Materials
VT7085 | BUSHING 66KV MICANITE/ M & I 350A |  | Materials
VT7086 | PIN LOCATING HAEFELY 800 BUSHING 800AMP |  | Materials
VT7090 | RING 'O' BUSHING 45MM x 2MM |  | Materials
VT7091 | SIRLOC CLIP |  | Materials
VT7092 | CONNECTOR CABLE |  | Materials
VT7093 | TERMINAL POST |  | Materials
VT7096 | BUSHING T/F GOB380, 780 SNOUT |  | Materials
VT7097 | BUSHING T/F GOB 380, 570 SNOUT |  | Materials
VT7100 | SEAL,STEM MICAFILL BUSHING 66KV |  | Materials
VT7100 | SEAL,STEM MICAFILL BUSHING 66KV |  | Materials
VT7110 | COVER,BUSHING,11KV,GS560C |  | Materials
VT7115 | COVER,BUSHING,33KV,GS567,ESAA-2/3/16 |  | Materials
VT7120 | COVER,BUSHING,33KV,GS570,S23 |  | Materials
VT7200 | ADAPTER,FLANGE,33KV ESAA BUSHINGS VT8025 |  | Materials
VT7201 | BREATHER,SILICA GEL, TYPE DB4A |  | Materials
VT7202 | BREATHER,TYPE DB1A 0.4KG |  | Materials
VT7203 | CUP SILICA GEL 70mmD X 100mm L |  | Materials
VT7204 | BREATHER, SILICA GEL TYPE DB6A |  | Materials
VT7206 | Bushings,11k,J18,800AMP |  | Materials
VT7207 | BREATHER, SILICA GEL TYPE DB2 |  | Materials
VT7300 | PUMP/MOTOR A.J. OIL SEPERATOR |  | Materials
VT7300 | PUMP/MOTOR A.J. OIL SEPERATOR |  | Materials
VT7310 | SUMP PUMP LEVEL RELAY PROBE TYPE |  | Materials
VT7340 | PUMP AJM OIL/WATER SEPARATOR |  | Materials
VT7340 | PUMP AJM OIL/WATER SEPARATOR |  | Materials
VT7341 | WATER SEPERATOR AJM |  | Materials
VT7342 | FILTER UNIT SIPP NODE 400 |  | Materials
VT7343 | MEASURING CELL SIPP |  | Materials
VT7356 | FAN ASSEMBLY 2 FANS |  | Materials
VT7356 | FAN ASSEMBLY 2 FANS |  | Materials
VT7357 | FAN ZIEHL COMPLETE TRANSFORMER COOLER |  | Materials
VT7459 | GLASS,GAUGE, E.E. 66KV BUSHING |  | Materials
VT7459 | GLASS,GAUGE, E.E. 66KV BUSHING |  | Materials
VT7501 | BOLT CAPTIVE 19mm DIA TRANSFORMER FLANGE |  | Materials
VT7502 | BOLT CAPTIVE 25mm DIA TRANSFORMER FLANGE |  | Materials
VT7605 | CAP & STEM,INSULATOR,'ESAA'LT 100A |  | Materials
VT7615 | CAP & STEM,INSULATOR,'ESAA'LT 1000A |  | Materials
VT7617 | CAP & S TEM,INSULATOR,'ESAA'LT 1200A #6 |  | Materials
VT7620 | CAP & STEM,INSULATOR,'ESAA'11KV |  | Materials
VT7625 | CAP & STEM,INSULATOR,'ESAA'33KV |  | Materials
VT8020 | INSULATOR,7KV & 11KV TRANSFORMER |  | Materials
VT8025 | INSULATOR,33KV T/F,PORCELAIN |  | Materials
VT8026 | INSULATOR,33KV T/F,PORCELAIN |  | Materials
VT8710 | CAP & STEM,INSULATOR,LT 300A |  | Materials
VT8715 | CAP & STEM,INSULATOR,LT 750A |  | Materials
VT8720 | CAP & STEM,INSULATOR,7KV |  | Materials
VT8725 | CAP & STEM,INSULATOR,33KV |  | Materials
VT8750 | CLAMP,T/F BUSHING SPLIT 18MM |  | Materials
VT8810 | WASHER,STEM BUSHING,TRANSFORMER |  | Materials
VT9000 | VOLTAGE TRANSFORMER ,17.5kV/110V ARTECHE |  | Materials
VT9220 | CONTACT,MW200 TRANSFORMER REV SWITCH |  | Materials
VT9226 | CONTACT,'MC/ED' LOAD BREAK SW BLADES,LOW |  | Materials
VT9300 | CT,33KV TRANSFORMER PRODUCTS 1012134 |  | Materials
VT9330 | V.T. 33kv; Transformer Products |  | Materials
VT9340 | CT 33KV SADTEM TYPE OCF 36-2 |  | Materials
VT9341 | VT 33KV SADTEM TYPE YE7 |  | Materials
VT9342 | P.T GE 33KV/110V. FORM KD,200VA |  | Materials
VT9343 | P.T WILSON 33KV/110V |  | Materials
VT9344 | P.T ENDURANCE,33KV/110. TYPE ON CLASS B |  | Materials
VT9350 | CT,66KV ABB TYPE815287,1600A |  | Materials
VT9400 | CT,BUSHING STYLE,T110/260 1200-800-500/1 |  | Materials
VT9400 | CT,BUSHING STYLE,T110/260 1200-800-500/1 |  | Materials
VT9586 | BRACKET,PLASTIC,11KV PAD T/F 750KVA MK3 |  | Materials
VT9588 | BARRIER,PHASE,11KV PAD T/F MOB GEN USE |  | Materials
VT9589 | BARRIER,11KV PAD T/F BUSH,2500A'JM'FSD |  | Materials
VT9590 | BUS,WHITE PH,'JM'FSD OUTPUT/CONSUMER TER |  | Materials
VT9591 | BUS,RED PH,'JM'FSD OUTPUT LUGS/CONSUMER |  | Materials
VT9592 | BUS,BLUE PH,'JM'FSD OUTPUT LUGS/CONSUMER |  | Materials
VT9593 | BUS,RED PH BUSH TO FSD,'JM',11KV PAD T/F |  | Materials
VT9594 | BUS,WHITE & BLUE PH,'JM'FSD TO T/F BUSH |  | Materials
VT9595 | BARRIER,CONSUMER TERM,'JM'FSD,PAD T/F |  | Materials
VT9596 | BARRIER,BUSBAR,'JM'FSD R/H,11KV PAD T/F |  | Materials
VT9597 | BARRIER,BUSBAR,'JM'FSD CENT,11KV PAD T/F |  | Materials
VT9598 | BARRIER,BUSBAR,'JM'FSD LH,11KV PAD T/F |  | Materials
VT9599 | BRACKET/FRAME,'JM'2500A FSD,11KV T/F |  | Materials
VT9600 | VT,66KV ABB TYPE 05/72/43 |  | Materials
VT9601 | VT,66KV ABB TYPE 815667 |  | Materials
VT9605 | INSTALLATION KIT,'F&G'GAC RMU,PADMNT T/F |  | Materials
VT9610 | BUSHING CT DUCON DKS VT/66/3/4A |  | Materials
VT9611 | P.T DUCON TYPE DKS-VT66/5/1. CLASS BE |  | Materials
VT9615 | ARM KIT,66KV,VT OIL LEVEL INDICATOR |  | Materials
VT9631 | VT,66000V AC,"ASEA" TYPE EMFC72 |  | Materials
VT9640 | Voltage Transformer 33kv; Foster |  | Materials
VT9650 | CT,ASEA 66KV 1MBD72A3 1600A |  | Materials
VT9651 | CT 66KV ABB TYPE 255581. 2000A |  | Materials
VT9652 | CT 66KV TRYEE TYPE 06/72/57 2000A |  | Materials
VT9722 | POST,EARTH CLAMP,LV COMP,PADMTG T/F |  | Materials
VT9730 | BUS,RED PH,'JM'1250A FSD,MK4 PAD T/F |  | Materials
VT9731 | BUS,WHITE PH,'JM'1250A FSD,MK4 PAD T/F |  | Materials
VT9732 | BUS,BLUE PH,'JM'1250A FSD,MK4 PAD T/F |  | Materials
VT9733 | BUS,CONDUCTOR,RED & BLUE PH,'JM'1250A FS |  | Materials
VT9734 | BUS,WHITE PH,'JM'1250A FSD,MK4 PAD T/F |  | Materials
VT9735 | BUS,RED & WHT,'JM'1250A FSD,PAD MTD T/F |  | Materials
VT9736 | BUS,BLUE PHASE,'JM'1250A FSD,MK4 PAD T/F |  | Materials
VT9737 | LUG,'JM'1250A FSD,750/1000KVA T/F,RED PH |  | Materials
VT9738 | LUG,'JM'1250A FSD,PAD MTD T/F WHITE PH |  | Materials
VT9739 | BARRIER,BUSBAR,'JM'1250A FSD,MK4 PAD T/F |  | Materials
VT9740 | BARRIER,PHASE,MOB GEN,'JM'1250A FSD,T/F |  | Materials
VT9741 | BARRIER,PVC,'JM'2500/400A FSD,MK4 T/F |  | Materials
VT9742 | BARRIER,PVC,'JM'2500/1250A FSD,MK 4 T/F |  | Materials
VT9743 | BARRIER,BLUE PH,JM-1250A FSD,MK4 PAD T/F |  | Materials
VT9744 | BARRIER,BUS/ISOL,'JM'FSD,MK4 PAD T/F |  | Materials
VT9745 | BRACKET,'JM'1250/2500A FSD,MK4 PAD T/F |  | Materials
VT9747 | STUD,PAD T/F LV COMP,M10 X 150MM,GALV. |  | Materials
VT9748 | BARRIER,RED PH,'JM'FSD 2500A,PAD T/F |  | Materials
VT9749 | BRACKET,'JM'1250A FSD BUS,MK4 PAD T/F |  | Materials
VT9750 | BARRIER,CONSUMERS,'JM'1250A FSD,PAD T/F |  | Materials
VT9751 | BRACKET,CONSUMER BARRIER,PADMOUNT T/F |  | Materials
VT9752 | BARRIER,LV BUSBAR,LV COMP,750KVA PAD T/F |  | Materials
VT9753 | BARRIER,CONSUMERS COND,'JM'FSD,PAD T/F |  | Materials
VT9768 | CONNECTION,FUSE,PAD T/F HV COMP |  | Materials
VT9776 | SPRING,CONTACT,11KV HRC FUSE,PAD T/F |  | Materials
VT9811 | BOLT,CABLE,M10,11KV PAD T/F HV COMP |  | Materials
VT9814 | LUG,LIFTING,SAFETY BARRIER,MK PAD T/F |  | Materials
VT9815 | BUS,EARTH,540MM LG,11KV PAD T/F HV COMP |  | Materials
VT9825 | BARRIER,PHASE,11KV PAD T/F HV COMP |  | Materials
VT9826 | BARRIER,SAFETY,11KV PAD T/F HV COMP |  | Materials
VT9827 | BARRIER,SAFETY,11KV MK3 PAD T/F HV COMP |  | Materials
VT9830 | BRACKET,PHASE BARRIER,11KV MK3 PAD T/F |  | Materials
VT9832 | PLATE,ARC STRANGLER CONT,11KV T/F HV COM |  | Materials
VT9833 | PLATE,ARC STRANGLER CONT,11KV T/F HV COM |  | Materials
VT9844 | SPACER,BARRIER BOARD,11KV MK3 PAD T/F |  | Materials
VT9846 | SPACER,BARRIER BOARD,11KV MK3 PAD T/F |  | Materials
VT9855 | BUS,2 CIRC,'JM'FSD/ISOL,300KVA PAD T/F |  | Materials
VT9856 | BUS,3 CIRC,'JM'FSD/ISOL,300KVA PAD T/F |  | Materials
VT9857 | BUS,4 CIRC,'JM'FSD/ISOL,300KVA PAD T/F |  | Materials
VT9858 | BRACKET,400/600A DISCON,11KV PAD T/F LV |  | Materials
VT9859 | BARRIER,BUSBAR FSD,11KV MK4 PAD T/F LV |  | Materials
VT9863 | BASE/FRAME,2000A C/B,11KV MK4 PAD T/F |  | Materials
VT9864 | BUS,RED PH.BUSH TO DISCON,11KV PAD T/F |  | Materials
VT9865 | BUS,WHITE PH.BUSH TO DISCN,11KV PAD T/F |  | Materials
VT9866 | BUS,CONDUCTOR,BLUE PH.BUSHING TO DISCONN |  | Materials
VT9867 | BRACKET,'JM'OUTSIDE CONN,11KV PAD T/F |  | Materials
VT9868 | BRACKET,'JM'OUTSIDE FEED-C/B,11KV T/F |  | Materials
VT9869 | BUS,VERT,RED PH,C/B,11KV MK4 PAD T/F |  | Materials
VT9870 | BUS,VERT,WHITE PH,C/B,11KV MK4 PAD T/F |  | Materials
VT9871 | BUS,VERT,BLUE PH,C/B,11KV MK4 PAD T/F |  | Materials
VT9872 | BUS,CONDUCTOR,HORIZONTAL,RED PHASE,C/B O |  | Materials
VT9873 | BUS,HORIZ,WHITE PH,C/B,11KV MK4 PAD T/F |  | Materials
VT9874 | BUS,CONDUCTOR,HORIZONTAL,BLUE PH,C/B OUT |  | Materials
VT9875 | BRACKET,'JM'O/S FEED-C/B,11KV PAD T/F |  | Materials
VT9876 | BRACKET,CONSUMER TERM,11KV MK4 PAD T/F |  | Materials
VT9877 | BRACKET,GUARD,2000A C/B,11KV PAD T/F |  | Materials
VT9878 | BARRIER,BUSHING TO DISCONNECTOR,MK 4 T/F |  | Materials
VT9879 | SHIELD,SAFETY,CONSUMER TERM,11KV MK4 T/F |  | Materials
VT9905 | BUS,CMEN EARTH,11KV MK3/MK4 3PH PAD T/F |  | Materials
VT9908 | BARRIER,INSULATING,PHASE,1250A,11KV PADM |  | Materials
VT9909 | BARRIER,PHASE,1250A FSD,11KV 3PH PAD T/F |  | Materials
VT9910 | BRACKET,PVC,U,GPO,11KV MK3 PAD MTG T/F |  | Materials
VT9911 | BRACKET,'JM'1250A FSD,11KV PAD T/F |  | Materials
VT9912 | BRACKET,BARRIER,'JM'FSD,11KV PAD T/F |  | Materials
VT9916 | BUS,4 CIRC,RED PH,LV COMP,11KV PAD T/F |  | Materials
VT9917 | BUS,4 CIRC,WHITE PH,11KV MK3 PAD T/F |  | Materials
VT9918 | BUS,4 CIRC,BLUE PH,11KV MK3 PAD T/F |  | Materials
VT9919 | BUS,5 CIRC,RED PH,11KV MK3 PAD T/F |  | Materials
VT9920 | BUS,5 CIRC,WHITE PH,11KV MK3 PAD T/F |  | Materials
VT9921 | BUS,5 CIRC,BLUE PH,11KV MK3 PAD T/F |  | Materials
VT9922 | BUS,ISOL-RED PH CONSUMER,11KV MK3 T/F |  | Materials
VT9923 | BUS,ISOL-WHT PH CONSUMER,11KV MK3 T/F |  | Materials
VT9924 | BUS,ISOL-BLUE PH CONSUMER,11KV MK3 T/F |  | Materials
VT9925 | BUS,ISOL-RED PH CONSUMER,11KV MK3 T/F |  | Materials
VT9926 | BUS,ISOL-WHITE PH CONSUMER,11KV MK3 T/F |  | Materials
VT9927 | BUS,ISOL-BLUE PH CONSUMER,11KV MKS T/F |  | Materials
VT9929 | BUS,ISOL-RED PH CONSUMER,11KV MK3 T/F |  | Materials
VT9930 | BUS,ISOL-WHITE PH CONSUMER,11KV MK3 T/F |  | Materials
VT9931 | BUS,ISOL-BLUE PH CONSUMER,11KV MK3 T/F |  | Materials
VT9935 | BUS,BUSH RED PH TO 'JM'FSD,11KV MK3 T/F |  | Materials
VT9936 | BUS,BUSH RED PH TO ISOL,11KV MK3 T/F |  | Materials
VT9937 | BUS,RED PH,BUSHING TO ISOL,TYPE 1,750KVA |  | Materials
VT9938 | BUS,BUSH RED PH TO ISOL,11KV MK3 T/F |  | Materials
VT9939 | BUS,BUSH RED PH TO ISOL,11KV MK3 T/F |  | Materials
VT9940 | BUS,BUSH RED PH TO ISOL,11KV MK3 PAD T/F |  | Materials
VT9945 | BUS,ISOL-2 CIRC,11KV 500KVA MK3 PAD T/F |  | Materials
VT9946 | BUS,ISOL-3 CIRC,11KV 500KVA MK3 PAD T/F |  | Materials
VT9947 | BUS,ISOL-4 CIRC,11KV 500KVA MK3 PAD T/F |  | Materials
VT9951 | BRACKET,SW DISCON,UP TO 500KVA PAD T/F |  | Materials
VT9952 | BRACKET,SW DISCON,750 & 1000KVA PAD T/F |  | Materials
VT9953 | BRACKET,SW DISCON,1250A 500KVA PAD T/F |  | Materials
VT9956 | HOOK,SAFETY BARRIER,11KV 3PH PAD T/F |  | Materials
VT9959 | PLATE,TERM,BLUE PH,11KV PAD 3PH T/F |  | Materials
VT9960 | PLATE,TERM,WHITE PH,11KV 750KVA 3PH T/F |  | Materials
VT9961 | PLATE,TERM,ISOL,11KV 500KVA 3 PH PAD T/F |  | Materials
VT9962 | PLATE,TERM,ISOL WHITE PH,11KV 750KVA T/F |  | Materials
VT9963 | PLATE,TERM,ISOL BLUE PH,11KV 750KVA T/F |  | Materials
VT9964 | PLATE,TERMINATING,ISOLATOR,11KV T/F |  | Materials
VT9965 | PLATE,TERMINATING,ISOLATOR,11KV T/F |  | Materials
VT9966 | PLATE,CABLE TERM FUSE SWITCH,11KV T/F |  | Materials
VT9967 | PLATE,CONNECT,MOBILE GEN TO SINGLE CONS |  | Materials
VT9968 | PLATE,CABLE TERM,CONSUMER SW DISCONNECT, |  | Materials
VT9975 | PLATE,LV BUSHING,11KV 3 PH PAD T/F MK3 |  | Materials
VT9979 | COVER,SW DISCONNECT,ALL SIZES,T/F |  | Materials
VT9981 | BARRIER,INSULATING,BUSBAR,11KV MK 3 T/F |  | Materials
VT9982 | SHIELD,SAFETY,FUSE SWITCH,11KV PAD T/F |  | Materials
VT9983 | SHIELD,SAFETY,ISOLATOR,11KV 500KVA T/F |  | Materials
VT9984 | SHIELD,SAFETY,ISOLATOR,11KV 750KVA T/F |  | Materials
VT9985 | SHIELD,SAFETY,ISOLATOR,11KV 1000KVA T/F |  | Materials
VT9986 | BRACKET,11KV 500KVA T/F,1250A FSD |  | Materials
VT9987 | BRACKET,11KV 500KVA T/F,ISOLATOR TERM |  | Materials
VT9988 | BRACKET,11KV 750KVA T/F,FUSE SW TERM |  | Materials
VT9989 | BRACKET,11KV 750/1000KVA T/F,ISOLATOR TE |  | Materials
VT9990 | BRACKET,11KV 1000KVA T/F,CONSUMER TERM |  | Materials
VT9991 | BRACKET,11KV 500KVA T/F,ISOL TYPE 1 TERM |  | Materials
VT9992 | SPACER,SAFETY SHIELD,ISOL,11KV MK 3 T/F |  | Materials
VV5110 | AUXILIARY PLUG LMVP 11KV RPS |  | Materials
VV5112 | AUXILIARY CONTACT, SHELL SEGMENT 11KV CB |  | Materials
VV5114 | UMBILKA CORD,RPS LMVP 11KV CB |  | Materials
VV5116 | ISOLATING STEM,11KV 1250A CLUSTOR RPS |  | Materials
VX1090 | CAPACITOR BANK POLE TOP OLD TYPE |  | Materials
VX1100 | CAPACITOR,11KV,DUCON OPT6832 |  | Materials
VX1101 | REACTOR DISCHARGE,11KV DUCON DRT 31/1 |  | Materials
VX1110 | FUSE,'DUCON'11KV CAPACITOR BANK |  | Materials
VX1111 | FUSE,'DUCON'11KV CAPACITOR BANK |  | Materials
VX1112 | INSULATOR,'DUCON'11KV 800KVAR CAP BANK |  | Materials
VX1115 | FUSE,'DUCON'800 KVAR 11KV CAPACITOR BANK |  | Materials
VX1118 | CAPACITOR CAN,11kV,250KVAR,E895,CHF101 |  | Materials
VX1119 | INSULATOR,CAPACITOR BANK (VX1117) BUSBAR |  | Materials
VX1128 | SHELL,FUSE LINK,'GREENDALE'11KV CAP BANK |  | Materials
VX1129 | ARRESTER,SURGE,11KV,'ASEA'XBE12A2 |  | Materials
VX1130 | INSULATOR,CAPACITOR BANK,2.5 MVAR,BASE |  | Materials
VX1131 | INSULATOR,CAPACITOR BANK,2.5 MVAR,BUSBAR |  | Materials
VX1133 | FUSE,2.5MVAR CAPACITOR BANK |  | Materials
VX1140 | DIVERTER,POLYMER SURGE,11KV,CLASS 1 |  | Materials
VX1143 | ARRESTER,SURGE,33KV,'MEIDENSHA'ZSE-C1 |  | Materials
VX1145 | TRIPOD BASE,11/33KV SURGE ARRESTER |  | Materials
VX1146 | INSULATOR 11kV-66KV SURGE ARRESTER |  | Materials
VX1147 | CONNECTION SET SURGE DIVERTER |  | Materials
VX1148 | CAP BIRDPROOF |  | Materials
VX1149 | LEAD ASSEMBLY |  | Materials
VX1150 | BIRD CAP,66KV CAPACITOR CAN, ABB |  | Materials
VX1158 | ARRESTER,SURGE,33KV,ASEA XAR36A3 |  | Materials
VX1159 | SURGE DIVERTER; 33KV POLYMER |  | Materials
VX1163 | SURGE DIVERTER CAP, ASEA,33KV,66KV,132KV |  | Materials
VX1164 | ARRESTER,SURGE,66KV,'MEIDENSHA' |  | Materials
VX1171 | ARRESTER,SURGE,66KV,'ASEA'XAR72S |  | Materials
VX1179 | FUSE,'ASEA'200KVAR CAPACITOR BANK |  | Materials
VX1180 | FUSE KIT,'ASEA'200KVAR CAPICITOR BANK |  | Materials
VX1181 | INSULATOR,'ASEA'200KVAR CAPACITOR BANK |  | Materials
VX1182 | INSULATOR,'ASEA'200KVAR CAPACITOR BANK |  | Materials
VX1198 | ARRESTER,ELECTRICAL SURGE,275KV,GREY,GAP |  | Materials
VX1200 | BUS,CONDUCTOR,ASSEMBLY,LOW TENSION,LV,IN |  | Materials
VX2002 | BRIDGE PIECE,CROSS OVER CLAMP,NO 1,RH,2" |  | Materials
VX2004 | BRIDGE PIECE,CROSS OVER CLAMP,NO 1,LEFT |  | Materials
VX2137 | INSULATOR,SUBSTATION XLPE CABLE BOX, |  | Materials
VX2200 | VACUUM CAP,SWITCH 15KV VCS-3,240AC |  | Materials
VX2201 | VACUUM CAP,SWITCH 15KV VCS-3,125V |  | Materials
VX2220 | CAPACITOR ASSY,333KVAR,7KV,STANDARD MTG |  | Materials
VX2225 | CAPACITOR,120MVAR 300KV FOR CAP BANK |  | Materials
VX2230 | CAPACITOR CAN,33KV,530KVAR BANK |  | Materials
VX2245 | CAPACITOR,66KV 3 PH 30MVAR OUTDOOR BANK |  | Materials
VX2246 | CAPACITOR,300KVAR,'ASEA'66KV,SHUNT BANK |  | Materials
VX2248 | FUSE,'MCGRAW EDISON' 3PH 30MVAR CAP BANK |  | Materials
VX2250 | BODY,FUSE,66KV 3PH 30MVAR CAPACITOR BANK |  | Materials
VX2251 | ADAPTOR FUSE HOLDER |  | Materials
VX2252 | SPRING FUSE HOLDER |  | Materials
VX2253 | INSULATOR,CAPACITOR BANK SHUNT,66KV,3PH |  | Materials
VX2255 | INSULATOR,CAPACITOR BANK BUS,66KV,3PH |  | Materials
VX2270 | CAPACITOR,66KV,526.3 KVAR BANK PT NOARLU |  | Materials
VX2290 | CAPACITOR CAN, 66KV 633KVAR BANK |  | Materials
VX2291 | CONNECTION,CLAMP FOR CAP CAN VX2290 |  | Materials
VX2706 | CLAMP,BUSBAR,GUNMETAL,3/4 HOLE |  | Materials
VX2720 | CLAMP,BUSBAR,GUNMETAL,1-1/4 IN HOLE |  | Materials
VX2726 | CLAMP,BUSBAR,GUNMETAL,38 MM,BS1400-G1-C |  | Materials
VX2730 | CLAMP,BUSBAR,GUNMETAL,1-1/2 INCH |  | Materials
VX2732 | CLAMP,BUSBAR,GUNMETAL,40 MM,MACHINED |  | Materials
VX2740 | CLAMP,BUSBAR,GUNMETAL,2-1/2 INCH |  | Materials
VX2788 | CLAMP,BUSBAR,GUNMETAL,33 KV |  | Materials
VX2950 | CLAMP,INSULATED,MACHINED,ALUMINIUM |  | Materials
VX3054 | CLAMP,PIPE,#3,50MM NB,S.G IRON |  | Materials
VX3057 | CLAMP,PIPE,#4,50MM NB (METRIC BOLT) |  | Materials
VX3100 | SLEEVE PIPE BRACING,127mm OD |  | Materials
VX3101 | CLAMP PIPE BRACING |  | Materials
VX3220 | COLUMN,STRUCTURE,LINE ENTRY,FOR 66/11KV |  | Materials
VX3386 | CONNECTION PLATE, 60 X 60MM --M16 |  | Materials
VX3387 | CONNECTION PLATE, 60 X 70MM --M16 |  | Materials
VX3388 | CONNECTOR,ALUMINIUM BUSBAR,125.0MM OD,6. |  | Materials
VX3863 | EARTHING FITTING,66 AND 275KV SWITCHYARD |  | Materials
VX3867 | BUSBAR ADAPTER CONNECTION,SURGE DIVERTER |  | Materials
VX4654 | FRAME LEAKAGE KIT,HDB ISOLATOR |  | Materials
VX4655 | STAND,SURGE DIVERTER,TUBULAR |  | Materials
VX4680 | JACK&PACKING PIECE,AMMETER TEST EQUIP |  | Materials
VX5020 | HEATER,DOUBLE INSULATED,100W,DIN MOUNT |  | Materials
VX5318 | TILE,MOSAIC MIMIC DIAGRAM,BLACK,25MM SQ |  | Materials
VX5990 | STAND OLTC SWITCH MAINTENANCE |  | Materials
VX5995 | TERMINAL STRIP,ALUMINIUM,66KV BUSBAR SUP |  | Materials
VX6010 | PLATE,M/S CONNECTION,LV ISOLATOR |  | Materials
VX6104 | CONNECTOR, EARTH, 4X40 TO 4X20MM |  | Materials
VX6107 | CONNECTOR,EARTH,20X4MM TO 70MM2 STRANDED |  | Materials
VX6108 | CONNECTOR,EARTH,20X4 TO 120MM2 STRANDED |  | Materials
VX6265 | SURGE ARRESTER,MOUNTING PLATE |  | Materials
VX6408 | PLUG,END,TUBE,ALUM BUSBAR,1MM THK,FOR 12 |  | Materials
VX7303 | REINFORCEMENT CAGE,FOOTING,SINGLE LEG,10 |  | Materials
VX7304 | REINFORCEMENT CAGE,FOOTING,SINGLE LEG,11 |  | Materials
VX7305 | REINFORCEMENT CAGE,FOOTING,SINGLE LEG,14 |  | Materials
VX7574 | SEATING,PIPE CLAMP,NUMBER 2,CI BSS.309 |  | Materials
VX8059 | SUPPORT EARTH BUSBAR LV |  | Materials
VX8062 | STAND,11KV BUSBAR SUPPORT,LOW LEVEL MTG |  | Materials
VX8311 | CAP BANK PKG,300KVAR 11KV POLE,PS25 SW |  | Materials
VX8321 | CAP BANK PKG,500KVAR 11KV POLE,PS25 SW |  | Materials
VX8351 | CAP BANK,1000KVAR 11KV POLE (for IC-50) |  | Materials
VX8352 | CAP BANK PKG,1000KVAR 11KV POLE,PS25 SW |  | Materials
VX8371 | CAP BANK CONTROLLER IC-10-BP |  | Materials
VX8372 | CAP BANK CONTROLLER IV-BP-M02-002 |  | Materials
VX8373 | CAP BANK TRANSF,11/.240KV,0.5KVA,1PH |  | Materials
VX8374 | CAP BANK CONTROLLER 1010-RL-BI-DW0-240 |  | Materials
VX8375 | CAP BANK CURRENT SENSOR, FOR VAR CONTROL |  | Materials
VX8376 | CAP BANK TRANSF,11/.240KV,0.2KVA,1PH |  | Materials
VX8400 | CAPACITOR BANK,66KV,30MVAR,ABB |  | Materials
VX8500 | CAPACITOR BANK,9MVAR,(3+3+3), ABB |  | Materials
VX9000 | Isolating Links URTKS |  | Materials
VX9001 | Terminals UK6N |  | Materials
VX9002 | Klippon Isolating Knife SAKR/35 |  | Materials
VX9003 | Push button, plastic 22mm, black button |  | Materials
VX9004 | Actuator and indicator light 3SB 22MM |  | Materials
VX9005 | Actuator and indicator light 3SB signum |  | Materials
WA1105 | POLE,STOBIE,11 MTR-100-299,669 KG |  | Materials
WA1110 | POLE,STOBIE,11 MTR-125-319,992 KG |  | Materials
WA1115 | POLE,STOBIE,11 MTR-155-329,1312 KG |  | Materials
WA1520 | POLE,STOBIE,15-179x22-432,2370KG |  | Materials
WA1526 | POLE,STOBIE,15-207x30-432,3030KG |  | Materials
WA1536 | POLE,STOBIE,15-206x52-406,3780KG |  | Materials
WA1540 | POLE,STOBIE,15-203x46-610,4320KG |  | Materials
WA1550 | POLE,STOBIE,15-210x60-610,4800KG |  | Materials
WA1565 | POLE,STOBIE,15-260x89-559,6398KG |  | Materials
WA1615 | POLE,STOBIE,16-155x18-415,2000KG |  | Materials
WA1815 | POLE,STOBIE,18-155x18-470,2480KG |  | Materials
WA1826 | POLE,STOBIE,18-207x30-483,3863KG |  | Materials
WA1830 | POLE,STOBIE,18-256x37-508,5001KG |  | Materials
WA1840 | POLE,STOBIE,18-203x46-508,4738KG |  | Materials
WA1845 | POLE,STOBIE,18-206x52-584,5322KG |  | Materials
WA1855 | POLE,STOBIE,18-254x73-584,7121KG |  | Materials
WA1860 | POLE,STOBIE,18-260x89-559,7637KG |  | Materials
WA1862 | POLE,STOBIE,18-260x89-660,8210KG |  | Materials
WA2020 | POLE,STOBIE,20-179x22-457,3188KG |  | Materials
WA2040 | POLE,STOBIE,20-203x46-508,5126KG |  | Materials
WA2045 | POLE,STOBIE,20-206x52-584,5762KG |  | Materials
WA2055 | POLE,STOBIE,20-254x73-584,7720KG |  | Materials
WA2062 | POLE,STOBIE,20-260x89-660,8881KG |  | Materials
WA2075 | POLE,STOBIE,20-321x37-660,12342KG |  | Materials
WA2125 | POLE,STOBIE,21-207x30-457,4374KG |  | Materials
WA2130 | POLE,STOBIE,21-256x37-508,5834KG |  | Materials
WA2150 | POLE,STOBIE,21-210x60-508,6167KG |  | Materials
WA2155 | POLE,STOBIE,21-254x73-584,8296KG |  | Materials
WA2160 | POLE,STOBIE,21-260x89-559,8897KG |  | Materials
WA2162 | POLE,STOBIE,21-260x89-660,9557KG |  | Materials
WA2172 | POLE,STOBIE,R21-314x118-660,12814KG |  | Materials
WA2327 | POLE,STOBIE,23-211x36-457,4450KG |  | Materials
WA2330 | POLE,STOBIE,23-256x37-525,6250KG |  | Materials
WA2332 | POLE,STOBIE,23-256x37-508,5645KG |  | Materials
WA2355 | POLE,STOBIE,23-254x73-584,8885KG |  | Materials
WA2360 | POLE,STOBIE,23-260x89-559,9526KG |  | Materials
WA2375 | POLE,STOBIE,23-321x137-660,14220KG |  | Materials
WA2376 | POLE,STOBIE,R23-314x118-660,13679KG |  | Materials
WA2430 | POLE,STOBIE,24-256x37-508,6669KG |  | Materials
WA2625 | POLE,STOBIE,26-207x30-457,5313KG |  | Materials
WA4000 | POLE,P/LIGHTING,METAL,4.5M,GALV |  | Materials
WA4003 | POLE,P/LIGHTING,METAL,4.5M,BLACK |  | Materials
WA4016 | POLE,P/LIGHTING,6.5M,GALV |  | Materials
WA4017 | POLE,P/L,6.5M BLACK,MODERN WITH O/R ARM |  | Materials
WA4051 | POLE,10.0M BLACK NORMANDY COLUMN |  | Materials
WA4052 | POLE,10M,GREEN,NORMANDY COLUMN |  | Materials
WA4053 | POLE,7.5M,BLACK NORMANDY COLUMN |  | Materials
WA4054 | POLE,7.5M GREEN NORMANDY COLUMN |  | Materials
WA4055 | POLE,9.0M BLACK NORMANDY COLUMN |  | Materials
WA4056 | POLE,9.0M GREEN NORMANDY COLUMN |  | Materials
WA4100 | POLE,P/LIGHTING,METAL,4.5M,GREEN |  | Materials
WA4101 | POLE,P/LIGHTING,6.5M BLACK |  | Materials
WA4102 | POLE,P/LIGHTING,6.5M GREEN |  | Materials
WA4103 | POLE,P/LIGHTING,7.5M GALV |  | Materials
WA4104 | POLE,P/LIGHTING,7.5M BLACK |  | Materials
WA4105 | POLE,P/LIGHTING,7.5M GREEN |  | Materials
WA4106 | POLE,P/L,IMPACT ABSORB,7.5M,GALV |  | Materials
WA4107 | POLE,P/L,IMPACT ABSORB,7.5M,BLACK |  | Materials
WA4108 | POLE,P/L,IMPACT ABSORB,7.5M,GREEN |  | Materials
WA4109 | POLE,P/LIGHTING,9M,GALV |  | Materials
WA4110 | POLE,P/LIGHTING,9M,BLACK |  | Materials
WA4111 | POLE,P/LIGHTING,9M,GREEN |  | Materials
WA4112 | POLE,P/L,IMPACT ABSORB,9M,GALV |  | Materials
WA4113 | POLE,P/L,IMPACT ABSORB,9M,BLACK |  | Materials
WA4114 | POLE,P/L,IMPACT ABSORB,9M,GREEN |  | Materials
WA4115 | OUTREACH ARM 3M BLACK NORMANDY |  | Materials
WA4116 | O/R ARM,3M HAWTHORN GREEN NORMANDY |  | Materials
WA4117 | OUTREACH ARM,DOUBLE,3M,BLACK,NORMADY |  | Materials
WA4118 | O/R ARM,DOUBLE,3M,GREEN HAWTHORN,NORMADY |  | Materials
WA4500 | OUTREACH ARM,2M,P/L,RIGID,GALV |  | Materials
WA4501 | OUTREACH ARM,2M,P/L RIGID,BLACK |  | Materials
WA4502 | OUTREACH ARM,2M,P/L RIGID,GREEN |  | Materials
WA4503 | OUTREACH ARM,3M,P/L RIGID,GALV |  | Materials
WA4504 | O/REACH ARM,P/L,RIGID,3M,BLACK |  | Materials
WA4505 | O/REACH ARM,3M,,P/L,RIGID,GREEN |  | Materials
WA4506 | OUTREACH ARM,4.5M,RIGID,P/L POLE,GALV |  | Materials
WA4507 | OUTREACH ARM,4.5M,P/L,RIGID,BLACK |  | Materials
WA4508 | OUTREACH ARM,4.5M,P/L RIGID,GREEN |  | Materials
WA4509 | O/REACH ARM,3M DECORATIVE,BLK,2.8H |  | Materials
WA4510 | O/REACH,3M,DECORATIVE,GRN 2.8 H |  | Materials
WA4511 | O/R ARM,3M DECOR,P/L,BLK,1.8,HIGH |  | Materials
WA4512 | O/R ARM,3M,DECOR,P/L,GRN,1.8M HIGH |  | Materials
WA4513 | OUTREACH ARM,2M,P/L,IMPACT ABSORB,GALV |  | Materials
WA4518 | OUTREACH ARM,3M,P/LIGHT GREEN |  | Materials
WA4522 | O/R ARM DOUBLE,3M,P/L,IMPACT ABSORB,GALV |  | Materials
WA4523 | O/R ARM DOUBLE,3M,P/L,IMPACT ABSORB, BLK |  | Materials
WA4524 | O/R ARM DOUBLE,3M,P/L,IMPACT ABSORB, GRN |  | Materials
WA4525 | OUTREACH ARM,SINGLE,BLACK,600x200x100 |  | Materials
WA4526 | OUTREACH ARM,SINGLE,GALV,600x200x100 |  | Materials
WA4527 | OUTREACH ARM,875MM,P/L, SATIN BLACK |  | Materials
WA4528 | OUTREACH ARM,875MM,P/L, HERITAGE GREEN |  | Materials
WA4530 | OUTREACH ARM,3M,DOUBLE,MODERN,BLACK |  | Materials
WA4531 | OUTREACH ARM, 3M,SINGLE, MODERN BLACK |  | Materials
WA4532 | OUTREACH ARM,875MM BLACK,DECORATIVE |  | Materials
WA5000 | POLE,GALV STEEL,UTILITY SERVICE,8M |  | Materials
WA9865 | POLE,STOBIE,R23.305X42.720D(WA9515) |  | Materials
WA9917 | POLE,STOBIE,24MTR,254C,WA9917 |  | Materials
WB0830 | POLE,STOBIE,7.5 MTR,1888 KG |  | Materials
WB0905 | POLE,STOBIE,9 MTR-100-288,535 KG |  | Materials
WB0910 | POLE,STOBIE,9 MTR-125-308,797 KG |  | Materials
WB0915 | POLE,STOBIE,9 MTR-155-318,1053 KG |  | Materials
WB1205 | POLE,STOBIE,12 MTR-100-299,731 KG |  | Materials
WB1210 | POLE,STOBIE,12 MTR-125-319,1084 KG |  | Materials
WB1214 | POLE,STOBIE,12 MTR-155-355, REINF,1548KG |  | Materials
WB1215 | POLE,STOBIE,12 MTR-155-329,1432 KG |  | Materials
WB1220 | POLE,STOBIE,12 MTR-179-417,1949KG |  | Materials
WB1227 | POLE,STOBIE,12 MTR-162-434,2305 KG |  | Materials
WB1310 | POLE,STOBIE,13 MTR-125-338,1213 KG |  | Materials
WB1315 | POLE,STOBIE,13 MTR-155-348,1599 KG |  | Materials
WB1320 | POLE,STOBIE,13 MTR-179-396,2056 KG |  | Materials
WB1327 | POLE,STOBIE,13 MTR-162-459,2560 KG |  | Materials
WB1330 | POLE,STOBIE,13 MTR-206-405,3364 KG |  | Materials
WB2030 | POLE,STOBIE,19.5-256x37-500 |  | Materials
WB2070 | POLE,STOBIE,19.5-310x118-700CS,11501KG |  | Materials
WB8000 | POLE,STOBIE,718-150X18/14-450,2493KG |  | Materials
WB8001 | POLE,STOBIE,718-180X22-465,3117KG |  | Materials
WB8002 | POLE,STOBIE,718-250X89/73-700,8478KG |  | Materials
WB8003 | POLE,STOBIE,722.5-200X30/22-475,4833KG |  | Materials
WB8004 | POLE,STOBIE,717.250X89.575,7270KG |  | Materials
WB8005 | POLE,STOBIE,722.5-310X118/97-700,13646KG |  | Materials
WB8006 | POLE,STOBIE,722.5-310X137/97-700,14284KG |  | Materials
WB8007 | POLE,STOBIE,724-200X30/22-475,5168KG |  | Materials
WB8008 | POLE,STOBIE,724-250X37/31-525,6901KG |  | Materials
WB8009 | POLE,STOBIE,724-310X118/97-700,14522KG |  | Materials
WB8009BP | POLE,STOBIE,724-310X118/97-700 |  | Materials
WB8010 | POLE,STOBIE,725.5-200X30/22-475,5475KG |  | Materials
WB8011 | POLE,STOBIE,725.5-250X37/31-525,7346KG |  | Materials
WB8012 | POLE,STOBIE,722.5-250X37/31-525,7346KG |  | Materials
WB8013 | POLE,STOBIE,724.350X197/310X118.700 |  | Materials
WB8014 | POLE,STOBIE,722.5-310x158/118-700,15574 |  | Materials
WB8015 | POLE,STOBIE,718-250X73.590,7508KG |  | Materials
WB8016 | POLE,STOBIE,718-310X118/97-700,10.73T |  | Materials
WB8017 | POLE,STOBIE,718-310X137/118.700,11538KG |  | Materials
WB8018 | POLE,STOBIE,724.350X258/310X158.800 |  | Materials
WB8019 | POLE,STOBIE,T724-310X158/118-700,16122KG |  | Materials
WB8020 | POLE,STOBIE,T724-310X137/97-700,14763KG |  | Materials
WB8020BP | POLE,STOBIE,T724-310X137/97-700,B/PLATE |  | Materials
WB8021 | POLE,STOBIE,T724.200X60/46.535,7301KG |  | Materials
WB8022 | POLE,STOBIE,T724.250x89/73-700,11100KG |  | Materials
WB8022BP | POLE,STOBIE,T724.250x89/73-700,B/PLATE |  | Materials
WB8023 | POLE,STOBIE,30.250x73/37.600,10600KG |  | Materials
WB8024 | POLE,STOBIE,726.200X60-500 |  | Materials
WB8025 | POLE,STOBIE,726.250X89-590,11900KG |  | Materials
WB8026 | POLE,STOBIE,726.310X118.800,17500KG |  | Materials
WB8027 | POLE,STOBIE,724-200X30-525 |  | Materials
WB8028 | POLE,STOBIE,725.5-250X37/31-525 |  | Materials
WB8029 | POLE,STOBIE,T724.200X46.535,6807KG |  | Materials
WB802OBP | POLE,STOBIE,T724-310X137/97-700 |  | Materials
WB8035 | POLE,STOBIE,36.310x137.700,23918KG |  | Materials
WC1020 | PIT, CONCRETE, 900X900X1200 DEEP INSIDE |  | Materials
WD0050P | CORE,PLASTIC,LENGTH 100MM,20.1-19.9MM |  | Materials
WD0054P | CORE,PLASTIC,LENGTH,127MM,20.1-19.9 MM |  | Materials
WD0058P | CORE,PLASTIC,LENGTH,152MM,20.1-19.9 MM |  | Materials
WD0062P | CORE,PLASTIC,LENGTH,127MM,31.3 -31.15MM |  | Materials
WD0066P | CORE,PLASTIC,LENGTH,152MM,31.3-31.15MM |  | Materials
WD0704 | REINFORCEMENT CAGE,FOOTING,POLE,2200MM R |  | Materials
WD0705 | REINFORCEMENT CAGE,2035MM ROD,CYL,'A' |  | Materials
WD0706 | REINFORCEMENT CAGE,2200MM ROD,CYL,'A' |  | Materials
WD0707 | REINFORCEMENT CAGE,2335MM ROD,CYL,'A' |  | Materials
WD0708 | REINFORCEMENT CAGE,2380MM ROD,CYL,'A' |  | Materials
WD0710 | REINFORCEMENT CAGE,2420MM ROD,CYL,'A' |  | Materials
WD0711 | REINFORCEMENT CAGE,2790MM ROD,CYL,'A' |  | Materials
WD0712 | REINFORCEMENT CAGE,FOOTING,POLE,3250MM |  | Materials
WD0713 | REINFORCEMENT CAGE,FOOTING,POLE,3150MM R |  | Materials
WD0715 | REINFORCEMENT CAGE,2670MM ROD,CYL,'A' |  | Materials
WD0718 | REINFORCEMENT CAGE,FOOTING,POLE,2780MM R |  | Materials
WD0719 | REINFORCEMENT CAGE,FOOTING,POLE,2960MM R |  | Materials
WD0720 | REINFORCEMENT CAGE,FOOTING,POLE,3250MM R |  | Materials
WD0723 | REINFORCEMENT CAGE,FOOTING,POLE,3550MM R |  | Materials
WD0724 | REINFORCEMENT CAGE,FOOTING,POLE,3780MM R |  | Materials
WD0805 | REINFORCEMENT CAGE,2140MM ROD,CYL,'B' |  | Materials
WD0806 | REINFORCEMENT CAGE,FOOTING,POLE,2540MM R |  | Materials
WD0807 | REINFORCEMENT CAGE,FOOTING,POLE,2500MM R |  | Materials
WD0808 | REINFORCEMENT CAGE,2760MM ROD,CYL,'B' |  | Materials
WD0810 | REINFORCEMENT CAGE,FOOTING,POLE,2790MM R |  | Materials
WD0811 | REINFORCEMENT CAGE,3240MM ROD,CYL,'B' |  | Materials
WD0812 | REINFORCEMENT CAGE,3760MM ROD,CYL,'B' |  | Materials
WD0813 | REINFORCEMENT CAGE,FOOTING,POLE,3650MM R |  | Materials
WD0814 | REINFORCEMENT CAGE,FOOTING,POLE,2990MM R |  | Materials
WD0815 | REINFORCEMENT CAGE,FOOTING,POLE,3080MM R |  | Materials
WD0816 | REINFORCEMENT CAGE,FOOTING,POLE,3540MM R |  | Materials
WD0817 | REINFORCEMENT CAGE,FOOTING,POLE,2930MM R |  | Materials
WD0818 | REINFORCEMENT CAGE,FOOTING,POLE,3210MM R |  | Materials
WD0819 | REINFORCEMENT CAGE,FOOTING,POLE,3430MM R |  | Materials
WD0820 | REINFORCEMENT CAGE,FOOTING,POLE,3750MM R |  | Materials
WD0821 | REINFORCEMENT CAGE,FOOTING,POLE,3610MM R |  | Materials
WD0822 | REINFORCEMENT CAGE,FOOTING,POLE,3920MM R |  | Materials
WD0823 | REINFORCEMENT CAGE,FOOTING,POLE,4110MM R |  | Materials
WD0824 | REINFORCEMENT CAGE,FOOTING,POLE,4370MM R |  | Materials
WD0828 | REINFORCEMENT CAGE DEEP CORE CLASS B 7M |  | Materials
WD0901 | REINFORCEMENT CAGE,FOOTING,POLE,2050MM R |  | Materials
WD0902 | REINFORCEMENT CAGE,FOOTING,POLE,2050MM R |  | Materials
WD0903 | REINFORCEMENT CAGE,FOOTING,POLE,2700MM R |  | Materials
WD0904 | REINFORCEMENT CAGE,FOOTING,POLE,3150MM R |  | Materials
WD0905 | REINFORCEMENT CAGE,2650MM ROD,CYL,'C' |  | Materials
WD0906 | REINFORCEMENT CAGE,FOOTING,POLE,3000MM R |  | Materials
WD0907 | REINFORCEMENT CAGE,FOOTING,POLE,2950MM R |  | Materials
WD0908 | REINFORCEMENT CAGE,FOOTING,POLE,3250MM R |  | Materials
WD0909 | REINFORCEMENT CAGE,FOOTING,POLE,3950MM R |  | Materials
WD0910 | REINFORCEMENT CAGE,FOOTING,POLE,3350MM R |  | Materials
WD0911 | REINFORCEMENT CAGE,FOOTING,POLE,3950MM R |  | Materials
WD0912 | REINFORCEMENT CAGE,FOOTING,POLE,4500MM |  | Materials
WD0913 | REINFORCEMENT CAGE,FOOTING,POLE,4450MM R |  | Materials
WD0915 | REINFORCEMENT CAGE,FOOTING,POLE,3600MM R |  | Materials
WD0918 | REINFORCEMENT CAGE,FOOTING,POLE,3900MM R |  | Materials
WD0928 | REINFORCEMENT CAGE DEEP CORE CLASS B 8M |  | Materials
WD1010 | REINFORCEMENT CAGE,FOOTING,POLE,DEEP,234 |  | Materials
WD1011 | REINFORCEMENT CAGE,FOOTING,POLE,DEEP,235 |  | Materials
WD1012 | REINFORCEMENT CAGE,FOOTING,POLE,DEEP |  | Materials
WD1014 | REINFORCEMENT CAGE,FOOTING,POLE,DEEP,220 |  | Materials
WD1015 | REINFORCEMENT CAGE,FOOTING,POLE,DEEP,234 |  | Materials
WD1018 | REINFORCEMENT CAGE,FOOTING,POLE,DEEP,265 |  | Materials
WD1019 | REINFORCEMENT CAGE,FOOTING,POLE,DEEP,290 |  | Materials
WD1020 | REINFORCEMENT CAGE,FOOTING,POLE,DEEP,290 |  | Materials
WD1021 | REINFORCEMENT CAGE,FOOTING,POLE,DEEP,300 |  | Materials
WD1023 | REINFORCEMENT CAGE,FOOTING,POLE,DEEP,340 |  | Materials
WD1024 | REINFORCEMENT CAGE,FOOTING,POLE,DEEP,350 |  | Materials
WD1025 | REINFORCEMENT CAGE,FOOTING,POLE,DEEP,360 |  | Materials
WD1026 | REINFORCEMENT CAGE,FOOTING,POLE,DEEP,390 |  | Materials
WD1027 | REINFORCEMENT CAGE,4150MM ROD,CYL,'A' |  | Materials
WD1028 | REINFORCEMENT CAGE,FOOTING,POLE,DEEP,440 |  | Materials
WD1103 | REINFORCEMENT CAGE,1900MM ROD,CYL,'B' |  | Materials
WD1104 | REINFORCEMENT CAGE,FOOTING,POLE,DEEP,220 |  | Materials
WD1106 | REINFORCEMENT CAGE,FOOTING,POLE,DEEP,220 |  | Materials
WD1108 | REINFORCEMENT CAGE,FOOTING,POLE,DEEP,240 |  | Materials
WD1109 | REINFORCEMENT CAGE,FOOTING,POLE,DEEP,270 |  | Materials
WD1110 | REINFORCEMENT CAGE,FOOTING,POLE,DEEP,245 |  | Materials
WD1111 | REINFORCEMENT CAGE,FOOTING,POLE,DEEP,250 |  | Materials
WD1113 | REINFORCEMENT CAGE,FOOTING,2750MM ROD,CY |  | Materials
WD1114 | REINFORCEMENT CAGE,FOOTING,POLE,DEEP,270 |  | Materials
WD1115 | REINFORCEMENT CAGE,FOOTING,POLE,DEEP,280 |  | Materials
WD1116 | REINFORCEMENT CAGE,FOOTING,POLE,DEEP,320 |  | Materials
WD1118 | REINFORCEMENT CAGE,FOOTING,POLE,DEEP,290 |  | Materials
WD1119 | REINFORCEMENT CAGE,FOOTING,POLE,DEEP,310 |  | Materials
WD1120 | REINFORCEMENT CAGE,FOOTING,POLE,DEEP,340 |  | Materials
WD1123 | REINFORCEMENT CAGE,FOOTING,POLE,DEEP,375 |  | Materials
WD1124 | REINFORCEMENT CAGE,FOOTING,POLE,DEEP,365 |  | Materials
WD1125 | REINFORCEMENT CAGE,FOOTING,POLE,DEEP,390 |  | Materials
WD1126 | REINFORCEMENT CAGE,4400MM ROD,CYL,'B' |  | Materials
WD1127 | REINFORCEMENT CAGE,FOOTING,POLE,DEEP,450 |  | Materials
WD1128 | REINFORCEMENT CAGE,FOOTING,POLE,DEEP,450 |  | Materials
WD1203 | REINFORCEMENT CAGE,FOOTING,POLE,DEEP,240 |  | Materials
WD1204 | REINFORCEMENT CAGE,FOOTING,POLE,DEEP,250 |  | Materials
WD1205 | REINFORCEMENT CAGE,FOOTING,POLE,DEEP,230 |  | Materials
WD1208 | REINFORCEMENT CAGE,FOOTING,POLE,DEEP,270 |  | Materials
WD1209 | REINFORCEMENT CAGE,FOOTING,POLE,DEEP,290 |  | Materials
WD1211 | REINFORCEMENT CAGE,FOOTING,POLE,DEEP,290 |  | Materials
WD1213 | REINFORCEMENT CAGE,FOOTING,POLE,DEEP,330 |  | Materials
WD1215 | REINFORCEMENT CAGE,FOOTING,POLE,DEEP,290 |  | Materials
WD1216 | REINFORCEMENT CAGE,FOOTING,POLE,DEEP,320 |  | Materials
WD1218 | REINFORCEMENT CAGE,FOOTING,POLE,DEEP,310 |  | Materials
WD1219 | REINFORCEMENT CAGE,FOOTING,POLE,DEEP,330 |  | Materials
WD1220 | REINFORCEMENT CAGE,FOOTING,POLE,DEEP,365 |  | Materials
WD1221 | REINFORCEMENT CAGE,3400MM ROD,CYL,'C' |  | Materials
WD1222 | REINFORCEMENT CAGE,FOOTING,POLE,DEEP,365 |  | Materials
WD1223 | REINFORCEMENT CAGE,FOOTING,POLE,DEEP,390 |  | Materials
WD1224 | REINFORCEMENT CAGE,FOOTING,POLE,DEEP,415 |  | Materials
WD1225 | REINFORCEMENT CAGE,FOOTING,POLE,DEEP,440 |  | Materials
WD1226 | REINFORCEMENT CAGE,FOOTING,POLE,DEEP,465 |  | Materials
WD1227 | REINFORCEMENT CAGE,FOOTING,POLE,DEEP,490 |  | Materials
WD1228 | REINFORCEMENT CAGE,FOOTING,POLE,DEEP,540 |  | Materials
WD1400 | REINFORCING CAGE,6 X N20,VERTICLE BARS |  | Materials
WD1410 | PERIMETER BAR,N16, 1650MM LONG |  | Materials
WD1420 | LIGATURE,W8 X 400MM LONG |  | Materials
WD1500 | CAISSON,S/R PLASTIC FOOTING,750 X 6000 |  | Materials
WD1501 | CAISSON,S/R PLASTIC FOOTING,900 X 6000 |  | Materials
WD1502 | CAISSON,S/R PLASTIC FOOTING,1050 X 6000 |  | Materials
WD1503 | CAISSON,S/R PLASTIC FOOTING,1200 X 6000 |  | Materials
WD1504 | CAISSON,S/R PLASTIC FOOTING,1350 X 6000 |  | Materials
WD1505 | CAISSON,S/R PLASTIC FOOTING,1500 X 6000 |  | Materials
WD1506 | CAISSON,S/R PLASTIC FOOTING,1650 X 6000 |  | Materials
WD1507 | PIPE,PLASTIC,STEEL REINFORCED 375MM |  | Materials
WD1800 | CAISSON,FOOTING,POLE,750MM NBX310MM |  | Materials
WD1803 | CAISSON,FOOTING,POLE,750MM NBX610MM |  | Materials
WD1806 | CAISSON,FOOTING,POLE,750MM NBX1220MM |  | Materials
WD1809 | CAISSON,FOOTING,POLE,900MM NBX310MM |  | Materials
WD1812 | CAISSON,FOOTING,POLE,900MM NBX 610MM |  | Materials
WD1815 | CAISSON,FOOTING,POLE,900MM NBX1220MM |  | Materials
WD1821 | CAISSON,FOOTING,POLE,1050MM NBX310MM |  | Materials
WD1824 | CAISSON,FOOTING,POLE,1050MM NBX610MM |  | Materials
WD1827 | CAISSON,FOOTING,POLE,1050MM NBX1220MM |  | Materials
WD1833 | CAISSON,FOOTING,POLE,1200MM NBX310MM |  | Materials
WD1836 | CAISSON,FOOTING,POLE,1200MM NBX610MM |  | Materials
WD1839 | CAISSON,FOOTING,POLE,1200MM NBX1220MM |  | Materials
WD1859 | CAISSON,FOOTING,POLE,1500MM NBX310 MM |  | Materials
WD1868 | CAISSON,FOOTING,POLE,1500MM NBX1220 MM |  | Materials
WD1880 | CAISSON,FOOTING,POLE,1650MM NBX1220MM |  | Materials
WD2030 | CAISSON,FOOTING,POLE,BLACK POLYETHYLENE |  | Materials
WD2065 | CAISSON,FOOTING,P/LIGHT POLE,POLY,330OD |  | Materials
WD2070 | CAISSON,FOOTING,P/LIGHT POLE,POLY,380OD |  | Materials
WD2075 | CAISSON,FOOTING,T/F PIER,CLASS'A' |  | Materials
WD2080 | CAISSON,FOOTING,T/F PIER,CLASS 'B' |  | Materials
WD3031 | REINFORCEMENT,POLE,CIRC,230MM DIM 'Y' |  | Materials
WD3051 | REINFORCEMENT,POLE,CIRC,255MM DIM 'Y' |  | Materials
WD3061 | REINFORCEMENT,CIRC,2 BAR,355MM DIM 'Y' |  | Materials
WD3063 | REINFORCEMENT,CIRC,2 BAR,455MM DIM 'Y' |  | Materials
WD3111 | REINFORCEMENT,COFFIN,2 WAY,4 BAR,610MM |  | Materials
WD3113 | REINFORCEMENT,COFFIN,2 WAY,4 BAR,685MM |  | Materials
WD3115 | REINFORCEMENT,COFFIN,2 WAY,4 BAR,920MM |  | Materials
WD3141 | REINFORCEMENT,COFFIN,2 WAY,4 BAR,640MM |  | Materials
WD3143 | REINFORCEMENT,COFFIN,2 WAY,4 BAR,760MM |  | Materials
WD3145 | REINFORCEMENT,COFFIN,2 WAY,4 BAR,860MM |  | Materials
WD3147 | REINFORCEMENT SET,FOOTING,POLE,COFFIN,2 |  | Materials
WD3171 | REINFORCEMENT,COFFIN,2 WAY,4 BAR,800MM |  | Materials
WD3173 | REINFORCEMENT SET,FOOTING,POLE,COFFIN,2 |  | Materials
WD3175 | REINFORCEMENT SET,FOOTING,POLE,COFFIN,2 |  | Materials
WD3177 | REINFORCEMENT SET,FOOTING,POLE,COFFIN,2 |  | Materials
WD3201 | REINFORCEMENT,COFFIN,2 WAY,4 BAR,760MM |  | Materials
WD3203 | REINFORCEMENT SET,FOOTING,POLE,COFFIN,2 |  | Materials
WD3205 | REINFORCEMENT SET,FOOTING,POLE,COFFIN,2 |  | Materials
WD3207 | REINFORCEMENT SET,FOOTING,POLE,COFFIN,2 |  | Materials
WD3231 | REINFORCEMENT,COFFIN,2 WAY,4 BAR,800MM |  | Materials
WD3233 | REINFORCEMENT,COFFIN,2 WAY,4 BAR,880MM |  | Materials
WD3235 | REINFORCEMENT SET,FOOTING,POLE,COFFIN,2 |  | Materials
WD3237 | REINFORCEMENT SET,FOOTING,POLE,COFFIN,2 |  | Materials
WD3239 | REINFORCEMENT,COFFIN,2 WAY,4 BAR,1440MM |  | Materials
WD3291 | REINFORCEMENT,COFFIN,2 WAY,6 BAR,800MM |  | Materials
WD3293 | REINFORCEMENT,COFFIN,2 WAY,6 BAR,880MM |  | Materials
WD3295 | REINFORCEMENT SET,FOOTING,POLE,COFFIN,2 |  | Materials
WD3297 | REINFORCEMENT SET,FOOTING,POLE,COFFIN,2 |  | Materials
WD3299 | REINFORCEMENT,COFFIN,2 WAY,6 BAR,1440MM |  | Materials
WD3351 | REINFORCEMENT,COFFIN,2 WAY,6 BAR,760MM |  | Materials
WD3353 | REINFORCEMENT,2 WAY,6 BAR,900MM DIM 'Y' |  | Materials
WD3355 | REINFORCEMENT SET,FOOTING,POLE,COFFIN,2 |  | Materials
WD3357 | REINFORCEMENT SET,FOOTING,POLE,COFFIN,2 |  | Materials
WD3411 | REINFORCEMENT,COFFIN,2 WAY,6 BAR,880MM |  | Materials
WD3471 | REINFORCEMENT,COFFIN,2 WAY,6 BAR,840MM |  | Materials
WD3473 | REINFORCEMENT SET,FOOTING,POLE,COFFIN,2 |  | Materials
WD3475 | REINFORCEMENT SET,FOOTING,POLE,COFFIN,2 |  | Materials
WD3477 | REINFORCEMENT SET,FOOTING,POLE,COFFIN,2 |  | Materials
WD3533 | REINFORCEMENT SET,FOOTING,POLE,COFFIN,2 |  | Materials
WD3601 | REINFORCEMENT SET,FOOTING,POLE,COFFIN,2 |  | Materials
WD4000 | REINFORCING MESH,SL81,2400 X 1200MM |  | Materials
WD4001 | REINFORCEMENT BAR,N12,(BOTTOM EDGE ONLY) |  | Materials
XA1647 | CROSSARM,STEEL,LV,4200MM LG,75*75*3 SHS |  | Materials
XB1010 | BISCUITS,FAMILY ASSORTED,3KG BOX. |  | Materials
XB1042 | SUGAR,REFINED,WHITE,2KG. |  | Materials
XB1056 | TEA BAGS(WITH TAG)1000 PER CTN. |  | Materials
XB1126 | NESCAFE 43 BLEND, 700G TIN. |  | Materials
XB2023 | CUP,BX1000 CAPRI #6 FOAM CUPS 180ML |  | Materials
XB2450 | STICK,STIRRING,TEA/COFFEE,WOODEN |  | Materials
XD1354 | WIPES, ISO 6835 |  | Materials
XE3510 | HAT,SAFETY,WHITE,FRONT BRIM |  | Materials
XE3610 | STRAP,CHIN,FOR SAFETY CAP OR HAT. |  | Materials
XE3618 | SUN BRIM, WIDE BRIM WITH NECK FLAP |  | Materials
XE3642 | NECK FLAP,SAFETY HAT |  | Materials
XE4324 | BOOTS,OLIVER,55/245 BLACK WITH BUMP CAP |  | Materials
XE4325 | BOOTS,OLIVER,55/232 |  | Materials
XE4326 | BOOTS,MONGREL,(261020) |  | Materials
XE5403 | GLOVES, RIGGERS, LEATHER, MEDIUM |  | Materials
XE5501 | GLOVE,LINESPERSON'S,PVC,356MM,7-1/2,LH |  | Materials
XE5502 | GLOVE,LINESPERSON'S,PVC,356MM7-1/2,RH |  | Materials
XE5503 | GLOVE,LINESPERSON'S,PVC,356MM8-1/2,LH |  | Materials
XE5504 | GLOVE,LINESPERSON'S,PVC,356MM8-1/2,RH |  | Materials
XE5505 | GLOVE,LINESPERSON'S,PVC,356MM9-1/2,LH |  | Materials
XE5506 | GLOVE,LINESPERSON'S,PVC,356MM9-1/2,RH |  | Materials
XE5521 | GLOVES,ELECTRICAL WORKER'S,RUBBER,3300 V |  | Materials
XE5540 | GLOVES,RIGGERS,LEATHER, LARGE |  | Materials
XE5545 | GLOVES,POLYESTER/COTTON,MEDIUM |  | Materials
XE5547 | GLOVES,RIGGERS, LEATHER, SMALL |  | Materials
XE5564 | GLOVES,COTTON & 3/4 PVC COATED,MULTIFIT |  | Materials
XE5580 | GLOVES,BNF ULTRATECH PRO CUT S,SMALL |  | Materials
XE5582 | GLOVES,BNF ULTRATECH PRO CUT S,LARGE |  | Materials
XE5584 | INNER GLOVES / SEMLESS COTTON INNERS |  | Materials
XE5585 | GLOVES CLIP POLY BLACK |  | Materials
XE5590 | GLOVES,RIGGERS,LEATHER,EXTRA LARGE |  | Materials
XE5591 | GLOVE,RIGGER,LEATHER,SIZE X SMALL |  | Materials
XE5592 | GLOVE,LIVE LV,CLASS 00, X SMALL SIZE 7 |  | Materials
XE5593 | GLOVE,LEATHER OUTER PROTECTOR ,SIZE 7 |  | Materials
XE6706 | EAR MUFFS,HIGH ATTENUATION (YELLOW) |  | Materials
XE6742 | EAR PLUGS,FOAM,13MM DIAM X 19MM LONG |  | Materials
XE9168 | EXTINGUISHER,FIRE, POWDER,4.5 KGS |  | Materials
XE9172 | EXTINGUISHER,FIRE, WATER,9.0 LITRES. |  | Materials
XE9700 | EXTINGUISHER,FIRE,KNAP SACK,POLY,16L |  | Materials
XE9716 | KNAPSACK BRACKET,FOR 16 LITRE KNAPSACK |  | Materials
XL5255 | CLAMP,HOSE,2 TO 2-3/4 INCH SIZE,WORM DRI |  | Materials
XL5400 | CLAMP 'BAND-IT' JR I.D. 3/4" WIDTH 1/4" |  | Materials
XL5406 | CLAMP 'BAND-IT' JR I.D.1 3/8" WIDTH 1/4" |  | Materials
XL5414 | CLAMP 'BAND-IT' JR I.D.2" WIDTH 1/4" |  | Materials
XL5419 | CLAMP 'BAND-IT' JR I.D.2 3/4" WIDTH 1/4" |  | Materials
XN0319 | INSERT,COUPLING,DISC,FOR BRAMPTON 647261 |  | Materials
XN4144 | CHAIN,ROLLER,2591MM,204 LINKS |  | Materials
XX1150 | DESICCANT BAGS |  | Materials
XX1198 | BAG,PLASTIC,3050MM,FOR FORMERS |  | Materials
XX1200 | BAG,PLASTIC,WASTE ASBESTOS,CLEAR |  | Materials
XX1202 | BAG,POLY,2000X900MM,'CAUTION ASBESTOS |  | Materials
XX1222 | BAG,GARBAGE,PLASTIC,890MM X 350MM X 310M |  | Materials
XX1226 | BAG,GARBAGE,PLASTIC,GREEN,910 X 343MM |  | Materials
XX1230 | BAG, POLY LDPE NATURAL |  | Materials
XX1308 | BOX,STOWAGE,PLASTIC,295WX390LX195MM D |  | Materials
XX1309 | LID,TOTE BOX,PLASTIC,FOR ITEM XX1308 |  | Materials
XX1400 | CANISTER,POLYETHYLENE,FOR LIQUID FUSES |  | Materials
XX1403 | LIQUID FUSE BOX, NO 3,TRANSPORTATION |  | Materials
XX1404 | LIQUID FUSE BOX, NO 4,TRANSPORTATION |  | Materials
XX1501 | BAG,ASBESTOS DISPOSAL,YELLOW 500X600MM |  | Materials
XX1530 | BOX,CARDBOARD,346X320X270MM,FOLDING |  | Materials
XX1600 | NEBAR GREY N80 JOINTING 3MM THICK |  | Materials
XX1601 | NEBAR GREY N80 JOINTING 5MM THICK |  | Materials
XX1609 | NEBAR GREY N80 JOINTING 9.5MM THICK |  | Materials
XX1640 | ADHESIVE,PVC PIPE AND CONDUIT |  | Materials
XX1642 | ADHESIVE PVC BLUE PIPE CEMENT 500ML |  | Materials
XX1643 | ADHESIVE,'UNIFIX',WHITE PASTE,1.5kg |  | Materials
XX1644 | NEBAR GREY N80 JOINTING 1.5MM THICK |  | Materials
XX1647 | NEBAR GREY N80 JOINTING 6MM THICK |  | Materials
XX1649 | SILICONE,'ROOF & GUTTER' SEALANT,75G |  | Materials
XX1650 | SILICONE,'ROOF & GUTTER' CARTRIDGE 310 G |  | Materials
XX1700 | SHEET, PLASTIC LAMINATE 60X3X60MM |  | Materials
XX2089 | CLIP,SPRING TENSION,'TERRY',25MM(1IN). |  | Materials
XX2134 | RAG ON A ROLL,(R.O.A.R.)BLUE 245MM X 70M |  | Materials
XX2135 | TOWEL,RAG ON A ROLL,'ROAR'490MM X 75M |  | Materials
XX2138 | TORK HD CLOTHS,50X30CM,CARTON 360 |  | Materials
XX2139 | CHUX 00587 HANDTOWELS(WHITE CLOTHS) |  | Materials
XX2245 | CRATE,PLASTIC,(SCRAP BIN ON LINE TRUCKS) |  | Materials
XX2250 | BIN,RETURNABLE STORES BIN |  | Materials
XX2736 | DISPENSER,WHITE, ENAMEL, FOR ROAR ROLLS |  | Materials
XX3888 | GROMMET,1/2"ID X 1-1/32"OD X 23/64"THK |  | Materials
XX4643 | WATER BOTTLE ORANGE 750ML |  | Materials
XX4644 | STUBBY COOLERS 750ML SAPN LOGO |  | Materials
XX4860 | LETTER,STICK-ON, 35MM,'A',BLACK ON ALUM |  | Materials
XX4861 | LETTER,STICK-ON, 35MM,'B',BLACK ON ALUM |  | Materials
XX4862 | LETTER,STICK-ON, 35MM,'C',BLACK ON ALUM |  | Materials
XX4864 | LETTER,STICK-ON, 35MM,'E',BLACK ON ALUM |  | Materials
XX4868 | LETTER,STICK-ON, 35MM,'I',BLACK ON ALUM |  | Materials
XX4869 | LETTER,STICK-ON, 35MM,'J',BLACK ON ALUM |  | Materials
XX4875 | LETTER,STICK-ON, 35MM,'P',BLACK ON ALUM |  | Materials
XX4876 | LETTER,STICK-ON, 35MM,'Q',BLACK ON ALUMI |  | Materials
XX4881 | LETTER,STICK-ON, 35MM,'U',BLACK ON ALUM |  | Materials
XX4882 | LETTER,STICK-ON, 35MM,'V',BLACK ON ALUM |  | Materials
XX4883 | LETTER,STICK-ON, 35MM,'W',BLACK ON ALUM |  | Materials
XX4885 | LETTER,STICK-ON, 35MM,'Y',BLACK ON ALUM |  | Materials
XX4886 | LETTER,STICK-ON, 35MM,'Z',BLACK ON ALUM |  | Materials
XX5149 | LETTER,STICK-ON, 15MM,'J',BLACK ON GOLD |  | Materials
XX5151 | LETTER,STICK-ON, 15MM,'L',BLACK ON GOLD |  | Materials
XX5806 | MARLINE,COARSE,TARRED,2 PLY,60 M REEL. |  | Materials
XX6205 | PAPER,TOILET,850 SHEETS, 1 PLY ROLL |  | Materials
XX6324 | PEG,JARRAH,WHITE, 1.20M LG |  | Materials
XX6328 | PEG,JARRAH,80MM WHITE 150MM LG |  | Materials
XX6329 | PEG,JARRAH,80% RED, 150MM LG |  | Materials
XX6330 | PEG,JARRAH,60% WHITE, 230MM LG |  | Materials
XX6331 | PEG,JARRAH,60% RED, 230MM LG |  | Materials
XX6332 | PEG,JARRAH,60% WHITE, 300MM LG |  | Materials
XX6333 | PEG,JARRAH,80% RED, 300MM LG |  | Materials
XX6334 | PEG,JARRAH,RED/YELLOW, 300MM LG |  | Materials
XX6335 | PEG,JARRAH,WHITE/RED BANDS, 1.2M LG |  | Materials
XX6585 | PLATE,BLANK-(TO SPECIFY),STOCK NUMBER |  | Materials
XX6702 | PLASTIC SHEET,POLY,100M X 3M BLK |  | Materials
XX6705 | POLYETHYLENE SHEET, 0.2MM 50M L X 3M W |  | Materials
XX6735 | SHRINK WRAP,500MM W X 400M LG |  | Materials
XX6750 | LEAKAGE INSULATION MAT, CAP BANK, 5MM |  | Materials
XX7000 | RAGS,WIPING/CLEANING,10KG,10 BAG PACK |  | Materials
XX7348 | BICASEAL PUTTY,2 PART,1/2 KG |  | Materials
XX7702 | ROPE,POLYESTER, 8mm,PLAITED,200m |  | Materials
XX7704 | ROPE,POLYESTER, 10mm,PLAITED,100m |  | Materials
XX7712 | ROPE,POLYESTER,16MM,36KN,8 PLAIT |  | Materials
XX7728 | ROPE,POLYPROPOLENE,GREEN,8MM |  | Materials
XX7730 | ROPE,POLYPROPOLENE,NICKEL GREEN,12MM |  | Materials
XX7732 | ROPE,POLYPROPOLENE,GREEN,16MM,K-LINE |  | Materials
XX7738 | ROPE,POLYETHYLENE,YELLOW OR ORANGE,3MM |  | Materials
XX7740 | ROPE,POLYETHYLENE,BLUEYELLOW,6MM,TELSTRA |  | Materials
XX7741 | ROPE,P/ETHYLENE,YELLOW,6MM,SUB USE ONLY |  | Materials
XX7742 | ROPE,DOUBLE BRAID, RED 6MM, 100M REEL |  | Materials
XX7850 | ROPE,POLYETHYLENE,SILVER,16MM |  | Materials
XX8005 | SACK,CORN,HEAVY JUTE CONSTRUCTION. |  | Materials
XX8237 | LOCTITE 401,25 GM |  | Materials
XX8824 | TAPE,CLOTH,PETROLATUM,50MMX10M,TAKIWRAP |  | Materials
XX8829 | TAPE,ADHESIVE,MASKING,18MMX50M |  | Materials
XX8830 | TAPE,ADHESIVE,MASKING,24MMX50M |  | Materials
XX8835 | TAPE,REFLECTIVE,ORANGE,50X20MM STRIPS |  | Materials
XX8837 | TAPE,'FRAGILE',48MM X 66M LG,ORANGE |  | Materials
XX8860 | TAPE,THREAD SEAL PTFE,12MM X 10M ROLL |  | Materials
XX8870 | TAPE,PACKAGING,48MM X 75M |  | Materials
XX8945 | TISSUE,FACIAL,'LIVI 2 PLY 100 PACK |  | Materials
XX8960 | TOWEL,PAPER,ROLL,19CM X 90M,COMMERCIAL |  | Materials
XX8970 | OIL ABSORBENT MAT 90CM X 90CM |  | Materials
XX9105 | TWINE,FIBROUS,BINDER.812 METRES LONG. |  | Materials
XX9125 | TWINE,JUTE,MEDIUM,255M LONG |  | Materials
YA1800 | METER,KILOWATT HOUR,1PH,2 WIRE,100A |  | Materials
YA1800 | METER,KILOWATT HOUR,1PH,2 WIRE,100A |  | Materials
YA1800 | METER,KILOWATT HOUR,1PH,2 WIRE,100A |  | Materials
YA1800 | METER,KILOWATT HOUR,1PH,2 WIRE,100A |  | Materials
YA1828 | METER,KILOWATT HOUR,1PH,2 WIRE,100A |  | Materials
YA1828 | METER,KILOWATT HOUR,1PH,2 WIRE,100A |  | Materials
YA1870 | METER,SMO, ELECTRONIC,1PH,2 WIRE,100A |  | Materials
YA1871 | METER,SMB,ELECTRONIC,1PH,2 WIRE,100A |  | Materials
YA1871 | METER,SMB,ELECTRONIC,1PH,2 WIRE,100A |  | Materials
YA1872 | METER,SMB,1PH,2 WIRE,100A,IMPORT/EXPORT |  | Materials
YA1872 | METER,SMB,1PH,2 WIRE,100A,IMPORT/EXPORT |  | Materials
YA1873 | METER,ELECTRONIC,1PH,2 WIRE,100A |  | Materials
YA1873 | METER,ELECTRONIC,1PH,2 WIRE,100A |  | Materials
YA1874 | METER,ELECTRONIC,1PH,2WIRE,100A,IMP/EXP |  | Materials
YA1874 | METER,ELECTRONIC,1PH,2WIRE,100A,IMP/EXP |  | Materials
YA2800 | METER,KILOWATT HOUR,1PH,2 RATE,100A |  | Materials
YA2800 | METER,KILOWATT HOUR,1PH,2 RATE,100A |  | Materials
YA4925 | METER,KWh,1 PH,2 WIRE,100A ELECTRONIC |  | Materials
YA4926 | METER,KWh,1 PH,2 WIRE,100A ELECTRONIC |  | Materials
YA4926 | METER,KWh,1 PH,2 WIRE,100A ELECTRONIC |  | Materials
YA4928 | METER,KWh,1 PH,2 WIRE,100A,IMPORT/EXPORT |  | Materials
YA4928 | METER,KWh,1 PH,2 WIRE,100A,IMPORT/EXPORT |  | Materials
YA4930 | METER,1 PH,2 WIRE,100A,IMP/EXP PLUG IN |  | Materials
YA4930 | METER,1 PH,2 WIRE,100A,IMP/EXP PLUG IN |  | Materials
YA4935 | METER,1 PH,2 WIRE,100A, PLUG IN |  | Materials
YA4935 | METER,1 PH,2 WIRE,100A, PLUG IN |  | Materials
YA4938 | METER,KWh,1 PH,2 WIRE,100A,IMPORT/EXPORT |  | Materials
YA4971 | METER,KILOWATT HOUR,1PH,2 WIRE,100A |  | Materials
YA4971 | METER,KILOWATT HOUR,1PH,2 WIRE,100A |  | Materials
YA4972 | METER,KILOWATT HOUR,1PH,2 WIRE,100A |  | Materials
YA4972 | METER,KILOWATT HOUR,1PH,2 WIRE,100A |  | Materials
YA4973 | METER,FRC, IMPORT/EXPORT :NILSEN |  | Materials
YA4973 | METER,FRC, IMPORT/EXPORT :NILSEN |  | Materials
YA6801 | METER,ELECTRONIC,1PH 2 WIRE,100 AMP AMI |  | Materials
YA6801 | METER,ELECTRONIC,1PH 2 WIRE,100 AMP AMI |  | Materials
YA6802 | METER,ELECTRONIC,1PH 2 WIRE,100 AMP AMI |  | Materials
YA6802 | METER,ELECTRONIC,1PH 2 WIRE,100 AMP AMI |  | Materials
YA6828 | METER,KWH,2 WIRE,100A,LOAD PROFILE |  | Materials
YA6828 | METER,KWH,2 WIRE,100A,LOAD PROFILE |  | Materials
YC1600 | METER,KILOWATT HOUR,2PH,3 WIRE,60A |  | Materials
YC1600 | METER,KILOWATT HOUR,2PH,3 WIRE,60A |  | Materials
YC1900 | METER,KILOWATT HOUR,2PH,3 WIRE,100A |  | Materials
YC1900 | METER,KILOWATT HOUR,2PH,3 WIRE,100A |  | Materials
YC2600 | METER,KILOWATT HOUR,2PH,3 WIRE,60A |  | Materials
YC2600 | METER,KILOWATT HOUR,2PH,3 WIRE,60A |  | Materials
YC2900 | METER,KILOWATT HOUR,2PH,3 WIRE,120A |  | Materials
YC2900 | METER,KILOWATT HOUR,2PH,3 WIRE,120A |  | Materials
YD1800 | METER,KILOWATT HOUR,2PH,3 WIRE,F/RATE |  | Materials
YD2800 | METER.KILOWATT HOUR,2 PHASE,3 WIRE,415V, |  | Materials
YD2800 | METER.KILOWATT HOUR,2 PHASE,3 WIRE,415V, |  | Materials
YH2500 | TIME SWITCH,SYN.RESERVE SPRING,2 X 30A,R |  | Materials
YH2500 | TIME SWITCH,SYN.RESERVE SPRING,2 X 30A,R |  | Materials
YH2600 | TIME SWITCH, ELECTRONIC,30 AMP |  | Materials
YH2600 | TIME SWITCH, ELECTRONIC,30 AMP |  | Materials
YH2613 | TIME SW,100A,1P,'HORSTMANN' VA MK14 |  | Materials
YH2613 | TIME SW,100A,1P,'HORSTMANN' VA MK14 |  | Materials
YH2686 | TIME SWITCH,DIGITAL, 50 AMP EC14 MODEL |  | Materials
YH2686 | TIME SWITCH,DIGITAL, 50 AMP EC14 MODEL |  | Materials
YH8400 | TIME SWITCH, 20A |  | Materials
YH8400 | TIME SWITCH, 20A |  | Materials
YN2100 | METER,KILOWATT HOUR,3 PHASE,3 WIRE,110V, |  | Materials
YN2100 | METER,KILOWATT HOUR,3 PHASE,3 WIRE,110V, |  | Materials
YN2500 | METER,KILOWATT HOUR,3 PHASE,3 WIRE,110V, |  | Materials
YN2500 | METER,KILOWATT HOUR,3 PHASE,3 WIRE,110V, |  | Materials
YN6100 | METER,KILOWATT HOUR,3 PHASE,3 WIRE,1A,RE |  | Materials
YN6100 | METER,KILOWATT HOUR,3 PHASE,3 WIRE,1A,RE |  | Materials
YN6187 | METER,3 PH,1(4)A,CLASS 0.5S,LOAD PROFILE |  | Materials
YN6500 | METER,KILOWATT HOUR,3 PH,3 WIRE,110V |  | Materials
YN6500 | METER,KILOWATT HOUR,3 PH,3 WIRE,110V |  | Materials
YN6587 | METER,3PH,5(20)A,CLASS 0.5S,LOAD PROFILE |  | Materials
YP0300 | CT,415V AC RATING, 200AMPS,"S" TYPE |  | Materials
YP0300 | CT,415V AC RATING, 200AMPS,"S" TYPE |  | Materials
YP0700 | CT,415V AC RATING, 800 AMPS,"T" TYPE |  | Materials
YP0700 | CT,415V AC RATING, 800 AMPS,"T" TYPE |  | Materials
YP0900 | CT,415V,3000A,1500/5,15VA,CLASS 0.5S |  | Materials
YP0900 | CT,415V,3000A,1500/5,15VA,CLASS 0.5S |  | Materials
YP1000 | CT,415V AC,3000A,LARGE HOLED TYPE |  | Materials
YP1334 | CT,3300V AC,200A,"AEI INDUST. |  | Materials
YP1634 | CT,3300V AC,600A, "AIE INDUST. |  | Materials
YP1634 | CT,3300V AC,600A, "AIE INDUST. |  | Materials
YP1921 | CT,3300V AC,3000A,"BALDWIN |  | Materials
YP1951 | CT,3300V AC,3000A,'MODERN PRODUCTS' |  | Materials
YP4041 | CT,11000V AC,20A,'WILSON ELECTRICS' |  | Materials
YP4100 | CT,11000V AC,RATED TO 40A,METERING TYPE |  | Materials
YP4151 | CT,11000V AC,20A,'MODERN PRODUCTS' |  | Materials
YP4241 | CT,11000V AC,100A,'WILSON ELECTRICS' |  | Materials
YP4314 | CT,11000V AC,200A,'ENDURNACE ELECTRIC' |  | Materials
YP4321 | CT,11000V AC,200A,'BALDWIN' |  | Materials
YP4351 | CT,11000V AC,200A,'MODERN PRODUCTS' |  | Materials
YP4441 | CT,11000V AC,20A,' WILSON ELECTRICS' |  | Materials
YP4621 | CT,11000V AC,600A,'BALDWIN' |  | Materials
YP4634 | CT,11000V AC,600A,'AEI INDUST' |  | Materials
YP4651 | CT,11000V AC,600A,'MODERN PRODUCTS' |  | Materials
YP4951 | TRANSFORMER,CURRENT,11000V AC,RATED TO 3 |  | Materials
YP5251 | CT,33000V AC,100A,'MODERN PRODUCTS' |  | Materials
YP5351 | CT,33000V AC,200A,'MODERN PRODUCTS' |  | Materials
YP5721 | CT,33000V AC,800A,'BALDWIN' |  | Materials
YQ1115 | VT,3300V AC,40A,'ENDURANCE ELECTRIC' |  | Materials
YQ1115 | VT,3300V AC,40A,'ENDURANCE ELECTRIC' |  | Materials
YQ1352 | VT,3300V AC,40A,RECON S/NO.IS 1010533 |  | Materials
YQ1352 | VT,3300V AC,40A,RECON S/NO.IS 1010533 |  | Materials
YQ3115 | VT,7600V AC,40A,'ENDURANCE ELECTRIC' |  | Materials
YQ4115 | VT,11000V AC,40A,'ENDURANCE ELECTRIC' |  | Materials
YQ4115 | VT,11000V AC,40A,'ENDURANCE ELECTRIC' |  | Materials
YQ4122 | VT,11000V AC,40A,'BALDWIN' |  | Materials
YQ4142 | VT,11000V AC,40A,'WILSON ELECTRICS' |  | Materials
YQ4152 | VT,11000V AC,40A,'MODERN PRODUCTS' |  | Materials
YQ4322 | VT,11000V AC,200A,'BALDWIN' |  | Materials
YQ4352 | VT,11000V AC,200A,'MODERN PRODUCTS' |  | Materials
YQ5000 | VT,POTENTIAL,33000V AC,20A,RECON S/NO.IS |  | Materials
YQ5100 | TRANSFORMER,POTENTIAL,33000V AC,40A,RECO |  | Materials
YQ5152 | TRANSFORMER,33000V AC,40A,'MODERN PROD' |  | Materials
YR1600 | RELAY,30A,SWD,RECON S/NO.IS 1010511 |  | Materials
YR1600 | RELAY,30A,SWD,RECON S/NO.IS 1010511 |  | Materials
YR3600 | CONTACTOR,3P,30A,RECOND |  | Materials
YR3600 | CONTACTOR,3P,30A,RECOND |  | Materials
YR3800 | CONTACTOR,3P,100A, (RES), 60A (IND) |  | Materials
YS0001 | TERMINAL COVER,SHORT,75MM LG X 165MM WI |  | Materials
YS0002 | TERMINAL COVER,SHORT,110MM LG X 165MM WI |  | Materials
YS0003 | TERMINAL COVER,SHORT,80MM LG X 175MM WI |  | Materials
YS0004 | TERMINAL COVER,LONG,117MM LG X 165MM WI |  | Materials
YS1600 | METER,KILOWATT HOUR,3PH,4 WIRE,60A |  | Materials
YS1600 | METER,KILOWATT HOUR,3PH,4 WIRE,60A |  | Materials
YS1600 | METER,KILOWATT HOUR,3PH,4 WIRE,60A |  | Materials
YS1600 | METER,KILOWATT HOUR,3PH,4 WIRE,60A |  | Materials
YS1800 | METER,3PH,4 WIRE,5/105 AMP (FLAT RATE) |  | Materials
YS1800 | METER,3PH,4 WIRE,5/105 AMP (FLAT RATE) |  | Materials
YS1840 | METER,3PH,4 WIRE,10/125 AMP (FLAT RATE) |  | Materials
YS1840 | METER,3PH,4 WIRE,10/125 AMP (FLAT RATE) |  | Materials
YS1900 | METER,KILOWATT HOUR,3PH,4 WIRE,120A |  | Materials
YS1900 | METER,KILOWATT HOUR,3PH,4 WIRE,120A |  | Materials
YS2600 | METER,KILOWATT HOUR,3PH,4 WIRE,60A |  | Materials
YS2600 | METER,KILOWATT HOUR,3PH,4 WIRE,60A |  | Materials
YS2800 | METER,3PH,4 WIRE,5/105AMP (MULTI RATE) |  | Materials
YS2800 | METER,3PH,4 WIRE,5/105AMP (MULTI RATE) |  | Materials
YS2840 | METER,3PH,4 WIRE,10/125AMP (MULTI RATE) |  | Materials
YS2840 | METER,3PH,4 WIRE,10/125AMP (MULTI RATE) |  | Materials
YS2850 | METER,3PH,4 WIRE,10/125A, WC |  | Materials
YS2850 | METER,3PH,4 WIRE,10/125A, WC |  | Materials
YS2900 | METER,KILOWATT HOUR,3PH,4 WIRE,120A |  | Materials
YS2900 | METER,KILOWATT HOUR,3PH,4 WIRE,120A |  | Materials
YS4800 | METER,K/W HOUR,3 PH,4 WIRE,DIRECT CONNEC |  | Materials
YS4827 | METER,3 PH,4 WIRE,10-125A,IMPORT/EXPORT |  | Materials
YS4827 | METER,3 PH,4 WIRE,10-125A,IMPORT/EXPORT |  | Materials
YS4830 | METER,3 PH,4 WIRE,10-125A,IMPORT/EXPORT |  | Materials
YS4830 | METER,3 PH,4 WIRE,10-125A,IMPORT/EXPORT |  | Materials
YS6550 | METER,3 PHASE,4 WIRE,10-125A,WC,CLASS1.0 |  | Materials
YS6550 | METER,3 PHASE,4 WIRE,10-125A,WC,CLASS1.0 |  | Materials
YS6801 | METER,ELECTRONIC,3PH 4 WIRE,100 AMP AMI |  | Materials
YS6801 | METER,ELECTRONIC,3PH 4 WIRE,100 AMP AMI |  | Materials
YS6802 | METER,ELECTRONIC,3PH 4 WIRE,100 AMP AMI |  | Materials
YS6802 | METER,ELECTRONIC,3PH 4 WIRE,100 AMP AMI |  | Materials
YS6830 | METER,3 PH,4 WIRE,10-125A, LOAD PROFILE |  | Materials
YS6830 | METER,3 PH,4 WIRE,10-125A, LOAD PROFILE |  | Materials
YT1800 | METER,KILOWATT HOUR,3PH,4 WIRE,415V |  | Materials
YT1800 | METER,KILOWATT HOUR,3PH,4 WIRE,415V |  | Materials
YT2800 | METER,KILOWATT HOUR,3PH,4 WIRE,415V,10A |  | Materials
YT2800 | METER,KILOWATT HOUR,3PH,4 WIRE,415V,10A |  | Materials
YU2500 | METER,KILOWATT HOUR,3PH,4 WIRE,415V,5A |  | Materials
YU2500 | METER,KILOWATT HOUR,3PH,4 WIRE,415V,5A |  | Materials
YU6000 | DM-1 COMMUNICATIONS MODULE c/w ANTENNA |  | Materials
YU6500 | METER,KILOWATT HOUR,3 PHASE,4 WIRE,240V, |  | Materials
YU6500 | METER,KILOWATT HOUR,3 PHASE,4 WIRE,240V, |  | Materials
YU6527 | METER,3 PH,4 WIRE,5-20A,ELECTRONIC "CT" |  | Materials
YU6527 | METER,3 PH,4 WIRE,5-20A,ELECTRONIC "CT" |  | Materials
YU6528 | METER,3 PH,4 WIRE,1-10A,CT,IMPORT/EXPORT |  | Materials
YU6528 | METER,3 PH,4 WIRE,1-10A,CT,IMPORT/EXPORT |  | Materials
YU6529 | METER,3 PH,4 WIRE,1-10A,CT,(STANDARD) |  | Materials
YU6529 | METER,3 PH,4 WIRE,1-10A,CT,(STANDARD) |  | Materials
YU6530 | METER,3 PH,4 WIRE,5-20A,ELECTRONIC "CT" |  | Materials
YU6530 | METER,3 PH,4 WIRE,5-20A,ELECTRONIC "CT" |  | Materials
YU6550 | METER,3 PHASE,4 WIRE,1-10A,CT,CLASS 0.5 |  | Materials
YU6550 | METER,3 PHASE,4 WIRE,1-10A,CT,CLASS 0.5 |  | Materials
YU9500 | METER,KILOWATT HOUR,3PH,4 WIRE,3 RATE |  | Materials
YW6187 | METER,3 PH,1(4)A,CLASS 0.5S,LOAD PROFILE |  | Materials
YW6500 | METER,KILOWATT HOUR,3 PHASE,4 WIRE,63.5V |  | Materials
YW6587 | METER,3PH,5(20)A,CLASS 0.5S,LOAD PROFILE |  | Materials
YX3800 | BLOCK,TEST,WATTHOUR METER,3PH,10A |  | Materials
YZ4000 | KIT,VOLTAGE T/F RETROFIT,for 11Kv Cubicl |  | Materials
YZ4300 | CABINET,HV METERING,11KV,200A |  | Materials
YZ4600 | CABINET,CUBICLE TYPE,11KV,400A,HIGH VOLT |  | Materials
YZ4800 | CABINET,CUBICLE TYPE,11KV,1000A,HV |  | Materials
YZ4900 | CABINET,CUBICLE TYPE,11KV,1000A,HV |  | Materials
ZA1052 | X-ARM,33KV,WISHBONE,125X75X10MM ANGLE |  | Materials
ZA1056 | X-ARM,33kV,WISHBONE,150X90X10MM ANGLE |  | Materials
ZA1061 | X-ARM,33kV,WISHBONE,127X127X10MM |  | Materials
ZA1074 | X-ARM,66kV,WISHBONE,LINE,127X76X10MM |  | Materials
ZA1078 | X-ARM,66KV,WISHBONE,152 X 102 X 13MM ANG |  | Materials
ZA1083 | X-ARM,66KV,WISHBONE,127X127X10MM ANGLE |  | Materials
ZA1084 | X-ARM,66KV,WISHBONE,5"X 5"X 3/8"ANGLE |  | Materials
ZA1099 | X-ARM,66KV,WISHBONE,BRACED,250 UC POLE |  | Materials
ZA1100 | X-ARM,66KV,WISHBONE,BRACED,310 UC POLE |  | Materials
ZA1127 | X-ARM,132kV,WISHBONE,LINE,200X100MM RHS |  | Materials
ZA1136 | X-ARM,132kV,WISHBONE,LINE,200X100X4MM |  | Materials
ZA1137 | X-ARM,132kV,WISHBONE,LINE,150X100X4MM |  | Materials
ZA1164 | X-ARM,132kV,WISHBONE,BRACED #4 |  | Materials
ZA1165 | X-ARM,132kV,WISHBONE,BRACED #5 |  | Materials
ZA1168 | X-ARM,132kV,WISHBONE,BRACED #8 |  | Materials
ZA1205 | X-ARM,11KV,PITCHFORK,3 PH,LIGHT DUTY |  | Materials
ZA1206 | X-ARM,11kV,PITCHFORK,1PH,LIGHT DUTY |  | Materials
ZA1207 | X-ARM,11kV,PITCHFORK,3PH,HEAVY DUTY |  | Materials
ZA1208 | X-ARM,11kV,PITCHFORK,1PH,H/D,1200MM |  | Materials
ZA1255 | X-ARM,33kV,PITCHFORK,1PH,1.8M SPACING |  | Materials
ZA1257 | X-ARM,33kV,PITCHFORK,1PH,3000MM SPACING |  | Materials
ZA1270 | X-ARM,33KV,FLAT,INSULATOR & LBS SUPPORT |  | Materials
ZA1271 | X-ARM,33KV,VERT'L POST INSULATOR SUPPORT |  | Materials
ZA1450 | X-ARM,CMEN CONDUCTOR FLAT SUSPENSION 700 |  | Materials
ZA1603 | X-ARM,LV,FLAT,4 PINS,2M LG,75X75X3MM SHS |  | Materials
ZA1604 | X-ARM,LV & 11KV,FLAT,4 PINS,2M,75MM SHS |  | Materials
ZA1609 | X-ARM,LV,FLAT,5 PIN,2700 LONG, H/DUTY |  | Materials
ZA1615 | X-ARM,LV,FLAT,4 PINS,3M,75MM SHS |  | Materials
ZA1618 | X-ARM,LV,FLAT,4 PINS,3M LG,SHS,DEAD END |  | Materials
ZA1623 | X-ARM,LV,FLAT,1052MM,ISOL SW & ABC |  | Materials
ZA1644 | X-ARM,11kV & LV,FLAT,ALLEY ARM,ABC,1M LG |  | Materials
ZA1646 | X-ARM,LV,FLAT,ALLEY ARM,5 PINS,3.2M LG |  | Materials
ZA1647 | CROSSARM,STEEL,LV,4200MM LG,75*75*6 SHS |  | Materials
ZA1703 | X-ARM,11kV,FLAT,LINE,PIN CONST,2100MM |  | Materials
ZA1706 | X-ARM,11kV,FLAT,LINE,SUSPENSION,3750MM |  | Materials
ZA1709 | X-ARM 11KV,FLAT,LINE,3.75M LG,PIN CONST |  | Materials
ZA1721 | X-ARM,11kV,FLAT,ANGLE,PIN CONST,2100MM |  | Materials
ZA1725 | X-ARM,11kV,FLAT,RAILWAY CROSSING,3100MM |  | Materials
ZA1736 | X-ARM,11kV,FLAT,BRACE & DEAD END,2M,SHS |  | Materials
ZA1741 | X-ARM,11kV,FLAT,1PH,FUSE/ISOLATOR,1950MM |  | Materials
ZA1742 | X-ARM,11kV,FLAT,3PH,FUSE/ISOLATOR,2490MM |  | Materials
ZA1745 | X-ARM,11kV,FLAT,3PH,FUSE/ISOLATOR,2850MM |  | Materials
ZA1746 | X-ARM,11kV,FLAT,3PH,FUSE/ISOLATOR,2850MM |  | Materials
ZA1748 | X-ARM,11kV,FLAT,3PH,FUSE/ISOLATOR,3430MM |  | Materials
ZA1750 | X-ARM,6.35/11KV,FLAT,1PH,RHS,FUSE MOU |  | Materials
ZA1758 | X-ARM,11/33kV,FLAT,ALLEY ARM,3.2M,SHS |  | Materials
ZA1759 | CROSSARM,STEEL,4200MMLG 75*75*6 SHS |  | Materials
ZA1830 | X-ARM,19kV,FLAT,SWER,ALLEY ARM,790MM |  | Materials
ZA1910 | X-ARM,FLAT,STEEL,33/66kV LINE POLE |  | Materials
ZA1923 | X-ARM,33/66kV,FLAT/BOW TYPE 460MM DIM |  | Materials
ZA1924 | X-ARM,33/66kV,FLAT/BRACE/D/E,565MM DIM |  | Materials
ZA1925 | X-ARM,33/66kV,FLAT/BOW,BRACE/DEAD END,4M |  | Materials
ZA1926 | X-ARM,33/66kV,FLAT/,BRACE/D/END,320MM |  | Materials
ZA1927 | X-ARM,33/66kV,FLAT/BOW,BRACE/D/END,360MM |  | Materials
ZA1928 | X-ARM,33/66kV,FLAT/BOW,BRACE/D/END,460MM |  | Materials
ZA1929 | X-ARM,33/66kV,FLAT/BOW,BRACE/D/END,565MM |  | Materials
ZA1930 | X-ARM,33/66kV,FLAT/BOW,BRACE/D/END,670MM |  | Materials
ZA1933 | X-ARM,33kV,FLAT,BRACE/DEAD END,3100MM |  | Materials
ZA1934 | X-ARM,33kV,FLAT,BRACE/D/ END,102X102X10 |  | Materials
ZA1936 | X-ARM,33kV,FLAT,BRACE/DEAD END,125MM SHS |  | Materials
ZA1939 | X-ARM,33kV,FLAT,BRACE/DEAD END,100X100X9 |  | Materials
ZA1945 | X-ARM,33kV,FLAT,FUSE/INSULATOR,3M |  | Materials
ZA1948 | X-ARM,33kV,FLAT,FUSE/ISOLATOR,4M,STRAIN |  | Materials
ZA1949 | X-ARM,STEEL 11kV&33kV FLAT 2WAY FUSE |  | Materials
ZA1950 | X-ARM,33KV,S & C HORIZONTAL FUSE,STRAIN |  | Materials
ZA1951 | X-ARM,33KV,FLAT,S&C,HORZ,FUSE,4M,STRAIN |  | Materials
ZA1952 | X-ARM, 66KV,FLAT,VERT POST,127 X 127 X |  | Materials
ZA1953 | X-ARM,66KV,FLAT,3.2M,100X100MM SHS |  | Materials
ZA1980 | X-ARM,66kV EARTHWIRE,DOUBLE CIRCUIT |  | Materials
ZA1981 | X-ARM,66kV EARTHWIRE,DOUBLE CIRCUIT |  | Materials
ZA1982 | ALLEY ARM,66kV EARTHWIRE,SINGLE |  | Materials
ZA1983 | ALLEY ARM,66kV EARTHWIRE,DOUBLE |  | Materials
ZA2005 | X-ARM,275kV,TWIN POLE STRUCTURE |  | Materials
ZA2507 | X-ARM,66kV,FLAT,SUBSTATION,SINGLE TYPE |  | Materials
ZA2520 | X-ARM,66KV,LANDIND SPAN |  | Materials
ZA2521 | CROSSARM,66kV SURGE ARRESTOR MOUNTING |  | Materials
ZA2601 | X-ARM,ANGLE,66kV,310UC |  | Materials
ZA2602 | X-ARM,ANGLE,66kV,250UC |  | Materials
ZA2603 | X-ARM,ANGLE,66kV,200UC |  | Materials
ZA2604 | X-ARM,ANGLE,66kV,200UC |  | Materials
ZA3000 | EXTENSION,POLE,1280MM,DISC & POST INSUL. |  | Materials
ZA3001 | EXTENSION,POLE,1280MM,DISC INSUL,TRIANGL |  | Materials
ZA3020 | EXTENSION,POLE,11kV ALLEY ARM,2735MM |  | Materials
ZA3110 | EXTENSION,POLE,1816MM,VERT POST INSUL. |  | Materials
ZA3126 | EXTENSION,POLE,1200MM,FOR ZA1206 X-ARMS |  | Materials
ZA3128 | EXTENSION,POLE,1M,FOR ZA1208 X-ARM |  | Materials
ZA3134 | EXTENSION,POLE,1.5M,FOR ZA1254,X-ARM |  | Materials
ZA3135 | EXTENSION,POLE,1430MM,FOR ZA1255 X-ARM |  | Materials
ZA3136 | EXTENSION,POLE,1870MM,IUC INSULATORS |  | Materials
ZA3137 | BRACKET,INSULATOR,PIN TYPE,POLE MOUNTED |  | Materials
ZA3138 | EXTENSION,POLE,2.4M,75MM RHS,1 PIN INSUL |  | Materials
ZA3153 | BRACKET,EXTENSION,STOBIE POLE EARTHWIRE |  | Materials
ZA3154 | BRACKET,EXTENSION,STOBIE POLE EARTHWIRE |  | Materials
ZA3155 | EXTENSION,POLE,'L'SUSPENSION TYPE,3290MM |  | Materials
ZA3162 | EXTENSION,POLE,M/S CHANNEL,1228MM LONG |  | Materials
ZA3164 | EXTENSION,POLE,M/S CHANNEL,1980MM LONG |  | Materials
ZA3167 | EXTENSION PIECE,STEEL,POLE MOUNTED |  | Materials
ZA3168 | EXTENSION,POLE,M/S CHANNEL,2.7M LONG |  | Materials
ZA3171 | BRACKET,EXTENSION,STOBIE POLE,2765X360MM |  | Materials
ZA3172 | BRACKET,EXTENSION,STOBIE POLE,3280X360MM |  | Materials
ZA3173 | BRACKET,EXTENSION,STOBIE POLE,2800X460MM |  | Materials
ZA3174 | BRACKET,EXTENSION,STOBIE POLE,3280X460MM |  | Materials
ZA3176 | BRACKET,EXTENSION,STOBIE POLE EARTHWIRE |  | Materials
ZA3178 | BRACKET,EXTENSION,STOBIE POLE,3280X670MM |  | Materials
ZA3179 | BRACKET,WISHBONE EXTENSION PIECE |  | Materials
ZA3180 | EXTENSION PIECE,STRAIN CONSTRUCTION |  | Materials
ZA3181 | EXTENSION PIECE,STRAIN CONSTRUCTION |  | Materials
ZA3182 | BRACKET,EARTH WIRE,X-ARM EXT,1010M |  | Materials
ZA3190 | EXTENSION PIECE FOR 66kV EARTHWIRE |  | Materials
ZA3191 | EXTENSION PIECE FOR 66kV EARTHWIRE |  | Materials
ZA3192 | EXTENSION,66kV EARTHWIRE DOUBLE CIRCUIT |  | Materials
ZA3500 | STEELWORK FOR 3 POLES,TRANSFORMER |  | Materials
ZA4010 | BRACE, ANGLE, CROSSARM, LVR ARRANGEMENT |  | Materials
ZA4011 | BRACE,X-ARM,710MM,40X40X6MM ANGLE |  | Materials
ZA4012 | BRACE,CROSSARM,3335MM LG,75*75*5 ANGLE |  | Materials
ZA4013 | BRACE,X-ARM,1422MM,40X40X6MM ANGLE |  | Materials
ZA4014 | BRACE,X-ARM,736MM,50X50X6MM ANGLE |  | Materials
ZA4015 | BRACE,X-ARM,812MM,55X55X6MM ANGLE |  | Materials
ZA4016 | BRACE,X-ARM,968MM,50X50X6MM ANGLE |  | Materials
ZA4017 | BRACE,X-ARM,1422MM,55X55X6MM ANGLE |  | Materials
ZA4018 | BRACE,X-ARM,2463MM,75X75X5MM ANGLE |  | Materials
ZA4020 | BRACE, CROSSARM,3335MM LG 75X75X8 ANGLE |  | Materials
ZA4021 | BRACE,BOW,2000 CRS,FOR 3000 & 4000 MM |  | Materials
ZA4022 | BRACE,BOW,2003 CRS, FOR 3000 & 4000MM |  | Materials
ZA4023 | BRACE,BOW,2027 CRS FOR 3000 & 4000MM |  | Materials
ZA4024 | BRACE,BOW,1388 CRS FOR 3000 & 4000MM |  | Materials
ZA4025 | BRACE,BOW,1392 CRS FOR 3000 & 4000MM |  | Materials
ZA4026 | BRACE,BOW,1414 CRS FOR 3000 & 4000MM |  | Materials
ZA4031 | BRACE,BOW,1407 CRS FOR ZA99XX SERIES |  | Materials
ZA4032 | BRACE,BOW,1397 CRS FOR ZA99XX SERIES |  | Materials
ZA4053 | ,X-ARM,710MM,40X3MM FLAT,GALV |  | Materials
ZA9930 | X-ARM,33/66kV,BOW,BRACE SPEC B=700MM |  | Materials
ZA9931 | X-ARM,33/66kV,BOW,BRACE SPEC B =723MM |  | Materials
ZA9932 | X-ARM,33/66kV,BOW,BRACE,SPEC B = 746MM |  | Materials
ZA9933 | X-ARM,33/66KV,FLAT,250UC |  | Materials
ZA9934 | X-ARM,33/66kV,FLAT,310UC |  | Materials
ZA9935 | X-ARM,33/66kV,BOW,BRACE SPEC B=593MM |  | Materials
ZA9936 | X-ARM,33/66kV,BOW,BRACE SPEC B=624MM |  | Materials
ZA9937 | X-ARM,33/66kV,BOW,BRACE SPEC B=765MM |  | Materials
ZA9938 | X-ARM,33/66kV,BOW,BRACE SPEC B=735MM |  | Materials
ZA9939 | X-ARM,33/66KV,FLAT,200UC |  | Materials
ZA9940 | X-ARM,FLAT,STEEL,66kV,200UC |  | Materials
ZA9941 | X-ARM,FLAT,STEEL,66kV,250UC |  | Materials
ZA9942 | X-ARM,FLAT,STEEL,66kV,310UC |  | Materials
ZA9945 | X-ARM,FLAT,STEEL,66kV,200UC,EARTHWIRE |  | Materials
ZA9946 | X-ARM,FLAT,STEEL,66kV,250UC,EARTHWIRE |  | Materials
ZA9947 | X-ARM,FLAT,STEEL,66kV,310UC,EARTHWIRE |  | Materials
ZR0001 | INSULATOR LV BUS SUPPORT VARIOUS |  | Materials
ZR1001 | INSULATOR,DISC,PORCELAIN,GREY,16MM SHANK |  | Materials
ZR1003 | INSULATOR,DISC,PORCELAIN,GREY,16MM SHANK |  | Materials
ZR1006 | INSUALTOR,STAND OFF,11kV,ABB |  | Materials
ZR1023 | INSULATOR,DISC,NGK,PORC,GREY,20MM SHANK |  | Materials
ZR1024 | INSULATOR,DISC,PORCELAIN,160kN,20MM |  | Materials
ZR1220 | INSULATOR,STRAIN,PORCELAIN,317MM,CCT,IUC |  | Materials
ZR1300 | INSULATOR,PIN,LV,PORCELAIN,GREY,STANDARD |  | Materials
ZR1320 | INSULATOR,PIN,11kV,PORCELAIN,GREY,152MM |  | Materials
ZR1330 | INSULATOR,PIN,11kV,PORCELAIN,GREY,240MM |  | Materials
ZR1333 | INSULATOR,STRAIN,POLYMERIC,33kV,70kN |  | Materials
ZR1335 | INSULATOR,PIN POST,11kV,IUC,304MM |  | Materials
ZR1340 | INSULATOR,PIN,33kV,112MM NECK,320MM O/A |  | Materials
ZR1350 | INSULATOR,PIN,33kV,76MM NECK |  | Materials
ZR1351 | INSULATOR 33KV HRC FUSE BASE |  | Materials
ZR1352 | INSULATOR,PIN,PORCELAIN 33kV,76MM NECK |  | Materials
ZR1400 | INSULATOR,PIN,33kV,GLASS,COPPER CAP |  | Materials
ZR1600 | INSULATOR,STRAIN,SHACKLE,PORCELAIN,80MM |  | Materials
ZR1601 | INSULATOR,STRAIN,SHACKLE,PORCELAIN,LV |  | Materials
ZR2420 | INSULATOR,LINE POST, 66KV,GREY,HORIZONTA |  | Materials
ZR2424 | INSULATOR,LINE POST,66kV,HORIZ,TRUNNION |  | Materials
ZR2425 | INSULATOR,LINE POST, 66KV,GREY,HORIZ |  | Materials
ZR2427 | INSULATOR,LINE POST,66kV,HORIZ,TRUNNION |  | Materials
ZR2440 | INSULATOR,LINE POST, 66KV,GREY,VERTICAL, |  | Materials
ZR2441 | INSULATOR,LINE POST, 66KV,GREY,VERTICAL, |  | Materials
ZR2444 | INSULATOR,LINE POST,66kV,VERT,TRUNNION |  | Materials
ZR2446 | INSULATOR,LINE POST,66kV,VERT,TIE TOP, |  | Materials
ZR2501 | INSULATOR,LINE POST,132KV,HORIZONTAL |  | Materials
ZR2700 | INSULATOR,PIN, LV,POST,PORCELAIN,C/W M12 |  | Materials
ZR2701 | INSULATOR,PIN, LV,POST,PORCELAIN,C/W TON |  | Materials
ZR2702 | INSULATOR,CYLINDRICAL POST,LV,M12 STUD |  | Materials
ZR2741 | INSULATOR,POST,6.6KV,191MM,3/4"STUDS |  | Materials
ZR2744 | INSULATOR,POST,6.6KV,SELF CLEAN,GREY |  | Materials
ZR2762 | INSULATOR,CYLINDRICAL POST, 11KV,SELF CL |  | Materials
ZR2765 | INSULATOR,POST,11KV,GREY,4 HOLE CAPS |  | Materials
ZR2766 | INSULATOR,POST,11kV,20MM STUDS,236MM O/A |  | Materials
ZR2767 | INSULATOR,POST,11kV,90 DEG STUDS T & B |  | Materials
ZR2770 | INSULATOR,11KV STANDOFF, 130MM LONG |  | Materials
ZR2830 | INSULATOR,POST,33kV,SELF CLEANING |  | Materials
ZR2905 | INSULATOR,POST,66kV,SELF CLEAN,770MM O/A |  | Materials
ZR2910 | INSULATOR,POST,66KV,SELF CLEANING,3" PCD |  | Materials
ZR2914 | INSULATOR,POST,66KV,SELF CLEANING,5" PCD |  | Materials
ZR2915 | INSULATOR,POST,66KV,SELF CLEANING,HOLES |  | Materials
ZR3005 | INSULATOR,CYLINDRICAL POST,132KV,SELF CL |  | Materials
ZR3297 | INSULATOR,POST,275kV,SELF CLEAN,TOP |  | Materials
ZR3298 | INSULATOR,POST,275kV,SELF CLEAN,BOTTOM |  | Materials
ZR3532 | INSULATOR,33KV,PEDESTAL POST,ACELEC 300A |  | Materials
ZR3533 | INSULATOR,PIN,33KV,PEDESTAL POST,4 HOLE |  | Materials
ZR3534 | INSULATOR,33KV,PEDESTAL POST |  | Materials
ZR4009 | INSULATOR,66KV,PEDESTAL POST,6"PCD |  | Materials
ZR4010 | INSULATOR,66KV,PEDESTAL POST,5"PCD |  | Materials
ZR5600 | INSULATOR,LONGROD,132kV,92MM OD,COMPOSI |  | Materials
ZR5602 | INSULATOR,SUSPENSION,66kV,POLY,BALL & SK |  | Materials
ZR5603 | INSULATOR,SUSPENSION,70kN,16MM BALL & SK |  | Materials
ZR5605 | INSULATOR,SUSPENSION,70kN,16MM BALL & SK |  | Materials
ZR5607 | INSULATOR,SUSPENSION/STRAIN,160kN,20MM |  | Materials
ZR5609 | INSULATOR,SUSPENSION/STRAIN,160kN,20MM |  | Materials
ZR5617 | INSULATOR,HORIZONTAL LINE POST,SILICON |  | Materials
Materials
Materials
Materials
Materials
Materials
Materials
Materials
Materials
Materials
Materials
Materials
Materials
Materials
Materials
Materials
Materials
Materials
Materials
Materials
Materials
Materials
Materials
Materials
Materials
Materials
Materials
Materials
Materials
Materials
Materials
Materials
Materials
Materials
Materials
Materials
Materials
Materials
Materials
Materials
Materials
Materials
Materials
Materials
Materials
Materials
Materials
Materials
Materials
Materials
Materials
Materials
Materials
Materials
Materials
Materials
Materials
Materials
Materials
Materials
Materials
Materials
Materials
Materials
Materials
Materials
Materials
Materials
Materials
Materials
Materials
Materials
Materials
Materials
Materials
Materials
Materials
Materials
Materials
Materials
Materials
Materials
Materials
Materials
Materials
Materials
Materials
Materials
Materials
Materials
Materials
Materials
Materials
Materials
Materials
Materials
Materials
Materials
Materials
Materials
Materials
Materials
Materials
Materials
Materials
Materials
Materials
Materials
Materials
Materials
Materials
Materials
Materials
Materials
Materials
Materials
Materials
Materials
Materials
Materials
Materials
Materials
Materials
Materials
Materials
Materials
Materials
Materials
Materials
Materials
Materials
Materials
Materials
Materials
Materials
Materials
Materials
Materials
Materials
Materials
Materials
Materials
Materials
Materials
Materials
Materials
Materials
Materials
Materials
Materials
Materials
Materials
Materials
Materials
Materials
Materials
Materials
Materials
Materials
Materials
Materials
Materials
Materials
Materials
Materials
Materials
Materials
Materials
Materials
Materials
Materials
Materials
Materials
Materials
Materials
Materials
Materials
Materials
Materials
Materials
Materials
Materials
Materials
Materials
Materials
Materials
Materials
Materials
Materials
Materials
Materials
Materials
Materials
Materials
Materials
Materials
Materials
Materials
Materials
Materials
Materials
Materials
Materials
Materials
Materials
Materials
Materials
Materials
Materials
Materials
Materials
Materials
Materials
Materials
Materials
Materials
Materials
Materials
Materials
Materials
Materials
Materials
Materials
Materials
Materials
Materials
Materials
Materials
Materials
Materials
Materials
Materials
Materials
Materials
Materials
Materials
Materials
Materials
Materials
Materials
Materials
Materials
Materials
Materials
Materials
Materials
Materials
Materials
Materials
Materials
Materials
Materials
Materials
Materials
Materials
Materials
Materials
Materials
Materials
Materials
Materials
Materials
Materials
Materials
Materials
Materials
Materials
Materials
Materials
Materials
Materials
Materials
Materials
Materials
Materials
Materials
Materials
Materials
Materials
Materials
Materials
Materials
Materials
Materials
Materials
Materials
Materials
Materials
Materials
Materials
Materials
Materials
Materials
Materials
Materials
Materials
Materials
Materials
Materials
Materials
Materials
Materials
Materials
Materials
Materials
Materials
Materials
Materials
Materials
Materials
Materials
Materials
Materials
Materials
Materials
Materials
Materials
Materials

## Labour
|  |  | $ real June 2018 |  |  |  | $ real June 2018 | $June 2020
Labour code | Description | Business Unit | Raw rate | Labour Overhead | Base Cost | Business Overhead | Total Labour Inc Overheads | 2018-19 | 2019-20 | 2020-21 | 2021-22 | 2022-23 | 2023-24 | 2024-25
Admin | Administrative Officer | Internal | 58.94 | 10.4029 | 69.3429 | 17.7518 | 87.0947 | 89.0543 | 89.9449 | 90.8443 | 91.7528 | 92.6703 | 93.597 | 94.533
PM | Project Manager | Internal | 102.4018 | 18.0739 | 120.4757 | 30.8418 | 151.3175 | 154.7221 | 156.2694 | 157.8321 | 159.4104 | 161.0045 | 162.6145 | 164.2407
FW | Field Worker | Internal | 81.5209 | 14.3884 | 95.9094 | 24.5528 | 120.4622 | 123.1726 | 124.4043 | 125.6483 | 126.9048 | 128.1739 | 129.4556 | 130.7502
Tech | Technical Specialist | Internal | 105.8003 | 18.6737 | 124.474 | 31.8653 | 156.3394 | 159.857 | 161.4556 | 163.0701 | 164.7008 | 166.3478 | 168.0113 | 169.6914
Eng | Engineer | Internal | 98.83 | 17.4435 | 116.2735 | 29.766 | 146.0395 | 149.3254 | 150.8187 | 152.3268 | 153.8501 | 155.3886 | 156.9425 | 158.5119
SEng | Senior Engineer | Internal | 119.5 | 21.0917 | 140.5917 | 35.9915 | 176.5832 | 180.5564 | 182.3619 | 184.1855 | 186.0274 | 187.8877 | 189.7665 | 191.6642

## Contractors
Contractor Code | Contractor description | Business Unit | Rate
c001 | Traffic Management per day | External
c002 | Trenching per metre | External
c003 | special meter read - normal hours | External
c004 | special meter read - AH | External
c005 | cancellation of special meter read | External
c006 | meter read - subsequent attempt | External
c007 | disconnect / reco BH | External
c008 | reconnect AH | External

## Vehicles
vehicle code | vehicle description | BU | 2017 Rates | ActTyp | Cost ctr short text
600 | 4 x 2 Commer <3.5t | Vehicle | 12.82 | 4X2C | Supply Chain Mngment
999 | EWP 13 & 14 M | Vehicle | 21.97 | 13EW | Fleet Workshop
601 | 4 x 2 Commer <3.5t | Vehicle | 12.82 | 4X2C | Logistics Redeployee
605 | 4 x 2 Commer <3.5t | Vehicle | 12.82 | 4X2C | Materials Supply Mgt
611 | 4 x 2 Commer <3.5t | Vehicle | 12.82 | 4X2C | Fleet Workshop
630 | 4 x 2 Commer <3.5t | Vehicle | 12.82 | 4X2C | Inventory Planning
640 | 4 x 2 Commer <3.5t | Vehicle | 12.82 | 4X2C | Pole Construction
641 | 4 x 2 Commer <3.5t | Vehicle | 12.82 | 4X2C | Mechanised Poles
660 | 4 x 2 Commer <3.5t | Vehicle | 12.82 | 4X2C | Warehouse&Distributi
664 | 4 x 2 Commer <3.5t | Vehicle | 12.82 | 4X2C | RegionalLogFldOps
665 | 4 x 2 Commer <3.5t | Vehicle | 12.82 | 4X2C | MetroLogFldOps
6010 | 4 x 2 Commer <3.5t | Vehicle | 12.82 | 4X2C | Metro North Mgr
6011 | 4 x 2 Commer <3.5t | Vehicle | 12.82 | 4X2C | Works Planners
6012 | 4 x 2 Commer <3.5t | Vehicle | 12.82 | 4X2C | OS Elizabeth
6013 | 4 x 2 Commer <3.5t | Vehicle | 12.82 | 4X2C | OS Eliz ProjDONOTUSE
6014 | 4 x 2 Commer <3.5t | Vehicle | 12.82 | 4X2C | Ops Supv CBD Proj
6015 | 4 x 2 Commer <3.5t | Vehicle | 12.82 | 4X2C | OS St Marys
6016 | 4 x 2 Commer <3.5t | Vehicle | 12.82 | 4X2C | OS Cust Con North
6017 | 4 x 2 Commer <3.5t | Vehicle | 12.82 | 4X2C | OS Cust Con South
6020 | 4 x 2 Commer <3.5t | Vehicle | 12.82 | 4X2C | PTS - BSC Reporting
6021 | 4 x 2 Commer <3.5t | Vehicle | 12.82 | 4X2C | Schedulers
6022 | 4 x 2 Commer <3.5t | Vehicle | 12.82 | 4X2C | Business Improvement
6023 | 4 x 2 Commer <3.5t | Vehicle | 12.82 | 4X2C | Substation Estimator
6028 | 4 x 2 Commer <3.5t | Vehicle | 12.82 | 4X2C | Apprentice CC Sth
6029 | 4 x 2 Commer <3.5t | Vehicle | 12.82 | 4X2C | Apprentice CC Nth
6032 | 4 x 2 Commer <3.5t | Vehicle | 12.82 | 4X2C | Powerline Design
6100 | 4 x 2 Commer <3.5t | Vehicle | 12.82 | 4X2C | FS Business Perf
6101 | 4 x 2 Commer <3.5t | Vehicle | 12.82 | 4X2C | OS Wingfield
6102 | 4 x 2 Commer <3.5t | Vehicle | 12.82 | 4X2C | TSW Wingfield
6103 | 4 x 2 Commer <3.5t | Vehicle | 12.82 | 4X2C | Apprentice Wingfield
6110 | 4 x 2 Commer <3.5t | Vehicle | 12.82 | 4X2C | W/S - Select Labour
6112 | 4 x 2 Commer <3.5t | Vehicle | 12.82 | 4X2C | Workshops Management
6220 | 4 x 2 Commer <3.5t | Vehicle | 12.82 | 4X2C | Workshop Support
6221 | 4 x 2 Commer <3.5t | Vehicle | 12.82 | 4X2C | Distribution T/frmrs
6222 | 4 x 2 Commer <3.5t | Vehicle | 12.82 | 4X2C | Pad T/fmrs & Swtchge
6223 | 4 x 2 Commer <3.5t | Vehicle | 12.82 | 4X2C | Sub Transformers
6224 | 4 x 2 Commer <3.5t | Vehicle | 12.82 | 4X2C | Manufact & Fabricat
6225 | 4 x 2 Commer <3.5t | Vehicle | 12.82 | 4X2C | Recl & HV Fuses
6226 | 4 x 2 Commer <3.5t | Vehicle | 12.82 | 4X2C | Mtce & Oil Reclamat
6229 | 4 x 2 Commer <3.5t | Vehicle | 12.82 | 4X2C | Cnsmbl-Manu'Trnsfrmr
6230 | 4 x 2 Commer <3.5t | Vehicle | 12.82 | 4X2C | Secondary Design
6231 | 4 x 2 Commer <3.5t | Vehicle | 12.82 | 4X2C | Engineering
6232 | 4 x 2 Commer <3.5t | Vehicle | 12.82 | 4X2C | Primary Design
6234 | 4 x 2 Commer <3.5t | Vehicle | 12.82 | 4X2C | Powerline Tech Serv
6235 | 4 x 2 Commer <3.5t | Vehicle | 12.82 | 4X2C | Quality Of Supply
6236 | 4 x 2 Commer <3.5t | Vehicle | 12.82 | 4X2C | Protection
6238 | 4 x 2 Commer <3.5t | Vehicle | 12.82 | 4X2C | Engineering Delivery
6240 | 4 x 2 Commer <3.5t | Vehicle | 12.82 | 4X2C | General - Batteries
6241 | 4 x 2 Commer <3.5t | Vehicle | 12.82 | 4X2C | Field SCADA
6242 | 4 x 2 Commer <3.5t | Vehicle | 12.82 | 4X2C | SCADA Technical
6243 | 4 x 2 Commer <3.5t | Vehicle | 12.82 | 4X2C | Engineering Officers
6244 | 4 x 2 Commer <3.5t | Vehicle | 12.82 | 4X2C | Recloser Workshop
6306 | 4 x 2 Commer <3.5t | Vehicle | 12.82 | 4X2C | Design Services Mgnt
6307 | 4 x 2 Commer <3.5t | Vehicle | 12.82 | 4X2C | Do Not Use
6308 | 4 x 2 Commer <3.5t | Vehicle | 12.82 | 4X2C | Do Not Use
6320 | 4 x 2 Commer <3.5t | Vehicle | 12.82 | 4X2C | Work Practices
6342 | 4 x 2 Commer <3.5t | Vehicle | 12.82 | 4X2C | CSO - Vic Harb/KI
6343 | 4 x 2 Commer <3.5t | Vehicle | 12.82 | 4X2C | CSO-Kadina
6344 | 4 x 2 Commer <3.5t | Vehicle | 12.82 | 4X2C | CSO-Pt Augusta
6345 | 4 x 2 Commer <3.5t | Vehicle | 12.82 | 4X2C | CSO-Mt Barker
6346 | 4 x 2 Commer <3.5t | Vehicle | 12.82 | 4X2C | CSO-Naracoorte
6347 | 4 x 2 Commer <3.5t | Vehicle | 12.82 | 4X2C | CSO-Nuriootpa
6400 | 4 x 2 Commer <3.5t | Vehicle | 12.82 | 4X2C | FS Ops Support
6401 | 4 x 2 Commer <3.5t | Vehicle | 12.82 | 4X2C | Powerline Estimating
6402 | 4 x 2 Commer <3.5t | Vehicle | 12.82 | 4X2C | Field Services GM
6404 | 4 x 2 Commer <3.5t | Vehicle | 12.82 | 4X2C | Dispatch Officers
6405 | 4 x 2 Commer <3.5t | Vehicle | 12.82 | 4X2C | Contract Services
6406 | 4 x 2 Commer <3.5t | Vehicle | 12.82 | 4X2C | DO NOT USE
6407 | 4 x 2 Commer <3.5t | Vehicle | 12.82 | 4X2C | WCSR Manager
6410 | 4 x 2 Commer <3.5t | Vehicle | 12.82 | 4X2C | Admin Metro North
6411 | 4 x 2 Commer <3.5t | Vehicle | 12.82 | 4X2C | TSW Eliz ProjDONOTUS
6412 | 4 x 2 Commer <3.5t | Vehicle | 12.82 | 4X2C | TSW Elizabeth
6413 | 4 x 2 Commer <3.5t | Vehicle | 12.82 | 4X2C | Apprentices-ElizProj
6414 | 4 x 2 Commer <3.5t | Vehicle | 12.82 | 4X2C | TSW Cust Conn North
6415 | 4 x 2 Commer <3.5t | Vehicle | 12.82 | 4X2C | TSW Sub Mt Ancillary
6416 | 4 x 2 Commer <3.5t | Vehicle | 12.82 | 4X2C | Apprentice-SubMtcAnc
6417 | 4 x 2 Commer <3.5t | Vehicle | 12.82 | 4X2C | TSW CBD Projects
6418 | 4 x 2 Commer <3.5t | Vehicle | 12.82 | 4X2C | Apprentices CBD Proj
6419 | 4 x 2 Commer <3.5t | Vehicle | 12.82 | 4X2C | Apprentices Eliz
6420 | 4 x 2 Commer <3.5t | Vehicle | 12.82 | 4X2C | Admin-Country South
6421 | 4 x 2 Commer <3.5t | Vehicle | 12.82 | 4X2C | TSW Mt Barker
6422 | 4 x 2 Commer <3.5t | Vehicle | 12.82 | 4X2C | TSW Murray Bridge
6423 | 4 x 2 Commer <3.5t | Vehicle | 12.82 | 4X2C | TSW -Gumeracha
6425 | 4 x 2 Commer <3.5t | Vehicle | 12.82 | 4X2C | Not In Use 2003
6426 | 4 x 2 Commer <3.5t | Vehicle | 12.82 | 4X2C | Apprentices Mt Barke
6427 | 4 x 2 Commer <3.5t | Vehicle | 12.82 | 4X2C | Not In Use 2003
6430 | 4 x 2 Commer <3.5t | Vehicle | 12.82 | 4X2C | DO NOT USE
6432 | 4 x 2 Commer <3.5t | Vehicle | 12.82 | 4X2C | TSW St Marys
6434 | 4 x 2 Commer <3.5t | Vehicle | 12.82 | 4X2C | TSW Cust Conn South
6437 | 4 x 2 Commer <3.5t | Vehicle | 12.82 | 4X2C | Apprentices-St Marys
6438 | 4 x 2 Commer <3.5t | Vehicle | 12.82 | 4X2C | TSW CBD SR
6439 | 4 x 2 Commer <3.5t | Vehicle | 12.82 | 4X2C | Apprentices CBD SR
6442 | 4 x 2 Commer <3.5t | Vehicle | 12.82 | 4X2C | TSW P/Line-Victor Ha
6443 | 4 x 2 Commer <3.5t | Vehicle | 12.82 | 4X2C | TSW-Kangaroo Island
6444 | 4 x 2 Commer <3.5t | Vehicle | 12.82 | 4X2C | Apprentices-KI-VicHa
6450 | 4 x 2 Commer <3.5t | Vehicle | 12.82 | 4X2C | Group Admin Sub
6452 | 4 x 2 Commer <3.5t | Vehicle | 12.82 | 4X2C | TSW Sub Const
6456 | 4 x 2 Commer <3.5t | Vehicle | 12.82 | 4X2C | TSW Substation Mtce
6458 | 4 x 2 Commer <3.5t | Vehicle | 12.82 | 4X2C | TSW Apprentices Sub
6459 | 4 x 2 Commer <3.5t | Vehicle | 12.82 | 4X2C | Transmiss Construct
6460 | 4 x 2 Commer <3.5t | Vehicle | 12.82 | 4X2C | Delivery of Work
6461 | 4 x 2 Commer <3.5t | Vehicle | 12.82 | 4X2C | Programming of Work
6462 | 4 x 2 Commer <3.5t | Vehicle | 12.82 | 4X2C | TSW Lower Eyre Pen
6463 | 4 x 2 Commer <3.5t | Vehicle | 12.82 | 4X2C | TSW Upper Eyre Penin
6464 | 4 x 2 Commer <3.5t | Vehicle | 12.82 | 4X2C | Apprentices-EyrePen
6470 | 4 x 2 Commer <3.5t | Vehicle | 12.82 | 4X2C | Admin-CON
6472 | 4 x 2 Commer <3.5t | Vehicle | 12.82 | 4X2C | TSW Power Lin-Pt Aug
6473 | 4 x 2 Commer <3.5t | Vehicle | 12.82 | 4X2C | Apprentices-PtAugust
6480 | 4 x 2 Commer <3.5t | Vehicle | 12.82 | 4X2C | Admin-Clare
6482 | 4 x 2 Commer <3.5t | Vehicle | 12.82 | 4X2C | TSW Clare/Nur
6483 | 4 x 2 Commer <3.5t | Vehicle | 12.82 | 4X2C | TSW Yorke Peninsula
6484 | 4 x 2 Commer <3.5t | Vehicle | 12.82 | 4X2C | Apprentices-Clare
6486 | 4 x 2 Commer <3.5t | Vehicle | 12.82 | 4X2C | Apprentices-YorkePen
6490 | 4 x 2 Commer <3.5t | Vehicle | 12.82 | 4X2C | Admin-Barmera
6492 | 4 x 2 Commer <3.5t | Vehicle | 12.82 | 4X2C | TSW Power Line-Barm
6500 | 4 x 2 Commer <3.5t | Vehicle | 12.82 | 4X2C | Admin-Mt Gambier
6502 | 4 x 2 Commer <3.5t | Vehicle | 12.82 | 4X2C | TSW Lower South East
6503 | 4 x 2 Commer <3.5t | Vehicle | 12.82 | 4X2C | TSW Upper South East
6504 | 4 x 2 Commer <3.5t | Vehicle | 12.82 | 4X2C | Apprentices-LowerSE
6505 | 4 x 2 Commer <3.5t | Vehicle | 12.82 | 4X2C | Apprentices-UpperSE
6506 | 4 x 2 Commer <3.5t | Vehicle | 12.82 | 4X2C | TSW Interstate
6507 | 4 x 2 Commer <3.5t | Vehicle | 12.82 | 4X2C | Apprentices - MB & G
6508 | 4 x 2 Commer <3.5t | Vehicle | 12.82 | 4X2C | Apprentices - Barmer
6509 | 4 x 2 Commer <3.5t | Vehicle | 12.82 | 4X2C | Apprentice Marleston
6510 | 4 x 2 Commer <3.5t | Vehicle | 12.82 | 4X2C | Grp Admin Metro Sth
6511 | 4 x 2 Commer <3.5t | Vehicle | 12.82 | 4X2C | TSW - Marleston
6512 | 4 x 2 Commer <3.5t | Vehicle | 12.82 | 4X2C | TSW Morphett Vale
6513 | 4 x 2 Commer <3.5t | Vehicle | 12.82 | 4X2C | TSW Holden Hill
6517 | 4 x 2 Commer <3.5t | Vehicle | 12.82 | 4X2C | Asset Locators
6518 | 4 x 2 Commer <3.5t | Vehicle | 12.82 | 4X2C | Apprentices MorphV
6519 | 4 x 2 Commer <3.5t | Vehicle | 12.82 | 4X2C | High Load FS
6520 | 4 x 2 Commer <3.5t | Vehicle | 12.82 | 4X2C | Mgr Switch Safe
6521 | 4 x 2 Commer <3.5t | Vehicle | 12.82 | 4X2C | TSW - CRO South
6522 | 4 x 2 Commer <3.5t | Vehicle | 12.82 | 4X2C | TSW - CRO North
6620 | 4 x 2 Commer <3.5t | Vehicle | 12.82 | 4X2C | Country Ops Nth Mgr
6622 | 4 x 2 Commer <3.5t | Vehicle | 12.82 | 4X2C | Ops Su Port Augusta
6623 | 4 x 2 Commer <3.5t | Vehicle | 12.82 | 4X2C | Cont Supv -Clare/Nur
6624 | 4 x 2 Commer <3.5t | Vehicle | 12.82 | 4X2C | Ops Supv -Yorke Pen
6625 | 4 x 2 Commer <3.5t | Vehicle | 12.82 | 4X2C | Ops Supv Eyre Pen
6630 | 4 x 2 Commer <3.5t | Vehicle | 12.82 | 4X2C | Country Ops Sth Mgr
6632 | 4 x 2 Commer <3.5t | Vehicle | 12.82 | 4X2C | Ops Supv KI-VH
6633 | 4 x 2 Commer <3.5t | Vehicle | 12.82 | 4X2C | Ops Supv Mt Barker
6634 | 4 x 2 Commer <3.5t | Vehicle | 12.82 | 4X2C | Ops Supv MB/Gum
6635 | 4 x 2 Commer <3.5t | Vehicle | 12.82 | 4X2C | Ops Supv Barmera
6636 | 4 x 2 Commer <3.5t | Vehicle | 12.82 | 4X2C | Ops Supv Lower SE
6637 | 4 x 2 Commer <3.5t | Vehicle | 12.82 | 4X2C | Ops Supv Upper SE
6640 | 4 x 2 Commer <3.5t | Vehicle | 12.82 | 4X2C | Metro South Mgr
6642 | 4 x 2 Commer <3.5t | Vehicle | 12.82 | 4X2C | OS Holden Hill
6643 | 4 x 2 Commer <3.5t | Vehicle | 12.82 | 4X2C | Apprent Holden Hill
6644 | 4 x 2 Commer <3.5t | Vehicle | 12.82 | 4X2C | Ops Supr Marleston
6645 | 4 x 2 Commer <3.5t | Vehicle | 12.82 | 4X2C | OS Morphett Vale
6646 | 4 x 2 Commer <3.5t | Vehicle | 12.82 | 4X2C | Ops Supv - SubMtcAnc
6648 | 4 x 2 Commer <3.5t | Vehicle | 12.82 | 4X2C | Central Mgr
6649 | 4 x 2 Commer <3.5t | Vehicle | 12.82 | 4X2C | OS CBD SR
6652 | 4 x 2 Commer <3.5t | Vehicle | 12.82 | 4X2C | Ops Supv Sub Mtce
6654 | 4 x 2 Commer <3.5t | Vehicle | 12.82 | 4X2C | Ops Supv Sub Const
6655 | 4 x 2 Commer <3.5t | Vehicle | 12.82 | 4X2C | Field Officers
6657 | 4 x 2 Commer <3.5t | Vehicle | 12.82 | 4X2C | OS Transm Construct
6660 | 4 x 2 Commer <3.5t | Vehicle | 12.82 | 4X2C | Project Management
6662 | 4 x 2 Commer <3.5t | Vehicle | 12.82 | 4X2C | PM Support
6665 | 4 x 2 Commer <3.5t | Vehicle | 12.82 | 4X2C | Mgr Proj & Construct
6680 | 4 x 2 Commer <3.5t | Vehicle | 12.82 | 4X2C | Property Management
6681 | 4 x 2 Commer <3.5t | Vehicle | 12.82 | 4X2C | Grounds Team
6685 | 4 x 2 Commer <3.5t | Vehicle | 12.82 | 4X2C | High Voltage Testing
6686 | 4 x 2 Commer <3.5t | Vehicle | 12.82 | 4X2C | Switching Group
6690 | 4 x 2 Commer <3.5t | Vehicle | 12.82 | 4X2C | Sub Maint Manager
6750 | 4 x 2 Commer <3.5t | Vehicle | 12.82 | 4X2C | Telecomm & Tech Svcs
6820 | 4 x 2 Commer <3.5t | Vehicle | 12.82 | 4X2C | Vegetation Ser Mgr
6825 | 4 x 2 Commer <3.5t | Vehicle | 12.82 | 4X2C | Line Clearance Offic
6830 | 4 x 2 Commer <3.5t | Vehicle | 12.82 | 4X2C | Telco Mgt
6831 | 4 x 2 Commer <3.5t | Vehicle | 12.82 | 4X2C | Tel Field
6832 | 4 x 2 Commer <3.5t | Vehicle | 12.82 | 4X2C | Tel Proj Mgt
6833 | 4 x 2 Commer <3.5t | Vehicle | 12.82 | 4X2C | Telco Technical
6834 | 4 x 2 Commer <3.5t | Vehicle | 12.82 | 4X2C | Tel CS Field
6901 | 4 x 2 Commer <3.5t | Vehicle | 12.82 | 4X2C | Mgr Ops Planning
6902 | 4 x 2 Commer <3.5t | Vehicle | 12.82 | 4X2C | Mgr Ops Del-Metro
6903 | 4 x 2 Commer <3.5t | Vehicle | 12.82 | 4X2C | Mgr Ops Del-Regional
6998 | 4 x 2 Commer <3.5t | Vehicle | 12.82 | 4X2C | Vehicle Cost Clearin
6999 | 4 x 2 Commer <3.5t | Vehicle | 12.82 | 4X2C | Labour Overhead Clrg
9001 | 4 x 2 Commer <3.5t | Vehicle | 12.82 | 4X2C | Field Servs. Allocn
600 | 4 x 4 Commer <3.5t | Vehicle | 15.84 | 4X4C | Supply Chain Mngment
601 | 4 x 4 Commer <3.5t | Vehicle | 15.84 | 4X4C | Logistics Redeployee
605 | 4 x 4 Commer <3.5t | Vehicle | 15.84 | 4X4C | Materials Supply Mgt
611 | 4 x 4 Commer <3.5t | Vehicle | 15.84 | 4X4C | Fleet Workshop
630 | 4 x 4 Commer <3.5t | Vehicle | 15.84 | 4X4C | Inventory Planning
640 | 4 x 4 Commer <3.5t | Vehicle | 15.84 | 4X4C | Pole Construction
641 | 4 x 4 Commer <3.5t | Vehicle | 15.84 | 4X4C | Mechanised Poles
660 | 4 x 4 Commer <3.5t | Vehicle | 15.84 | 4X4C | Warehouse&Distributi
664 | 4 x 4 Commer <3.5t | Vehicle | 15.84 | 4X4C | RegionalLogFldOps
665 | 4 x 4 Commer <3.5t | Vehicle | 15.84 | 4X4C | MetroLogFldOps
6010 | 4 x 4 Commer <3.5t | Vehicle | 15.84 | 4X4C | Metro North Mgr
6011 | 4 x 4 Commer <3.5t | Vehicle | 15.84 | 4X4C | Works Planners
6012 | 4 x 4 Commer <3.5t | Vehicle | 15.84 | 4X4C | OS Elizabeth
6013 | 4 x 4 Commer <3.5t | Vehicle | 15.84 | 4X4C | OS Eliz ProjDONOTUSE
6014 | 4 x 4 Commer <3.5t | Vehicle | 15.84 | 4X4C | Ops Supv CBD Proj
6015 | 4 x 4 Commer <3.5t | Vehicle | 15.84 | 4X4C | OS St Marys
6016 | 4 x 4 Commer <3.5t | Vehicle | 15.84 | 4X4C | OS Cust Con North
6017 | 4 x 4 Commer <3.5t | Vehicle | 15.84 | 4X4C | OS Cust Con South
6020 | 4 x 4 Commer <3.5t | Vehicle | 15.84 | 4X4C | PTS - BSC Reporting
6021 | 4 x 4 Commer <3.5t | Vehicle | 15.84 | 4X4C | Schedulers
6022 | 4 x 4 Commer <3.5t | Vehicle | 15.84 | 4X4C | Business Improvement
6023 | 4 x 4 Commer <3.5t | Vehicle | 15.84 | 4X4C | Substation Estimator
6028 | 4 x 4 Commer <3.5t | Vehicle | 15.84 | 4X4C | Apprentice CC Sth
6029 | 4 x 4 Commer <3.5t | Vehicle | 15.84 | 4X4C | Apprentice CC Nth
6032 | 4 x 4 Commer <3.5t | Vehicle | 15.84 | 4X4C | Powerline Design
6100 | 4 x 4 Commer <3.5t | Vehicle | 15.84 | 4X4C | FS Business Perf
6101 | 4 x 4 Commer <3.5t | Vehicle | 15.84 | 4X4C | OS Wingfield
6102 | 4 x 4 Commer <3.5t | Vehicle | 15.84 | 4X4C | TSW Wingfield
6103 | 4 x 4 Commer <3.5t | Vehicle | 15.84 | 4X4C | Apprentice Wingfield
6110 | 4 x 4 Commer <3.5t | Vehicle | 15.84 | 4X4C | W/S - Select Labour
6112 | 4 x 4 Commer <3.5t | Vehicle | 15.84 | 4X4C | Workshops Management
6220 | 4 x 4 Commer <3.5t | Vehicle | 15.84 | 4X4C | Workshop Support
6221 | 4 x 4 Commer <3.5t | Vehicle | 15.84 | 4X4C | Distribution T/frmrs
6222 | 4 x 4 Commer <3.5t | Vehicle | 15.84 | 4X4C | Pad T/fmrs & Swtchge
6223 | 4 x 4 Commer <3.5t | Vehicle | 15.84 | 4X4C | Sub Transformers
6224 | 4 x 4 Commer <3.5t | Vehicle | 15.84 | 4X4C | Manufact & Fabricat
6225 | 4 x 4 Commer <3.5t | Vehicle | 15.84 | 4X4C | Recl & HV Fuses
6226 | 4 x 4 Commer <3.5t | Vehicle | 15.84 | 4X4C | Mtce & Oil Reclamat
6229 | 4 x 4 Commer <3.5t | Vehicle | 15.84 | 4X4C | Cnsmbl-Manu'Trnsfrmr
6230 | 4 x 4 Commer <3.5t | Vehicle | 15.84 | 4X4C | Secondary Design
6231 | 4 x 4 Commer <3.5t | Vehicle | 15.84 | 4X4C | Engineering
6232 | 4 x 4 Commer <3.5t | Vehicle | 15.84 | 4X4C | Primary Design
6234 | 4 x 4 Commer <3.5t | Vehicle | 15.84 | 4X4C | Powerline Tech Serv
6235 | 4 x 4 Commer <3.5t | Vehicle | 15.84 | 4X4C | Quality Of Supply
6236 | 4 x 4 Commer <3.5t | Vehicle | 15.84 | 4X4C | Protection
6238 | 4 x 4 Commer <3.5t | Vehicle | 15.84 | 4X4C | Engineering Delivery
6240 | 4 x 4 Commer <3.5t | Vehicle | 15.84 | 4X4C | General - Batteries
6241 | 4 x 4 Commer <3.5t | Vehicle | 15.84 | 4X4C | Field SCADA
6242 | 4 x 4 Commer <3.5t | Vehicle | 15.84 | 4X4C | SCADA Technical
6243 | 4 x 4 Commer <3.5t | Vehicle | 15.84 | 4X4C | Engineering Officers
6244 | 4 x 4 Commer <3.5t | Vehicle | 15.84 | 4X4C | Recloser Workshop
6306 | 4 x 4 Commer <3.5t | Vehicle | 15.84 | 4X4C | Design Services Mgnt
6307 | 4 x 4 Commer <3.5t | Vehicle | 15.84 | 4X4C | Do Not Use
6308 | 4 x 4 Commer <3.5t | Vehicle | 15.84 | 4X4C | Do Not Use
6320 | 4 x 4 Commer <3.5t | Vehicle | 15.84 | 4X4C | Work Practices
6342 | 4 x 4 Commer <3.5t | Vehicle | 15.84 | 4X4C | CSO - Vic Harb/KI
6343 | 4 x 4 Commer <3.5t | Vehicle | 15.84 | 4X4C | CSO-Kadina
6344 | 4 x 4 Commer <3.5t | Vehicle | 15.84 | 4X4C | CSO-Pt Augusta
6345 | 4 x 4 Commer <3.5t | Vehicle | 15.84 | 4X4C | CSO-Mt Barker
6346 | 4 x 4 Commer <3.5t | Vehicle | 15.84 | 4X4C | CSO-Naracoorte
6347 | 4 x 4 Commer <3.5t | Vehicle | 15.84 | 4X4C | CSO-Nuriootpa
6400 | 4 x 4 Commer <3.5t | Vehicle | 15.84 | 4X4C | FS Ops Support
6401 | 4 x 4 Commer <3.5t | Vehicle | 15.84 | 4X4C | Powerline Estimating
6402 | 4 x 4 Commer <3.5t | Vehicle | 15.84 | 4X4C | Field Services GM
6404 | 4 x 4 Commer <3.5t | Vehicle | 15.84 | 4X4C | Dispatch Officers
6405 | 4 x 4 Commer <3.5t | Vehicle | 15.84 | 4X4C | Contract Services
6406 | 4 x 4 Commer <3.5t | Vehicle | 15.84 | 4X4C | DO NOT USE
6407 | 4 x 4 Commer <3.5t | Vehicle | 15.84 | 4X4C | WCSR Manager
6410 | 4 x 4 Commer <3.5t | Vehicle | 15.84 | 4X4C | Admin Metro North
6411 | 4 x 4 Commer <3.5t | Vehicle | 15.84 | 4X4C | TSW Eliz ProjDONOTUS
6412 | 4 x 4 Commer <3.5t | Vehicle | 15.84 | 4X4C | TSW Elizabeth
6413 | 4 x 4 Commer <3.5t | Vehicle | 15.84 | 4X4C | Apprentices-ElizProj
6414 | 4 x 4 Commer <3.5t | Vehicle | 15.84 | 4X4C | TSW Cust Conn North
6415 | 4 x 4 Commer <3.5t | Vehicle | 15.84 | 4X4C | TSW Sub Mt Ancillary
6416 | 4 x 4 Commer <3.5t | Vehicle | 15.84 | 4X4C | Apprentice-SubMtcAnc
6417 | 4 x 4 Commer <3.5t | Vehicle | 15.84 | 4X4C | TSW CBD Projects
6418 | 4 x 4 Commer <3.5t | Vehicle | 15.84 | 4X4C | Apprentices CBD Proj
6419 | 4 x 4 Commer <3.5t | Vehicle | 15.84 | 4X4C | Apprentices Eliz
6420 | 4 x 4 Commer <3.5t | Vehicle | 15.84 | 4X4C | Admin-Country South
6421 | 4 x 4 Commer <3.5t | Vehicle | 15.84 | 4X4C | TSW Mt Barker
6422 | 4 x 4 Commer <3.5t | Vehicle | 15.84 | 4X4C | TSW Murray Bridge
6423 | 4 x 4 Commer <3.5t | Vehicle | 15.84 | 4X4C | TSW -Gumeracha
6425 | 4 x 4 Commer <3.5t | Vehicle | 15.84 | 4X4C | Not In Use 2003
6426 | 4 x 4 Commer <3.5t | Vehicle | 15.84 | 4X4C | Apprentices Mt Barke
6427 | 4 x 4 Commer <3.5t | Vehicle | 15.84 | 4X4C | Not In Use 2003
6430 | 4 x 4 Commer <3.5t | Vehicle | 15.84 | 4X4C | DO NOT USE
6432 | 4 x 4 Commer <3.5t | Vehicle | 15.84 | 4X4C | TSW St Marys
6434 | 4 x 4 Commer <3.5t | Vehicle | 15.84 | 4X4C | TSW Cust Conn South
6437 | 4 x 4 Commer <3.5t | Vehicle | 15.84 | 4X4C | Apprentices-St Marys
6438 | 4 x 4 Commer <3.5t | Vehicle | 15.84 | 4X4C | TSW CBD SR
6439 | 4 x 4 Commer <3.5t | Vehicle | 15.84 | 4X4C | Apprentices CBD SR
6442 | 4 x 4 Commer <3.5t | Vehicle | 15.84 | 4X4C | TSW P/Line-Victor Ha
6443 | 4 x 4 Commer <3.5t | Vehicle | 15.84 | 4X4C | TSW-Kangaroo Island
6444 | 4 x 4 Commer <3.5t | Vehicle | 15.84 | 4X4C | Apprentices-KI-VicHa
6450 | 4 x 4 Commer <3.5t | Vehicle | 15.84 | 4X4C | Group Admin Sub
6452 | 4 x 4 Commer <3.5t | Vehicle | 15.84 | 4X4C | TSW Sub Const
6456 | 4 x 4 Commer <3.5t | Vehicle | 15.84 | 4X4C | TSW Substation Mtce
6458 | 4 x 4 Commer <3.5t | Vehicle | 15.84 | 4X4C | TSW Apprentices Sub
6459 | 4 x 4 Commer <3.5t | Vehicle | 15.84 | 4X4C | Transmiss Construct
6460 | 4 x 4 Commer <3.5t | Vehicle | 15.84 | 4X4C | Delivery of Work
6461 | 4 x 4 Commer <3.5t | Vehicle | 15.84 | 4X4C | Programming of Work
6462 | 4 x 4 Commer <3.5t | Vehicle | 15.84 | 4X4C | TSW Lower Eyre Pen
6463 | 4 x 4 Commer <3.5t | Vehicle | 15.84 | 4X4C | TSW Upper Eyre Penin
6464 | 4 x 4 Commer <3.5t | Vehicle | 15.84 | 4X4C | Apprentices-EyrePen
6470 | 4 x 4 Commer <3.5t | Vehicle | 15.84 | 4X4C | Admin-CON
6472 | 4 x 4 Commer <3.5t | Vehicle | 15.84 | 4X4C | TSW Power Lin-Pt Aug
6473 | 4 x 4 Commer <3.5t | Vehicle | 15.84 | 4X4C | Apprentices-PtAugust
6480 | 4 x 4 Commer <3.5t | Vehicle | 15.84 | 4X4C | Admin-Clare
6482 | 4 x 4 Commer <3.5t | Vehicle | 15.84 | 4X4C | TSW Clare/Nur
6483 | 4 x 4 Commer <3.5t | Vehicle | 15.84 | 4X4C | TSW Yorke Peninsula
6484 | 4 x 4 Commer <3.5t | Vehicle | 15.84 | 4X4C | Apprentices-Clare
6486 | 4 x 4 Commer <3.5t | Vehicle | 15.84 | 4X4C | Apprentices-YorkePen
6490 | 4 x 4 Commer <3.5t | Vehicle | 15.84 | 4X4C | Admin-Barmera
6492 | 4 x 4 Commer <3.5t | Vehicle | 15.84 | 4X4C | TSW Power Line-Barm
6500 | 4 x 4 Commer <3.5t | Vehicle | 15.84 | 4X4C | Admin-Mt Gambier
6502 | 4 x 4 Commer <3.5t | Vehicle | 15.84 | 4X4C | TSW Lower South East
6503 | 4 x 4 Commer <3.5t | Vehicle | 15.84 | 4X4C | TSW Upper South East
6504 | 4 x 4 Commer <3.5t | Vehicle | 15.84 | 4X4C | Apprentices-LowerSE
6505 | 4 x 4 Commer <3.5t | Vehicle | 15.84 | 4X4C | Apprentices-UpperSE
6506 | 4 x 4 Commer <3.5t | Vehicle | 15.84 | 4X4C | TSW Interstate
6507 | 4 x 4 Commer <3.5t | Vehicle | 15.84 | 4X4C | Apprentices - MB & G
6508 | 4 x 4 Commer <3.5t | Vehicle | 15.84 | 4X4C | Apprentices - Barmer
6509 | 4 x 4 Commer <3.5t | Vehicle | 15.84 | 4X4C | Apprentice Marleston
6510 | 4 x 4 Commer <3.5t | Vehicle | 15.84 | 4X4C | Grp Admin Metro Sth
6511 | 4 x 4 Commer <3.5t | Vehicle | 15.84 | 4X4C | TSW - Marleston
6512 | 4 x 4 Commer <3.5t | Vehicle | 15.84 | 4X4C | TSW Morphett Vale
6513 | 4 x 4 Commer <3.5t | Vehicle | 15.84 | 4X4C | TSW Holden Hill
6517 | 4 x 4 Commer <3.5t | Vehicle | 15.84 | 4X4C | Asset Locators
6518 | 4 x 4 Commer <3.5t | Vehicle | 15.84 | 4X4C | Apprentices MorphV
6519 | 4 x 4 Commer <3.5t | Vehicle | 15.84 | 4X4C | High Load FS
6520 | 4 x 4 Commer <3.5t | Vehicle | 15.84 | 4X4C | Mgr Switch Safe
6521 | 4 x 4 Commer <3.5t | Vehicle | 15.84 | 4X4C | TSW - CRO South
6522 | 4 x 4 Commer <3.5t | Vehicle | 15.84 | 4X4C | TSW - CRO North
6620 | 4 x 4 Commer <3.5t | Vehicle | 15.84 | 4X4C | Country Ops Nth Mgr
6622 | 4 x 4 Commer <3.5t | Vehicle | 15.84 | 4X4C | Ops Su Port Augusta
6623 | 4 x 4 Commer <3.5t | Vehicle | 15.84 | 4X4C | Cont Supv -Clare/Nur
6624 | 4 x 4 Commer <3.5t | Vehicle | 15.84 | 4X4C | Ops Supv -Yorke Pen
6625 | 4 x 4 Commer <3.5t | Vehicle | 15.84 | 4X4C | Ops Supv Eyre Pen
6630 | 4 x 4 Commer <3.5t | Vehicle | 15.84 | 4X4C | Country Ops Sth Mgr
6632 | 4 x 4 Commer <3.5t | Vehicle | 15.84 | 4X4C | Ops Supv KI-VH
6633 | 4 x 4 Commer <3.5t | Vehicle | 15.84 | 4X4C | Ops Supv Mt Barker
6634 | 4 x 4 Commer <3.5t | Vehicle | 15.84 | 4X4C | Ops Supv MB/Gum
6635 | 4 x 4 Commer <3.5t | Vehicle | 15.84 | 4X4C | Ops Supv Barmera
6636 | 4 x 4 Commer <3.5t | Vehicle | 15.84 | 4X4C | Ops Supv Lower SE
6637 | 4 x 4 Commer <3.5t | Vehicle | 15.84 | 4X4C | Ops Supv Upper SE
6640 | 4 x 4 Commer <3.5t | Vehicle | 15.84 | 4X4C | Metro South Mgr
6642 | 4 x 4 Commer <3.5t | Vehicle | 15.84 | 4X4C | OS Holden Hill
6643 | 4 x 4 Commer <3.5t | Vehicle | 15.84 | 4X4C | Apprent Holden Hill
6644 | 4 x 4 Commer <3.5t | Vehicle | 15.84 | 4X4C | Ops Supr Marleston
6645 | 4 x 4 Commer <3.5t | Vehicle | 15.84 | 4X4C | OS Morphett Vale
6646 | 4 x 4 Commer <3.5t | Vehicle | 15.84 | 4X4C | Ops Supv - SubMtcAnc
6648 | 4 x 4 Commer <3.5t | Vehicle | 15.84 | 4X4C | Central Mgr
6649 | 4 x 4 Commer <3.5t | Vehicle | 15.84 | 4X4C | OS CBD SR
6652 | 4 x 4 Commer <3.5t | Vehicle | 15.84 | 4X4C | Ops Supv Sub Mtce
6654 | 4 x 4 Commer <3.5t | Vehicle | 15.84 | 4X4C | Ops Supv Sub Const
6655 | 4 x 4 Commer <3.5t | Vehicle | 15.84 | 4X4C | Field Officers
6657 | 4 x 4 Commer <3.5t | Vehicle | 15.84 | 4X4C | OS Transm Construct
6660 | 4 x 4 Commer <3.5t | Vehicle | 15.84 | 4X4C | Project Management
6662 | 4 x 4 Commer <3.5t | Vehicle | 15.84 | 4X4C | PM Support
6665 | 4 x 4 Commer <3.5t | Vehicle | 15.84 | 4X4C | Mgr Proj & Construct
6680 | 4 x 4 Commer <3.5t | Vehicle | 15.84 | 4X4C | Property Management
6681 | 4 x 4 Commer <3.5t | Vehicle | 15.84 | 4X4C | Grounds Team
6685 | 4 x 4 Commer <3.5t | Vehicle | 15.84 | 4X4C | High Voltage Testing
6686 | 4 x 4 Commer <3.5t | Vehicle | 15.84 | 4X4C | Switching Group
6690 | 4 x 4 Commer <3.5t | Vehicle | 15.84 | 4X4C | Sub Maint Manager
6750 | 4 x 4 Commer <3.5t | Vehicle | 15.84 | 4X4C | Telecomm & Tech Svcs
6820 | 4 x 4 Commer <3.5t | Vehicle | 15.84 | 4X4C | Vegetation Ser Mgr
6825 | 4 x 4 Commer <3.5t | Vehicle | 15.84 | 4X4C | Line Clearance Offic
6830 | 4 x 4 Commer <3.5t | Vehicle | 15.84 | 4X4C | Telco Mgt
6831 | 4 x 4 Commer <3.5t | Vehicle | 15.84 | 4X4C | Tel Field
6832 | 4 x 4 Commer <3.5t | Vehicle | 15.84 | 4X4C | Tel Proj Mgt
6833 | 4 x 4 Commer <3.5t | Vehicle | 15.84 | 4X4C | Telco Technical
6834 | 4 x 4 Commer <3.5t | Vehicle | 15.84 | 4X4C | Tel CS Field
6901 | 4 x 4 Commer <3.5t | Vehicle | 15.84 | 4X4C | Mgr Ops Planning
6902 | 4 x 4 Commer <3.5t | Vehicle | 15.84 | 4X4C | Mgr Ops Del-Metro
6903 | 4 x 4 Commer <3.5t | Vehicle | 15.84 | 4X4C | Mgr Ops Del-Regional
6998 | 4 x 4 Commer <3.5t | Vehicle | 15.84 | 4X4C | Vehicle Cost Clearin
6999 | 4 x 4 Commer <3.5t | Vehicle | 15.84 | 4X4C | Labour Overhead Clrg
9001 | 4 x 4 Commer <3.5t | Vehicle | 15.84 | 4X4C | Field Servs. Allocn
600 | 4 x 4 Pass External | Vehicle | 20.99 | 4X4PX | Supply Chain Mngment
601 | 4 x 4 Pass External | Vehicle | 20.99 | 4X4PX | Logistics Redeployee
605 | 4 x 4 Pass External | Vehicle | 20.99 | 4X4PX | Materials Supply Mgt
611 | 4 x 4 Pass External | Vehicle | 20.99 | 4X4PX | Fleet Workshop
630 | 4 x 4 Pass External | Vehicle | 20.99 | 4X4PX | Inventory Planning
640 | 4 x 4 Pass External | Vehicle | 20.99 | 4X4PX | Pole Construction
641 | 4 x 4 Pass External | Vehicle | 20.99 | 4X4PX | Mechanised Poles
660 | 4 x 4 Pass External | Vehicle | 20.99 | 4X4PX | Warehouse&Distributi
664 | 4 x 4 Pass External | Vehicle | 20.99 | 4X4PX | RegionalLogFldOps
665 | 4 x 4 Pass External | Vehicle | 20.99 | 4X4PX | MetroLogFldOps
6010 | 4 x 4 Pass External | Vehicle | 20.99 | 4X4PX | Metro North Mgr
6011 | 4 x 4 Pass External | Vehicle | 20.99 | 4X4PX | Works Planners
6012 | 4 x 4 Pass External | Vehicle | 20.99 | 4X4PX | OS Elizabeth
6013 | 4 x 4 Pass External | Vehicle | 20.99 | 4X4PX | OS Eliz ProjDONOTUSE
6014 | 4 x 4 Pass External | Vehicle | 20.99 | 4X4PX | Ops Supv CBD Proj
6015 | 4 x 4 Pass External | Vehicle | 20.99 | 4X4PX | OS St Marys
6016 | 4 x 4 Pass External | Vehicle | 20.99 | 4X4PX | OS Cust Con North
6017 | 4 x 4 Pass External | Vehicle | 20.99 | 4X4PX | OS Cust Con South
6020 | 4 x 4 Pass External | Vehicle | 20.99 | 4X4PX | PTS - BSC Reporting
6021 | 4 x 4 Pass External | Vehicle | 20.99 | 4X4PX | Schedulers
6022 | 4 x 4 Pass External | Vehicle | 20.99 | 4X4PX | Business Improvement
6023 | 4 x 4 Pass External | Vehicle | 20.99 | 4X4PX | Substation Estimator
6100 | 4 x 4 Pass External | Vehicle | 20.99 | 4X4PX | FS Business Perf
6101 | 4 x 4 Pass External | Vehicle | 20.99 | 4X4PX | OS Wingfield
6102 | 4 x 4 Pass External | Vehicle | 20.99 | 4X4PX | TSW Wingfield
6103 | 4 x 4 Pass External | Vehicle | 20.99 | 4X4PX | Apprentice Wingfield
6110 | 4 x 4 Pass External | Vehicle | 20.99 | 4X4PX | W/S - Select Labour
6220 | 4 x 4 Pass External | Vehicle | 20.99 | 4X4PX | Workshop Support
6221 | 4 x 4 Pass External | Vehicle | 20.99 | 4X4PX | Distribution T/frmrs
6222 | 4 x 4 Pass External | Vehicle | 20.99 | 4X4PX | Pad T/fmrs & Swtchge
6223 | 4 x 4 Pass External | Vehicle | 20.99 | 4X4PX | Sub Transformers
6224 | 4 x 4 Pass External | Vehicle | 20.99 | 4X4PX | Manufact & Fabricat
6225 | 4 x 4 Pass External | Vehicle | 20.99 | 4X4PX | Recl & HV Fuses
6226 | 4 x 4 Pass External | Vehicle | 20.99 | 4X4PX | Mtce & Oil Reclamat
6229 | 4 x 4 Pass External | Vehicle | 20.99 | 4X4PX | Cnsmbl-Manu'Trnsfrmr
6230 | 4 x 4 Pass External | Vehicle | 20.99 | 4X4PX | Secondary Design
6231 | 4 x 4 Pass External | Vehicle | 20.99 | 4X4PX | Engineering
6232 | 4 x 4 Pass External | Vehicle | 20.99 | 4X4PX | Primary Design
6234 | 4 x 4 Pass External | Vehicle | 20.99 | 4X4PX | Powerline Tech Serv
6235 | 4 x 4 Pass External | Vehicle | 20.99 | 4X4PX | Quality Of Supply
6236 | 4 x 4 Pass External | Vehicle | 20.99 | 4X4PX | Protection
6238 | 4 x 4 Pass External | Vehicle | 20.99 | 4X4PX | Engineering Delivery
6240 | 4 x 4 Pass External | Vehicle | 20.99 | 4X4PX | General - Batteries
6241 | 4 x 4 Pass External | Vehicle | 20.99 | 4X4PX | Field SCADA
6242 | 4 x 4 Pass External | Vehicle | 20.99 | 4X4PX | SCADA Technical
6243 | 4 x 4 Pass External | Vehicle | 20.99 | 4X4PX | Engineering Officers
6244 | 4 x 4 Pass External | Vehicle | 20.99 | 4X4PX | Recloser Workshop
6320 | 4 x 4 Pass External | Vehicle | 20.99 | 4X4PX | Work Practices
6342 | 4 x 4 Pass External | Vehicle | 20.99 | 4X4PX | CSO - Vic Harb/KI
6343 | 4 x 4 Pass External | Vehicle | 20.99 | 4X4PX | CSO-Kadina
6344 | 4 x 4 Pass External | Vehicle | 20.99 | 4X4PX | CSO-Pt Augusta
6345 | 4 x 4 Pass External | Vehicle | 20.99 | 4X4PX | CSO-Mt Barker
6346 | 4 x 4 Pass External | Vehicle | 20.99 | 4X4PX | CSO-Naracoorte
6347 | 4 x 4 Pass External | Vehicle | 20.99 | 4X4PX | CSO-Nuriootpa
6400 | 4 x 4 Pass External | Vehicle | 20.99 | 4X4PX | FS Ops Support
6401 | 4 x 4 Pass External | Vehicle | 20.99 | 4X4PX | Powerline Estimating
6402 | 4 x 4 Pass External | Vehicle | 20.99 | 4X4PX | Field Services GM
6404 | 4 x 4 Pass External | Vehicle | 20.99 | 4X4PX | Dispatch Officers
6405 | 4 x 4 Pass External | Vehicle | 20.99 | 4X4PX | Contract Services
6406 | 4 x 4 Pass External | Vehicle | 20.99 | 4X4PX | DO NOT USE
6407 | 4 x 4 Pass External | Vehicle | 20.99 | 4X4PX | WCSR Manager
6410 | 4 x 4 Pass External | Vehicle | 20.99 | 4X4PX | Admin Metro North
6411 | 4 x 4 Pass External | Vehicle | 20.99 | 4X4PX | TSW Eliz ProjDONOTUS
6412 | 4 x 4 Pass External | Vehicle | 20.99 | 4X4PX | TSW Elizabeth
6413 | 4 x 4 Pass External | Vehicle | 20.99 | 4X4PX | Apprentices-ElizProj
6414 | 4 x 4 Pass External | Vehicle | 20.99 | 4X4PX | TSW Cust Conn North
6415 | 4 x 4 Pass External | Vehicle | 20.99 | 4X4PX | TSW Sub Mt Ancillary
6416 | 4 x 4 Pass External | Vehicle | 20.99 | 4X4PX | Apprentice-SubMtcAnc
6417 | 4 x 4 Pass External | Vehicle | 20.99 | 4X4PX | TSW CBD Projects
6418 | 4 x 4 Pass External | Vehicle | 20.99 | 4X4PX | Apprentices CBD Proj
6419 | 4 x 4 Pass External | Vehicle | 20.99 | 4X4PX | Apprentices Eliz
6420 | 4 x 4 Pass External | Vehicle | 20.99 | 4X4PX | Admin-Country South
6421 | 4 x 4 Pass External | Vehicle | 20.99 | 4X4PX | TSW Mt Barker
6422 | 4 x 4 Pass External | Vehicle | 20.99 | 4X4PX | TSW Murray Bridge
6423 | 4 x 4 Pass External | Vehicle | 20.99 | 4X4PX | TSW -Gumeracha
6425 | 4 x 4 Pass External | Vehicle | 20.99 | 4X4PX | Not In Use 2003
6426 | 4 x 4 Pass External | Vehicle | 20.99 | 4X4PX | Apprentices Mt Barke
6427 | 4 x 4 Pass External | Vehicle | 20.99 | 4X4PX | Not In Use 2003
6430 | 4 x 4 Pass External | Vehicle | 20.99 | 4X4PX | DO NOT USE
6432 | 4 x 4 Pass External | Vehicle | 20.99 | 4X4PX | TSW St Marys
6434 | 4 x 4 Pass External | Vehicle | 20.99 | 4X4PX | TSW Cust Conn South
6437 | 4 x 4 Pass External | Vehicle | 20.99 | 4X4PX | Apprentices-St Marys
6438 | 4 x 4 Pass External | Vehicle | 20.99 | 4X4PX | TSW CBD SR
6439 | 4 x 4 Pass External | Vehicle | 20.99 | 4X4PX | Apprentices CBD SR
6442 | 4 x 4 Pass External | Vehicle | 20.99 | 4X4PX | TSW P/Line-Victor Ha
6443 | 4 x 4 Pass External | Vehicle | 20.99 | 4X4PX | TSW-Kangaroo Island
6444 | 4 x 4 Pass External | Vehicle | 20.99 | 4X4PX | Apprentices-KI-VicHa
6450 | 4 x 4 Pass External | Vehicle | 20.99 | 4X4PX | Group Admin Sub
6452 | 4 x 4 Pass External | Vehicle | 20.99 | 4X4PX | TSW Sub Const
6456 | 4 x 4 Pass External | Vehicle | 20.99 | 4X4PX | TSW Substation Mtce
6459 | 4 x 4 Pass External | Vehicle | 20.99 | 4X4PX | Transmiss Construct
6462 | 4 x 4 Pass External | Vehicle | 20.99 | 4X4PX | TSW Lower Eyre Pen
6463 | 4 x 4 Pass External | Vehicle | 20.99 | 4X4PX | TSW Upper Eyre Penin
6464 | 4 x 4 Pass External | Vehicle | 20.99 | 4X4PX | Apprentices-EyrePen
6470 | 4 x 4 Pass External | Vehicle | 20.99 | 4X4PX | Admin-CON
6472 | 4 x 4 Pass External | Vehicle | 20.99 | 4X4PX | TSW Power Lin-Pt Aug
6473 | 4 x 4 Pass External | Vehicle | 20.99 | 4X4PX | Apprentices-PtAugust
6480 | 4 x 4 Pass External | Vehicle | 20.99 | 4X4PX | Admin-Clare
6482 | 4 x 4 Pass External | Vehicle | 20.99 | 4X4PX | TSW Clare/Nur
6483 | 4 x 4 Pass External | Vehicle | 20.99 | 4X4PX | TSW Yorke Peninsula
6484 | 4 x 4 Pass External | Vehicle | 20.99 | 4X4PX | Apprentices-Clare
6486 | 4 x 4 Pass External | Vehicle | 20.99 | 4X4PX | Apprentices-YorkePen
6490 | 4 x 4 Pass External | Vehicle | 20.99 | 4X4PX | Admin-Barmera
6492 | 4 x 4 Pass External | Vehicle | 20.99 | 4X4PX | TSW Power Line-Barm
6500 | 4 x 4 Pass External | Vehicle | 20.99 | 4X4PX | Admin-Mt Gambier
6502 | 4 x 4 Pass External | Vehicle | 20.99 | 4X4PX | TSW Lower South East
6503 | 4 x 4 Pass External | Vehicle | 20.99 | 4X4PX | TSW Upper South East
6504 | 4 x 4 Pass External | Vehicle | 20.99 | 4X4PX | Apprentices-LowerSE
6505 | 4 x 4 Pass External | Vehicle | 20.99 | 4X4PX | Apprentices-UpperSE
6506 | 4 x 4 Pass External | Vehicle | 20.99 | 4X4PX | TSW Interstate
6507 | 4 x 4 Pass External | Vehicle | 20.99 | 4X4PX | Apprentices - MB & G
6508 | 4 x 4 Pass External | Vehicle | 20.99 | 4X4PX | Apprentices - Barmer
6509 | 4 x 4 Pass External | Vehicle | 20.99 | 4X4PX | Apprentice Marleston
6510 | 4 x 4 Pass External | Vehicle | 20.99 | 4X4PX | Grp Admin Metro Sth
6511 | 4 x 4 Pass External | Vehicle | 20.99 | 4X4PX | TSW - Marleston
6512 | 4 x 4 Pass External | Vehicle | 20.99 | 4X4PX | TSW Morphett Vale
6513 | 4 x 4 Pass External | Vehicle | 20.99 | 4X4PX | TSW Holden Hill
6517 | 4 x 4 Pass External | Vehicle | 20.99 | 4X4PX | Asset Locators
6518 | 4 x 4 Pass External | Vehicle | 20.99 | 4X4PX | Apprentices MorphV
6519 | 4 x 4 Pass External | Vehicle | 20.99 | 4X4PX | High Load FS
6520 | 4 x 4 Pass External | Vehicle | 20.99 | 4X4PX | Mgr Switch Safe
6521 | 4 x 4 Pass External | Vehicle | 20.99 | 4X4PX | TSW - CRO South
6522 | 4 x 4 Pass External | Vehicle | 20.99 | 4X4PX | TSW - CRO North
6620 | 4 x 4 Pass External | Vehicle | 20.99 | 4X4PX | Country Ops Nth Mgr
6622 | 4 x 4 Pass External | Vehicle | 20.99 | 4X4PX | Ops Su Port Augusta
6623 | 4 x 4 Pass External | Vehicle | 20.99 | 4X4PX | Cont Supv -Clare/Nur
6624 | 4 x 4 Pass External | Vehicle | 20.99 | 4X4PX | Ops Supv -Yorke Pen
6625 | 4 x 4 Pass External | Vehicle | 20.99 | 4X4PX | Ops Supv Eyre Pen
6630 | 4 x 4 Pass External | Vehicle | 20.99 | 4X4PX | Country Ops Sth Mgr
6632 | 4 x 4 Pass External | Vehicle | 20.99 | 4X4PX | Ops Supv KI-VH
6633 | 4 x 4 Pass External | Vehicle | 20.99 | 4X4PX | Ops Supv Mt Barker
6634 | 4 x 4 Pass External | Vehicle | 20.99 | 4X4PX | Ops Supv MB/Gum
6635 | 4 x 4 Pass External | Vehicle | 20.99 | 4X4PX | Ops Supv Barmera
6636 | 4 x 4 Pass External | Vehicle | 20.99 | 4X4PX | Ops Supv Lower SE
6637 | 4 x 4 Pass External | Vehicle | 20.99 | 4X4PX | Ops Supv Upper SE
6640 | 4 x 4 Pass External | Vehicle | 20.99 | 4X4PX | Metro South Mgr
6642 | 4 x 4 Pass External | Vehicle | 20.99 | 4X4PX | OS Holden Hill
6643 | 4 x 4 Pass External | Vehicle | 20.99 | 4X4PX | Apprent Holden Hill
6644 | 4 x 4 Pass External | Vehicle | 20.99 | 4X4PX | Ops Supr Marleston
6645 | 4 x 4 Pass External | Vehicle | 20.99 | 4X4PX | OS Morphett Vale
6646 | 4 x 4 Pass External | Vehicle | 20.99 | 4X4PX | Ops Supv - SubMtcAnc
6648 | 4 x 4 Pass External | Vehicle | 20.99 | 4X4PX | Central Mgr
6649 | 4 x 4 Pass External | Vehicle | 20.99 | 4X4PX | OS CBD SR
6652 | 4 x 4 Pass External | Vehicle | 20.99 | 4X4PX | Ops Supv Sub Mtce
6654 | 4 x 4 Pass External | Vehicle | 20.99 | 4X4PX | Ops Supv Sub Const
6655 | 4 x 4 Pass External | Vehicle | 20.99 | 4X4PX | Field Officers
6657 | 4 x 4 Pass External | Vehicle | 20.99 | 4X4PX | OS Transm Construct
6660 | 4 x 4 Pass External | Vehicle | 20.99 | 4X4PX | Project Management
6662 | 4 x 4 Pass External | Vehicle | 20.99 | 4X4PX | PM Support
6665 | 4 x 4 Pass External | Vehicle | 20.99 | 4X4PX | Mgr Proj & Construct
6680 | 4 x 4 Pass External | Vehicle | 20.99 | 4X4PX | Property Management
6681 | 4 x 4 Pass External | Vehicle | 20.99 | 4X4PX | Grounds Team
6685 | 4 x 4 Pass External | Vehicle | 20.99 | 4X4PX | High Voltage Testing
6686 | 4 x 4 Pass External | Vehicle | 20.99 | 4X4PX | Switching Group
6690 | 4 x 4 Pass External | Vehicle | 20.99 | 4X4PX | Sub Maint Manager
6750 | 4 x 4 Pass External | Vehicle | 20.99 | 4X4PX | Telecomm & Tech Svcs
6820 | 4 x 4 Pass External | Vehicle | 20.99 | 4X4PX | Vegetation Ser Mgr
6825 | 4 x 4 Pass External | Vehicle | 20.99 | 4X4PX | Line Clearance Offic
6830 | 4 x 4 Pass External | Vehicle | 20.99 | 4X4PX | Telco Mgt
6831 | 4 x 4 Pass External | Vehicle | 20.99 | 4X4PX | Tel Field
6832 | 4 x 4 Pass External | Vehicle | 20.99 | 4X4PX | Tel Proj Mgt
6833 | 4 x 4 Pass External | Vehicle | 20.99 | 4X4PX | Telco Technical
6834 | 4 x 4 Pass External | Vehicle | 20.99 | 4X4PX | Tel CS Field
6901 | 4 x 4 Pass External | Vehicle | 20.99 | 4X4PX | Mgr Ops Planning
6903 | 4 x 4 Pass External | Vehicle | 20.99 | 4X4PX | Mgr Ops Del-Regional
6998 | 4 x 4 Pass External | Vehicle | 20.99 | 4X4PX | Vehicle Cost Clearin
6999 | 4 x 4 Pass External | Vehicle | 20.99 | 4X4PX | Labour Overhead Clrg
9001 | 4 x 4 Pass External | Vehicle | 20.99 | 4X4PX | Field Servs. Allocn
600 | 4 x 4 Passenger | Vehicle | 20.99 | 4X4P | Supply Chain Mngment
601 | 4 x 4 Passenger | Vehicle | 20.99 | 4X4P | Logistics Redeployee
605 | 4 x 4 Passenger | Vehicle | 20.99 | 4X4P | Materials Supply Mgt
611 | 4 x 4 Passenger | Vehicle | 20.99 | 4X4P | Fleet Workshop
630 | 4 x 4 Passenger | Vehicle | 20.99 | 4X4P | Inventory Planning
640 | 4 x 4 Passenger | Vehicle | 20.99 | 4X4P | Pole Construction
641 | 4 x 4 Passenger | Vehicle | 20.99 | 4X4P | Mechanised Poles
660 | 4 x 4 Passenger | Vehicle | 20.99 | 4X4P | Warehouse&Distributi
664 | 4 x 4 Passenger | Vehicle | 20.99 | 4X4P | RegionalLogFldOps
665 | 4 x 4 Passenger | Vehicle | 20.99 | 4X4P | MetroLogFldOps
6010 | 4 x 4 Passenger | Vehicle | 20.99 | 4X4P | Metro North Mgr
6011 | 4 x 4 Passenger | Vehicle | 20.99 | 4X4P | Works Planners
6012 | 4 x 4 Passenger | Vehicle | 20.99 | 4X4P | OS Elizabeth
6013 | 4 x 4 Passenger | Vehicle | 20.99 | 4X4P | OS Eliz ProjDONOTUSE
6014 | 4 x 4 Passenger | Vehicle | 20.99 | 4X4P | Ops Supv CBD Proj
6015 | 4 x 4 Passenger | Vehicle | 20.99 | 4X4P | OS St Marys
6016 | 4 x 4 Passenger | Vehicle | 20.99 | 4X4P | OS Cust Con North
6017 | 4 x 4 Passenger | Vehicle | 20.99 | 4X4P | OS Cust Con South
6020 | 4 x 4 Passenger | Vehicle | 20.99 | 4X4P | PTS - BSC Reporting
6021 | 4 x 4 Passenger | Vehicle | 20.99 | 4X4P | Schedulers
6022 | 4 x 4 Passenger | Vehicle | 20.99 | 4X4P | Business Improvement
6023 | 4 x 4 Passenger | Vehicle | 20.99 | 4X4P | Substation Estimator
6028 | 4 x 4 Passenger | Vehicle | 20.99 | 4X4P | Apprentice CC Sth
6029 | 4 x 4 Passenger | Vehicle | 20.99 | 4X4P | Apprentice CC Nth
6032 | 4 x 4 Passenger | Vehicle | 20.99 | 4X4P | Powerline Design
6100 | 4 x 4 Passenger | Vehicle | 20.99 | 4X4P | FS Business Perf
6101 | 4 x 4 Passenger | Vehicle | 20.99 | 4X4P | OS Wingfield
6102 | 4 x 4 Passenger | Vehicle | 20.99 | 4X4P | TSW Wingfield
6103 | 4 x 4 Passenger | Vehicle | 20.99 | 4X4P | Apprentice Wingfield
6110 | 4 x 4 Passenger | Vehicle | 20.99 | 4X4P | W/S - Select Labour
6112 | 4 x 4 Passenger | Vehicle | 20.99 | 4X4P | Workshops Management
6220 | 4 x 4 Passenger | Vehicle | 20.99 | 4X4P | Workshop Support
6221 | 4 x 4 Passenger | Vehicle | 20.99 | 4X4P | Distribution T/frmrs
6222 | 4 x 4 Passenger | Vehicle | 20.99 | 4X4P | Pad T/fmrs & Swtchge
6223 | 4 x 4 Passenger | Vehicle | 20.99 | 4X4P | Sub Transformers
6224 | 4 x 4 Passenger | Vehicle | 20.99 | 4X4P | Manufact & Fabricat
6225 | 4 x 4 Passenger | Vehicle | 20.99 | 4X4P | Recl & HV Fuses
6226 | 4 x 4 Passenger | Vehicle | 20.99 | 4X4P | Mtce & Oil Reclamat
6229 | 4 x 4 Passenger | Vehicle | 20.99 | 4X4P | Cnsmbl-Manu'Trnsfrmr
6230 | 4 x 4 Passenger | Vehicle | 20.99 | 4X4P | Secondary Design
6231 | 4 x 4 Passenger | Vehicle | 20.99 | 4X4P | Engineering
6232 | 4 x 4 Passenger | Vehicle | 20.99 | 4X4P | Primary Design
6234 | 4 x 4 Passenger | Vehicle | 20.99 | 4X4P | Powerline Tech Serv
6235 | 4 x 4 Passenger | Vehicle | 20.99 | 4X4P | Quality Of Supply
6236 | 4 x 4 Passenger | Vehicle | 20.99 | 4X4P | Protection
6238 | 4 x 4 Passenger | Vehicle | 20.99 | 4X4P | Engineering Delivery
6240 | 4 x 4 Passenger | Vehicle | 20.99 | 4X4P | General - Batteries
6241 | 4 x 4 Passenger | Vehicle | 20.99 | 4X4P | Field SCADA
6242 | 4 x 4 Passenger | Vehicle | 20.99 | 4X4P | SCADA Technical
6243 | 4 x 4 Passenger | Vehicle | 20.99 | 4X4P | Engineering Officers
6244 | 4 x 4 Passenger | Vehicle | 20.99 | 4X4P | Recloser Workshop
6306 | 4 x 4 Passenger | Vehicle | 20.99 | 4X4P | Design Services Mgnt
6307 | 4 x 4 Passenger | Vehicle | 20.99 | 4X4P | Do Not Use
6308 | 4 x 4 Passenger | Vehicle | 20.99 | 4X4P | Do Not Use
6320 | 4 x 4 Passenger | Vehicle | 20.99 | 4X4P | Work Practices
6342 | 4 x 4 Passenger | Vehicle | 20.99 | 4X4P | CSO - Vic Harb/KI
6343 | 4 x 4 Passenger | Vehicle | 20.99 | 4X4P | CSO-Kadina
6344 | 4 x 4 Passenger | Vehicle | 20.99 | 4X4P | CSO-Pt Augusta
6345 | 4 x 4 Passenger | Vehicle | 20.99 | 4X4P | CSO-Mt Barker
6346 | 4 x 4 Passenger | Vehicle | 20.99 | 4X4P | CSO-Naracoorte
6347 | 4 x 4 Passenger | Vehicle | 20.99 | 4X4P | CSO-Nuriootpa
6400 | 4 x 4 Passenger | Vehicle | 20.99 | 4X4P | FS Ops Support
6401 | 4 x 4 Passenger | Vehicle | 20.99 | 4X4P | Powerline Estimating
6402 | 4 x 4 Passenger | Vehicle | 20.99 | 4X4P | Field Services GM
6404 | 4 x 4 Passenger | Vehicle | 20.99 | 4X4P | Dispatch Officers
6405 | 4 x 4 Passenger | Vehicle | 20.99 | 4X4P | Contract Services
6406 | 4 x 4 Passenger | Vehicle | 20.99 | 4X4P | DO NOT USE
6407 | 4 x 4 Passenger | Vehicle | 20.99 | 4X4P | WCSR Manager
6410 | 4 x 4 Passenger | Vehicle | 20.99 | 4X4P | Admin Metro North
6411 | 4 x 4 Passenger | Vehicle | 20.99 | 4X4P | TSW Eliz ProjDONOTUS
6412 | 4 x 4 Passenger | Vehicle | 20.99 | 4X4P | TSW Elizabeth
6413 | 4 x 4 Passenger | Vehicle | 20.99 | 4X4P | Apprentices-ElizProj
6414 | 4 x 4 Passenger | Vehicle | 20.99 | 4X4P | TSW Cust Conn North
6415 | 4 x 4 Passenger | Vehicle | 20.99 | 4X4P | TSW Sub Mt Ancillary
6416 | 4 x 4 Passenger | Vehicle | 20.99 | 4X4P | Apprentice-SubMtcAnc
6417 | 4 x 4 Passenger | Vehicle | 20.99 | 4X4P | TSW CBD Projects
6418 | 4 x 4 Passenger | Vehicle | 20.99 | 4X4P | Apprentices CBD Proj
6419 | 4 x 4 Passenger | Vehicle | 20.99 | 4X4P | Apprentices Eliz
6420 | 4 x 4 Passenger | Vehicle | 20.99 | 4X4P | Admin-Country South
6421 | 4 x 4 Passenger | Vehicle | 20.99 | 4X4P | TSW Mt Barker
6422 | 4 x 4 Passenger | Vehicle | 20.99 | 4X4P | TSW Murray Bridge
6423 | 4 x 4 Passenger | Vehicle | 20.99 | 4X4P | TSW -Gumeracha
6425 | 4 x 4 Passenger | Vehicle | 20.99 | 4X4P | Not In Use 2003
6426 | 4 x 4 Passenger | Vehicle | 20.99 | 4X4P | Apprentices Mt Barke
6427 | 4 x 4 Passenger | Vehicle | 20.99 | 4X4P | Not In Use 2003
6430 | 4 x 4 Passenger | Vehicle | 20.99 | 4X4P | DO NOT USE
6432 | 4 x 4 Passenger | Vehicle | 20.99 | 4X4P | TSW St Marys
6434 | 4 x 4 Passenger | Vehicle | 20.99 | 4X4P | TSW Cust Conn South
6437 | 4 x 4 Passenger | Vehicle | 20.99 | 4X4P | Apprentices-St Marys
6438 | 4 x 4 Passenger | Vehicle | 20.99 | 4X4P | TSW CBD SR
6439 | 4 x 4 Passenger | Vehicle | 20.99 | 4X4P | Apprentices CBD SR
6442 | 4 x 4 Passenger | Vehicle | 20.99 | 4X4P | TSW P/Line-Victor Ha
6443 | 4 x 4 Passenger | Vehicle | 20.99 | 4X4P | TSW-Kangaroo Island
6444 | 4 x 4 Passenger | Vehicle | 20.99 | 4X4P | Apprentices-KI-VicHa
6450 | 4 x 4 Passenger | Vehicle | 20.99 | 4X4P | Group Admin Sub
6452 | 4 x 4 Passenger | Vehicle | 20.99 | 4X4P | TSW Sub Const
6456 | 4 x 4 Passenger | Vehicle | 20.99 | 4X4P | TSW Substation Mtce
6458 | 4 x 4 Passenger | Vehicle | 20.99 | 4X4P | TSW Apprentices Sub
6459 | 4 x 4 Passenger | Vehicle | 20.99 | 4X4P | Transmiss Construct
6460 | 4 x 4 Passenger | Vehicle | 20.99 | 4X4P | Delivery of Work
6461 | 4 x 4 Passenger | Vehicle | 20.99 | 4X4P | Programming of Work
6462 | 4 x 4 Passenger | Vehicle | 20.99 | 4X4P | TSW Lower Eyre Pen
6463 | 4 x 4 Passenger | Vehicle | 20.99 | 4X4P | TSW Upper Eyre Penin
6464 | 4 x 4 Passenger | Vehicle | 20.99 | 4X4P | Apprentices-EyrePen
6470 | 4 x 4 Passenger | Vehicle | 20.99 | 4X4P | Admin-CON
6472 | 4 x 4 Passenger | Vehicle | 20.99 | 4X4P | TSW Power Lin-Pt Aug
6473 | 4 x 4 Passenger | Vehicle | 20.99 | 4X4P | Apprentices-PtAugust
6480 | 4 x 4 Passenger | Vehicle | 20.99 | 4X4P | Admin-Clare
6482 | 4 x 4 Passenger | Vehicle | 20.99 | 4X4P | TSW Clare/Nur
6483 | 4 x 4 Passenger | Vehicle | 20.99 | 4X4P | TSW Yorke Peninsula
6484 | 4 x 4 Passenger | Vehicle | 20.99 | 4X4P | Apprentices-Clare
6486 | 4 x 4 Passenger | Vehicle | 20.99 | 4X4P | Apprentices-YorkePen
6490 | 4 x 4 Passenger | Vehicle | 20.99 | 4X4P | Admin-Barmera
6492 | 4 x 4 Passenger | Vehicle | 20.99 | 4X4P | TSW Power Line-Barm
6500 | 4 x 4 Passenger | Vehicle | 20.99 | 4X4P | Admin-Mt Gambier
6502 | 4 x 4 Passenger | Vehicle | 20.99 | 4X4P | TSW Lower South East
6503 | 4 x 4 Passenger | Vehicle | 20.99 | 4X4P | TSW Upper South East
6504 | 4 x 4 Passenger | Vehicle | 20.99 | 4X4P | Apprentices-LowerSE
6505 | 4 x 4 Passenger | Vehicle | 20.99 | 4X4P | Apprentices-UpperSE
6506 | 4 x 4 Passenger | Vehicle | 20.99 | 4X4P | TSW Interstate
6507 | 4 x 4 Passenger | Vehicle | 20.99 | 4X4P | Apprentices - MB & G
6508 | 4 x 4 Passenger | Vehicle | 20.99 | 4X4P | Apprentices - Barmer
6509 | 4 x 4 Passenger | Vehicle | 20.99 | 4X4P | Apprentice Marleston
6510 | 4 x 4 Passenger | Vehicle | 20.99 | 4X4P | Grp Admin Metro Sth
6511 | 4 x 4 Passenger | Vehicle | 20.99 | 4X4P | TSW - Marleston
6512 | 4 x 4 Passenger | Vehicle | 20.99 | 4X4P | TSW Morphett Vale
6513 | 4 x 4 Passenger | Vehicle | 20.99 | 4X4P | TSW Holden Hill
6517 | 4 x 4 Passenger | Vehicle | 20.99 | 4X4P | Asset Locators
6518 | 4 x 4 Passenger | Vehicle | 20.99 | 4X4P | Apprentices MorphV
6519 | 4 x 4 Passenger | Vehicle | 20.99 | 4X4P | High Load FS
6520 | 4 x 4 Passenger | Vehicle | 20.99 | 4X4P | Mgr Switch Safe
6521 | 4 x 4 Passenger | Vehicle | 20.99 | 4X4P | TSW - CRO South
6522 | 4 x 4 Passenger | Vehicle | 20.99 | 4X4P | TSW - CRO North
6620 | 4 x 4 Passenger | Vehicle | 20.99 | 4X4P | Country Ops Nth Mgr
6622 | 4 x 4 Passenger | Vehicle | 20.99 | 4X4P | Ops Su Port Augusta
6623 | 4 x 4 Passenger | Vehicle | 20.99 | 4X4P | Cont Supv -Clare/Nur
6624 | 4 x 4 Passenger | Vehicle | 20.99 | 4X4P | Ops Supv -Yorke Pen
6625 | 4 x 4 Passenger | Vehicle | 20.99 | 4X4P | Ops Supv Eyre Pen
6630 | 4 x 4 Passenger | Vehicle | 20.99 | 4X4P | Country Ops Sth Mgr
6632 | 4 x 4 Passenger | Vehicle | 20.99 | 4X4P | Ops Supv KI-VH
6633 | 4 x 4 Passenger | Vehicle | 20.99 | 4X4P | Ops Supv Mt Barker
6634 | 4 x 4 Passenger | Vehicle | 20.99 | 4X4P | Ops Supv MB/Gum
6635 | 4 x 4 Passenger | Vehicle | 20.99 | 4X4P | Ops Supv Barmera
6636 | 4 x 4 Passenger | Vehicle | 20.99 | 4X4P | Ops Supv Lower SE
6637 | 4 x 4 Passenger | Vehicle | 20.99 | 4X4P | Ops Supv Upper SE
6640 | 4 x 4 Passenger | Vehicle | 20.99 | 4X4P | Metro South Mgr
6642 | 4 x 4 Passenger | Vehicle | 20.99 | 4X4P | OS Holden Hill
6643 | 4 x 4 Passenger | Vehicle | 20.99 | 4X4P | Apprent Holden Hill
6644 | 4 x 4 Passenger | Vehicle | 20.99 | 4X4P | Ops Supr Marleston
6645 | 4 x 4 Passenger | Vehicle | 20.99 | 4X4P | OS Morphett Vale
6646 | 4 x 4 Passenger | Vehicle | 20.99 | 4X4P | Ops Supv - SubMtcAnc
6648 | 4 x 4 Passenger | Vehicle | 20.99 | 4X4P | Central Mgr
6649 | 4 x 4 Passenger | Vehicle | 20.99 | 4X4P | OS CBD SR
6652 | 4 x 4 Passenger | Vehicle | 20.99 | 4X4P | Ops Supv Sub Mtce
6654 | 4 x 4 Passenger | Vehicle | 20.99 | 4X4P | Ops Supv Sub Const
6655 | 4 x 4 Passenger | Vehicle | 20.99 | 4X4P | Field Officers
6657 | 4 x 4 Passenger | Vehicle | 20.99 | 4X4P | OS Transm Construct
6660 | 4 x 4 Passenger | Vehicle | 20.99 | 4X4P | Project Management
6662 | 4 x 4 Passenger | Vehicle | 20.99 | 4X4P | PM Support
6665 | 4 x 4 Passenger | Vehicle | 20.99 | 4X4P | Mgr Proj & Construct
6680 | 4 x 4 Passenger | Vehicle | 20.99 | 4X4P | Property Management
6681 | 4 x 4 Passenger | Vehicle | 20.99 | 4X4P | Grounds Team
6685 | 4 x 4 Passenger | Vehicle | 20.99 | 4X4P | High Voltage Testing
6686 | 4 x 4 Passenger | Vehicle | 20.99 | 4X4P | Switching Group
6690 | 4 x 4 Passenger | Vehicle | 20.99 | 4X4P | Sub Maint Manager
6750 | 4 x 4 Passenger | Vehicle | 20.99 | 4X4P | Telecomm & Tech Svcs
6820 | 4 x 4 Passenger | Vehicle | 20.99 | 4X4P | Vegetation Ser Mgr
6825 | 4 x 4 Passenger | Vehicle | 20.99 | 4X4P | Line Clearance Offic
6830 | 4 x 4 Passenger | Vehicle | 20.99 | 4X4P | Telco Mgt
6831 | 4 x 4 Passenger | Vehicle | 20.99 | 4X4P | Tel Field
6832 | 4 x 4 Passenger | Vehicle | 20.99 | 4X4P | Tel Proj Mgt
6833 | 4 x 4 Passenger | Vehicle | 20.99 | 4X4P | Telco Technical
6834 | 4 x 4 Passenger | Vehicle | 20.99 | 4X4P | Tel CS Field
6901 | 4 x 4 Passenger | Vehicle | 20.99 | 4X4P | Mgr Ops Planning
6902 | 4 x 4 Passenger | Vehicle | 20.99 | 4X4P | Mgr Ops Del-Metro
6903 | 4 x 4 Passenger | Vehicle | 20.99 | 4X4P | Mgr Ops Del-Regional
6998 | 4 x 4 Passenger | Vehicle | 20.99 | 4X4P | Vehicle Cost Clearin
6999 | 4 x 4 Passenger | Vehicle | 20.99 | 4X4P | Labour Overhead Clrg
9001 | 4 x 4 Passenger | Vehicle | 20.99 | 4X4P | Field Servs. Allocn
600 | 4x2 Commer<3.5t Ext | Vehicle | 12.82 | 4X2CX | Supply Chain Mngment
601 | 4x2 Commer<3.5t Ext | Vehicle | 12.82 | 4X2CX | Logistics Redeployee
605 | 4x2 Commer<3.5t Ext | Vehicle | 12.82 | 4X2CX | Materials Supply Mgt
611 | 4x2 Commer<3.5t Ext | Vehicle | 12.82 | 4X2CX | Fleet Workshop
630 | 4x2 Commer<3.5t Ext | Vehicle | 12.82 | 4X2CX | Inventory Planning
640 | 4x2 Commer<3.5t Ext | Vehicle | 12.82 | 4X2CX | Pole Construction
641 | 4x2 Commer<3.5t Ext | Vehicle | 12.82 | 4X2CX | Mechanised Poles
660 | 4x2 Commer<3.5t Ext | Vehicle | 12.82 | 4X2CX | Warehouse&Distributi
664 | 4x2 Commer<3.5t Ext | Vehicle | 12.82 | 4X2CX | RegionalLogFldOps
665 | 4x2 Commer<3.5t Ext | Vehicle | 12.82 | 4X2CX | MetroLogFldOps
6010 | 4x2 Commer<3.5t Ext | Vehicle | 12.82 | 4X2CX | Metro North Mgr
6011 | 4x2 Commer<3.5t Ext | Vehicle | 12.82 | 4X2CX | Works Planners
6012 | 4x2 Commer<3.5t Ext | Vehicle | 12.82 | 4X2CX | OS Elizabeth
6013 | 4x2 Commer<3.5t Ext | Vehicle | 12.82 | 4X2CX | OS Eliz ProjDONOTUSE
6014 | 4x2 Commer<3.5t Ext | Vehicle | 12.82 | 4X2CX | Ops Supv CBD Proj
6015 | 4x2 Commer<3.5t Ext | Vehicle | 12.82 | 4X2CX | OS St Marys
6016 | 4x2 Commer<3.5t Ext | Vehicle | 12.82 | 4X2CX | OS Cust Con North
6017 | 4x2 Commer<3.5t Ext | Vehicle | 12.82 | 4X2CX | OS Cust Con South
6020 | 4x2 Commer<3.5t Ext | Vehicle | 12.82 | 4X2CX | PTS - BSC Reporting
6021 | 4x2 Commer<3.5t Ext | Vehicle | 12.82 | 4X2CX | Schedulers
6022 | 4x2 Commer<3.5t Ext | Vehicle | 12.82 | 4X2CX | Business Improvement
6023 | 4x2 Commer<3.5t Ext | Vehicle | 12.82 | 4X2CX | Substation Estimator
6100 | 4x2 Commer<3.5t Ext | Vehicle | 12.82 | 4X2CX | FS Business Perf
6101 | 4x2 Commer<3.5t Ext | Vehicle | 12.82 | 4X2CX | OS Wingfield
6102 | 4x2 Commer<3.5t Ext | Vehicle | 12.82 | 4X2CX | TSW Wingfield
6103 | 4x2 Commer<3.5t Ext | Vehicle | 12.82 | 4X2CX | Apprentice Wingfield
6110 | 4x2 Commer<3.5t Ext | Vehicle | 12.82 | 4X2CX | W/S - Select Labour
6220 | 4x2 Commer<3.5t Ext | Vehicle | 12.82 | 4X2CX | Workshop Support
6221 | 4x2 Commer<3.5t Ext | Vehicle | 12.82 | 4X2CX | Distribution T/frmrs
6222 | 4x2 Commer<3.5t Ext | Vehicle | 12.82 | 4X2CX | Pad T/fmrs & Swtchge
6223 | 4x2 Commer<3.5t Ext | Vehicle | 12.82 | 4X2CX | Sub Transformers
6224 | 4x2 Commer<3.5t Ext | Vehicle | 12.82 | 4X2CX | Manufact & Fabricat
6225 | 4x2 Commer<3.5t Ext | Vehicle | 12.82 | 4X2CX | Recl & HV Fuses
6226 | 4x2 Commer<3.5t Ext | Vehicle | 12.82 | 4X2CX | Mtce & Oil Reclamat
6229 | 4x2 Commer<3.5t Ext | Vehicle | 12.82 | 4X2CX | Cnsmbl-Manu'Trnsfrmr
6230 | 4x2 Commer<3.5t Ext | Vehicle | 12.82 | 4X2CX | Secondary Design
6231 | 4x2 Commer<3.5t Ext | Vehicle | 12.82 | 4X2CX | Engineering
6232 | 4x2 Commer<3.5t Ext | Vehicle | 12.82 | 4X2CX | Primary Design
6234 | 4x2 Commer<3.5t Ext | Vehicle | 12.82 | 4X2CX | Powerline Tech Serv
6235 | 4x2 Commer<3.5t Ext | Vehicle | 12.82 | 4X2CX | Quality Of Supply
6236 | 4x2 Commer<3.5t Ext | Vehicle | 12.82 | 4X2CX | Protection
6238 | 4x2 Commer<3.5t Ext | Vehicle | 12.82 | 4X2CX | Engineering Delivery
6240 | 4x2 Commer<3.5t Ext | Vehicle | 12.82 | 4X2CX | General - Batteries
6241 | 4x2 Commer<3.5t Ext | Vehicle | 12.82 | 4X2CX | Field SCADA
6242 | 4x2 Commer<3.5t Ext | Vehicle | 12.82 | 4X2CX | SCADA Technical
6243 | 4x2 Commer<3.5t Ext | Vehicle | 12.82 | 4X2CX | Engineering Officers
6244 | 4x2 Commer<3.5t Ext | Vehicle | 12.82 | 4X2CX | Recloser Workshop
6306 | 4x2 Commer<3.5t Ext | Vehicle | 12.82 | 4X2CX | Design Services Mgnt
6307 | 4x2 Commer<3.5t Ext | Vehicle | 12.82 | 4X2CX | Do Not Use
6308 | 4x2 Commer<3.5t Ext | Vehicle | 12.82 | 4X2CX | Do Not Use
6320 | 4x2 Commer<3.5t Ext | Vehicle | 12.82 | 4X2CX | Work Practices
6342 | 4x2 Commer<3.5t Ext | Vehicle | 12.82 | 4X2CX | CSO - Vic Harb/KI
6343 | 4x2 Commer<3.5t Ext | Vehicle | 12.82 | 4X2CX | CSO-Kadina
6344 | 4x2 Commer<3.5t Ext | Vehicle | 12.82 | 4X2CX | CSO-Pt Augusta
6345 | 4x2 Commer<3.5t Ext | Vehicle | 12.82 | 4X2CX | CSO-Mt Barker
6346 | 4x2 Commer<3.5t Ext | Vehicle | 12.82 | 4X2CX | CSO-Naracoorte
6347 | 4x2 Commer<3.5t Ext | Vehicle | 12.82 | 4X2CX | CSO-Nuriootpa
6400 | 4x2 Commer<3.5t Ext | Vehicle | 12.82 | 4X2CX | FS Ops Support
6401 | 4x2 Commer<3.5t Ext | Vehicle | 12.82 | 4X2CX | Powerline Estimating
6402 | 4x2 Commer<3.5t Ext | Vehicle | 12.82 | 4X2CX | Field Services GM
6404 | 4x2 Commer<3.5t Ext | Vehicle | 12.82 | 4X2CX | Dispatch Officers
6405 | 4x2 Commer<3.5t Ext | Vehicle | 12.82 | 4X2CX | Contract Services
6406 | 4x2 Commer<3.5t Ext | Vehicle | 12.82 | 4X2CX | DO NOT USE
6407 | 4x2 Commer<3.5t Ext | Vehicle | 12.82 | 4X2CX | WCSR Manager
6410 | 4x2 Commer<3.5t Ext | Vehicle | 12.82 | 4X2CX | Admin Metro North
6411 | 4x2 Commer<3.5t Ext | Vehicle | 12.82 | 4X2CX | TSW Eliz ProjDONOTUS
6412 | 4x2 Commer<3.5t Ext | Vehicle | 12.82 | 4X2CX | TSW Elizabeth
6413 | 4x2 Commer<3.5t Ext | Vehicle | 12.82 | 4X2CX | Apprentices-ElizProj
6414 | 4x2 Commer<3.5t Ext | Vehicle | 12.82 | 4X2CX | TSW Cust Conn North
6415 | 4x2 Commer<3.5t Ext | Vehicle | 12.82 | 4X2CX | TSW Sub Mt Ancillary
6416 | 4x2 Commer<3.5t Ext | Vehicle | 12.82 | 4X2CX | Apprentice-SubMtcAnc
6417 | 4x2 Commer<3.5t Ext | Vehicle | 12.82 | 4X2CX | TSW CBD Projects
6418 | 4x2 Commer<3.5t Ext | Vehicle | 12.82 | 4X2CX | Apprentices CBD Proj
6419 | 4x2 Commer<3.5t Ext | Vehicle | 12.82 | 4X2CX | Apprentices Eliz
6420 | 4x2 Commer<3.5t Ext | Vehicle | 12.82 | 4X2CX | Admin-Country South
6421 | 4x2 Commer<3.5t Ext | Vehicle | 12.82 | 4X2CX | TSW Mt Barker
6422 | 4x2 Commer<3.5t Ext | Vehicle | 12.82 | 4X2CX | TSW Murray Bridge
6423 | 4x2 Commer<3.5t Ext | Vehicle | 12.82 | 4X2CX | TSW -Gumeracha
6425 | 4x2 Commer<3.5t Ext | Vehicle | 12.82 | 4X2CX | Not In Use 2003
6426 | 4x2 Commer<3.5t Ext | Vehicle | 12.82 | 4X2CX | Apprentices Mt Barke
6427 | 4x2 Commer<3.5t Ext | Vehicle | 12.82 | 4X2CX | Not In Use 2003
6430 | 4x2 Commer<3.5t Ext | Vehicle | 12.82 | 4X2CX | DO NOT USE
6432 | 4x2 Commer<3.5t Ext | Vehicle | 12.82 | 4X2CX | TSW St Marys
6434 | 4x2 Commer<3.5t Ext | Vehicle | 12.82 | 4X2CX | TSW Cust Conn South
6437 | 4x2 Commer<3.5t Ext | Vehicle | 12.82 | 4X2CX | Apprentices-St Marys
6438 | 4x2 Commer<3.5t Ext | Vehicle | 12.82 | 4X2CX | TSW CBD SR
6439 | 4x2 Commer<3.5t Ext | Vehicle | 12.82 | 4X2CX | Apprentices CBD SR
6442 | 4x2 Commer<3.5t Ext | Vehicle | 12.82 | 4X2CX | TSW P/Line-Victor Ha
6443 | 4x2 Commer<3.5t Ext | Vehicle | 12.82 | 4X2CX | TSW-Kangaroo Island
6444 | 4x2 Commer<3.5t Ext | Vehicle | 12.82 | 4X2CX | Apprentices-KI-VicHa
6450 | 4x2 Commer<3.5t Ext | Vehicle | 12.82 | 4X2CX | Group Admin Sub
6452 | 4x2 Commer<3.5t Ext | Vehicle | 12.82 | 4X2CX | TSW Sub Const
6456 | 4x2 Commer<3.5t Ext | Vehicle | 12.82 | 4X2CX | TSW Substation Mtce
6459 | 4x2 Commer<3.5t Ext | Vehicle | 12.82 | 4X2CX | Transmiss Construct
6462 | 4x2 Commer<3.5t Ext | Vehicle | 12.82 | 4X2CX | TSW Lower Eyre Pen
6463 | 4x2 Commer<3.5t Ext | Vehicle | 12.82 | 4X2CX | TSW Upper Eyre Penin
6464 | 4x2 Commer<3.5t Ext | Vehicle | 12.82 | 4X2CX | Apprentices-EyrePen
6470 | 4x2 Commer<3.5t Ext | Vehicle | 12.82 | 4X2CX | Admin-CON
6472 | 4x2 Commer<3.5t Ext | Vehicle | 12.82 | 4X2CX | TSW Power Lin-Pt Aug
6473 | 4x2 Commer<3.5t Ext | Vehicle | 12.82 | 4X2CX | Apprentices-PtAugust
6480 | 4x2 Commer<3.5t Ext | Vehicle | 12.82 | 4X2CX | Admin-Clare
6482 | 4x2 Commer<3.5t Ext | Vehicle | 12.82 | 4X2CX | TSW Clare/Nur
6483 | 4x2 Commer<3.5t Ext | Vehicle | 12.82 | 4X2CX | TSW Yorke Peninsula
6484 | 4x2 Commer<3.5t Ext | Vehicle | 12.82 | 4X2CX | Apprentices-Clare
6486 | 4x2 Commer<3.5t Ext | Vehicle | 12.82 | 4X2CX | Apprentices-YorkePen
6490 | 4x2 Commer<3.5t Ext | Vehicle | 12.82 | 4X2CX | Admin-Barmera
6492 | 4x2 Commer<3.5t Ext | Vehicle | 12.82 | 4X2CX | TSW Power Line-Barm
6500 | 4x2 Commer<3.5t Ext | Vehicle | 12.82 | 4X2CX | Admin-Mt Gambier
6502 | 4x2 Commer<3.5t Ext | Vehicle | 12.82 | 4X2CX | TSW Lower South East
6503 | 4x2 Commer<3.5t Ext | Vehicle | 12.82 | 4X2CX | TSW Upper South East
6504 | 4x2 Commer<3.5t Ext | Vehicle | 12.82 | 4X2CX | Apprentices-LowerSE
6505 | 4x2 Commer<3.5t Ext | Vehicle | 12.82 | 4X2CX | Apprentices-UpperSE
6506 | 4x2 Commer<3.5t Ext | Vehicle | 12.82 | 4X2CX | TSW Interstate
6507 | 4x2 Commer<3.5t Ext | Vehicle | 12.82 | 4X2CX | Apprentices - MB & G
6508 | 4x2 Commer<3.5t Ext | Vehicle | 12.82 | 4X2CX | Apprentices - Barmer
6509 | 4x2 Commer<3.5t Ext | Vehicle | 12.82 | 4X2CX | Apprentice Marleston
6510 | 4x2 Commer<3.5t Ext | Vehicle | 12.82 | 4X2CX | Grp Admin Metro Sth
6511 | 4x2 Commer<3.5t Ext | Vehicle | 12.82 | 4X2CX | TSW - Marleston
6512 | 4x2 Commer<3.5t Ext | Vehicle | 12.82 | 4X2CX | TSW Morphett Vale
6513 | 4x2 Commer<3.5t Ext | Vehicle | 12.82 | 4X2CX | TSW Holden Hill
6517 | 4x2 Commer<3.5t Ext | Vehicle | 12.82 | 4X2CX | Asset Locators
6518 | 4x2 Commer<3.5t Ext | Vehicle | 12.82 | 4X2CX | Apprentices MorphV
6519 | 4x2 Commer<3.5t Ext | Vehicle | 12.82 | 4X2CX | High Load FS
6520 | 4x2 Commer<3.5t Ext | Vehicle | 12.82 | 4X2CX | Mgr Switch Safe
6521 | 4x2 Commer<3.5t Ext | Vehicle | 12.82 | 4X2CX | TSW - CRO South
6522 | 4x2 Commer<3.5t Ext | Vehicle | 12.82 | 4X2CX | TSW - CRO North
6620 | 4x2 Commer<3.5t Ext | Vehicle | 12.82 | 4X2CX | Country Ops Nth Mgr
6622 | 4x2 Commer<3.5t Ext | Vehicle | 12.82 | 4X2CX | Ops Su Port Augusta
6623 | 4x2 Commer<3.5t Ext | Vehicle | 12.82 | 4X2CX | Cont Supv -Clare/Nur
6624 | 4x2 Commer<3.5t Ext | Vehicle | 12.82 | 4X2CX | Ops Supv -Yorke Pen
6625 | 4x2 Commer<3.5t Ext | Vehicle | 12.82 | 4X2CX | Ops Supv Eyre Pen
6630 | 4x2 Commer<3.5t Ext | Vehicle | 12.82 | 4X2CX | Country Ops Sth Mgr
6632 | 4x2 Commer<3.5t Ext | Vehicle | 12.82 | 4X2CX | Ops Supv KI-VH
6633 | 4x2 Commer<3.5t Ext | Vehicle | 12.82 | 4X2CX | Ops Supv Mt Barker
6634 | 4x2 Commer<3.5t Ext | Vehicle | 12.82 | 4X2CX | Ops Supv MB/Gum
6635 | 4x2 Commer<3.5t Ext | Vehicle | 12.82 | 4X2CX | Ops Supv Barmera
6636 | 4x2 Commer<3.5t Ext | Vehicle | 12.82 | 4X2CX | Ops Supv Lower SE
6637 | 4x2 Commer<3.5t Ext | Vehicle | 12.82 | 4X2CX | Ops Supv Upper SE
6640 | 4x2 Commer<3.5t Ext | Vehicle | 12.82 | 4X2CX | Metro South Mgr
6642 | 4x2 Commer<3.5t Ext | Vehicle | 12.82 | 4X2CX | OS Holden Hill
6643 | 4x2 Commer<3.5t Ext | Vehicle | 12.82 | 4X2CX | Apprent Holden Hill
6644 | 4x2 Commer<3.5t Ext | Vehicle | 12.82 | 4X2CX | Ops Supr Marleston
6645 | 4x2 Commer<3.5t Ext | Vehicle | 12.82 | 4X2CX | OS Morphett Vale
6646 | 4x2 Commer<3.5t Ext | Vehicle | 12.82 | 4X2CX | Ops Supv - SubMtcAnc
6648 | 4x2 Commer<3.5t Ext | Vehicle | 12.82 | 4X2CX | Central Mgr
6649 | 4x2 Commer<3.5t Ext | Vehicle | 12.82 | 4X2CX | OS CBD SR
6652 | 4x2 Commer<3.5t Ext | Vehicle | 12.82 | 4X2CX | Ops Supv Sub Mtce
6654 | 4x2 Commer<3.5t Ext | Vehicle | 12.82 | 4X2CX | Ops Supv Sub Const
6655 | 4x2 Commer<3.5t Ext | Vehicle | 12.82 | 4X2CX | Field Officers
6657 | 4x2 Commer<3.5t Ext | Vehicle | 12.82 | 4X2CX | OS Transm Construct
6660 | 4x2 Commer<3.5t Ext | Vehicle | 12.82 | 4X2CX | Project Management
6662 | 4x2 Commer<3.5t Ext | Vehicle | 12.82 | 4X2CX | PM Support
6665 | 4x2 Commer<3.5t Ext | Vehicle | 12.82 | 4X2CX | Mgr Proj & Construct
6680 | 4x2 Commer<3.5t Ext | Vehicle | 12.82 | 4X2CX | Property Management
6681 | 4x2 Commer<3.5t Ext | Vehicle | 12.82 | 4X2CX | Grounds Team
6685 | 4x2 Commer<3.5t Ext | Vehicle | 12.82 | 4X2CX | High Voltage Testing
6686 | 4x2 Commer<3.5t Ext | Vehicle | 12.82 | 4X2CX | Switching Group
6690 | 4x2 Commer<3.5t Ext | Vehicle | 12.82 | 4X2CX | Sub Maint Manager
6750 | 4x2 Commer<3.5t Ext | Vehicle | 12.82 | 4X2CX | Telecomm & Tech Svcs
6820 | 4x2 Commer<3.5t Ext | Vehicle | 12.82 | 4X2CX | Vegetation Ser Mgr
6825 | 4x2 Commer<3.5t Ext | Vehicle | 12.82 | 4X2CX | Line Clearance Offic
6830 | 4x2 Commer<3.5t Ext | Vehicle | 12.82 | 4X2CX | Telco Mgt
6831 | 4x2 Commer<3.5t Ext | Vehicle | 12.82 | 4X2CX | Tel Field
6832 | 4x2 Commer<3.5t Ext | Vehicle | 12.82 | 4X2CX | Tel Proj Mgt
6833 | 4x2 Commer<3.5t Ext | Vehicle | 12.82 | 4X2CX | Telco Technical
6834 | 4x2 Commer<3.5t Ext | Vehicle | 12.82 | 4X2CX | Tel CS Field
6901 | 4x2 Commer<3.5t Ext | Vehicle | 12.82 | 4X2CX | Mgr Ops Planning
6903 | 4x2 Commer<3.5t Ext | Vehicle | 12.82 | 4X2CX | Mgr Ops Del-Regional
6998 | 4x2 Commer<3.5t Ext | Vehicle | 12.82 | 4X2CX | Vehicle Cost Clearin
6999 | 4x2 Commer<3.5t Ext | Vehicle | 12.82 | 4X2CX | Labour Overhead Clrg
9001 | 4x2 Commer<3.5t Ext | Vehicle | 12.82 | 4X2CX | Field Servs. Allocn
600 | 4x4 Commer<3.5t Ext | Vehicle | 15.84 | 4X4CX | Supply Chain Mngment
601 | 4x4 Commer<3.5t Ext | Vehicle | 15.84 | 4X4CX | Logistics Redeployee
605 | 4x4 Commer<3.5t Ext | Vehicle | 15.84 | 4X4CX | Materials Supply Mgt
611 | 4x4 Commer<3.5t Ext | Vehicle | 15.84 | 4X4CX | Fleet Workshop
630 | 4x4 Commer<3.5t Ext | Vehicle | 15.84 | 4X4CX | Inventory Planning
640 | 4x4 Commer<3.5t Ext | Vehicle | 15.84 | 4X4CX | Pole Construction
641 | 4x4 Commer<3.5t Ext | Vehicle | 15.84 | 4X4CX | Mechanised Poles
660 | 4x4 Commer<3.5t Ext | Vehicle | 15.84 | 4X4CX | Warehouse&Distributi
664 | 4x4 Commer<3.5t Ext | Vehicle | 15.84 | 4X4CX | RegionalLogFldOps
665 | 4x4 Commer<3.5t Ext | Vehicle | 15.84 | 4X4CX | MetroLogFldOps
6010 | 4x4 Commer<3.5t Ext | Vehicle | 15.84 | 4X4CX | Metro North Mgr
6011 | 4x4 Commer<3.5t Ext | Vehicle | 15.84 | 4X4CX | Works Planners
6012 | 4x4 Commer<3.5t Ext | Vehicle | 15.84 | 4X4CX | OS Elizabeth
6013 | 4x4 Commer<3.5t Ext | Vehicle | 15.84 | 4X4CX | OS Eliz ProjDONOTUSE
6014 | 4x4 Commer<3.5t Ext | Vehicle | 15.84 | 4X4CX | Ops Supv CBD Proj
6015 | 4x4 Commer<3.5t Ext | Vehicle | 15.84 | 4X4CX | OS St Marys
6016 | 4x4 Commer<3.5t Ext | Vehicle | 15.84 | 4X4CX | OS Cust Con North
6017 | 4x4 Commer<3.5t Ext | Vehicle | 15.84 | 4X4CX | OS Cust Con South
6020 | 4x4 Commer<3.5t Ext | Vehicle | 15.84 | 4X4CX | PTS - BSC Reporting
6021 | 4x4 Commer<3.5t Ext | Vehicle | 15.84 | 4X4CX | Schedulers
6022 | 4x4 Commer<3.5t Ext | Vehicle | 15.84 | 4X4CX | Business Improvement
6023 | 4x4 Commer<3.5t Ext | Vehicle | 15.84 | 4X4CX | Substation Estimator
6100 | 4x4 Commer<3.5t Ext | Vehicle | 15.84 | 4X4CX | FS Business Perf
6101 | 4x4 Commer<3.5t Ext | Vehicle | 15.84 | 4X4CX | OS Wingfield
6102 | 4x4 Commer<3.5t Ext | Vehicle | 15.84 | 4X4CX | TSW Wingfield
6103 | 4x4 Commer<3.5t Ext | Vehicle | 15.84 | 4X4CX | Apprentice Wingfield
6110 | 4x4 Commer<3.5t Ext | Vehicle | 15.84 | 4X4CX | W/S - Select Labour
6220 | 4x4 Commer<3.5t Ext | Vehicle | 15.84 | 4X4CX | Workshop Support
6221 | 4x4 Commer<3.5t Ext | Vehicle | 15.84 | 4X4CX | Distribution T/frmrs
6222 | 4x4 Commer<3.5t Ext | Vehicle | 15.84 | 4X4CX | Pad T/fmrs & Swtchge
6223 | 4x4 Commer<3.5t Ext | Vehicle | 15.84 | 4X4CX | Sub Transformers
6224 | 4x4 Commer<3.5t Ext | Vehicle | 15.84 | 4X4CX | Manufact & Fabricat
6225 | 4x4 Commer<3.5t Ext | Vehicle | 15.84 | 4X4CX | Recl & HV Fuses
6226 | 4x4 Commer<3.5t Ext | Vehicle | 15.84 | 4X4CX | Mtce & Oil Reclamat
6229 | 4x4 Commer<3.5t Ext | Vehicle | 15.84 | 4X4CX | Cnsmbl-Manu'Trnsfrmr
6230 | 4x4 Commer<3.5t Ext | Vehicle | 15.84 | 4X4CX | Secondary Design
6231 | 4x4 Commer<3.5t Ext | Vehicle | 15.84 | 4X4CX | Engineering
6232 | 4x4 Commer<3.5t Ext | Vehicle | 15.84 | 4X4CX | Primary Design
6234 | 4x4 Commer<3.5t Ext | Vehicle | 15.84 | 4X4CX | Powerline Tech Serv
6235 | 4x4 Commer<3.5t Ext | Vehicle | 15.84 | 4X4CX | Quality Of Supply
6236 | 4x4 Commer<3.5t Ext | Vehicle | 15.84 | 4X4CX | Protection
6238 | 4x4 Commer<3.5t Ext | Vehicle | 15.84 | 4X4CX | Engineering Delivery
6240 | 4x4 Commer<3.5t Ext | Vehicle | 15.84 | 4X4CX | General - Batteries
6241 | 4x4 Commer<3.5t Ext | Vehicle | 15.84 | 4X4CX | Field SCADA
6242 | 4x4 Commer<3.5t Ext | Vehicle | 15.84 | 4X4CX | SCADA Technical
6243 | 4x4 Commer<3.5t Ext | Vehicle | 15.84 | 4X4CX | Engineering Officers
6244 | 4x4 Commer<3.5t Ext | Vehicle | 15.84 | 4X4CX | Recloser Workshop
6306 | 4x4 Commer<3.5t Ext | Vehicle | 15.84 | 4X4CX | Design Services Mgnt
6307 | 4x4 Commer<3.5t Ext | Vehicle | 15.84 | 4X4CX | Do Not Use
6308 | 4x4 Commer<3.5t Ext | Vehicle | 15.84 | 4X4CX | Do Not Use
6320 | 4x4 Commer<3.5t Ext | Vehicle | 15.84 | 4X4CX | Work Practices
6342 | 4x4 Commer<3.5t Ext | Vehicle | 15.84 | 4X4CX | CSO - Vic Harb/KI
6343 | 4x4 Commer<3.5t Ext | Vehicle | 15.84 | 4X4CX | CSO-Kadina
6344 | 4x4 Commer<3.5t Ext | Vehicle | 15.84 | 4X4CX | CSO-Pt Augusta
6345 | 4x4 Commer<3.5t Ext | Vehicle | 15.84 | 4X4CX | CSO-Mt Barker
6346 | 4x4 Commer<3.5t Ext | Vehicle | 15.84 | 4X4CX | CSO-Naracoorte
6347 | 4x4 Commer<3.5t Ext | Vehicle | 15.84 | 4X4CX | CSO-Nuriootpa
6400 | 4x4 Commer<3.5t Ext | Vehicle | 15.84 | 4X4CX | FS Ops Support
6401 | 4x4 Commer<3.5t Ext | Vehicle | 15.84 | 4X4CX | Powerline Estimating
6402 | 4x4 Commer<3.5t Ext | Vehicle | 15.84 | 4X4CX | Field Services GM
6404 | 4x4 Commer<3.5t Ext | Vehicle | 15.84 | 4X4CX | Dispatch Officers
6405 | 4x4 Commer<3.5t Ext | Vehicle | 15.84 | 4X4CX | Contract Services
6406 | 4x4 Commer<3.5t Ext | Vehicle | 15.84 | 4X4CX | DO NOT USE
6407 | 4x4 Commer<3.5t Ext | Vehicle | 15.84 | 4X4CX | WCSR Manager
6410 | 4x4 Commer<3.5t Ext | Vehicle | 15.84 | 4X4CX | Admin Metro North
6411 | 4x4 Commer<3.5t Ext | Vehicle | 15.84 | 4X4CX | TSW Eliz ProjDONOTUS
6412 | 4x4 Commer<3.5t Ext | Vehicle | 15.84 | 4X4CX | TSW Elizabeth
6413 | 4x4 Commer<3.5t Ext | Vehicle | 15.84 | 4X4CX | Apprentices-ElizProj
6414 | 4x4 Commer<3.5t Ext | Vehicle | 15.84 | 4X4CX | TSW Cust Conn North
6415 | 4x4 Commer<3.5t Ext | Vehicle | 15.84 | 4X4CX | TSW Sub Mt Ancillary
6416 | 4x4 Commer<3.5t Ext | Vehicle | 15.84 | 4X4CX | Apprentice-SubMtcAnc
6417 | 4x4 Commer<3.5t Ext | Vehicle | 15.84 | 4X4CX | TSW CBD Projects
6418 | 4x4 Commer<3.5t Ext | Vehicle | 15.84 | 4X4CX | Apprentices CBD Proj
6419 | 4x4 Commer<3.5t Ext | Vehicle | 15.84 | 4X4CX | Apprentices Eliz
6420 | 4x4 Commer<3.5t Ext | Vehicle | 15.84 | 4X4CX | Admin-Country South
6421 | 4x4 Commer<3.5t Ext | Vehicle | 15.84 | 4X4CX | TSW Mt Barker
6422 | 4x4 Commer<3.5t Ext | Vehicle | 15.84 | 4X4CX | TSW Murray Bridge
6423 | 4x4 Commer<3.5t Ext | Vehicle | 15.84 | 4X4CX | TSW -Gumeracha
6425 | 4x4 Commer<3.5t Ext | Vehicle | 15.84 | 4X4CX | Not In Use 2003
6426 | 4x4 Commer<3.5t Ext | Vehicle | 15.84 | 4X4CX | Apprentices Mt Barke
6427 | 4x4 Commer<3.5t Ext | Vehicle | 15.84 | 4X4CX | Not In Use 2003
6430 | 4x4 Commer<3.5t Ext | Vehicle | 15.84 | 4X4CX | DO NOT USE
6432 | 4x4 Commer<3.5t Ext | Vehicle | 15.84 | 4X4CX | TSW St Marys
6434 | 4x4 Commer<3.5t Ext | Vehicle | 15.84 | 4X4CX | TSW Cust Conn South
6437 | 4x4 Commer<3.5t Ext | Vehicle | 15.84 | 4X4CX | Apprentices-St Marys
6438 | 4x4 Commer<3.5t Ext | Vehicle | 15.84 | 4X4CX | TSW CBD SR
6439 | 4x4 Commer<3.5t Ext | Vehicle | 15.84 | 4X4CX | Apprentices CBD SR
6442 | 4x4 Commer<3.5t Ext | Vehicle | 15.84 | 4X4CX | TSW P/Line-Victor Ha
6443 | 4x4 Commer<3.5t Ext | Vehicle | 15.84 | 4X4CX | TSW-Kangaroo Island
6444 | 4x4 Commer<3.5t Ext | Vehicle | 15.84 | 4X4CX | Apprentices-KI-VicHa
6450 | 4x4 Commer<3.5t Ext | Vehicle | 15.84 | 4X4CX | Group Admin Sub
6452 | 4x4 Commer<3.5t Ext | Vehicle | 15.84 | 4X4CX | TSW Sub Const
6456 | 4x4 Commer<3.5t Ext | Vehicle | 15.84 | 4X4CX | TSW Substation Mtce
6459 | 4x4 Commer<3.5t Ext | Vehicle | 15.84 | 4X4CX | Transmiss Construct
6462 | 4x4 Commer<3.5t Ext | Vehicle | 15.84 | 4X4CX | TSW Lower Eyre Pen
6463 | 4x4 Commer<3.5t Ext | Vehicle | 15.84 | 4X4CX | TSW Upper Eyre Penin
6464 | 4x4 Commer<3.5t Ext | Vehicle | 15.84 | 4X4CX | Apprentices-EyrePen
6470 | 4x4 Commer<3.5t Ext | Vehicle | 15.84 | 4X4CX | Admin-CON
6472 | 4x4 Commer<3.5t Ext | Vehicle | 15.84 | 4X4CX | TSW Power Lin-Pt Aug
6473 | 4x4 Commer<3.5t Ext | Vehicle | 15.84 | 4X4CX | Apprentices-PtAugust
6480 | 4x4 Commer<3.5t Ext | Vehicle | 15.84 | 4X4CX | Admin-Clare
6482 | 4x4 Commer<3.5t Ext | Vehicle | 15.84 | 4X4CX | TSW Clare/Nur
6483 | 4x4 Commer<3.5t Ext | Vehicle | 15.84 | 4X4CX | TSW Yorke Peninsula
6484 | 4x4 Commer<3.5t Ext | Vehicle | 15.84 | 4X4CX | Apprentices-Clare
6486 | 4x4 Commer<3.5t Ext | Vehicle | 15.84 | 4X4CX | Apprentices-YorkePen
6490 | 4x4 Commer<3.5t Ext | Vehicle | 15.84 | 4X4CX | Admin-Barmera
6492 | 4x4 Commer<3.5t Ext | Vehicle | 15.84 | 4X4CX | TSW Power Line-Barm
6500 | 4x4 Commer<3.5t Ext | Vehicle | 15.84 | 4X4CX | Admin-Mt Gambier
6502 | 4x4 Commer<3.5t Ext | Vehicle | 15.84 | 4X4CX | TSW Lower South East
6503 | 4x4 Commer<3.5t Ext | Vehicle | 15.84 | 4X4CX | TSW Upper South East
6504 | 4x4 Commer<3.5t Ext | Vehicle | 15.84 | 4X4CX | Apprentices-LowerSE
6505 | 4x4 Commer<3.5t Ext | Vehicle | 15.84 | 4X4CX | Apprentices-UpperSE
6506 | 4x4 Commer<3.5t Ext | Vehicle | 15.84 | 4X4CX | TSW Interstate
6507 | 4x4 Commer<3.5t Ext | Vehicle | 15.84 | 4X4CX | Apprentices - MB & G
6508 | 4x4 Commer<3.5t Ext | Vehicle | 15.84 | 4X4CX | Apprentices - Barmer
6509 | 4x4 Commer<3.5t Ext | Vehicle | 15.84 | 4X4CX | Apprentice Marleston
6510 | 4x4 Commer<3.5t Ext | Vehicle | 15.84 | 4X4CX | Grp Admin Metro Sth
6511 | 4x4 Commer<3.5t Ext | Vehicle | 15.84 | 4X4CX | TSW - Marleston
6512 | 4x4 Commer<3.5t Ext | Vehicle | 15.84 | 4X4CX | TSW Morphett Vale
6513 | 4x4 Commer<3.5t Ext | Vehicle | 15.84 | 4X4CX | TSW Holden Hill
6517 | 4x4 Commer<3.5t Ext | Vehicle | 15.84 | 4X4CX | Asset Locators
6518 | 4x4 Commer<3.5t Ext | Vehicle | 15.84 | 4X4CX | Apprentices MorphV
6519 | 4x4 Commer<3.5t Ext | Vehicle | 15.84 | 4X4CX | High Load FS
6520 | 4x4 Commer<3.5t Ext | Vehicle | 15.84 | 4X4CX | Mgr Switch Safe
6521 | 4x4 Commer<3.5t Ext | Vehicle | 15.84 | 4X4CX | TSW - CRO South
6522 | 4x4 Commer<3.5t Ext | Vehicle | 15.84 | 4X4CX | TSW - CRO North
6620 | 4x4 Commer<3.5t Ext | Vehicle | 15.84 | 4X4CX | Country Ops Nth Mgr
6622 | 4x4 Commer<3.5t Ext | Vehicle | 15.84 | 4X4CX | Ops Su Port Augusta
6623 | 4x4 Commer<3.5t Ext | Vehicle | 15.84 | 4X4CX | Cont Supv -Clare/Nur
6624 | 4x4 Commer<3.5t Ext | Vehicle | 15.84 | 4X4CX | Ops Supv -Yorke Pen
6625 | 4x4 Commer<3.5t Ext | Vehicle | 15.84 | 4X4CX | Ops Supv Eyre Pen
6630 | 4x4 Commer<3.5t Ext | Vehicle | 15.84 | 4X4CX | Country Ops Sth Mgr
6632 | 4x4 Commer<3.5t Ext | Vehicle | 15.84 | 4X4CX | Ops Supv KI-VH
6633 | 4x4 Commer<3.5t Ext | Vehicle | 15.84 | 4X4CX | Ops Supv Mt Barker
6634 | 4x4 Commer<3.5t Ext | Vehicle | 15.84 | 4X4CX | Ops Supv MB/Gum
6635 | 4x4 Commer<3.5t Ext | Vehicle | 15.84 | 4X4CX | Ops Supv Barmera
6636 | 4x4 Commer<3.5t Ext | Vehicle | 15.84 | 4X4CX | Ops Supv Lower SE
6637 | 4x4 Commer<3.5t Ext | Vehicle | 15.84 | 4X4CX | Ops Supv Upper SE
6640 | 4x4 Commer<3.5t Ext | Vehicle | 15.84 | 4X4CX | Metro South Mgr
6642 | 4x4 Commer<3.5t Ext | Vehicle | 15.84 | 4X4CX | OS Holden Hill
6643 | 4x4 Commer<3.5t Ext | Vehicle | 15.84 | 4X4CX | Apprent Holden Hill
6644 | 4x4 Commer<3.5t Ext | Vehicle | 15.84 | 4X4CX | Ops Supr Marleston
6645 | 4x4 Commer<3.5t Ext | Vehicle | 15.84 | 4X4CX | OS Morphett Vale
6646 | 4x4 Commer<3.5t Ext | Vehicle | 15.84 | 4X4CX | Ops Supv - SubMtcAnc
6648 | 4x4 Commer<3.5t Ext | Vehicle | 15.84 | 4X4CX | Central Mgr
6649 | 4x4 Commer<3.5t Ext | Vehicle | 15.84 | 4X4CX | OS CBD SR
6652 | 4x4 Commer<3.5t Ext | Vehicle | 15.84 | 4X4CX | Ops Supv Sub Mtce
6654 | 4x4 Commer<3.5t Ext | Vehicle | 15.84 | 4X4CX | Ops Supv Sub Const
6655 | 4x4 Commer<3.5t Ext | Vehicle | 15.84 | 4X4CX | Field Officers
6657 | 4x4 Commer<3.5t Ext | Vehicle | 15.84 | 4X4CX | OS Transm Construct
6660 | 4x4 Commer<3.5t Ext | Vehicle | 15.84 | 4X4CX | Project Management
6662 | 4x4 Commer<3.5t Ext | Vehicle | 15.84 | 4X4CX | PM Support
6665 | 4x4 Commer<3.5t Ext | Vehicle | 15.84 | 4X4CX | Mgr Proj & Construct
6680 | 4x4 Commer<3.5t Ext | Vehicle | 15.84 | 4X4CX | Property Management
6681 | 4x4 Commer<3.5t Ext | Vehicle | 15.84 | 4X4CX | Grounds Team
6685 | 4x4 Commer<3.5t Ext | Vehicle | 15.84 | 4X4CX | High Voltage Testing
6686 | 4x4 Commer<3.5t Ext | Vehicle | 15.84 | 4X4CX | Switching Group
6690 | 4x4 Commer<3.5t Ext | Vehicle | 15.84 | 4X4CX | Sub Maint Manager
6750 | 4x4 Commer<3.5t Ext | Vehicle | 15.84 | 4X4CX | Telecomm & Tech Svcs
6820 | 4x4 Commer<3.5t Ext | Vehicle | 15.84 | 4X4CX | Vegetation Ser Mgr
6825 | 4x4 Commer<3.5t Ext | Vehicle | 15.84 | 4X4CX | Line Clearance Offic
6830 | 4x4 Commer<3.5t Ext | Vehicle | 15.84 | 4X4CX | Telco Mgt
6831 | 4x4 Commer<3.5t Ext | Vehicle | 15.84 | 4X4CX | Tel Field
6832 | 4x4 Commer<3.5t Ext | Vehicle | 15.84 | 4X4CX | Tel Proj Mgt
6833 | 4x4 Commer<3.5t Ext | Vehicle | 15.84 | 4X4CX | Telco Technical
6834 | 4x4 Commer<3.5t Ext | Vehicle | 15.84 | 4X4CX | Tel CS Field
6901 | 4x4 Commer<3.5t Ext | Vehicle | 15.84 | 4X4CX | Mgr Ops Planning
6903 | 4x4 Commer<3.5t Ext | Vehicle | 15.84 | 4X4CX | Mgr Ops Del-Regional
6998 | 4x4 Commer<3.5t Ext | Vehicle | 15.84 | 4X4CX | Vehicle Cost Clearin
6999 | 4x4 Commer<3.5t Ext | Vehicle | 15.84 | 4X4CX | Labour Overhead Clrg
9001 | 4x4 Commer<3.5t Ext | Vehicle | 15.84 | 4X4CX | Field Servs. Allocn
6023 | 6231-Engineering | Vehicle | 82.68 | PRODEG | Substation Estimator
6023 | 6232-Prim Civil Des | Vehicle | 82.68 | PRODCD | Substation Estimator
6023 | 6241-Field SCADA | Vehicle | 82.68 | SCADA | Substation Estimator
6023 | 6242-SCADA Technical | Vehicle | 82.68 | SCADAT | Substation Estimator
600a1 | Borers | Vehicle | 66.25 | BORE | Supply Chain Mngment
601a2 | Borers | Vehicle | 66.25 | BORE | Logistics Redeployee
605a3 | Borers | Vehicle | 66.25 | BORE | Materials Supply Mgt
611a4 | Borers | Vehicle | 66.25 | BORE | Fleet Workshop
630a5 | Borers | Vehicle | 66.25 | BORE | Inventory Planning
640a6 | Borers | Vehicle | 66.25 | BORE | Pole Construction
641a7 | Borers | Vehicle | 66.25 | BORE | Mechanised Poles
660a8 | Borers | Vehicle | 66.25 | BORE | Warehouse&Distributi
664a9 | Borers | Vehicle | 66.25 | BORE | RegionalLogFldOps
665a10 | Borers | Vehicle | 66.25 | BORE | MetroLogFldOps
6010 | Borers | Vehicle | 66.25 | BORE | Metro North Mgr
6011 | Borers | Vehicle | 66.25 | BORE | Works Planners
6012 | Borers | Vehicle | 66.25 | BORE | OS Elizabeth
6013 | Borers | Vehicle | 66.25 | BORE | OS Eliz ProjDONOTUSE
6014 | Borers | Vehicle | 66.25 | BORE | Ops Supv CBD Proj
6015 | Borers | Vehicle | 66.25 | BORE | OS St Marys
6016 | Borers | Vehicle | 66.25 | BORE | OS Cust Con North
6017 | Borers | Vehicle | 66.25 | BORE | OS Cust Con South
6020 | Borers | Vehicle | 66.25 | BORE | PTS - BSC Reporting
6021 | Borers | Vehicle | 66.25 | BORE | Schedulers
6022 | Borers | Vehicle | 66.25 | BORE | Business Improvement
6023 | Borers | Vehicle | 66.25 | BORE | Substation Estimator
6028 | Borers | Vehicle | 66.25 | BORE | Apprentice CC Sth
6029 | Borers | Vehicle | 66.25 | BORE | Apprentice CC Nth
6032 | Borers | Vehicle | 66.25 | BORE | Powerline Design
6100 | Borers | Vehicle | 66.25 | BORE | FS Business Perf
6101 | Borers | Vehicle | 66.25 | BORE | OS Wingfield
6102 | Borers | Vehicle | 66.25 | BORE | TSW Wingfield
6103 | Borers | Vehicle | 66.25 | BORE | Apprentice Wingfield
6110 | Borers | Vehicle | 66.25 | BORE | W/S - Select Labour
6112 | Borers | Vehicle | 66.25 | BORE | Workshops Management
6220 | Borers | Vehicle | 66.25 | BORE | Workshop Support
6221 | Borers | Vehicle | 66.25 | BORE | Distribution T/frmrs
6222 | Borers | Vehicle | 66.25 | BORE | Pad T/fmrs & Swtchge
6223 | Borers | Vehicle | 66.25 | BORE | Sub Transformers
6224 | Borers | Vehicle | 66.25 | BORE | Manufact & Fabricat
6225 | Borers | Vehicle | 66.25 | BORE | Recl & HV Fuses
6226 | Borers | Vehicle | 66.25 | BORE | Mtce & Oil Reclamat
6229 | Borers | Vehicle | 66.25 | BORE | Cnsmbl-Manu'Trnsfrmr
6230 | Borers | Vehicle | 66.25 | BORE | Secondary Design
6231 | Borers | Vehicle | 66.25 | BORE | Engineering
6232 | Borers | Vehicle | 66.25 | BORE | Primary Design
6234 | Borers | Vehicle | 66.25 | BORE | Powerline Tech Serv
6235 | Borers | Vehicle | 66.25 | BORE | Quality Of Supply
6236 | Borers | Vehicle | 66.25 | BORE | Protection
6238 | Borers | Vehicle | 66.25 | BORE | Engineering Delivery
6240 | Borers | Vehicle | 66.25 | BORE | General - Batteries
6241 | Borers | Vehicle | 66.25 | BORE | Field SCADA
6242 | Borers | Vehicle | 66.25 | BORE | SCADA Technical
6243 | Borers | Vehicle | 66.25 | BORE | Engineering Officers
6244 | Borers | Vehicle | 66.25 | BORE | Recloser Workshop
6306 | Borers | Vehicle | 66.25 | BORE | Design Services Mgnt
6307 | Borers | Vehicle | 66.25 | BORE | Do Not Use
6308 | Borers | Vehicle | 66.25 | BORE | Do Not Use
6320 | Borers | Vehicle | 66.25 | BORE | Work Practices
6342 | Borers | Vehicle | 66.25 | BORE | CSO - Vic Harb/KI
6343 | Borers | Vehicle | 66.25 | BORE | CSO-Kadina
6344 | Borers | Vehicle | 66.25 | BORE | CSO-Pt Augusta
6345 | Borers | Vehicle | 66.25 | BORE | CSO-Mt Barker
6346 | Borers | Vehicle | 66.25 | BORE | CSO-Naracoorte
6347 | Borers | Vehicle | 66.25 | BORE | CSO-Nuriootpa
6400 | Borers | Vehicle | 66.25 | BORE | FS Ops Support
6401 | Borers | Vehicle | 66.25 | BORE | Powerline Estimating
6402 | Borers | Vehicle | 66.25 | BORE | Field Services GM
6404 | Borers | Vehicle | 66.25 | BORE | Dispatch Officers
6405 | Borers | Vehicle | 66.25 | BORE | Contract Services
6406 | Borers | Vehicle | 66.25 | BORE | DO NOT USE
6407 | Borers | Vehicle | 66.25 | BORE | WCSR Manager
6410 | Borers | Vehicle | 66.25 | BORE | Admin Metro North
6411 | Borers | Vehicle | 66.25 | BORE | TSW Eliz ProjDONOTUS
6412 | Borers | Vehicle | 66.25 | BORE | TSW Elizabeth
6413 | Borers | Vehicle | 66.25 | BORE | Apprentices-ElizProj
6414 | Borers | Vehicle | 66.25 | BORE | TSW Cust Conn North
6415 | Borers | Vehicle | 66.25 | BORE | TSW Sub Mt Ancillary
6416 | Borers | Vehicle | 66.25 | BORE | Apprentice-SubMtcAnc
6417 | Borers | Vehicle | 66.25 | BORE | TSW CBD Projects
6418 | Borers | Vehicle | 66.25 | BORE | Apprentices CBD Proj
6419 | Borers | Vehicle | 66.25 | BORE | Apprentices Eliz
6420 | Borers | Vehicle | 66.25 | BORE | Admin-Country South
6421 | Borers | Vehicle | 66.25 | BORE | TSW Mt Barker
6422 | Borers | Vehicle | 66.25 | BORE | TSW Murray Bridge
6423 | Borers | Vehicle | 66.25 | BORE | TSW -Gumeracha
6425 | Borers | Vehicle | 66.25 | BORE | Not In Use 2003
6426 | Borers | Vehicle | 66.25 | BORE | Apprentices Mt Barke
6427 | Borers | Vehicle | 66.25 | BORE | Not In Use 2003
6430 | Borers | Vehicle | 66.25 | BORE | DO NOT USE
6432 | Borers | Vehicle | 66.25 | BORE | TSW St Marys
6434 | Borers | Vehicle | 66.25 | BORE | TSW Cust Conn South
6437 | Borers | Vehicle | 66.25 | BORE | Apprentices-St Marys
6438 | Borers | Vehicle | 66.25 | BORE | TSW CBD SR
6439 | Borers | Vehicle | 66.25 | BORE | Apprentices CBD SR
6442 | Borers | Vehicle | 66.25 | BORE | TSW P/Line-Victor Ha
6443 | Borers | Vehicle | 66.25 | BORE | TSW-Kangaroo Island
6444 | Borers | Vehicle | 66.25 | BORE | Apprentices-KI-VicHa
6450 | Borers | Vehicle | 66.25 | BORE | Group Admin Sub
6452 | Borers | Vehicle | 66.25 | BORE | TSW Sub Const
6456 | Borers | Vehicle | 66.25 | BORE | TSW Substation Mtce
6458 | Borers | Vehicle | 66.25 | BORE | TSW Apprentices Sub
6459 | Borers | Vehicle | 66.25 | BORE | Transmiss Construct
6460 | Borers | Vehicle | 66.25 | BORE | Delivery of Work
6461 | Borers | Vehicle | 66.25 | BORE | Programming of Work
6462 | Borers | Vehicle | 66.25 | BORE | TSW Lower Eyre Pen
6463 | Borers | Vehicle | 66.25 | BORE | TSW Upper Eyre Penin
6464 | Borers | Vehicle | 66.25 | BORE | Apprentices-EyrePen
6470 | Borers | Vehicle | 66.25 | BORE | Admin-CON
6472 | Borers | Vehicle | 66.25 | BORE | TSW Power Lin-Pt Aug
6473 | Borers | Vehicle | 66.25 | BORE | Apprentices-PtAugust
6480 | Borers | Vehicle | 66.25 | BORE | Admin-Clare
6482 | Borers | Vehicle | 66.25 | BORE | TSW Clare/Nur
6483 | Borers | Vehicle | 66.25 | BORE | TSW Yorke Peninsula
6484 | Borers | Vehicle | 66.25 | BORE | Apprentices-Clare
6486 | Borers | Vehicle | 66.25 | BORE | Apprentices-YorkePen
6490 | Borers | Vehicle | 66.25 | BORE | Admin-Barmera
6492 | Borers | Vehicle | 66.25 | BORE | TSW Power Line-Barm
6500 | Borers | Vehicle | 66.25 | BORE | Admin-Mt Gambier
6502 | Borers | Vehicle | 66.25 | BORE | TSW Lower South East
6503 | Borers | Vehicle | 66.25 | BORE | TSW Upper South East
6504 | Borers | Vehicle | 66.25 | BORE | Apprentices-LowerSE
6505 | Borers | Vehicle | 66.25 | BORE | Apprentices-UpperSE
6506 | Borers | Vehicle | 66.25 | BORE | TSW Interstate
6507 | Borers | Vehicle | 66.25 | BORE | Apprentices - MB & G
6508 | Borers | Vehicle | 66.25 | BORE | Apprentices - Barmer
6509 | Borers | Vehicle | 66.25 | BORE | Apprentice Marleston
6510 | Borers | Vehicle | 66.25 | BORE | Grp Admin Metro Sth
6511 | Borers | Vehicle | 66.25 | BORE | TSW - Marleston
6512 | Borers | Vehicle | 66.25 | BORE | TSW Morphett Vale
6513 | Borers | Vehicle | 66.25 | BORE | TSW Holden Hill
6517 | Borers | Vehicle | 66.25 | BORE | Asset Locators
6518 | Borers | Vehicle | 66.25 | BORE | Apprentices MorphV
6519 | Borers | Vehicle | 66.25 | BORE | High Load FS
6520 | Borers | Vehicle | 66.25 | BORE | Mgr Switch Safe
6521 | Borers | Vehicle | 66.25 | BORE | TSW - CRO South
6522 | Borers | Vehicle | 66.25 | BORE | TSW - CRO North
6620 | Borers | Vehicle | 66.25 | BORE | Country Ops Nth Mgr
6622 | Borers | Vehicle | 66.25 | BORE | Ops Su Port Augusta
6623 | Borers | Vehicle | 66.25 | BORE | Cont Supv -Clare/Nur
6624 | Borers | Vehicle | 66.25 | BORE | Ops Supv -Yorke Pen
6625 | Borers | Vehicle | 66.25 | BORE | Ops Supv Eyre Pen
6630 | Borers | Vehicle | 66.25 | BORE | Country Ops Sth Mgr
6632 | Borers | Vehicle | 66.25 | BORE | Ops Supv KI-VH
6633 | Borers | Vehicle | 66.25 | BORE | Ops Supv Mt Barker
6634 | Borers | Vehicle | 66.25 | BORE | Ops Supv MB/Gum
6635 | Borers | Vehicle | 66.25 | BORE | Ops Supv Barmera
6636 | Borers | Vehicle | 66.25 | BORE | Ops Supv Lower SE
6637 | Borers | Vehicle | 66.25 | BORE | Ops Supv Upper SE
6640 | Borers | Vehicle | 66.25 | BORE | Metro South Mgr
6642 | Borers | Vehicle | 66.25 | BORE | OS Holden Hill
6643 | Borers | Vehicle | 66.25 | BORE | Apprent Holden Hill
6644 | Borers | Vehicle | 66.25 | BORE | Ops Supr Marleston
6645 | Borers | Vehicle | 66.25 | BORE | OS Morphett Vale
6646 | Borers | Vehicle | 66.25 | BORE | Ops Supv - SubMtcAnc
6648 | Borers | Vehicle | 66.25 | BORE | Central Mgr
6649 | Borers | Vehicle | 66.25 | BORE | OS CBD SR
6652 | Borers | Vehicle | 66.25 | BORE | Ops Supv Sub Mtce
6654 | Borers | Vehicle | 66.25 | BORE | Ops Supv Sub Const
6655 | Borers | Vehicle | 66.25 | BORE | Field Officers
6657 | Borers | Vehicle | 66.25 | BORE | OS Transm Construct
6660 | Borers | Vehicle | 66.25 | BORE | Project Management
6662 | Borers | Vehicle | 66.25 | BORE | PM Support
6665 | Borers | Vehicle | 66.25 | BORE | Mgr Proj & Construct
6680 | Borers | Vehicle | 66.25 | BORE | Property Management
6681 | Borers | Vehicle | 66.25 | BORE | Grounds Team
6685 | Borers | Vehicle | 66.25 | BORE | High Voltage Testing
6686 | Borers | Vehicle | 66.25 | BORE | Switching Group
6690 | Borers | Vehicle | 66.25 | BORE | Sub Maint Manager
6750 | Borers | Vehicle | 66.25 | BORE | Telecomm & Tech Svcs
6820 | Borers | Vehicle | 66.25 | BORE | Vegetation Ser Mgr
6825 | Borers | Vehicle | 66.25 | BORE | Line Clearance Offic
6830 | Borers | Vehicle | 66.25 | BORE | Telco Mgt
6831 | Borers | Vehicle | 66.25 | BORE | Tel Field
6832 | Borers | Vehicle | 66.25 | BORE | Tel Proj Mgt
6833 | Borers | Vehicle | 66.25 | BORE | Telco Technical
6834 | Borers | Vehicle | 66.25 | BORE | Tel CS Field
6901 | Borers | Vehicle | 66.25 | BORE | Mgr Ops Planning
6902 | Borers | Vehicle | 66.25 | BORE | Mgr Ops Del-Metro
6903 | Borers | Vehicle | 66.25 | BORE | Mgr Ops Del-Regional
6998 | Borers | Vehicle | 66.25 | BORE | Vehicle Cost Clearin
6999 | Borers | Vehicle | 66.25 | BORE | Labour Overhead Clrg
9001 | Borers | Vehicle | 66.25 | BORE | Field Servs. Allocn
600 | Borers External | Vehicle | 66.25 | BOREX | Supply Chain Mngment
601 | Borers External | Vehicle | 66.25 | BOREX | Logistics Redeployee
605 | Borers External | Vehicle | 66.25 | BOREX | Materials Supply Mgt
611 | Borers External | Vehicle | 66.25 | BOREX | Fleet Workshop
630 | Borers External | Vehicle | 66.25 | BOREX | Inventory Planning
640 | Borers External | Vehicle | 66.25 | BOREX | Pole Construction
641 | Borers External | Vehicle | 66.25 | BOREX | Mechanised Poles
660 | Borers External | Vehicle | 66.25 | BOREX | Warehouse&Distributi
664 | Borers External | Vehicle | 66.25 | BOREX | RegionalLogFldOps
665 | Borers External | Vehicle | 66.25 | BOREX | MetroLogFldOps
6010 | Borers External | Vehicle | 66.25 | BOREX | Metro North Mgr
6011 | Borers External | Vehicle | 66.25 | BOREX | Works Planners
6012 | Borers External | Vehicle | 66.25 | BOREX | OS Elizabeth
6013 | Borers External | Vehicle | 66.25 | BOREX | OS Eliz ProjDONOTUSE
6014 | Borers External | Vehicle | 66.25 | BOREX | Ops Supv CBD Proj
6015 | Borers External | Vehicle | 66.25 | BOREX | OS St Marys
6016 | Borers External | Vehicle | 66.25 | BOREX | OS Cust Con North
6017 | Borers External | Vehicle | 66.25 | BOREX | OS Cust Con South
6020 | Borers External | Vehicle | 66.25 | BOREX | PTS - BSC Reporting
6021 | Borers External | Vehicle | 66.25 | BOREX | Schedulers
6022 | Borers External | Vehicle | 66.25 | BOREX | Business Improvement
6023 | Borers External | Vehicle | 66.25 | BOREX | Substation Estimator
6100 | Borers External | Vehicle | 66.25 | BOREX | FS Business Perf
6101 | Borers External | Vehicle | 66.25 | BOREX | OS Wingfield
6102 | Borers External | Vehicle | 66.25 | BOREX | TSW Wingfield
6103 | Borers External | Vehicle | 66.25 | BOREX | Apprentice Wingfield
6110 | Borers External | Vehicle | 66.25 | BOREX | W/S - Select Labour
6220 | Borers External | Vehicle | 66.25 | BOREX | Workshop Support
6221 | Borers External | Vehicle | 66.25 | BOREX | Distribution T/frmrs
6222 | Borers External | Vehicle | 66.25 | BOREX | Pad T/fmrs & Swtchge
6223 | Borers External | Vehicle | 66.25 | BOREX | Sub Transformers
6224 | Borers External | Vehicle | 66.25 | BOREX | Manufact & Fabricat
6225 | Borers External | Vehicle | 66.25 | BOREX | Recl & HV Fuses
6226 | Borers External | Vehicle | 66.25 | BOREX | Mtce & Oil Reclamat
6229 | Borers External | Vehicle | 66.25 | BOREX | Cnsmbl-Manu'Trnsfrmr
6230 | Borers External | Vehicle | 66.25 | BOREX | Secondary Design
6231 | Borers External | Vehicle | 66.25 | BOREX | Engineering
6232 | Borers External | Vehicle | 66.25 | BOREX | Primary Design
6234 | Borers External | Vehicle | 66.25 | BOREX | Powerline Tech Serv
6235 | Borers External | Vehicle | 66.25 | BOREX | Quality Of Supply
6236 | Borers External | Vehicle | 66.25 | BOREX | Protection
6238 | Borers External | Vehicle | 66.25 | BOREX | Engineering Delivery
6240 | Borers External | Vehicle | 66.25 | BOREX | General - Batteries
6241 | Borers External | Vehicle | 66.25 | BOREX | Field SCADA
6242 | Borers External | Vehicle | 66.25 | BOREX | SCADA Technical
6243 | Borers External | Vehicle | 66.25 | BOREX | Engineering Officers
6244 | Borers External | Vehicle | 66.25 | BOREX | Recloser Workshop
6306 | Borers External | Vehicle | 66.25 | BOREX | Design Services Mgnt
6307 | Borers External | Vehicle | 66.25 | BOREX | Do Not Use
6308 | Borers External | Vehicle | 66.25 | BOREX | Do Not Use
6320 | Borers External | Vehicle | 66.25 | BOREX | Work Practices
6342 | Borers External | Vehicle | 66.25 | BOREX | CSO - Vic Harb/KI
6343 | Borers External | Vehicle | 66.25 | BOREX | CSO-Kadina
6344 | Borers External | Vehicle | 66.25 | BOREX | CSO-Pt Augusta
6345 | Borers External | Vehicle | 66.25 | BOREX | CSO-Mt Barker
6346 | Borers External | Vehicle | 66.25 | BOREX | CSO-Naracoorte
6347 | Borers External | Vehicle | 66.25 | BOREX | CSO-Nuriootpa
6400 | Borers External | Vehicle | 66.25 | BOREX | FS Ops Support
6401 | Borers External | Vehicle | 66.25 | BOREX | Powerline Estimating
6402 | Borers External | Vehicle | 66.25 | BOREX | Field Services GM
6404 | Borers External | Vehicle | 66.25 | BOREX | Dispatch Officers
6405 | Borers External | Vehicle | 66.25 | BOREX | Contract Services
6406 | Borers External | Vehicle | 66.25 | BOREX | DO NOT USE
6407 | Borers External | Vehicle | 66.25 | BOREX | WCSR Manager
6410 | Borers External | Vehicle | 66.25 | BOREX | Admin Metro North
6411 | Borers External | Vehicle | 66.25 | BOREX | TSW Eliz ProjDONOTUS
6412 | Borers External | Vehicle | 66.25 | BOREX | TSW Elizabeth
6413 | Borers External | Vehicle | 66.25 | BOREX | Apprentices-ElizProj
6414 | Borers External | Vehicle | 66.25 | BOREX | TSW Cust Conn North
6415 | Borers External | Vehicle | 66.25 | BOREX | TSW Sub Mt Ancillary
6416 | Borers External | Vehicle | 66.25 | BOREX | Apprentice-SubMtcAnc
6417 | Borers External | Vehicle | 66.25 | BOREX | TSW CBD Projects
6418 | Borers External | Vehicle | 66.25 | BOREX | Apprentices CBD Proj
6419 | Borers External | Vehicle | 66.25 | BOREX | Apprentices Eliz
6420 | Borers External | Vehicle | 66.25 | BOREX | Admin-Country South
6421 | Borers External | Vehicle | 66.25 | BOREX | TSW Mt Barker
6422 | Borers External | Vehicle | 66.25 | BOREX | TSW Murray Bridge
6423 | Borers External | Vehicle | 66.25 | BOREX | TSW -Gumeracha
6425 | Borers External | Vehicle | 66.25 | BOREX | Not In Use 2003
6426 | Borers External | Vehicle | 66.25 | BOREX | Apprentices Mt Barke
6427 | Borers External | Vehicle | 66.25 | BOREX | Not In Use 2003
6430 | Borers External | Vehicle | 66.25 | BOREX | DO NOT USE
6432 | Borers External | Vehicle | 66.25 | BOREX | TSW St Marys
6434 | Borers External | Vehicle | 66.25 | BOREX | TSW Cust Conn South
6437 | Borers External | Vehicle | 66.25 | BOREX | Apprentices-St Marys
6438 | Borers External | Vehicle | 66.25 | BOREX | TSW CBD SR
6439 | Borers External | Vehicle | 66.25 | BOREX | Apprentices CBD SR
6442 | Borers External | Vehicle | 66.25 | BOREX | TSW P/Line-Victor Ha
6443 | Borers External | Vehicle | 66.25 | BOREX | TSW-Kangaroo Island
6444 | Borers External | Vehicle | 66.25 | BOREX | Apprentices-KI-VicHa
6450 | Borers External | Vehicle | 66.25 | BOREX | Group Admin Sub
6452 | Borers External | Vehicle | 66.25 | BOREX | TSW Sub Const
6456 | Borers External | Vehicle | 66.25 | BOREX | TSW Substation Mtce
6459 | Borers External | Vehicle | 66.25 | BOREX | Transmiss Construct
6462 | Borers External | Vehicle | 66.25 | BOREX | TSW Lower Eyre Pen
6463 | Borers External | Vehicle | 66.25 | BOREX | TSW Upper Eyre Penin
6464 | Borers External | Vehicle | 66.25 | BOREX | Apprentices-EyrePen
6470 | Borers External | Vehicle | 66.25 | BOREX | Admin-CON
6472 | Borers External | Vehicle | 66.25 | BOREX | TSW Power Lin-Pt Aug
6473 | Borers External | Vehicle | 66.25 | BOREX | Apprentices-PtAugust
6480 | Borers External | Vehicle | 66.25 | BOREX | Admin-Clare
6482 | Borers External | Vehicle | 66.25 | BOREX | TSW Clare/Nur
6483 | Borers External | Vehicle | 66.25 | BOREX | TSW Yorke Peninsula
6484 | Borers External | Vehicle | 66.25 | BOREX | Apprentices-Clare
6486 | Borers External | Vehicle | 66.25 | BOREX | Apprentices-YorkePen
6490 | Borers External | Vehicle | 66.25 | BOREX | Admin-Barmera
6492 | Borers External | Vehicle | 66.25 | BOREX | TSW Power Line-Barm
6500 | Borers External | Vehicle | 66.25 | BOREX | Admin-Mt Gambier
6502 | Borers External | Vehicle | 66.25 | BOREX | TSW Lower South East
6503 | Borers External | Vehicle | 66.25 | BOREX | TSW Upper South East
6504 | Borers External | Vehicle | 66.25 | BOREX | Apprentices-LowerSE
6505 | Borers External | Vehicle | 66.25 | BOREX | Apprentices-UpperSE
6506 | Borers External | Vehicle | 66.25 | BOREX | TSW Interstate
6507 | Borers External | Vehicle | 66.25 | BOREX | Apprentices - MB & G
6508 | Borers External | Vehicle | 66.25 | BOREX | Apprentices - Barmer
6509 | Borers External | Vehicle | 66.25 | BOREX | Apprentice Marleston
6510 | Borers External | Vehicle | 66.25 | BOREX | Grp Admin Metro Sth
6511 | Borers External | Vehicle | 66.25 | BOREX | TSW - Marleston
6512 | Borers External | Vehicle | 66.25 | BOREX | TSW Morphett Vale
6513 | Borers External | Vehicle | 66.25 | BOREX | TSW Holden Hill
6517 | Borers External | Vehicle | 66.25 | BOREX | Asset Locators
6518 | Borers External | Vehicle | 66.25 | BOREX | Apprentices MorphV
6519 | Borers External | Vehicle | 66.25 | BOREX | High Load FS
6520 | Borers External | Vehicle | 66.25 | BOREX | Mgr Switch Safe
6521 | Borers External | Vehicle | 66.25 | BOREX | TSW - CRO South
6522 | Borers External | Vehicle | 66.25 | BOREX | TSW - CRO North
6620 | Borers External | Vehicle | 66.25 | BOREX | Country Ops Nth Mgr
6622 | Borers External | Vehicle | 66.25 | BOREX | Ops Su Port Augusta
6623 | Borers External | Vehicle | 66.25 | BOREX | Cont Supv -Clare/Nur
6624 | Borers External | Vehicle | 66.25 | BOREX | Ops Supv -Yorke Pen
6625 | Borers External | Vehicle | 66.25 | BOREX | Ops Supv Eyre Pen
6630 | Borers External | Vehicle | 66.25 | BOREX | Country Ops Sth Mgr
6632 | Borers External | Vehicle | 66.25 | BOREX | Ops Supv KI-VH
6633 | Borers External | Vehicle | 66.25 | BOREX | Ops Supv Mt Barker
6634 | Borers External | Vehicle | 66.25 | BOREX | Ops Supv MB/Gum
6635 | Borers External | Vehicle | 66.25 | BOREX | Ops Supv Barmera
6636 | Borers External | Vehicle | 66.25 | BOREX | Ops Supv Lower SE
6637 | Borers External | Vehicle | 66.25 | BOREX | Ops Supv Upper SE
6640 | Borers External | Vehicle | 66.25 | BOREX | Metro South Mgr
6642 | Borers External | Vehicle | 66.25 | BOREX | OS Holden Hill
6643 | Borers External | Vehicle | 66.25 | BOREX | Apprent Holden Hill
6644 | Borers External | Vehicle | 66.25 | BOREX | Ops Supr Marleston
6645 | Borers External | Vehicle | 66.25 | BOREX | OS Morphett Vale
6646 | Borers External | Vehicle | 66.25 | BOREX | Ops Supv - SubMtcAnc
6648 | Borers External | Vehicle | 66.25 | BOREX | Central Mgr
6649 | Borers External | Vehicle | 66.25 | BOREX | OS CBD SR
6652 | Borers External | Vehicle | 66.25 | BOREX | Ops Supv Sub Mtce
6654 | Borers External | Vehicle | 66.25 | BOREX | Ops Supv Sub Const
6655 | Borers External | Vehicle | 66.25 | BOREX | Field Officers
6657 | Borers External | Vehicle | 66.25 | BOREX | OS Transm Construct
6660 | Borers External | Vehicle | 66.25 | BOREX | Project Management
6662 | Borers External | Vehicle | 66.25 | BOREX | PM Support
6665 | Borers External | Vehicle | 66.25 | BOREX | Mgr Proj & Construct
6680 | Borers External | Vehicle | 66.25 | BOREX | Property Management
6681 | Borers External | Vehicle | 66.25 | BOREX | Grounds Team
6685 | Borers External | Vehicle | 66.25 | BOREX | High Voltage Testing
6686 | Borers External | Vehicle | 66.25 | BOREX | Switching Group
6690 | Borers External | Vehicle | 66.25 | BOREX | Sub Maint Manager
6750 | Borers External | Vehicle | 66.25 | BOREX | Telecomm & Tech Svcs
6820 | Borers External | Vehicle | 66.25 | BOREX | Vegetation Ser Mgr
6825 | Borers External | Vehicle | 66.25 | BOREX | Line Clearance Offic
6830 | Borers External | Vehicle | 66.25 | BOREX | Telco Mgt
6831 | Borers External | Vehicle | 66.25 | BOREX | Tel Field
6832 | Borers External | Vehicle | 66.25 | BOREX | Tel Proj Mgt
6833 | Borers External | Vehicle | 66.25 | BOREX | Telco Technical
6834 | Borers External | Vehicle | 66.25 | BOREX | Tel CS Field
6901 | Borers External | Vehicle | 66.25 | BOREX | Mgr Ops Planning
6903 | Borers External | Vehicle | 66.25 | BOREX | Mgr Ops Del-Regional
6998 | Borers External | Vehicle | 66.25 | BOREX | Vehicle Cost Clearin
6999 | Borers External | Vehicle | 66.25 | BOREX | Labour Overhead Clrg
9001 | Borers External | Vehicle | 66.25 | BOREX | Field Servs. Allocn
600 | Cable Joint/Sub Van | Vehicle | 43.36 | CJVN | Supply Chain Mngment
601 | Cable Joint/Sub Van | Vehicle | 43.36 | CJVN | Logistics Redeployee
605 | Cable Joint/Sub Van | Vehicle | 43.36 | CJVN | Materials Supply Mgt
611 | Cable Joint/Sub Van | Vehicle | 43.36 | CJVN | Fleet Workshop
630 | Cable Joint/Sub Van | Vehicle | 43.36 | CJVN | Inventory Planning
640 | Cable Joint/Sub Van | Vehicle | 43.36 | CJVN | Pole Construction
641 | Cable Joint/Sub Van | Vehicle | 43.36 | CJVN | Mechanised Poles
660 | Cable Joint/Sub Van | Vehicle | 43.36 | CJVN | Warehouse&Distributi
664 | Cable Joint/Sub Van | Vehicle | 43.36 | CJVN | RegionalLogFldOps
665 | Cable Joint/Sub Van | Vehicle | 43.36 | CJVN | MetroLogFldOps
6010 | Cable Joint/Sub Van | Vehicle | 43.36 | CJVN | Metro North Mgr
6011 | Cable Joint/Sub Van | Vehicle | 43.36 | CJVN | Works Planners
6012 | Cable Joint/Sub Van | Vehicle | 43.36 | CJVN | OS Elizabeth
6013 | Cable Joint/Sub Van | Vehicle | 43.36 | CJVN | OS Eliz ProjDONOTUSE
6014 | Cable Joint/Sub Van | Vehicle | 43.36 | CJVN | Ops Supv CBD Proj
6015 | Cable Joint/Sub Van | Vehicle | 43.36 | CJVN | OS St Marys
6016 | Cable Joint/Sub Van | Vehicle | 43.36 | CJVN | OS Cust Con North
6017 | Cable Joint/Sub Van | Vehicle | 43.36 | CJVN | OS Cust Con South
6020 | Cable Joint/Sub Van | Vehicle | 43.36 | CJVN | PTS - BSC Reporting
6021 | Cable Joint/Sub Van | Vehicle | 43.36 | CJVN | Schedulers
6022 | Cable Joint/Sub Van | Vehicle | 43.36 | CJVN | Business Improvement
6023 | Cable Joint/Sub Van | Vehicle | 43.36 | CJVN | Substation Estimator
6028 | Cable Joint/Sub Van | Vehicle | 43.36 | CJVN | Apprentice CC Sth
6029 | Cable Joint/Sub Van | Vehicle | 43.36 | CJVN | Apprentice CC Nth
6032 | Cable Joint/Sub Van | Vehicle | 43.36 | CJVN | Powerline Design
6100 | Cable Joint/Sub Van | Vehicle | 43.36 | CJVN | FS Business Perf
6101 | Cable Joint/Sub Van | Vehicle | 43.36 | CJVN | OS Wingfield
6102 | Cable Joint/Sub Van | Vehicle | 43.36 | CJVN | TSW Wingfield
6103 | Cable Joint/Sub Van | Vehicle | 43.36 | CJVN | Apprentice Wingfield
6110 | Cable Joint/Sub Van | Vehicle | 43.36 | CJVN | W/S - Select Labour
6112 | Cable Joint/Sub Van | Vehicle | 43.36 | CJVN | Workshops Management
6220 | Cable Joint/Sub Van | Vehicle | 43.36 | CJVN | Workshop Support
6221 | Cable Joint/Sub Van | Vehicle | 43.36 | CJVN | Distribution T/frmrs
6222 | Cable Joint/Sub Van | Vehicle | 43.36 | CJVN | Pad T/fmrs & Swtchge
6223 | Cable Joint/Sub Van | Vehicle | 43.36 | CJVN | Sub Transformers
6224 | Cable Joint/Sub Van | Vehicle | 43.36 | CJVN | Manufact & Fabricat
6225 | Cable Joint/Sub Van | Vehicle | 43.36 | CJVN | Recl & HV Fuses
6226 | Cable Joint/Sub Van | Vehicle | 43.36 | CJVN | Mtce & Oil Reclamat
6229 | Cable Joint/Sub Van | Vehicle | 43.36 | CJVN | Cnsmbl-Manu'Trnsfrmr
6230 | Cable Joint/Sub Van | Vehicle | 43.36 | CJVN | Secondary Design
6231 | Cable Joint/Sub Van | Vehicle | 43.36 | CJVN | Engineering
6232 | Cable Joint/Sub Van | Vehicle | 43.36 | CJVN | Primary Design
6234 | Cable Joint/Sub Van | Vehicle | 43.36 | CJVN | Powerline Tech Serv
6235 | Cable Joint/Sub Van | Vehicle | 43.36 | CJVN | Quality Of Supply
6236 | Cable Joint/Sub Van | Vehicle | 43.36 | CJVN | Protection
6238 | Cable Joint/Sub Van | Vehicle | 43.36 | CJVN | Engineering Delivery
6240 | Cable Joint/Sub Van | Vehicle | 43.36 | CJVN | General - Batteries
6241 | Cable Joint/Sub Van | Vehicle | 43.36 | CJVN | Field SCADA
6242 | Cable Joint/Sub Van | Vehicle | 43.36 | CJVN | SCADA Technical
6243 | Cable Joint/Sub Van | Vehicle | 43.36 | CJVN | Engineering Officers
6244 | Cable Joint/Sub Van | Vehicle | 43.36 | CJVN | Recloser Workshop
6306 | Cable Joint/Sub Van | Vehicle | 43.36 | CJVN | Design Services Mgnt
6307 | Cable Joint/Sub Van | Vehicle | 43.36 | CJVN | Do Not Use
6308 | Cable Joint/Sub Van | Vehicle | 43.36 | CJVN | Do Not Use
6320 | Cable Joint/Sub Van | Vehicle | 43.36 | CJVN | Work Practices
6342 | Cable Joint/Sub Van | Vehicle | 43.36 | CJVN | CSO - Vic Harb/KI
6343 | Cable Joint/Sub Van | Vehicle | 43.36 | CJVN | CSO-Kadina
6344 | Cable Joint/Sub Van | Vehicle | 43.36 | CJVN | CSO-Pt Augusta
6345 | Cable Joint/Sub Van | Vehicle | 43.36 | CJVN | CSO-Mt Barker
6346 | Cable Joint/Sub Van | Vehicle | 43.36 | CJVN | CSO-Naracoorte
6347 | Cable Joint/Sub Van | Vehicle | 43.36 | CJVN | CSO-Nuriootpa
6400 | Cable Joint/Sub Van | Vehicle | 43.36 | CJVN | FS Ops Support
6401 | Cable Joint/Sub Van | Vehicle | 43.36 | CJVN | Powerline Estimating
6402 | Cable Joint/Sub Van | Vehicle | 43.36 | CJVN | Field Services GM
6404 | Cable Joint/Sub Van | Vehicle | 43.36 | CJVN | Dispatch Officers
6405 | Cable Joint/Sub Van | Vehicle | 43.36 | CJVN | Contract Services
6406 | Cable Joint/Sub Van | Vehicle | 43.36 | CJVN | DO NOT USE
6407 | Cable Joint/Sub Van | Vehicle | 43.36 | CJVN | WCSR Manager
6410 | Cable Joint/Sub Van | Vehicle | 43.36 | CJVN | Admin Metro North
6411 | Cable Joint/Sub Van | Vehicle | 43.36 | CJVN | TSW Eliz ProjDONOTUS
6412 | Cable Joint/Sub Van | Vehicle | 43.36 | CJVN | TSW Elizabeth
6413 | Cable Joint/Sub Van | Vehicle | 43.36 | CJVN | Apprentices-ElizProj
6414 | Cable Joint/Sub Van | Vehicle | 43.36 | CJVN | TSW Cust Conn North
6415 | Cable Joint/Sub Van | Vehicle | 43.36 | CJVN | TSW Sub Mt Ancillary
6416 | Cable Joint/Sub Van | Vehicle | 43.36 | CJVN | Apprentice-SubMtcAnc
6417 | Cable Joint/Sub Van | Vehicle | 43.36 | CJVN | TSW CBD Projects
6418 | Cable Joint/Sub Van | Vehicle | 43.36 | CJVN | Apprentices CBD Proj
6419 | Cable Joint/Sub Van | Vehicle | 43.36 | CJVN | Apprentices Eliz
6420 | Cable Joint/Sub Van | Vehicle | 43.36 | CJVN | Admin-Country South
6421 | Cable Joint/Sub Van | Vehicle | 43.36 | CJVN | TSW Mt Barker
6422 | Cable Joint/Sub Van | Vehicle | 43.36 | CJVN | TSW Murray Bridge
6423 | Cable Joint/Sub Van | Vehicle | 43.36 | CJVN | TSW -Gumeracha
6425 | Cable Joint/Sub Van | Vehicle | 43.36 | CJVN | Not In Use 2003
6426 | Cable Joint/Sub Van | Vehicle | 43.36 | CJVN | Apprentices Mt Barke
6427 | Cable Joint/Sub Van | Vehicle | 43.36 | CJVN | Not In Use 2003
6430 | Cable Joint/Sub Van | Vehicle | 43.36 | CJVN | DO NOT USE
6432 | Cable Joint/Sub Van | Vehicle | 43.36 | CJVN | TSW St Marys
6434 | Cable Joint/Sub Van | Vehicle | 43.36 | CJVN | TSW Cust Conn South
6437 | Cable Joint/Sub Van | Vehicle | 43.36 | CJVN | Apprentices-St Marys
6438 | Cable Joint/Sub Van | Vehicle | 43.36 | CJVN | TSW CBD SR
6439 | Cable Joint/Sub Van | Vehicle | 43.36 | CJVN | Apprentices CBD SR
6442 | Cable Joint/Sub Van | Vehicle | 43.36 | CJVN | TSW P/Line-Victor Ha
6443 | Cable Joint/Sub Van | Vehicle | 43.36 | CJVN | TSW-Kangaroo Island
6444 | Cable Joint/Sub Van | Vehicle | 43.36 | CJVN | Apprentices-KI-VicHa
6450 | Cable Joint/Sub Van | Vehicle | 43.36 | CJVN | Group Admin Sub
6452 | Cable Joint/Sub Van | Vehicle | 43.36 | CJVN | TSW Sub Const
6456 | Cable Joint/Sub Van | Vehicle | 43.36 | CJVN | TSW Substation Mtce
6458 | Cable Joint/Sub Van | Vehicle | 43.36 | CJVN | TSW Apprentices Sub
6459 | Cable Joint/Sub Van | Vehicle | 43.36 | CJVN | Transmiss Construct
6460 | Cable Joint/Sub Van | Vehicle | 43.36 | CJVN | Delivery of Work
6461 | Cable Joint/Sub Van | Vehicle | 43.36 | CJVN | Programming of Work
6462 | Cable Joint/Sub Van | Vehicle | 43.36 | CJVN | TSW Lower Eyre Pen
6463 | Cable Joint/Sub Van | Vehicle | 43.36 | CJVN | TSW Upper Eyre Penin
6464 | Cable Joint/Sub Van | Vehicle | 43.36 | CJVN | Apprentices-EyrePen
6470 | Cable Joint/Sub Van | Vehicle | 43.36 | CJVN | Admin-CON
6472 | Cable Joint/Sub Van | Vehicle | 43.36 | CJVN | TSW Power Lin-Pt Aug
6473 | Cable Joint/Sub Van | Vehicle | 43.36 | CJVN | Apprentices-PtAugust
6480 | Cable Joint/Sub Van | Vehicle | 43.36 | CJVN | Admin-Clare
6482 | Cable Joint/Sub Van | Vehicle | 43.36 | CJVN | TSW Clare/Nur
6483 | Cable Joint/Sub Van | Vehicle | 43.36 | CJVN | TSW Yorke Peninsula
6484 | Cable Joint/Sub Van | Vehicle | 43.36 | CJVN | Apprentices-Clare
6486 | Cable Joint/Sub Van | Vehicle | 43.36 | CJVN | Apprentices-YorkePen
6490 | Cable Joint/Sub Van | Vehicle | 43.36 | CJVN | Admin-Barmera
6492 | Cable Joint/Sub Van | Vehicle | 43.36 | CJVN | TSW Power Line-Barm
6500 | Cable Joint/Sub Van | Vehicle | 43.36 | CJVN | Admin-Mt Gambier
6502 | Cable Joint/Sub Van | Vehicle | 43.36 | CJVN | TSW Lower South East
6503 | Cable Joint/Sub Van | Vehicle | 43.36 | CJVN | TSW Upper South East
6504 | Cable Joint/Sub Van | Vehicle | 43.36 | CJVN | Apprentices-LowerSE
6505 | Cable Joint/Sub Van | Vehicle | 43.36 | CJVN | Apprentices-UpperSE
6506 | Cable Joint/Sub Van | Vehicle | 43.36 | CJVN | TSW Interstate
6507 | Cable Joint/Sub Van | Vehicle | 43.36 | CJVN | Apprentices - MB & G
6508 | Cable Joint/Sub Van | Vehicle | 43.36 | CJVN | Apprentices - Barmer
6509 | Cable Joint/Sub Van | Vehicle | 43.36 | CJVN | Apprentice Marleston
6510 | Cable Joint/Sub Van | Vehicle | 43.36 | CJVN | Grp Admin Metro Sth
6511 | Cable Joint/Sub Van | Vehicle | 43.36 | CJVN | TSW - Marleston
6512 | Cable Joint/Sub Van | Vehicle | 43.36 | CJVN | TSW Morphett Vale
6513 | Cable Joint/Sub Van | Vehicle | 43.36 | CJVN | TSW Holden Hill
6517 | Cable Joint/Sub Van | Vehicle | 43.36 | CJVN | Asset Locators
6518 | Cable Joint/Sub Van | Vehicle | 43.36 | CJVN | Apprentices MorphV
6519 | Cable Joint/Sub Van | Vehicle | 43.36 | CJVN | High Load FS
6520 | Cable Joint/Sub Van | Vehicle | 43.36 | CJVN | Mgr Switch Safe
6521 | Cable Joint/Sub Van | Vehicle | 43.36 | CJVN | TSW - CRO South
6522 | Cable Joint/Sub Van | Vehicle | 43.36 | CJVN | TSW - CRO North
6620 | Cable Joint/Sub Van | Vehicle | 43.36 | CJVN | Country Ops Nth Mgr
6622 | Cable Joint/Sub Van | Vehicle | 43.36 | CJVN | Ops Su Port Augusta
6623 | Cable Joint/Sub Van | Vehicle | 43.36 | CJVN | Cont Supv -Clare/Nur
6624 | Cable Joint/Sub Van | Vehicle | 43.36 | CJVN | Ops Supv -Yorke Pen
6625 | Cable Joint/Sub Van | Vehicle | 43.36 | CJVN | Ops Supv Eyre Pen
6630 | Cable Joint/Sub Van | Vehicle | 43.36 | CJVN | Country Ops Sth Mgr
6632 | Cable Joint/Sub Van | Vehicle | 43.36 | CJVN | Ops Supv KI-VH
6633 | Cable Joint/Sub Van | Vehicle | 43.36 | CJVN | Ops Supv Mt Barker
6634 | Cable Joint/Sub Van | Vehicle | 43.36 | CJVN | Ops Supv MB/Gum
6635 | Cable Joint/Sub Van | Vehicle | 43.36 | CJVN | Ops Supv Barmera
6636 | Cable Joint/Sub Van | Vehicle | 43.36 | CJVN | Ops Supv Lower SE
6637 | Cable Joint/Sub Van | Vehicle | 43.36 | CJVN | Ops Supv Upper SE
6640 | Cable Joint/Sub Van | Vehicle | 43.36 | CJVN | Metro South Mgr
6642 | Cable Joint/Sub Van | Vehicle | 43.36 | CJVN | OS Holden Hill
6643 | Cable Joint/Sub Van | Vehicle | 43.36 | CJVN | Apprent Holden Hill
6644 | Cable Joint/Sub Van | Vehicle | 43.36 | CJVN | Ops Supr Marleston
6645 | Cable Joint/Sub Van | Vehicle | 43.36 | CJVN | OS Morphett Vale
6646 | Cable Joint/Sub Van | Vehicle | 43.36 | CJVN | Ops Supv - SubMtcAnc
6648 | Cable Joint/Sub Van | Vehicle | 43.36 | CJVN | Central Mgr
6649 | Cable Joint/Sub Van | Vehicle | 43.36 | CJVN | OS CBD SR
6652 | Cable Joint/Sub Van | Vehicle | 43.36 | CJVN | Ops Supv Sub Mtce
6654 | Cable Joint/Sub Van | Vehicle | 43.36 | CJVN | Ops Supv Sub Const
6655 | Cable Joint/Sub Van | Vehicle | 43.36 | CJVN | Field Officers
6657 | Cable Joint/Sub Van | Vehicle | 43.36 | CJVN | OS Transm Construct
6660 | Cable Joint/Sub Van | Vehicle | 43.36 | CJVN | Project Management
6662 | Cable Joint/Sub Van | Vehicle | 43.36 | CJVN | PM Support
6665 | Cable Joint/Sub Van | Vehicle | 43.36 | CJVN | Mgr Proj & Construct
6680 | Cable Joint/Sub Van | Vehicle | 43.36 | CJVN | Property Management
6681 | Cable Joint/Sub Van | Vehicle | 43.36 | CJVN | Grounds Team
6685 | Cable Joint/Sub Van | Vehicle | 43.36 | CJVN | High Voltage Testing
6686 | Cable Joint/Sub Van | Vehicle | 43.36 | CJVN | Switching Group
6690 | Cable Joint/Sub Van | Vehicle | 43.36 | CJVN | Sub Maint Manager
6750 | Cable Joint/Sub Van | Vehicle | 43.36 | CJVN | Telecomm & Tech Svcs
6820 | Cable Joint/Sub Van | Vehicle | 43.36 | CJVN | Vegetation Ser Mgr
6825 | Cable Joint/Sub Van | Vehicle | 43.36 | CJVN | Line Clearance Offic
6830 | Cable Joint/Sub Van | Vehicle | 43.36 | CJVN | Telco Mgt
6831 | Cable Joint/Sub Van | Vehicle | 43.36 | CJVN | Tel Field
6832 | Cable Joint/Sub Van | Vehicle | 43.36 | CJVN | Tel Proj Mgt
6833 | Cable Joint/Sub Van | Vehicle | 43.36 | CJVN | Telco Technical
6834 | Cable Joint/Sub Van | Vehicle | 43.36 | CJVN | Tel CS Field
6901 | Cable Joint/Sub Van | Vehicle | 43.36 | CJVN | Mgr Ops Planning
6902 | Cable Joint/Sub Van | Vehicle | 43.36 | CJVN | Mgr Ops Del-Metro
6903 | Cable Joint/Sub Van | Vehicle | 43.36 | CJVN | Mgr Ops Del-Regional
6998 | Cable Joint/Sub Van | Vehicle | 43.36 | CJVN | Vehicle Cost Clearin
6999 | Cable Joint/Sub Van | Vehicle | 43.36 | CJVN | Labour Overhead Clrg
9001 | Cable Joint/Sub Van | Vehicle | 43.36 | CJVN | Field Servs. Allocn
600 | CableJoint/SubVanExt | Vehicle | 43.36 | CJVNX | Supply Chain Mngment
601 | CableJoint/SubVanExt | Vehicle | 43.36 | CJVNX | Logistics Redeployee
605 | CableJoint/SubVanExt | Vehicle | 43.36 | CJVNX | Materials Supply Mgt
611 | CableJoint/SubVanExt | Vehicle | 43.36 | CJVNX | Fleet Workshop
630 | CableJoint/SubVanExt | Vehicle | 43.36 | CJVNX | Inventory Planning
640 | CableJoint/SubVanExt | Vehicle | 43.36 | CJVNX | Pole Construction
641 | CableJoint/SubVanExt | Vehicle | 43.36 | CJVNX | Mechanised Poles
660 | CableJoint/SubVanExt | Vehicle | 43.36 | CJVNX | Warehouse&Distributi
664 | CableJoint/SubVanExt | Vehicle | 43.36 | CJVNX | RegionalLogFldOps
665 | CableJoint/SubVanExt | Vehicle | 43.36 | CJVNX | MetroLogFldOps
6010 | CableJoint/SubVanExt | Vehicle | 43.36 | CJVNX | Metro North Mgr
6011 | CableJoint/SubVanExt | Vehicle | 43.36 | CJVNX | Works Planners
6012 | CableJoint/SubVanExt | Vehicle | 43.36 | CJVNX | OS Elizabeth
6013 | CableJoint/SubVanExt | Vehicle | 43.36 | CJVNX | OS Eliz ProjDONOTUSE
6014 | CableJoint/SubVanExt | Vehicle | 43.36 | CJVNX | Ops Supv CBD Proj
6015 | CableJoint/SubVanExt | Vehicle | 43.36 | CJVNX | OS St Marys
6016 | CableJoint/SubVanExt | Vehicle | 43.36 | CJVNX | OS Cust Con North
6017 | CableJoint/SubVanExt | Vehicle | 43.36 | CJVNX | OS Cust Con South
6020 | CableJoint/SubVanExt | Vehicle | 43.36 | CJVNX | PTS - BSC Reporting
6021 | CableJoint/SubVanExt | Vehicle | 43.36 | CJVNX | Schedulers
6022 | CableJoint/SubVanExt | Vehicle | 43.36 | CJVNX | Business Improvement
6023 | CableJoint/SubVanExt | Vehicle | 43.36 | CJVNX | Substation Estimator
6100 | CableJoint/SubVanExt | Vehicle | 43.36 | CJVNX | FS Business Perf
6101 | CableJoint/SubVanExt | Vehicle | 43.36 | CJVNX | OS Wingfield
6102 | CableJoint/SubVanExt | Vehicle | 43.36 | CJVNX | TSW Wingfield
6103 | CableJoint/SubVanExt | Vehicle | 43.36 | CJVNX | Apprentice Wingfield
6110 | CableJoint/SubVanExt | Vehicle | 43.36 | CJVNX | W/S - Select Labour
6220 | CableJoint/SubVanExt | Vehicle | 43.36 | CJVNX | Workshop Support
6221 | CableJoint/SubVanExt | Vehicle | 43.36 | CJVNX | Distribution T/frmrs
6222 | CableJoint/SubVanExt | Vehicle | 43.36 | CJVNX | Pad T/fmrs & Swtchge
6223 | CableJoint/SubVanExt | Vehicle | 43.36 | CJVNX | Sub Transformers
6224 | CableJoint/SubVanExt | Vehicle | 43.36 | CJVNX | Manufact & Fabricat
6225 | CableJoint/SubVanExt | Vehicle | 43.36 | CJVNX | Recl & HV Fuses
6226 | CableJoint/SubVanExt | Vehicle | 43.36 | CJVNX | Mtce & Oil Reclamat
6229 | CableJoint/SubVanExt | Vehicle | 43.36 | CJVNX | Cnsmbl-Manu'Trnsfrmr
6230 | CableJoint/SubVanExt | Vehicle | 43.36 | CJVNX | Secondary Design
6231 | CableJoint/SubVanExt | Vehicle | 43.36 | CJVNX | Engineering
6232 | CableJoint/SubVanExt | Vehicle | 43.36 | CJVNX | Primary Design
6234 | CableJoint/SubVanExt | Vehicle | 43.36 | CJVNX | Powerline Tech Serv
6235 | CableJoint/SubVanExt | Vehicle | 43.36 | CJVNX | Quality Of Supply
6236 | CableJoint/SubVanExt | Vehicle | 43.36 | CJVNX | Protection
6238 | CableJoint/SubVanExt | Vehicle | 43.36 | CJVNX | Engineering Delivery
6240 | CableJoint/SubVanExt | Vehicle | 43.36 | CJVNX | General - Batteries
6241 | CableJoint/SubVanExt | Vehicle | 43.36 | CJVNX | Field SCADA
6242 | CableJoint/SubVanExt | Vehicle | 43.36 | CJVNX | SCADA Technical
6243 | CableJoint/SubVanExt | Vehicle | 43.36 | CJVNX | Engineering Officers
6244 | CableJoint/SubVanExt | Vehicle | 43.36 | CJVNX | Recloser Workshop
6306 | CableJoint/SubVanExt | Vehicle | 43.36 | CJVNX | Design Services Mgnt
6307 | CableJoint/SubVanExt | Vehicle | 43.36 | CJVNX | Do Not Use
6308 | CableJoint/SubVanExt | Vehicle | 43.36 | CJVNX | Do Not Use
6320 | CableJoint/SubVanExt | Vehicle | 43.36 | CJVNX | Work Practices
6342 | CableJoint/SubVanExt | Vehicle | 43.36 | CJVNX | CSO - Vic Harb/KI
6343 | CableJoint/SubVanExt | Vehicle | 43.36 | CJVNX | CSO-Kadina
6344 | CableJoint/SubVanExt | Vehicle | 43.36 | CJVNX | CSO-Pt Augusta
6345 | CableJoint/SubVanExt | Vehicle | 43.36 | CJVNX | CSO-Mt Barker
6346 | CableJoint/SubVanExt | Vehicle | 43.36 | CJVNX | CSO-Naracoorte
6347 | CableJoint/SubVanExt | Vehicle | 43.36 | CJVNX | CSO-Nuriootpa
6400 | CableJoint/SubVanExt | Vehicle | 43.36 | CJVNX | FS Ops Support
6401 | CableJoint/SubVanExt | Vehicle | 43.36 | CJVNX | Powerline Estimating
6402 | CableJoint/SubVanExt | Vehicle | 43.36 | CJVNX | Field Services GM
6404 | CableJoint/SubVanExt | Vehicle | 43.36 | CJVNX | Dispatch Officers
6405 | CableJoint/SubVanExt | Vehicle | 43.36 | CJVNX | Contract Services
6406 | CableJoint/SubVanExt | Vehicle | 43.36 | CJVNX | DO NOT USE
6407 | CableJoint/SubVanExt | Vehicle | 43.36 | CJVNX | WCSR Manager
6410 | CableJoint/SubVanExt | Vehicle | 43.36 | CJVNX | Admin Metro North
6411 | CableJoint/SubVanExt | Vehicle | 43.36 | CJVNX | TSW Eliz ProjDONOTUS
6412 | CableJoint/SubVanExt | Vehicle | 43.36 | CJVNX | TSW Elizabeth
6413 | CableJoint/SubVanExt | Vehicle | 43.36 | CJVNX | Apprentices-ElizProj
6414 | CableJoint/SubVanExt | Vehicle | 43.36 | CJVNX | TSW Cust Conn North
6415 | CableJoint/SubVanExt | Vehicle | 43.36 | CJVNX | TSW Sub Mt Ancillary
6416 | CableJoint/SubVanExt | Vehicle | 43.36 | CJVNX | Apprentice-SubMtcAnc
6417 | CableJoint/SubVanExt | Vehicle | 43.36 | CJVNX | TSW CBD Projects
6418 | CableJoint/SubVanExt | Vehicle | 43.36 | CJVNX | Apprentices CBD Proj
6419 | CableJoint/SubVanExt | Vehicle | 43.36 | CJVNX | Apprentices Eliz
6420 | CableJoint/SubVanExt | Vehicle | 43.36 | CJVNX | Admin-Country South
6421 | CableJoint/SubVanExt | Vehicle | 43.36 | CJVNX | TSW Mt Barker
6422 | CableJoint/SubVanExt | Vehicle | 43.36 | CJVNX | TSW Murray Bridge
6423 | CableJoint/SubVanExt | Vehicle | 43.36 | CJVNX | TSW -Gumeracha
6425 | CableJoint/SubVanExt | Vehicle | 43.36 | CJVNX | Not In Use 2003
6426 | CableJoint/SubVanExt | Vehicle | 43.36 | CJVNX | Apprentices Mt Barke
6427 | CableJoint/SubVanExt | Vehicle | 43.36 | CJVNX | Not In Use 2003
6430 | CableJoint/SubVanExt | Vehicle | 43.36 | CJVNX | DO NOT USE
6432 | CableJoint/SubVanExt | Vehicle | 43.36 | CJVNX | TSW St Marys
6434 | CableJoint/SubVanExt | Vehicle | 43.36 | CJVNX | TSW Cust Conn South
6437 | CableJoint/SubVanExt | Vehicle | 43.36 | CJVNX | Apprentices-St Marys
6438 | CableJoint/SubVanExt | Vehicle | 43.36 | CJVNX | TSW CBD SR
6439 | CableJoint/SubVanExt | Vehicle | 43.36 | CJVNX | Apprentices CBD SR
6442 | CableJoint/SubVanExt | Vehicle | 43.36 | CJVNX | TSW P/Line-Victor Ha
6443 | CableJoint/SubVanExt | Vehicle | 43.36 | CJVNX | TSW-Kangaroo Island
6444 | CableJoint/SubVanExt | Vehicle | 43.36 | CJVNX | Apprentices-KI-VicHa
6450 | CableJoint/SubVanExt | Vehicle | 43.36 | CJVNX | Group Admin Sub
6452 | CableJoint/SubVanExt | Vehicle | 43.36 | CJVNX | TSW Sub Const
6456 | CableJoint/SubVanExt | Vehicle | 43.36 | CJVNX | TSW Substation Mtce
6459 | CableJoint/SubVanExt | Vehicle | 43.36 | CJVNX | Transmiss Construct
6462 | CableJoint/SubVanExt | Vehicle | 43.36 | CJVNX | TSW Lower Eyre Pen
6463 | CableJoint/SubVanExt | Vehicle | 43.36 | CJVNX | TSW Upper Eyre Penin
6464 | CableJoint/SubVanExt | Vehicle | 43.36 | CJVNX | Apprentices-EyrePen
6470 | CableJoint/SubVanExt | Vehicle | 43.36 | CJVNX | Admin-CON
6472 | CableJoint/SubVanExt | Vehicle | 43.36 | CJVNX | TSW Power Lin-Pt Aug
6473 | CableJoint/SubVanExt | Vehicle | 43.36 | CJVNX | Apprentices-PtAugust
6480 | CableJoint/SubVanExt | Vehicle | 43.36 | CJVNX | Admin-Clare
6482 | CableJoint/SubVanExt | Vehicle | 43.36 | CJVNX | TSW Clare/Nur
6483 | CableJoint/SubVanExt | Vehicle | 43.36 | CJVNX | TSW Yorke Peninsula
6484 | CableJoint/SubVanExt | Vehicle | 43.36 | CJVNX | Apprentices-Clare
6486 | CableJoint/SubVanExt | Vehicle | 43.36 | CJVNX | Apprentices-YorkePen
6490 | CableJoint/SubVanExt | Vehicle | 43.36 | CJVNX | Admin-Barmera
6492 | CableJoint/SubVanExt | Vehicle | 43.36 | CJVNX | TSW Power Line-Barm
6500 | CableJoint/SubVanExt | Vehicle | 43.36 | CJVNX | Admin-Mt Gambier
6502 | CableJoint/SubVanExt | Vehicle | 43.36 | CJVNX | TSW Lower South East
6503 | CableJoint/SubVanExt | Vehicle | 43.36 | CJVNX | TSW Upper South East
6504 | CableJoint/SubVanExt | Vehicle | 43.36 | CJVNX | Apprentices-LowerSE
6505 | CableJoint/SubVanExt | Vehicle | 43.36 | CJVNX | Apprentices-UpperSE
6506 | CableJoint/SubVanExt | Vehicle | 43.36 | CJVNX | TSW Interstate
6507 | CableJoint/SubVanExt | Vehicle | 43.36 | CJVNX | Apprentices - MB & G
6508 | CableJoint/SubVanExt | Vehicle | 43.36 | CJVNX | Apprentices - Barmer
6509 | CableJoint/SubVanExt | Vehicle | 43.36 | CJVNX | Apprentice Marleston
6510 | CableJoint/SubVanExt | Vehicle | 43.36 | CJVNX | Grp Admin Metro Sth
6511 | CableJoint/SubVanExt | Vehicle | 43.36 | CJVNX | TSW - Marleston
6512 | CableJoint/SubVanExt | Vehicle | 43.36 | CJVNX | TSW Morphett Vale
6513 | CableJoint/SubVanExt | Vehicle | 43.36 | CJVNX | TSW Holden Hill
6517 | CableJoint/SubVanExt | Vehicle | 43.36 | CJVNX | Asset Locators
6518 | CableJoint/SubVanExt | Vehicle | 43.36 | CJVNX | Apprentices MorphV
6519 | CableJoint/SubVanExt | Vehicle | 43.36 | CJVNX | High Load FS
6520 | CableJoint/SubVanExt | Vehicle | 43.36 | CJVNX | Mgr Switch Safe
6521 | CableJoint/SubVanExt | Vehicle | 43.36 | CJVNX | TSW - CRO South
6522 | CableJoint/SubVanExt | Vehicle | 43.36 | CJVNX | TSW - CRO North
6620 | CableJoint/SubVanExt | Vehicle | 43.36 | CJVNX | Country Ops Nth Mgr
6622 | CableJoint/SubVanExt | Vehicle | 43.36 | CJVNX | Ops Su Port Augusta
6623 | CableJoint/SubVanExt | Vehicle | 43.36 | CJVNX | Cont Supv -Clare/Nur
6624 | CableJoint/SubVanExt | Vehicle | 43.36 | CJVNX | Ops Supv -Yorke Pen
6625 | CableJoint/SubVanExt | Vehicle | 43.36 | CJVNX | Ops Supv Eyre Pen
6630 | CableJoint/SubVanExt | Vehicle | 43.36 | CJVNX | Country Ops Sth Mgr
6632 | CableJoint/SubVanExt | Vehicle | 43.36 | CJVNX | Ops Supv KI-VH
6633 | CableJoint/SubVanExt | Vehicle | 43.36 | CJVNX | Ops Supv Mt Barker
6634 | CableJoint/SubVanExt | Vehicle | 43.36 | CJVNX | Ops Supv MB/Gum
6635 | CableJoint/SubVanExt | Vehicle | 43.36 | CJVNX | Ops Supv Barmera
6636 | CableJoint/SubVanExt | Vehicle | 43.36 | CJVNX | Ops Supv Lower SE
6637 | CableJoint/SubVanExt | Vehicle | 43.36 | CJVNX | Ops Supv Upper SE
6640 | CableJoint/SubVanExt | Vehicle | 43.36 | CJVNX | Metro South Mgr
6642 | CableJoint/SubVanExt | Vehicle | 43.36 | CJVNX | OS Holden Hill
6643 | CableJoint/SubVanExt | Vehicle | 43.36 | CJVNX | Apprent Holden Hill
6644 | CableJoint/SubVanExt | Vehicle | 43.36 | CJVNX | Ops Supr Marleston
6645 | CableJoint/SubVanExt | Vehicle | 43.36 | CJVNX | OS Morphett Vale
6646 | CableJoint/SubVanExt | Vehicle | 43.36 | CJVNX | Ops Supv - SubMtcAnc
6648 | CableJoint/SubVanExt | Vehicle | 43.36 | CJVNX | Central Mgr
6649 | CableJoint/SubVanExt | Vehicle | 43.36 | CJVNX | OS CBD SR
6652 | CableJoint/SubVanExt | Vehicle | 43.36 | CJVNX | Ops Supv Sub Mtce
6654 | CableJoint/SubVanExt | Vehicle | 43.36 | CJVNX | Ops Supv Sub Const
6655 | CableJoint/SubVanExt | Vehicle | 43.36 | CJVNX | Field Officers
6657 | CableJoint/SubVanExt | Vehicle | 43.36 | CJVNX | OS Transm Construct
6660 | CableJoint/SubVanExt | Vehicle | 43.36 | CJVNX | Project Management
6662 | CableJoint/SubVanExt | Vehicle | 43.36 | CJVNX | PM Support
6665 | CableJoint/SubVanExt | Vehicle | 43.36 | CJVNX | Mgr Proj & Construct
6680 | CableJoint/SubVanExt | Vehicle | 43.36 | CJVNX | Property Management
6681 | CableJoint/SubVanExt | Vehicle | 43.36 | CJVNX | Grounds Team
6685 | CableJoint/SubVanExt | Vehicle | 43.36 | CJVNX | High Voltage Testing
6686 | CableJoint/SubVanExt | Vehicle | 43.36 | CJVNX | Switching Group
6690 | CableJoint/SubVanExt | Vehicle | 43.36 | CJVNX | Sub Maint Manager
6750 | CableJoint/SubVanExt | Vehicle | 43.36 | CJVNX | Telecomm & Tech Svcs
6820 | CableJoint/SubVanExt | Vehicle | 43.36 | CJVNX | Vegetation Ser Mgr
6825 | CableJoint/SubVanExt | Vehicle | 43.36 | CJVNX | Line Clearance Offic
6830 | CableJoint/SubVanExt | Vehicle | 43.36 | CJVNX | Telco Mgt
6831 | CableJoint/SubVanExt | Vehicle | 43.36 | CJVNX | Tel Field
6832 | CableJoint/SubVanExt | Vehicle | 43.36 | CJVNX | Tel Proj Mgt
6833 | CableJoint/SubVanExt | Vehicle | 43.36 | CJVNX | Telco Technical
6834 | CableJoint/SubVanExt | Vehicle | 43.36 | CJVNX | Tel CS Field
6901 | CableJoint/SubVanExt | Vehicle | 43.36 | CJVNX | Mgr Ops Planning
6903 | CableJoint/SubVanExt | Vehicle | 43.36 | CJVNX | Mgr Ops Del-Regional
6998 | CableJoint/SubVanExt | Vehicle | 43.36 | CJVNX | Vehicle Cost Clearin
6999 | CableJoint/SubVanExt | Vehicle | 43.36 | CJVNX | Labour Overhead Clrg
9001 | CableJoint/SubVanExt | Vehicle | 43.36 | CJVNX | Field Servs. Allocn
600 | Crane >10t | Vehicle | 57.27 | CG10 | Supply Chain Mngment
601 | Crane >10t | Vehicle | 57.27 | CG10 | Logistics Redeployee
605 | Crane >10t | Vehicle | 57.27 | CG10 | Materials Supply Mgt
611 | Crane >10t | Vehicle | 57.27 | CG10 | Fleet Workshop
630 | Crane >10t | Vehicle | 57.27 | CG10 | Inventory Planning
640 | Crane >10t | Vehicle | 57.27 | CG10 | Pole Construction
641 | Crane >10t | Vehicle | 57.27 | CG10 | Mechanised Poles
660 | Crane >10t | Vehicle | 57.27 | CG10 | Warehouse&Distributi
664 | Crane >10t | Vehicle | 57.27 | CG10 | RegionalLogFldOps
665 | Crane >10t | Vehicle | 57.27 | CG10 | MetroLogFldOps
6010 | Crane >10t | Vehicle | 57.27 | CG10 | Metro North Mgr
6011 | Crane >10t | Vehicle | 57.27 | CG10 | Works Planners
6012 | Crane >10t | Vehicle | 57.27 | CG10 | OS Elizabeth
6013 | Crane >10t | Vehicle | 57.27 | CG10 | OS Eliz ProjDONOTUSE
6014 | Crane >10t | Vehicle | 57.27 | CG10 | Ops Supv CBD Proj
6015 | Crane >10t | Vehicle | 57.27 | CG10 | OS St Marys
6016 | Crane >10t | Vehicle | 57.27 | CG10 | OS Cust Con North
6017 | Crane >10t | Vehicle | 57.27 | CG10 | OS Cust Con South
6020 | Crane >10t | Vehicle | 57.27 | CG10 | PTS - BSC Reporting
6021 | Crane >10t | Vehicle | 57.27 | CG10 | Schedulers
6022 | Crane >10t | Vehicle | 57.27 | CG10 | Business Improvement
6023 | Crane >10t | Vehicle | 57.27 | CG10 | Substation Estimator
6028 | Crane >10t | Vehicle | 57.27 | CG10 | Apprentice CC Sth
6029 | Crane >10t | Vehicle | 57.27 | CG10 | Apprentice CC Nth
6032 | Crane >10t | Vehicle | 57.27 | CG10 | Powerline Design
6100 | Crane >10t | Vehicle | 57.27 | CG10 | FS Business Perf
6101 | Crane >10t | Vehicle | 57.27 | CG10 | OS Wingfield
6102 | Crane >10t | Vehicle | 57.27 | CG10 | TSW Wingfield
6103 | Crane >10t | Vehicle | 57.27 | CG10 | Apprentice Wingfield
6110 | Crane >10t | Vehicle | 57.27 | CG10 | W/S - Select Labour
6112 | Crane >10t | Vehicle | 57.27 | CG10 | Workshops Management
6220 | Crane >10t | Vehicle | 57.27 | CG10 | Workshop Support
6221 | Crane >10t | Vehicle | 57.27 | CG10 | Distribution T/frmrs
6222 | Crane >10t | Vehicle | 57.27 | CG10 | Pad T/fmrs & Swtchge
6223 | Crane >10t | Vehicle | 57.27 | CG10 | Sub Transformers
6224 | Crane >10t | Vehicle | 57.27 | CG10 | Manufact & Fabricat
6225 | Crane >10t | Vehicle | 57.27 | CG10 | Recl & HV Fuses
6226 | Crane >10t | Vehicle | 57.27 | CG10 | Mtce & Oil Reclamat
6229 | Crane >10t | Vehicle | 57.27 | CG10 | Cnsmbl-Manu'Trnsfrmr
6230 | Crane >10t | Vehicle | 57.27 | CG10 | Secondary Design
6231 | Crane >10t | Vehicle | 57.27 | CG10 | Engineering
6232 | Crane >10t | Vehicle | 57.27 | CG10 | Primary Design
6234 | Crane >10t | Vehicle | 57.27 | CG10 | Powerline Tech Serv
6235 | Crane >10t | Vehicle | 57.27 | CG10 | Quality Of Supply
6236 | Crane >10t | Vehicle | 57.27 | CG10 | Protection
6238 | Crane >10t | Vehicle | 57.27 | CG10 | Engineering Delivery
6240 | Crane >10t | Vehicle | 57.27 | CG10 | General - Batteries
6241 | Crane >10t | Vehicle | 57.27 | CG10 | Field SCADA
6242 | Crane >10t | Vehicle | 57.27 | CG10 | SCADA Technical
6243 | Crane >10t | Vehicle | 57.27 | CG10 | Engineering Officers
6244 | Crane >10t | Vehicle | 57.27 | CG10 | Recloser Workshop
6306 | Crane >10t | Vehicle | 57.27 | CG10 | Design Services Mgnt
6307 | Crane >10t | Vehicle | 57.27 | CG10 | Do Not Use
6308 | Crane >10t | Vehicle | 57.27 | CG10 | Do Not Use
6320 | Crane >10t | Vehicle | 57.27 | CG10 | Work Practices
6342 | Crane >10t | Vehicle | 57.27 | CG10 | CSO - Vic Harb/KI
6343 | Crane >10t | Vehicle | 57.27 | CG10 | CSO-Kadina
6344 | Crane >10t | Vehicle | 57.27 | CG10 | CSO-Pt Augusta
6345 | Crane >10t | Vehicle | 57.27 | CG10 | CSO-Mt Barker
6346 | Crane >10t | Vehicle | 57.27 | CG10 | CSO-Naracoorte
6347 | Crane >10t | Vehicle | 57.27 | CG10 | CSO-Nuriootpa
6400 | Crane >10t | Vehicle | 57.27 | CG10 | FS Ops Support
6401 | Crane >10t | Vehicle | 57.27 | CG10 | Powerline Estimating
6402 | Crane >10t | Vehicle | 57.27 | CG10 | Field Services GM
6404 | Crane >10t | Vehicle | 57.27 | CG10 | Dispatch Officers
6405 | Crane >10t | Vehicle | 57.27 | CG10 | Contract Services
6406 | Crane >10t | Vehicle | 57.27 | CG10 | DO NOT USE
6407 | Crane >10t | Vehicle | 57.27 | CG10 | WCSR Manager
6410 | Crane >10t | Vehicle | 57.27 | CG10 | Admin Metro North
6411 | Crane >10t | Vehicle | 57.27 | CG10 | TSW Eliz ProjDONOTUS
6412 | Crane >10t | Vehicle | 57.27 | CG10 | TSW Elizabeth
6413 | Crane >10t | Vehicle | 57.27 | CG10 | Apprentices-ElizProj
6414 | Crane >10t | Vehicle | 57.27 | CG10 | TSW Cust Conn North
6415 | Crane >10t | Vehicle | 57.27 | CG10 | TSW Sub Mt Ancillary
6416 | Crane >10t | Vehicle | 57.27 | CG10 | Apprentice-SubMtcAnc
6417 | Crane >10t | Vehicle | 57.27 | CG10 | TSW CBD Projects
6418 | Crane >10t | Vehicle | 57.27 | CG10 | Apprentices CBD Proj
6419 | Crane >10t | Vehicle | 57.27 | CG10 | Apprentices Eliz
6420 | Crane >10t | Vehicle | 57.27 | CG10 | Admin-Country South
6421 | Crane >10t | Vehicle | 57.27 | CG10 | TSW Mt Barker
6422 | Crane >10t | Vehicle | 57.27 | CG10 | TSW Murray Bridge
6423 | Crane >10t | Vehicle | 57.27 | CG10 | TSW -Gumeracha
6425 | Crane >10t | Vehicle | 57.27 | CG10 | Not In Use 2003
6426 | Crane >10t | Vehicle | 57.27 | CG10 | Apprentices Mt Barke
6427 | Crane >10t | Vehicle | 57.27 | CG10 | Not In Use 2003
6430 | Crane >10t | Vehicle | 57.27 | CG10 | DO NOT USE
6432 | Crane >10t | Vehicle | 57.27 | CG10 | TSW St Marys
6434 | Crane >10t | Vehicle | 57.27 | CG10 | TSW Cust Conn South
6437 | Crane >10t | Vehicle | 57.27 | CG10 | Apprentices-St Marys
6438 | Crane >10t | Vehicle | 57.27 | CG10 | TSW CBD SR
6439 | Crane >10t | Vehicle | 57.27 | CG10 | Apprentices CBD SR
6442 | Crane >10t | Vehicle | 57.27 | CG10 | TSW P/Line-Victor Ha
6443 | Crane >10t | Vehicle | 57.27 | CG10 | TSW-Kangaroo Island
6444 | Crane >10t | Vehicle | 57.27 | CG10 | Apprentices-KI-VicHa
6450 | Crane >10t | Vehicle | 57.27 | CG10 | Group Admin Sub
6452 | Crane >10t | Vehicle | 57.27 | CG10 | TSW Sub Const
6456 | Crane >10t | Vehicle | 57.27 | CG10 | TSW Substation Mtce
6458 | Crane >10t | Vehicle | 57.27 | CG10 | TSW Apprentices Sub
6459 | Crane >10t | Vehicle | 57.27 | CG10 | Transmiss Construct
6460 | Crane >10t | Vehicle | 57.27 | CG10 | Delivery of Work
6461 | Crane >10t | Vehicle | 57.27 | CG10 | Programming of Work
6462 | Crane >10t | Vehicle | 57.27 | CG10 | TSW Lower Eyre Pen
6463 | Crane >10t | Vehicle | 57.27 | CG10 | TSW Upper Eyre Penin
6464 | Crane >10t | Vehicle | 57.27 | CG10 | Apprentices-EyrePen
6470 | Crane >10t | Vehicle | 57.27 | CG10 | Admin-CON
6472 | Crane >10t | Vehicle | 57.27 | CG10 | TSW Power Lin-Pt Aug
6473 | Crane >10t | Vehicle | 57.27 | CG10 | Apprentices-PtAugust
6480 | Crane >10t | Vehicle | 57.27 | CG10 | Admin-Clare
6482 | Crane >10t | Vehicle | 57.27 | CG10 | TSW Clare/Nur
6483 | Crane >10t | Vehicle | 57.27 | CG10 | TSW Yorke Peninsula
6484 | Crane >10t | Vehicle | 57.27 | CG10 | Apprentices-Clare
6486 | Crane >10t | Vehicle | 57.27 | CG10 | Apprentices-YorkePen
6490 | Crane >10t | Vehicle | 57.27 | CG10 | Admin-Barmera
6492 | Crane >10t | Vehicle | 57.27 | CG10 | TSW Power Line-Barm
6500 | Crane >10t | Vehicle | 57.27 | CG10 | Admin-Mt Gambier
6502 | Crane >10t | Vehicle | 57.27 | CG10 | TSW Lower South East
6503 | Crane >10t | Vehicle | 57.27 | CG10 | TSW Upper South East
6504 | Crane >10t | Vehicle | 57.27 | CG10 | Apprentices-LowerSE
6505 | Crane >10t | Vehicle | 57.27 | CG10 | Apprentices-UpperSE
6506 | Crane >10t | Vehicle | 57.27 | CG10 | TSW Interstate
6507 | Crane >10t | Vehicle | 57.27 | CG10 | Apprentices - MB & G
6508 | Crane >10t | Vehicle | 57.27 | CG10 | Apprentices - Barmer
6509 | Crane >10t | Vehicle | 57.27 | CG10 | Apprentice Marleston
6510 | Crane >10t | Vehicle | 57.27 | CG10 | Grp Admin Metro Sth
6511 | Crane >10t | Vehicle | 57.27 | CG10 | TSW - Marleston
6512 | Crane >10t | Vehicle | 57.27 | CG10 | TSW Morphett Vale
6513 | Crane >10t | Vehicle | 57.27 | CG10 | TSW Holden Hill
6517 | Crane >10t | Vehicle | 57.27 | CG10 | Asset Locators
6518 | Crane >10t | Vehicle | 57.27 | CG10 | Apprentices MorphV
6519 | Crane >10t | Vehicle | 57.27 | CG10 | High Load FS
6520 | Crane >10t | Vehicle | 57.27 | CG10 | Mgr Switch Safe
6521 | Crane >10t | Vehicle | 57.27 | CG10 | TSW - CRO South
6522 | Crane >10t | Vehicle | 57.27 | CG10 | TSW - CRO North
6620 | Crane >10t | Vehicle | 57.27 | CG10 | Country Ops Nth Mgr
6622 | Crane >10t | Vehicle | 57.27 | CG10 | Ops Su Port Augusta
6623 | Crane >10t | Vehicle | 57.27 | CG10 | Cont Supv -Clare/Nur
6624 | Crane >10t | Vehicle | 57.27 | CG10 | Ops Supv -Yorke Pen
6625 | Crane >10t | Vehicle | 57.27 | CG10 | Ops Supv Eyre Pen
6630 | Crane >10t | Vehicle | 57.27 | CG10 | Country Ops Sth Mgr
6632 | Crane >10t | Vehicle | 57.27 | CG10 | Ops Supv KI-VH
6633 | Crane >10t | Vehicle | 57.27 | CG10 | Ops Supv Mt Barker
6634 | Crane >10t | Vehicle | 57.27 | CG10 | Ops Supv MB/Gum
6635 | Crane >10t | Vehicle | 57.27 | CG10 | Ops Supv Barmera
6636 | Crane >10t | Vehicle | 57.27 | CG10 | Ops Supv Lower SE
6637 | Crane >10t | Vehicle | 57.27 | CG10 | Ops Supv Upper SE
6640 | Crane >10t | Vehicle | 57.27 | CG10 | Metro South Mgr
6642 | Crane >10t | Vehicle | 57.27 | CG10 | OS Holden Hill
6643 | Crane >10t | Vehicle | 57.27 | CG10 | Apprent Holden Hill
6644 | Crane >10t | Vehicle | 57.27 | CG10 | Ops Supr Marleston
6645 | Crane >10t | Vehicle | 57.27 | CG10 | OS Morphett Vale
6646 | Crane >10t | Vehicle | 57.27 | CG10 | Ops Supv - SubMtcAnc
6648 | Crane >10t | Vehicle | 57.27 | CG10 | Central Mgr
6649 | Crane >10t | Vehicle | 57.27 | CG10 | OS CBD SR
6652 | Crane >10t | Vehicle | 57.27 | CG10 | Ops Supv Sub Mtce
6654 | Crane >10t | Vehicle | 57.27 | CG10 | Ops Supv Sub Const
6655 | Crane >10t | Vehicle | 57.27 | CG10 | Field Officers
6657 | Crane >10t | Vehicle | 57.27 | CG10 | OS Transm Construct
6660 | Crane >10t | Vehicle | 57.27 | CG10 | Project Management
6662 | Crane >10t | Vehicle | 57.27 | CG10 | PM Support
6665 | Crane >10t | Vehicle | 57.27 | CG10 | Mgr Proj & Construct
6680 | Crane >10t | Vehicle | 57.27 | CG10 | Property Management
6681 | Crane >10t | Vehicle | 57.27 | CG10 | Grounds Team
6685 | Crane >10t | Vehicle | 57.27 | CG10 | High Voltage Testing
6686 | Crane >10t | Vehicle | 57.27 | CG10 | Switching Group
6690 | Crane >10t | Vehicle | 57.27 | CG10 | Sub Maint Manager
6750 | Crane >10t | Vehicle | 57.27 | CG10 | Telecomm & Tech Svcs
6820 | Crane >10t | Vehicle | 57.27 | CG10 | Vegetation Ser Mgr
6825 | Crane >10t | Vehicle | 57.27 | CG10 | Line Clearance Offic
6830 | Crane >10t | Vehicle | 57.27 | CG10 | Telco Mgt
6831 | Crane >10t | Vehicle | 57.27 | CG10 | Tel Field
6832 | Crane >10t | Vehicle | 57.27 | CG10 | Tel Proj Mgt
6833 | Crane >10t | Vehicle | 57.27 | CG10 | Telco Technical
6834 | Crane >10t | Vehicle | 57.27 | CG10 | Tel CS Field
6901 | Crane >10t | Vehicle | 57.27 | CG10 | Mgr Ops Planning
6902 | Crane >10t | Vehicle | 57.27 | CG10 | Mgr Ops Del-Metro
6903 | Crane >10t | Vehicle | 57.27 | CG10 | Mgr Ops Del-Regional
6998 | Crane >10t | Vehicle | 57.27 | CG10 | Vehicle Cost Clearin
6999 | Crane >10t | Vehicle | 57.27 | CG10 | Labour Overhead Clrg
9001 | Crane >10t | Vehicle | 57.27 | CG10 | Field Servs. Allocn
600 | Crane >10t External | Vehicle | 57.27 | CG10X | Supply Chain Mngment
601 | Crane >10t External | Vehicle | 57.27 | CG10X | Logistics Redeployee
605 | Crane >10t External | Vehicle | 57.27 | CG10X | Materials Supply Mgt
611 | Crane >10t External | Vehicle | 57.27 | CG10X | Fleet Workshop
630 | Crane >10t External | Vehicle | 57.27 | CG10X | Inventory Planning
640 | Crane >10t External | Vehicle | 57.27 | CG10X | Pole Construction
641 | Crane >10t External | Vehicle | 57.27 | CG10X | Mechanised Poles
660 | Crane >10t External | Vehicle | 57.27 | CG10X | Warehouse&Distributi
664 | Crane >10t External | Vehicle | 57.27 | CG10X | RegionalLogFldOps
665 | Crane >10t External | Vehicle | 57.27 | CG10X | MetroLogFldOps
6010 | Crane >10t External | Vehicle | 57.27 | CG10X | Metro North Mgr
6011 | Crane >10t External | Vehicle | 57.27 | CG10X | Works Planners
6012 | Crane >10t External | Vehicle | 57.27 | CG10X | OS Elizabeth
6013 | Crane >10t External | Vehicle | 57.27 | CG10X | OS Eliz ProjDONOTUSE
6014 | Crane >10t External | Vehicle | 57.27 | CG10X | Ops Supv CBD Proj
6015 | Crane >10t External | Vehicle | 57.27 | CG10X | OS St Marys
6016 | Crane >10t External | Vehicle | 57.27 | CG10X | OS Cust Con North
6017 | Crane >10t External | Vehicle | 57.27 | CG10X | OS Cust Con South
6020 | Crane >10t External | Vehicle | 57.27 | CG10X | PTS - BSC Reporting
6021 | Crane >10t External | Vehicle | 57.27 | CG10X | Schedulers
6022 | Crane >10t External | Vehicle | 57.27 | CG10X | Business Improvement
6023 | Crane >10t External | Vehicle | 57.27 | CG10X | Substation Estimator
6100 | Crane >10t External | Vehicle | 57.27 | CG10X | FS Business Perf
6101 | Crane >10t External | Vehicle | 57.27 | CG10X | OS Wingfield
6102 | Crane >10t External | Vehicle | 57.27 | CG10X | TSW Wingfield
6103 | Crane >10t External | Vehicle | 57.27 | CG10X | Apprentice Wingfield
6110 | Crane >10t External | Vehicle | 57.27 | CG10X | W/S - Select Labour
6220 | Crane >10t External | Vehicle | 57.27 | CG10X | Workshop Support
6221 | Crane >10t External | Vehicle | 57.27 | CG10X | Distribution T/frmrs
6222 | Crane >10t External | Vehicle | 57.27 | CG10X | Pad T/fmrs & Swtchge
6223 | Crane >10t External | Vehicle | 57.27 | CG10X | Sub Transformers
6224 | Crane >10t External | Vehicle | 57.27 | CG10X | Manufact & Fabricat
6225 | Crane >10t External | Vehicle | 57.27 | CG10X | Recl & HV Fuses
6226 | Crane >10t External | Vehicle | 57.27 | CG10X | Mtce & Oil Reclamat
6229 | Crane >10t External | Vehicle | 57.27 | CG10X | Cnsmbl-Manu'Trnsfrmr
6230 | Crane >10t External | Vehicle | 57.27 | CG10X | Secondary Design
6231 | Crane >10t External | Vehicle | 57.27 | CG10X | Engineering
6232 | Crane >10t External | Vehicle | 57.27 | CG10X | Primary Design
6234 | Crane >10t External | Vehicle | 57.27 | CG10X | Powerline Tech Serv
6235 | Crane >10t External | Vehicle | 57.27 | CG10X | Quality Of Supply
6236 | Crane >10t External | Vehicle | 57.27 | CG10X | Protection
6238 | Crane >10t External | Vehicle | 57.27 | CG10X | Engineering Delivery
6240 | Crane >10t External | Vehicle | 57.27 | CG10X | General - Batteries
6241 | Crane >10t External | Vehicle | 57.27 | CG10X | Field SCADA
6242 | Crane >10t External | Vehicle | 57.27 | CG10X | SCADA Technical
6243 | Crane >10t External | Vehicle | 57.27 | CG10X | Engineering Officers
6244 | Crane >10t External | Vehicle | 57.27 | CG10X | Recloser Workshop
6306 | Crane >10t External | Vehicle | 57.27 | CG10X | Design Services Mgnt
6307 | Crane >10t External | Vehicle | 57.27 | CG10X | Do Not Use
6308 | Crane >10t External | Vehicle | 57.27 | CG10X | Do Not Use
6320 | Crane >10t External | Vehicle | 57.27 | CG10X | Work Practices
6342 | Crane >10t External | Vehicle | 57.27 | CG10X | CSO - Vic Harb/KI
6343 | Crane >10t External | Vehicle | 57.27 | CG10X | CSO-Kadina
6344 | Crane >10t External | Vehicle | 57.27 | CG10X | CSO-Pt Augusta
6345 | Crane >10t External | Vehicle | 57.27 | CG10X | CSO-Mt Barker
6346 | Crane >10t External | Vehicle | 57.27 | CG10X | CSO-Naracoorte
6347 | Crane >10t External | Vehicle | 57.27 | CG10X | CSO-Nuriootpa
6400 | Crane >10t External | Vehicle | 57.27 | CG10X | FS Ops Support
6401 | Crane >10t External | Vehicle | 57.27 | CG10X | Powerline Estimating
6402 | Crane >10t External | Vehicle | 57.27 | CG10X | Field Services GM
6404 | Crane >10t External | Vehicle | 57.27 | CG10X | Dispatch Officers
6405 | Crane >10t External | Vehicle | 57.27 | CG10X | Contract Services
6406 | Crane >10t External | Vehicle | 57.27 | CG10X | DO NOT USE
6407 | Crane >10t External | Vehicle | 57.27 | CG10X | WCSR Manager
6410 | Crane >10t External | Vehicle | 57.27 | CG10X | Admin Metro North
6411 | Crane >10t External | Vehicle | 57.27 | CG10X | TSW Eliz ProjDONOTUS
6412 | Crane >10t External | Vehicle | 57.27 | CG10X | TSW Elizabeth
6413 | Crane >10t External | Vehicle | 57.27 | CG10X | Apprentices-ElizProj
6414 | Crane >10t External | Vehicle | 57.27 | CG10X | TSW Cust Conn North
6415 | Crane >10t External | Vehicle | 57.27 | CG10X | TSW Sub Mt Ancillary
6416 | Crane >10t External | Vehicle | 57.27 | CG10X | Apprentice-SubMtcAnc
6417 | Crane >10t External | Vehicle | 57.27 | CG10X | TSW CBD Projects
6418 | Crane >10t External | Vehicle | 57.27 | CG10X | Apprentices CBD Proj
6419 | Crane >10t External | Vehicle | 57.27 | CG10X | Apprentices Eliz
6420 | Crane >10t External | Vehicle | 57.27 | CG10X | Admin-Country South
6421 | Crane >10t External | Vehicle | 57.27 | CG10X | TSW Mt Barker
6422 | Crane >10t External | Vehicle | 57.27 | CG10X | TSW Murray Bridge
6423 | Crane >10t External | Vehicle | 57.27 | CG10X | TSW -Gumeracha
6425 | Crane >10t External | Vehicle | 57.27 | CG10X | Not In Use 2003
6426 | Crane >10t External | Vehicle | 57.27 | CG10X | Apprentices Mt Barke
6427 | Crane >10t External | Vehicle | 57.27 | CG10X | Not In Use 2003
6430 | Crane >10t External | Vehicle | 57.27 | CG10X | DO NOT USE
6432 | Crane >10t External | Vehicle | 57.27 | CG10X | TSW St Marys
6434 | Crane >10t External | Vehicle | 57.27 | CG10X | TSW Cust Conn South
6437 | Crane >10t External | Vehicle | 57.27 | CG10X | Apprentices-St Marys
6438 | Crane >10t External | Vehicle | 57.27 | CG10X | TSW CBD SR
6439 | Crane >10t External | Vehicle | 57.27 | CG10X | Apprentices CBD SR
6442 | Crane >10t External | Vehicle | 57.27 | CG10X | TSW P/Line-Victor Ha
6443 | Crane >10t External | Vehicle | 57.27 | CG10X | TSW-Kangaroo Island
6444 | Crane >10t External | Vehicle | 57.27 | CG10X | Apprentices-KI-VicHa
6450 | Crane >10t External | Vehicle | 57.27 | CG10X | Group Admin Sub
6452 | Crane >10t External | Vehicle | 57.27 | CG10X | TSW Sub Const
6456 | Crane >10t External | Vehicle | 57.27 | CG10X | TSW Substation Mtce
6459 | Crane >10t External | Vehicle | 57.27 | CG10X | Transmiss Construct
6462 | Crane >10t External | Vehicle | 57.27 | CG10X | TSW Lower Eyre Pen
6463 | Crane >10t External | Vehicle | 57.27 | CG10X | TSW Upper Eyre Penin
6464 | Crane >10t External | Vehicle | 57.27 | CG10X | Apprentices-EyrePen
6470 | Crane >10t External | Vehicle | 57.27 | CG10X | Admin-CON
6472 | Crane >10t External | Vehicle | 57.27 | CG10X | TSW Power Lin-Pt Aug
6473 | Crane >10t External | Vehicle | 57.27 | CG10X | Apprentices-PtAugust
6480 | Crane >10t External | Vehicle | 57.27 | CG10X | Admin-Clare
6482 | Crane >10t External | Vehicle | 57.27 | CG10X | TSW Clare/Nur
6483 | Crane >10t External | Vehicle | 57.27 | CG10X | TSW Yorke Peninsula
6484 | Crane >10t External | Vehicle | 57.27 | CG10X | Apprentices-Clare
6486 | Crane >10t External | Vehicle | 57.27 | CG10X | Apprentices-YorkePen
6490 | Crane >10t External | Vehicle | 57.27 | CG10X | Admin-Barmera
6492 | Crane >10t External | Vehicle | 57.27 | CG10X | TSW Power Line-Barm
6500 | Crane >10t External | Vehicle | 57.27 | CG10X | Admin-Mt Gambier
6502 | Crane >10t External | Vehicle | 57.27 | CG10X | TSW Lower South East
6503 | Crane >10t External | Vehicle | 57.27 | CG10X | TSW Upper South East
6504 | Crane >10t External | Vehicle | 57.27 | CG10X | Apprentices-LowerSE
6505 | Crane >10t External | Vehicle | 57.27 | CG10X | Apprentices-UpperSE
6506 | Crane >10t External | Vehicle | 57.27 | CG10X | TSW Interstate
6507 | Crane >10t External | Vehicle | 57.27 | CG10X | Apprentices - MB & G
6508 | Crane >10t External | Vehicle | 57.27 | CG10X | Apprentices - Barmer
6509 | Crane >10t External | Vehicle | 57.27 | CG10X | Apprentice Marleston
6510 | Crane >10t External | Vehicle | 57.27 | CG10X | Grp Admin Metro Sth
6511 | Crane >10t External | Vehicle | 57.27 | CG10X | TSW - Marleston
6512 | Crane >10t External | Vehicle | 57.27 | CG10X | TSW Morphett Vale
6513 | Crane >10t External | Vehicle | 57.27 | CG10X | TSW Holden Hill
6517 | Crane >10t External | Vehicle | 57.27 | CG10X | Asset Locators
6518 | Crane >10t External | Vehicle | 57.27 | CG10X | Apprentices MorphV
6519 | Crane >10t External | Vehicle | 57.27 | CG10X | High Load FS
6520 | Crane >10t External | Vehicle | 57.27 | CG10X | Mgr Switch Safe
6521 | Crane >10t External | Vehicle | 57.27 | CG10X | TSW - CRO South
6522 | Crane >10t External | Vehicle | 57.27 | CG10X | TSW - CRO North
6620 | Crane >10t External | Vehicle | 57.27 | CG10X | Country Ops Nth Mgr
6622 | Crane >10t External | Vehicle | 57.27 | CG10X | Ops Su Port Augusta
6623 | Crane >10t External | Vehicle | 57.27 | CG10X | Cont Supv -Clare/Nur
6624 | Crane >10t External | Vehicle | 57.27 | CG10X | Ops Supv -Yorke Pen
6625 | Crane >10t External | Vehicle | 57.27 | CG10X | Ops Supv Eyre Pen
6630 | Crane >10t External | Vehicle | 57.27 | CG10X | Country Ops Sth Mgr
6632 | Crane >10t External | Vehicle | 57.27 | CG10X | Ops Supv KI-VH
6633 | Crane >10t External | Vehicle | 57.27 | CG10X | Ops Supv Mt Barker
6634 | Crane >10t External | Vehicle | 57.27 | CG10X | Ops Supv MB/Gum
6635 | Crane >10t External | Vehicle | 57.27 | CG10X | Ops Supv Barmera
6636 | Crane >10t External | Vehicle | 57.27 | CG10X | Ops Supv Lower SE
6637 | Crane >10t External | Vehicle | 57.27 | CG10X | Ops Supv Upper SE
6640 | Crane >10t External | Vehicle | 57.27 | CG10X | Metro South Mgr
6642 | Crane >10t External | Vehicle | 57.27 | CG10X | OS Holden Hill
6643 | Crane >10t External | Vehicle | 57.27 | CG10X | Apprent Holden Hill
6644 | Crane >10t External | Vehicle | 57.27 | CG10X | Ops Supr Marleston
6645 | Crane >10t External | Vehicle | 57.27 | CG10X | OS Morphett Vale
6646 | Crane >10t External | Vehicle | 57.27 | CG10X | Ops Supv - SubMtcAnc
6648 | Crane >10t External | Vehicle | 57.27 | CG10X | Central Mgr
6649 | Crane >10t External | Vehicle | 57.27 | CG10X | OS CBD SR
6652 | Crane >10t External | Vehicle | 57.27 | CG10X | Ops Supv Sub Mtce
6654 | Crane >10t External | Vehicle | 57.27 | CG10X | Ops Supv Sub Const
6655 | Crane >10t External | Vehicle | 57.27 | CG10X | Field Officers
6657 | Crane >10t External | Vehicle | 57.27 | CG10X | OS Transm Construct
6660 | Crane >10t External | Vehicle | 57.27 | CG10X | Project Management
6662 | Crane >10t External | Vehicle | 57.27 | CG10X | PM Support
6665 | Crane >10t External | Vehicle | 57.27 | CG10X | Mgr Proj & Construct
6680 | Crane >10t External | Vehicle | 57.27 | CG10X | Property Management
6681 | Crane >10t External | Vehicle | 57.27 | CG10X | Grounds Team
6685 | Crane >10t External | Vehicle | 57.27 | CG10X | High Voltage Testing
6686 | Crane >10t External | Vehicle | 57.27 | CG10X | Switching Group
6690 | Crane >10t External | Vehicle | 57.27 | CG10X | Sub Maint Manager
6750 | Crane >10t External | Vehicle | 57.27 | CG10X | Telecomm & Tech Svcs
6820 | Crane >10t External | Vehicle | 57.27 | CG10X | Vegetation Ser Mgr
6825 | Crane >10t External | Vehicle | 57.27 | CG10X | Line Clearance Offic
6830 | Crane >10t External | Vehicle | 57.27 | CG10X | Telco Mgt
6831 | Crane >10t External | Vehicle | 57.27 | CG10X | Tel Field
6832 | Crane >10t External | Vehicle | 57.27 | CG10X | Tel Proj Mgt
6833 | Crane >10t External | Vehicle | 57.27 | CG10X | Telco Technical
6834 | Crane >10t External | Vehicle | 57.27 | CG10X | Tel CS Field
6901 | Crane >10t External | Vehicle | 57.27 | CG10X | Mgr Ops Planning
6903 | Crane >10t External | Vehicle | 57.27 | CG10X | Mgr Ops Del-Regional
6998 | Crane >10t External | Vehicle | 57.27 | CG10X | Vehicle Cost Clearin
6999 | Crane >10t External | Vehicle | 57.27 | CG10X | Labour Overhead Clrg
9001 | Crane >10t External | Vehicle | 57.27 | CG10X | Field Servs. Allocn
600b1 | Crane,<10t | Vehicle | 45.13 | CL10 | Supply Chain Mngment
601b2 | Crane,<10t | Vehicle | 45.13 | CL10 | Logistics Redeployee
605b3 | Crane,<10t | Vehicle | 45.13 | CL10 | Materials Supply Mgt
611b4 | Crane,<10t | Vehicle | 45.13 | CL10 | Fleet Workshop
630b5 | Crane,<10t | Vehicle | 45.13 | CL10 | Inventory Planning
640b6 | Crane,<10t | Vehicle | 45.13 | CL10 | Pole Construction
641b7 | Crane,<10t | Vehicle | 45.13 | CL10 | Mechanised Poles
660b8 | Crane,<10t | Vehicle | 45.13 | CL10 | Warehouse&Distributi
665b9 | Crane,<10t | Vehicle | 45.13 | CL10 | MetroLogFldOps
6010 | Crane,<10t | Vehicle | 45.13 | CL10 | Metro North Mgr
6011 | Crane,<10t | Vehicle | 45.13 | CL10 | Works Planners
6012 | Crane,<10t | Vehicle | 45.13 | CL10 | OS Elizabeth
6013 | Crane,<10t | Vehicle | 45.13 | CL10 | OS Eliz ProjDONOTUSE
6014 | Crane,<10t | Vehicle | 45.13 | CL10 | Ops Supv CBD Proj
6015 | Crane,<10t | Vehicle | 45.13 | CL10 | OS St Marys
6016 | Crane,<10t | Vehicle | 45.13 | CL10 | OS Cust Con North
6017 | Crane,<10t | Vehicle | 45.13 | CL10 | OS Cust Con South
6020 | Crane,<10t | Vehicle | 45.13 | CL10 | PTS - BSC Reporting
6021 | Crane,<10t | Vehicle | 45.13 | CL10 | Schedulers
6022 | Crane,<10t | Vehicle | 45.13 | CL10 | Business Improvement
6023 | Crane,<10t | Vehicle | 45.13 | CL10 | Substation Estimator
6028 | Crane,<10t | Vehicle | 45.13 | CL10 | Apprentice CC Sth
6029 | Crane,<10t | Vehicle | 45.13 | CL10 | Apprentice CC Nth
6032 | Crane,<10t | Vehicle | 45.13 | CL10 | Powerline Design
6100 | Crane,<10t | Vehicle | 45.13 | CL10 | FS Business Perf
6101 | Crane,<10t | Vehicle | 45.13 | CL10 | OS Wingfield
6102 | Crane,<10t | Vehicle | 45.13 | CL10 | TSW Wingfield
6103 | Crane,<10t | Vehicle | 45.13 | CL10 | Apprentice Wingfield
6110 | Crane,<10t | Vehicle | 45.13 | CL10 | W/S - Select Labour
6112 | Crane,<10t | Vehicle | 45.13 | CL10 | Workshops Management
6220 | Crane,<10t | Vehicle | 45.13 | CL10 | Workshop Support
6221 | Crane,<10t | Vehicle | 45.13 | CL10 | Distribution T/frmrs
6222 | Crane,<10t | Vehicle | 45.13 | CL10 | Pad T/fmrs & Swtchge
6223 | Crane,<10t | Vehicle | 45.13 | CL10 | Sub Transformers
6224 | Crane,<10t | Vehicle | 45.13 | CL10 | Manufact & Fabricat
6225 | Crane,<10t | Vehicle | 45.13 | CL10 | Recl & HV Fuses
6226 | Crane,<10t | Vehicle | 45.13 | CL10 | Mtce & Oil Reclamat
6229 | Crane,<10t | Vehicle | 45.13 | CL10 | Cnsmbl-Manu'Trnsfrmr
6230 | Crane,<10t | Vehicle | 45.13 | CL10 | Secondary Design
6231 | Crane,<10t | Vehicle | 45.13 | CL10 | Engineering
6232 | Crane,<10t | Vehicle | 45.13 | CL10 | Primary Design
6234 | Crane,<10t | Vehicle | 45.13 | CL10 | Powerline Tech Serv
6235 | Crane,<10t | Vehicle | 45.13 | CL10 | Quality Of Supply
6236 | Crane,<10t | Vehicle | 45.13 | CL10 | Protection
6238 | Crane,<10t | Vehicle | 45.13 | CL10 | Engineering Delivery
6240 | Crane,<10t | Vehicle | 45.13 | CL10 | General - Batteries
6241 | Crane,<10t | Vehicle | 45.13 | CL10 | Field SCADA
6242 | Crane,<10t | Vehicle | 45.13 | CL10 | SCADA Technical
6243 | Crane,<10t | Vehicle | 45.13 | CL10 | Engineering Officers
6244 | Crane,<10t | Vehicle | 45.13 | CL10 | Recloser Workshop
6306 | Crane,<10t | Vehicle | 45.13 | CL10 | Design Services Mgnt
6307 | Crane,<10t | Vehicle | 45.13 | CL10 | Do Not Use
6308 | Crane,<10t | Vehicle | 45.13 | CL10 | Do Not Use
6320 | Crane,<10t | Vehicle | 45.13 | CL10 | Work Practices
6342 | Crane,<10t | Vehicle | 45.13 | CL10 | CSO - Vic Harb/KI
6343 | Crane,<10t | Vehicle | 45.13 | CL10 | CSO-Kadina
6344 | Crane,<10t | Vehicle | 45.13 | CL10 | CSO-Pt Augusta
6345 | Crane,<10t | Vehicle | 45.13 | CL10 | CSO-Mt Barker
6346 | Crane,<10t | Vehicle | 45.13 | CL10 | CSO-Naracoorte
6347 | Crane,<10t | Vehicle | 45.13 | CL10 | CSO-Nuriootpa
6400 | Crane,<10t | Vehicle | 45.13 | CL10 | FS Ops Support
6401 | Crane,<10t | Vehicle | 45.13 | CL10 | Powerline Estimating
6402 | Crane,<10t | Vehicle | 45.13 | CL10 | Field Services GM
6404 | Crane,<10t | Vehicle | 45.13 | CL10 | Dispatch Officers
6405 | Crane,<10t | Vehicle | 45.13 | CL10 | Contract Services
6406 | Crane,<10t | Vehicle | 45.13 | CL10 | DO NOT USE
6407 | Crane,<10t | Vehicle | 45.13 | CL10 | WCSR Manager
6410 | Crane,<10t | Vehicle | 45.13 | CL10 | Admin Metro North
6411 | Crane,<10t | Vehicle | 45.13 | CL10 | TSW Eliz ProjDONOTUS
6412 | Crane,<10t | Vehicle | 45.13 | CL10 | TSW Elizabeth
6413 | Crane,<10t | Vehicle | 45.13 | CL10 | Apprentices-ElizProj
6414 | Crane,<10t | Vehicle | 45.13 | CL10 | TSW Cust Conn North
6415 | Crane,<10t | Vehicle | 45.13 | CL10 | TSW Sub Mt Ancillary
6416 | Crane,<10t | Vehicle | 45.13 | CL10 | Apprentice-SubMtcAnc
6417 | Crane,<10t | Vehicle | 45.13 | CL10 | TSW CBD Projects
6418 | Crane,<10t | Vehicle | 45.13 | CL10 | Apprentices CBD Proj
6419 | Crane,<10t | Vehicle | 45.13 | CL10 | Apprentices Eliz
6420 | Crane,<10t | Vehicle | 45.13 | CL10 | Admin-Country South
6421 | Crane,<10t | Vehicle | 45.13 | CL10 | TSW Mt Barker
6422 | Crane,<10t | Vehicle | 45.13 | CL10 | TSW Murray Bridge
6423 | Crane,<10t | Vehicle | 45.13 | CL10 | TSW -Gumeracha
6425 | Crane,<10t | Vehicle | 45.13 | CL10 | Not In Use 2003
6426 | Crane,<10t | Vehicle | 45.13 | CL10 | Apprentices Mt Barke
6427 | Crane,<10t | Vehicle | 45.13 | CL10 | Not In Use 2003
6430 | Crane,<10t | Vehicle | 45.13 | CL10 | DO NOT USE
6432 | Crane,<10t | Vehicle | 45.13 | CL10 | TSW St Marys
6434 | Crane,<10t | Vehicle | 45.13 | CL10 | TSW Cust Conn South
6437 | Crane,<10t | Vehicle | 45.13 | CL10 | Apprentices-St Marys
6438 | Crane,<10t | Vehicle | 45.13 | CL10 | TSW CBD SR
6439 | Crane,<10t | Vehicle | 45.13 | CL10 | Apprentices CBD SR
6442 | Crane,<10t | Vehicle | 45.13 | CL10 | TSW P/Line-Victor Ha
6443 | Crane,<10t | Vehicle | 45.13 | CL10 | TSW-Kangaroo Island
6444 | Crane,<10t | Vehicle | 45.13 | CL10 | Apprentices-KI-VicHa
6450 | Crane,<10t | Vehicle | 45.13 | CL10 | Group Admin Sub
6452 | Crane,<10t | Vehicle | 45.13 | CL10 | TSW Sub Const
6456 | Crane,<10t | Vehicle | 45.13 | CL10 | TSW Substation Mtce
6458 | Crane,<10t | Vehicle | 45.13 | CL10 | TSW Apprentices Sub
6459 | Crane,<10t | Vehicle | 45.13 | CL10 | Transmiss Construct
6460 | Crane,<10t | Vehicle | 45.13 | CL10 | Delivery of Work
6461 | Crane,<10t | Vehicle | 45.13 | CL10 | Programming of Work
6462 | Crane,<10t | Vehicle | 45.13 | CL10 | TSW Lower Eyre Pen
6463 | Crane,<10t | Vehicle | 45.13 | CL10 | TSW Upper Eyre Penin
6464 | Crane,<10t | Vehicle | 45.13 | CL10 | Apprentices-EyrePen
6470 | Crane,<10t | Vehicle | 45.13 | CL10 | Admin-CON
6472 | Crane,<10t | Vehicle | 45.13 | CL10 | TSW Power Lin-Pt Aug
6473 | Crane,<10t | Vehicle | 45.13 | CL10 | Apprentices-PtAugust
6480 | Crane,<10t | Vehicle | 45.13 | CL10 | Admin-Clare
6482 | Crane,<10t | Vehicle | 45.13 | CL10 | TSW Clare/Nur
6483 | Crane,<10t | Vehicle | 45.13 | CL10 | TSW Yorke Peninsula
6484 | Crane,<10t | Vehicle | 45.13 | CL10 | Apprentices-Clare
6486 | Crane,<10t | Vehicle | 45.13 | CL10 | Apprentices-YorkePen
6490 | Crane,<10t | Vehicle | 45.13 | CL10 | Admin-Barmera
6492 | Crane,<10t | Vehicle | 45.13 | CL10 | TSW Power Line-Barm
6500 | Crane,<10t | Vehicle | 45.13 | CL10 | Admin-Mt Gambier
6502 | Crane,<10t | Vehicle | 45.13 | CL10 | TSW Lower South East
6503 | Crane,<10t | Vehicle | 45.13 | CL10 | TSW Upper South East
6504 | Crane,<10t | Vehicle | 45.13 | CL10 | Apprentices-LowerSE
6505 | Crane,<10t | Vehicle | 45.13 | CL10 | Apprentices-UpperSE
6506 | Crane,<10t | Vehicle | 45.13 | CL10 | TSW Interstate
6507 | Crane,<10t | Vehicle | 45.13 | CL10 | Apprentices - MB & G
6508 | Crane,<10t | Vehicle | 45.13 | CL10 | Apprentices - Barmer
6509 | Crane,<10t | Vehicle | 45.13 | CL10 | Apprentice Marleston
6510 | Crane,<10t | Vehicle | 45.13 | CL10 | Grp Admin Metro Sth
6511 | Crane,<10t | Vehicle | 45.13 | CL10 | TSW - Marleston
6512 | Crane,<10t | Vehicle | 45.13 | CL10 | TSW Morphett Vale
6513 | Crane,<10t | Vehicle | 45.13 | CL10 | TSW Holden Hill
6517 | Crane,<10t | Vehicle | 45.13 | CL10 | Asset Locators
6518 | Crane,<10t | Vehicle | 45.13 | CL10 | Apprentices MorphV
6519 | Crane,<10t | Vehicle | 45.13 | CL10 | High Load FS
6520 | Crane,<10t | Vehicle | 45.13 | CL10 | Mgr Switch Safe
6521 | Crane,<10t | Vehicle | 45.13 | CL10 | TSW - CRO South
6522 | Crane,<10t | Vehicle | 45.13 | CL10 | TSW - CRO North
6620 | Crane,<10t | Vehicle | 45.13 | CL10 | Country Ops Nth Mgr
6622 | Crane,<10t | Vehicle | 45.13 | CL10 | Ops Su Port Augusta
6623 | Crane,<10t | Vehicle | 45.13 | CL10 | Cont Supv -Clare/Nur
6624 | Crane,<10t | Vehicle | 45.13 | CL10 | Ops Supv -Yorke Pen
6625 | Crane,<10t | Vehicle | 45.13 | CL10 | Ops Supv Eyre Pen
6630 | Crane,<10t | Vehicle | 45.13 | CL10 | Country Ops Sth Mgr
6632 | Crane,<10t | Vehicle | 45.13 | CL10 | Ops Supv KI-VH
6633 | Crane,<10t | Vehicle | 45.13 | CL10 | Ops Supv Mt Barker
6634 | Crane,<10t | Vehicle | 45.13 | CL10 | Ops Supv MB/Gum
6635 | Crane,<10t | Vehicle | 45.13 | CL10 | Ops Supv Barmera
6636 | Crane,<10t | Vehicle | 45.13 | CL10 | Ops Supv Lower SE
6637 | Crane,<10t | Vehicle | 45.13 | CL10 | Ops Supv Upper SE
6640 | Crane,<10t | Vehicle | 45.13 | CL10 | Metro South Mgr
6642 | Crane,<10t | Vehicle | 45.13 | CL10 | OS Holden Hill
6643 | Crane,<10t | Vehicle | 45.13 | CL10 | Apprent Holden Hill
6644 | Crane,<10t | Vehicle | 45.13 | CL10 | Ops Supr Marleston
6645 | Crane,<10t | Vehicle | 45.13 | CL10 | OS Morphett Vale
6646 | Crane,<10t | Vehicle | 45.13 | CL10 | Ops Supv - SubMtcAnc
6648 | Crane,<10t | Vehicle | 45.13 | CL10 | Central Mgr
6649 | Crane,<10t | Vehicle | 45.13 | CL10 | OS CBD SR
6652 | Crane,<10t | Vehicle | 45.13 | CL10 | Ops Supv Sub Mtce
6654 | Crane,<10t | Vehicle | 45.13 | CL10 | Ops Supv Sub Const
6655 | Crane,<10t | Vehicle | 45.13 | CL10 | Field Officers
6657 | Crane,<10t | Vehicle | 45.13 | CL10 | OS Transm Construct
6660 | Crane,<10t | Vehicle | 45.13 | CL10 | Project Management
6662 | Crane,<10t | Vehicle | 45.13 | CL10 | PM Support
6665 | Crane,<10t | Vehicle | 45.13 | CL10 | Mgr Proj & Construct
6680 | Crane,<10t | Vehicle | 45.13 | CL10 | Property Management
6681 | Crane,<10t | Vehicle | 45.13 | CL10 | Grounds Team
6685 | Crane,<10t | Vehicle | 45.13 | CL10 | High Voltage Testing
6686 | Crane,<10t | Vehicle | 45.13 | CL10 | Switching Group
6690 | Crane,<10t | Vehicle | 45.13 | CL10 | Sub Maint Manager
6750 | Crane,<10t | Vehicle | 45.13 | CL10 | Telecomm & Tech Svcs
6820 | Crane,<10t | Vehicle | 45.13 | CL10 | Vegetation Ser Mgr
6825 | Crane,<10t | Vehicle | 45.13 | CL10 | Line Clearance Offic
6830 | Crane,<10t | Vehicle | 45.13 | CL10 | Telco Mgt
6831 | Crane,<10t | Vehicle | 45.13 | CL10 | Tel Field
6832 | Crane,<10t | Vehicle | 45.13 | CL10 | Tel Proj Mgt
6833 | Crane,<10t | Vehicle | 45.13 | CL10 | Telco Technical
6834 | Crane,<10t | Vehicle | 45.13 | CL10 | Tel CS Field
6901 | Crane,<10t | Vehicle | 45.13 | CL10 | Mgr Ops Planning
6902 | Crane,<10t | Vehicle | 45.13 | CL10 | Mgr Ops Del-Metro
6903 | Crane,<10t | Vehicle | 45.13 | CL10 | Mgr Ops Del-Regional
6998 | Crane,<10t | Vehicle | 45.13 | CL10 | Vehicle Cost Clearin
6999 | Crane,<10t | Vehicle | 45.13 | CL10 | Labour Overhead Clrg
9001 | Crane,<10t | Vehicle | 45.13 | CL10 | Field Servs. Allocn
600 | Crane,<10t External | Vehicle | 45.13 | CL10X | Supply Chain Mngment
601 | Crane,<10t External | Vehicle | 45.13 | CL10X | Logistics Redeployee
605 | Crane,<10t External | Vehicle | 45.13 | CL10X | Materials Supply Mgt
611 | Crane,<10t External | Vehicle | 45.13 | CL10X | Fleet Workshop
630 | Crane,<10t External | Vehicle | 45.13 | CL10X | Inventory Planning
640 | Crane,<10t External | Vehicle | 45.13 | CL10X | Pole Construction
641 | Crane,<10t External | Vehicle | 45.13 | CL10X | Mechanised Poles
660 | Crane,<10t External | Vehicle | 45.13 | CL10X | Warehouse&Distributi
665 | Crane,<10t External | Vehicle | 45.13 | CL10X | MetroLogFldOps
6010 | Crane,<10t External | Vehicle | 45.13 | CL10X | Metro North Mgr
6011 | Crane,<10t External | Vehicle | 45.13 | CL10X | Works Planners
6012 | Crane,<10t External | Vehicle | 45.13 | CL10X | OS Elizabeth
6013 | Crane,<10t External | Vehicle | 45.13 | CL10X | OS Eliz ProjDONOTUSE
6014 | Crane,<10t External | Vehicle | 45.13 | CL10X | Ops Supv CBD Proj
6015 | Crane,<10t External | Vehicle | 45.13 | CL10X | OS St Marys
6016 | Crane,<10t External | Vehicle | 45.13 | CL10X | OS Cust Con North
6017 | Crane,<10t External | Vehicle | 45.13 | CL10X | OS Cust Con South
6020 | Crane,<10t External | Vehicle | 45.13 | CL10X | PTS - BSC Reporting
6021 | Crane,<10t External | Vehicle | 45.13 | CL10X | Schedulers
6022 | Crane,<10t External | Vehicle | 45.13 | CL10X | Business Improvement
6023 | Crane,<10t External | Vehicle | 45.13 | CL10X | Substation Estimator
6100 | Crane,<10t External | Vehicle | 45.13 | CL10X | FS Business Perf
6101 | Crane,<10t External | Vehicle | 45.13 | CL10X | OS Wingfield
6102 | Crane,<10t External | Vehicle | 45.13 | CL10X | TSW Wingfield
6103 | Crane,<10t External | Vehicle | 45.13 | CL10X | Apprentice Wingfield
6110 | Crane,<10t External | Vehicle | 45.13 | CL10X | W/S - Select Labour
6220 | Crane,<10t External | Vehicle | 45.13 | CL10X | Workshop Support
6221 | Crane,<10t External | Vehicle | 45.13 | CL10X | Distribution T/frmrs
6222 | Crane,<10t External | Vehicle | 45.13 | CL10X | Pad T/fmrs & Swtchge
6223 | Crane,<10t External | Vehicle | 45.13 | CL10X | Sub Transformers
6224 | Crane,<10t External | Vehicle | 45.13 | CL10X | Manufact & Fabricat
6225 | Crane,<10t External | Vehicle | 45.13 | CL10X | Recl & HV Fuses
6226 | Crane,<10t External | Vehicle | 45.13 | CL10X | Mtce & Oil Reclamat
6229 | Crane,<10t External | Vehicle | 45.13 | CL10X | Cnsmbl-Manu'Trnsfrmr
6230 | Crane,<10t External | Vehicle | 45.13 | CL10X | Secondary Design
6231 | Crane,<10t External | Vehicle | 45.13 | CL10X | Engineering
6232 | Crane,<10t External | Vehicle | 45.13 | CL10X | Primary Design
6234 | Crane,<10t External | Vehicle | 45.13 | CL10X | Powerline Tech Serv
6235 | Crane,<10t External | Vehicle | 45.13 | CL10X | Quality Of Supply
6236 | Crane,<10t External | Vehicle | 45.13 | CL10X | Protection
6238 | Crane,<10t External | Vehicle | 45.13 | CL10X | Engineering Delivery
6240 | Crane,<10t External | Vehicle | 45.13 | CL10X | General - Batteries
6241 | Crane,<10t External | Vehicle | 45.13 | CL10X | Field SCADA
6242 | Crane,<10t External | Vehicle | 45.13 | CL10X | SCADA Technical
6243 | Crane,<10t External | Vehicle | 45.13 | CL10X | Engineering Officers
6244 | Crane,<10t External | Vehicle | 45.13 | CL10X | Recloser Workshop
6306 | Crane,<10t External | Vehicle | 45.13 | CL10X | Design Services Mgnt
6307 | Crane,<10t External | Vehicle | 45.13 | CL10X | Do Not Use
6308 | Crane,<10t External | Vehicle | 45.13 | CL10X | Do Not Use
6320 | Crane,<10t External | Vehicle | 45.13 | CL10X | Work Practices
6342 | Crane,<10t External | Vehicle | 45.13 | CL10X | CSO - Vic Harb/KI
6343 | Crane,<10t External | Vehicle | 45.13 | CL10X | CSO-Kadina
6344 | Crane,<10t External | Vehicle | 45.13 | CL10X | CSO-Pt Augusta
6345 | Crane,<10t External | Vehicle | 45.13 | CL10X | CSO-Mt Barker
6346 | Crane,<10t External | Vehicle | 45.13 | CL10X | CSO-Naracoorte
6347 | Crane,<10t External | Vehicle | 45.13 | CL10X | CSO-Nuriootpa
6400 | Crane,<10t External | Vehicle | 45.13 | CL10X | FS Ops Support
6401 | Crane,<10t External | Vehicle | 45.13 | CL10X | Powerline Estimating
6402 | Crane,<10t External | Vehicle | 45.13 | CL10X | Field Services GM
6404 | Crane,<10t External | Vehicle | 45.13 | CL10X | Dispatch Officers
6405 | Crane,<10t External | Vehicle | 45.13 | CL10X | Contract Services
6406 | Crane,<10t External | Vehicle | 45.13 | CL10X | DO NOT USE
6407 | Crane,<10t External | Vehicle | 45.13 | CL10X | WCSR Manager
6410 | Crane,<10t External | Vehicle | 45.13 | CL10X | Admin Metro North
6411 | Crane,<10t External | Vehicle | 45.13 | CL10X | TSW Eliz ProjDONOTUS
6412 | Crane,<10t External | Vehicle | 45.13 | CL10X | TSW Elizabeth
6413 | Crane,<10t External | Vehicle | 45.13 | CL10X | Apprentices-ElizProj
6414 | Crane,<10t External | Vehicle | 45.13 | CL10X | TSW Cust Conn North
6415 | Crane,<10t External | Vehicle | 45.13 | CL10X | TSW Sub Mt Ancillary
6416 | Crane,<10t External | Vehicle | 45.13 | CL10X | Apprentice-SubMtcAnc
6417 | Crane,<10t External | Vehicle | 45.13 | CL10X | TSW CBD Projects
6418 | Crane,<10t External | Vehicle | 45.13 | CL10X | Apprentices CBD Proj
6419 | Crane,<10t External | Vehicle | 45.13 | CL10X | Apprentices Eliz
6420 | Crane,<10t External | Vehicle | 45.13 | CL10X | Admin-Country South
6421 | Crane,<10t External | Vehicle | 45.13 | CL10X | TSW Mt Barker
6422 | Crane,<10t External | Vehicle | 45.13 | CL10X | TSW Murray Bridge
6423 | Crane,<10t External | Vehicle | 45.13 | CL10X | TSW -Gumeracha
6425 | Crane,<10t External | Vehicle | 45.13 | CL10X | Not In Use 2003
6426 | Crane,<10t External | Vehicle | 45.13 | CL10X | Apprentices Mt Barke
6427 | Crane,<10t External | Vehicle | 45.13 | CL10X | Not In Use 2003
6430 | Crane,<10t External | Vehicle | 45.13 | CL10X | DO NOT USE
6432 | Crane,<10t External | Vehicle | 45.13 | CL10X | TSW St Marys
6434 | Crane,<10t External | Vehicle | 45.13 | CL10X | TSW Cust Conn South
6437 | Crane,<10t External | Vehicle | 45.13 | CL10X | Apprentices-St Marys
6438 | Crane,<10t External | Vehicle | 45.13 | CL10X | TSW CBD SR
6439 | Crane,<10t External | Vehicle | 45.13 | CL10X | Apprentices CBD SR
6442 | Crane,<10t External | Vehicle | 45.13 | CL10X | TSW P/Line-Victor Ha
6443 | Crane,<10t External | Vehicle | 45.13 | CL10X | TSW-Kangaroo Island
6444 | Crane,<10t External | Vehicle | 45.13 | CL10X | Apprentices-KI-VicHa
6450 | Crane,<10t External | Vehicle | 45.13 | CL10X | Group Admin Sub
6452 | Crane,<10t External | Vehicle | 45.13 | CL10X | TSW Sub Const
6456 | Crane,<10t External | Vehicle | 45.13 | CL10X | TSW Substation Mtce
6459 | Crane,<10t External | Vehicle | 45.13 | CL10X | Transmiss Construct
6462 | Crane,<10t External | Vehicle | 45.13 | CL10X | TSW Lower Eyre Pen
6463 | Crane,<10t External | Vehicle | 45.13 | CL10X | TSW Upper Eyre Penin
6464 | Crane,<10t External | Vehicle | 45.13 | CL10X | Apprentices-EyrePen
6470 | Crane,<10t External | Vehicle | 45.13 | CL10X | Admin-CON
6472 | Crane,<10t External | Vehicle | 45.13 | CL10X | TSW Power Lin-Pt Aug
6473 | Crane,<10t External | Vehicle | 45.13 | CL10X | Apprentices-PtAugust
6480 | Crane,<10t External | Vehicle | 45.13 | CL10X | Admin-Clare
6482 | Crane,<10t External | Vehicle | 45.13 | CL10X | TSW Clare/Nur
6483 | Crane,<10t External | Vehicle | 45.13 | CL10X | TSW Yorke Peninsula
6484 | Crane,<10t External | Vehicle | 45.13 | CL10X | Apprentices-Clare
6486 | Crane,<10t External | Vehicle | 45.13 | CL10X | Apprentices-YorkePen
6490 | Crane,<10t External | Vehicle | 45.13 | CL10X | Admin-Barmera
6492 | Crane,<10t External | Vehicle | 45.13 | CL10X | TSW Power Line-Barm
6500 | Crane,<10t External | Vehicle | 45.13 | CL10X | Admin-Mt Gambier
6502 | Crane,<10t External | Vehicle | 45.13 | CL10X | TSW Lower South East
6503 | Crane,<10t External | Vehicle | 45.13 | CL10X | TSW Upper South East
6504 | Crane,<10t External | Vehicle | 45.13 | CL10X | Apprentices-LowerSE
6505 | Crane,<10t External | Vehicle | 45.13 | CL10X | Apprentices-UpperSE
6506 | Crane,<10t External | Vehicle | 45.13 | CL10X | TSW Interstate
6507 | Crane,<10t External | Vehicle | 45.13 | CL10X | Apprentices - MB & G
6508 | Crane,<10t External | Vehicle | 45.13 | CL10X | Apprentices - Barmer
6509 | Crane,<10t External | Vehicle | 45.13 | CL10X | Apprentice Marleston
6510 | Crane,<10t External | Vehicle | 45.13 | CL10X | Grp Admin Metro Sth
6511 | Crane,<10t External | Vehicle | 45.13 | CL10X | TSW - Marleston
6512 | Crane,<10t External | Vehicle | 45.13 | CL10X | TSW Morphett Vale
6513 | Crane,<10t External | Vehicle | 45.13 | CL10X | TSW Holden Hill
6517 | Crane,<10t External | Vehicle | 45.13 | CL10X | Asset Locators
6518 | Crane,<10t External | Vehicle | 45.13 | CL10X | Apprentices MorphV
6519 | Crane,<10t External | Vehicle | 45.13 | CL10X | High Load FS
6520 | Crane,<10t External | Vehicle | 45.13 | CL10X | Mgr Switch Safe
6521 | Crane,<10t External | Vehicle | 45.13 | CL10X | TSW - CRO South
6522 | Crane,<10t External | Vehicle | 45.13 | CL10X | TSW - CRO North
6620 | Crane,<10t External | Vehicle | 45.13 | CL10X | Country Ops Nth Mgr
6622 | Crane,<10t External | Vehicle | 45.13 | CL10X | Ops Su Port Augusta
6623 | Crane,<10t External | Vehicle | 45.13 | CL10X | Cont Supv -Clare/Nur
6624 | Crane,<10t External | Vehicle | 45.13 | CL10X | Ops Supv -Yorke Pen
6625 | Crane,<10t External | Vehicle | 45.13 | CL10X | Ops Supv Eyre Pen
6630 | Crane,<10t External | Vehicle | 45.13 | CL10X | Country Ops Sth Mgr
6632 | Crane,<10t External | Vehicle | 45.13 | CL10X | Ops Supv KI-VH
6633 | Crane,<10t External | Vehicle | 45.13 | CL10X | Ops Supv Mt Barker
6634 | Crane,<10t External | Vehicle | 45.13 | CL10X | Ops Supv MB/Gum
6635 | Crane,<10t External | Vehicle | 45.13 | CL10X | Ops Supv Barmera
6636 | Crane,<10t External | Vehicle | 45.13 | CL10X | Ops Supv Lower SE
6637 | Crane,<10t External | Vehicle | 45.13 | CL10X | Ops Supv Upper SE
6640 | Crane,<10t External | Vehicle | 45.13 | CL10X | Metro South Mgr
6642 | Crane,<10t External | Vehicle | 45.13 | CL10X | OS Holden Hill
6643 | Crane,<10t External | Vehicle | 45.13 | CL10X | Apprent Holden Hill
6644 | Crane,<10t External | Vehicle | 45.13 | CL10X | Ops Supr Marleston
6645 | Crane,<10t External | Vehicle | 45.13 | CL10X | OS Morphett Vale
6646 | Crane,<10t External | Vehicle | 45.13 | CL10X | Ops Supv - SubMtcAnc
6648 | Crane,<10t External | Vehicle | 45.13 | CL10X | Central Mgr
6649 | Crane,<10t External | Vehicle | 45.13 | CL10X | OS CBD SR
6652 | Crane,<10t External | Vehicle | 45.13 | CL10X | Ops Supv Sub Mtce
6654 | Crane,<10t External | Vehicle | 45.13 | CL10X | Ops Supv Sub Const
6655 | Crane,<10t External | Vehicle | 45.13 | CL10X | Field Officers
6657 | Crane,<10t External | Vehicle | 45.13 | CL10X | OS Transm Construct
6660 | Crane,<10t External | Vehicle | 45.13 | CL10X | Project Management
6662 | Crane,<10t External | Vehicle | 45.13 | CL10X | PM Support
6665 | Crane,<10t External | Vehicle | 45.13 | CL10X | Mgr Proj & Construct
6680 | Crane,<10t External | Vehicle | 45.13 | CL10X | Property Management
6681 | Crane,<10t External | Vehicle | 45.13 | CL10X | Grounds Team
6685 | Crane,<10t External | Vehicle | 45.13 | CL10X | High Voltage Testing
6686 | Crane,<10t External | Vehicle | 45.13 | CL10X | Switching Group
6690 | Crane,<10t External | Vehicle | 45.13 | CL10X | Sub Maint Manager
6750 | Crane,<10t External | Vehicle | 45.13 | CL10X | Telecomm & Tech Svcs
6820 | Crane,<10t External | Vehicle | 45.13 | CL10X | Vegetation Ser Mgr
6825 | Crane,<10t External | Vehicle | 45.13 | CL10X | Line Clearance Offic
6830 | Crane,<10t External | Vehicle | 45.13 | CL10X | Telco Mgt
6831 | Crane,<10t External | Vehicle | 45.13 | CL10X | Tel Field
6832 | Crane,<10t External | Vehicle | 45.13 | CL10X | Tel Proj Mgt
6833 | Crane,<10t External | Vehicle | 45.13 | CL10X | Telco Technical
6834 | Crane,<10t External | Vehicle | 45.13 | CL10X | Tel CS Field
6901 | Crane,<10t External | Vehicle | 45.13 | CL10X | Mgr Ops Planning
6903 | Crane,<10t External | Vehicle | 45.13 | CL10X | Mgr Ops Del-Regional
6998 | Crane,<10t External | Vehicle | 45.13 | CL10X | Vehicle Cost Clearin
6999 | Crane,<10t External | Vehicle | 45.13 | CL10X | Labour Overhead Clrg
9001 | Crane,<10t External | Vehicle | 45.13 | CL10X | Field Servs. Allocn
6013 | Default Vehicle Acti | Vehicle | 0.01 | DVHA | OS Eliz ProjDONOTUSE
6101 | Default Vehicle Acti | Vehicle | 0.01 | DVHA | OS Wingfield
6102 | Default Vehicle Acti | Vehicle | 0.01 | DVHA | TSW Wingfield
6103 | Default Vehicle Acti | Vehicle | 0.01 | DVHA | Apprentice Wingfield
6230 | Default Vehicle Acti | Vehicle | 0.01 | DVHA | Secondary Design
6231 | Default Vehicle Acti | Vehicle | 0.01 | DVHA | Engineering
6232 | Default Vehicle Acti | Vehicle | 0.01 | DVHA | Primary Design
6236 | Default Vehicle Acti | Vehicle | 0.01 | DVHA | Protection
6238 | Default Vehicle Acti | Vehicle | 0.01 | DVHA | Engineering Delivery
6240 | Default Vehicle Acti | Vehicle | 0.01 | DVHA | General - Batteries
6241 | Default Vehicle Acti | Vehicle | 0.01 | DVHA | Field SCADA
6242 | Default Vehicle Acti | Vehicle | 0.01 | DVHA | SCADA Technical
6243 | Default Vehicle Acti | Vehicle | 0.01 | DVHA | Engineering Officers
6320 | Default Vehicle Acti | Vehicle | 0.01 | DVHA | Work Practices
6400 | Default Vehicle Acti | Vehicle | 0.01 | DVHA | FS Ops Support
6401 | Default Vehicle Acti | Vehicle | 0.01 | DVHA | Powerline Estimating
6405 | Default Vehicle Acti | Vehicle | 0.01 | DVHA | Contract Services
6406 | Default Vehicle Acti | Vehicle | 0.01 | DVHA | DO NOT USE
6407 | Default Vehicle Acti | Vehicle | 0.01 | DVHA | WCSR Manager
6410 | Default Vehicle Acti | Vehicle | 0.01 | DVHA | Admin Metro North
6411 | Default Vehicle Acti | Vehicle | 0.01 | DVHA | TSW Eliz ProjDONOTUS
6412 | Default Vehicle Acti | Vehicle | 0.01 | DVHA | TSW Elizabeth
6413 | Default Vehicle Acti | Vehicle | 0.01 | DVHA | Apprentices-ElizProj
6415 | Default Vehicle Acti | Vehicle | 0.01 | DVHA | TSW Sub Mt Ancillary
6417 | Default Vehicle Acti | Vehicle | 0.01 | DVHA | TSW CBD Projects
6420 | Default Vehicle Acti | Vehicle | 0.01 | DVHA | Admin-Country South
6421 | Default Vehicle Acti | Vehicle | 0.01 | DVHA | TSW Mt Barker
6422 | Default Vehicle Acti | Vehicle | 0.01 | DVHA | TSW Murray Bridge
6423 | Default Vehicle Acti | Vehicle | 0.01 | DVHA | TSW -Gumeracha
6425 | Default Vehicle Acti | Vehicle | 0.01 | DVHA | Not In Use 2003
6427 | Default Vehicle Acti | Vehicle | 0.01 | DVHA | Not In Use 2003
6430 | Default Vehicle Acti | Vehicle | 0.01 | DVHA | DO NOT USE
6432 | Default Vehicle Acti | Vehicle | 0.01 | DVHA | TSW St Marys
6437 | Default Vehicle Acti | Vehicle | 0.01 | DVHA | Apprentices-St Marys
6442 | Default Vehicle Acti | Vehicle | 0.01 | DVHA | TSW P/Line-Victor Ha
6443 | Default Vehicle Acti | Vehicle | 0.01 | DVHA | TSW-Kangaroo Island
6444 | Default Vehicle Acti | Vehicle | 0.01 | DVHA | Apprentices-KI-VicHa
6450 | Default Vehicle Acti | Vehicle | 0.01 | DVHA | Group Admin Sub
6452 | Default Vehicle Acti | Vehicle | 0.01 | DVHA | TSW Sub Const
6456 | Default Vehicle Acti | Vehicle | 0.01 | DVHA | TSW Substation Mtce
6459 | Default Vehicle Acti | Vehicle | 0.01 | DVHA | Transmiss Construct
6462 | Default Vehicle Acti | Vehicle | 0.01 | DVHA | TSW Lower Eyre Pen
6463 | Default Vehicle Acti | Vehicle | 0.01 | DVHA | TSW Upper Eyre Penin
6464 | Default Vehicle Acti | Vehicle | 0.01 | DVHA | Apprentices-EyrePen
6470 | Default Vehicle Acti | Vehicle | 0.01 | DVHA | Admin-CON
6472 | Default Vehicle Acti | Vehicle | 0.01 | DVHA | TSW Power Lin-Pt Aug
6473 | Default Vehicle Acti | Vehicle | 0.01 | DVHA | Apprentices-PtAugust
6480 | Default Vehicle Acti | Vehicle | 0.01 | DVHA | Admin-Clare
6482 | Default Vehicle Acti | Vehicle | 0.01 | DVHA | TSW Clare/Nur
6483 | Default Vehicle Acti | Vehicle | 0.01 | DVHA | TSW Yorke Peninsula
6484 | Default Vehicle Acti | Vehicle | 0.01 | DVHA | Apprentices-Clare
6490 | Default Vehicle Acti | Vehicle | 0.01 | DVHA | Admin-Barmera
6492 | Default Vehicle Acti | Vehicle | 0.01 | DVHA | TSW Power Line-Barm
6500 | Default Vehicle Acti | Vehicle | 0.01 | DVHA | Admin-Mt Gambier
6502 | Default Vehicle Acti | Vehicle | 0.01 | DVHA | TSW Lower South East
6503 | Default Vehicle Acti | Vehicle | 0.01 | DVHA | TSW Upper South East
6504 | Default Vehicle Acti | Vehicle | 0.01 | DVHA | Apprentices-LowerSE
6505 | Default Vehicle Acti | Vehicle | 0.01 | DVHA | Apprentices-UpperSE
6506 | Default Vehicle Acti | Vehicle | 0.01 | DVHA | TSW Interstate
6510 | Default Vehicle Acti | Vehicle | 0.01 | DVHA | Grp Admin Metro Sth
6511 | Default Vehicle Acti | Vehicle | 0.01 | DVHA | TSW - Marleston
6512 | Default Vehicle Acti | Vehicle | 0.01 | DVHA | TSW Morphett Vale
6513 | Default Vehicle Acti | Vehicle | 0.01 | DVHA | TSW Holden Hill
6521 | Default Vehicle Acti | Vehicle | 0.01 | DVHA | TSW - CRO South
6522 | Default Vehicle Acti | Vehicle | 0.01 | DVHA | TSW - CRO North
600 | Drilling Rig | Vehicle | 77.6 | DRIG | Supply Chain Mngment
601 | Drilling Rig | Vehicle | 77.6 | DRIG | Logistics Redeployee
605 | Drilling Rig | Vehicle | 77.6 | DRIG | Materials Supply Mgt
611 | Drilling Rig | Vehicle | 77.6 | DRIG | Fleet Workshop
640 | Drilling Rig | Vehicle | 77.6 | DRIG | Pole Construction
641 | Drilling Rig | Vehicle | 77.6 | DRIG | Mechanised Poles
660 | Drilling Rig | Vehicle | 77.6 | DRIG | Warehouse&Distributi
665 | Drilling Rig | Vehicle | 77.6 | DRIG | MetroLogFldOps
6010 | Drilling Rig | Vehicle | 77.6 | DRIG | Metro North Mgr
6011 | Drilling Rig | Vehicle | 77.6 | DRIG | Works Planners
6012 | Drilling Rig | Vehicle | 77.6 | DRIG | OS Elizabeth
6013 | Drilling Rig | Vehicle | 77.6 | DRIG | OS Eliz ProjDONOTUSE
6014 | Drilling Rig | Vehicle | 77.6 | DRIG | Ops Supv CBD Proj
6015 | Drilling Rig | Vehicle | 77.6 | DRIG | OS St Marys
6016 | Drilling Rig | Vehicle | 77.6 | DRIG | OS Cust Con North
6017 | Drilling Rig | Vehicle | 77.6 | DRIG | OS Cust Con South
6020 | Drilling Rig | Vehicle | 77.6 | DRIG | PTS - BSC Reporting
6021 | Drilling Rig | Vehicle | 77.6 | DRIG | Schedulers
6022 | Drilling Rig | Vehicle | 77.6 | DRIG | Business Improvement
6023 | Drilling Rig | Vehicle | 77.6 | DRIG | Substation Estimator
6026 | Drilling Rig | Vehicle | 77.6 | DRIG | Customer Supply Off
6027 | Drilling Rig | Vehicle | 77.6 | DRIG | Customer Supply Off
6028 | Drilling Rig | Vehicle | 77.6 | DRIG | Apprentice CC Sth
6029 | Drilling Rig | Vehicle | 77.6 | DRIG | Apprentice CC Nth
6030 | Drilling Rig | Vehicle | 77.6 | DRIG | ENG - BSC Reporting
6031 | Drilling Rig | Vehicle | 77.6 | DRIG | NOT IN USE
6032 | Drilling Rig | Vehicle | 77.6 | DRIG | Powerline Design
6040 | Drilling Rig | Vehicle | 77.6 | DRIG | SDES - BSC Reporting
6050 | Drilling Rig | Vehicle | 77.6 | DRIG | NOT IN USE
6070 | Drilling Rig | Vehicle | 77.6 | DRIG | NOT IN USE
6100 | Drilling Rig | Vehicle | 77.6 | DRIG | FS Business Perf
6101 | Drilling Rig | Vehicle | 77.6 | DRIG | OS Wingfield
6102 | Drilling Rig | Vehicle | 77.6 | DRIG | TSW Wingfield
6103 | Drilling Rig | Vehicle | 77.6 | DRIG | Apprentice Wingfield
6110 | Drilling Rig | Vehicle | 77.6 | DRIG | W/S - Select Labour
6112 | Drilling Rig | Vehicle | 77.6 | DRIG | Workshops Management
6201 | Drilling Rig | Vehicle | 77.6 | DRIG | NOT IN USE
6202 | Drilling Rig | Vehicle | 77.6 | DRIG | NOT IN USE
6210 | Drilling Rig | Vehicle | 77.6 | DRIG | NOT IN USE
6211 | Drilling Rig | Vehicle | 77.6 | DRIG | NOT IN USE
6212 | Drilling Rig | Vehicle | 77.6 | DRIG | NOT IN USE
6213 | Drilling Rig | Vehicle | 77.6 | DRIG | NOT IN USE
6214 | Drilling Rig | Vehicle | 77.6 | DRIG | NOT IN USE
6220 | Drilling Rig | Vehicle | 77.6 | DRIG | Workshop Support
6221 | Drilling Rig | Vehicle | 77.6 | DRIG | Distribution T/frmrs
6222 | Drilling Rig | Vehicle | 77.6 | DRIG | Pad T/fmrs & Swtchge
6223 | Drilling Rig | Vehicle | 77.6 | DRIG | Sub Transformers
6224 | Drilling Rig | Vehicle | 77.6 | DRIG | Manufact & Fabricat
6225 | Drilling Rig | Vehicle | 77.6 | DRIG | Recl & HV Fuses
6226 | Drilling Rig | Vehicle | 77.6 | DRIG | Mtce & Oil Reclamat
6229 | Drilling Rig | Vehicle | 77.6 | DRIG | Cnsmbl-Manu'Trnsfrmr
6230 | Drilling Rig | Vehicle | 77.6 | DRIG | Secondary Design
6231 | Drilling Rig | Vehicle | 77.6 | DRIG | Engineering
6232 | Drilling Rig | Vehicle | 77.6 | DRIG | Primary Design
6234 | Drilling Rig | Vehicle | 77.6 | DRIG | Powerline Tech Serv
6235 | Drilling Rig | Vehicle | 77.6 | DRIG | Quality Of Supply
6236 | Drilling Rig | Vehicle | 77.6 | DRIG | Protection
6238 | Drilling Rig | Vehicle | 77.6 | DRIG | Engineering Delivery
6240 | Drilling Rig | Vehicle | 77.6 | DRIG | General - Batteries
6241 | Drilling Rig | Vehicle | 77.6 | DRIG | Field SCADA
6242 | Drilling Rig | Vehicle | 77.6 | DRIG | SCADA Technical
6243 | Drilling Rig | Vehicle | 77.6 | DRIG | Engineering Officers
6244 | Drilling Rig | Vehicle | 77.6 | DRIG | Recloser Workshop
6306 | Drilling Rig | Vehicle | 77.6 | DRIG | Design Services Mgnt
6307 | Drilling Rig | Vehicle | 77.6 | DRIG | Do Not Use
6308 | Drilling Rig | Vehicle | 77.6 | DRIG | Do Not Use
6320 | Drilling Rig | Vehicle | 77.6 | DRIG | Work Practices
6342 | Drilling Rig | Vehicle | 77.6 | DRIG | CSO - Vic Harb/KI
6343 | Drilling Rig | Vehicle | 77.6 | DRIG | CSO-Kadina
6344 | Drilling Rig | Vehicle | 77.6 | DRIG | CSO-Pt Augusta
6345 | Drilling Rig | Vehicle | 77.6 | DRIG | CSO-Mt Barker
6346 | Drilling Rig | Vehicle | 77.6 | DRIG | CSO-Naracoorte
6347 | Drilling Rig | Vehicle | 77.6 | DRIG | CSO-Nuriootpa
6400 | Drilling Rig | Vehicle | 77.6 | DRIG | FS Ops Support
6401 | Drilling Rig | Vehicle | 77.6 | DRIG | Powerline Estimating
6402 | Drilling Rig | Vehicle | 77.6 | DRIG | Field Services GM
6404 | Drilling Rig | Vehicle | 77.6 | DRIG | Dispatch Officers
6405 | Drilling Rig | Vehicle | 77.6 | DRIG | Contract Services
6406 | Drilling Rig | Vehicle | 77.6 | DRIG | DO NOT USE
6407 | Drilling Rig | Vehicle | 77.6 | DRIG | WCSR Manager
6410 | Drilling Rig | Vehicle | 77.6 | DRIG | Admin Metro North
6411 | Drilling Rig | Vehicle | 77.6 | DRIG | TSW Eliz ProjDONOTUS
6412 | Drilling Rig | Vehicle | 77.6 | DRIG | TSW Elizabeth
6413 | Drilling Rig | Vehicle | 77.6 | DRIG | Apprentices-ElizProj
6414 | Drilling Rig | Vehicle | 77.6 | DRIG | TSW Cust Conn North
6415 | Drilling Rig | Vehicle | 77.6 | DRIG | TSW Sub Mt Ancillary
6416 | Drilling Rig | Vehicle | 77.6 | DRIG | Apprentice-SubMtcAnc
6417 | Drilling Rig | Vehicle | 77.6 | DRIG | TSW CBD Projects
6418 | Drilling Rig | Vehicle | 77.6 | DRIG | Apprentices CBD Proj
6419 | Drilling Rig | Vehicle | 77.6 | DRIG | Apprentices Eliz
6420 | Drilling Rig | Vehicle | 77.6 | DRIG | Admin-Country South
6421 | Drilling Rig | Vehicle | 77.6 | DRIG | TSW Mt Barker
6422 | Drilling Rig | Vehicle | 77.6 | DRIG | TSW Murray Bridge
6423 | Drilling Rig | Vehicle | 77.6 | DRIG | TSW -Gumeracha
6425 | Drilling Rig | Vehicle | 77.6 | DRIG | Not In Use 2003
6426 | Drilling Rig | Vehicle | 77.6 | DRIG | Apprentices Mt Barke
6427 | Drilling Rig | Vehicle | 77.6 | DRIG | Not In Use 2003
6430 | Drilling Rig | Vehicle | 77.6 | DRIG | DO NOT USE
6431 | Drilling Rig | Vehicle | 77.6 | DRIG | Not In Use 2003
6432 | Drilling Rig | Vehicle | 77.6 | DRIG | TSW St Marys
6433 | Drilling Rig | Vehicle | 77.6 | DRIG | Not In Use 2003
6434 | Drilling Rig | Vehicle | 77.6 | DRIG | TSW Cust Conn South
6435 | Drilling Rig | Vehicle | 77.6 | DRIG | Not In Use 2003
6437 | Drilling Rig | Vehicle | 77.6 | DRIG | Apprentices-St Marys
6438 | Drilling Rig | Vehicle | 77.6 | DRIG | TSW CBD SR
6439 | Drilling Rig | Vehicle | 77.6 | DRIG | Apprentices CBD SR
6440 | Drilling Rig | Vehicle | 77.6 | DRIG | Admin-Not in Use
6441 | Drilling Rig | Vehicle | 77.6 | DRIG | Not In Use 2003
6442 | Drilling Rig | Vehicle | 77.6 | DRIG | TSW P/Line-Victor Ha
6443 | Drilling Rig | Vehicle | 77.6 | DRIG | TSW-Kangaroo Island
6444 | Drilling Rig | Vehicle | 77.6 | DRIG | Apprentices-KI-VicHa
6445 | Drilling Rig | Vehicle | 77.6 | DRIG | Not In Use 2003
6447 | Drilling Rig | Vehicle | 77.6 | DRIG | Not In Use 2003
6450 | Drilling Rig | Vehicle | 77.6 | DRIG | Group Admin Sub
6451 | Drilling Rig | Vehicle | 77.6 | DRIG | Not In Use 2003
6452 | Drilling Rig | Vehicle | 77.6 | DRIG | TSW Sub Const
6453 | Drilling Rig | Vehicle | 77.6 | DRIG | Not In Use 2003
6456 | Drilling Rig | Vehicle | 77.6 | DRIG | TSW Substation Mtce
6457 | Drilling Rig | Vehicle | 77.6 | DRIG | Not In Use 2003
6458 | Drilling Rig | Vehicle | 77.6 | DRIG | TSW Apprentices Sub
6459 | Drilling Rig | Vehicle | 77.6 | DRIG | Transmiss Construct
6460 | Drilling Rig | Vehicle | 77.6 | DRIG | Delivery of Work
6461 | Drilling Rig | Vehicle | 77.6 | DRIG | Programming of Work
6462 | Drilling Rig | Vehicle | 77.6 | DRIG | TSW Lower Eyre Pen
6463 | Drilling Rig | Vehicle | 77.6 | DRIG | TSW Upper Eyre Penin
6464 | Drilling Rig | Vehicle | 77.6 | DRIG | Apprentices-EyrePen
6465 | Drilling Rig | Vehicle | 77.6 | DRIG | Not In Use 2003
6470 | Drilling Rig | Vehicle | 77.6 | DRIG | Admin-CON
6471 | Drilling Rig | Vehicle | 77.6 | DRIG | Not In Use 2003
6472 | Drilling Rig | Vehicle | 77.6 | DRIG | TSW Power Lin-Pt Aug
6473 | Drilling Rig | Vehicle | 77.6 | DRIG | Apprentices-PtAugust
6474 | Drilling Rig | Vehicle | 77.6 | DRIG | Not In Use 2003
6475 | Drilling Rig | Vehicle | 77.6 | DRIG | Not In Use 2003
6480 | Drilling Rig | Vehicle | 77.6 | DRIG | Admin-Clare
6481 | Drilling Rig | Vehicle | 77.6 | DRIG | Not In Use 2003
6482 | Drilling Rig | Vehicle | 77.6 | DRIG | TSW Clare/Nur
6483 | Drilling Rig | Vehicle | 77.6 | DRIG | TSW Yorke Peninsula
6484 | Drilling Rig | Vehicle | 77.6 | DRIG | Apprentices-Clare
6485 | Drilling Rig | Vehicle | 77.6 | DRIG | Not In Use 2003
6486 | Drilling Rig | Vehicle | 77.6 | DRIG | Apprentices-YorkePen
6490 | Drilling Rig | Vehicle | 77.6 | DRIG | Admin-Barmera
6491 | Drilling Rig | Vehicle | 77.6 | DRIG | Not In Use 2003
6492 | Drilling Rig | Vehicle | 77.6 | DRIG | TSW Power Line-Barm
6493 | Drilling Rig | Vehicle | 77.6 | DRIG | Not In Use 2003
6494 | Drilling Rig | Vehicle | 77.6 | DRIG | Not In Use 2003
6495 | Drilling Rig | Vehicle | 77.6 | DRIG | Not In Use 2003
6500 | Drilling Rig | Vehicle | 77.6 | DRIG | Admin-Mt Gambier
6501 | Drilling Rig | Vehicle | 77.6 | DRIG | Not In Use 2003
6502 | Drilling Rig | Vehicle | 77.6 | DRIG | TSW Lower South East
6503 | Drilling Rig | Vehicle | 77.6 | DRIG | TSW Upper South East
6504 | Drilling Rig | Vehicle | 77.6 | DRIG | Apprentices-LowerSE
6505 | Drilling Rig | Vehicle | 77.6 | DRIG | Apprentices-UpperSE
6506 | Drilling Rig | Vehicle | 77.6 | DRIG | TSW Interstate
6507 | Drilling Rig | Vehicle | 77.6 | DRIG | Apprentices - MB & G
6508 | Drilling Rig | Vehicle | 77.6 | DRIG | Apprentices - Barmer
6509 | Drilling Rig | Vehicle | 77.6 | DRIG | Apprentice Marleston
6510 | Drilling Rig | Vehicle | 77.6 | DRIG | Grp Admin Metro Sth
6511 | Drilling Rig | Vehicle | 77.6 | DRIG | TSW - Marleston
6512 | Drilling Rig | Vehicle | 77.6 | DRIG | TSW Morphett Vale
6513 | Drilling Rig | Vehicle | 77.6 | DRIG | TSW Holden Hill
6514 | Drilling Rig | Vehicle | 77.6 | DRIG | Not In Use 2003
6515 | Drilling Rig | Vehicle | 77.6 | DRIG | Not In Use 2003
6516 | Drilling Rig | Vehicle | 77.6 | DRIG | Not In Use 2003
6517 | Drilling Rig | Vehicle | 77.6 | DRIG | Asset Locators
6518 | Drilling Rig | Vehicle | 77.6 | DRIG | Apprentices MorphV
6519 | Drilling Rig | Vehicle | 77.6 | DRIG | High Load FS
6520 | Drilling Rig | Vehicle | 77.6 | DRIG | Mgr Switch Safe
6521 | Drilling Rig | Vehicle | 77.6 | DRIG | TSW - CRO South
6522 | Drilling Rig | Vehicle | 77.6 | DRIG | TSW - CRO North
6620 | Drilling Rig | Vehicle | 77.6 | DRIG | Country Ops Nth Mgr
6622 | Drilling Rig | Vehicle | 77.6 | DRIG | Ops Su Port Augusta
6623 | Drilling Rig | Vehicle | 77.6 | DRIG | Cont Supv -Clare/Nur
6624 | Drilling Rig | Vehicle | 77.6 | DRIG | Ops Supv -Yorke Pen
6625 | Drilling Rig | Vehicle | 77.6 | DRIG | Ops Supv Eyre Pen
6630 | Drilling Rig | Vehicle | 77.6 | DRIG | Country Ops Sth Mgr
6631 | Drilling Rig | Vehicle | 77.6 | DRIG | Not In Use 2003
6632 | Drilling Rig | Vehicle | 77.6 | DRIG | Ops Supv KI-VH
6633 | Drilling Rig | Vehicle | 77.6 | DRIG | Ops Supv Mt Barker
6634 | Drilling Rig | Vehicle | 77.6 | DRIG | Ops Supv MB/Gum
6635 | Drilling Rig | Vehicle | 77.6 | DRIG | Ops Supv Barmera
6636 | Drilling Rig | Vehicle | 77.6 | DRIG | Ops Supv Lower SE
6637 | Drilling Rig | Vehicle | 77.6 | DRIG | Ops Supv Upper SE
6640 | Drilling Rig | Vehicle | 77.6 | DRIG | Metro South Mgr
6641 | Drilling Rig | Vehicle | 77.6 | DRIG | NOT IN USE
6642 | Drilling Rig | Vehicle | 77.6 | DRIG | OS Holden Hill
6643 | Drilling Rig | Vehicle | 77.6 | DRIG | Apprent Holden Hill
6644 | Drilling Rig | Vehicle | 77.6 | DRIG | Ops Supr Marleston
6645 | Drilling Rig | Vehicle | 77.6 | DRIG | OS Morphett Vale
6646 | Drilling Rig | Vehicle | 77.6 | DRIG | Ops Supv - SubMtcAnc
6648 | Drilling Rig | Vehicle | 77.6 | DRIG | Central Mgr
6649 | Drilling Rig | Vehicle | 77.6 | DRIG | OS CBD SR
6652 | Drilling Rig | Vehicle | 77.6 | DRIG | Ops Supv Sub Mtce
6654 | Drilling Rig | Vehicle | 77.6 | DRIG | Ops Supv Sub Const
6655 | Drilling Rig | Vehicle | 77.6 | DRIG | Field Officers
6657 | Drilling Rig | Vehicle | 77.6 | DRIG | OS Transm Construct
6660 | Drilling Rig | Vehicle | 77.6 | DRIG | Project Management
6661 | Drilling Rig | Vehicle | 77.6 | DRIG | NOT IN USE
6662 | Drilling Rig | Vehicle | 77.6 | DRIG | PM Support
6665 | Drilling Rig | Vehicle | 77.6 | DRIG | Mgr Proj & Construct
6680 | Drilling Rig | Vehicle | 77.6 | DRIG | Property Management
6681 | Drilling Rig | Vehicle | 77.6 | DRIG | Grounds Team
6685 | Drilling Rig | Vehicle | 77.6 | DRIG | High Voltage Testing
6686 | Drilling Rig | Vehicle | 77.6 | DRIG | Switching Group
6690 | Drilling Rig | Vehicle | 77.6 | DRIG | Sub Maint Manager
6750 | Drilling Rig | Vehicle | 77.6 | DRIG | Telecomm & Tech Svcs
6800 | Drilling Rig | Vehicle | 77.6 | DRIG | Mgr Electrical Servs
6810 | Drilling Rig | Vehicle | 77.6 | DRIG | Elec.Serv.Adm
6820 | Drilling Rig | Vehicle | 77.6 | DRIG | Vegetation Ser Mgr
6825 | Drilling Rig | Vehicle | 77.6 | DRIG | Line Clearance Offic
6830 | Drilling Rig | Vehicle | 77.6 | DRIG | Telco Mgt
6831 | Drilling Rig | Vehicle | 77.6 | DRIG | Tel Field
6832 | Drilling Rig | Vehicle | 77.6 | DRIG | Tel Proj Mgt
6833 | Drilling Rig | Vehicle | 77.6 | DRIG | Telco Technical
6834 | Drilling Rig | Vehicle | 77.6 | DRIG | Tel CS Field
6901 | Drilling Rig | Vehicle | 77.6 | DRIG | Mgr Ops Planning
6902 | Drilling Rig | Vehicle | 77.6 | DRIG | Mgr Ops Del-Metro
6903 | Drilling Rig | Vehicle | 77.6 | DRIG | Mgr Ops Del-Regional
600A | EWP 11 M | Vehicle | 29.62 | 11EW | Supply Chain Mngment
601 | EWP 11 M | Vehicle | 29.62 | 11EW | Logistics Redeployee
605 | EWP 11 M | Vehicle | 29.62 | 11EW | Materials Supply Mgt
611 | EWP 11 M | Vehicle | 29.62 | 11EW | Fleet Workshop
630 | EWP 11 M | Vehicle | 29.62 | 11EW | Inventory Planning
640 | EWP 11 M | Vehicle | 29.62 | 11EW | Pole Construction
641 | EWP 11 M | Vehicle | 29.62 | 11EW | Mechanised Poles
660 | EWP 11 M | Vehicle | 29.62 | 11EW | Warehouse&Distributi
664 | EWP 11 M | Vehicle | 29.62 | 11EW | RegionalLogFldOps
665 | EWP 11 M | Vehicle | 29.62 | 11EW | MetroLogFldOps
6010 | EWP 11 M | Vehicle | 29.62 | 11EW | Metro North Mgr
6011 | EWP 11 M | Vehicle | 29.62 | 11EW | Works Planners
6012 | EWP 11 M | Vehicle | 29.62 | 11EW | OS Elizabeth
6013 | EWP 11 M | Vehicle | 29.62 | 11EW | OS Eliz ProjDONOTUSE
6014 | EWP 11 M | Vehicle | 29.62 | 11EW | Ops Supv CBD Proj
6015 | EWP 11 M | Vehicle | 29.62 | 11EW | OS St Marys
6016 | EWP 11 M | Vehicle | 29.62 | 11EW | OS Cust Con North
6017 | EWP 11 M | Vehicle | 29.62 | 11EW | OS Cust Con South
6020 | EWP 11 M | Vehicle | 29.62 | 11EW | PTS - BSC Reporting
6021 | EWP 11 M | Vehicle | 29.62 | 11EW | Schedulers
6022 | EWP 11 M | Vehicle | 29.62 | 11EW | Business Improvement
6023 | EWP 11 M | Vehicle | 29.62 | 11EW | Substation Estimator
6028 | EWP 11 M | Vehicle | 29.62 | 11EW | Apprentice CC Sth
6029 | EWP 11 M | Vehicle | 29.62 | 11EW | Apprentice CC Nth
6032 | EWP 11 M | Vehicle | 29.62 | 11EW | Powerline Design
6100 | EWP 11 M | Vehicle | 29.62 | 11EW | FS Business Perf
6101 | EWP 11 M | Vehicle | 29.62 | 11EW | OS Wingfield
6102 | EWP 11 M | Vehicle | 29.62 | 11EW | TSW Wingfield
6103 | EWP 11 M | Vehicle | 29.62 | 11EW | Apprentice Wingfield
6110 | EWP 11 M | Vehicle | 29.62 | 11EW | W/S - Select Labour
6112 | EWP 11 M | Vehicle | 29.62 | 11EW | Workshops Management
6220 | EWP 11 M | Vehicle | 29.62 | 11EW | Workshop Support
6221 | EWP 11 M | Vehicle | 29.62 | 11EW | Distribution T/frmrs
6222 | EWP 11 M | Vehicle | 29.62 | 11EW | Pad T/fmrs & Swtchge
6223 | EWP 11 M | Vehicle | 29.62 | 11EW | Sub Transformers
6224 | EWP 11 M | Vehicle | 29.62 | 11EW | Manufact & Fabricat
6225 | EWP 11 M | Vehicle | 29.62 | 11EW | Recl & HV Fuses
6226 | EWP 11 M | Vehicle | 29.62 | 11EW | Mtce & Oil Reclamat
6229 | EWP 11 M | Vehicle | 29.62 | 11EW | Cnsmbl-Manu'Trnsfrmr
6230 | EWP 11 M | Vehicle | 29.62 | 11EW | Secondary Design
6231 | EWP 11 M | Vehicle | 29.62 | 11EW | Engineering
6232 | EWP 11 M | Vehicle | 29.62 | 11EW | Primary Design
6234 | EWP 11 M | Vehicle | 29.62 | 11EW | Powerline Tech Serv
6235 | EWP 11 M | Vehicle | 29.62 | 11EW | Quality Of Supply
6236 | EWP 11 M | Vehicle | 29.62 | 11EW | Protection
6238 | EWP 11 M | Vehicle | 29.62 | 11EW | Engineering Delivery
6240 | EWP 11 M | Vehicle | 29.62 | 11EW | General - Batteries
6241 | EWP 11 M | Vehicle | 29.62 | 11EW | Field SCADA
6242 | EWP 11 M | Vehicle | 29.62 | 11EW | SCADA Technical
6243 | EWP 11 M | Vehicle | 29.62 | 11EW | Engineering Officers
6244 | EWP 11 M | Vehicle | 29.62 | 11EW | Recloser Workshop
6306 | EWP 11 M | Vehicle | 29.62 | 11EW | Design Services Mgnt
6307 | EWP 11 M | Vehicle | 29.62 | 11EW | Do Not Use
6308 | EWP 11 M | Vehicle | 29.62 | 11EW | Do Not Use
6320 | EWP 11 M | Vehicle | 29.62 | 11EW | Work Practices
6342 | EWP 11 M | Vehicle | 29.62 | 11EW | CSO - Vic Harb/KI
6343 | EWP 11 M | Vehicle | 29.62 | 11EW | CSO-Kadina
6344 | EWP 11 M | Vehicle | 29.62 | 11EW | CSO-Pt Augusta
6345 | EWP 11 M | Vehicle | 29.62 | 11EW | CSO-Mt Barker
6346 | EWP 11 M | Vehicle | 29.62 | 11EW | CSO-Naracoorte
6347 | EWP 11 M | Vehicle | 29.62 | 11EW | CSO-Nuriootpa
6400 | EWP 11 M | Vehicle | 29.62 | 11EW | FS Ops Support
6401 | EWP 11 M | Vehicle | 29.62 | 11EW | Powerline Estimating
6402 | EWP 11 M | Vehicle | 29.62 | 11EW | Field Services GM
6404 | EWP 11 M | Vehicle | 29.62 | 11EW | Dispatch Officers
6405 | EWP 11 M | Vehicle | 29.62 | 11EW | Contract Services
6406 | EWP 11 M | Vehicle | 29.62 | 11EW | DO NOT USE
6407 | EWP 11 M | Vehicle | 29.62 | 11EW | WCSR Manager
6410 | EWP 11 M | Vehicle | 29.62 | 11EW | Admin Metro North
6411 | EWP 11 M | Vehicle | 29.62 | 11EW | TSW Eliz ProjDONOTUS
6412 | EWP 11 M | Vehicle | 29.62 | 11EW | TSW Elizabeth
6413 | EWP 11 M | Vehicle | 29.62 | 11EW | Apprentices-ElizProj
6414 | EWP 11 M | Vehicle | 29.62 | 11EW | TSW Cust Conn North
6415 | EWP 11 M | Vehicle | 29.62 | 11EW | TSW Sub Mt Ancillary
6416 | EWP 11 M | Vehicle | 29.62 | 11EW | Apprentice-SubMtcAnc
6417 | EWP 11 M | Vehicle | 29.62 | 11EW | TSW CBD Projects
6418 | EWP 11 M | Vehicle | 29.62 | 11EW | Apprentices CBD Proj
6419 | EWP 11 M | Vehicle | 29.62 | 11EW | Apprentices Eliz
6420 | EWP 11 M | Vehicle | 29.62 | 11EW | Admin-Country South
6421 | EWP 11 M | Vehicle | 29.62 | 11EW | TSW Mt Barker
6422 | EWP 11 M | Vehicle | 29.62 | 11EW | TSW Murray Bridge
6423 | EWP 11 M | Vehicle | 29.62 | 11EW | TSW -Gumeracha
6425 | EWP 11 M | Vehicle | 29.62 | 11EW | Not In Use 2003
6426 | EWP 11 M | Vehicle | 29.62 | 11EW | Apprentices Mt Barke
6427 | EWP 11 M | Vehicle | 29.62 | 11EW | Not In Use 2003
6430 | EWP 11 M | Vehicle | 29.62 | 11EW | DO NOT USE
6432 | EWP 11 M | Vehicle | 29.62 | 11EW | TSW St Marys
6434 | EWP 11 M | Vehicle | 29.62 | 11EW | TSW Cust Conn South
6437 | EWP 11 M | Vehicle | 29.62 | 11EW | Apprentices-St Marys
6438 | EWP 11 M | Vehicle | 29.62 | 11EW | TSW CBD SR
6439 | EWP 11 M | Vehicle | 29.62 | 11EW | Apprentices CBD SR
6442 | EWP 11 M | Vehicle | 29.62 | 11EW | TSW P/Line-Victor Ha
6443 | EWP 11 M | Vehicle | 29.62 | 11EW | TSW-Kangaroo Island
6444 | EWP 11 M | Vehicle | 29.62 | 11EW | Apprentices-KI-VicHa
6450 | EWP 11 M | Vehicle | 29.62 | 11EW | Group Admin Sub
6452 | EWP 11 M | Vehicle | 29.62 | 11EW | TSW Sub Const
6456 | EWP 11 M | Vehicle | 29.62 | 11EW | TSW Substation Mtce
6458 | EWP 11 M | Vehicle | 29.62 | 11EW | TSW Apprentices Sub
6459 | EWP 11 M | Vehicle | 29.62 | 11EW | Transmiss Construct
6460 | EWP 11 M | Vehicle | 29.62 | 11EW | Delivery of Work
6461 | EWP 11 M | Vehicle | 29.62 | 11EW | Programming of Work
6462 | EWP 11 M | Vehicle | 29.62 | 11EW | TSW Lower Eyre Pen
6463 | EWP 11 M | Vehicle | 29.62 | 11EW | TSW Upper Eyre Penin
6464 | EWP 11 M | Vehicle | 29.62 | 11EW | Apprentices-EyrePen
6470 | EWP 11 M | Vehicle | 29.62 | 11EW | Admin-CON
6472 | EWP 11 M | Vehicle | 29.62 | 11EW | TSW Power Lin-Pt Aug
6473 | EWP 11 M | Vehicle | 29.62 | 11EW | Apprentices-PtAugust
6480 | EWP 11 M | Vehicle | 29.62 | 11EW | Admin-Clare
6482 | EWP 11 M | Vehicle | 29.62 | 11EW | TSW Clare/Nur
6483 | EWP 11 M | Vehicle | 29.62 | 11EW | TSW Yorke Peninsula
6484 | EWP 11 M | Vehicle | 29.62 | 11EW | Apprentices-Clare
6486 | EWP 11 M | Vehicle | 29.62 | 11EW | Apprentices-YorkePen
6490 | EWP 11 M | Vehicle | 29.62 | 11EW | Admin-Barmera
6492 | EWP 11 M | Vehicle | 29.62 | 11EW | TSW Power Line-Barm
6500 | EWP 11 M | Vehicle | 29.62 | 11EW | Admin-Mt Gambier
6502 | EWP 11 M | Vehicle | 29.62 | 11EW | TSW Lower South East
6503 | EWP 11 M | Vehicle | 29.62 | 11EW | TSW Upper South East
6504 | EWP 11 M | Vehicle | 29.62 | 11EW | Apprentices-LowerSE
6505 | EWP 11 M | Vehicle | 29.62 | 11EW | Apprentices-UpperSE
6506 | EWP 11 M | Vehicle | 29.62 | 11EW | TSW Interstate
6507 | EWP 11 M | Vehicle | 29.62 | 11EW | Apprentices - MB & G
6508 | EWP 11 M | Vehicle | 29.62 | 11EW | Apprentices - Barmer
6509 | EWP 11 M | Vehicle | 29.62 | 11EW | Apprentice Marleston
6510 | EWP 11 M | Vehicle | 29.62 | 11EW | Grp Admin Metro Sth
6511 | EWP 11 M | Vehicle | 29.62 | 11EW | TSW - Marleston
6512 | EWP 11 M | Vehicle | 29.62 | 11EW | TSW Morphett Vale
6513 | EWP 11 M | Vehicle | 29.62 | 11EW | TSW Holden Hill
6517 | EWP 11 M | Vehicle | 29.62 | 11EW | Asset Locators
6518 | EWP 11 M | Vehicle | 29.62 | 11EW | Apprentices MorphV
6519 | EWP 11 M | Vehicle | 29.62 | 11EW | High Load FS
6520 | EWP 11 M | Vehicle | 29.62 | 11EW | Mgr Switch Safe
6521 | EWP 11 M | Vehicle | 29.62 | 11EW | TSW - CRO South
6522 | EWP 11 M | Vehicle | 29.62 | 11EW | TSW - CRO North
6620 | EWP 11 M | Vehicle | 29.62 | 11EW | Country Ops Nth Mgr
6622 | EWP 11 M | Vehicle | 29.62 | 11EW | Ops Su Port Augusta
6623 | EWP 11 M | Vehicle | 29.62 | 11EW | Cont Supv -Clare/Nur
6624 | EWP 11 M | Vehicle | 29.62 | 11EW | Ops Supv -Yorke Pen
6625 | EWP 11 M | Vehicle | 29.62 | 11EW | Ops Supv Eyre Pen
6630 | EWP 11 M | Vehicle | 29.62 | 11EW | Country Ops Sth Mgr
6632 | EWP 11 M | Vehicle | 29.62 | 11EW | Ops Supv KI-VH
6633 | EWP 11 M | Vehicle | 29.62 | 11EW | Ops Supv Mt Barker
6634 | EWP 11 M | Vehicle | 29.62 | 11EW | Ops Supv MB/Gum
6635 | EWP 11 M | Vehicle | 29.62 | 11EW | Ops Supv Barmera
6636 | EWP 11 M | Vehicle | 29.62 | 11EW | Ops Supv Lower SE
6637 | EWP 11 M | Vehicle | 29.62 | 11EW | Ops Supv Upper SE
6640 | EWP 11 M | Vehicle | 29.62 | 11EW | Metro South Mgr
6642 | EWP 11 M | Vehicle | 29.62 | 11EW | OS Holden Hill
6643 | EWP 11 M | Vehicle | 29.62 | 11EW | Apprent Holden Hill
6644 | EWP 11 M | Vehicle | 29.62 | 11EW | Ops Supr Marleston
6645 | EWP 11 M | Vehicle | 29.62 | 11EW | OS Morphett Vale
6646 | EWP 11 M | Vehicle | 29.62 | 11EW | Ops Supv - SubMtcAnc
6648 | EWP 11 M | Vehicle | 29.62 | 11EW | Central Mgr
6649 | EWP 11 M | Vehicle | 29.62 | 11EW | OS CBD SR
6652 | EWP 11 M | Vehicle | 29.62 | 11EW | Ops Supv Sub Mtce
6654 | EWP 11 M | Vehicle | 29.62 | 11EW | Ops Supv Sub Const
6655 | EWP 11 M | Vehicle | 29.62 | 11EW | Field Officers
6657 | EWP 11 M | Vehicle | 29.62 | 11EW | OS Transm Construct
6660 | EWP 11 M | Vehicle | 29.62 | 11EW | Project Management
6662 | EWP 11 M | Vehicle | 29.62 | 11EW | PM Support
6665 | EWP 11 M | Vehicle | 29.62 | 11EW | Mgr Proj & Construct
6680 | EWP 11 M | Vehicle | 29.62 | 11EW | Property Management
6681 | EWP 11 M | Vehicle | 29.62 | 11EW | Grounds Team
6685 | EWP 11 M | Vehicle | 29.62 | 11EW | High Voltage Testing
6686 | EWP 11 M | Vehicle | 29.62 | 11EW | Switching Group
6690 | EWP 11 M | Vehicle | 29.62 | 11EW | Sub Maint Manager
6750 | EWP 11 M | Vehicle | 29.62 | 11EW | Telecomm & Tech Svcs
6820 | EWP 11 M | Vehicle | 29.62 | 11EW | Vegetation Ser Mgr
6825 | EWP 11 M | Vehicle | 29.62 | 11EW | Line Clearance Offic
6830 | EWP 11 M | Vehicle | 29.62 | 11EW | Telco Mgt
6831 | EWP 11 M | Vehicle | 29.62 | 11EW | Tel Field
6832 | EWP 11 M | Vehicle | 29.62 | 11EW | Tel Proj Mgt
6833 | EWP 11 M | Vehicle | 29.62 | 11EW | Telco Technical
6834 | EWP 11 M | Vehicle | 29.62 | 11EW | Tel CS Field
6901 | EWP 11 M | Vehicle | 29.62 | 11EW | Mgr Ops Planning
6902 | EWP 11 M | Vehicle | 29.62 | 11EW | Mgr Ops Del-Metro
6903 | EWP 11 M | Vehicle | 29.62 | 11EW | Mgr Ops Del-Regional
6998 | EWP 11 M | Vehicle | 29.62 | 11EW | Vehicle Cost Clearin
6999 | EWP 11 M | Vehicle | 29.62 | 11EW | Labour Overhead Clrg
9001 | EWP 11 M | Vehicle | 29.62 | 11EW | Field Servs. Allocn
600 | EWP 11 M External | Vehicle | 29.62 | 11EWX | Supply Chain Mngment
601 | EWP 11 M External | Vehicle | 29.62 | 11EWX | Logistics Redeployee
605 | EWP 11 M External | Vehicle | 29.62 | 11EWX | Materials Supply Mgt
611 | EWP 11 M External | Vehicle | 29.62 | 11EWX | Fleet Workshop
630 | EWP 11 M External | Vehicle | 29.62 | 11EWX | Inventory Planning
640 | EWP 11 M External | Vehicle | 29.62 | 11EWX | Pole Construction
641 | EWP 11 M External | Vehicle | 29.62 | 11EWX | Mechanised Poles
660 | EWP 11 M External | Vehicle | 29.62 | 11EWX | Warehouse&Distributi
664 | EWP 11 M External | Vehicle | 29.62 | 11EWX | RegionalLogFldOps
665 | EWP 11 M External | Vehicle | 29.62 | 11EWX | MetroLogFldOps
6010 | EWP 11 M External | Vehicle | 29.62 | 11EWX | Metro North Mgr
6011 | EWP 11 M External | Vehicle | 29.62 | 11EWX | Works Planners
6012 | EWP 11 M External | Vehicle | 29.62 | 11EWX | OS Elizabeth
6013 | EWP 11 M External | Vehicle | 29.62 | 11EWX | OS Eliz ProjDONOTUSE
6014 | EWP 11 M External | Vehicle | 29.62 | 11EWX | Ops Supv CBD Proj
6015 | EWP 11 M External | Vehicle | 29.62 | 11EWX | OS St Marys
6016 | EWP 11 M External | Vehicle | 29.62 | 11EWX | OS Cust Con North
6017 | EWP 11 M External | Vehicle | 29.62 | 11EWX | OS Cust Con South
6020 | EWP 11 M External | Vehicle | 29.62 | 11EWX | PTS - BSC Reporting
6021 | EWP 11 M External | Vehicle | 29.62 | 11EWX | Schedulers
6022 | EWP 11 M External | Vehicle | 29.62 | 11EWX | Business Improvement
6023 | EWP 11 M External | Vehicle | 29.62 | 11EWX | Substation Estimator
6100 | EWP 11 M External | Vehicle | 29.62 | 11EWX | FS Business Perf
6101 | EWP 11 M External | Vehicle | 29.62 | 11EWX | OS Wingfield
6102 | EWP 11 M External | Vehicle | 29.62 | 11EWX | TSW Wingfield
6103 | EWP 11 M External | Vehicle | 29.62 | 11EWX | Apprentice Wingfield
6110 | EWP 11 M External | Vehicle | 29.62 | 11EWX | W/S - Select Labour
6220 | EWP 11 M External | Vehicle | 29.62 | 11EWX | Workshop Support
6221 | EWP 11 M External | Vehicle | 29.62 | 11EWX | Distribution T/frmrs
6222 | EWP 11 M External | Vehicle | 29.62 | 11EWX | Pad T/fmrs & Swtchge
6223 | EWP 11 M External | Vehicle | 29.62 | 11EWX | Sub Transformers
6224 | EWP 11 M External | Vehicle | 29.62 | 11EWX | Manufact & Fabricat
6225 | EWP 11 M External | Vehicle | 29.62 | 11EWX | Recl & HV Fuses
6226 | EWP 11 M External | Vehicle | 29.62 | 11EWX | Mtce & Oil Reclamat
6229 | EWP 11 M External | Vehicle | 29.62 | 11EWX | Cnsmbl-Manu'Trnsfrmr
6230 | EWP 11 M External | Vehicle | 29.62 | 11EWX | Secondary Design
6231 | EWP 11 M External | Vehicle | 29.62 | 11EWX | Engineering
6232 | EWP 11 M External | Vehicle | 29.62 | 11EWX | Primary Design
6234 | EWP 11 M External | Vehicle | 29.62 | 11EWX | Powerline Tech Serv
6235 | EWP 11 M External | Vehicle | 29.62 | 11EWX | Quality Of Supply
6236 | EWP 11 M External | Vehicle | 29.62 | 11EWX | Protection
6238 | EWP 11 M External | Vehicle | 29.62 | 11EWX | Engineering Delivery
6240 | EWP 11 M External | Vehicle | 29.62 | 11EWX | General - Batteries
6241 | EWP 11 M External | Vehicle | 29.62 | 11EWX | Field SCADA
6242 | EWP 11 M External | Vehicle | 29.62 | 11EWX | SCADA Technical
6243 | EWP 11 M External | Vehicle | 29.62 | 11EWX | Engineering Officers
6244 | EWP 11 M External | Vehicle | 29.62 | 11EWX | Recloser Workshop
6306 | EWP 11 M External | Vehicle | 29.62 | 11EWX | Design Services Mgnt
6307 | EWP 11 M External | Vehicle | 29.62 | 11EWX | Do Not Use
6308 | EWP 11 M External | Vehicle | 29.62 | 11EWX | Do Not Use
6320 | EWP 11 M External | Vehicle | 29.62 | 11EWX | Work Practices
6342 | EWP 11 M External | Vehicle | 29.62 | 11EWX | CSO - Vic Harb/KI
6343 | EWP 11 M External | Vehicle | 29.62 | 11EWX | CSO-Kadina
6344 | EWP 11 M External | Vehicle | 29.62 | 11EWX | CSO-Pt Augusta
6345 | EWP 11 M External | Vehicle | 29.62 | 11EWX | CSO-Mt Barker
6346 | EWP 11 M External | Vehicle | 29.62 | 11EWX | CSO-Naracoorte
6347 | EWP 11 M External | Vehicle | 29.62 | 11EWX | CSO-Nuriootpa
6400 | EWP 11 M External | Vehicle | 29.62 | 11EWX | FS Ops Support
6401 | EWP 11 M External | Vehicle | 29.62 | 11EWX | Powerline Estimating
6402 | EWP 11 M External | Vehicle | 29.62 | 11EWX | Field Services GM
6404 | EWP 11 M External | Vehicle | 29.62 | 11EWX | Dispatch Officers
6405 | EWP 11 M External | Vehicle | 29.62 | 11EWX | Contract Services
6406 | EWP 11 M External | Vehicle | 29.62 | 11EWX | DO NOT USE
6407 | EWP 11 M External | Vehicle | 29.62 | 11EWX | WCSR Manager
6410 | EWP 11 M External | Vehicle | 29.62 | 11EWX | Admin Metro North
6411 | EWP 11 M External | Vehicle | 29.62 | 11EWX | TSW Eliz ProjDONOTUS
6412 | EWP 11 M External | Vehicle | 29.62 | 11EWX | TSW Elizabeth
6413 | EWP 11 M External | Vehicle | 29.62 | 11EWX | Apprentices-ElizProj
6414 | EWP 11 M External | Vehicle | 29.62 | 11EWX | TSW Cust Conn North
6415 | EWP 11 M External | Vehicle | 29.62 | 11EWX | TSW Sub Mt Ancillary
6416 | EWP 11 M External | Vehicle | 29.62 | 11EWX | Apprentice-SubMtcAnc
6417 | EWP 11 M External | Vehicle | 29.62 | 11EWX | TSW CBD Projects
6418 | EWP 11 M External | Vehicle | 29.62 | 11EWX | Apprentices CBD Proj
6419 | EWP 11 M External | Vehicle | 29.62 | 11EWX | Apprentices Eliz
6420 | EWP 11 M External | Vehicle | 29.62 | 11EWX | Admin-Country South
6421 | EWP 11 M External | Vehicle | 29.62 | 11EWX | TSW Mt Barker
6422 | EWP 11 M External | Vehicle | 29.62 | 11EWX | TSW Murray Bridge
6423 | EWP 11 M External | Vehicle | 29.62 | 11EWX | TSW -Gumeracha
6425 | EWP 11 M External | Vehicle | 29.62 | 11EWX | Not In Use 2003
6426 | EWP 11 M External | Vehicle | 29.62 | 11EWX | Apprentices Mt Barke
6427 | EWP 11 M External | Vehicle | 29.62 | 11EWX | Not In Use 2003
6430 | EWP 11 M External | Vehicle | 29.62 | 11EWX | DO NOT USE
6432 | EWP 11 M External | Vehicle | 29.62 | 11EWX | TSW St Marys
6434 | EWP 11 M External | Vehicle | 29.62 | 11EWX | TSW Cust Conn South
6437 | EWP 11 M External | Vehicle | 29.62 | 11EWX | Apprentices-St Marys
6438 | EWP 11 M External | Vehicle | 29.62 | 11EWX | TSW CBD SR
6439 | EWP 11 M External | Vehicle | 29.62 | 11EWX | Apprentices CBD SR
6442 | EWP 11 M External | Vehicle | 29.62 | 11EWX | TSW P/Line-Victor Ha
6443 | EWP 11 M External | Vehicle | 29.62 | 11EWX | TSW-Kangaroo Island
6444 | EWP 11 M External | Vehicle | 29.62 | 11EWX | Apprentices-KI-VicHa
6450 | EWP 11 M External | Vehicle | 29.62 | 11EWX | Group Admin Sub
6452 | EWP 11 M External | Vehicle | 29.62 | 11EWX | TSW Sub Const
6456 | EWP 11 M External | Vehicle | 29.62 | 11EWX | TSW Substation Mtce
6459 | EWP 11 M External | Vehicle | 29.62 | 11EWX | Transmiss Construct
6462 | EWP 11 M External | Vehicle | 29.62 | 11EWX | TSW Lower Eyre Pen
6463 | EWP 11 M External | Vehicle | 29.62 | 11EWX | TSW Upper Eyre Penin
6464 | EWP 11 M External | Vehicle | 29.62 | 11EWX | Apprentices-EyrePen
6470 | EWP 11 M External | Vehicle | 29.62 | 11EWX | Admin-CON
6472 | EWP 11 M External | Vehicle | 29.62 | 11EWX | TSW Power Lin-Pt Aug
6473 | EWP 11 M External | Vehicle | 29.62 | 11EWX | Apprentices-PtAugust
6480 | EWP 11 M External | Vehicle | 29.62 | 11EWX | Admin-Clare
6482 | EWP 11 M External | Vehicle | 29.62 | 11EWX | TSW Clare/Nur
6483 | EWP 11 M External | Vehicle | 29.62 | 11EWX | TSW Yorke Peninsula
6484 | EWP 11 M External | Vehicle | 29.62 | 11EWX | Apprentices-Clare
6486 | EWP 11 M External | Vehicle | 29.62 | 11EWX | Apprentices-YorkePen
6490 | EWP 11 M External | Vehicle | 29.62 | 11EWX | Admin-Barmera
6492 | EWP 11 M External | Vehicle | 29.62 | 11EWX | TSW Power Line-Barm
6500 | EWP 11 M External | Vehicle | 29.62 | 11EWX | Admin-Mt Gambier
6502 | EWP 11 M External | Vehicle | 29.62 | 11EWX | TSW Lower South East
6503 | EWP 11 M External | Vehicle | 29.62 | 11EWX | TSW Upper South East
6504 | EWP 11 M External | Vehicle | 29.62 | 11EWX | Apprentices-LowerSE
6505 | EWP 11 M External | Vehicle | 29.62 | 11EWX | Apprentices-UpperSE
6506 | EWP 11 M External | Vehicle | 29.62 | 11EWX | TSW Interstate
6507 | EWP 11 M External | Vehicle | 29.62 | 11EWX | Apprentices - MB & G
6508 | EWP 11 M External | Vehicle | 29.62 | 11EWX | Apprentices - Barmer
6509 | EWP 11 M External | Vehicle | 29.62 | 11EWX | Apprentice Marleston
6510 | EWP 11 M External | Vehicle | 29.62 | 11EWX | Grp Admin Metro Sth
6511 | EWP 11 M External | Vehicle | 29.62 | 11EWX | TSW - Marleston
6512 | EWP 11 M External | Vehicle | 29.62 | 11EWX | TSW Morphett Vale
6513 | EWP 11 M External | Vehicle | 29.62 | 11EWX | TSW Holden Hill
6517 | EWP 11 M External | Vehicle | 29.62 | 11EWX | Asset Locators
6518 | EWP 11 M External | Vehicle | 29.62 | 11EWX | Apprentices MorphV
6519 | EWP 11 M External | Vehicle | 29.62 | 11EWX | High Load FS
6520 | EWP 11 M External | Vehicle | 29.62 | 11EWX | Mgr Switch Safe
6521 | EWP 11 M External | Vehicle | 29.62 | 11EWX | TSW - CRO South
6522 | EWP 11 M External | Vehicle | 29.62 | 11EWX | TSW - CRO North
6620 | EWP 11 M External | Vehicle | 29.62 | 11EWX | Country Ops Nth Mgr
6622 | EWP 11 M External | Vehicle | 29.62 | 11EWX | Ops Su Port Augusta
6623 | EWP 11 M External | Vehicle | 29.62 | 11EWX | Cont Supv -Clare/Nur
6624 | EWP 11 M External | Vehicle | 29.62 | 11EWX | Ops Supv -Yorke Pen
6625 | EWP 11 M External | Vehicle | 29.62 | 11EWX | Ops Supv Eyre Pen
6630 | EWP 11 M External | Vehicle | 29.62 | 11EWX | Country Ops Sth Mgr
6632 | EWP 11 M External | Vehicle | 29.62 | 11EWX | Ops Supv KI-VH
6633 | EWP 11 M External | Vehicle | 29.62 | 11EWX | Ops Supv Mt Barker
6634 | EWP 11 M External | Vehicle | 29.62 | 11EWX | Ops Supv MB/Gum
6635 | EWP 11 M External | Vehicle | 29.62 | 11EWX | Ops Supv Barmera
6636 | EWP 11 M External | Vehicle | 29.62 | 11EWX | Ops Supv Lower SE
6637 | EWP 11 M External | Vehicle | 29.62 | 11EWX | Ops Supv Upper SE
6640 | EWP 11 M External | Vehicle | 29.62 | 11EWX | Metro South Mgr
6642 | EWP 11 M External | Vehicle | 29.62 | 11EWX | OS Holden Hill
6643 | EWP 11 M External | Vehicle | 29.62 | 11EWX | Apprent Holden Hill
6644 | EWP 11 M External | Vehicle | 29.62 | 11EWX | Ops Supr Marleston
6645 | EWP 11 M External | Vehicle | 29.62 | 11EWX | OS Morphett Vale
6646 | EWP 11 M External | Vehicle | 29.62 | 11EWX | Ops Supv - SubMtcAnc
6648 | EWP 11 M External | Vehicle | 29.62 | 11EWX | Central Mgr
6649 | EWP 11 M External | Vehicle | 29.62 | 11EWX | OS CBD SR
6652 | EWP 11 M External | Vehicle | 29.62 | 11EWX | Ops Supv Sub Mtce
6654 | EWP 11 M External | Vehicle | 29.62 | 11EWX | Ops Supv Sub Const
6655 | EWP 11 M External | Vehicle | 29.62 | 11EWX | Field Officers
6657 | EWP 11 M External | Vehicle | 29.62 | 11EWX | OS Transm Construct
6660 | EWP 11 M External | Vehicle | 29.62 | 11EWX | Project Management
6662 | EWP 11 M External | Vehicle | 29.62 | 11EWX | PM Support
6665 | EWP 11 M External | Vehicle | 29.62 | 11EWX | Mgr Proj & Construct
6680 | EWP 11 M External | Vehicle | 29.62 | 11EWX | Property Management
6681 | EWP 11 M External | Vehicle | 29.62 | 11EWX | Grounds Team
6685 | EWP 11 M External | Vehicle | 29.62 | 11EWX | High Voltage Testing
6686 | EWP 11 M External | Vehicle | 29.62 | 11EWX | Switching Group
6690 | EWP 11 M External | Vehicle | 29.62 | 11EWX | Sub Maint Manager
6750 | EWP 11 M External | Vehicle | 29.62 | 11EWX | Telecomm & Tech Svcs
6820 | EWP 11 M External | Vehicle | 29.62 | 11EWX | Vegetation Ser Mgr
6825 | EWP 11 M External | Vehicle | 29.62 | 11EWX | Line Clearance Offic
6830 | EWP 11 M External | Vehicle | 29.62 | 11EWX | Telco Mgt
6831 | EWP 11 M External | Vehicle | 29.62 | 11EWX | Tel Field
6832 | EWP 11 M External | Vehicle | 29.62 | 11EWX | Tel Proj Mgt
6833 | EWP 11 M External | Vehicle | 29.62 | 11EWX | Telco Technical
6834 | EWP 11 M External | Vehicle | 29.62 | 11EWX | Tel CS Field
6901 | EWP 11 M External | Vehicle | 29.62 | 11EWX | Mgr Ops Planning
6903 | EWP 11 M External | Vehicle | 29.62 | 11EWX | Mgr Ops Del-Regional
6998 | EWP 11 M External | Vehicle | 29.62 | 11EWX | Vehicle Cost Clearin
6999 | EWP 11 M External | Vehicle | 29.62 | 11EWX | Labour Overhead Clrg
9001 | EWP 11 M External | Vehicle | 29.62 | 11EWX | Field Servs. Allocn
600 | EWP 13 & 14 M | Vehicle | 21.97 | 13EW | Supply Chain Mngment
601 | EWP 13 & 14 M | Vehicle | 21.97 | 13EW | Logistics Redeployee
605 | EWP 13 & 14 M | Vehicle | 21.97 | 13EW | Materials Supply Mgt
611 | EWP 13 & 14 M | Vehicle | 21.97 | 13EW | Fleet Workshop
630 | EWP 13 & 14 M | Vehicle | 21.97 | 13EW | Inventory Planning
640 | EWP 13 & 14 M | Vehicle | 21.97 | 13EW | Pole Construction
641 | EWP 13 & 14 M | Vehicle | 21.97 | 13EW | Mechanised Poles
660 | EWP 13 & 14 M | Vehicle | 21.97 | 13EW | Warehouse&Distributi
664 | EWP 13 & 14 M | Vehicle | 21.97 | 13EW | RegionalLogFldOps
665 | EWP 13 & 14 M | Vehicle | 21.97 | 13EW | MetroLogFldOps
6010 | EWP 13 & 14 M | Vehicle | 21.97 | 13EW | Metro North Mgr
6011 | EWP 13 & 14 M | Vehicle | 21.97 | 13EW | Works Planners
6012 | EWP 13 & 14 M | Vehicle | 21.97 | 13EW | OS Elizabeth
6013 | EWP 13 & 14 M | Vehicle | 21.97 | 13EW | OS Eliz ProjDONOTUSE
6014 | EWP 13 & 14 M | Vehicle | 21.97 | 13EW | Ops Supv CBD Proj
6015 | EWP 13 & 14 M | Vehicle | 21.97 | 13EW | OS St Marys
6016 | EWP 13 & 14 M | Vehicle | 21.97 | 13EW | OS Cust Con North
6017 | EWP 13 & 14 M | Vehicle | 21.97 | 13EW | OS Cust Con South
6020 | EWP 13 & 14 M | Vehicle | 21.97 | 13EW | PTS - BSC Reporting
6021 | EWP 13 & 14 M | Vehicle | 21.97 | 13EW | Schedulers
6022 | EWP 13 & 14 M | Vehicle | 21.97 | 13EW | Business Improvement
6023 | EWP 13 & 14 M | Vehicle | 21.97 | 13EW | Substation Estimator
6028 | EWP 13 & 14 M | Vehicle | 21.97 | 13EW | Apprentice CC Sth
6029 | EWP 13 & 14 M | Vehicle | 21.97 | 13EW | Apprentice CC Nth
6032 | EWP 13 & 14 M | Vehicle | 21.97 | 13EW | Powerline Design
6100 | EWP 13 & 14 M | Vehicle | 21.97 | 13EW | FS Business Perf
6101 | EWP 13 & 14 M | Vehicle | 21.97 | 13EW | OS Wingfield
6102 | EWP 13 & 14 M | Vehicle | 21.97 | 13EW | TSW Wingfield
6103 | EWP 13 & 14 M | Vehicle | 21.97 | 13EW | Apprentice Wingfield
6110 | EWP 13 & 14 M | Vehicle | 21.97 | 13EW | W/S - Select Labour
6112 | EWP 13 & 14 M | Vehicle | 21.97 | 13EW | Workshops Management
6220 | EWP 13 & 14 M | Vehicle | 21.97 | 13EW | Workshop Support
6221 | EWP 13 & 14 M | Vehicle | 21.97 | 13EW | Distribution T/frmrs
6222 | EWP 13 & 14 M | Vehicle | 21.97 | 13EW | Pad T/fmrs & Swtchge
6223 | EWP 13 & 14 M | Vehicle | 21.97 | 13EW | Sub Transformers
6224 | EWP 13 & 14 M | Vehicle | 21.97 | 13EW | Manufact & Fabricat
6225 | EWP 13 & 14 M | Vehicle | 21.97 | 13EW | Recl & HV Fuses
6226 | EWP 13 & 14 M | Vehicle | 21.97 | 13EW | Mtce & Oil Reclamat
6229 | EWP 13 & 14 M | Vehicle | 21.97 | 13EW | Cnsmbl-Manu'Trnsfrmr
6230 | EWP 13 & 14 M | Vehicle | 21.97 | 13EW | Secondary Design
6231 | EWP 13 & 14 M | Vehicle | 21.97 | 13EW | Engineering
6232 | EWP 13 & 14 M | Vehicle | 21.97 | 13EW | Primary Design
6234 | EWP 13 & 14 M | Vehicle | 21.97 | 13EW | Powerline Tech Serv
6235 | EWP 13 & 14 M | Vehicle | 21.97 | 13EW | Quality Of Supply
6236 | EWP 13 & 14 M | Vehicle | 21.97 | 13EW | Protection
6238 | EWP 13 & 14 M | Vehicle | 21.97 | 13EW | Engineering Delivery
6240 | EWP 13 & 14 M | Vehicle | 21.97 | 13EW | General - Batteries
6241 | EWP 13 & 14 M | Vehicle | 21.97 | 13EW | Field SCADA
6242 | EWP 13 & 14 M | Vehicle | 21.97 | 13EW | SCADA Technical
6243 | EWP 13 & 14 M | Vehicle | 21.97 | 13EW | Engineering Officers
6244 | EWP 13 & 14 M | Vehicle | 21.97 | 13EW | Recloser Workshop
6306 | EWP 13 & 14 M | Vehicle | 21.97 | 13EW | Design Services Mgnt
6307 | EWP 13 & 14 M | Vehicle | 21.97 | 13EW | Do Not Use
6308 | EWP 13 & 14 M | Vehicle | 21.97 | 13EW | Do Not Use
6320 | EWP 13 & 14 M | Vehicle | 21.97 | 13EW | Work Practices
6342 | EWP 13 & 14 M | Vehicle | 21.97 | 13EW | CSO - Vic Harb/KI
6343 | EWP 13 & 14 M | Vehicle | 21.97 | 13EW | CSO-Kadina
6344 | EWP 13 & 14 M | Vehicle | 21.97 | 13EW | CSO-Pt Augusta
6345 | EWP 13 & 14 M | Vehicle | 21.97 | 13EW | CSO-Mt Barker
6346 | EWP 13 & 14 M | Vehicle | 21.97 | 13EW | CSO-Naracoorte
6347 | EWP 13 & 14 M | Vehicle | 21.97 | 13EW | CSO-Nuriootpa
6400 | EWP 13 & 14 M | Vehicle | 21.97 | 13EW | FS Ops Support
6401 | EWP 13 & 14 M | Vehicle | 21.97 | 13EW | Powerline Estimating
6402 | EWP 13 & 14 M | Vehicle | 21.97 | 13EW | Field Services GM
6404 | EWP 13 & 14 M | Vehicle | 21.97 | 13EW | Dispatch Officers
6405 | EWP 13 & 14 M | Vehicle | 21.97 | 13EW | Contract Services
6406 | EWP 13 & 14 M | Vehicle | 21.97 | 13EW | DO NOT USE
6407 | EWP 13 & 14 M | Vehicle | 21.97 | 13EW | WCSR Manager
6410 | EWP 13 & 14 M | Vehicle | 21.97 | 13EW | Admin Metro North
6411 | EWP 13 & 14 M | Vehicle | 21.97 | 13EW | TSW Eliz ProjDONOTUS
6412 | EWP 13 & 14 M | Vehicle | 21.97 | 13EW | TSW Elizabeth
6413 | EWP 13 & 14 M | Vehicle | 21.97 | 13EW | Apprentices-ElizProj
6414 | EWP 13 & 14 M | Vehicle | 21.97 | 13EW | TSW Cust Conn North
6415 | EWP 13 & 14 M | Vehicle | 21.97 | 13EW | TSW Sub Mt Ancillary
6416 | EWP 13 & 14 M | Vehicle | 21.97 | 13EW | Apprentice-SubMtcAnc
6417 | EWP 13 & 14 M | Vehicle | 21.97 | 13EW | TSW CBD Projects
6418 | EWP 13 & 14 M | Vehicle | 21.97 | 13EW | Apprentices CBD Proj
6419 | EWP 13 & 14 M | Vehicle | 21.97 | 13EW | Apprentices Eliz
6420 | EWP 13 & 14 M | Vehicle | 21.97 | 13EW | Admin-Country South
6421 | EWP 13 & 14 M | Vehicle | 21.97 | 13EW | TSW Mt Barker
6422 | EWP 13 & 14 M | Vehicle | 21.97 | 13EW | TSW Murray Bridge
6423 | EWP 13 & 14 M | Vehicle | 21.97 | 13EW | TSW -Gumeracha
6425 | EWP 13 & 14 M | Vehicle | 21.97 | 13EW | Not In Use 2003
6426 | EWP 13 & 14 M | Vehicle | 21.97 | 13EW | Apprentices Mt Barke
6427 | EWP 13 & 14 M | Vehicle | 21.97 | 13EW | Not In Use 2003
6430 | EWP 13 & 14 M | Vehicle | 21.97 | 13EW | DO NOT USE
6432 | EWP 13 & 14 M | Vehicle | 21.97 | 13EW | TSW St Marys
6434 | EWP 13 & 14 M | Vehicle | 21.97 | 13EW | TSW Cust Conn South
6437 | EWP 13 & 14 M | Vehicle | 21.97 | 13EW | Apprentices-St Marys
6438 | EWP 13 & 14 M | Vehicle | 21.97 | 13EW | TSW CBD SR
6439 | EWP 13 & 14 M | Vehicle | 21.97 | 13EW | Apprentices CBD SR
6442 | EWP 13 & 14 M | Vehicle | 21.97 | 13EW | TSW P/Line-Victor Ha
6443 | EWP 13 & 14 M | Vehicle | 21.97 | 13EW | TSW-Kangaroo Island
6444 | EWP 13 & 14 M | Vehicle | 21.97 | 13EW | Apprentices-KI-VicHa
6450 | EWP 13 & 14 M | Vehicle | 21.97 | 13EW | Group Admin Sub
6452 | EWP 13 & 14 M | Vehicle | 21.97 | 13EW | TSW Sub Const
6456 | EWP 13 & 14 M | Vehicle | 21.97 | 13EW | TSW Substation Mtce
6458 | EWP 13 & 14 M | Vehicle | 21.97 | 13EW | TSW Apprentices Sub
6459 | EWP 13 & 14 M | Vehicle | 21.97 | 13EW | Transmiss Construct
6460 | EWP 13 & 14 M | Vehicle | 21.97 | 13EW | Delivery of Work
6461 | EWP 13 & 14 M | Vehicle | 21.97 | 13EW | Programming of Work
6462 | EWP 13 & 14 M | Vehicle | 21.97 | 13EW | TSW Lower Eyre Pen
6463 | EWP 13 & 14 M | Vehicle | 21.97 | 13EW | TSW Upper Eyre Penin
6464 | EWP 13 & 14 M | Vehicle | 21.97 | 13EW | Apprentices-EyrePen
6470 | EWP 13 & 14 M | Vehicle | 21.97 | 13EW | Admin-CON
6472 | EWP 13 & 14 M | Vehicle | 21.97 | 13EW | TSW Power Lin-Pt Aug
6473 | EWP 13 & 14 M | Vehicle | 21.97 | 13EW | Apprentices-PtAugust
6480 | EWP 13 & 14 M | Vehicle | 21.97 | 13EW | Admin-Clare
6482 | EWP 13 & 14 M | Vehicle | 21.97 | 13EW | TSW Clare/Nur
6483 | EWP 13 & 14 M | Vehicle | 21.97 | 13EW | TSW Yorke Peninsula
6484 | EWP 13 & 14 M | Vehicle | 21.97 | 13EW | Apprentices-Clare
6486 | EWP 13 & 14 M | Vehicle | 21.97 | 13EW | Apprentices-YorkePen
6490 | EWP 13 & 14 M | Vehicle | 21.97 | 13EW | Admin-Barmera
6492 | EWP 13 & 14 M | Vehicle | 21.97 | 13EW | TSW Power Line-Barm
6500 | EWP 13 & 14 M | Vehicle | 21.97 | 13EW | Admin-Mt Gambier
6502 | EWP 13 & 14 M | Vehicle | 21.97 | 13EW | TSW Lower South East
6503 | EWP 13 & 14 M | Vehicle | 21.97 | 13EW | TSW Upper South East
6504 | EWP 13 & 14 M | Vehicle | 21.97 | 13EW | Apprentices-LowerSE
6505 | EWP 13 & 14 M | Vehicle | 21.97 | 13EW | Apprentices-UpperSE
6506 | EWP 13 & 14 M | Vehicle | 21.97 | 13EW | TSW Interstate
6507 | EWP 13 & 14 M | Vehicle | 21.97 | 13EW | Apprentices - MB & G
6508 | EWP 13 & 14 M | Vehicle | 21.97 | 13EW | Apprentices - Barmer
6509 | EWP 13 & 14 M | Vehicle | 21.97 | 13EW | Apprentice Marleston
6510 | EWP 13 & 14 M | Vehicle | 21.97 | 13EW | Grp Admin Metro Sth
6511 | EWP 13 & 14 M | Vehicle | 21.97 | 13EW | TSW - Marleston
6512 | EWP 13 & 14 M | Vehicle | 21.97 | 13EW | TSW Morphett Vale
6513 | EWP 13 & 14 M | Vehicle | 21.97 | 13EW | TSW Holden Hill
6517 | EWP 13 & 14 M | Vehicle | 21.97 | 13EW | Asset Locators
6518 | EWP 13 & 14 M | Vehicle | 21.97 | 13EW | Apprentices MorphV
6519 | EWP 13 & 14 M | Vehicle | 21.97 | 13EW | High Load FS
6520 | EWP 13 & 14 M | Vehicle | 21.97 | 13EW | Mgr Switch Safe
6521 | EWP 13 & 14 M | Vehicle | 21.97 | 13EW | TSW - CRO South
6522 | EWP 13 & 14 M | Vehicle | 21.97 | 13EW | TSW - CRO North
6620 | EWP 13 & 14 M | Vehicle | 21.97 | 13EW | Country Ops Nth Mgr
6622 | EWP 13 & 14 M | Vehicle | 21.97 | 13EW | Ops Su Port Augusta
6623 | EWP 13 & 14 M | Vehicle | 21.97 | 13EW | Cont Supv -Clare/Nur
6624 | EWP 13 & 14 M | Vehicle | 21.97 | 13EW | Ops Supv -Yorke Pen
6625 | EWP 13 & 14 M | Vehicle | 21.97 | 13EW | Ops Supv Eyre Pen
6630 | EWP 13 & 14 M | Vehicle | 21.97 | 13EW | Country Ops Sth Mgr
6632 | EWP 13 & 14 M | Vehicle | 21.97 | 13EW | Ops Supv KI-VH
6633 | EWP 13 & 14 M | Vehicle | 21.97 | 13EW | Ops Supv Mt Barker
6634 | EWP 13 & 14 M | Vehicle | 21.97 | 13EW | Ops Supv MB/Gum
6635 | EWP 13 & 14 M | Vehicle | 21.97 | 13EW | Ops Supv Barmera
6636 | EWP 13 & 14 M | Vehicle | 21.97 | 13EW | Ops Supv Lower SE
6637 | EWP 13 & 14 M | Vehicle | 21.97 | 13EW | Ops Supv Upper SE
6640 | EWP 13 & 14 M | Vehicle | 21.97 | 13EW | Metro South Mgr
6642 | EWP 13 & 14 M | Vehicle | 21.97 | 13EW | OS Holden Hill
6643 | EWP 13 & 14 M | Vehicle | 21.97 | 13EW | Apprent Holden Hill
6644 | EWP 13 & 14 M | Vehicle | 21.97 | 13EW | Ops Supr Marleston
6645 | EWP 13 & 14 M | Vehicle | 21.97 | 13EW | OS Morphett Vale
6646 | EWP 13 & 14 M | Vehicle | 21.97 | 13EW | Ops Supv - SubMtcAnc
6648 | EWP 13 & 14 M | Vehicle | 21.97 | 13EW | Central Mgr
6649 | EWP 13 & 14 M | Vehicle | 21.97 | 13EW | OS CBD SR
6652 | EWP 13 & 14 M | Vehicle | 21.97 | 13EW | Ops Supv Sub Mtce
6654 | EWP 13 & 14 M | Vehicle | 21.97 | 13EW | Ops Supv Sub Const
6655 | EWP 13 & 14 M | Vehicle | 21.97 | 13EW | Field Officers
6657 | EWP 13 & 14 M | Vehicle | 21.97 | 13EW | OS Transm Construct
6660 | EWP 13 & 14 M | Vehicle | 21.97 | 13EW | Project Management
6662 | EWP 13 & 14 M | Vehicle | 21.97 | 13EW | PM Support
6665 | EWP 13 & 14 M | Vehicle | 21.97 | 13EW | Mgr Proj & Construct
6680 | EWP 13 & 14 M | Vehicle | 21.97 | 13EW | Property Management
6681 | EWP 13 & 14 M | Vehicle | 21.97 | 13EW | Grounds Team
6685 | EWP 13 & 14 M | Vehicle | 21.97 | 13EW | High Voltage Testing
6686 | EWP 13 & 14 M | Vehicle | 21.97 | 13EW | Switching Group
6690 | EWP 13 & 14 M | Vehicle | 21.97 | 13EW | Sub Maint Manager
6750 | EWP 13 & 14 M | Vehicle | 21.97 | 13EW | Telecomm & Tech Svcs
6820 | EWP 13 & 14 M | Vehicle | 21.97 | 13EW | Vegetation Ser Mgr
6825 | EWP 13 & 14 M | Vehicle | 21.97 | 13EW | Line Clearance Offic
6830 | EWP 13 & 14 M | Vehicle | 21.97 | 13EW | Telco Mgt
6831 | EWP 13 & 14 M | Vehicle | 21.97 | 13EW | Tel Field
6832 | EWP 13 & 14 M | Vehicle | 21.97 | 13EW | Tel Proj Mgt
6833 | EWP 13 & 14 M | Vehicle | 21.97 | 13EW | Telco Technical
6834 | EWP 13 & 14 M | Vehicle | 21.97 | 13EW | Tel CS Field
6901 | EWP 13 & 14 M | Vehicle | 21.97 | 13EW | Mgr Ops Planning
6902 | EWP 13 & 14 M | Vehicle | 21.97 | 13EW | Mgr Ops Del-Metro
6903 | EWP 13 & 14 M | Vehicle | 21.97 | 13EW | Mgr Ops Del-Regional
6998 | EWP 13 & 14 M | Vehicle | 21.97 | 13EW | Vehicle Cost Clearin
6999 | EWP 13 & 14 M | Vehicle | 21.97 | 13EW | Labour Overhead Clrg
9001 | EWP 13 & 14 M | Vehicle | 21.97 | 13EW | Field Servs. Allocn
600 | EWP 13&14 M External | Vehicle | 21.97 | 13EWX | Supply Chain Mngment
601 | EWP 13&14 M External | Vehicle | 21.97 | 13EWX | Logistics Redeployee
605 | EWP 13&14 M External | Vehicle | 21.97 | 13EWX | Materials Supply Mgt
611 | EWP 13&14 M External | Vehicle | 21.97 | 13EWX | Fleet Workshop
630 | EWP 13&14 M External | Vehicle | 21.97 | 13EWX | Inventory Planning
640 | EWP 13&14 M External | Vehicle | 21.97 | 13EWX | Pole Construction
641 | EWP 13&14 M External | Vehicle | 21.97 | 13EWX | Mechanised Poles
660 | EWP 13&14 M External | Vehicle | 21.97 | 13EWX | Warehouse&Distributi
664 | EWP 13&14 M External | Vehicle | 21.97 | 13EWX | RegionalLogFldOps
665 | EWP 13&14 M External | Vehicle | 21.97 | 13EWX | MetroLogFldOps
6010 | EWP 13&14 M External | Vehicle | 21.97 | 13EWX | Metro North Mgr
6011 | EWP 13&14 M External | Vehicle | 21.97 | 13EWX | Works Planners
6012 | EWP 13&14 M External | Vehicle | 21.97 | 13EWX | OS Elizabeth
6013 | EWP 13&14 M External | Vehicle | 21.97 | 13EWX | OS Eliz ProjDONOTUSE
6014 | EWP 13&14 M External | Vehicle | 21.97 | 13EWX | Ops Supv CBD Proj
6015 | EWP 13&14 M External | Vehicle | 21.97 | 13EWX | OS St Marys
6016 | EWP 13&14 M External | Vehicle | 21.97 | 13EWX | OS Cust Con North
6017 | EWP 13&14 M External | Vehicle | 21.97 | 13EWX | OS Cust Con South
6020 | EWP 13&14 M External | Vehicle | 21.97 | 13EWX | PTS - BSC Reporting
6021 | EWP 13&14 M External | Vehicle | 21.97 | 13EWX | Schedulers
6022 | EWP 13&14 M External | Vehicle | 21.97 | 13EWX | Business Improvement
6023 | EWP 13&14 M External | Vehicle | 21.97 | 13EWX | Substation Estimator
6100 | EWP 13&14 M External | Vehicle | 21.97 | 13EWX | FS Business Perf
6101 | EWP 13&14 M External | Vehicle | 21.97 | 13EWX | OS Wingfield
6102 | EWP 13&14 M External | Vehicle | 21.97 | 13EWX | TSW Wingfield
6103 | EWP 13&14 M External | Vehicle | 21.97 | 13EWX | Apprentice Wingfield
6110 | EWP 13&14 M External | Vehicle | 21.97 | 13EWX | W/S - Select Labour
6220 | EWP 13&14 M External | Vehicle | 21.97 | 13EWX | Workshop Support
6221 | EWP 13&14 M External | Vehicle | 21.97 | 13EWX | Distribution T/frmrs
6222 | EWP 13&14 M External | Vehicle | 21.97 | 13EWX | Pad T/fmrs & Swtchge
6223 | EWP 13&14 M External | Vehicle | 21.97 | 13EWX | Sub Transformers
6224 | EWP 13&14 M External | Vehicle | 21.97 | 13EWX | Manufact & Fabricat
6225 | EWP 13&14 M External | Vehicle | 21.97 | 13EWX | Recl & HV Fuses
6226 | EWP 13&14 M External | Vehicle | 21.97 | 13EWX | Mtce & Oil Reclamat
6229 | EWP 13&14 M External | Vehicle | 21.97 | 13EWX | Cnsmbl-Manu'Trnsfrmr
6230 | EWP 13&14 M External | Vehicle | 21.97 | 13EWX | Secondary Design
6231 | EWP 13&14 M External | Vehicle | 21.97 | 13EWX | Engineering
6232 | EWP 13&14 M External | Vehicle | 21.97 | 13EWX | Primary Design
6234 | EWP 13&14 M External | Vehicle | 21.97 | 13EWX | Powerline Tech Serv
6235 | EWP 13&14 M External | Vehicle | 21.97 | 13EWX | Quality Of Supply
6236 | EWP 13&14 M External | Vehicle | 21.97 | 13EWX | Protection
6238 | EWP 13&14 M External | Vehicle | 21.97 | 13EWX | Engineering Delivery
6240 | EWP 13&14 M External | Vehicle | 21.97 | 13EWX | General - Batteries
6241 | EWP 13&14 M External | Vehicle | 21.97 | 13EWX | Field SCADA
6242 | EWP 13&14 M External | Vehicle | 21.97 | 13EWX | SCADA Technical
6243 | EWP 13&14 M External | Vehicle | 21.97 | 13EWX | Engineering Officers
6244 | EWP 13&14 M External | Vehicle | 21.97 | 13EWX | Recloser Workshop
6306 | EWP 13&14 M External | Vehicle | 21.97 | 13EWX | Design Services Mgnt
6307 | EWP 13&14 M External | Vehicle | 21.97 | 13EWX | Do Not Use
6308 | EWP 13&14 M External | Vehicle | 21.97 | 13EWX | Do Not Use
6320 | EWP 13&14 M External | Vehicle | 21.97 | 13EWX | Work Practices
6342 | EWP 13&14 M External | Vehicle | 21.97 | 13EWX | CSO - Vic Harb/KI
6343 | EWP 13&14 M External | Vehicle | 21.97 | 13EWX | CSO-Kadina
6344 | EWP 13&14 M External | Vehicle | 21.97 | 13EWX | CSO-Pt Augusta
6345 | EWP 13&14 M External | Vehicle | 21.97 | 13EWX | CSO-Mt Barker
6346 | EWP 13&14 M External | Vehicle | 21.97 | 13EWX | CSO-Naracoorte
6347 | EWP 13&14 M External | Vehicle | 21.97 | 13EWX | CSO-Nuriootpa
6400 | EWP 13&14 M External | Vehicle | 21.97 | 13EWX | FS Ops Support
6401 | EWP 13&14 M External | Vehicle | 21.97 | 13EWX | Powerline Estimating
6402 | EWP 13&14 M External | Vehicle | 21.97 | 13EWX | Field Services GM
6404 | EWP 13&14 M External | Vehicle | 21.97 | 13EWX | Dispatch Officers
6405 | EWP 13&14 M External | Vehicle | 21.97 | 13EWX | Contract Services
6406 | EWP 13&14 M External | Vehicle | 21.97 | 13EWX | DO NOT USE
6407 | EWP 13&14 M External | Vehicle | 21.97 | 13EWX | WCSR Manager
6410 | EWP 13&14 M External | Vehicle | 21.97 | 13EWX | Admin Metro North
6411 | EWP 13&14 M External | Vehicle | 21.97 | 13EWX | TSW Eliz ProjDONOTUS
6412 | EWP 13&14 M External | Vehicle | 21.97 | 13EWX | TSW Elizabeth
6413 | EWP 13&14 M External | Vehicle | 21.97 | 13EWX | Apprentices-ElizProj
6414 | EWP 13&14 M External | Vehicle | 21.97 | 13EWX | TSW Cust Conn North
6415 | EWP 13&14 M External | Vehicle | 21.97 | 13EWX | TSW Sub Mt Ancillary
6416 | EWP 13&14 M External | Vehicle | 21.97 | 13EWX | Apprentice-SubMtcAnc
6417 | EWP 13&14 M External | Vehicle | 21.97 | 13EWX | TSW CBD Projects
6418 | EWP 13&14 M External | Vehicle | 21.97 | 13EWX | Apprentices CBD Proj
6419 | EWP 13&14 M External | Vehicle | 21.97 | 13EWX | Apprentices Eliz
6420 | EWP 13&14 M External | Vehicle | 21.97 | 13EWX | Admin-Country South
6421 | EWP 13&14 M External | Vehicle | 21.97 | 13EWX | TSW Mt Barker
6422 | EWP 13&14 M External | Vehicle | 21.97 | 13EWX | TSW Murray Bridge
6423 | EWP 13&14 M External | Vehicle | 21.97 | 13EWX | TSW -Gumeracha
6425 | EWP 13&14 M External | Vehicle | 21.97 | 13EWX | Not In Use 2003
6426 | EWP 13&14 M External | Vehicle | 21.97 | 13EWX | Apprentices Mt Barke
6427 | EWP 13&14 M External | Vehicle | 21.97 | 13EWX | Not In Use 2003
6430 | EWP 13&14 M External | Vehicle | 21.97 | 13EWX | DO NOT USE
6432 | EWP 13&14 M External | Vehicle | 21.97 | 13EWX | TSW St Marys
6434 | EWP 13&14 M External | Vehicle | 21.97 | 13EWX | TSW Cust Conn South
6437 | EWP 13&14 M External | Vehicle | 21.97 | 13EWX | Apprentices-St Marys
6438 | EWP 13&14 M External | Vehicle | 21.97 | 13EWX | TSW CBD SR
6439 | EWP 13&14 M External | Vehicle | 21.97 | 13EWX | Apprentices CBD SR
6442 | EWP 13&14 M External | Vehicle | 21.97 | 13EWX | TSW P/Line-Victor Ha
6443 | EWP 13&14 M External | Vehicle | 21.97 | 13EWX | TSW-Kangaroo Island
6444 | EWP 13&14 M External | Vehicle | 21.97 | 13EWX | Apprentices-KI-VicHa
6450 | EWP 13&14 M External | Vehicle | 21.97 | 13EWX | Group Admin Sub
6452 | EWP 13&14 M External | Vehicle | 21.97 | 13EWX | TSW Sub Const
6456 | EWP 13&14 M External | Vehicle | 21.97 | 13EWX | TSW Substation Mtce
6459 | EWP 13&14 M External | Vehicle | 21.97 | 13EWX | Transmiss Construct
6462 | EWP 13&14 M External | Vehicle | 21.97 | 13EWX | TSW Lower Eyre Pen
6463 | EWP 13&14 M External | Vehicle | 21.97 | 13EWX | TSW Upper Eyre Penin
6464 | EWP 13&14 M External | Vehicle | 21.97 | 13EWX | Apprentices-EyrePen
6470 | EWP 13&14 M External | Vehicle | 21.97 | 13EWX | Admin-CON
6472 | EWP 13&14 M External | Vehicle | 21.97 | 13EWX | TSW Power Lin-Pt Aug
6473 | EWP 13&14 M External | Vehicle | 21.97 | 13EWX | Apprentices-PtAugust
6480 | EWP 13&14 M External | Vehicle | 21.97 | 13EWX | Admin-Clare
6482 | EWP 13&14 M External | Vehicle | 21.97 | 13EWX | TSW Clare/Nur
6483 | EWP 13&14 M External | Vehicle | 21.97 | 13EWX | TSW Yorke Peninsula
6484 | EWP 13&14 M External | Vehicle | 21.97 | 13EWX | Apprentices-Clare
6486 | EWP 13&14 M External | Vehicle | 21.97 | 13EWX | Apprentices-YorkePen
6490 | EWP 13&14 M External | Vehicle | 21.97 | 13EWX | Admin-Barmera
6492 | EWP 13&14 M External | Vehicle | 21.97 | 13EWX | TSW Power Line-Barm
6500 | EWP 13&14 M External | Vehicle | 21.97 | 13EWX | Admin-Mt Gambier
6502 | EWP 13&14 M External | Vehicle | 21.97 | 13EWX | TSW Lower South East
6503 | EWP 13&14 M External | Vehicle | 21.97 | 13EWX | TSW Upper South East
6504 | EWP 13&14 M External | Vehicle | 21.97 | 13EWX | Apprentices-LowerSE
6505 | EWP 13&14 M External | Vehicle | 21.97 | 13EWX | Apprentices-UpperSE
6506 | EWP 13&14 M External | Vehicle | 21.97 | 13EWX | TSW Interstate
6507 | EWP 13&14 M External | Vehicle | 21.97 | 13EWX | Apprentices - MB & G
6508 | EWP 13&14 M External | Vehicle | 21.97 | 13EWX | Apprentices - Barmer
6509 | EWP 13&14 M External | Vehicle | 21.97 | 13EWX | Apprentice Marleston
6510 | EWP 13&14 M External | Vehicle | 21.97 | 13EWX | Grp Admin Metro Sth
6511 | EWP 13&14 M External | Vehicle | 21.97 | 13EWX | TSW - Marleston
6512 | EWP 13&14 M External | Vehicle | 21.97 | 13EWX | TSW Morphett Vale
6513 | EWP 13&14 M External | Vehicle | 21.97 | 13EWX | TSW Holden Hill
6517 | EWP 13&14 M External | Vehicle | 21.97 | 13EWX | Asset Locators
6518 | EWP 13&14 M External | Vehicle | 21.97 | 13EWX | Apprentices MorphV
6519 | EWP 13&14 M External | Vehicle | 21.97 | 13EWX | High Load FS
6520 | EWP 13&14 M External | Vehicle | 21.97 | 13EWX | Mgr Switch Safe
6521 | EWP 13&14 M External | Vehicle | 21.97 | 13EWX | TSW - CRO South
6522 | EWP 13&14 M External | Vehicle | 21.97 | 13EWX | TSW - CRO North
6620 | EWP 13&14 M External | Vehicle | 21.97 | 13EWX | Country Ops Nth Mgr
6622 | EWP 13&14 M External | Vehicle | 21.97 | 13EWX | Ops Su Port Augusta
6623 | EWP 13&14 M External | Vehicle | 21.97 | 13EWX | Cont Supv -Clare/Nur
6624 | EWP 13&14 M External | Vehicle | 21.97 | 13EWX | Ops Supv -Yorke Pen
6625 | EWP 13&14 M External | Vehicle | 21.97 | 13EWX | Ops Supv Eyre Pen
6630 | EWP 13&14 M External | Vehicle | 21.97 | 13EWX | Country Ops Sth Mgr
6632 | EWP 13&14 M External | Vehicle | 21.97 | 13EWX | Ops Supv KI-VH
6633 | EWP 13&14 M External | Vehicle | 21.97 | 13EWX | Ops Supv Mt Barker
6634 | EWP 13&14 M External | Vehicle | 21.97 | 13EWX | Ops Supv MB/Gum
6635 | EWP 13&14 M External | Vehicle | 21.97 | 13EWX | Ops Supv Barmera
6636 | EWP 13&14 M External | Vehicle | 21.97 | 13EWX | Ops Supv Lower SE
6637 | EWP 13&14 M External | Vehicle | 21.97 | 13EWX | Ops Supv Upper SE
6640 | EWP 13&14 M External | Vehicle | 21.97 | 13EWX | Metro South Mgr
6642 | EWP 13&14 M External | Vehicle | 21.97 | 13EWX | OS Holden Hill
6643 | EWP 13&14 M External | Vehicle | 21.97 | 13EWX | Apprent Holden Hill
6644 | EWP 13&14 M External | Vehicle | 21.97 | 13EWX | Ops Supr Marleston
6645 | EWP 13&14 M External | Vehicle | 21.97 | 13EWX | OS Morphett Vale
6646 | EWP 13&14 M External | Vehicle | 21.97 | 13EWX | Ops Supv - SubMtcAnc
6648 | EWP 13&14 M External | Vehicle | 21.97 | 13EWX | Central Mgr
6649 | EWP 13&14 M External | Vehicle | 21.97 | 13EWX | OS CBD SR
6652 | EWP 13&14 M External | Vehicle | 21.97 | 13EWX | Ops Supv Sub Mtce
6654 | EWP 13&14 M External | Vehicle | 21.97 | 13EWX | Ops Supv Sub Const
6655 | EWP 13&14 M External | Vehicle | 21.97 | 13EWX | Field Officers
6657 | EWP 13&14 M External | Vehicle | 21.97 | 13EWX | OS Transm Construct
6660 | EWP 13&14 M External | Vehicle | 21.97 | 13EWX | Project Management
6662 | EWP 13&14 M External | Vehicle | 21.97 | 13EWX | PM Support
6665 | EWP 13&14 M External | Vehicle | 21.97 | 13EWX | Mgr Proj & Construct
6680 | EWP 13&14 M External | Vehicle | 21.97 | 13EWX | Property Management
6681 | EWP 13&14 M External | Vehicle | 21.97 | 13EWX | Grounds Team
6685 | EWP 13&14 M External | Vehicle | 21.97 | 13EWX | High Voltage Testing
6686 | EWP 13&14 M External | Vehicle | 21.97 | 13EWX | Switching Group
6690 | EWP 13&14 M External | Vehicle | 21.97 | 13EWX | Sub Maint Manager
6750 | EWP 13&14 M External | Vehicle | 21.97 | 13EWX | Telecomm & Tech Svcs
6820 | EWP 13&14 M External | Vehicle | 21.97 | 13EWX | Vegetation Ser Mgr
6825 | EWP 13&14 M External | Vehicle | 21.97 | 13EWX | Line Clearance Offic
6830 | EWP 13&14 M External | Vehicle | 21.97 | 13EWX | Telco Mgt
6831 | EWP 13&14 M External | Vehicle | 21.97 | 13EWX | Tel Field
6832 | EWP 13&14 M External | Vehicle | 21.97 | 13EWX | Tel Proj Mgt
6833 | EWP 13&14 M External | Vehicle | 21.97 | 13EWX | Telco Technical
6834 | EWP 13&14 M External | Vehicle | 21.97 | 13EWX | Tel CS Field
6901 | EWP 13&14 M External | Vehicle | 21.97 | 13EWX | Mgr Ops Planning
6903 | EWP 13&14 M External | Vehicle | 21.97 | 13EWX | Mgr Ops Del-Regional
6998 | EWP 13&14 M External | Vehicle | 21.97 | 13EWX | Vehicle Cost Clearin
6999 | EWP 13&14 M External | Vehicle | 21.97 | 13EWX | Labour Overhead Clrg
9001 | EWP 13&14 M External | Vehicle | 21.97 | 13EWX | Field Servs. Allocn
600 | EWP 20 to 23 M | Vehicle | 38.77 | 20EW | Supply Chain Mngment
601 | EWP 20 to 23 M | Vehicle | 38.77 | 20EW | Logistics Redeployee
605 | EWP 20 to 23 M | Vehicle | 38.77 | 20EW | Materials Supply Mgt
611 | EWP 20 to 23 M | Vehicle | 38.77 | 20EW | Fleet Workshop
630 | EWP 20 to 23 M | Vehicle | 38.77 | 20EW | Inventory Planning
640 | EWP 20 to 23 M | Vehicle | 38.77 | 20EW | Pole Construction
641 | EWP 20 to 23 M | Vehicle | 38.77 | 20EW | Mechanised Poles
660 | EWP 20 to 23 M | Vehicle | 38.77 | 20EW | Warehouse&Distributi
664 | EWP 20 to 23 M | Vehicle | 38.77 | 20EW | RegionalLogFldOps
665 | EWP 20 to 23 M | Vehicle | 38.77 | 20EW | MetroLogFldOps
6010 | EWP 20 to 23 M | Vehicle | 38.77 | 20EW | Metro North Mgr
6011 | EWP 20 to 23 M | Vehicle | 38.77 | 20EW | Works Planners
6012 | EWP 20 to 23 M | Vehicle | 38.77 | 20EW | OS Elizabeth
6013 | EWP 20 to 23 M | Vehicle | 38.77 | 20EW | OS Eliz ProjDONOTUSE
6014 | EWP 20 to 23 M | Vehicle | 38.77 | 20EW | Ops Supv CBD Proj
6015 | EWP 20 to 23 M | Vehicle | 38.77 | 20EW | OS St Marys
6016 | EWP 20 to 23 M | Vehicle | 38.77 | 20EW | OS Cust Con North
6017 | EWP 20 to 23 M | Vehicle | 38.77 | 20EW | OS Cust Con South
6020 | EWP 20 to 23 M | Vehicle | 38.77 | 20EW | PTS - BSC Reporting
6021 | EWP 20 to 23 M | Vehicle | 38.77 | 20EW | Schedulers
6022 | EWP 20 to 23 M | Vehicle | 38.77 | 20EW | Business Improvement
6023 | EWP 20 to 23 M | Vehicle | 38.77 | 20EW | Substation Estimator
6028 | EWP 20 to 23 M | Vehicle | 38.77 | 20EW | Apprentice CC Sth
6029 | EWP 20 to 23 M | Vehicle | 38.77 | 20EW | Apprentice CC Nth
6032 | EWP 20 to 23 M | Vehicle | 38.77 | 20EW | Powerline Design
6100 | EWP 20 to 23 M | Vehicle | 38.77 | 20EW | FS Business Perf
6101 | EWP 20 to 23 M | Vehicle | 38.77 | 20EW | OS Wingfield
6102 | EWP 20 to 23 M | Vehicle | 38.77 | 20EW | TSW Wingfield
6103 | EWP 20 to 23 M | Vehicle | 38.77 | 20EW | Apprentice Wingfield
6110 | EWP 20 to 23 M | Vehicle | 38.77 | 20EW | W/S - Select Labour
6112 | EWP 20 to 23 M | Vehicle | 38.77 | 20EW | Workshops Management
6220 | EWP 20 to 23 M | Vehicle | 38.77 | 20EW | Workshop Support
6221 | EWP 20 to 23 M | Vehicle | 38.77 | 20EW | Distribution T/frmrs
6222 | EWP 20 to 23 M | Vehicle | 38.77 | 20EW | Pad T/fmrs & Swtchge
6223 | EWP 20 to 23 M | Vehicle | 38.77 | 20EW | Sub Transformers
6224 | EWP 20 to 23 M | Vehicle | 38.77 | 20EW | Manufact & Fabricat
6225 | EWP 20 to 23 M | Vehicle | 38.77 | 20EW | Recl & HV Fuses
6226 | EWP 20 to 23 M | Vehicle | 38.77 | 20EW | Mtce & Oil Reclamat
6229 | EWP 20 to 23 M | Vehicle | 38.77 | 20EW | Cnsmbl-Manu'Trnsfrmr
6230 | EWP 20 to 23 M | Vehicle | 38.77 | 20EW | Secondary Design
6231 | EWP 20 to 23 M | Vehicle | 38.77 | 20EW | Engineering
6232 | EWP 20 to 23 M | Vehicle | 38.77 | 20EW | Primary Design
6234 | EWP 20 to 23 M | Vehicle | 38.77 | 20EW | Powerline Tech Serv
6235 | EWP 20 to 23 M | Vehicle | 38.77 | 20EW | Quality Of Supply
6236 | EWP 20 to 23 M | Vehicle | 38.77 | 20EW | Protection
6238 | EWP 20 to 23 M | Vehicle | 38.77 | 20EW | Engineering Delivery
6240 | EWP 20 to 23 M | Vehicle | 38.77 | 20EW | General - Batteries
6241 | EWP 20 to 23 M | Vehicle | 38.77 | 20EW | Field SCADA
6242 | EWP 20 to 23 M | Vehicle | 38.77 | 20EW | SCADA Technical
6243 | EWP 20 to 23 M | Vehicle | 38.77 | 20EW | Engineering Officers
6244 | EWP 20 to 23 M | Vehicle | 38.77 | 20EW | Recloser Workshop
6306 | EWP 20 to 23 M | Vehicle | 38.77 | 20EW | Design Services Mgnt
6307 | EWP 20 to 23 M | Vehicle | 38.77 | 20EW | Do Not Use
6308 | EWP 20 to 23 M | Vehicle | 38.77 | 20EW | Do Not Use
6320 | EWP 20 to 23 M | Vehicle | 38.77 | 20EW | Work Practices
6342 | EWP 20 to 23 M | Vehicle | 38.77 | 20EW | CSO - Vic Harb/KI
6343 | EWP 20 to 23 M | Vehicle | 38.77 | 20EW | CSO-Kadina
6344 | EWP 20 to 23 M | Vehicle | 38.77 | 20EW | CSO-Pt Augusta
6345 | EWP 20 to 23 M | Vehicle | 38.77 | 20EW | CSO-Mt Barker
6346 | EWP 20 to 23 M | Vehicle | 38.77 | 20EW | CSO-Naracoorte
6347 | EWP 20 to 23 M | Vehicle | 38.77 | 20EW | CSO-Nuriootpa
6400 | EWP 20 to 23 M | Vehicle | 38.77 | 20EW | FS Ops Support
6401 | EWP 20 to 23 M | Vehicle | 38.77 | 20EW | Powerline Estimating
6402 | EWP 20 to 23 M | Vehicle | 38.77 | 20EW | Field Services GM
6404 | EWP 20 to 23 M | Vehicle | 38.77 | 20EW | Dispatch Officers
6405 | EWP 20 to 23 M | Vehicle | 38.77 | 20EW | Contract Services
6406 | EWP 20 to 23 M | Vehicle | 38.77 | 20EW | DO NOT USE
6407 | EWP 20 to 23 M | Vehicle | 38.77 | 20EW | WCSR Manager
6410 | EWP 20 to 23 M | Vehicle | 38.77 | 20EW | Admin Metro North
6411 | EWP 20 to 23 M | Vehicle | 38.77 | 20EW | TSW Eliz ProjDONOTUS
6412 | EWP 20 to 23 M | Vehicle | 38.77 | 20EW | TSW Elizabeth
6413 | EWP 20 to 23 M | Vehicle | 38.77 | 20EW | Apprentices-ElizProj
6414 | EWP 20 to 23 M | Vehicle | 38.77 | 20EW | TSW Cust Conn North
6415 | EWP 20 to 23 M | Vehicle | 38.77 | 20EW | TSW Sub Mt Ancillary
6416 | EWP 20 to 23 M | Vehicle | 38.77 | 20EW | Apprentice-SubMtcAnc
6417 | EWP 20 to 23 M | Vehicle | 38.77 | 20EW | TSW CBD Projects
6418 | EWP 20 to 23 M | Vehicle | 38.77 | 20EW | Apprentices CBD Proj
6419 | EWP 20 to 23 M | Vehicle | 38.77 | 20EW | Apprentices Eliz
6420 | EWP 20 to 23 M | Vehicle | 38.77 | 20EW | Admin-Country South
6421 | EWP 20 to 23 M | Vehicle | 38.77 | 20EW | TSW Mt Barker
6422 | EWP 20 to 23 M | Vehicle | 38.77 | 20EW | TSW Murray Bridge
6423 | EWP 20 to 23 M | Vehicle | 38.77 | 20EW | TSW -Gumeracha
6425 | EWP 20 to 23 M | Vehicle | 38.77 | 20EW | Not In Use 2003
6426 | EWP 20 to 23 M | Vehicle | 38.77 | 20EW | Apprentices Mt Barke
6427 | EWP 20 to 23 M | Vehicle | 38.77 | 20EW | Not In Use 2003
6430 | EWP 20 to 23 M | Vehicle | 38.77 | 20EW | DO NOT USE
6432 | EWP 20 to 23 M | Vehicle | 38.77 | 20EW | TSW St Marys
6434 | EWP 20 to 23 M | Vehicle | 38.77 | 20EW | TSW Cust Conn South
6437 | EWP 20 to 23 M | Vehicle | 38.77 | 20EW | Apprentices-St Marys
6438 | EWP 20 to 23 M | Vehicle | 38.77 | 20EW | TSW CBD SR
6439 | EWP 20 to 23 M | Vehicle | 38.77 | 20EW | Apprentices CBD SR
6442 | EWP 20 to 23 M | Vehicle | 38.77 | 20EW | TSW P/Line-Victor Ha
6443 | EWP 20 to 23 M | Vehicle | 38.77 | 20EW | TSW-Kangaroo Island
6444 | EWP 20 to 23 M | Vehicle | 38.77 | 20EW | Apprentices-KI-VicHa
6450 | EWP 20 to 23 M | Vehicle | 38.77 | 20EW | Group Admin Sub
6452 | EWP 20 to 23 M | Vehicle | 38.77 | 20EW | TSW Sub Const
6456 | EWP 20 to 23 M | Vehicle | 38.77 | 20EW | TSW Substation Mtce
6458 | EWP 20 to 23 M | Vehicle | 38.77 | 20EW | TSW Apprentices Sub
6459 | EWP 20 to 23 M | Vehicle | 38.77 | 20EW | Transmiss Construct
6460 | EWP 20 to 23 M | Vehicle | 38.77 | 20EW | Delivery of Work
6461 | EWP 20 to 23 M | Vehicle | 38.77 | 20EW | Programming of Work
6462 | EWP 20 to 23 M | Vehicle | 38.77 | 20EW | TSW Lower Eyre Pen
6463 | EWP 20 to 23 M | Vehicle | 38.77 | 20EW | TSW Upper Eyre Penin
6464 | EWP 20 to 23 M | Vehicle | 38.77 | 20EW | Apprentices-EyrePen
6470 | EWP 20 to 23 M | Vehicle | 38.77 | 20EW | Admin-CON
6472 | EWP 20 to 23 M | Vehicle | 38.77 | 20EW | TSW Power Lin-Pt Aug
6473 | EWP 20 to 23 M | Vehicle | 38.77 | 20EW | Apprentices-PtAugust
6480 | EWP 20 to 23 M | Vehicle | 38.77 | 20EW | Admin-Clare
6482 | EWP 20 to 23 M | Vehicle | 38.77 | 20EW | TSW Clare/Nur
6483 | EWP 20 to 23 M | Vehicle | 38.77 | 20EW | TSW Yorke Peninsula
6484 | EWP 20 to 23 M | Vehicle | 38.77 | 20EW | Apprentices-Clare
6486 | EWP 20 to 23 M | Vehicle | 38.77 | 20EW | Apprentices-YorkePen
6490 | EWP 20 to 23 M | Vehicle | 38.77 | 20EW | Admin-Barmera
6492 | EWP 20 to 23 M | Vehicle | 38.77 | 20EW | TSW Power Line-Barm
6500 | EWP 20 to 23 M | Vehicle | 38.77 | 20EW | Admin-Mt Gambier
6502 | EWP 20 to 23 M | Vehicle | 38.77 | 20EW | TSW Lower South East
6503 | EWP 20 to 23 M | Vehicle | 38.77 | 20EW | TSW Upper South East
6504 | EWP 20 to 23 M | Vehicle | 38.77 | 20EW | Apprentices-LowerSE
6505 | EWP 20 to 23 M | Vehicle | 38.77 | 20EW | Apprentices-UpperSE
6506 | EWP 20 to 23 M | Vehicle | 38.77 | 20EW | TSW Interstate
6507 | EWP 20 to 23 M | Vehicle | 38.77 | 20EW | Apprentices - MB & G
6508 | EWP 20 to 23 M | Vehicle | 38.77 | 20EW | Apprentices - Barmer
6509 | EWP 20 to 23 M | Vehicle | 38.77 | 20EW | Apprentice Marleston
6510 | EWP 20 to 23 M | Vehicle | 38.77 | 20EW | Grp Admin Metro Sth
6511 | EWP 20 to 23 M | Vehicle | 38.77 | 20EW | TSW - Marleston
6512 | EWP 20 to 23 M | Vehicle | 38.77 | 20EW | TSW Morphett Vale
6513 | EWP 20 to 23 M | Vehicle | 38.77 | 20EW | TSW Holden Hill
6517 | EWP 20 to 23 M | Vehicle | 38.77 | 20EW | Asset Locators
6518 | EWP 20 to 23 M | Vehicle | 38.77 | 20EW | Apprentices MorphV
6519 | EWP 20 to 23 M | Vehicle | 38.77 | 20EW | High Load FS
6520 | EWP 20 to 23 M | Vehicle | 38.77 | 20EW | Mgr Switch Safe
6521 | EWP 20 to 23 M | Vehicle | 38.77 | 20EW | TSW - CRO South
6522 | EWP 20 to 23 M | Vehicle | 38.77 | 20EW | TSW - CRO North
6620 | EWP 20 to 23 M | Vehicle | 38.77 | 20EW | Country Ops Nth Mgr
6622 | EWP 20 to 23 M | Vehicle | 38.77 | 20EW | Ops Su Port Augusta
6623 | EWP 20 to 23 M | Vehicle | 38.77 | 20EW | Cont Supv -Clare/Nur
6624 | EWP 20 to 23 M | Vehicle | 38.77 | 20EW | Ops Supv -Yorke Pen
6625 | EWP 20 to 23 M | Vehicle | 38.77 | 20EW | Ops Supv Eyre Pen
6630 | EWP 20 to 23 M | Vehicle | 38.77 | 20EW | Country Ops Sth Mgr
6632 | EWP 20 to 23 M | Vehicle | 38.77 | 20EW | Ops Supv KI-VH
6633 | EWP 20 to 23 M | Vehicle | 38.77 | 20EW | Ops Supv Mt Barker
6634 | EWP 20 to 23 M | Vehicle | 38.77 | 20EW | Ops Supv MB/Gum
6635 | EWP 20 to 23 M | Vehicle | 38.77 | 20EW | Ops Supv Barmera
6636 | EWP 20 to 23 M | Vehicle | 38.77 | 20EW | Ops Supv Lower SE
6637 | EWP 20 to 23 M | Vehicle | 38.77 | 20EW | Ops Supv Upper SE
6640 | EWP 20 to 23 M | Vehicle | 38.77 | 20EW | Metro South Mgr
6642 | EWP 20 to 23 M | Vehicle | 38.77 | 20EW | OS Holden Hill
6643 | EWP 20 to 23 M | Vehicle | 38.77 | 20EW | Apprent Holden Hill
6644 | EWP 20 to 23 M | Vehicle | 38.77 | 20EW | Ops Supr Marleston
6645 | EWP 20 to 23 M | Vehicle | 38.77 | 20EW | OS Morphett Vale
6646 | EWP 20 to 23 M | Vehicle | 38.77 | 20EW | Ops Supv - SubMtcAnc
6648 | EWP 20 to 23 M | Vehicle | 38.77 | 20EW | Central Mgr
6649 | EWP 20 to 23 M | Vehicle | 38.77 | 20EW | OS CBD SR
6652 | EWP 20 to 23 M | Vehicle | 38.77 | 20EW | Ops Supv Sub Mtce
6654 | EWP 20 to 23 M | Vehicle | 38.77 | 20EW | Ops Supv Sub Const
6655 | EWP 20 to 23 M | Vehicle | 38.77 | 20EW | Field Officers
6657 | EWP 20 to 23 M | Vehicle | 38.77 | 20EW | OS Transm Construct
6660 | EWP 20 to 23 M | Vehicle | 38.77 | 20EW | Project Management
6662 | EWP 20 to 23 M | Vehicle | 38.77 | 20EW | PM Support
6665 | EWP 20 to 23 M | Vehicle | 38.77 | 20EW | Mgr Proj & Construct
6680 | EWP 20 to 23 M | Vehicle | 38.77 | 20EW | Property Management
6681 | EWP 20 to 23 M | Vehicle | 38.77 | 20EW | Grounds Team
6685 | EWP 20 to 23 M | Vehicle | 38.77 | 20EW | High Voltage Testing
6686 | EWP 20 to 23 M | Vehicle | 38.77 | 20EW | Switching Group
6690 | EWP 20 to 23 M | Vehicle | 38.77 | 20EW | Sub Maint Manager
6750 | EWP 20 to 23 M | Vehicle | 38.77 | 20EW | Telecomm & Tech Svcs
6820 | EWP 20 to 23 M | Vehicle | 38.77 | 20EW | Vegetation Ser Mgr
6825 | EWP 20 to 23 M | Vehicle | 38.77 | 20EW | Line Clearance Offic
6830 | EWP 20 to 23 M | Vehicle | 38.77 | 20EW | Telco Mgt
6831 | EWP 20 to 23 M | Vehicle | 38.77 | 20EW | Tel Field
6832 | EWP 20 to 23 M | Vehicle | 38.77 | 20EW | Tel Proj Mgt
6833 | EWP 20 to 23 M | Vehicle | 38.77 | 20EW | Telco Technical
6834 | EWP 20 to 23 M | Vehicle | 38.77 | 20EW | Tel CS Field
6901 | EWP 20 to 23 M | Vehicle | 38.77 | 20EW | Mgr Ops Planning
6902 | EWP 20 to 23 M | Vehicle | 38.77 | 20EW | Mgr Ops Del-Metro
6903 | EWP 20 to 23 M | Vehicle | 38.77 | 20EW | Mgr Ops Del-Regional
6998 | EWP 20 to 23 M | Vehicle | 38.77 | 20EW | Vehicle Cost Clearin
6999 | EWP 20 to 23 M | Vehicle | 38.77 | 20EW | Labour Overhead Clrg
9001 | EWP 20 to 23 M | Vehicle | 38.77 | 20EW | Field Servs. Allocn
600 | EWP 20to23M External | Vehicle | 38.77 | 20EWX | Supply Chain Mngment
601 | EWP 20to23M External | Vehicle | 38.77 | 20EWX | Logistics Redeployee
605 | EWP 20to23M External | Vehicle | 38.77 | 20EWX | Materials Supply Mgt
611 | EWP 20to23M External | Vehicle | 38.77 | 20EWX | Fleet Workshop
630 | EWP 20to23M External | Vehicle | 38.77 | 20EWX | Inventory Planning
640 | EWP 20to23M External | Vehicle | 38.77 | 20EWX | Pole Construction
641 | EWP 20to23M External | Vehicle | 38.77 | 20EWX | Mechanised Poles
660 | EWP 20to23M External | Vehicle | 38.77 | 20EWX | Warehouse&Distributi
664 | EWP 20to23M External | Vehicle | 38.77 | 20EWX | RegionalLogFldOps
665 | EWP 20to23M External | Vehicle | 38.77 | 20EWX | MetroLogFldOps
6010 | EWP 20to23M External | Vehicle | 38.77 | 20EWX | Metro North Mgr
6011 | EWP 20to23M External | Vehicle | 38.77 | 20EWX | Works Planners
6012 | EWP 20to23M External | Vehicle | 38.77 | 20EWX | OS Elizabeth
6013 | EWP 20to23M External | Vehicle | 38.77 | 20EWX | OS Eliz ProjDONOTUSE
6014 | EWP 20to23M External | Vehicle | 38.77 | 20EWX | Ops Supv CBD Proj
6015 | EWP 20to23M External | Vehicle | 38.77 | 20EWX | OS St Marys
6016 | EWP 20to23M External | Vehicle | 38.77 | 20EWX | OS Cust Con North
6017 | EWP 20to23M External | Vehicle | 38.77 | 20EWX | OS Cust Con South
6020 | EWP 20to23M External | Vehicle | 38.77 | 20EWX | PTS - BSC Reporting
6021 | EWP 20to23M External | Vehicle | 38.77 | 20EWX | Schedulers
6022 | EWP 20to23M External | Vehicle | 38.77 | 20EWX | Business Improvement
6023 | EWP 20to23M External | Vehicle | 38.77 | 20EWX | Substation Estimator
6100 | EWP 20to23M External | Vehicle | 38.77 | 20EWX | FS Business Perf
6101 | EWP 20to23M External | Vehicle | 38.77 | 20EWX | OS Wingfield
6102 | EWP 20to23M External | Vehicle | 38.77 | 20EWX | TSW Wingfield
6103 | EWP 20to23M External | Vehicle | 38.77 | 20EWX | Apprentice Wingfield
6110 | EWP 20to23M External | Vehicle | 38.77 | 20EWX | W/S - Select Labour
6220 | EWP 20to23M External | Vehicle | 38.77 | 20EWX | Workshop Support
6221 | EWP 20to23M External | Vehicle | 38.77 | 20EWX | Distribution T/frmrs
6222 | EWP 20to23M External | Vehicle | 38.77 | 20EWX | Pad T/fmrs & Swtchge
6223 | EWP 20to23M External | Vehicle | 38.77 | 20EWX | Sub Transformers
6224 | EWP 20to23M External | Vehicle | 38.77 | 20EWX | Manufact & Fabricat
6225 | EWP 20to23M External | Vehicle | 38.77 | 20EWX | Recl & HV Fuses
6226 | EWP 20to23M External | Vehicle | 38.77 | 20EWX | Mtce & Oil Reclamat
6229 | EWP 20to23M External | Vehicle | 38.77 | 20EWX | Cnsmbl-Manu'Trnsfrmr
6230 | EWP 20to23M External | Vehicle | 38.77 | 20EWX | Secondary Design
6231 | EWP 20to23M External | Vehicle | 38.77 | 20EWX | Engineering
6232 | EWP 20to23M External | Vehicle | 38.77 | 20EWX | Primary Design
6234 | EWP 20to23M External | Vehicle | 38.77 | 20EWX | Powerline Tech Serv
6235 | EWP 20to23M External | Vehicle | 38.77 | 20EWX | Quality Of Supply
6236 | EWP 20to23M External | Vehicle | 38.77 | 20EWX | Protection
6238 | EWP 20to23M External | Vehicle | 38.77 | 20EWX | Engineering Delivery
6240 | EWP 20to23M External | Vehicle | 38.77 | 20EWX | General - Batteries
6241 | EWP 20to23M External | Vehicle | 38.77 | 20EWX | Field SCADA
6242 | EWP 20to23M External | Vehicle | 38.77 | 20EWX | SCADA Technical
6243 | EWP 20to23M External | Vehicle | 38.77 | 20EWX | Engineering Officers
6244 | EWP 20to23M External | Vehicle | 38.77 | 20EWX | Recloser Workshop
6306 | EWP 20to23M External | Vehicle | 38.77 | 20EWX | Design Services Mgnt
6307 | EWP 20to23M External | Vehicle | 38.77 | 20EWX | Do Not Use
6308 | EWP 20to23M External | Vehicle | 38.77 | 20EWX | Do Not Use
6320 | EWP 20to23M External | Vehicle | 38.77 | 20EWX | Work Practices
6342 | EWP 20to23M External | Vehicle | 38.77 | 20EWX | CSO - Vic Harb/KI
6343 | EWP 20to23M External | Vehicle | 38.77 | 20EWX | CSO-Kadina
6344 | EWP 20to23M External | Vehicle | 38.77 | 20EWX | CSO-Pt Augusta
6345 | EWP 20to23M External | Vehicle | 38.77 | 20EWX | CSO-Mt Barker
6346 | EWP 20to23M External | Vehicle | 38.77 | 20EWX | CSO-Naracoorte
6347 | EWP 20to23M External | Vehicle | 38.77 | 20EWX | CSO-Nuriootpa
6400 | EWP 20to23M External | Vehicle | 38.77 | 20EWX | FS Ops Support
6401 | EWP 20to23M External | Vehicle | 38.77 | 20EWX | Powerline Estimating
6402 | EWP 20to23M External | Vehicle | 38.77 | 20EWX | Field Services GM
6404 | EWP 20to23M External | Vehicle | 38.77 | 20EWX | Dispatch Officers
6405 | EWP 20to23M External | Vehicle | 38.77 | 20EWX | Contract Services
6406 | EWP 20to23M External | Vehicle | 38.77 | 20EWX | DO NOT USE
6407 | EWP 20to23M External | Vehicle | 38.77 | 20EWX | WCSR Manager
6410 | EWP 20to23M External | Vehicle | 38.77 | 20EWX | Admin Metro North
6411 | EWP 20to23M External | Vehicle | 38.77 | 20EWX | TSW Eliz ProjDONOTUS
6412 | EWP 20to23M External | Vehicle | 38.77 | 20EWX | TSW Elizabeth
6413 | EWP 20to23M External | Vehicle | 38.77 | 20EWX | Apprentices-ElizProj
6414 | EWP 20to23M External | Vehicle | 38.77 | 20EWX | TSW Cust Conn North
6415 | EWP 20to23M External | Vehicle | 38.77 | 20EWX | TSW Sub Mt Ancillary
6416 | EWP 20to23M External | Vehicle | 38.77 | 20EWX | Apprentice-SubMtcAnc
6417 | EWP 20to23M External | Vehicle | 38.77 | 20EWX | TSW CBD Projects
6418 | EWP 20to23M External | Vehicle | 38.77 | 20EWX | Apprentices CBD Proj
6419 | EWP 20to23M External | Vehicle | 38.77 | 20EWX | Apprentices Eliz
6420 | EWP 20to23M External | Vehicle | 38.77 | 20EWX | Admin-Country South
6421 | EWP 20to23M External | Vehicle | 38.77 | 20EWX | TSW Mt Barker
6422 | EWP 20to23M External | Vehicle | 38.77 | 20EWX | TSW Murray Bridge
6423 | EWP 20to23M External | Vehicle | 38.77 | 20EWX | TSW -Gumeracha
6425 | EWP 20to23M External | Vehicle | 38.77 | 20EWX | Not In Use 2003
6426 | EWP 20to23M External | Vehicle | 38.77 | 20EWX | Apprentices Mt Barke
6427 | EWP 20to23M External | Vehicle | 38.77 | 20EWX | Not In Use 2003
6430 | EWP 20to23M External | Vehicle | 38.77 | 20EWX | DO NOT USE
6432 | EWP 20to23M External | Vehicle | 38.77 | 20EWX | TSW St Marys
6434 | EWP 20to23M External | Vehicle | 38.77 | 20EWX | TSW Cust Conn South
6437 | EWP 20to23M External | Vehicle | 38.77 | 20EWX | Apprentices-St Marys
6438 | EWP 20to23M External | Vehicle | 38.77 | 20EWX | TSW CBD SR
6439 | EWP 20to23M External | Vehicle | 38.77 | 20EWX | Apprentices CBD SR
6442 | EWP 20to23M External | Vehicle | 38.77 | 20EWX | TSW P/Line-Victor Ha
6443 | EWP 20to23M External | Vehicle | 38.77 | 20EWX | TSW-Kangaroo Island
6444 | EWP 20to23M External | Vehicle | 38.77 | 20EWX | Apprentices-KI-VicHa
6450 | EWP 20to23M External | Vehicle | 38.77 | 20EWX | Group Admin Sub
6452 | EWP 20to23M External | Vehicle | 38.77 | 20EWX | TSW Sub Const
6456 | EWP 20to23M External | Vehicle | 38.77 | 20EWX | TSW Substation Mtce
6459 | EWP 20to23M External | Vehicle | 38.77 | 20EWX | Transmiss Construct
6462 | EWP 20to23M External | Vehicle | 38.77 | 20EWX | TSW Lower Eyre Pen
6463 | EWP 20to23M External | Vehicle | 38.77 | 20EWX | TSW Upper Eyre Penin
6464 | EWP 20to23M External | Vehicle | 38.77 | 20EWX | Apprentices-EyrePen
6470 | EWP 20to23M External | Vehicle | 38.77 | 20EWX | Admin-CON
6472 | EWP 20to23M External | Vehicle | 38.77 | 20EWX | TSW Power Lin-Pt Aug
6473 | EWP 20to23M External | Vehicle | 38.77 | 20EWX | Apprentices-PtAugust
6480 | EWP 20to23M External | Vehicle | 38.77 | 20EWX | Admin-Clare
6482 | EWP 20to23M External | Vehicle | 38.77 | 20EWX | TSW Clare/Nur
6483 | EWP 20to23M External | Vehicle | 38.77 | 20EWX | TSW Yorke Peninsula
6484 | EWP 20to23M External | Vehicle | 38.77 | 20EWX | Apprentices-Clare
6486 | EWP 20to23M External | Vehicle | 38.77 | 20EWX | Apprentices-YorkePen
6490 | EWP 20to23M External | Vehicle | 38.77 | 20EWX | Admin-Barmera
6492 | EWP 20to23M External | Vehicle | 38.77 | 20EWX | TSW Power Line-Barm
6500 | EWP 20to23M External | Vehicle | 38.77 | 20EWX | Admin-Mt Gambier
6502 | EWP 20to23M External | Vehicle | 38.77 | 20EWX | TSW Lower South East
6503 | EWP 20to23M External | Vehicle | 38.77 | 20EWX | TSW Upper South East
6504 | EWP 20to23M External | Vehicle | 38.77 | 20EWX | Apprentices-LowerSE
6505 | EWP 20to23M External | Vehicle | 38.77 | 20EWX | Apprentices-UpperSE
6506 | EWP 20to23M External | Vehicle | 38.77 | 20EWX | TSW Interstate
6507 | EWP 20to23M External | Vehicle | 38.77 | 20EWX | Apprentices - MB & G
6508 | EWP 20to23M External | Vehicle | 38.77 | 20EWX | Apprentices - Barmer
6509 | EWP 20to23M External | Vehicle | 38.77 | 20EWX | Apprentice Marleston
6510 | EWP 20to23M External | Vehicle | 38.77 | 20EWX | Grp Admin Metro Sth
6511 | EWP 20to23M External | Vehicle | 38.77 | 20EWX | TSW - Marleston
6512 | EWP 20to23M External | Vehicle | 38.77 | 20EWX | TSW Morphett Vale
6513 | EWP 20to23M External | Vehicle | 38.77 | 20EWX | TSW Holden Hill
6517 | EWP 20to23M External | Vehicle | 38.77 | 20EWX | Asset Locators
6518 | EWP 20to23M External | Vehicle | 38.77 | 20EWX | Apprentices MorphV
6519 | EWP 20to23M External | Vehicle | 38.77 | 20EWX | High Load FS
6520 | EWP 20to23M External | Vehicle | 38.77 | 20EWX | Mgr Switch Safe
6521 | EWP 20to23M External | Vehicle | 38.77 | 20EWX | TSW - CRO South
6522 | EWP 20to23M External | Vehicle | 38.77 | 20EWX | TSW - CRO North
6620 | EWP 20to23M External | Vehicle | 38.77 | 20EWX | Country Ops Nth Mgr
6622 | EWP 20to23M External | Vehicle | 38.77 | 20EWX | Ops Su Port Augusta
6623 | EWP 20to23M External | Vehicle | 38.77 | 20EWX | Cont Supv -Clare/Nur
6624 | EWP 20to23M External | Vehicle | 38.77 | 20EWX | Ops Supv -Yorke Pen
6625 | EWP 20to23M External | Vehicle | 38.77 | 20EWX | Ops Supv Eyre Pen
6630 | EWP 20to23M External | Vehicle | 38.77 | 20EWX | Country Ops Sth Mgr
6632 | EWP 20to23M External | Vehicle | 38.77 | 20EWX | Ops Supv KI-VH
6633 | EWP 20to23M External | Vehicle | 38.77 | 20EWX | Ops Supv Mt Barker
6634 | EWP 20to23M External | Vehicle | 38.77 | 20EWX | Ops Supv MB/Gum
6635 | EWP 20to23M External | Vehicle | 38.77 | 20EWX | Ops Supv Barmera
6636 | EWP 20to23M External | Vehicle | 38.77 | 20EWX | Ops Supv Lower SE
6637 | EWP 20to23M External | Vehicle | 38.77 | 20EWX | Ops Supv Upper SE
6640 | EWP 20to23M External | Vehicle | 38.77 | 20EWX | Metro South Mgr
6642 | EWP 20to23M External | Vehicle | 38.77 | 20EWX | OS Holden Hill
6643 | EWP 20to23M External | Vehicle | 38.77 | 20EWX | Apprent Holden Hill
6644 | EWP 20to23M External | Vehicle | 38.77 | 20EWX | Ops Supr Marleston
6645 | EWP 20to23M External | Vehicle | 38.77 | 20EWX | OS Morphett Vale
6646 | EWP 20to23M External | Vehicle | 38.77 | 20EWX | Ops Supv - SubMtcAnc
6648 | EWP 20to23M External | Vehicle | 38.77 | 20EWX | Central Mgr
6649 | EWP 20to23M External | Vehicle | 38.77 | 20EWX | OS CBD SR
6652 | EWP 20to23M External | Vehicle | 38.77 | 20EWX | Ops Supv Sub Mtce
6654 | EWP 20to23M External | Vehicle | 38.77 | 20EWX | Ops Supv Sub Const
6655 | EWP 20to23M External | Vehicle | 38.77 | 20EWX | Field Officers
6657 | EWP 20to23M External | Vehicle | 38.77 | 20EWX | OS Transm Construct
6660 | EWP 20to23M External | Vehicle | 38.77 | 20EWX | Project Management
6662 | EWP 20to23M External | Vehicle | 38.77 | 20EWX | PM Support
6665 | EWP 20to23M External | Vehicle | 38.77 | 20EWX | Mgr Proj & Construct
6680 | EWP 20to23M External | Vehicle | 38.77 | 20EWX | Property Management
6681 | EWP 20to23M External | Vehicle | 38.77 | 20EWX | Grounds Team
6685 | EWP 20to23M External | Vehicle | 38.77 | 20EWX | High Voltage Testing
6686 | EWP 20to23M External | Vehicle | 38.77 | 20EWX | Switching Group
6690 | EWP 20to23M External | Vehicle | 38.77 | 20EWX | Sub Maint Manager
6750 | EWP 20to23M External | Vehicle | 38.77 | 20EWX | Telecomm & Tech Svcs
6820 | EWP 20to23M External | Vehicle | 38.77 | 20EWX | Vegetation Ser Mgr
6825 | EWP 20to23M External | Vehicle | 38.77 | 20EWX | Line Clearance Offic
6830 | EWP 20to23M External | Vehicle | 38.77 | 20EWX | Telco Mgt
6831 | EWP 20to23M External | Vehicle | 38.77 | 20EWX | Tel Field
6832 | EWP 20to23M External | Vehicle | 38.77 | 20EWX | Tel Proj Mgt
6833 | EWP 20to23M External | Vehicle | 38.77 | 20EWX | Telco Technical
6834 | EWP 20to23M External | Vehicle | 38.77 | 20EWX | Tel CS Field
6901 | EWP 20to23M External | Vehicle | 38.77 | 20EWX | Mgr Ops Planning
6903 | EWP 20to23M External | Vehicle | 38.77 | 20EWX | Mgr Ops Del-Regional
6998 | EWP 20to23M External | Vehicle | 38.77 | 20EWX | Vehicle Cost Clearin
6999 | EWP 20to23M External | Vehicle | 38.77 | 20EWX | Labour Overhead Clrg
9001 | EWP 20to23M External | Vehicle | 38.77 | 20EWX | Field Servs. Allocn
6010 | Generator Large | Vehicle | 112.04 | GEN_L | Metro North Mgr
6011 | Generator Large | Vehicle | 112.04 | GEN_L | Works Planners
6012 | Generator Large | Vehicle | 112.04 | GEN_L | OS Elizabeth
6013 | Generator Large | Vehicle | 112.04 | GEN_L | OS Eliz ProjDONOTUSE
6014 | Generator Large | Vehicle | 112.04 | GEN_L | Ops Supv CBD Proj
6015 | Generator Large | Vehicle | 112.04 | GEN_L | OS St Marys
6016 | Generator Large | Vehicle | 112.04 | GEN_L | OS Cust Con North
6017 | Generator Large | Vehicle | 112.04 | GEN_L | OS Cust Con South
6020 | Generator Large | Vehicle | 112.04 | GEN_L | PTS - BSC Reporting
6021 | Generator Large | Vehicle | 112.04 | GEN_L | Schedulers
6022 | Generator Large | Vehicle | 112.04 | GEN_L | Business Improvement
6023 | Generator Large | Vehicle | 112.04 | GEN_L | Substation Estimator
6026 | Generator Large | Vehicle | 112.04 | GEN_L | Customer Supply Off
6027 | Generator Large | Vehicle | 112.04 | GEN_L | Customer Supply Off
6028 | Generator Large | Vehicle | 112.04 | GEN_L | Apprentice CC Sth
6029 | Generator Large | Vehicle | 112.04 | GEN_L | Apprentice CC Nth
6030 | Generator Large | Vehicle | 112.04 | GEN_L | ENG - BSC Reporting
6031 | Generator Large | Vehicle | 112.04 | GEN_L | NOT IN USE
6032 | Generator Large | Vehicle | 112.04 | GEN_L | Powerline Design
6040 | Generator Large | Vehicle | 112.04 | GEN_L | SDES - BSC Reporting
6050 | Generator Large | Vehicle | 112.04 | GEN_L | NOT IN USE
6070 | Generator Large | Vehicle | 112.04 | GEN_L | NOT IN USE
6100 | Generator Large | Vehicle | 112.04 | GEN_L | FS Business Perf
6101 | Generator Large | Vehicle | 112.04 | GEN_L | OS Wingfield
6102 | Generator Large | Vehicle | 112.04 | GEN_L | TSW Wingfield
6103 | Generator Large | Vehicle | 112.04 | GEN_L | Apprentice Wingfield
6110 | Generator Large | Vehicle | 112.04 | GEN_L | W/S - Select Labour
6112 | Generator Large | Vehicle | 112.04 | GEN_L | Workshops Management
6201 | Generator Large | Vehicle | 112.04 | GEN_L | NOT IN USE
6202 | Generator Large | Vehicle | 112.04 | GEN_L | NOT IN USE
6210 | Generator Large | Vehicle | 112.04 | GEN_L | NOT IN USE
6211 | Generator Large | Vehicle | 112.04 | GEN_L | NOT IN USE
6212 | Generator Large | Vehicle | 112.04 | GEN_L | NOT IN USE
6213 | Generator Large | Vehicle | 112.04 | GEN_L | NOT IN USE
6214 | Generator Large | Vehicle | 112.04 | GEN_L | NOT IN USE
6220 | Generator Large | Vehicle | 112.04 | GEN_L | Workshop Support
6221 | Generator Large | Vehicle | 112.04 | GEN_L | Distribution T/frmrs
6222 | Generator Large | Vehicle | 112.04 | GEN_L | Pad T/fmrs & Swtchge
6223 | Generator Large | Vehicle | 112.04 | GEN_L | Sub Transformers
6224 | Generator Large | Vehicle | 112.04 | GEN_L | Manufact & Fabricat
6225 | Generator Large | Vehicle | 112.04 | GEN_L | Recl & HV Fuses
6226 | Generator Large | Vehicle | 112.04 | GEN_L | Mtce & Oil Reclamat
6229 | Generator Large | Vehicle | 112.04 | GEN_L | Cnsmbl-Manu'Trnsfrmr
6230 | Generator Large | Vehicle | 112.04 | GEN_L | Secondary Design
6231 | Generator Large | Vehicle | 112.04 | GEN_L | Engineering
6232 | Generator Large | Vehicle | 112.04 | GEN_L | Primary Design
6234 | Generator Large | Vehicle | 112.04 | GEN_L | Powerline Tech Serv
6235 | Generator Large | Vehicle | 112.04 | GEN_L | Quality Of Supply
6236 | Generator Large | Vehicle | 112.04 | GEN_L | Protection
6238 | Generator Large | Vehicle | 112.04 | GEN_L | Engineering Delivery
6240 | Generator Large | Vehicle | 112.04 | GEN_L | General - Batteries
6241 | Generator Large | Vehicle | 112.04 | GEN_L | Field SCADA
6242 | Generator Large | Vehicle | 112.04 | GEN_L | SCADA Technical
6243 | Generator Large | Vehicle | 112.04 | GEN_L | Engineering Officers
6244 | Generator Large | Vehicle | 112.04 | GEN_L | Recloser Workshop
6306 | Generator Large | Vehicle | 112.04 | GEN_L | Design Services Mgnt
6307 | Generator Large | Vehicle | 112.04 | GEN_L | Do Not Use
6308 | Generator Large | Vehicle | 112.04 | GEN_L | Do Not Use
6320 | Generator Large | Vehicle | 112.04 | GEN_L | Work Practices
6342 | Generator Large | Vehicle | 112.04 | GEN_L | CSO - Vic Harb/KI
6343 | Generator Large | Vehicle | 112.04 | GEN_L | CSO-Kadina
6344 | Generator Large | Vehicle | 112.04 | GEN_L | CSO-Pt Augusta
6345 | Generator Large | Vehicle | 112.04 | GEN_L | CSO-Mt Barker
6346 | Generator Large | Vehicle | 112.04 | GEN_L | CSO-Naracoorte
6347 | Generator Large | Vehicle | 112.04 | GEN_L | CSO-Nuriootpa
6400 | Generator Large | Vehicle | 112.04 | GEN_L | FS Ops Support
6401 | Generator Large | Vehicle | 112.04 | GEN_L | Powerline Estimating
6402 | Generator Large | Vehicle | 112.04 | GEN_L | Field Services GM
6403 | Generator Large | Vehicle | 112.04 | GEN_L | Mgr Bus Perf
6404 | Generator Large | Vehicle | 112.04 | GEN_L | Dispatch Officers
6405 | Generator Large | Vehicle | 112.04 | GEN_L | Contract Services
6406 | Generator Large | Vehicle | 112.04 | GEN_L | DO NOT USE
6407 | Generator Large | Vehicle | 112.04 | GEN_L | WCSR Manager
6410 | Generator Large | Vehicle | 112.04 | GEN_L | Admin Metro North
6411 | Generator Large | Vehicle | 112.04 | GEN_L | TSW Eliz ProjDONOTUS
6412 | Generator Large | Vehicle | 112.04 | GEN_L | TSW Elizabeth
6413 | Generator Large | Vehicle | 112.04 | GEN_L | Apprentices-ElizProj
6414 | Generator Large | Vehicle | 112.04 | GEN_L | TSW Cust Conn North
6415 | Generator Large | Vehicle | 112.04 | GEN_L | TSW Sub Mt Ancillary
6416 | Generator Large | Vehicle | 112.04 | GEN_L | Apprentice-SubMtcAnc
6417 | Generator Large | Vehicle | 112.04 | GEN_L | TSW CBD Projects
6418 | Generator Large | Vehicle | 112.04 | GEN_L | Apprentices CBD Proj
6419 | Generator Large | Vehicle | 112.04 | GEN_L | Apprentices Eliz
6420 | Generator Large | Vehicle | 112.04 | GEN_L | Admin-Country South
6421 | Generator Large | Vehicle | 112.04 | GEN_L | TSW Mt Barker
6422 | Generator Large | Vehicle | 112.04 | GEN_L | TSW Murray Bridge
6423 | Generator Large | Vehicle | 112.04 | GEN_L | TSW -Gumeracha
6425 | Generator Large | Vehicle | 112.04 | GEN_L | Not In Use 2003
6426 | Generator Large | Vehicle | 112.04 | GEN_L | Apprentices Mt Barke
6427 | Generator Large | Vehicle | 112.04 | GEN_L | Not In Use 2003
6430 | Generator Large | Vehicle | 112.04 | GEN_L | DO NOT USE
6431 | Generator Large | Vehicle | 112.04 | GEN_L | Not In Use 2003
6432 | Generator Large | Vehicle | 112.04 | GEN_L | TSW St Marys
6433 | Generator Large | Vehicle | 112.04 | GEN_L | Not In Use 2003
6434 | Generator Large | Vehicle | 112.04 | GEN_L | TSW Cust Conn South
6435 | Generator Large | Vehicle | 112.04 | GEN_L | Not In Use 2003
6437 | Generator Large | Vehicle | 112.04 | GEN_L | Apprentices-St Marys
6438 | Generator Large | Vehicle | 112.04 | GEN_L | TSW CBD SR
6439 | Generator Large | Vehicle | 112.04 | GEN_L | Apprentices CBD SR
6440 | Generator Large | Vehicle | 112.04 | GEN_L | Admin-Not in Use
6441 | Generator Large | Vehicle | 112.04 | GEN_L | Not In Use 2003
6442 | Generator Large | Vehicle | 112.04 | GEN_L | TSW P/Line-Victor Ha
6443 | Generator Large | Vehicle | 112.04 | GEN_L | TSW-Kangaroo Island
6444 | Generator Large | Vehicle | 112.04 | GEN_L | Apprentices-KI-VicHa
6445 | Generator Large | Vehicle | 112.04 | GEN_L | Not In Use 2003
6447 | Generator Large | Vehicle | 112.04 | GEN_L | Not In Use 2003
6450 | Generator Large | Vehicle | 112.04 | GEN_L | Group Admin Sub
6451 | Generator Large | Vehicle | 112.04 | GEN_L | Not In Use 2003
6452 | Generator Large | Vehicle | 112.04 | GEN_L | TSW Sub Const
6453 | Generator Large | Vehicle | 112.04 | GEN_L | Not In Use 2003
6456 | Generator Large | Vehicle | 112.04 | GEN_L | TSW Substation Mtce
6457 | Generator Large | Vehicle | 112.04 | GEN_L | Not In Use 2003
6458 | Generator Large | Vehicle | 112.04 | GEN_L | TSW Apprentices Sub
6459 | Generator Large | Vehicle | 112.04 | GEN_L | Transmiss Construct
6460 | Generator Large | Vehicle | 112.04 | GEN_L | Delivery of Work
6461 | Generator Large | Vehicle | 112.04 | GEN_L | Programming of Work
6462 | Generator Large | Vehicle | 112.04 | GEN_L | TSW Lower Eyre Pen
6463 | Generator Large | Vehicle | 112.04 | GEN_L | TSW Upper Eyre Penin
6464 | Generator Large | Vehicle | 112.04 | GEN_L | Apprentices-EyrePen
6465 | Generator Large | Vehicle | 112.04 | GEN_L | Not In Use 2003
6470 | Generator Large | Vehicle | 112.04 | GEN_L | Admin-CON
6471 | Generator Large | Vehicle | 112.04 | GEN_L | Not In Use 2003
6472 | Generator Large | Vehicle | 112.04 | GEN_L | TSW Power Lin-Pt Aug
6473 | Generator Large | Vehicle | 112.04 | GEN_L | Apprentices-PtAugust
6474 | Generator Large | Vehicle | 112.04 | GEN_L | Not In Use 2003
6475 | Generator Large | Vehicle | 112.04 | GEN_L | Not In Use 2003
6480 | Generator Large | Vehicle | 112.04 | GEN_L | Admin-Clare
6481 | Generator Large | Vehicle | 112.04 | GEN_L | Not In Use 2003
6482 | Generator Large | Vehicle | 112.04 | GEN_L | TSW Clare/Nur
6483 | Generator Large | Vehicle | 112.04 | GEN_L | TSW Yorke Peninsula
6484 | Generator Large | Vehicle | 112.04 | GEN_L | Apprentices-Clare
6485 | Generator Large | Vehicle | 112.04 | GEN_L | Not In Use 2003
6486 | Generator Large | Vehicle | 112.04 | GEN_L | Apprentices-YorkePen
6490 | Generator Large | Vehicle | 112.04 | GEN_L | Admin-Barmera
6491 | Generator Large | Vehicle | 112.04 | GEN_L | Not In Use 2003
6492 | Generator Large | Vehicle | 112.04 | GEN_L | TSW Power Line-Barm
6493 | Generator Large | Vehicle | 112.04 | GEN_L | Not In Use 2003
6494 | Generator Large | Vehicle | 112.04 | GEN_L | Not In Use 2003
6495 | Generator Large | Vehicle | 112.04 | GEN_L | Not In Use 2003
6500 | Generator Large | Vehicle | 112.04 | GEN_L | Admin-Mt Gambier
6501 | Generator Large | Vehicle | 112.04 | GEN_L | Not In Use 2003
6502 | Generator Large | Vehicle | 112.04 | GEN_L | TSW Lower South East
6503 | Generator Large | Vehicle | 112.04 | GEN_L | TSW Upper South East
6504 | Generator Large | Vehicle | 112.04 | GEN_L | Apprentices-LowerSE
6505 | Generator Large | Vehicle | 112.04 | GEN_L | Apprentices-UpperSE
6506 | Generator Large | Vehicle | 112.04 | GEN_L | TSW Interstate
6507 | Generator Large | Vehicle | 112.04 | GEN_L | Apprentices - MB & G
6508 | Generator Large | Vehicle | 112.04 | GEN_L | Apprentices - Barmer
6509 | Generator Large | Vehicle | 112.04 | GEN_L | Apprentice Marleston
6510 | Generator Large | Vehicle | 112.04 | GEN_L | Grp Admin Metro Sth
6511 | Generator Large | Vehicle | 112.04 | GEN_L | TSW - Marleston
6512 | Generator Large | Vehicle | 112.04 | GEN_L | TSW Morphett Vale
6513 | Generator Large | Vehicle | 112.04 | GEN_L | TSW Holden Hill
6514 | Generator Large | Vehicle | 112.04 | GEN_L | Not In Use 2003
6515 | Generator Large | Vehicle | 112.04 | GEN_L | Not In Use 2003
6516 | Generator Large | Vehicle | 112.04 | GEN_L | Not In Use 2003
6517 | Generator Large | Vehicle | 112.04 | GEN_L | Asset Locators
6518 | Generator Large | Vehicle | 112.04 | GEN_L | Apprentices MorphV
6519 | Generator Large | Vehicle | 112.04 | GEN_L | High Load FS
6520 | Generator Large | Vehicle | 112.04 | GEN_L | Mgr Switch Safe
6521 | Generator Large | Vehicle | 112.04 | GEN_L | TSW - CRO South
6522 | Generator Large | Vehicle | 112.04 | GEN_L | TSW - CRO North
6620 | Generator Large | Vehicle | 112.04 | GEN_L | Country Ops Nth Mgr
6622 | Generator Large | Vehicle | 112.04 | GEN_L | Ops Su Port Augusta
6623 | Generator Large | Vehicle | 112.04 | GEN_L | Cont Supv -Clare/Nur
6624 | Generator Large | Vehicle | 112.04 | GEN_L | Ops Supv -Yorke Pen
6625 | Generator Large | Vehicle | 112.04 | GEN_L | Ops Supv Eyre Pen
6630 | Generator Large | Vehicle | 112.04 | GEN_L | Country Ops Sth Mgr
6631 | Generator Large | Vehicle | 112.04 | GEN_L | Not In Use 2003
6632 | Generator Large | Vehicle | 112.04 | GEN_L | Ops Supv KI-VH
6633 | Generator Large | Vehicle | 112.04 | GEN_L | Ops Supv Mt Barker
6634 | Generator Large | Vehicle | 112.04 | GEN_L | Ops Supv MB/Gum
6635 | Generator Large | Vehicle | 112.04 | GEN_L | Ops Supv Barmera
6636 | Generator Large | Vehicle | 112.04 | GEN_L | Ops Supv Lower SE
6637 | Generator Large | Vehicle | 112.04 | GEN_L | Ops Supv Upper SE
6640 | Generator Large | Vehicle | 112.04 | GEN_L | Metro South Mgr
6641 | Generator Large | Vehicle | 112.04 | GEN_L | NOT IN USE
6642 | Generator Large | Vehicle | 112.04 | GEN_L | OS Holden Hill
6643 | Generator Large | Vehicle | 112.04 | GEN_L | Apprent Holden Hill
6644 | Generator Large | Vehicle | 112.04 | GEN_L | Ops Supr Marleston
6645 | Generator Large | Vehicle | 112.04 | GEN_L | OS Morphett Vale
6646 | Generator Large | Vehicle | 112.04 | GEN_L | Ops Supv - SubMtcAnc
6648 | Generator Large | Vehicle | 112.04 | GEN_L | Central Mgr
6649 | Generator Large | Vehicle | 112.04 | GEN_L | OS CBD SR
6652 | Generator Large | Vehicle | 112.04 | GEN_L | Ops Supv Sub Mtce
6654 | Generator Large | Vehicle | 112.04 | GEN_L | Ops Supv Sub Const
6655 | Generator Large | Vehicle | 112.04 | GEN_L | Field Officers
6657 | Generator Large | Vehicle | 112.04 | GEN_L | OS Transm Construct
6660 | Generator Large | Vehicle | 112.04 | GEN_L | Project Management
6661 | Generator Large | Vehicle | 112.04 | GEN_L | NOT IN USE
6662 | Generator Large | Vehicle | 112.04 | GEN_L | PM Support
6665 | Generator Large | Vehicle | 112.04 | GEN_L | Mgr Proj & Construct
6680 | Generator Large | Vehicle | 112.04 | GEN_L | Property Management
6681 | Generator Large | Vehicle | 112.04 | GEN_L | Grounds Team
6685 | Generator Large | Vehicle | 112.04 | GEN_L | High Voltage Testing
6686 | Generator Large | Vehicle | 112.04 | GEN_L | Switching Group
6690 | Generator Large | Vehicle | 112.04 | GEN_L | Sub Maint Manager
6750 | Generator Large | Vehicle | 112.04 | GEN_L | Telecomm & Tech Svcs
6800 | Generator Large | Vehicle | 112.04 | GEN_L | Mgr Electrical Servs
6810 | Generator Large | Vehicle | 112.04 | GEN_L | Elec.Serv.Adm
6820 | Generator Large | Vehicle | 112.04 | GEN_L | Vegetation Ser Mgr
6825 | Generator Large | Vehicle | 112.04 | GEN_L | Line Clearance Offic
6830 | Generator Large | Vehicle | 112.04 | GEN_L | Telco Mgt
6831 | Generator Large | Vehicle | 112.04 | GEN_L | Tel Field
6832 | Generator Large | Vehicle | 112.04 | GEN_L | Tel Proj Mgt
6833 | Generator Large | Vehicle | 112.04 | GEN_L | Telco Technical
6834 | Generator Large | Vehicle | 112.04 | GEN_L | Tel CS Field
6902 | Generator Large | Vehicle | 112.04 | GEN_L | Mgr Ops Del-Metro
6903 | Generator Large | Vehicle | 112.04 | GEN_L | Mgr Ops Del-Regional
6997 | Generator Large | Vehicle | 112.04 | GEN_L | POPS LabOH Clearing
6998 | Generator Large | Vehicle | 112.04 | GEN_L | Vehicle Cost Clearin
6999 | Generator Large | Vehicle | 112.04 | GEN_L | Labour Overhead Clrg
6010 | Generator Medium | Vehicle | 112.04 | GEN_M | Metro North Mgr
6011 | Generator Medium | Vehicle | 112.04 | GEN_M | Works Planners
6012 | Generator Medium | Vehicle | 112.04 | GEN_M | OS Elizabeth
6013 | Generator Medium | Vehicle | 112.04 | GEN_M | OS Eliz ProjDONOTUSE
6014 | Generator Medium | Vehicle | 112.04 | GEN_M | Ops Supv CBD Proj
6015 | Generator Medium | Vehicle | 112.04 | GEN_M | OS St Marys
6016 | Generator Medium | Vehicle | 112.04 | GEN_M | OS Cust Con North
6017 | Generator Medium | Vehicle | 112.04 | GEN_M | OS Cust Con South
6020 | Generator Medium | Vehicle | 112.04 | GEN_M | PTS - BSC Reporting
6021 | Generator Medium | Vehicle | 112.04 | GEN_M | Schedulers
6022 | Generator Medium | Vehicle | 112.04 | GEN_M | Business Improvement
6023 | Generator Medium | Vehicle | 112.04 | GEN_M | Substation Estimator
6026 | Generator Medium | Vehicle | 112.04 | GEN_M | Customer Supply Off
6027 | Generator Medium | Vehicle | 112.04 | GEN_M | Customer Supply Off
6028 | Generator Medium | Vehicle | 112.04 | GEN_M | Apprentice CC Sth
6029 | Generator Medium | Vehicle | 112.04 | GEN_M | Apprentice CC Nth
6030 | Generator Medium | Vehicle | 112.04 | GEN_M | ENG - BSC Reporting
6031 | Generator Medium | Vehicle | 112.04 | GEN_M | NOT IN USE
6032 | Generator Medium | Vehicle | 112.04 | GEN_M | Powerline Design
6040 | Generator Medium | Vehicle | 112.04 | GEN_M | SDES - BSC Reporting
6050 | Generator Medium | Vehicle | 112.04 | GEN_M | NOT IN USE
6070 | Generator Medium | Vehicle | 112.04 | GEN_M | NOT IN USE
6100 | Generator Medium | Vehicle | 112.04 | GEN_M | FS Business Perf
6101 | Generator Medium | Vehicle | 112.04 | GEN_M | OS Wingfield
6102 | Generator Medium | Vehicle | 112.04 | GEN_M | TSW Wingfield
6103 | Generator Medium | Vehicle | 112.04 | GEN_M | Apprentice Wingfield
6110 | Generator Medium | Vehicle | 112.04 | GEN_M | W/S - Select Labour
6112 | Generator Medium | Vehicle | 112.04 | GEN_M | Workshops Management
6201 | Generator Medium | Vehicle | 112.04 | GEN_M | NOT IN USE
6202 | Generator Medium | Vehicle | 112.04 | GEN_M | NOT IN USE
6210 | Generator Medium | Vehicle | 112.04 | GEN_M | NOT IN USE
6211 | Generator Medium | Vehicle | 112.04 | GEN_M | NOT IN USE
6212 | Generator Medium | Vehicle | 112.04 | GEN_M | NOT IN USE
6213 | Generator Medium | Vehicle | 112.04 | GEN_M | NOT IN USE
6214 | Generator Medium | Vehicle | 112.04 | GEN_M | NOT IN USE
6220 | Generator Medium | Vehicle | 112.04 | GEN_M | Workshop Support
6221 | Generator Medium | Vehicle | 112.04 | GEN_M | Distribution T/frmrs
6222 | Generator Medium | Vehicle | 112.04 | GEN_M | Pad T/fmrs & Swtchge
6223 | Generator Medium | Vehicle | 112.04 | GEN_M | Sub Transformers
6224 | Generator Medium | Vehicle | 112.04 | GEN_M | Manufact & Fabricat
6225 | Generator Medium | Vehicle | 112.04 | GEN_M | Recl & HV Fuses
6226 | Generator Medium | Vehicle | 112.04 | GEN_M | Mtce & Oil Reclamat
6229 | Generator Medium | Vehicle | 112.04 | GEN_M | Cnsmbl-Manu'Trnsfrmr
6230 | Generator Medium | Vehicle | 112.04 | GEN_M | Secondary Design
6231 | Generator Medium | Vehicle | 112.04 | GEN_M | Engineering
6232 | Generator Medium | Vehicle | 112.04 | GEN_M | Primary Design
6234 | Generator Medium | Vehicle | 112.04 | GEN_M | Powerline Tech Serv
6235 | Generator Medium | Vehicle | 112.04 | GEN_M | Quality Of Supply
6236 | Generator Medium | Vehicle | 112.04 | GEN_M | Protection
6238 | Generator Medium | Vehicle | 112.04 | GEN_M | Engineering Delivery
6240 | Generator Medium | Vehicle | 112.04 | GEN_M | General - Batteries
6241 | Generator Medium | Vehicle | 112.04 | GEN_M | Field SCADA
6242 | Generator Medium | Vehicle | 112.04 | GEN_M | SCADA Technical
6243 | Generator Medium | Vehicle | 112.04 | GEN_M | Engineering Officers
6244 | Generator Medium | Vehicle | 112.04 | GEN_M | Recloser Workshop
6306 | Generator Medium | Vehicle | 112.04 | GEN_M | Design Services Mgnt
6307 | Generator Medium | Vehicle | 112.04 | GEN_M | Do Not Use
6308 | Generator Medium | Vehicle | 112.04 | GEN_M | Do Not Use
6320 | Generator Medium | Vehicle | 112.04 | GEN_M | Work Practices
6342 | Generator Medium | Vehicle | 112.04 | GEN_M | CSO - Vic Harb/KI
6343 | Generator Medium | Vehicle | 112.04 | GEN_M | CSO-Kadina
6344 | Generator Medium | Vehicle | 112.04 | GEN_M | CSO-Pt Augusta
6345 | Generator Medium | Vehicle | 112.04 | GEN_M | CSO-Mt Barker
6346 | Generator Medium | Vehicle | 112.04 | GEN_M | CSO-Naracoorte
6347 | Generator Medium | Vehicle | 112.04 | GEN_M | CSO-Nuriootpa
6400 | Generator Medium | Vehicle | 112.04 | GEN_M | FS Ops Support
6401 | Generator Medium | Vehicle | 112.04 | GEN_M | Powerline Estimating
6402 | Generator Medium | Vehicle | 112.04 | GEN_M | Field Services GM
6403 | Generator Medium | Vehicle | 112.04 | GEN_M | Mgr Bus Perf
6404 | Generator Medium | Vehicle | 112.04 | GEN_M | Dispatch Officers
6405 | Generator Medium | Vehicle | 112.04 | GEN_M | Contract Services
6406 | Generator Medium | Vehicle | 112.04 | GEN_M | DO NOT USE
6407 | Generator Medium | Vehicle | 112.04 | GEN_M | WCSR Manager
6410 | Generator Medium | Vehicle | 112.04 | GEN_M | Admin Metro North
6411 | Generator Medium | Vehicle | 112.04 | GEN_M | TSW Eliz ProjDONOTUS
6412 | Generator Medium | Vehicle | 112.04 | GEN_M | TSW Elizabeth
6413 | Generator Medium | Vehicle | 112.04 | GEN_M | Apprentices-ElizProj
6414 | Generator Medium | Vehicle | 112.04 | GEN_M | TSW Cust Conn North
6415 | Generator Medium | Vehicle | 112.04 | GEN_M | TSW Sub Mt Ancillary
6416 | Generator Medium | Vehicle | 112.04 | GEN_M | Apprentice-SubMtcAnc
6417 | Generator Medium | Vehicle | 112.04 | GEN_M | TSW CBD Projects
6418 | Generator Medium | Vehicle | 112.04 | GEN_M | Apprentices CBD Proj
6419 | Generator Medium | Vehicle | 112.04 | GEN_M | Apprentices Eliz
6420 | Generator Medium | Vehicle | 112.04 | GEN_M | Admin-Country South
6421 | Generator Medium | Vehicle | 112.04 | GEN_M | TSW Mt Barker
6422 | Generator Medium | Vehicle | 112.04 | GEN_M | TSW Murray Bridge
6423 | Generator Medium | Vehicle | 112.04 | GEN_M | TSW -Gumeracha
6425 | Generator Medium | Vehicle | 112.04 | GEN_M | Not In Use 2003
6426 | Generator Medium | Vehicle | 112.04 | GEN_M | Apprentices Mt Barke
6427 | Generator Medium | Vehicle | 112.04 | GEN_M | Not In Use 2003
6430 | Generator Medium | Vehicle | 112.04 | GEN_M | DO NOT USE
6431 | Generator Medium | Vehicle | 112.04 | GEN_M | Not In Use 2003
6432 | Generator Medium | Vehicle | 112.04 | GEN_M | TSW St Marys
6433 | Generator Medium | Vehicle | 112.04 | GEN_M | Not In Use 2003
6434 | Generator Medium | Vehicle | 112.04 | GEN_M | TSW Cust Conn South
6435 | Generator Medium | Vehicle | 112.04 | GEN_M | Not In Use 2003
6437 | Generator Medium | Vehicle | 112.04 | GEN_M | Apprentices-St Marys
6438 | Generator Medium | Vehicle | 112.04 | GEN_M | TSW CBD SR
6439 | Generator Medium | Vehicle | 112.04 | GEN_M | Apprentices CBD SR
6440 | Generator Medium | Vehicle | 112.04 | GEN_M | Admin-Not in Use
6441 | Generator Medium | Vehicle | 112.04 | GEN_M | Not In Use 2003
6442 | Generator Medium | Vehicle | 112.04 | GEN_M | TSW P/Line-Victor Ha
6443 | Generator Medium | Vehicle | 112.04 | GEN_M | TSW-Kangaroo Island
6444 | Generator Medium | Vehicle | 112.04 | GEN_M | Apprentices-KI-VicHa
6445 | Generator Medium | Vehicle | 112.04 | GEN_M | Not In Use 2003
6447 | Generator Medium | Vehicle | 112.04 | GEN_M | Not In Use 2003
6450 | Generator Medium | Vehicle | 112.04 | GEN_M | Group Admin Sub
6451 | Generator Medium | Vehicle | 112.04 | GEN_M | Not In Use 2003
6452 | Generator Medium | Vehicle | 112.04 | GEN_M | TSW Sub Const
6453 | Generator Medium | Vehicle | 112.04 | GEN_M | Not In Use 2003
6456 | Generator Medium | Vehicle | 112.04 | GEN_M | TSW Substation Mtce
6457 | Generator Medium | Vehicle | 112.04 | GEN_M | Not In Use 2003
6458 | Generator Medium | Vehicle | 112.04 | GEN_M | TSW Apprentices Sub
6459 | Generator Medium | Vehicle | 112.04 | GEN_M | Transmiss Construct
6460 | Generator Medium | Vehicle | 112.04 | GEN_M | Delivery of Work
6461 | Generator Medium | Vehicle | 112.04 | GEN_M | Programming of Work
6462 | Generator Medium | Vehicle | 112.04 | GEN_M | TSW Lower Eyre Pen
6463 | Generator Medium | Vehicle | 112.04 | GEN_M | TSW Upper Eyre Penin
6464 | Generator Medium | Vehicle | 112.04 | GEN_M | Apprentices-EyrePen
6465 | Generator Medium | Vehicle | 112.04 | GEN_M | Not In Use 2003
6470 | Generator Medium | Vehicle | 112.04 | GEN_M | Admin-CON
6471 | Generator Medium | Vehicle | 112.04 | GEN_M | Not In Use 2003
6472 | Generator Medium | Vehicle | 112.04 | GEN_M | TSW Power Lin-Pt Aug
6473 | Generator Medium | Vehicle | 112.04 | GEN_M | Apprentices-PtAugust
6474 | Generator Medium | Vehicle | 112.04 | GEN_M | Not In Use 2003
6475 | Generator Medium | Vehicle | 112.04 | GEN_M | Not In Use 2003
6480 | Generator Medium | Vehicle | 112.04 | GEN_M | Admin-Clare
6481 | Generator Medium | Vehicle | 112.04 | GEN_M | Not In Use 2003
6482 | Generator Medium | Vehicle | 112.04 | GEN_M | TSW Clare/Nur
6483 | Generator Medium | Vehicle | 112.04 | GEN_M | TSW Yorke Peninsula
6484 | Generator Medium | Vehicle | 112.04 | GEN_M | Apprentices-Clare
6485 | Generator Medium | Vehicle | 112.04 | GEN_M | Not In Use 2003
6486 | Generator Medium | Vehicle | 112.04 | GEN_M | Apprentices-YorkePen
6490 | Generator Medium | Vehicle | 112.04 | GEN_M | Admin-Barmera
6491 | Generator Medium | Vehicle | 112.04 | GEN_M | Not In Use 2003
6492 | Generator Medium | Vehicle | 112.04 | GEN_M | TSW Power Line-Barm
6493 | Generator Medium | Vehicle | 112.04 | GEN_M | Not In Use 2003
6494 | Generator Medium | Vehicle | 112.04 | GEN_M | Not In Use 2003
6495 | Generator Medium | Vehicle | 112.04 | GEN_M | Not In Use 2003
6500 | Generator Medium | Vehicle | 112.04 | GEN_M | Admin-Mt Gambier
6501 | Generator Medium | Vehicle | 112.04 | GEN_M | Not In Use 2003
6502 | Generator Medium | Vehicle | 112.04 | GEN_M | TSW Lower South East
6503 | Generator Medium | Vehicle | 112.04 | GEN_M | TSW Upper South East
6504 | Generator Medium | Vehicle | 112.04 | GEN_M | Apprentices-LowerSE
6505 | Generator Medium | Vehicle | 112.04 | GEN_M | Apprentices-UpperSE
6506 | Generator Medium | Vehicle | 112.04 | GEN_M | TSW Interstate
6507 | Generator Medium | Vehicle | 112.04 | GEN_M | Apprentices - MB & G
6508 | Generator Medium | Vehicle | 112.04 | GEN_M | Apprentices - Barmer
6509 | Generator Medium | Vehicle | 112.04 | GEN_M | Apprentice Marleston
6510 | Generator Medium | Vehicle | 112.04 | GEN_M | Grp Admin Metro Sth
6511 | Generator Medium | Vehicle | 112.04 | GEN_M | TSW - Marleston
6512 | Generator Medium | Vehicle | 112.04 | GEN_M | TSW Morphett Vale
6513 | Generator Medium | Vehicle | 112.04 | GEN_M | TSW Holden Hill
6514 | Generator Medium | Vehicle | 112.04 | GEN_M | Not In Use 2003
6515 | Generator Medium | Vehicle | 112.04 | GEN_M | Not In Use 2003
6516 | Generator Medium | Vehicle | 112.04 | GEN_M | Not In Use 2003
6517 | Generator Medium | Vehicle | 112.04 | GEN_M | Asset Locators
6518 | Generator Medium | Vehicle | 112.04 | GEN_M | Apprentices MorphV
6519 | Generator Medium | Vehicle | 112.04 | GEN_M | High Load FS
6520 | Generator Medium | Vehicle | 112.04 | GEN_M | Mgr Switch Safe
6521 | Generator Medium | Vehicle | 112.04 | GEN_M | TSW - CRO South
6522 | Generator Medium | Vehicle | 112.04 | GEN_M | TSW - CRO North
6620 | Generator Medium | Vehicle | 112.04 | GEN_M | Country Ops Nth Mgr
6622 | Generator Medium | Vehicle | 112.04 | GEN_M | Ops Su Port Augusta
6623 | Generator Medium | Vehicle | 112.04 | GEN_M | Cont Supv -Clare/Nur
6624 | Generator Medium | Vehicle | 112.04 | GEN_M | Ops Supv -Yorke Pen
6625 | Generator Medium | Vehicle | 112.04 | GEN_M | Ops Supv Eyre Pen
6630 | Generator Medium | Vehicle | 112.04 | GEN_M | Country Ops Sth Mgr
6631 | Generator Medium | Vehicle | 112.04 | GEN_M | Not In Use 2003
6632 | Generator Medium | Vehicle | 112.04 | GEN_M | Ops Supv KI-VH
6633 | Generator Medium | Vehicle | 112.04 | GEN_M | Ops Supv Mt Barker
6634 | Generator Medium | Vehicle | 112.04 | GEN_M | Ops Supv MB/Gum
6635 | Generator Medium | Vehicle | 112.04 | GEN_M | Ops Supv Barmera
6636 | Generator Medium | Vehicle | 112.04 | GEN_M | Ops Supv Lower SE
6637 | Generator Medium | Vehicle | 112.04 | GEN_M | Ops Supv Upper SE
6640 | Generator Medium | Vehicle | 112.04 | GEN_M | Metro South Mgr
6641 | Generator Medium | Vehicle | 112.04 | GEN_M | NOT IN USE
6642 | Generator Medium | Vehicle | 112.04 | GEN_M | OS Holden Hill
6643 | Generator Medium | Vehicle | 112.04 | GEN_M | Apprent Holden Hill
6644 | Generator Medium | Vehicle | 112.04 | GEN_M | Ops Supr Marleston
6645 | Generator Medium | Vehicle | 112.04 | GEN_M | OS Morphett Vale
6646 | Generator Medium | Vehicle | 112.04 | GEN_M | Ops Supv - SubMtcAnc
6648 | Generator Medium | Vehicle | 112.04 | GEN_M | Central Mgr
6649 | Generator Medium | Vehicle | 112.04 | GEN_M | OS CBD SR
6652 | Generator Medium | Vehicle | 112.04 | GEN_M | Ops Supv Sub Mtce
6654 | Generator Medium | Vehicle | 112.04 | GEN_M | Ops Supv Sub Const
6655 | Generator Medium | Vehicle | 112.04 | GEN_M | Field Officers
6657 | Generator Medium | Vehicle | 112.04 | GEN_M | OS Transm Construct
6660 | Generator Medium | Vehicle | 112.04 | GEN_M | Project Management
6661 | Generator Medium | Vehicle | 112.04 | GEN_M | NOT IN USE
6662 | Generator Medium | Vehicle | 112.04 | GEN_M | PM Support
6665 | Generator Medium | Vehicle | 112.04 | GEN_M | Mgr Proj & Construct
6680 | Generator Medium | Vehicle | 112.04 | GEN_M | Property Management
6681 | Generator Medium | Vehicle | 112.04 | GEN_M | Grounds Team
6685 | Generator Medium | Vehicle | 112.04 | GEN_M | High Voltage Testing
6686 | Generator Medium | Vehicle | 112.04 | GEN_M | Switching Group
6690 | Generator Medium | Vehicle | 112.04 | GEN_M | Sub Maint Manager
6750 | Generator Medium | Vehicle | 112.04 | GEN_M | Telecomm & Tech Svcs
6800 | Generator Medium | Vehicle | 112.04 | GEN_M | Mgr Electrical Servs
6810 | Generator Medium | Vehicle | 112.04 | GEN_M | Elec.Serv.Adm
6820 | Generator Medium | Vehicle | 112.04 | GEN_M | Vegetation Ser Mgr
6825 | Generator Medium | Vehicle | 112.04 | GEN_M | Line Clearance Offic
6830 | Generator Medium | Vehicle | 112.04 | GEN_M | Telco Mgt
6831 | Generator Medium | Vehicle | 112.04 | GEN_M | Tel Field
6832 | Generator Medium | Vehicle | 112.04 | GEN_M | Tel Proj Mgt
6833 | Generator Medium | Vehicle | 112.04 | GEN_M | Telco Technical
6834 | Generator Medium | Vehicle | 112.04 | GEN_M | Tel CS Field
6902 | Generator Medium | Vehicle | 112.04 | GEN_M | Mgr Ops Del-Metro
6903 | Generator Medium | Vehicle | 112.04 | GEN_M | Mgr Ops Del-Regional
6997 | Generator Medium | Vehicle | 112.04 | GEN_M | POPS LabOH Clearing
6998 | Generator Medium | Vehicle | 112.04 | GEN_M | Vehicle Cost Clearin
6999 | Generator Medium | Vehicle | 112.04 | GEN_M | Labour Overhead Clrg
6010 | Generator Small | Vehicle | 112.04 | GEN_S | Metro North Mgr
6011 | Generator Small | Vehicle | 112.04 | GEN_S | Works Planners
6012 | Generator Small | Vehicle | 112.04 | GEN_S | OS Elizabeth
6013 | Generator Small | Vehicle | 112.04 | GEN_S | OS Eliz ProjDONOTUSE
6014 | Generator Small | Vehicle | 112.04 | GEN_S | Ops Supv CBD Proj
6015 | Generator Small | Vehicle | 112.04 | GEN_S | OS St Marys
6016 | Generator Small | Vehicle | 112.04 | GEN_S | OS Cust Con North
6017 | Generator Small | Vehicle | 112.04 | GEN_S | OS Cust Con South
6020 | Generator Small | Vehicle | 112.04 | GEN_S | PTS - BSC Reporting
6021 | Generator Small | Vehicle | 112.04 | GEN_S | Schedulers
6022 | Generator Small | Vehicle | 112.04 | GEN_S | Business Improvement
6023 | Generator Small | Vehicle | 112.04 | GEN_S | Substation Estimator
6026 | Generator Small | Vehicle | 112.04 | GEN_S | Customer Supply Off
6027 | Generator Small | Vehicle | 112.04 | GEN_S | Customer Supply Off
6028 | Generator Small | Vehicle | 112.04 | GEN_S | Apprentice CC Sth
6029 | Generator Small | Vehicle | 112.04 | GEN_S | Apprentice CC Nth
6030 | Generator Small | Vehicle | 112.04 | GEN_S | ENG - BSC Reporting
6031 | Generator Small | Vehicle | 112.04 | GEN_S | NOT IN USE
6032 | Generator Small | Vehicle | 112.04 | GEN_S | Powerline Design
6040 | Generator Small | Vehicle | 112.04 | GEN_S | SDES - BSC Reporting
6050 | Generator Small | Vehicle | 112.04 | GEN_S | NOT IN USE
6070 | Generator Small | Vehicle | 112.04 | GEN_S | NOT IN USE
6100 | Generator Small | Vehicle | 112.04 | GEN_S | FS Business Perf
6101 | Generator Small | Vehicle | 112.04 | GEN_S | OS Wingfield
6102 | Generator Small | Vehicle | 112.04 | GEN_S | TSW Wingfield
6103 | Generator Small | Vehicle | 112.04 | GEN_S | Apprentice Wingfield
6110 | Generator Small | Vehicle | 112.04 | GEN_S | W/S - Select Labour
6112 | Generator Small | Vehicle | 112.04 | GEN_S | Workshops Management
6201 | Generator Small | Vehicle | 112.04 | GEN_S | NOT IN USE
6202 | Generator Small | Vehicle | 112.04 | GEN_S | NOT IN USE
6210 | Generator Small | Vehicle | 112.04 | GEN_S | NOT IN USE
6211 | Generator Small | Vehicle | 112.04 | GEN_S | NOT IN USE
6212 | Generator Small | Vehicle | 112.04 | GEN_S | NOT IN USE
6213 | Generator Small | Vehicle | 112.04 | GEN_S | NOT IN USE
6214 | Generator Small | Vehicle | 112.04 | GEN_S | NOT IN USE
6220 | Generator Small | Vehicle | 112.04 | GEN_S | Workshop Support
6221 | Generator Small | Vehicle | 112.04 | GEN_S | Distribution T/frmrs
6222 | Generator Small | Vehicle | 112.04 | GEN_S | Pad T/fmrs & Swtchge
6223 | Generator Small | Vehicle | 112.04 | GEN_S | Sub Transformers
6224 | Generator Small | Vehicle | 112.04 | GEN_S | Manufact & Fabricat
6225 | Generator Small | Vehicle | 112.04 | GEN_S | Recl & HV Fuses
6226 | Generator Small | Vehicle | 112.04 | GEN_S | Mtce & Oil Reclamat
6229 | Generator Small | Vehicle | 112.04 | GEN_S | Cnsmbl-Manu'Trnsfrmr
6230 | Generator Small | Vehicle | 112.04 | GEN_S | Secondary Design
6231 | Generator Small | Vehicle | 112.04 | GEN_S | Engineering
6232 | Generator Small | Vehicle | 112.04 | GEN_S | Primary Design
6234 | Generator Small | Vehicle | 112.04 | GEN_S | Powerline Tech Serv
6235 | Generator Small | Vehicle | 112.04 | GEN_S | Quality Of Supply
6236 | Generator Small | Vehicle | 112.04 | GEN_S | Protection
6238 | Generator Small | Vehicle | 112.04 | GEN_S | Engineering Delivery
6240 | Generator Small | Vehicle | 112.04 | GEN_S | General - Batteries
6241 | Generator Small | Vehicle | 112.04 | GEN_S | Field SCADA
6242 | Generator Small | Vehicle | 112.04 | GEN_S | SCADA Technical
6243 | Generator Small | Vehicle | 112.04 | GEN_S | Engineering Officers
6244 | Generator Small | Vehicle | 112.04 | GEN_S | Recloser Workshop
6306 | Generator Small | Vehicle | 112.04 | GEN_S | Design Services Mgnt
6307 | Generator Small | Vehicle | 112.04 | GEN_S | Do Not Use
6308 | Generator Small | Vehicle | 112.04 | GEN_S | Do Not Use
6320 | Generator Small | Vehicle | 112.04 | GEN_S | Work Practices
6342 | Generator Small | Vehicle | 112.04 | GEN_S | CSO - Vic Harb/KI
6343 | Generator Small | Vehicle | 112.04 | GEN_S | CSO-Kadina
6344 | Generator Small | Vehicle | 112.04 | GEN_S | CSO-Pt Augusta
6345 | Generator Small | Vehicle | 112.04 | GEN_S | CSO-Mt Barker
6346 | Generator Small | Vehicle | 112.04 | GEN_S | CSO-Naracoorte
6347 | Generator Small | Vehicle | 112.04 | GEN_S | CSO-Nuriootpa
6400 | Generator Small | Vehicle | 112.04 | GEN_S | FS Ops Support
6401 | Generator Small | Vehicle | 112.04 | GEN_S | Powerline Estimating
6402 | Generator Small | Vehicle | 112.04 | GEN_S | Field Services GM
6403 | Generator Small | Vehicle | 112.04 | GEN_S | Mgr Bus Perf
6404 | Generator Small | Vehicle | 112.04 | GEN_S | Dispatch Officers
6405 | Generator Small | Vehicle | 112.04 | GEN_S | Contract Services
6406 | Generator Small | Vehicle | 112.04 | GEN_S | DO NOT USE
6407 | Generator Small | Vehicle | 112.04 | GEN_S | WCSR Manager
6410 | Generator Small | Vehicle | 112.04 | GEN_S | Admin Metro North
6411 | Generator Small | Vehicle | 112.04 | GEN_S | TSW Eliz ProjDONOTUS
6412 | Generator Small | Vehicle | 112.04 | GEN_S | TSW Elizabeth
6413 | Generator Small | Vehicle | 112.04 | GEN_S | Apprentices-ElizProj
6414 | Generator Small | Vehicle | 112.04 | GEN_S | TSW Cust Conn North
6415 | Generator Small | Vehicle | 112.04 | GEN_S | TSW Sub Mt Ancillary
6416 | Generator Small | Vehicle | 112.04 | GEN_S | Apprentice-SubMtcAnc
6417 | Generator Small | Vehicle | 112.04 | GEN_S | TSW CBD Projects
6418 | Generator Small | Vehicle | 112.04 | GEN_S | Apprentices CBD Proj
6419 | Generator Small | Vehicle | 112.04 | GEN_S | Apprentices Eliz
6420 | Generator Small | Vehicle | 112.04 | GEN_S | Admin-Country South
6421 | Generator Small | Vehicle | 112.04 | GEN_S | TSW Mt Barker
6422 | Generator Small | Vehicle | 112.04 | GEN_S | TSW Murray Bridge
6423 | Generator Small | Vehicle | 112.04 | GEN_S | TSW -Gumeracha
6425 | Generator Small | Vehicle | 112.04 | GEN_S | Not In Use 2003
6426 | Generator Small | Vehicle | 112.04 | GEN_S | Apprentices Mt Barke
6427 | Generator Small | Vehicle | 112.04 | GEN_S | Not In Use 2003
6430 | Generator Small | Vehicle | 112.04 | GEN_S | DO NOT USE
6431 | Generator Small | Vehicle | 112.04 | GEN_S | Not In Use 2003
6432 | Generator Small | Vehicle | 112.04 | GEN_S | TSW St Marys
6433 | Generator Small | Vehicle | 112.04 | GEN_S | Not In Use 2003
6434 | Generator Small | Vehicle | 112.04 | GEN_S | TSW Cust Conn South
6435 | Generator Small | Vehicle | 112.04 | GEN_S | Not In Use 2003
6437 | Generator Small | Vehicle | 112.04 | GEN_S | Apprentices-St Marys
6438 | Generator Small | Vehicle | 112.04 | GEN_S | TSW CBD SR
6439 | Generator Small | Vehicle | 112.04 | GEN_S | Apprentices CBD SR
6440 | Generator Small | Vehicle | 112.04 | GEN_S | Admin-Not in Use
6441 | Generator Small | Vehicle | 112.04 | GEN_S | Not In Use 2003
6442 | Generator Small | Vehicle | 112.04 | GEN_S | TSW P/Line-Victor Ha
6443 | Generator Small | Vehicle | 112.04 | GEN_S | TSW-Kangaroo Island
6444 | Generator Small | Vehicle | 112.04 | GEN_S | Apprentices-KI-VicHa
6445 | Generator Small | Vehicle | 112.04 | GEN_S | Not In Use 2003
6447 | Generator Small | Vehicle | 112.04 | GEN_S | Not In Use 2003
6450 | Generator Small | Vehicle | 112.04 | GEN_S | Group Admin Sub
6451 | Generator Small | Vehicle | 112.04 | GEN_S | Not In Use 2003
6452 | Generator Small | Vehicle | 112.04 | GEN_S | TSW Sub Const
6453 | Generator Small | Vehicle | 112.04 | GEN_S | Not In Use 2003
6456 | Generator Small | Vehicle | 112.04 | GEN_S | TSW Substation Mtce
6457 | Generator Small | Vehicle | 112.04 | GEN_S | Not In Use 2003
6458 | Generator Small | Vehicle | 112.04 | GEN_S | TSW Apprentices Sub
6459 | Generator Small | Vehicle | 112.04 | GEN_S | Transmiss Construct
6460 | Generator Small | Vehicle | 112.04 | GEN_S | Delivery of Work
6461 | Generator Small | Vehicle | 112.04 | GEN_S | Programming of Work
6462 | Generator Small | Vehicle | 112.04 | GEN_S | TSW Lower Eyre Pen
6463 | Generator Small | Vehicle | 112.04 | GEN_S | TSW Upper Eyre Penin
6464 | Generator Small | Vehicle | 112.04 | GEN_S | Apprentices-EyrePen
6465 | Generator Small | Vehicle | 112.04 | GEN_S | Not In Use 2003
6470 | Generator Small | Vehicle | 112.04 | GEN_S | Admin-CON
6471 | Generator Small | Vehicle | 112.04 | GEN_S | Not In Use 2003
6472 | Generator Small | Vehicle | 112.04 | GEN_S | TSW Power Lin-Pt Aug
6473 | Generator Small | Vehicle | 112.04 | GEN_S | Apprentices-PtAugust
6474 | Generator Small | Vehicle | 112.04 | GEN_S | Not In Use 2003
6475 | Generator Small | Vehicle | 112.04 | GEN_S | Not In Use 2003
6480 | Generator Small | Vehicle | 112.04 | GEN_S | Admin-Clare
6481 | Generator Small | Vehicle | 112.04 | GEN_S | Not In Use 2003
6482 | Generator Small | Vehicle | 112.04 | GEN_S | TSW Clare/Nur
6483 | Generator Small | Vehicle | 112.04 | GEN_S | TSW Yorke Peninsula
6484 | Generator Small | Vehicle | 112.04 | GEN_S | Apprentices-Clare
6485 | Generator Small | Vehicle | 112.04 | GEN_S | Not In Use 2003
6486 | Generator Small | Vehicle | 112.04 | GEN_S | Apprentices-YorkePen
6490 | Generator Small | Vehicle | 112.04 | GEN_S | Admin-Barmera
6491 | Generator Small | Vehicle | 112.04 | GEN_S | Not In Use 2003
6492 | Generator Small | Vehicle | 112.04 | GEN_S | TSW Power Line-Barm
6493 | Generator Small | Vehicle | 112.04 | GEN_S | Not In Use 2003
6494 | Generator Small | Vehicle | 112.04 | GEN_S | Not In Use 2003
6495 | Generator Small | Vehicle | 112.04 | GEN_S | Not In Use 2003
6500 | Generator Small | Vehicle | 112.04 | GEN_S | Admin-Mt Gambier
6501 | Generator Small | Vehicle | 112.04 | GEN_S | Not In Use 2003
6502 | Generator Small | Vehicle | 112.04 | GEN_S | TSW Lower South East
6503 | Generator Small | Vehicle | 112.04 | GEN_S | TSW Upper South East
6504 | Generator Small | Vehicle | 112.04 | GEN_S | Apprentices-LowerSE
6505 | Generator Small | Vehicle | 112.04 | GEN_S | Apprentices-UpperSE
6506 | Generator Small | Vehicle | 112.04 | GEN_S | TSW Interstate
6507 | Generator Small | Vehicle | 112.04 | GEN_S | Apprentices - MB & G
6508 | Generator Small | Vehicle | 112.04 | GEN_S | Apprentices - Barmer
6509 | Generator Small | Vehicle | 112.04 | GEN_S | Apprentice Marleston
6510 | Generator Small | Vehicle | 112.04 | GEN_S | Grp Admin Metro Sth
6511 | Generator Small | Vehicle | 112.04 | GEN_S | TSW - Marleston
6512 | Generator Small | Vehicle | 112.04 | GEN_S | TSW Morphett Vale
6513 | Generator Small | Vehicle | 112.04 | GEN_S | TSW Holden Hill
6514 | Generator Small | Vehicle | 112.04 | GEN_S | Not In Use 2003
6515 | Generator Small | Vehicle | 112.04 | GEN_S | Not In Use 2003
6516 | Generator Small | Vehicle | 112.04 | GEN_S | Not In Use 2003
6517 | Generator Small | Vehicle | 112.04 | GEN_S | Asset Locators
6518 | Generator Small | Vehicle | 112.04 | GEN_S | Apprentices MorphV
6519 | Generator Small | Vehicle | 112.04 | GEN_S | High Load FS
6520 | Generator Small | Vehicle | 112.04 | GEN_S | Mgr Switch Safe
6521 | Generator Small | Vehicle | 112.04 | GEN_S | TSW - CRO South
6522 | Generator Small | Vehicle | 112.04 | GEN_S | TSW - CRO North
6620 | Generator Small | Vehicle | 112.04 | GEN_S | Country Ops Nth Mgr
6622 | Generator Small | Vehicle | 112.04 | GEN_S | Ops Su Port Augusta
6623 | Generator Small | Vehicle | 112.04 | GEN_S | Cont Supv -Clare/Nur
6624 | Generator Small | Vehicle | 112.04 | GEN_S | Ops Supv -Yorke Pen
6625 | Generator Small | Vehicle | 112.04 | GEN_S | Ops Supv Eyre Pen
6630 | Generator Small | Vehicle | 112.04 | GEN_S | Country Ops Sth Mgr
6631 | Generator Small | Vehicle | 112.04 | GEN_S | Not In Use 2003
6632 | Generator Small | Vehicle | 112.04 | GEN_S | Ops Supv KI-VH
6633 | Generator Small | Vehicle | 112.04 | GEN_S | Ops Supv Mt Barker
6634 | Generator Small | Vehicle | 112.04 | GEN_S | Ops Supv MB/Gum
6635 | Generator Small | Vehicle | 112.04 | GEN_S | Ops Supv Barmera
6636 | Generator Small | Vehicle | 112.04 | GEN_S | Ops Supv Lower SE
6637 | Generator Small | Vehicle | 112.04 | GEN_S | Ops Supv Upper SE
6640 | Generator Small | Vehicle | 112.04 | GEN_S | Metro South Mgr
6641 | Generator Small | Vehicle | 112.04 | GEN_S | NOT IN USE
6642 | Generator Small | Vehicle | 112.04 | GEN_S | OS Holden Hill
6643 | Generator Small | Vehicle | 112.04 | GEN_S | Apprent Holden Hill
6644 | Generator Small | Vehicle | 112.04 | GEN_S | Ops Supr Marleston
6645 | Generator Small | Vehicle | 112.04 | GEN_S | OS Morphett Vale
6646 | Generator Small | Vehicle | 112.04 | GEN_S | Ops Supv - SubMtcAnc
6648 | Generator Small | Vehicle | 112.04 | GEN_S | Central Mgr
6649 | Generator Small | Vehicle | 112.04 | GEN_S | OS CBD SR
6652 | Generator Small | Vehicle | 112.04 | GEN_S | Ops Supv Sub Mtce
6654 | Generator Small | Vehicle | 112.04 | GEN_S | Ops Supv Sub Const
6655 | Generator Small | Vehicle | 112.04 | GEN_S | Field Officers
6657 | Generator Small | Vehicle | 112.04 | GEN_S | OS Transm Construct
6660 | Generator Small | Vehicle | 112.04 | GEN_S | Project Management
6661 | Generator Small | Vehicle | 112.04 | GEN_S | NOT IN USE
6662 | Generator Small | Vehicle | 112.04 | GEN_S | PM Support
6665 | Generator Small | Vehicle | 112.04 | GEN_S | Mgr Proj & Construct
6680 | Generator Small | Vehicle | 112.04 | GEN_S | Property Management
6681 | Generator Small | Vehicle | 112.04 | GEN_S | Grounds Team
6685 | Generator Small | Vehicle | 112.04 | GEN_S | High Voltage Testing
6686 | Generator Small | Vehicle | 112.04 | GEN_S | Switching Group
6690 | Generator Small | Vehicle | 112.04 | GEN_S | Sub Maint Manager
6750 | Generator Small | Vehicle | 112.04 | GEN_S | Telecomm & Tech Svcs
6800 | Generator Small | Vehicle | 112.04 | GEN_S | Mgr Electrical Servs
6810 | Generator Small | Vehicle | 112.04 | GEN_S | Elec.Serv.Adm
6820 | Generator Small | Vehicle | 112.04 | GEN_S | Vegetation Ser Mgr
6825 | Generator Small | Vehicle | 112.04 | GEN_S | Line Clearance Offic
6830 | Generator Small | Vehicle | 112.04 | GEN_S | Telco Mgt
6831 | Generator Small | Vehicle | 112.04 | GEN_S | Tel Field
6832 | Generator Small | Vehicle | 112.04 | GEN_S | Tel Proj Mgt
6833 | Generator Small | Vehicle | 112.04 | GEN_S | Telco Technical
6834 | Generator Small | Vehicle | 112.04 | GEN_S | Tel CS Field
6902 | Generator Small | Vehicle | 112.04 | GEN_S | Mgr Ops Del-Metro
6903 | Generator Small | Vehicle | 112.04 | GEN_S | Mgr Ops Del-Regional
6997 | Generator Small | Vehicle | 112.04 | GEN_S | POPS LabOH Clearing
6998 | Generator Small | Vehicle | 112.04 | GEN_S | Vehicle Cost Clearin
6999 | Generator Small | Vehicle | 112.04 | GEN_S | Labour Overhead Clrg
6029 | H_4WD | Vehicle | 15 | H_4WD | Apprentice CC Nth
6032 | H_4WD | Vehicle | 15 | H_4WD | Powerline Design
6112 | H_4WD | Vehicle | 15 | H_4WD | Workshops Management
6411 | H_4WD | Vehicle | 15 | H_4WD | TSW Eliz ProjDONOTUS
6660 | H_4WD | Vehicle | 12.55 | H_4WD | Project Management
6902 | H_4WD | Vehicle | 15 | H_4WD | Mgr Ops Del-Metro
6029 | H_4X4C | Vehicle | 12 | H_4X4C | Apprentice CC Nth
6032 | H_4X4C | Vehicle | 12 | H_4X4C | Powerline Design
6112 | H_4X4C | Vehicle | 12 | H_4X4C | Workshops Management
6411 | H_4X4C | Vehicle | 12 | H_4X4C | TSW Eliz ProjDONOTUS
6660 | H_4X4C | Vehicle | 12 | H_4X4C | Project Management
6902 | H_4X4C | Vehicle | 12 | H_4X4C | Mgr Ops Del-Metro
6029 | H_4X4P | Vehicle | 15 | H_4X4P | Apprentice CC Nth
6032 | H_4X4P | Vehicle | 15 | H_4X4P | Powerline Design
6112 | H_4X4P | Vehicle | 15 | H_4X4P | Workshops Management
6411 | H_4X4P | Vehicle | 15 | H_4X4P | TSW Eliz ProjDONOTUS
6660 | H_4X4P | Vehicle | 15 | H_4X4P | Project Management
6902 | H_4X4P | Vehicle | 15 | H_4X4P | Mgr Ops Del-Metro
6029 | H_EWP | Vehicle | 42.72 | H_EWP | Apprentice CC Nth
6032 | H_EWP | Vehicle | 42.72 | H_EWP | Powerline Design
6112 | H_EWP | Vehicle | 42.72 | H_EWP | Workshops Management
6411 | H_EWP | Vehicle | 42.72 | H_EWP | TSW Eliz ProjDONOTUS
6412 | H_EWP | Vehicle | 42.72 | H_EWP | TSW Elizabeth
6414 | H_EWP | Vehicle | 42.72 | H_EWP | TSW Cust Conn North
6462 | H_EWP | Vehicle | 42.72 | H_EWP | TSW Lower Eyre Pen
6463 | H_EWP | Vehicle | 42.72 | H_EWP | TSW Upper Eyre Penin
6472 | H_EWP | Vehicle | 42.72 | H_EWP | TSW Power Lin-Pt Aug
6521 | H_EWP | Vehicle | 42.72 | H_EWP | TSW - CRO South
6522 | H_EWP | Vehicle | 42.72 | H_EWP | TSW - CRO North
6660 | H_EWP | Vehicle | 76.09 | H_EWP | Project Management
6902 | H_EWP | Vehicle | 42.72 | H_EWP | Mgr Ops Del-Metro
6029 | H_PSGR | Vehicle | 12.5 | H_PSGR | Apprentice CC Nth
6032 | H_PSGR | Vehicle | 12.5 | H_PSGR | Powerline Design
6112 | H_PSGR | Vehicle | 12.5 | H_PSGR | Workshops Management
6242 | H_PSGR | Vehicle | 12.5 | H_PSGR | SCADA Technical
6411 | H_PSGR | Vehicle | 12.5 | H_PSGR | TSW Eliz ProjDONOTUS
6660 | H_PSGR | Vehicle | 12.5 | H_PSGR | Project Management
6902 | H_PSGR | Vehicle | 12.5 | H_PSGR | Mgr Ops Del-Metro
6029 | H_TLR | Vehicle | 8 | H_TLR | Apprentice CC Nth
6032 | H_TLR | Vehicle | 8 | H_TLR | Powerline Design
6112 | H_TLR | Vehicle | 8 | H_TLR | Workshops Management
6411 | H_TLR | Vehicle | 8 | H_TLR | TSW Eliz ProjDONOTUS
6660 | H_TLR | Vehicle | 8 | H_TLR | Project Management
6902 | H_TLR | Vehicle | 8 | H_TLR | Mgr Ops Del-Metro
6029 | H_TRUK | Vehicle | 25 | H_TRUK | Apprentice CC Nth
6032 | H_TRUK | Vehicle | 25 | H_TRUK | Powerline Design
6112 | H_TRUK | Vehicle | 25 | H_TRUK | Workshops Management
6411 | H_TRUK | Vehicle | 25 | H_TRUK | TSW Eliz ProjDONOTUS
6660 | H_TRUK | Vehicle | 25 | H_TRUK | Project Management
6902 | H_TRUK | Vehicle | 25 | H_TRUK | Mgr Ops Del-Metro
6029 | H_Ute | Vehicle | 10 | H_UTE | Apprentice CC Nth
6032 | H_Ute | Vehicle | 10 | H_UTE | Powerline Design
6112 | H_Ute | Vehicle | 10 | H_UTE | Workshops Management
6411 | H_Ute | Vehicle | 10 | H_UTE | TSW Eliz ProjDONOTUS
6660 | H_Ute | Vehicle | 10 | H_UTE | Project Management
6902 | H_Ute | Vehicle | 10 | H_UTE | Mgr Ops Del-Metro
6029 | H_VAN | Vehicle | 10 | H_VAN | Apprentice CC Nth
6032 | H_VAN | Vehicle | 10 | H_VAN | Powerline Design
6112 | H_VAN | Vehicle | 10 | H_VAN | Workshops Management
6240 | H_VAN | Vehicle | 10 | H_VAN | General - Batteries
6241 | H_VAN | Vehicle | 10 | H_VAN | Field SCADA
6411 | H_VAN | Vehicle | 10 | H_VAN | TSW Eliz ProjDONOTUS
6660 | H_VAN | Vehicle | 15 | H_VAN | Project Management
6902 | H_VAN | Vehicle | 10 | H_VAN | Mgr Ops Del-Metro
6029 | H_WGON | Vehicle | 10 | H_WGON | Apprentice CC Nth
6032 | H_WGON | Vehicle | 10 | H_WGON | Powerline Design
6112 | H_WGON | Vehicle | 10 | H_WGON | Workshops Management
6411 | H_WGON | Vehicle | 10 | H_WGON | TSW Eliz ProjDONOTUS
6660 | H_WGON | Vehicle | 11.71 | H_WGON | Project Management
6902 | H_WGON | Vehicle | 10 | H_WGON | Mgr Ops Del-Metro
640 | Light Vehicles | Vehicle | 12 | LITE | Pole Construction
6013 | Light Vehicles | Vehicle | 12 | LITE | OS Eliz ProjDONOTUSE
6028 | Light Vehicles | Vehicle | 12 | LITE | Apprentice CC Sth
6029 | Light Vehicles | Vehicle | 12 | LITE | Apprentice CC Nth
6032 | Light Vehicles | Vehicle | 12 | LITE | Powerline Design
6112 | Light Vehicles | Vehicle | 12 | LITE | Workshops Management
6220 | Light Vehicles | Vehicle | 12 | LITE | Workshop Support
6221 | Light Vehicles | Vehicle | 12 | LITE | Distribution T/frmrs
6222 | Light Vehicles | Vehicle | 12 | LITE | Pad T/fmrs & Swtchge
6223 | Light Vehicles | Vehicle | 12 | LITE | Sub Transformers
6224 | Light Vehicles | Vehicle | 12 | LITE | Manufact & Fabricat
6225 | Light Vehicles | Vehicle | 12 | LITE | Recl & HV Fuses
6230 | Light Vehicles | Vehicle | 12 | LITE | Secondary Design
6231 | Light Vehicles | Vehicle | 12 | LITE | Engineering
6232 | Light Vehicles | Vehicle | 12 | LITE | Primary Design
6234 | Light Vehicles | Vehicle | 12 | LITE | Powerline Tech Serv
6236 | Light Vehicles | Vehicle | 12 | LITE | Protection
6238 | Light Vehicles | Vehicle | 12 | LITE | Engineering Delivery
6240 | Light Vehicles | Vehicle | 12 | LITE | General - Batteries
6241 | Light Vehicles | Vehicle | 12 | LITE | Field SCADA
6242 | Light Vehicles | Vehicle | 12 | LITE | SCADA Technical
6243 | Light Vehicles | Vehicle | 12 | LITE | Engineering Officers
6244 | Light Vehicles | Vehicle | 12 | LITE | Recloser Workshop
6320 | Light Vehicles | Vehicle | 12 | LITE | Work Practices
6342 | Light Vehicles | Vehicle | 12 | LITE | CSO - Vic Harb/KI
6343 | Light Vehicles | Vehicle | 12 | LITE | CSO-Kadina
6344 | Light Vehicles | Vehicle | 12 | LITE | CSO-Pt Augusta
6345 | Light Vehicles | Vehicle | 12 | LITE | CSO-Mt Barker
6346 | Light Vehicles | Vehicle | 12 | LITE | CSO-Naracoorte
6347 | Light Vehicles | Vehicle | 12 | LITE | CSO-Nuriootpa
6400 | Light Vehicles | Vehicle | 12 | LITE | FS Ops Support
6401 | Light Vehicles | Vehicle | 12 | LITE | Powerline Estimating
6405 | Light Vehicles | Vehicle | 12 | LITE | Contract Services
6406 | Light Vehicles | Vehicle | 12 | LITE | DO NOT USE
6410 | Light Vehicles | Vehicle | 12 | LITE | Admin Metro North
6411 | Light Vehicles | Vehicle | 12 | LITE | TSW Eliz ProjDONOTUS
6412 | Light Vehicles | Vehicle | 12 | LITE | TSW Elizabeth
6413 | Light Vehicles | Vehicle | 12 | LITE | Apprentices-ElizProj
6415 | Light Vehicles | Vehicle | 12 | LITE | TSW Sub Mt Ancillary
6417 | Light Vehicles | Vehicle | 12 | LITE | TSW CBD Projects
6418 | Light Vehicles | Vehicle | 12 | LITE | Apprentices CBD Proj
6420 | Light Vehicles | Vehicle | 12 | LITE | Admin-Country South
6421 | Light Vehicles | Vehicle | 12 | LITE | TSW Mt Barker
6422 | Light Vehicles | Vehicle | 12 | LITE | TSW Murray Bridge
6423 | Light Vehicles | Vehicle | 12 | LITE | TSW -Gumeracha
6430 | Light Vehicles | Vehicle | 12 | LITE | DO NOT USE
6432 | Light Vehicles | Vehicle | 12 | LITE | TSW St Marys
6437 | Light Vehicles | Vehicle | 12 | LITE | Apprentices-St Marys
6442 | Light Vehicles | Vehicle | 12 | LITE | TSW P/Line-Victor Ha
6443 | Light Vehicles | Vehicle | 12 | LITE | TSW-Kangaroo Island
6444 | Light Vehicles | Vehicle | 12 | LITE | Apprentices-KI-VicHa
6450 | Light Vehicles | Vehicle | 12 | LITE | Group Admin Sub
6452 | Light Vehicles | Vehicle | 12 | LITE | TSW Sub Const
6456 | Light Vehicles | Vehicle | 12 | LITE | TSW Substation Mtce
6458 | Light Vehicles | Vehicle | 12 | LITE | TSW Apprentices Sub
6459 | Light Vehicles | Vehicle | 12 | LITE | Transmiss Construct
6460 | Light Vehicles | Vehicle | 12 | LITE | Delivery of Work
6461 | Light Vehicles | Vehicle | 12 | LITE | Programming of Work
6462 | Light Vehicles | Vehicle | 12 | LITE | TSW Lower Eyre Pen
6463 | Light Vehicles | Vehicle | 12 | LITE | TSW Upper Eyre Penin
6464 | Light Vehicles | Vehicle | 12 | LITE | Apprentices-EyrePen
6470 | Light Vehicles | Vehicle | 12 | LITE | Admin-CON
6472 | Light Vehicles | Vehicle | 12 | LITE | TSW Power Lin-Pt Aug
6473 | Light Vehicles | Vehicle | 12 | LITE | Apprentices-PtAugust
6480 | Light Vehicles | Vehicle | 12 | LITE | Admin-Clare
6482 | Light Vehicles | Vehicle | 12 | LITE | TSW Clare/Nur
6483 | Light Vehicles | Vehicle | 12 | LITE | TSW Yorke Peninsula
6484 | Light Vehicles | Vehicle | 12 | LITE | Apprentices-Clare
6490 | Light Vehicles | Vehicle | 12 | LITE | Admin-Barmera
6492 | Light Vehicles | Vehicle | 12 | LITE | TSW Power Line-Barm
6500 | Light Vehicles | Vehicle | 12 | LITE | Admin-Mt Gambier
6502 | Light Vehicles | Vehicle | 12 | LITE | TSW Lower South East
6503 | Light Vehicles | Vehicle | 12 | LITE | TSW Upper South East
6504 | Light Vehicles | Vehicle | 12 | LITE | Apprentices-LowerSE
6505 | Light Vehicles | Vehicle | 12 | LITE | Apprentices-UpperSE
6510 | Light Vehicles | Vehicle | 12 | LITE | Grp Admin Metro Sth
6511 | Light Vehicles | Vehicle | 12 | LITE | TSW - Marleston
6512 | Light Vehicles | Vehicle | 12 | LITE | TSW Morphett Vale
6513 | Light Vehicles | Vehicle | 12 | LITE | TSW Holden Hill
6517 | Light Vehicles | Vehicle | 12 | LITE | Asset Locators
6521 | Light Vehicles | Vehicle | 12 | LITE | TSW - CRO South
6522 | Light Vehicles | Vehicle | 12 | LITE | TSW - CRO North
6623 | Light Vehicles | Vehicle | 12 | LITE | Cont Supv -Clare/Nur
6636 | Light Vehicles | Vehicle | 12 | LITE | Ops Supv Lower SE
6643 | Light Vehicles | Vehicle | 12 | LITE | Apprent Holden Hill
6655 | Light Vehicles | Vehicle | 12 | LITE | Field Officers
6660 | Light Vehicles | Vehicle | 12 | LITE | Project Management
6680 | Light Vehicles | Vehicle | 12 | LITE | Property Management
6681 | Light Vehicles | Vehicle | 12 | LITE | Grounds Team
6686 | Light Vehicles | Vehicle | 12 | LITE | Switching Group
6830 | Light Vehicles | Vehicle | 12 | LITE | Telco Mgt
6902 | Light Vehicles | Vehicle | 12 | LITE | Mgr Ops Del-Metro
600 | Line Trucks | Vehicle | 62.49 | LTRK | Supply Chain Mngment
601 | Line Trucks | Vehicle | 62.49 | LTRK | Logistics Redeployee
605 | Line Trucks | Vehicle | 62.49 | LTRK | Materials Supply Mgt
611 | Line Trucks | Vehicle | 62.49 | LTRK | Fleet Workshop
630 | Line Trucks | Vehicle | 62.49 | LTRK | Inventory Planning
640 | Line Trucks | Vehicle | 62.49 | LTRK | Pole Construction
641 | Line Trucks | Vehicle | 62.49 | LTRK | Mechanised Poles
660 | Line Trucks | Vehicle | 62.49 | LTRK | Warehouse&Distributi
665 | Line Trucks | Vehicle | 62.49 | LTRK | MetroLogFldOps
6010 | Line Trucks | Vehicle | 62.49 | LTRK | Metro North Mgr
6011 | Line Trucks | Vehicle | 62.49 | LTRK | Works Planners
6012 | Line Trucks | Vehicle | 62.49 | LTRK | OS Elizabeth
6013 | Line Trucks | Vehicle | 62.49 | LTRK | OS Eliz ProjDONOTUSE
6014 | Line Trucks | Vehicle | 62.49 | LTRK | Ops Supv CBD Proj
6015 | Line Trucks | Vehicle | 62.49 | LTRK | OS St Marys
6016 | Line Trucks | Vehicle | 62.49 | LTRK | OS Cust Con North
6017 | Line Trucks | Vehicle | 62.49 | LTRK | OS Cust Con South
6020 | Line Trucks | Vehicle | 62.49 | LTRK | PTS - BSC Reporting
6021 | Line Trucks | Vehicle | 62.49 | LTRK | Schedulers
6022 | Line Trucks | Vehicle | 62.49 | LTRK | Business Improvement
6023 | Line Trucks | Vehicle | 62.49 | LTRK | Substation Estimator
6028 | Line Trucks | Vehicle | 62.49 | LTRK | Apprentice CC Sth
6029 | Line Trucks | Vehicle | 62.49 | LTRK | Apprentice CC Nth
6032 | Line Trucks | Vehicle | 62.49 | LTRK | Powerline Design
6100 | Line Trucks | Vehicle | 62.49 | LTRK | FS Business Perf
6101 | Line Trucks | Vehicle | 62.49 | LTRK | OS Wingfield
6102 | Line Trucks | Vehicle | 62.49 | LTRK | TSW Wingfield
6103 | Line Trucks | Vehicle | 62.49 | LTRK | Apprentice Wingfield
6110 | Line Trucks | Vehicle | 62.49 | LTRK | W/S - Select Labour
6112 | Line Trucks | Vehicle | 62.49 | LTRK | Workshops Management
6220 | Line Trucks | Vehicle | 62.49 | LTRK | Workshop Support
6221 | Line Trucks | Vehicle | 62.49 | LTRK | Distribution T/frmrs
6222 | Line Trucks | Vehicle | 62.49 | LTRK | Pad T/fmrs & Swtchge
6223 | Line Trucks | Vehicle | 62.49 | LTRK | Sub Transformers
6224 | Line Trucks | Vehicle | 62.49 | LTRK | Manufact & Fabricat
6225 | Line Trucks | Vehicle | 62.49 | LTRK | Recl & HV Fuses
6226 | Line Trucks | Vehicle | 62.49 | LTRK | Mtce & Oil Reclamat
6229 | Line Trucks | Vehicle | 62.49 | LTRK | Cnsmbl-Manu'Trnsfrmr
6230 | Line Trucks | Vehicle | 62.49 | LTRK | Secondary Design
6231 | Line Trucks | Vehicle | 62.49 | LTRK | Engineering
6232 | Line Trucks | Vehicle | 62.49 | LTRK | Primary Design
6234 | Line Trucks | Vehicle | 62.49 | LTRK | Powerline Tech Serv
6235 | Line Trucks | Vehicle | 62.49 | LTRK | Quality Of Supply
6236 | Line Trucks | Vehicle | 62.49 | LTRK | Protection
6238 | Line Trucks | Vehicle | 62.49 | LTRK | Engineering Delivery
6240 | Line Trucks | Vehicle | 62.49 | LTRK | General - Batteries
6241 | Line Trucks | Vehicle | 62.49 | LTRK | Field SCADA
6242 | Line Trucks | Vehicle | 62.49 | LTRK | SCADA Technical
6243 | Line Trucks | Vehicle | 62.49 | LTRK | Engineering Officers
6244 | Line Trucks | Vehicle | 62.49 | LTRK | Recloser Workshop
6306 | Line Trucks | Vehicle | 62.49 | LTRK | Design Services Mgnt
6307 | Line Trucks | Vehicle | 62.49 | LTRK | Do Not Use
6308 | Line Trucks | Vehicle | 62.49 | LTRK | Do Not Use
6320 | Line Trucks | Vehicle | 62.49 | LTRK | Work Practices
6342 | Line Trucks | Vehicle | 62.49 | LTRK | CSO - Vic Harb/KI
6343 | Line Trucks | Vehicle | 62.49 | LTRK | CSO-Kadina
6344 | Line Trucks | Vehicle | 62.49 | LTRK | CSO-Pt Augusta
6345 | Line Trucks | Vehicle | 62.49 | LTRK | CSO-Mt Barker
6346 | Line Trucks | Vehicle | 62.49 | LTRK | CSO-Naracoorte
6347 | Line Trucks | Vehicle | 62.49 | LTRK | CSO-Nuriootpa
6400 | Line Trucks | Vehicle | 62.49 | LTRK | FS Ops Support
6401 | Line Trucks | Vehicle | 62.49 | LTRK | Powerline Estimating
6402 | Line Trucks | Vehicle | 62.49 | LTRK | Field Services GM
6404 | Line Trucks | Vehicle | 62.49 | LTRK | Dispatch Officers
6405 | Line Trucks | Vehicle | 62.49 | LTRK | Contract Services
6406 | Line Trucks | Vehicle | 62.49 | LTRK | DO NOT USE
6407 | Line Trucks | Vehicle | 62.49 | LTRK | WCSR Manager
6410 | Line Trucks | Vehicle | 62.49 | LTRK | Admin Metro North
6411 | Line Trucks | Vehicle | 62.49 | LTRK | TSW Eliz ProjDONOTUS
6412 | Line Trucks | Vehicle | 62.49 | LTRK | TSW Elizabeth
6413 | Line Trucks | Vehicle | 62.49 | LTRK | Apprentices-ElizProj
6414 | Line Trucks | Vehicle | 62.49 | LTRK | TSW Cust Conn North
6415 | Line Trucks | Vehicle | 62.49 | LTRK | TSW Sub Mt Ancillary
6416 | Line Trucks | Vehicle | 62.49 | LTRK | Apprentice-SubMtcAnc
6417 | Line Trucks | Vehicle | 62.49 | LTRK | TSW CBD Projects
6418 | Line Trucks | Vehicle | 62.49 | LTRK | Apprentices CBD Proj
6419 | Line Trucks | Vehicle | 62.49 | LTRK | Apprentices Eliz
6420 | Line Trucks | Vehicle | 62.49 | LTRK | Admin-Country South
6421 | Line Trucks | Vehicle | 62.49 | LTRK | TSW Mt Barker
6422 | Line Trucks | Vehicle | 62.49 | LTRK | TSW Murray Bridge
6423 | Line Trucks | Vehicle | 62.49 | LTRK | TSW -Gumeracha
6425 | Line Trucks | Vehicle | 62.49 | LTRK | Not In Use 2003
6426 | Line Trucks | Vehicle | 62.49 | LTRK | Apprentices Mt Barke
6427 | Line Trucks | Vehicle | 62.49 | LTRK | Not In Use 2003
6430 | Line Trucks | Vehicle | 62.49 | LTRK | DO NOT USE
6432 | Line Trucks | Vehicle | 62.49 | LTRK | TSW St Marys
6434 | Line Trucks | Vehicle | 62.49 | LTRK | TSW Cust Conn South
6437 | Line Trucks | Vehicle | 62.49 | LTRK | Apprentices-St Marys
6438 | Line Trucks | Vehicle | 62.49 | LTRK | TSW CBD SR
6439 | Line Trucks | Vehicle | 62.49 | LTRK | Apprentices CBD SR
6442 | Line Trucks | Vehicle | 62.49 | LTRK | TSW P/Line-Victor Ha
6443 | Line Trucks | Vehicle | 62.49 | LTRK | TSW-Kangaroo Island
6444 | Line Trucks | Vehicle | 62.49 | LTRK | Apprentices-KI-VicHa
6450 | Line Trucks | Vehicle | 62.49 | LTRK | Group Admin Sub
6452 | Line Trucks | Vehicle | 62.49 | LTRK | TSW Sub Const
6456 | Line Trucks | Vehicle | 62.49 | LTRK | TSW Substation Mtce
6458 | Line Trucks | Vehicle | 62.49 | LTRK | TSW Apprentices Sub
6459 | Line Trucks | Vehicle | 62.49 | LTRK | Transmiss Construct
6460 | Line Trucks | Vehicle | 62.49 | LTRK | Delivery of Work
6461 | Line Trucks | Vehicle | 62.49 | LTRK | Programming of Work
6462 | Line Trucks | Vehicle | 62.49 | LTRK | TSW Lower Eyre Pen
6463 | Line Trucks | Vehicle | 62.49 | LTRK | TSW Upper Eyre Penin
6464 | Line Trucks | Vehicle | 62.49 | LTRK | Apprentices-EyrePen
6470 | Line Trucks | Vehicle | 62.49 | LTRK | Admin-CON
6472 | Line Trucks | Vehicle | 62.49 | LTRK | TSW Power Lin-Pt Aug
6473 | Line Trucks | Vehicle | 62.49 | LTRK | Apprentices-PtAugust
6480 | Line Trucks | Vehicle | 62.49 | LTRK | Admin-Clare
6482 | Line Trucks | Vehicle | 62.49 | LTRK | TSW Clare/Nur
6483 | Line Trucks | Vehicle | 62.49 | LTRK | TSW Yorke Peninsula
6484 | Line Trucks | Vehicle | 62.49 | LTRK | Apprentices-Clare
6486 | Line Trucks | Vehicle | 62.49 | LTRK | Apprentices-YorkePen
6490 | Line Trucks | Vehicle | 62.49 | LTRK | Admin-Barmera
6492 | Line Trucks | Vehicle | 62.49 | LTRK | TSW Power Line-Barm
6500 | Line Trucks | Vehicle | 62.49 | LTRK | Admin-Mt Gambier
6502 | Line Trucks | Vehicle | 62.49 | LTRK | TSW Lower South East
6503 | Line Trucks | Vehicle | 62.49 | LTRK | TSW Upper South East
6504 | Line Trucks | Vehicle | 62.49 | LTRK | Apprentices-LowerSE
6505 | Line Trucks | Vehicle | 62.49 | LTRK | Apprentices-UpperSE
6506 | Line Trucks | Vehicle | 62.49 | LTRK | TSW Interstate
6507 | Line Trucks | Vehicle | 62.49 | LTRK | Apprentices - MB & G
6508 | Line Trucks | Vehicle | 62.49 | LTRK | Apprentices - Barmer
6509 | Line Trucks | Vehicle | 62.49 | LTRK | Apprentice Marleston
6510 | Line Trucks | Vehicle | 62.49 | LTRK | Grp Admin Metro Sth
6511 | Line Trucks | Vehicle | 62.49 | LTRK | TSW - Marleston
6512 | Line Trucks | Vehicle | 62.49 | LTRK | TSW Morphett Vale
6513 | Line Trucks | Vehicle | 62.49 | LTRK | TSW Holden Hill
6517 | Line Trucks | Vehicle | 62.49 | LTRK | Asset Locators
6518 | Line Trucks | Vehicle | 62.49 | LTRK | Apprentices MorphV
6519 | Line Trucks | Vehicle | 62.49 | LTRK | High Load FS
6520 | Line Trucks | Vehicle | 62.49 | LTRK | Mgr Switch Safe
6521 | Line Trucks | Vehicle | 62.49 | LTRK | TSW - CRO South
6522 | Line Trucks | Vehicle | 62.49 | LTRK | TSW - CRO North
6620 | Line Trucks | Vehicle | 62.49 | LTRK | Country Ops Nth Mgr
6622 | Line Trucks | Vehicle | 62.49 | LTRK | Ops Su Port Augusta
6623 | Line Trucks | Vehicle | 62.49 | LTRK | Cont Supv -Clare/Nur
6624 | Line Trucks | Vehicle | 62.49 | LTRK | Ops Supv -Yorke Pen
6625 | Line Trucks | Vehicle | 62.49 | LTRK | Ops Supv Eyre Pen
6630 | Line Trucks | Vehicle | 62.49 | LTRK | Country Ops Sth Mgr
6632 | Line Trucks | Vehicle | 62.49 | LTRK | Ops Supv KI-VH
6633 | Line Trucks | Vehicle | 62.49 | LTRK | Ops Supv Mt Barker
6634 | Line Trucks | Vehicle | 62.49 | LTRK | Ops Supv MB/Gum
6635 | Line Trucks | Vehicle | 62.49 | LTRK | Ops Supv Barmera
6636 | Line Trucks | Vehicle | 62.49 | LTRK | Ops Supv Lower SE
6637 | Line Trucks | Vehicle | 62.49 | LTRK | Ops Supv Upper SE
6640 | Line Trucks | Vehicle | 62.49 | LTRK | Metro South Mgr
6642 | Line Trucks | Vehicle | 62.49 | LTRK | OS Holden Hill
6643 | Line Trucks | Vehicle | 62.49 | LTRK | Apprent Holden Hill
6644 | Line Trucks | Vehicle | 62.49 | LTRK | Ops Supr Marleston
6645 | Line Trucks | Vehicle | 62.49 | LTRK | OS Morphett Vale
6646 | Line Trucks | Vehicle | 62.49 | LTRK | Ops Supv - SubMtcAnc
6648 | Line Trucks | Vehicle | 62.49 | LTRK | Central Mgr
6649 | Line Trucks | Vehicle | 62.49 | LTRK | OS CBD SR
6652 | Line Trucks | Vehicle | 62.49 | LTRK | Ops Supv Sub Mtce
6654 | Line Trucks | Vehicle | 62.49 | LTRK | Ops Supv Sub Const
6655 | Line Trucks | Vehicle | 62.49 | LTRK | Field Officers
6657 | Line Trucks | Vehicle | 62.49 | LTRK | OS Transm Construct
6660 | Line Trucks | Vehicle | 62.49 | LTRK | Project Management
6662 | Line Trucks | Vehicle | 62.49 | LTRK | PM Support
6665 | Line Trucks | Vehicle | 62.49 | LTRK | Mgr Proj & Construct
6680 | Line Trucks | Vehicle | 62.49 | LTRK | Property Management
6681 | Line Trucks | Vehicle | 62.49 | LTRK | Grounds Team
6685 | Line Trucks | Vehicle | 62.49 | LTRK | High Voltage Testing
6686 | Line Trucks | Vehicle | 62.49 | LTRK | Switching Group
6690 | Line Trucks | Vehicle | 62.49 | LTRK | Sub Maint Manager
6750 | Line Trucks | Vehicle | 62.49 | LTRK | Telecomm & Tech Svcs
6820 | Line Trucks | Vehicle | 62.49 | LTRK | Vegetation Ser Mgr
6825 | Line Trucks | Vehicle | 62.49 | LTRK | Line Clearance Offic
6830 | Line Trucks | Vehicle | 62.49 | LTRK | Telco Mgt
6831 | Line Trucks | Vehicle | 62.49 | LTRK | Tel Field
6832 | Line Trucks | Vehicle | 62.49 | LTRK | Tel Proj Mgt
6833 | Line Trucks | Vehicle | 62.49 | LTRK | Telco Technical
6834 | Line Trucks | Vehicle | 62.49 | LTRK | Tel CS Field
6901 | Line Trucks | Vehicle | 62.49 | LTRK | Mgr Ops Planning
6902 | Line Trucks | Vehicle | 62.49 | LTRK | Mgr Ops Del-Metro
6903 | Line Trucks | Vehicle | 62.49 | LTRK | Mgr Ops Del-Regional
6998 | Line Trucks | Vehicle | 62.49 | LTRK | Vehicle Cost Clearin
6999 | Line Trucks | Vehicle | 62.49 | LTRK | Labour Overhead Clrg
9001 | Line Trucks | Vehicle | 62.49 | LTRK | Field Servs. Allocn
600 | Line Trucks External | Vehicle | 62.49 | LTRKX | Supply Chain Mngment
601 | Line Trucks External | Vehicle | 62.49 | LTRKX | Logistics Redeployee
605 | Line Trucks External | Vehicle | 62.49 | LTRKX | Materials Supply Mgt
611 | Line Trucks External | Vehicle | 62.49 | LTRKX | Fleet Workshop
630 | Line Trucks External | Vehicle | 62.49 | LTRKX | Inventory Planning
640 | Line Trucks External | Vehicle | 62.49 | LTRKX | Pole Construction
641 | Line Trucks External | Vehicle | 62.49 | LTRKX | Mechanised Poles
660 | Line Trucks External | Vehicle | 62.49 | LTRKX | Warehouse&Distributi
665 | Line Trucks External | Vehicle | 62.49 | LTRKX | MetroLogFldOps
6010 | Line Trucks External | Vehicle | 62.49 | LTRKX | Metro North Mgr
6011 | Line Trucks External | Vehicle | 62.49 | LTRKX | Works Planners
6012 | Line Trucks External | Vehicle | 62.49 | LTRKX | OS Elizabeth
6013 | Line Trucks External | Vehicle | 62.49 | LTRKX | OS Eliz ProjDONOTUSE
6014 | Line Trucks External | Vehicle | 62.49 | LTRKX | Ops Supv CBD Proj
6015 | Line Trucks External | Vehicle | 62.49 | LTRKX | OS St Marys
6016 | Line Trucks External | Vehicle | 62.49 | LTRKX | OS Cust Con North
6017 | Line Trucks External | Vehicle | 62.49 | LTRKX | OS Cust Con South
6020 | Line Trucks External | Vehicle | 62.49 | LTRKX | PTS - BSC Reporting
6021 | Line Trucks External | Vehicle | 62.49 | LTRKX | Schedulers
6022 | Line Trucks External | Vehicle | 62.49 | LTRKX | Business Improvement
6023 | Line Trucks External | Vehicle | 62.49 | LTRKX | Substation Estimator
6100 | Line Trucks External | Vehicle | 62.49 | LTRKX | FS Business Perf
6101 | Line Trucks External | Vehicle | 62.49 | LTRKX | OS Wingfield
6102 | Line Trucks External | Vehicle | 62.49 | LTRKX | TSW Wingfield
6103 | Line Trucks External | Vehicle | 62.49 | LTRKX | Apprentice Wingfield
6110 | Line Trucks External | Vehicle | 62.49 | LTRKX | W/S - Select Labour
6220 | Line Trucks External | Vehicle | 62.49 | LTRKX | Workshop Support
6221 | Line Trucks External | Vehicle | 62.49 | LTRKX | Distribution T/frmrs
6222 | Line Trucks External | Vehicle | 62.49 | LTRKX | Pad T/fmrs & Swtchge
6223 | Line Trucks External | Vehicle | 62.49 | LTRKX | Sub Transformers
6224 | Line Trucks External | Vehicle | 62.49 | LTRKX | Manufact & Fabricat
6225 | Line Trucks External | Vehicle | 62.49 | LTRKX | Recl & HV Fuses
6226 | Line Trucks External | Vehicle | 62.49 | LTRKX | Mtce & Oil Reclamat
6229 | Line Trucks External | Vehicle | 62.49 | LTRKX | Cnsmbl-Manu'Trnsfrmr
6230 | Line Trucks External | Vehicle | 62.49 | LTRKX | Secondary Design
6231 | Line Trucks External | Vehicle | 62.49 | LTRKX | Engineering
6232 | Line Trucks External | Vehicle | 62.49 | LTRKX | Primary Design
6234 | Line Trucks External | Vehicle | 62.49 | LTRKX | Powerline Tech Serv
6235 | Line Trucks External | Vehicle | 62.49 | LTRKX | Quality Of Supply
6236 | Line Trucks External | Vehicle | 62.49 | LTRKX | Protection
6238 | Line Trucks External | Vehicle | 62.49 | LTRKX | Engineering Delivery
6240 | Line Trucks External | Vehicle | 62.49 | LTRKX | General - Batteries
6241 | Line Trucks External | Vehicle | 62.49 | LTRKX | Field SCADA
6242 | Line Trucks External | Vehicle | 62.49 | LTRKX | SCADA Technical
6243 | Line Trucks External | Vehicle | 62.49 | LTRKX | Engineering Officers
6244 | Line Trucks External | Vehicle | 62.49 | LTRKX | Recloser Workshop
6306 | Line Trucks External | Vehicle | 62.49 | LTRKX | Design Services Mgnt
6307 | Line Trucks External | Vehicle | 62.49 | LTRKX | Do Not Use
6308 | Line Trucks External | Vehicle | 62.49 | LTRKX | Do Not Use
6320 | Line Trucks External | Vehicle | 62.49 | LTRKX | Work Practices
6342 | Line Trucks External | Vehicle | 62.49 | LTRKX | CSO - Vic Harb/KI
6343 | Line Trucks External | Vehicle | 62.49 | LTRKX | CSO-Kadina
6344 | Line Trucks External | Vehicle | 62.49 | LTRKX | CSO-Pt Augusta
6345 | Line Trucks External | Vehicle | 62.49 | LTRKX | CSO-Mt Barker
6346 | Line Trucks External | Vehicle | 62.49 | LTRKX | CSO-Naracoorte
6347 | Line Trucks External | Vehicle | 62.49 | LTRKX | CSO-Nuriootpa
6400 | Line Trucks External | Vehicle | 62.49 | LTRKX | FS Ops Support
6401 | Line Trucks External | Vehicle | 62.49 | LTRKX | Powerline Estimating
6402 | Line Trucks External | Vehicle | 62.49 | LTRKX | Field Services GM
6404 | Line Trucks External | Vehicle | 62.49 | LTRKX | Dispatch Officers
6405 | Line Trucks External | Vehicle | 62.49 | LTRKX | Contract Services
6406 | Line Trucks External | Vehicle | 62.49 | LTRKX | DO NOT USE
6407 | Line Trucks External | Vehicle | 62.49 | LTRKX | WCSR Manager
6410 | Line Trucks External | Vehicle | 62.49 | LTRKX | Admin Metro North
6411 | Line Trucks External | Vehicle | 62.49 | LTRKX | TSW Eliz ProjDONOTUS
6412 | Line Trucks External | Vehicle | 62.49 | LTRKX | TSW Elizabeth
6413 | Line Trucks External | Vehicle | 62.49 | LTRKX | Apprentices-ElizProj
6414 | Line Trucks External | Vehicle | 62.49 | LTRKX | TSW Cust Conn North
6415 | Line Trucks External | Vehicle | 62.49 | LTRKX | TSW Sub Mt Ancillary
6416 | Line Trucks External | Vehicle | 62.49 | LTRKX | Apprentice-SubMtcAnc
6417 | Line Trucks External | Vehicle | 62.49 | LTRKX | TSW CBD Projects
6418 | Line Trucks External | Vehicle | 62.49 | LTRKX | Apprentices CBD Proj
6419 | Line Trucks External | Vehicle | 62.49 | LTRKX | Apprentices Eliz
6420 | Line Trucks External | Vehicle | 62.49 | LTRKX | Admin-Country South
6421 | Line Trucks External | Vehicle | 62.49 | LTRKX | TSW Mt Barker
6422 | Line Trucks External | Vehicle | 62.49 | LTRKX | TSW Murray Bridge
6423 | Line Trucks External | Vehicle | 62.49 | LTRKX | TSW -Gumeracha
6425 | Line Trucks External | Vehicle | 62.49 | LTRKX | Not In Use 2003
6426 | Line Trucks External | Vehicle | 62.49 | LTRKX | Apprentices Mt Barke
6427 | Line Trucks External | Vehicle | 62.49 | LTRKX | Not In Use 2003
6430 | Line Trucks External | Vehicle | 62.49 | LTRKX | DO NOT USE
6432 | Line Trucks External | Vehicle | 62.49 | LTRKX | TSW St Marys
6434 | Line Trucks External | Vehicle | 62.49 | LTRKX | TSW Cust Conn South
6437 | Line Trucks External | Vehicle | 62.49 | LTRKX | Apprentices-St Marys
6438 | Line Trucks External | Vehicle | 62.49 | LTRKX | TSW CBD SR
6439 | Line Trucks External | Vehicle | 62.49 | LTRKX | Apprentices CBD SR
6442 | Line Trucks External | Vehicle | 62.49 | LTRKX | TSW P/Line-Victor Ha
6443 | Line Trucks External | Vehicle | 62.49 | LTRKX | TSW-Kangaroo Island
6444 | Line Trucks External | Vehicle | 62.49 | LTRKX | Apprentices-KI-VicHa
6450 | Line Trucks External | Vehicle | 62.49 | LTRKX | Group Admin Sub
6452 | Line Trucks External | Vehicle | 62.49 | LTRKX | TSW Sub Const
6456 | Line Trucks External | Vehicle | 62.49 | LTRKX | TSW Substation Mtce
6459 | Line Trucks External | Vehicle | 62.49 | LTRKX | Transmiss Construct
6462 | Line Trucks External | Vehicle | 62.49 | LTRKX | TSW Lower Eyre Pen
6463 | Line Trucks External | Vehicle | 62.49 | LTRKX | TSW Upper Eyre Penin
6464 | Line Trucks External | Vehicle | 62.49 | LTRKX | Apprentices-EyrePen
6470 | Line Trucks External | Vehicle | 62.49 | LTRKX | Admin-CON
6472 | Line Trucks External | Vehicle | 62.49 | LTRKX | TSW Power Lin-Pt Aug
6473 | Line Trucks External | Vehicle | 62.49 | LTRKX | Apprentices-PtAugust
6480 | Line Trucks External | Vehicle | 62.49 | LTRKX | Admin-Clare
6482 | Line Trucks External | Vehicle | 62.49 | LTRKX | TSW Clare/Nur
6483 | Line Trucks External | Vehicle | 62.49 | LTRKX | TSW Yorke Peninsula
6484 | Line Trucks External | Vehicle | 62.49 | LTRKX | Apprentices-Clare
6486 | Line Trucks External | Vehicle | 62.49 | LTRKX | Apprentices-YorkePen
6490 | Line Trucks External | Vehicle | 62.49 | LTRKX | Admin-Barmera
6492 | Line Trucks External | Vehicle | 62.49 | LTRKX | TSW Power Line-Barm
6500 | Line Trucks External | Vehicle | 62.49 | LTRKX | Admin-Mt Gambier
6502 | Line Trucks External | Vehicle | 62.49 | LTRKX | TSW Lower South East
6503 | Line Trucks External | Vehicle | 62.49 | LTRKX | TSW Upper South East
6504 | Line Trucks External | Vehicle | 62.49 | LTRKX | Apprentices-LowerSE
6505 | Line Trucks External | Vehicle | 62.49 | LTRKX | Apprentices-UpperSE
6506 | Line Trucks External | Vehicle | 62.49 | LTRKX | TSW Interstate
6507 | Line Trucks External | Vehicle | 62.49 | LTRKX | Apprentices - MB & G
6508 | Line Trucks External | Vehicle | 62.49 | LTRKX | Apprentices - Barmer
6509 | Line Trucks External | Vehicle | 62.49 | LTRKX | Apprentice Marleston
6510 | Line Trucks External | Vehicle | 62.49 | LTRKX | Grp Admin Metro Sth
6511 | Line Trucks External | Vehicle | 62.49 | LTRKX | TSW - Marleston
6512 | Line Trucks External | Vehicle | 62.49 | LTRKX | TSW Morphett Vale
6513 | Line Trucks External | Vehicle | 62.49 | LTRKX | TSW Holden Hill
6517 | Line Trucks External | Vehicle | 62.49 | LTRKX | Asset Locators
6518 | Line Trucks External | Vehicle | 62.49 | LTRKX | Apprentices MorphV
6519 | Line Trucks External | Vehicle | 62.49 | LTRKX | High Load FS
6520 | Line Trucks External | Vehicle | 62.49 | LTRKX | Mgr Switch Safe
6521 | Line Trucks External | Vehicle | 62.49 | LTRKX | TSW - CRO South
6522 | Line Trucks External | Vehicle | 62.49 | LTRKX | TSW - CRO North
6620 | Line Trucks External | Vehicle | 62.49 | LTRKX | Country Ops Nth Mgr
6622 | Line Trucks External | Vehicle | 62.49 | LTRKX | Ops Su Port Augusta
6623 | Line Trucks External | Vehicle | 62.49 | LTRKX | Cont Supv -Clare/Nur
6624 | Line Trucks External | Vehicle | 62.49 | LTRKX | Ops Supv -Yorke Pen
6625 | Line Trucks External | Vehicle | 62.49 | LTRKX | Ops Supv Eyre Pen
6630 | Line Trucks External | Vehicle | 62.49 | LTRKX | Country Ops Sth Mgr
6632 | Line Trucks External | Vehicle | 62.49 | LTRKX | Ops Supv KI-VH
6633 | Line Trucks External | Vehicle | 62.49 | LTRKX | Ops Supv Mt Barker
6634 | Line Trucks External | Vehicle | 62.49 | LTRKX | Ops Supv MB/Gum
6635 | Line Trucks External | Vehicle | 62.49 | LTRKX | Ops Supv Barmera
6636 | Line Trucks External | Vehicle | 62.49 | LTRKX | Ops Supv Lower SE
6637 | Line Trucks External | Vehicle | 62.49 | LTRKX | Ops Supv Upper SE
6640 | Line Trucks External | Vehicle | 62.49 | LTRKX | Metro South Mgr
6642 | Line Trucks External | Vehicle | 62.49 | LTRKX | OS Holden Hill
6643 | Line Trucks External | Vehicle | 62.49 | LTRKX | Apprent Holden Hill
6644 | Line Trucks External | Vehicle | 62.49 | LTRKX | Ops Supr Marleston
6645 | Line Trucks External | Vehicle | 62.49 | LTRKX | OS Morphett Vale
6646 | Line Trucks External | Vehicle | 62.49 | LTRKX | Ops Supv - SubMtcAnc
6648 | Line Trucks External | Vehicle | 62.49 | LTRKX | Central Mgr
6649 | Line Trucks External | Vehicle | 62.49 | LTRKX | OS CBD SR
6652 | Line Trucks External | Vehicle | 62.49 | LTRKX | Ops Supv Sub Mtce
6654 | Line Trucks External | Vehicle | 62.49 | LTRKX | Ops Supv Sub Const
6655 | Line Trucks External | Vehicle | 62.49 | LTRKX | Field Officers
6657 | Line Trucks External | Vehicle | 62.49 | LTRKX | OS Transm Construct
6660 | Line Trucks External | Vehicle | 62.49 | LTRKX | Project Management
6662 | Line Trucks External | Vehicle | 62.49 | LTRKX | PM Support
6665 | Line Trucks External | Vehicle | 62.49 | LTRKX | Mgr Proj & Construct
6680 | Line Trucks External | Vehicle | 62.49 | LTRKX | Property Management
6681 | Line Trucks External | Vehicle | 62.49 | LTRKX | Grounds Team
6685 | Line Trucks External | Vehicle | 62.49 | LTRKX | High Voltage Testing
6686 | Line Trucks External | Vehicle | 62.49 | LTRKX | Switching Group
6690 | Line Trucks External | Vehicle | 62.49 | LTRKX | Sub Maint Manager
6750 | Line Trucks External | Vehicle | 62.49 | LTRKX | Telecomm & Tech Svcs
6820 | Line Trucks External | Vehicle | 62.49 | LTRKX | Vegetation Ser Mgr
6825 | Line Trucks External | Vehicle | 62.49 | LTRKX | Line Clearance Offic
6830 | Line Trucks External | Vehicle | 62.49 | LTRKX | Telco Mgt
6831 | Line Trucks External | Vehicle | 62.49 | LTRKX | Tel Field
6832 | Line Trucks External | Vehicle | 62.49 | LTRKX | Tel Proj Mgt
6833 | Line Trucks External | Vehicle | 62.49 | LTRKX | Telco Technical
6834 | Line Trucks External | Vehicle | 62.49 | LTRKX | Tel CS Field
6901 | Line Trucks External | Vehicle | 62.49 | LTRKX | Mgr Ops Planning
6903 | Line Trucks External | Vehicle | 62.49 | LTRKX | Mgr Ops Del-Regional
6998 | Line Trucks External | Vehicle | 62.49 | LTRKX | Vehicle Cost Clearin
6999 | Line Trucks External | Vehicle | 62.49 | LTRKX | Labour Overhead Clrg
9001 | Line Trucks External | Vehicle | 62.49 | LTRKX | Field Servs. Allocn
600 | Misc Forklift/FEL | Vehicle | 66.06 | MISC | Supply Chain Mngment
601 | Misc Forklift/FEL | Vehicle | 66.06 | MISC | Logistics Redeployee
605 | Misc Forklift/FEL | Vehicle | 66.06 | MISC | Materials Supply Mgt
611 | Misc Forklift/FEL | Vehicle | 66.06 | MISC | Fleet Workshop
630 | Misc Forklift/FEL | Vehicle | 66.06 | MISC | Inventory Planning
640 | Misc Forklift/FEL | Vehicle | 66.06 | MISC | Pole Construction
641 | Misc Forklift/FEL | Vehicle | 66.06 | MISC | Mechanised Poles
660 | Misc Forklift/FEL | Vehicle | 66.06 | MISC | Warehouse&Distributi
665 | Misc Forklift/FEL | Vehicle | 66.06 | MISC | MetroLogFldOps
6010 | Misc Forklift/FEL | Vehicle | 66.06 | MISC | Metro North Mgr
6011 | Misc Forklift/FEL | Vehicle | 66.06 | MISC | Works Planners
6012 | Misc Forklift/FEL | Vehicle | 66.06 | MISC | OS Elizabeth
6013 | Misc Forklift/FEL | Vehicle | 66.06 | MISC | OS Eliz ProjDONOTUSE
6014 | Misc Forklift/FEL | Vehicle | 66.06 | MISC | Ops Supv CBD Proj
6015 | Misc Forklift/FEL | Vehicle | 66.06 | MISC | OS St Marys
6016 | Misc Forklift/FEL | Vehicle | 66.06 | MISC | OS Cust Con North
6017 | Misc Forklift/FEL | Vehicle | 66.06 | MISC | OS Cust Con South
6020 | Misc Forklift/FEL | Vehicle | 66.06 | MISC | PTS - BSC Reporting
6021 | Misc Forklift/FEL | Vehicle | 66.06 | MISC | Schedulers
6022 | Misc Forklift/FEL | Vehicle | 66.06 | MISC | Business Improvement
6023 | Misc Forklift/FEL | Vehicle | 66.06 | MISC | Substation Estimator
6028 | Misc Forklift/FEL | Vehicle | 66.06 | MISC | Apprentice CC Sth
6029 | Misc Forklift/FEL | Vehicle | 66.06 | MISC | Apprentice CC Nth
6032 | Misc Forklift/FEL | Vehicle | 66.06 | MISC | Powerline Design
6100 | Misc Forklift/FEL | Vehicle | 66.06 | MISC | FS Business Perf
6101 | Misc Forklift/FEL | Vehicle | 66.06 | MISC | OS Wingfield
6102 | Misc Forklift/FEL | Vehicle | 66.06 | MISC | TSW Wingfield
6103 | Misc Forklift/FEL | Vehicle | 66.06 | MISC | Apprentice Wingfield
6110 | Misc Forklift/FEL | Vehicle | 66.06 | MISC | W/S - Select Labour
6112 | Misc Forklift/FEL | Vehicle | 66.06 | MISC | Workshops Management
6220 | Misc Forklift/FEL | Vehicle | 66.06 | MISC | Workshop Support
6221 | Misc Forklift/FEL | Vehicle | 66.06 | MISC | Distribution T/frmrs
6222 | Misc Forklift/FEL | Vehicle | 66.06 | MISC | Pad T/fmrs & Swtchge
6223 | Misc Forklift/FEL | Vehicle | 66.06 | MISC | Sub Transformers
6224 | Misc Forklift/FEL | Vehicle | 66.06 | MISC | Manufact & Fabricat
6225 | Misc Forklift/FEL | Vehicle | 66.06 | MISC | Recl & HV Fuses
6226 | Misc Forklift/FEL | Vehicle | 66.06 | MISC | Mtce & Oil Reclamat
6229 | Misc Forklift/FEL | Vehicle | 66.06 | MISC | Cnsmbl-Manu'Trnsfrmr
6230 | Misc Forklift/FEL | Vehicle | 66.06 | MISC | Secondary Design
6231 | Misc Forklift/FEL | Vehicle | 66.06 | MISC | Engineering
6232 | Misc Forklift/FEL | Vehicle | 66.06 | MISC | Primary Design
6234 | Misc Forklift/FEL | Vehicle | 66.06 | MISC | Powerline Tech Serv
6235 | Misc Forklift/FEL | Vehicle | 66.06 | MISC | Quality Of Supply
6236 | Misc Forklift/FEL | Vehicle | 66.06 | MISC | Protection
6238 | Misc Forklift/FEL | Vehicle | 66.06 | MISC | Engineering Delivery
6240 | Misc Forklift/FEL | Vehicle | 66.06 | MISC | General - Batteries
6241 | Misc Forklift/FEL | Vehicle | 66.06 | MISC | Field SCADA
6242 | Misc Forklift/FEL | Vehicle | 66.06 | MISC | SCADA Technical
6243 | Misc Forklift/FEL | Vehicle | 66.06 | MISC | Engineering Officers
6244 | Misc Forklift/FEL | Vehicle | 66.06 | MISC | Recloser Workshop
6306 | Misc Forklift/FEL | Vehicle | 66.06 | MISC | Design Services Mgnt
6307 | Misc Forklift/FEL | Vehicle | 66.06 | MISC | Do Not Use
6308 | Misc Forklift/FEL | Vehicle | 66.06 | MISC | Do Not Use
6320 | Misc Forklift/FEL | Vehicle | 66.06 | MISC | Work Practices
6342 | Misc Forklift/FEL | Vehicle | 66.06 | MISC | CSO - Vic Harb/KI
6343 | Misc Forklift/FEL | Vehicle | 66.06 | MISC | CSO-Kadina
6344 | Misc Forklift/FEL | Vehicle | 66.06 | MISC | CSO-Pt Augusta
6345 | Misc Forklift/FEL | Vehicle | 66.06 | MISC | CSO-Mt Barker
6346 | Misc Forklift/FEL | Vehicle | 66.06 | MISC | CSO-Naracoorte
6347 | Misc Forklift/FEL | Vehicle | 66.06 | MISC | CSO-Nuriootpa
6400 | Misc Forklift/FEL | Vehicle | 66.06 | MISC | FS Ops Support
6401 | Misc Forklift/FEL | Vehicle | 66.06 | MISC | Powerline Estimating
6402 | Misc Forklift/FEL | Vehicle | 66.06 | MISC | Field Services GM
6404 | Misc Forklift/FEL | Vehicle | 66.06 | MISC | Dispatch Officers
6405 | Misc Forklift/FEL | Vehicle | 66.06 | MISC | Contract Services
6406 | Misc Forklift/FEL | Vehicle | 66.06 | MISC | DO NOT USE
6407 | Misc Forklift/FEL | Vehicle | 66.06 | MISC | WCSR Manager
6410 | Misc Forklift/FEL | Vehicle | 66.06 | MISC | Admin Metro North
6411 | Misc Forklift/FEL | Vehicle | 66.06 | MISC | TSW Eliz ProjDONOTUS
6412 | Misc Forklift/FEL | Vehicle | 66.06 | MISC | TSW Elizabeth
6413 | Misc Forklift/FEL | Vehicle | 66.06 | MISC | Apprentices-ElizProj
6414 | Misc Forklift/FEL | Vehicle | 66.06 | MISC | TSW Cust Conn North
6415 | Misc Forklift/FEL | Vehicle | 66.06 | MISC | TSW Sub Mt Ancillary
6416 | Misc Forklift/FEL | Vehicle | 66.06 | MISC | Apprentice-SubMtcAnc
6417 | Misc Forklift/FEL | Vehicle | 66.06 | MISC | TSW CBD Projects
6418 | Misc Forklift/FEL | Vehicle | 66.06 | MISC | Apprentices CBD Proj
6419 | Misc Forklift/FEL | Vehicle | 66.06 | MISC | Apprentices Eliz
6420 | Misc Forklift/FEL | Vehicle | 66.06 | MISC | Admin-Country South
6421 | Misc Forklift/FEL | Vehicle | 66.06 | MISC | TSW Mt Barker
6422 | Misc Forklift/FEL | Vehicle | 66.06 | MISC | TSW Murray Bridge
6423 | Misc Forklift/FEL | Vehicle | 66.06 | MISC | TSW -Gumeracha
6425 | Misc Forklift/FEL | Vehicle | 66.06 | MISC | Not In Use 2003
6426 | Misc Forklift/FEL | Vehicle | 66.06 | MISC | Apprentices Mt Barke
6427 | Misc Forklift/FEL | Vehicle | 66.06 | MISC | Not In Use 2003
6430 | Misc Forklift/FEL | Vehicle | 66.06 | MISC | DO NOT USE
6432 | Misc Forklift/FEL | Vehicle | 66.06 | MISC | TSW St Marys
6434 | Misc Forklift/FEL | Vehicle | 66.06 | MISC | TSW Cust Conn South
6437 | Misc Forklift/FEL | Vehicle | 66.06 | MISC | Apprentices-St Marys
6438 | Misc Forklift/FEL | Vehicle | 66.06 | MISC | TSW CBD SR
6439 | Misc Forklift/FEL | Vehicle | 66.06 | MISC | Apprentices CBD SR
6442 | Misc Forklift/FEL | Vehicle | 66.06 | MISC | TSW P/Line-Victor Ha
6443 | Misc Forklift/FEL | Vehicle | 66.06 | MISC | TSW-Kangaroo Island
6444 | Misc Forklift/FEL | Vehicle | 66.06 | MISC | Apprentices-KI-VicHa
6450 | Misc Forklift/FEL | Vehicle | 66.06 | MISC | Group Admin Sub
6452 | Misc Forklift/FEL | Vehicle | 66.06 | MISC | TSW Sub Const
6456 | Misc Forklift/FEL | Vehicle | 66.06 | MISC | TSW Substation Mtce
6458 | Misc Forklift/FEL | Vehicle | 66.06 | MISC | TSW Apprentices Sub
6459 | Misc Forklift/FEL | Vehicle | 66.06 | MISC | Transmiss Construct
6460 | Misc Forklift/FEL | Vehicle | 66.06 | MISC | Delivery of Work
6461 | Misc Forklift/FEL | Vehicle | 66.06 | MISC | Programming of Work
6462 | Misc Forklift/FEL | Vehicle | 66.06 | MISC | TSW Lower Eyre Pen
6463 | Misc Forklift/FEL | Vehicle | 66.06 | MISC | TSW Upper Eyre Penin
6464 | Misc Forklift/FEL | Vehicle | 66.06 | MISC | Apprentices-EyrePen
6470 | Misc Forklift/FEL | Vehicle | 66.06 | MISC | Admin-CON
6472 | Misc Forklift/FEL | Vehicle | 66.06 | MISC | TSW Power Lin-Pt Aug
6473 | Misc Forklift/FEL | Vehicle | 66.06 | MISC | Apprentices-PtAugust
6480 | Misc Forklift/FEL | Vehicle | 66.06 | MISC | Admin-Clare
6482 | Misc Forklift/FEL | Vehicle | 66.06 | MISC | TSW Clare/Nur
6483 | Misc Forklift/FEL | Vehicle | 66.06 | MISC | TSW Yorke Peninsula
6484 | Misc Forklift/FEL | Vehicle | 66.06 | MISC | Apprentices-Clare
6486 | Misc Forklift/FEL | Vehicle | 66.06 | MISC | Apprentices-YorkePen
6490 | Misc Forklift/FEL | Vehicle | 66.06 | MISC | Admin-Barmera
6492 | Misc Forklift/FEL | Vehicle | 66.06 | MISC | TSW Power Line-Barm
6500 | Misc Forklift/FEL | Vehicle | 66.06 | MISC | Admin-Mt Gambier
6502 | Misc Forklift/FEL | Vehicle | 66.06 | MISC | TSW Lower South East
6503 | Misc Forklift/FEL | Vehicle | 66.06 | MISC | TSW Upper South East
6504 | Misc Forklift/FEL | Vehicle | 66.06 | MISC | Apprentices-LowerSE
6505 | Misc Forklift/FEL | Vehicle | 66.06 | MISC | Apprentices-UpperSE
6506 | Misc Forklift/FEL | Vehicle | 66.06 | MISC | TSW Interstate
6507 | Misc Forklift/FEL | Vehicle | 66.06 | MISC | Apprentices - MB & G
6508 | Misc Forklift/FEL | Vehicle | 66.06 | MISC | Apprentices - Barmer
6509 | Misc Forklift/FEL | Vehicle | 66.06 | MISC | Apprentice Marleston
6510 | Misc Forklift/FEL | Vehicle | 66.06 | MISC | Grp Admin Metro Sth
6511 | Misc Forklift/FEL | Vehicle | 66.06 | MISC | TSW - Marleston
6512 | Misc Forklift/FEL | Vehicle | 66.06 | MISC | TSW Morphett Vale
6513 | Misc Forklift/FEL | Vehicle | 66.06 | MISC | TSW Holden Hill
6517 | Misc Forklift/FEL | Vehicle | 66.06 | MISC | Asset Locators
6518 | Misc Forklift/FEL | Vehicle | 66.06 | MISC | Apprentices MorphV
6519 | Misc Forklift/FEL | Vehicle | 66.06 | MISC | High Load FS
6520 | Misc Forklift/FEL | Vehicle | 66.06 | MISC | Mgr Switch Safe
6521 | Misc Forklift/FEL | Vehicle | 66.06 | MISC | TSW - CRO South
6522 | Misc Forklift/FEL | Vehicle | 66.06 | MISC | TSW - CRO North
6620 | Misc Forklift/FEL | Vehicle | 66.06 | MISC | Country Ops Nth Mgr
6622 | Misc Forklift/FEL | Vehicle | 66.06 | MISC | Ops Su Port Augusta
6623 | Misc Forklift/FEL | Vehicle | 66.06 | MISC | Cont Supv -Clare/Nur
6624 | Misc Forklift/FEL | Vehicle | 66.06 | MISC | Ops Supv -Yorke Pen
6625 | Misc Forklift/FEL | Vehicle | 66.06 | MISC | Ops Supv Eyre Pen
6630 | Misc Forklift/FEL | Vehicle | 66.06 | MISC | Country Ops Sth Mgr
6632 | Misc Forklift/FEL | Vehicle | 66.06 | MISC | Ops Supv KI-VH
6633 | Misc Forklift/FEL | Vehicle | 66.06 | MISC | Ops Supv Mt Barker
6634 | Misc Forklift/FEL | Vehicle | 66.06 | MISC | Ops Supv MB/Gum
6635 | Misc Forklift/FEL | Vehicle | 66.06 | MISC | Ops Supv Barmera
6636 | Misc Forklift/FEL | Vehicle | 66.06 | MISC | Ops Supv Lower SE
6637 | Misc Forklift/FEL | Vehicle | 66.06 | MISC | Ops Supv Upper SE
6640 | Misc Forklift/FEL | Vehicle | 66.06 | MISC | Metro South Mgr
6642 | Misc Forklift/FEL | Vehicle | 66.06 | MISC | OS Holden Hill
6643 | Misc Forklift/FEL | Vehicle | 66.06 | MISC | Apprent Holden Hill
6644 | Misc Forklift/FEL | Vehicle | 66.06 | MISC | Ops Supr Marleston
6645 | Misc Forklift/FEL | Vehicle | 66.06 | MISC | OS Morphett Vale
6646 | Misc Forklift/FEL | Vehicle | 66.06 | MISC | Ops Supv - SubMtcAnc
6648 | Misc Forklift/FEL | Vehicle | 66.06 | MISC | Central Mgr
6649 | Misc Forklift/FEL | Vehicle | 66.06 | MISC | OS CBD SR
6652 | Misc Forklift/FEL | Vehicle | 66.06 | MISC | Ops Supv Sub Mtce
6654 | Misc Forklift/FEL | Vehicle | 66.06 | MISC | Ops Supv Sub Const
6655 | Misc Forklift/FEL | Vehicle | 66.06 | MISC | Field Officers
6657 | Misc Forklift/FEL | Vehicle | 66.06 | MISC | OS Transm Construct
6660 | Misc Forklift/FEL | Vehicle | 66.06 | MISC | Project Management
6662 | Misc Forklift/FEL | Vehicle | 66.06 | MISC | PM Support
6665 | Misc Forklift/FEL | Vehicle | 66.06 | MISC | Mgr Proj & Construct
6680 | Misc Forklift/FEL | Vehicle | 66.06 | MISC | Property Management
6681 | Misc Forklift/FEL | Vehicle | 66.06 | MISC | Grounds Team
6685 | Misc Forklift/FEL | Vehicle | 66.06 | MISC | High Voltage Testing
6686 | Misc Forklift/FEL | Vehicle | 66.06 | MISC | Switching Group
6690 | Misc Forklift/FEL | Vehicle | 66.06 | MISC | Sub Maint Manager
6750 | Misc Forklift/FEL | Vehicle | 66.06 | MISC | Telecomm & Tech Svcs
6820 | Misc Forklift/FEL | Vehicle | 66.06 | MISC | Vegetation Ser Mgr
6825 | Misc Forklift/FEL | Vehicle | 66.06 | MISC | Line Clearance Offic
6830 | Misc Forklift/FEL | Vehicle | 66.06 | MISC | Telco Mgt
6831 | Misc Forklift/FEL | Vehicle | 66.06 | MISC | Tel Field
6832 | Misc Forklift/FEL | Vehicle | 66.06 | MISC | Tel Proj Mgt
6833 | Misc Forklift/FEL | Vehicle | 66.06 | MISC | Telco Technical
6834 | Misc Forklift/FEL | Vehicle | 66.06 | MISC | Tel CS Field
6901 | Misc Forklift/FEL | Vehicle | 66.06 | MISC | Mgr Ops Planning
6902 | Misc Forklift/FEL | Vehicle | 66.06 | MISC | Mgr Ops Del-Metro
6903 | Misc Forklift/FEL | Vehicle | 66.06 | MISC | Mgr Ops Del-Regional
6998 | Misc Forklift/FEL | Vehicle | 66.06 | MISC | Vehicle Cost Clearin
6999 | Misc Forklift/FEL | Vehicle | 66.06 | MISC | Labour Overhead Clrg
9001 | Misc Forklift/FEL | Vehicle | 66.06 | MISC | Field Servs. Allocn
600 | Misc Forks/FEL Exter | Vehicle | 66.06 | MISCX | Supply Chain Mngment
601 | Misc Forks/FEL Exter | Vehicle | 66.06 | MISCX | Logistics Redeployee
605 | Misc Forks/FEL Exter | Vehicle | 66.06 | MISCX | Materials Supply Mgt
611 | Misc Forks/FEL Exter | Vehicle | 66.06 | MISCX | Fleet Workshop
630 | Misc Forks/FEL Exter | Vehicle | 66.06 | MISCX | Inventory Planning
640 | Misc Forks/FEL Exter | Vehicle | 66.06 | MISCX | Pole Construction
641 | Misc Forks/FEL Exter | Vehicle | 66.06 | MISCX | Mechanised Poles
660 | Misc Forks/FEL Exter | Vehicle | 66.06 | MISCX | Warehouse&Distributi
665 | Misc Forks/FEL Exter | Vehicle | 66.06 | MISCX | MetroLogFldOps
6010 | Misc Forks/FEL Exter | Vehicle | 66.06 | MISCX | Metro North Mgr
6011 | Misc Forks/FEL Exter | Vehicle | 66.06 | MISCX | Works Planners
6012 | Misc Forks/FEL Exter | Vehicle | 66.06 | MISCX | OS Elizabeth
6013 | Misc Forks/FEL Exter | Vehicle | 66.06 | MISCX | OS Eliz ProjDONOTUSE
6014 | Misc Forks/FEL Exter | Vehicle | 66.06 | MISCX | Ops Supv CBD Proj
6015 | Misc Forks/FEL Exter | Vehicle | 66.06 | MISCX | OS St Marys
6016 | Misc Forks/FEL Exter | Vehicle | 66.06 | MISCX | OS Cust Con North
6017 | Misc Forks/FEL Exter | Vehicle | 66.06 | MISCX | OS Cust Con South
6020 | Misc Forks/FEL Exter | Vehicle | 66.06 | MISCX | PTS - BSC Reporting
6021 | Misc Forks/FEL Exter | Vehicle | 66.06 | MISCX | Schedulers
6022 | Misc Forks/FEL Exter | Vehicle | 66.06 | MISCX | Business Improvement
6023 | Misc Forks/FEL Exter | Vehicle | 66.06 | MISCX | Substation Estimator
6100 | Misc Forks/FEL Exter | Vehicle | 66.06 | MISCX | FS Business Perf
6101 | Misc Forks/FEL Exter | Vehicle | 66.06 | MISCX | OS Wingfield
6102 | Misc Forks/FEL Exter | Vehicle | 66.06 | MISCX | TSW Wingfield
6103 | Misc Forks/FEL Exter | Vehicle | 66.06 | MISCX | Apprentice Wingfield
6110 | Misc Forks/FEL Exter | Vehicle | 66.06 | MISCX | W/S - Select Labour
6220 | Misc Forks/FEL Exter | Vehicle | 66.06 | MISCX | Workshop Support
6221 | Misc Forks/FEL Exter | Vehicle | 66.06 | MISCX | Distribution T/frmrs
6222 | Misc Forks/FEL Exter | Vehicle | 66.06 | MISCX | Pad T/fmrs & Swtchge
6223 | Misc Forks/FEL Exter | Vehicle | 66.06 | MISCX | Sub Transformers
6224 | Misc Forks/FEL Exter | Vehicle | 66.06 | MISCX | Manufact & Fabricat
6225 | Misc Forks/FEL Exter | Vehicle | 66.06 | MISCX | Recl & HV Fuses
6226 | Misc Forks/FEL Exter | Vehicle | 66.06 | MISCX | Mtce & Oil Reclamat
6229 | Misc Forks/FEL Exter | Vehicle | 66.06 | MISCX | Cnsmbl-Manu'Trnsfrmr
6230 | Misc Forks/FEL Exter | Vehicle | 66.06 | MISCX | Secondary Design
6231 | Misc Forks/FEL Exter | Vehicle | 66.06 | MISCX | Engineering
6232 | Misc Forks/FEL Exter | Vehicle | 66.06 | MISCX | Primary Design
6234 | Misc Forks/FEL Exter | Vehicle | 66.06 | MISCX | Powerline Tech Serv
6235 | Misc Forks/FEL Exter | Vehicle | 66.06 | MISCX | Quality Of Supply
6236 | Misc Forks/FEL Exter | Vehicle | 66.06 | MISCX | Protection
6238 | Misc Forks/FEL Exter | Vehicle | 66.06 | MISCX | Engineering Delivery
6240 | Misc Forks/FEL Exter | Vehicle | 66.06 | MISCX | General - Batteries
6241 | Misc Forks/FEL Exter | Vehicle | 66.06 | MISCX | Field SCADA
6242 | Misc Forks/FEL Exter | Vehicle | 66.06 | MISCX | SCADA Technical
6243 | Misc Forks/FEL Exter | Vehicle | 66.06 | MISCX | Engineering Officers
6244 | Misc Forks/FEL Exter | Vehicle | 66.06 | MISCX | Recloser Workshop
6306 | Misc Forks/FEL Exter | Vehicle | 66.06 | MISCX | Design Services Mgnt
6307 | Misc Forks/FEL Exter | Vehicle | 66.06 | MISCX | Do Not Use
6308 | Misc Forks/FEL Exter | Vehicle | 66.06 | MISCX | Do Not Use
6320 | Misc Forks/FEL Exter | Vehicle | 66.06 | MISCX | Work Practices
6342 | Misc Forks/FEL Exter | Vehicle | 66.06 | MISCX | CSO - Vic Harb/KI
6343 | Misc Forks/FEL Exter | Vehicle | 66.06 | MISCX | CSO-Kadina
6344 | Misc Forks/FEL Exter | Vehicle | 66.06 | MISCX | CSO-Pt Augusta
6345 | Misc Forks/FEL Exter | Vehicle | 66.06 | MISCX | CSO-Mt Barker
6346 | Misc Forks/FEL Exter | Vehicle | 66.06 | MISCX | CSO-Naracoorte
6347 | Misc Forks/FEL Exter | Vehicle | 66.06 | MISCX | CSO-Nuriootpa
6400 | Misc Forks/FEL Exter | Vehicle | 66.06 | MISCX | FS Ops Support
6401 | Misc Forks/FEL Exter | Vehicle | 66.06 | MISCX | Powerline Estimating
6402 | Misc Forks/FEL Exter | Vehicle | 66.06 | MISCX | Field Services GM
6404 | Misc Forks/FEL Exter | Vehicle | 66.06 | MISCX | Dispatch Officers
6405 | Misc Forks/FEL Exter | Vehicle | 66.06 | MISCX | Contract Services
6406 | Misc Forks/FEL Exter | Vehicle | 66.06 | MISCX | DO NOT USE
6407 | Misc Forks/FEL Exter | Vehicle | 66.06 | MISCX | WCSR Manager
6410 | Misc Forks/FEL Exter | Vehicle | 66.06 | MISCX | Admin Metro North
6411 | Misc Forks/FEL Exter | Vehicle | 66.06 | MISCX | TSW Eliz ProjDONOTUS
6412 | Misc Forks/FEL Exter | Vehicle | 66.06 | MISCX | TSW Elizabeth
6413 | Misc Forks/FEL Exter | Vehicle | 66.06 | MISCX | Apprentices-ElizProj
6414 | Misc Forks/FEL Exter | Vehicle | 66.06 | MISCX | TSW Cust Conn North
6415 | Misc Forks/FEL Exter | Vehicle | 66.06 | MISCX | TSW Sub Mt Ancillary
6416 | Misc Forks/FEL Exter | Vehicle | 66.06 | MISCX | Apprentice-SubMtcAnc
6417 | Misc Forks/FEL Exter | Vehicle | 66.06 | MISCX | TSW CBD Projects
6418 | Misc Forks/FEL Exter | Vehicle | 66.06 | MISCX | Apprentices CBD Proj
6419 | Misc Forks/FEL Exter | Vehicle | 66.06 | MISCX | Apprentices Eliz
6420 | Misc Forks/FEL Exter | Vehicle | 66.06 | MISCX | Admin-Country South
6421 | Misc Forks/FEL Exter | Vehicle | 66.06 | MISCX | TSW Mt Barker
6422 | Misc Forks/FEL Exter | Vehicle | 66.06 | MISCX | TSW Murray Bridge
6423 | Misc Forks/FEL Exter | Vehicle | 66.06 | MISCX | TSW -Gumeracha
6425 | Misc Forks/FEL Exter | Vehicle | 66.06 | MISCX | Not In Use 2003
6426 | Misc Forks/FEL Exter | Vehicle | 66.06 | MISCX | Apprentices Mt Barke
6427 | Misc Forks/FEL Exter | Vehicle | 66.06 | MISCX | Not In Use 2003
6430 | Misc Forks/FEL Exter | Vehicle | 66.06 | MISCX | DO NOT USE
6432 | Misc Forks/FEL Exter | Vehicle | 66.06 | MISCX | TSW St Marys
6434 | Misc Forks/FEL Exter | Vehicle | 66.06 | MISCX | TSW Cust Conn South
6437 | Misc Forks/FEL Exter | Vehicle | 66.06 | MISCX | Apprentices-St Marys
6438 | Misc Forks/FEL Exter | Vehicle | 66.06 | MISCX | TSW CBD SR
6439 | Misc Forks/FEL Exter | Vehicle | 66.06 | MISCX | Apprentices CBD SR
6442 | Misc Forks/FEL Exter | Vehicle | 66.06 | MISCX | TSW P/Line-Victor Ha
6443 | Misc Forks/FEL Exter | Vehicle | 66.06 | MISCX | TSW-Kangaroo Island
6444 | Misc Forks/FEL Exter | Vehicle | 66.06 | MISCX | Apprentices-KI-VicHa
6450 | Misc Forks/FEL Exter | Vehicle | 66.06 | MISCX | Group Admin Sub
6452 | Misc Forks/FEL Exter | Vehicle | 66.06 | MISCX | TSW Sub Const
6456 | Misc Forks/FEL Exter | Vehicle | 66.06 | MISCX | TSW Substation Mtce
6459 | Misc Forks/FEL Exter | Vehicle | 66.06 | MISCX | Transmiss Construct
6462 | Misc Forks/FEL Exter | Vehicle | 66.06 | MISCX | TSW Lower Eyre Pen
6463 | Misc Forks/FEL Exter | Vehicle | 66.06 | MISCX | TSW Upper Eyre Penin
6464 | Misc Forks/FEL Exter | Vehicle | 66.06 | MISCX | Apprentices-EyrePen
6470 | Misc Forks/FEL Exter | Vehicle | 66.06 | MISCX | Admin-CON
6472 | Misc Forks/FEL Exter | Vehicle | 66.06 | MISCX | TSW Power Lin-Pt Aug
6473 | Misc Forks/FEL Exter | Vehicle | 66.06 | MISCX | Apprentices-PtAugust
6480 | Misc Forks/FEL Exter | Vehicle | 66.06 | MISCX | Admin-Clare
6482 | Misc Forks/FEL Exter | Vehicle | 66.06 | MISCX | TSW Clare/Nur
6483 | Misc Forks/FEL Exter | Vehicle | 66.06 | MISCX | TSW Yorke Peninsula
6484 | Misc Forks/FEL Exter | Vehicle | 66.06 | MISCX | Apprentices-Clare
6486 | Misc Forks/FEL Exter | Vehicle | 66.06 | MISCX | Apprentices-YorkePen
6490 | Misc Forks/FEL Exter | Vehicle | 66.06 | MISCX | Admin-Barmera
6492 | Misc Forks/FEL Exter | Vehicle | 66.06 | MISCX | TSW Power Line-Barm
6500 | Misc Forks/FEL Exter | Vehicle | 66.06 | MISCX | Admin-Mt Gambier
6502 | Misc Forks/FEL Exter | Vehicle | 66.06 | MISCX | TSW Lower South East
6503 | Misc Forks/FEL Exter | Vehicle | 66.06 | MISCX | TSW Upper South East
6504 | Misc Forks/FEL Exter | Vehicle | 66.06 | MISCX | Apprentices-LowerSE
6505 | Misc Forks/FEL Exter | Vehicle | 66.06 | MISCX | Apprentices-UpperSE
6506 | Misc Forks/FEL Exter | Vehicle | 66.06 | MISCX | TSW Interstate
6507 | Misc Forks/FEL Exter | Vehicle | 66.06 | MISCX | Apprentices - MB & G
6508 | Misc Forks/FEL Exter | Vehicle | 66.06 | MISCX | Apprentices - Barmer
6509 | Misc Forks/FEL Exter | Vehicle | 66.06 | MISCX | Apprentice Marleston
6510 | Misc Forks/FEL Exter | Vehicle | 66.06 | MISCX | Grp Admin Metro Sth
6511 | Misc Forks/FEL Exter | Vehicle | 66.06 | MISCX | TSW - Marleston
6512 | Misc Forks/FEL Exter | Vehicle | 66.06 | MISCX | TSW Morphett Vale
6513 | Misc Forks/FEL Exter | Vehicle | 66.06 | MISCX | TSW Holden Hill
6517 | Misc Forks/FEL Exter | Vehicle | 66.06 | MISCX | Asset Locators
6518 | Misc Forks/FEL Exter | Vehicle | 66.06 | MISCX | Apprentices MorphV
6519 | Misc Forks/FEL Exter | Vehicle | 66.06 | MISCX | High Load FS
6520 | Misc Forks/FEL Exter | Vehicle | 66.06 | MISCX | Mgr Switch Safe
6521 | Misc Forks/FEL Exter | Vehicle | 66.06 | MISCX | TSW - CRO South
6522 | Misc Forks/FEL Exter | Vehicle | 66.06 | MISCX | TSW - CRO North
6620 | Misc Forks/FEL Exter | Vehicle | 66.06 | MISCX | Country Ops Nth Mgr
6622 | Misc Forks/FEL Exter | Vehicle | 66.06 | MISCX | Ops Su Port Augusta
6623 | Misc Forks/FEL Exter | Vehicle | 66.06 | MISCX | Cont Supv -Clare/Nur
6624 | Misc Forks/FEL Exter | Vehicle | 66.06 | MISCX | Ops Supv -Yorke Pen
6625 | Misc Forks/FEL Exter | Vehicle | 66.06 | MISCX | Ops Supv Eyre Pen
6630 | Misc Forks/FEL Exter | Vehicle | 66.06 | MISCX | Country Ops Sth Mgr
6632 | Misc Forks/FEL Exter | Vehicle | 66.06 | MISCX | Ops Supv KI-VH
6633 | Misc Forks/FEL Exter | Vehicle | 66.06 | MISCX | Ops Supv Mt Barker
6634 | Misc Forks/FEL Exter | Vehicle | 66.06 | MISCX | Ops Supv MB/Gum
6635 | Misc Forks/FEL Exter | Vehicle | 66.06 | MISCX | Ops Supv Barmera
6636 | Misc Forks/FEL Exter | Vehicle | 66.06 | MISCX | Ops Supv Lower SE
6637 | Misc Forks/FEL Exter | Vehicle | 66.06 | MISCX | Ops Supv Upper SE
6640 | Misc Forks/FEL Exter | Vehicle | 66.06 | MISCX | Metro South Mgr
6642 | Misc Forks/FEL Exter | Vehicle | 66.06 | MISCX | OS Holden Hill
6643 | Misc Forks/FEL Exter | Vehicle | 66.06 | MISCX | Apprent Holden Hill
6644 | Misc Forks/FEL Exter | Vehicle | 66.06 | MISCX | Ops Supr Marleston
6645 | Misc Forks/FEL Exter | Vehicle | 66.06 | MISCX | OS Morphett Vale
6646 | Misc Forks/FEL Exter | Vehicle | 66.06 | MISCX | Ops Supv - SubMtcAnc
6648 | Misc Forks/FEL Exter | Vehicle | 66.06 | MISCX | Central Mgr
6649 | Misc Forks/FEL Exter | Vehicle | 66.06 | MISCX | OS CBD SR
6652 | Misc Forks/FEL Exter | Vehicle | 66.06 | MISCX | Ops Supv Sub Mtce
6654 | Misc Forks/FEL Exter | Vehicle | 66.06 | MISCX | Ops Supv Sub Const
6655 | Misc Forks/FEL Exter | Vehicle | 66.06 | MISCX | Field Officers
6657 | Misc Forks/FEL Exter | Vehicle | 66.06 | MISCX | OS Transm Construct
6660 | Misc Forks/FEL Exter | Vehicle | 66.06 | MISCX | Project Management
6662 | Misc Forks/FEL Exter | Vehicle | 66.06 | MISCX | PM Support
6665 | Misc Forks/FEL Exter | Vehicle | 66.06 | MISCX | Mgr Proj & Construct
6680 | Misc Forks/FEL Exter | Vehicle | 66.06 | MISCX | Property Management
6681 | Misc Forks/FEL Exter | Vehicle | 66.06 | MISCX | Grounds Team
6685 | Misc Forks/FEL Exter | Vehicle | 66.06 | MISCX | High Voltage Testing
6686 | Misc Forks/FEL Exter | Vehicle | 66.06 | MISCX | Switching Group
6690 | Misc Forks/FEL Exter | Vehicle | 66.06 | MISCX | Sub Maint Manager
6750 | Misc Forks/FEL Exter | Vehicle | 66.06 | MISCX | Telecomm & Tech Svcs
6820 | Misc Forks/FEL Exter | Vehicle | 66.06 | MISCX | Vegetation Ser Mgr
6825 | Misc Forks/FEL Exter | Vehicle | 66.06 | MISCX | Line Clearance Offic
6830 | Misc Forks/FEL Exter | Vehicle | 66.06 | MISCX | Telco Mgt
6831 | Misc Forks/FEL Exter | Vehicle | 66.06 | MISCX | Tel Field
6832 | Misc Forks/FEL Exter | Vehicle | 66.06 | MISCX | Tel Proj Mgt
6833 | Misc Forks/FEL Exter | Vehicle | 66.06 | MISCX | Telco Technical
6834 | Misc Forks/FEL Exter | Vehicle | 66.06 | MISCX | Tel CS Field
6901 | Misc Forks/FEL Exter | Vehicle | 66.06 | MISCX | Mgr Ops Planning
6903 | Misc Forks/FEL Exter | Vehicle | 66.06 | MISCX | Mgr Ops Del-Regional
6998 | Misc Forks/FEL Exter | Vehicle | 66.06 | MISCX | Vehicle Cost Clearin
6999 | Misc Forks/FEL Exter | Vehicle | 66.06 | MISCX | Labour Overhead Clrg
9001 | Misc Forks/FEL Exter | Vehicle | 66.06 | MISCX | Field Servs. Allocn
600 | Non Productive Lab | Vehicle | 0.01 | NPROD | Supply Chain Mngment
601 | Non Productive Lab | Vehicle | 0.01 | NPROD | Logistics Redeployee
605 | Non Productive Lab | Vehicle | 139.59 | NPROD | Materials Supply Mgt
611 | Non Productive Lab | Vehicle | 64.56 | NPROD | Fleet Workshop
630 | Non Productive Lab | Vehicle | 81.61 | NPROD | Inventory Planning
640 | Non Productive Lab | Vehicle | 64.11 | NPROD | Pole Construction
641 | Non Productive Lab | Vehicle | 64.11 | NPROD | Mechanised Poles
660 | Non Productive Lab | Vehicle | 61.69 | NPROD | Warehouse&Distributi
664 | Non Productive Lab | Vehicle | 72.16 | NPROD | RegionalLogFldOps
665 | Non Productive Lab | Vehicle | 60.91 | NPROD | MetroLogFldOps
6010 | Non Productive Lab | Vehicle | 131.71 | NPROD | Metro North Mgr
6011 | Non Productive Lab | Vehicle | 74.65 | NPROD | Works Planners
6012 | Non Productive Lab | Vehicle | 97.52 | NPROD | OS Elizabeth
6013 | Non Productive Lab | Vehicle | 0.01 | NPROD | OS Eliz ProjDONOTUSE
6014 | Non Productive Lab | Vehicle | 103.81 | NPROD | Ops Supv CBD Proj
6015 | Non Productive Lab | Vehicle | 102.47 | NPROD | OS St Marys
6016 | Non Productive Lab | Vehicle | 102.47 | NPROD | OS Cust Con North
6017 | Non Productive Lab | Vehicle | 102.47 | NPROD | OS Cust Con South
6021 | Non Productive Lab | Vehicle | 82.88 | NPROD | Schedulers
6022 | Non Productive Lab | Vehicle | 0.01 | NPROD | Business Improvement
6023 | Non Productive Lab | Vehicle | 82.68 | NPROD | Substation Estimator
6028 | Non Productive Lab | Vehicle | 51.71 | NPROD | Apprentice CC Sth
6029 | Non Productive Lab | Vehicle | 51.71 | NPROD | Apprentice CC Nth
6032 | Non Productive Lab | Vehicle | 85.51 | NPROD | Powerline Design
6100 | Non Productive Lab | Vehicle | 0.01 | NPROD | FS Business Perf
6101 | Non Productive Lab | Vehicle | 102.61 | NPROD | OS Wingfield
6102 | Non Productive Lab | Vehicle | 75.65 | NPROD | TSW Wingfield
6103 | Non Productive Lab | Vehicle | 42.16 | NPROD | Apprentice Wingfield
6110 | Non Productive Lab | Vehicle | 0.01 | NPROD | W/S - Select Labour
6112 | Non Productive Lab | Vehicle | 46.25 | NPROD | Workshops Management
6220 | Non Productive Lab | Vehicle | 95.01 | NPROD | Workshop Support
6221 | Non Productive Lab | Vehicle | 66.42 | NPROD | Distribution T/frmrs
6222 | Non Productive Lab | Vehicle | 66.42 | NPROD | Pad T/fmrs & Swtchge
6223 | Non Productive Lab | Vehicle | 66.42 | NPROD | Sub Transformers
6224 | Non Productive Lab | Vehicle | 66.42 | NPROD | Manufact & Fabricat
6225 | Non Productive Lab | Vehicle | 66.42 | NPROD | Recl & HV Fuses
6226 | Non Productive Lab | Vehicle | 66.42 | NPROD | Mtce & Oil Reclamat
6229 | Non Productive Lab | Vehicle | 66.42 | NPROD | Cnsmbl-Manu'Trnsfrmr
6230 | Non Productive Lab | Vehicle | 86.36 | NPROD | Secondary Design
6231 | Non Productive Lab | Vehicle | 72.64 | NPROD | Engineering
6232 | Non Productive Lab | Vehicle | 89.86 | NPROD | Primary Design
6234 | Non Productive Lab | Vehicle | 84.01 | NPROD | Powerline Tech Serv
6235 | Non Productive Lab | Vehicle | 73.05 | NPROD | Quality Of Supply
6236 | Non Productive Lab | Vehicle | 99.54 | NPROD | Protection
6238 | Non Productive Lab | Vehicle | 75.18 | NPROD | Engineering Delivery
6240 | Non Productive Lab | Vehicle | 68.85 | NPROD | General - Batteries
6241 | Non Productive Lab | Vehicle | 78.51 | NPROD | Field SCADA
6242 | Non Productive Lab | Vehicle | 89.09 | NPROD | SCADA Technical
6243 | Non Productive Lab | Vehicle | 95.31 | NPROD | Engineering Officers
6244 | Non Productive Lab | Vehicle | 75.65 | NPROD | Recloser Workshop
6306 | Non Productive Lab | Vehicle | 194.49 | NPROD | Design Services Mgnt
6320 | Non Productive Lab | Vehicle | 82.19 | NPROD | Work Practices
6342 | Non Productive Lab | Vehicle | 0.01 | NPROD | CSO - Vic Harb/KI
6343 | Non Productive Lab | Vehicle | 0.01 | NPROD | CSO-Kadina
6344 | Non Productive Lab | Vehicle | 0.01 | NPROD | CSO-Pt Augusta
6345 | Non Productive Lab | Vehicle | 0.01 | NPROD | CSO-Mt Barker
6346 | Non Productive Lab | Vehicle | 0.01 | NPROD | CSO-Naracoorte
6347 | Non Productive Lab | Vehicle | 0.01 | NPROD | CSO-Nuriootpa
6400 | Non Productive Lab | Vehicle | 0.01 | NPROD | FS Ops Support
6401 | Non Productive Lab | Vehicle | 89.74 | NPROD | Powerline Estimating
6402 | Non Productive Lab | Vehicle | 35.42 | NPROD | Field Services GM
6404 | Non Productive Lab | Vehicle | 109.68 | NPROD | Dispatch Officers
6405 | Non Productive Lab | Vehicle | 78.33 | NPROD | Contract Services
6410 | Non Productive Lab | Vehicle | 68.31 | NPROD | Admin Metro North
6411 | Non Productive Lab | Vehicle | 0.01 | NPROD | TSW Eliz ProjDONOTUS
6412 | Non Productive Lab | Vehicle | 75.65 | NPROD | TSW Elizabeth
6413 | Non Productive Lab | Vehicle | 0.01 | NPROD | Apprentices-ElizProj
6414 | Non Productive Lab | Vehicle | 75.65 | NPROD | TSW Cust Conn North
6415 | Non Productive Lab | Vehicle | 75.65 | NPROD | TSW Sub Mt Ancillary
6416 | Non Productive Lab | Vehicle | 48.14 | NPROD | Apprentice-SubMtcAnc
6417 | Non Productive Lab | Vehicle | 75.65 | NPROD | TSW CBD Projects
6418 | Non Productive Lab | Vehicle | 41.1 | NPROD | Apprentices CBD Proj
6419 | Non Productive Lab | Vehicle | 43.78 | NPROD | Apprentices Eliz
6420 | Non Productive Lab | Vehicle | 59.41 | NPROD | Admin-Country South
6421 | Non Productive Lab | Vehicle | 75.65 | NPROD | TSW Mt Barker
6422 | Non Productive Lab | Vehicle | 75.65 | NPROD | TSW Murray Bridge
6423 | Non Productive Lab | Vehicle | 75.65 | NPROD | TSW -Gumeracha
6426 | Non Productive Lab | Vehicle | 44.24 | NPROD | Apprentices Mt Barke
6430 | Non Productive Lab | Vehicle | 75.65 | NPROD | DO NOT USE
6432 | Non Productive Lab | Vehicle | 75.65 | NPROD | TSW St Marys
6434 | Non Productive Lab | Vehicle | 75.65 | NPROD | TSW Cust Conn South
6437 | Non Productive Lab | Vehicle | 40.55 | NPROD | Apprentices-St Marys
6438 | Non Productive Lab | Vehicle | 75.65 | NPROD | TSW CBD SR
6439 | Non Productive Lab | Vehicle | 41.79 | NPROD | Apprentices CBD SR
6442 | Non Productive Lab | Vehicle | 75.65 | NPROD | TSW P/Line-Victor Ha
6443 | Non Productive Lab | Vehicle | 75.65 | NPROD | TSW-Kangaroo Island
6444 | Non Productive Lab | Vehicle | 44.23 | NPROD | Apprentices-KI-VicHa
6450 | Non Productive Lab | Vehicle | 72.13 | NPROD | Group Admin Sub
6452 | Non Productive Lab | Vehicle | 75.65 | NPROD | TSW Sub Const
6456 | Non Productive Lab | Vehicle | 75.65 | NPROD | TSW Substation Mtce
6458 | Non Productive Lab | Vehicle | 44.38 | NPROD | TSW Apprentices Sub
6459 | Non Productive Lab | Vehicle | 75.65 | NPROD | Transmiss Construct
6460 | Non Productive Lab | Vehicle | 0.01 | NPROD | Delivery of Work
6461 | Non Productive Lab | Vehicle | 0.01 | NPROD | Programming of Work
6462 | Non Productive Lab | Vehicle | 75.65 | NPROD | TSW Lower Eyre Pen
6463 | Non Productive Lab | Vehicle | 75.65 | NPROD | TSW Upper Eyre Penin
6464 | Non Productive Lab | Vehicle | 48.08 | NPROD | Apprentices-EyrePen
6470 | Non Productive Lab | Vehicle | 69.27 | NPROD | Admin-CON
6472 | Non Productive Lab | Vehicle | 75.65 | NPROD | TSW Power Lin-Pt Aug
6473 | Non Productive Lab | Vehicle | 44.73 | NPROD | Apprentices-PtAugust
6480 | Non Productive Lab | Vehicle | 69.27 | NPROD | Admin-Clare
6482 | Non Productive Lab | Vehicle | 75.65 | NPROD | TSW Clare/Nur
6483 | Non Productive Lab | Vehicle | 75.65 | NPROD | TSW Yorke Peninsula
6484 | Non Productive Lab | Vehicle | 46.81 | NPROD | Apprentices-Clare
6486 | Non Productive Lab | Vehicle | 36.98 | NPROD | Apprentices-YorkePen
6490 | Non Productive Lab | Vehicle | 53.77 | NPROD | Admin-Barmera
6492 | Non Productive Lab | Vehicle | 75.65 | NPROD | TSW Power Line-Barm
6500 | Non Productive Lab | Vehicle | 53.77 | NPROD | Admin-Mt Gambier
6502 | Non Productive Lab | Vehicle | 75.65 | NPROD | TSW Lower South East
6503 | Non Productive Lab | Vehicle | 75.65 | NPROD | TSW Upper South East
6504 | Non Productive Lab | Vehicle | 45.61 | NPROD | Apprentices-LowerSE
6505 | Non Productive Lab | Vehicle | 41.14 | NPROD | Apprentices-UpperSE
6506 | Non Productive Lab | Vehicle | 75.65 | NPROD | TSW Interstate
6507 | Non Productive Lab | Vehicle | 42.38 | NPROD | Apprentices - MB & G
6508 | Non Productive Lab | Vehicle | 42.66 | NPROD | Apprentices - Barmer
6509 | Non Productive Lab | Vehicle | 44.13 | NPROD | Apprentice Marleston
6510 | Non Productive Lab | Vehicle | 67.96 | NPROD | Grp Admin Metro Sth
6511 | Non Productive Lab | Vehicle | 75.65 | NPROD | TSW - Marleston
6512 | Non Productive Lab | Vehicle | 75.65 | NPROD | TSW Morphett Vale
6513 | Non Productive Lab | Vehicle | 75.65 | NPROD | TSW Holden Hill
6517 | Non Productive Lab | Vehicle | 77.23 | NPROD | Asset Locators
6518 | Non Productive Lab | Vehicle | 39.17 | NPROD | Apprentices MorphV
6519 | Non Productive Lab | Vehicle | 70.05 | NPROD | High Load FS
6520 | Non Productive Lab | Vehicle | 0.01 | NPROD | Mgr Switch Safe
6521 | Non Productive Lab | Vehicle | 75.65 | NPROD | TSW - CRO South
6522 | Non Productive Lab | Vehicle | 75.65 | NPROD | TSW - CRO North
6620 | Non Productive Lab | Vehicle | 97.23 | NPROD | Country Ops Nth Mgr
6622 | Non Productive Lab | Vehicle | 103.44 | NPROD | Ops Su Port Augusta
6623 | Non Productive Lab | Vehicle | 102.96 | NPROD | Cont Supv -Clare/Nur
6624 | Non Productive Lab | Vehicle | 103.08 | NPROD | Ops Supv -Yorke Pen
6625 | Non Productive Lab | Vehicle | 75.74 | NPROD | Ops Supv Eyre Pen
6630 | Non Productive Lab | Vehicle | 103.25 | NPROD | Country Ops Sth Mgr
6632 | Non Productive Lab | Vehicle | 80.66 | NPROD | Ops Supv KI-VH
6633 | Non Productive Lab | Vehicle | 101.69 | NPROD | Ops Supv Mt Barker
6634 | Non Productive Lab | Vehicle | 100.05 | NPROD | Ops Supv MB/Gum
6635 | Non Productive Lab | Vehicle | 97 | NPROD | Ops Supv Barmera
6636 | Non Productive Lab | Vehicle | 104.01 | NPROD | Ops Supv Lower SE
6637 | Non Productive Lab | Vehicle | 94.18 | NPROD | Ops Supv Upper SE
6640 | Non Productive Lab | Vehicle | 155.65 | NPROD | Metro South Mgr
6642 | Non Productive Lab | Vehicle | 102.92 | NPROD | OS Holden Hill
6643 | Non Productive Lab | Vehicle | 39.48 | NPROD | Apprent Holden Hill
6644 | Non Productive Lab | Vehicle | 103.29 | NPROD | Ops Supr Marleston
6645 | Non Productive Lab | Vehicle | 93.16 | NPROD | OS Morphett Vale
6646 | Non Productive Lab | Vehicle | 104.21 | NPROD | Ops Supv - SubMtcAnc
6648 | Non Productive Lab | Vehicle | 64.25 | NPROD | Central Mgr
6649 | Non Productive Lab | Vehicle | 103.5 | NPROD | OS CBD SR
6652 | Non Productive Lab | Vehicle | 82.23 | NPROD | Ops Supv Sub Mtce
6654 | Non Productive Lab | Vehicle | 99.42 | NPROD | Ops Supv Sub Const
6655 | Non Productive Lab | Vehicle | 95.31 | NPROD | Field Officers
6657 | Non Productive Lab | Vehicle | 102.24 | NPROD | OS Transm Construct
6660 | Non Productive Lab | Vehicle | 87.41 | NPROD | Project Management
6662 | Non Productive Lab | Vehicle | 87.41 | NPROD | PM Support
6665 | Non Productive Lab | Vehicle | 47.31 | NPROD | Mgr Proj & Construct
6680 | Non Productive Lab | Vehicle | 74.43 | NPROD | Property Management
6681 | Non Productive Lab | Vehicle | 74.43 | NPROD | Grounds Team
6685 | Non Productive Lab | Vehicle | 78.58 | NPROD | High Voltage Testing
6686 | Non Productive Lab | Vehicle | 0.01 | NPROD | Switching Group
6690 | Non Productive Lab | Vehicle | 109.29 | NPROD | Sub Maint Manager
6750 | Non Productive Lab | Vehicle | 0.01 | NPROD | Telecomm & Tech Svcs
6820 | Non Productive Lab | Vehicle | 63.22 | NPROD | Vegetation Ser Mgr
6825 | Non Productive Lab | Vehicle | 74.71 | NPROD | Line Clearance Offic
6830 | Non Productive Lab | Vehicle | 0.01 | NPROD | Telco Mgt
6831 | Non Productive Lab | Vehicle | 75.91 | NPROD | Tel Field
6832 | Non Productive Lab | Vehicle | 87.41 | NPROD | Tel Proj Mgt
6833 | Non Productive Lab | Vehicle | 88.18 | NPROD | Telco Technical
6834 | Non Productive Lab | Vehicle | 100.17 | NPROD | Tel CS Field
6901 | Non Productive Lab | Vehicle | 164.06 | NPROD | Mgr Ops Planning
6902 | Non Productive Lab | Vehicle | 36.32 | NPROD | Mgr Ops Del-Metro
6903 | Non Productive Lab | Vehicle | 46.25 | NPROD | Mgr Ops Del-Regional
6998 | Non Productive Lab | Vehicle | 0.01 | NPROD | Vehicle Cost Clearin
6999 | Non Productive Lab | Vehicle | 0.01 | NPROD | Labour Overhead Clrg
9001 | Non Productive Lab | Vehicle | 0.01 | NPROD | Field Servs. Allocn
600 | Overtime 1.5 | Vehicle | 0.01 | PROD1 | Supply Chain Mngment
601 | Overtime 1.5 | Vehicle | 0.01 | PROD1 | Logistics Redeployee
605 | Overtime 1.5 | Vehicle | 139.59 | PROD1 | Materials Supply Mgt
611 | Overtime 1.5 | Vehicle | 64.56 | PROD1 | Fleet Workshop
630 | Overtime 1.5 | Vehicle | 81.61 | PROD1 | Inventory Planning
640 | Overtime 1.5 | Vehicle | 64.11 | PROD1 | Pole Construction
641 | Overtime 1.5 | Vehicle | 64.11 | PROD1 | Mechanised Poles
660 | Overtime 1.5 | Vehicle | 61.69 | PROD1 | Warehouse&Distributi
665 | Overtime 1.5 | Vehicle | 60.91 | PROD1 | MetroLogFldOps
6010 | Overtime 1.5 | Vehicle | 131.71 | PROD1 | Metro North Mgr
6011 | Overtime 1.5 | Vehicle | 74.65 | PROD1 | Works Planners
6012 | Overtime 1.5 | Vehicle | 97.52 | PROD1 | OS Elizabeth
6013 | Overtime 1.5 | Vehicle | 0.01 | PROD1 | OS Eliz ProjDONOTUSE
6014 | Overtime 1.5 | Vehicle | 103.81 | PROD1 | Ops Supv CBD Proj
6015 | Overtime 1.5 | Vehicle | 102.47 | PROD1 | OS St Marys
6016 | Overtime 1.5 | Vehicle | 102.47 | PROD1 | OS Cust Con North
6017 | Overtime 1.5 | Vehicle | 102.47 | PROD1 | OS Cust Con South
6021 | Overtime 1.5 | Vehicle | 82.88 | PROD1 | Schedulers
6022 | Overtime 1.5 | Vehicle | 0.01 | PROD1 | Business Improvement
6023 | Overtime 1.5 | Vehicle | 82.68 | PROD1 | Substation Estimator
6100 | Overtime 1.5 | Vehicle | 0.01 | PROD1 | FS Business Perf
6101 | Overtime 1.5 | Vehicle | 102.61 | PROD1 | OS Wingfield
6102 | Overtime 1.5 | Vehicle | 75.65 | PROD1 | TSW Wingfield
6103 | Overtime 1.5 | Vehicle | 42.16 | PROD1 | Apprentice Wingfield
6110 | Overtime 1.5 | Vehicle | 0.01 | PROD1 | W/S - Select Labour
6220 | Overtime 1.5 | Vehicle | 95.01 | PROD1 | Workshop Support
6221 | Overtime 1.5 | Vehicle | 66.42 | PROD1 | Distribution T/frmrs
6222 | Overtime 1.5 | Vehicle | 66.42 | PROD1 | Pad T/fmrs & Swtchge
6223 | Overtime 1.5 | Vehicle | 66.42 | PROD1 | Sub Transformers
6224 | Overtime 1.5 | Vehicle | 66.42 | PROD1 | Manufact & Fabricat
6225 | Overtime 1.5 | Vehicle | 66.42 | PROD1 | Recl & HV Fuses
6226 | Overtime 1.5 | Vehicle | 66.42 | PROD1 | Mtce & Oil Reclamat
6229 | Overtime 1.5 | Vehicle | 66.42 | PROD1 | Cnsmbl-Manu'Trnsfrmr
6230 | Overtime 1.5 | Vehicle | 86.36 | PROD1 | Secondary Design
6231 | Overtime 1.5 | Vehicle | 72.64 | PROD1 | Engineering
6232 | Overtime 1.5 | Vehicle | 89.86 | PROD1 | Primary Design
6234 | Overtime 1.5 | Vehicle | 84.01 | PROD1 | Powerline Tech Serv
6235 | Overtime 1.5 | Vehicle | 73.05 | PROD1 | Quality Of Supply
6236 | Overtime 1.5 | Vehicle | 99.54 | PROD1 | Protection
6238 | Overtime 1.5 | Vehicle | 75.18 | PROD1 | Engineering Delivery
6240 | Overtime 1.5 | Vehicle | 68.85 | PROD1 | General - Batteries
6241 | Overtime 1.5 | Vehicle | 78.51 | PROD1 | Field SCADA
6242 | Overtime 1.5 | Vehicle | 89.09 | PROD1 | SCADA Technical
6243 | Overtime 1.5 | Vehicle | 95.31 | PROD1 | Engineering Officers
6244 | Overtime 1.5 | Vehicle | 75.65 | PROD1 | Recloser Workshop
6320 | Overtime 1.5 | Vehicle | 82.19 | PROD1 | Work Practices
6342 | Overtime 1.5 | Vehicle | 0.01 | PROD1 | CSO - Vic Harb/KI
6343 | Overtime 1.5 | Vehicle | 0.01 | PROD1 | CSO-Kadina
6344 | Overtime 1.5 | Vehicle | 0.01 | PROD1 | CSO-Pt Augusta
6345 | Overtime 1.5 | Vehicle | 0.01 | PROD1 | CSO-Mt Barker
6346 | Overtime 1.5 | Vehicle | 0.01 | PROD1 | CSO-Naracoorte
6347 | Overtime 1.5 | Vehicle | 0.01 | PROD1 | CSO-Nuriootpa
6400 | Overtime 1.5 | Vehicle | 0.01 | PROD1 | FS Ops Support
6401 | Overtime 1.5 | Vehicle | 89.74 | PROD1 | Powerline Estimating
6402 | Overtime 1.5 | Vehicle | 35.42 | PROD1 | Field Services GM
6404 | Overtime 1.5 | Vehicle | 109.68 | PROD1 | Dispatch Officers
6405 | Overtime 1.5 | Vehicle | 78.33 | PROD1 | Contract Services
6410 | Overtime 1.5 | Vehicle | 68.31 | PROD1 | Admin Metro North
6411 | Overtime 1.5 | Vehicle | 0.01 | PROD1 | TSW Eliz ProjDONOTUS
6412 | Overtime 1.5 | Vehicle | 75.65 | PROD1 | TSW Elizabeth
6413 | Overtime 1.5 | Vehicle | 0.01 | PROD1 | Apprentices-ElizProj
6414 | Overtime 1.5 | Vehicle | 75.65 | PROD1 | TSW Cust Conn North
6415 | Overtime 1.5 | Vehicle | 75.65 | PROD1 | TSW Sub Mt Ancillary
6416 | Overtime 1.5 | Vehicle | 48.14 | PROD1 | Apprentice-SubMtcAnc
6417 | Overtime 1.5 | Vehicle | 75.65 | PROD1 | TSW CBD Projects
6418 | Overtime 1.5 | Vehicle | 41.1 | PROD1 | Apprentices CBD Proj
6419 | Overtime 1.5 | Vehicle | 43.78 | PROD1 | Apprentices Eliz
6420 | Overtime 1.5 | Vehicle | 59.41 | PROD1 | Admin-Country South
6421 | Overtime 1.5 | Vehicle | 75.65 | PROD1 | TSW Mt Barker
6422 | Overtime 1.5 | Vehicle | 75.65 | PROD1 | TSW Murray Bridge
6423 | Overtime 1.5 | Vehicle | 75.65 | PROD1 | TSW -Gumeracha
6426 | Overtime 1.5 | Vehicle | 44.24 | PROD1 | Apprentices Mt Barke
6430 | Overtime 1.5 | Vehicle | 75.65 | PROD1 | DO NOT USE
6432 | Overtime 1.5 | Vehicle | 75.65 | PROD1 | TSW St Marys
6434 | Overtime 1.5 | Vehicle | 75.65 | PROD1 | TSW Cust Conn South
6437 | Overtime 1.5 | Vehicle | 40.55 | PROD1 | Apprentices-St Marys
6438 | Overtime 1.5 | Vehicle | 75.65 | PROD1 | TSW CBD SR
6439 | Overtime 1.5 | Vehicle | 41.79 | PROD1 | Apprentices CBD SR
6442 | Overtime 1.5 | Vehicle | 75.65 | PROD1 | TSW P/Line-Victor Ha
6443 | Overtime 1.5 | Vehicle | 75.65 | PROD1 | TSW-Kangaroo Island
6444 | Overtime 1.5 | Vehicle | 44.23 | PROD1 | Apprentices-KI-VicHa
6450 | Overtime 1.5 | Vehicle | 72.13 | PROD1 | Group Admin Sub
6452 | Overtime 1.5 | Vehicle | 75.65 | PROD1 | TSW Sub Const
6456 | Overtime 1.5 | Vehicle | 75.65 | PROD1 | TSW Substation Mtce
6458 | Overtime 1.5 | Vehicle | 44.38 | PROD1 | TSW Apprentices Sub
6459 | Overtime 1.5 | Vehicle | 75.65 | PROD1 | Transmiss Construct
6462 | Overtime 1.5 | Vehicle | 75.65 | PROD1 | TSW Lower Eyre Pen
6463 | Overtime 1.5 | Vehicle | 75.65 | PROD1 | TSW Upper Eyre Penin
6464 | Overtime 1.5 | Vehicle | 48.08 | PROD1 | Apprentices-EyrePen
6470 | Overtime 1.5 | Vehicle | 69.27 | PROD1 | Admin-CON
6472 | Overtime 1.5 | Vehicle | 75.65 | PROD1 | TSW Power Lin-Pt Aug
6473 | Overtime 1.5 | Vehicle | 44.73 | PROD1 | Apprentices-PtAugust
6480 | Overtime 1.5 | Vehicle | 69.27 | PROD1 | Admin-Clare
6482 | Overtime 1.5 | Vehicle | 75.65 | PROD1 | TSW Clare/Nur
6483 | Overtime 1.5 | Vehicle | 75.65 | PROD1 | TSW Yorke Peninsula
6484 | Overtime 1.5 | Vehicle | 46.81 | PROD1 | Apprentices-Clare
6486 | Overtime 1.5 | Vehicle | 36.98 | PROD1 | Apprentices-YorkePen
6490 | Overtime 1.5 | Vehicle | 53.77 | PROD1 | Admin-Barmera
6492 | Overtime 1.5 | Vehicle | 75.65 | PROD1 | TSW Power Line-Barm
6500 | Overtime 1.5 | Vehicle | 53.77 | PROD1 | Admin-Mt Gambier
6502 | Overtime 1.5 | Vehicle | 75.65 | PROD1 | TSW Lower South East
6503 | Overtime 1.5 | Vehicle | 75.65 | PROD1 | TSW Upper South East
6504 | Overtime 1.5 | Vehicle | 45.61 | PROD1 | Apprentices-LowerSE
6505 | Overtime 1.5 | Vehicle | 41.14 | PROD1 | Apprentices-UpperSE
6506 | Overtime 1.5 | Vehicle | 75.65 | PROD1 | TSW Interstate
6507 | Overtime 1.5 | Vehicle | 42.38 | PROD1 | Apprentices - MB & G
6508 | Overtime 1.5 | Vehicle | 42.66 | PROD1 | Apprentices - Barmer
6509 | Overtime 1.5 | Vehicle | 44.13 | PROD1 | Apprentice Marleston
6510 | Overtime 1.5 | Vehicle | 67.96 | PROD1 | Grp Admin Metro Sth
6511 | Overtime 1.5 | Vehicle | 75.65 | PROD1 | TSW - Marleston
6512 | Overtime 1.5 | Vehicle | 75.65 | PROD1 | TSW Morphett Vale
6513 | Overtime 1.5 | Vehicle | 75.65 | PROD1 | TSW Holden Hill
6517 | Overtime 1.5 | Vehicle | 77.23 | PROD1 | Asset Locators
6518 | Overtime 1.5 | Vehicle | 39.17 | PROD1 | Apprentices MorphV
6519 | Overtime 1.5 | Vehicle | 70.05 | PROD1 | High Load FS
6520 | Overtime 1.5 | Vehicle | 0.01 | PROD1 | Mgr Switch Safe
6521 | Overtime 1.5 | Vehicle | 75.65 | PROD1 | TSW - CRO South
6522 | Overtime 1.5 | Vehicle | 75.65 | PROD1 | TSW - CRO North
6620 | Overtime 1.5 | Vehicle | 97.23 | PROD1 | Country Ops Nth Mgr
6622 | Overtime 1.5 | Vehicle | 103.44 | PROD1 | Ops Su Port Augusta
6623 | Overtime 1.5 | Vehicle | 102.96 | PROD1 | Cont Supv -Clare/Nur
6624 | Overtime 1.5 | Vehicle | 103.08 | PROD1 | Ops Supv -Yorke Pen
6625 | Overtime 1.5 | Vehicle | 75.74 | PROD1 | Ops Supv Eyre Pen
6630 | Overtime 1.5 | Vehicle | 103.25 | PROD1 | Country Ops Sth Mgr
6632 | Overtime 1.5 | Vehicle | 80.66 | PROD1 | Ops Supv KI-VH
6633 | Overtime 1.5 | Vehicle | 101.69 | PROD1 | Ops Supv Mt Barker
6634 | Overtime 1.5 | Vehicle | 100.05 | PROD1 | Ops Supv MB/Gum
6635 | Overtime 1.5 | Vehicle | 97 | PROD1 | Ops Supv Barmera
6636 | Overtime 1.5 | Vehicle | 104.01 | PROD1 | Ops Supv Lower SE
6637 | Overtime 1.5 | Vehicle | 94.18 | PROD1 | Ops Supv Upper SE
6640 | Overtime 1.5 | Vehicle | 155.65 | PROD1 | Metro South Mgr
6642 | Overtime 1.5 | Vehicle | 102.92 | PROD1 | OS Holden Hill
6643 | Overtime 1.5 | Vehicle | 39.48 | PROD1 | Apprent Holden Hill
6644 | Overtime 1.5 | Vehicle | 103.29 | PROD1 | Ops Supr Marleston
6645 | Overtime 1.5 | Vehicle | 93.16 | PROD1 | OS Morphett Vale
6646 | Overtime 1.5 | Vehicle | 104.21 | PROD1 | Ops Supv - SubMtcAnc
6648 | Overtime 1.5 | Vehicle | 64.25 | PROD1 | Central Mgr
6649 | Overtime 1.5 | Vehicle | 103.5 | PROD1 | OS CBD SR
6652 | Overtime 1.5 | Vehicle | 82.23 | PROD1 | Ops Supv Sub Mtce
6654 | Overtime 1.5 | Vehicle | 99.42 | PROD1 | Ops Supv Sub Const
6655 | Overtime 1.5 | Vehicle | 95.31 | PROD1 | Field Officers
6657 | Overtime 1.5 | Vehicle | 102.24 | PROD1 | OS Transm Construct
6660 | Overtime 1.5 | Vehicle | 87.41 | PROD1 | Project Management
6662 | Overtime 1.5 | Vehicle | 87.41 | PROD1 | PM Support
6665 | Overtime 1.5 | Vehicle | 47.31 | PROD1 | Mgr Proj & Construct
6680 | Overtime 1.5 | Vehicle | 74.43 | PROD1 | Property Management
6681 | Overtime 1.5 | Vehicle | 74.43 | PROD1 | Grounds Team
6685 | Overtime 1.5 | Vehicle | 78.58 | PROD1 | High Voltage Testing
6686 | Overtime 1.5 | Vehicle | 0.01 | PROD1 | Switching Group
6690 | Overtime 1.5 | Vehicle | 109.29 | PROD1 | Sub Maint Manager
6750 | Overtime 1.5 | Vehicle | 0.01 | PROD1 | Telecomm & Tech Svcs
6820 | Overtime 1.5 | Vehicle | 63.22 | PROD1 | Vegetation Ser Mgr
6825 | Overtime 1.5 | Vehicle | 74.71 | PROD1 | Line Clearance Offic
6830 | Overtime 1.5 | Vehicle | 0.01 | PROD1 | Telco Mgt
6831 | Overtime 1.5 | Vehicle | 75.91 | PROD1 | Tel Field
6832 | Overtime 1.5 | Vehicle | 87.41 | PROD1 | Tel Proj Mgt
6833 | Overtime 1.5 | Vehicle | 88.18 | PROD1 | Telco Technical
6834 | Overtime 1.5 | Vehicle | 100.17 | PROD1 | Tel CS Field
6901 | Overtime 1.5 | Vehicle | 164.06 | PROD1 | Mgr Ops Planning
6903 | Overtime 1.5 | Vehicle | 46.25 | PROD1 | Mgr Ops Del-Regional
6998 | Overtime 1.5 | Vehicle | 0.01 | PROD1 | Vehicle Cost Clearin
6999 | Overtime 1.5 | Vehicle | 0.01 | PROD1 | Labour Overhead Clrg
9001 | Overtime 1.5 | Vehicle | 0.01 | PROD1 | Field Servs. Allocn
6010 | Overtime 2.0 | Vehicle | 131.71 | PROD2 | Metro North Mgr
6011 | Overtime 2.0 | Vehicle | 74.65 | PROD2 | Works Planners
6012 | Overtime 2.0 | Vehicle | 97.52 | PROD2 | OS Elizabeth
6013 | Overtime 2.0 | Vehicle | 0.01 | PROD2 | OS Eliz ProjDONOTUSE
6014 | Overtime 2.0 | Vehicle | 103.81 | PROD2 | Ops Supv CBD Proj
6015 | Overtime 2.0 | Vehicle | 102.47 | PROD2 | OS St Marys
6016 | Overtime 2.0 | Vehicle | 102.47 | PROD2 | OS Cust Con North
6017 | Overtime 2.0 | Vehicle | 102.47 | PROD2 | OS Cust Con South
6021 | Overtime 2.0 | Vehicle | 82.88 | PROD2 | Schedulers
6022 | Overtime 2.0 | Vehicle | 0.01 | PROD2 | Business Improvement
6023 | Overtime 2.0 | Vehicle | 82.68 | PROD2 | Substation Estimator
6100 | Overtime 2.0 | Vehicle | 0.01 | PROD2 | FS Business Perf
6101 | Overtime 2.0 | Vehicle | 102.61 | PROD2 | OS Wingfield
6102 | Overtime 2.0 | Vehicle | 75.65 | PROD2 | TSW Wingfield
6103 | Overtime 2.0 | Vehicle | 42.16 | PROD2 | Apprentice Wingfield
6110 | Overtime 2.0 | Vehicle | 0.01 | PROD2 | W/S - Select Labour
6220 | Overtime 2.0 | Vehicle | 95.01 | PROD2 | Workshop Support
6221 | Overtime 2.0 | Vehicle | 66.42 | PROD2 | Distribution T/frmrs
6222 | Overtime 2.0 | Vehicle | 66.42 | PROD2 | Pad T/fmrs & Swtchge
6223 | Overtime 2.0 | Vehicle | 66.42 | PROD2 | Sub Transformers
6224 | Overtime 2.0 | Vehicle | 66.42 | PROD2 | Manufact & Fabricat
6225 | Overtime 2.0 | Vehicle | 66.42 | PROD2 | Recl & HV Fuses
6226 | Overtime 2.0 | Vehicle | 66.42 | PROD2 | Mtce & Oil Reclamat
6229 | Overtime 2.0 | Vehicle | 66.42 | PROD2 | Cnsmbl-Manu'Trnsfrmr
6230 | Overtime 2.0 | Vehicle | 86.36 | PROD2 | Secondary Design
6231 | Overtime 2.0 | Vehicle | 72.64 | PROD2 | Engineering
6232 | Overtime 2.0 | Vehicle | 89.86 | PROD2 | Primary Design
6234 | Overtime 2.0 | Vehicle | 84.01 | PROD2 | Powerline Tech Serv
6235 | Overtime 2.0 | Vehicle | 73.05 | PROD2 | Quality Of Supply
6236 | Overtime 2.0 | Vehicle | 99.54 | PROD2 | Protection
6238 | Overtime 2.0 | Vehicle | 75.18 | PROD2 | Engineering Delivery
6240 | Overtime 2.0 | Vehicle | 68.85 | PROD2 | General - Batteries
6241 | Overtime 2.0 | Vehicle | 78.51 | PROD2 | Field SCADA
6242 | Overtime 2.0 | Vehicle | 89.09 | PROD2 | SCADA Technical
6243 | Overtime 2.0 | Vehicle | 95.31 | PROD2 | Engineering Officers
6244 | Overtime 2.0 | Vehicle | 75.65 | PROD2 | Recloser Workshop
6320 | Overtime 2.0 | Vehicle | 82.19 | PROD2 | Work Practices
6342 | Overtime 2.0 | Vehicle | 0.01 | PROD2 | CSO - Vic Harb/KI
6343 | Overtime 2.0 | Vehicle | 0.01 | PROD2 | CSO-Kadina
6344 | Overtime 2.0 | Vehicle | 0.01 | PROD2 | CSO-Pt Augusta
6345 | Overtime 2.0 | Vehicle | 0.01 | PROD2 | CSO-Mt Barker
6346 | Overtime 2.0 | Vehicle | 0.01 | PROD2 | CSO-Naracoorte
6347 | Overtime 2.0 | Vehicle | 0.01 | PROD2 | CSO-Nuriootpa
6400 | Overtime 2.0 | Vehicle | 0.01 | PROD2 | FS Ops Support
6401 | Overtime 2.0 | Vehicle | 89.74 | PROD2 | Powerline Estimating
6402 | Overtime 2.0 | Vehicle | 35.42 | PROD2 | Field Services GM
6404 | Overtime 2.0 | Vehicle | 109.68 | PROD2 | Dispatch Officers
6405 | Overtime 2.0 | Vehicle | 78.33 | PROD2 | Contract Services
6410 | Overtime 2.0 | Vehicle | 68.31 | PROD2 | Admin Metro North
6411 | Overtime 2.0 | Vehicle | 0.01 | PROD2 | TSW Eliz ProjDONOTUS
6412 | Overtime 2.0 | Vehicle | 75.65 | PROD2 | TSW Elizabeth
6413 | Overtime 2.0 | Vehicle | 0.01 | PROD2 | Apprentices-ElizProj
6414 | Overtime 2.0 | Vehicle | 75.65 | PROD2 | TSW Cust Conn North
6415 | Overtime 2.0 | Vehicle | 75.65 | PROD2 | TSW Sub Mt Ancillary
6416 | Overtime 2.0 | Vehicle | 48.14 | PROD2 | Apprentice-SubMtcAnc
6417 | Overtime 2.0 | Vehicle | 75.65 | PROD2 | TSW CBD Projects
6418 | Overtime 2.0 | Vehicle | 41.1 | PROD2 | Apprentices CBD Proj
6419 | Overtime 2.0 | Vehicle | 43.78 | PROD2 | Apprentices Eliz
6420 | Overtime 2.0 | Vehicle | 59.41 | PROD2 | Admin-Country South
6421 | Overtime 2.0 | Vehicle | 75.65 | PROD2 | TSW Mt Barker
6422 | Overtime 2.0 | Vehicle | 75.65 | PROD2 | TSW Murray Bridge
6423 | Overtime 2.0 | Vehicle | 75.65 | PROD2 | TSW -Gumeracha
6426 | Overtime 2.0 | Vehicle | 44.24 | PROD2 | Apprentices Mt Barke
6430 | Overtime 2.0 | Vehicle | 75.65 | PROD2 | DO NOT USE
6432 | Overtime 2.0 | Vehicle | 75.65 | PROD2 | TSW St Marys
6434 | Overtime 2.0 | Vehicle | 75.65 | PROD2 | TSW Cust Conn South
6437 | Overtime 2.0 | Vehicle | 40.55 | PROD2 | Apprentices-St Marys
6438 | Overtime 2.0 | Vehicle | 75.65 | PROD2 | TSW CBD SR
6439 | Overtime 2.0 | Vehicle | 41.79 | PROD2 | Apprentices CBD SR
6442 | Overtime 2.0 | Vehicle | 75.65 | PROD2 | TSW P/Line-Victor Ha
6443 | Overtime 2.0 | Vehicle | 75.65 | PROD2 | TSW-Kangaroo Island
6444 | Overtime 2.0 | Vehicle | 44.23 | PROD2 | Apprentices-KI-VicHa
6450 | Overtime 2.0 | Vehicle | 72.13 | PROD2 | Group Admin Sub
6452 | Overtime 2.0 | Vehicle | 75.65 | PROD2 | TSW Sub Const
6456 | Overtime 2.0 | Vehicle | 75.65 | PROD2 | TSW Substation Mtce
6458 | Overtime 2.0 | Vehicle | 44.38 | PROD2 | TSW Apprentices Sub
6459 | Overtime 2.0 | Vehicle | 75.65 | PROD2 | Transmiss Construct
6462 | Overtime 2.0 | Vehicle | 75.65 | PROD2 | TSW Lower Eyre Pen
6463 | Overtime 2.0 | Vehicle | 75.65 | PROD2 | TSW Upper Eyre Penin
6464 | Overtime 2.0 | Vehicle | 48.08 | PROD2 | Apprentices-EyrePen
6470 | Overtime 2.0 | Vehicle | 69.27 | PROD2 | Admin-CON
6472 | Overtime 2.0 | Vehicle | 75.65 | PROD2 | TSW Power Lin-Pt Aug
6473 | Overtime 2.0 | Vehicle | 44.73 | PROD2 | Apprentices-PtAugust
6480 | Overtime 2.0 | Vehicle | 69.27 | PROD2 | Admin-Clare
6482 | Overtime 2.0 | Vehicle | 75.65 | PROD2 | TSW Clare/Nur
6483 | Overtime 2.0 | Vehicle | 75.65 | PROD2 | TSW Yorke Peninsula
6484 | Overtime 2.0 | Vehicle | 46.81 | PROD2 | Apprentices-Clare
6486 | Overtime 2.0 | Vehicle | 36.98 | PROD2 | Apprentices-YorkePen
6490 | Overtime 2.0 | Vehicle | 53.77 | PROD2 | Admin-Barmera
6492 | Overtime 2.0 | Vehicle | 75.65 | PROD2 | TSW Power Line-Barm
6500 | Overtime 2.0 | Vehicle | 53.77 | PROD2 | Admin-Mt Gambier
6502 | Overtime 2.0 | Vehicle | 75.65 | PROD2 | TSW Lower South East
6503 | Overtime 2.0 | Vehicle | 75.65 | PROD2 | TSW Upper South East
6504 | Overtime 2.0 | Vehicle | 45.61 | PROD2 | Apprentices-LowerSE
6505 | Overtime 2.0 | Vehicle | 41.14 | PROD2 | Apprentices-UpperSE
6506 | Overtime 2.0 | Vehicle | 75.65 | PROD2 | TSW Interstate
6507 | Overtime 2.0 | Vehicle | 42.38 | PROD2 | Apprentices - MB & G
6508 | Overtime 2.0 | Vehicle | 42.66 | PROD2 | Apprentices - Barmer
6509 | Overtime 2.0 | Vehicle | 44.13 | PROD2 | Apprentice Marleston
6510 | Overtime 2.0 | Vehicle | 67.96 | PROD2 | Grp Admin Metro Sth
6511 | Overtime 2.0 | Vehicle | 75.65 | PROD2 | TSW - Marleston
6512 | Overtime 2.0 | Vehicle | 75.65 | PROD2 | TSW Morphett Vale
6513 | Overtime 2.0 | Vehicle | 75.65 | PROD2 | TSW Holden Hill
6517 | Overtime 2.0 | Vehicle | 77.23 | PROD2 | Asset Locators
6518 | Overtime 2.0 | Vehicle | 39.17 | PROD2 | Apprentices MorphV
6519 | Overtime 2.0 | Vehicle | 70.05 | PROD2 | High Load FS
6520 | Overtime 2.0 | Vehicle | 0.01 | PROD2 | Mgr Switch Safe
6521 | Overtime 2.0 | Vehicle | 75.65 | PROD2 | TSW - CRO South
6522 | Overtime 2.0 | Vehicle | 75.65 | PROD2 | TSW - CRO North
6620 | Overtime 2.0 | Vehicle | 97.23 | PROD2 | Country Ops Nth Mgr
6622 | Overtime 2.0 | Vehicle | 103.44 | PROD2 | Ops Su Port Augusta
6623 | Overtime 2.0 | Vehicle | 102.96 | PROD2 | Cont Supv -Clare/Nur
6624 | Overtime 2.0 | Vehicle | 103.08 | PROD2 | Ops Supv -Yorke Pen
6625 | Overtime 2.0 | Vehicle | 75.74 | PROD2 | Ops Supv Eyre Pen
6630 | Overtime 2.0 | Vehicle | 103.25 | PROD2 | Country Ops Sth Mgr
6632 | Overtime 2.0 | Vehicle | 80.66 | PROD2 | Ops Supv KI-VH
6633 | Overtime 2.0 | Vehicle | 101.69 | PROD2 | Ops Supv Mt Barker
6634 | Overtime 2.0 | Vehicle | 100.05 | PROD2 | Ops Supv MB/Gum
6635 | Overtime 2.0 | Vehicle | 97 | PROD2 | Ops Supv Barmera
6636 | Overtime 2.0 | Vehicle | 104.01 | PROD2 | Ops Supv Lower SE
6637 | Overtime 2.0 | Vehicle | 94.18 | PROD2 | Ops Supv Upper SE
6640 | Overtime 2.0 | Vehicle | 155.65 | PROD2 | Metro South Mgr
6642 | Overtime 2.0 | Vehicle | 102.92 | PROD2 | OS Holden Hill
6643 | Overtime 2.0 | Vehicle | 39.48 | PROD2 | Apprent Holden Hill
6644 | Overtime 2.0 | Vehicle | 103.29 | PROD2 | Ops Supr Marleston
6645 | Overtime 2.0 | Vehicle | 93.16 | PROD2 | OS Morphett Vale
6646 | Overtime 2.0 | Vehicle | 104.21 | PROD2 | Ops Supv - SubMtcAnc
6648 | Overtime 2.0 | Vehicle | 64.25 | PROD2 | Central Mgr
6649 | Overtime 2.0 | Vehicle | 103.5 | PROD2 | OS CBD SR
6652 | Overtime 2.0 | Vehicle | 82.23 | PROD2 | Ops Supv Sub Mtce
6654 | Overtime 2.0 | Vehicle | 99.42 | PROD2 | Ops Supv Sub Const
6655 | Overtime 2.0 | Vehicle | 95.31 | PROD2 | Field Officers
6657 | Overtime 2.0 | Vehicle | 102.24 | PROD2 | OS Transm Construct
6660 | Overtime 2.0 | Vehicle | 87.41 | PROD2 | Project Management
6662 | Overtime 2.0 | Vehicle | 87.41 | PROD2 | PM Support
6665 | Overtime 2.0 | Vehicle | 47.31 | PROD2 | Mgr Proj & Construct
6680 | Overtime 2.0 | Vehicle | 74.43 | PROD2 | Property Management
6681 | Overtime 2.0 | Vehicle | 74.43 | PROD2 | Grounds Team
6685 | Overtime 2.0 | Vehicle | 78.58 | PROD2 | High Voltage Testing
6686 | Overtime 2.0 | Vehicle | 0.01 | PROD2 | Switching Group
6690 | Overtime 2.0 | Vehicle | 109.29 | PROD2 | Sub Maint Manager
6750 | Overtime 2.0 | Vehicle | 0.01 | PROD2 | Telecomm & Tech Svcs
6820 | Overtime 2.0 | Vehicle | 63.22 | PROD2 | Vegetation Ser Mgr
6825 | Overtime 2.0 | Vehicle | 74.71 | PROD2 | Line Clearance Offic
6830 | Overtime 2.0 | Vehicle | 0.01 | PROD2 | Telco Mgt
6831 | Overtime 2.0 | Vehicle | 75.91 | PROD2 | Tel Field
6832 | Overtime 2.0 | Vehicle | 87.41 | PROD2 | Tel Proj Mgt
6833 | Overtime 2.0 | Vehicle | 88.18 | PROD2 | Telco Technical
6834 | Overtime 2.0 | Vehicle | 100.17 | PROD2 | Tel CS Field
6998 | Overtime 2.0 | Vehicle | 0.01 | PROD2 | Vehicle Cost Clearin
6999 | Overtime 2.0 | Vehicle | 0.01 | PROD2 | Labour Overhead Clrg
600 | Passeng Veh External | Vehicle | 24.52 | PSGRX | Supply Chain Mngment
601 | Passeng Veh External | Vehicle | 24.52 | PSGRX | Logistics Redeployee
605 | Passeng Veh External | Vehicle | 24.52 | PSGRX | Materials Supply Mgt
611 | Passeng Veh External | Vehicle | 24.52 | PSGRX | Fleet Workshop
630 | Passeng Veh External | Vehicle | 24.52 | PSGRX | Inventory Planning
640 | Passeng Veh External | Vehicle | 24.52 | PSGRX | Pole Construction
641 | Passeng Veh External | Vehicle | 24.52 | PSGRX | Mechanised Poles
660 | Passeng Veh External | Vehicle | 24.52 | PSGRX | Warehouse&Distributi
664 | Passeng Veh External | Vehicle | 24.52 | PSGRX | RegionalLogFldOps
665 | Passeng Veh External | Vehicle | 24.52 | PSGRX | MetroLogFldOps
6010 | Passeng Veh External | Vehicle | 24.52 | PSGRX | Metro North Mgr
6011 | Passeng Veh External | Vehicle | 24.52 | PSGRX | Works Planners
6012 | Passeng Veh External | Vehicle | 24.52 | PSGRX | OS Elizabeth
6013 | Passeng Veh External | Vehicle | 24.52 | PSGRX | OS Eliz ProjDONOTUSE
6014 | Passeng Veh External | Vehicle | 24.52 | PSGRX | Ops Supv CBD Proj
6015 | Passeng Veh External | Vehicle | 24.52 | PSGRX | OS St Marys
6016 | Passeng Veh External | Vehicle | 24.52 | PSGRX | OS Cust Con North
6017 | Passeng Veh External | Vehicle | 24.52 | PSGRX | OS Cust Con South
6020 | Passeng Veh External | Vehicle | 24.52 | PSGRX | PTS - BSC Reporting
6021 | Passeng Veh External | Vehicle | 24.52 | PSGRX | Schedulers
6022 | Passeng Veh External | Vehicle | 24.52 | PSGRX | Business Improvement
6023 | Passeng Veh External | Vehicle | 24.52 | PSGRX | Substation Estimator
6100 | Passeng Veh External | Vehicle | 24.52 | PSGRX | FS Business Perf
6101 | Passeng Veh External | Vehicle | 24.52 | PSGRX | OS Wingfield
6102 | Passeng Veh External | Vehicle | 24.52 | PSGRX | TSW Wingfield
6103 | Passeng Veh External | Vehicle | 24.52 | PSGRX | Apprentice Wingfield
6110 | Passeng Veh External | Vehicle | 24.52 | PSGRX | W/S - Select Labour
6220 | Passeng Veh External | Vehicle | 24.52 | PSGRX | Workshop Support
6221 | Passeng Veh External | Vehicle | 24.52 | PSGRX | Distribution T/frmrs
6222 | Passeng Veh External | Vehicle | 24.52 | PSGRX | Pad T/fmrs & Swtchge
6223 | Passeng Veh External | Vehicle | 24.52 | PSGRX | Sub Transformers
6224 | Passeng Veh External | Vehicle | 24.52 | PSGRX | Manufact & Fabricat
6225 | Passeng Veh External | Vehicle | 24.52 | PSGRX | Recl & HV Fuses
6226 | Passeng Veh External | Vehicle | 24.52 | PSGRX | Mtce & Oil Reclamat
6229 | Passeng Veh External | Vehicle | 24.52 | PSGRX | Cnsmbl-Manu'Trnsfrmr
6230 | Passeng Veh External | Vehicle | 24.52 | PSGRX | Secondary Design
6231 | Passeng Veh External | Vehicle | 24.52 | PSGRX | Engineering
6232 | Passeng Veh External | Vehicle | 24.52 | PSGRX | Primary Design
6234 | Passeng Veh External | Vehicle | 24.52 | PSGRX | Powerline Tech Serv
6235 | Passeng Veh External | Vehicle | 24.52 | PSGRX | Quality Of Supply
6236 | Passeng Veh External | Vehicle | 24.52 | PSGRX | Protection
6238 | Passeng Veh External | Vehicle | 24.52 | PSGRX | Engineering Delivery
6240 | Passeng Veh External | Vehicle | 24.52 | PSGRX | General - Batteries
6241 | Passeng Veh External | Vehicle | 24.52 | PSGRX | Field SCADA
6242 | Passeng Veh External | Vehicle | 24.52 | PSGRX | SCADA Technical
6243 | Passeng Veh External | Vehicle | 24.52 | PSGRX | Engineering Officers
6244 | Passeng Veh External | Vehicle | 24.52 | PSGRX | Recloser Workshop
6306 | Passeng Veh External | Vehicle | 24.52 | PSGRX | Design Services Mgnt
6307 | Passeng Veh External | Vehicle | 24.52 | PSGRX | Do Not Use
6308 | Passeng Veh External | Vehicle | 24.52 | PSGRX | Do Not Use
6320 | Passeng Veh External | Vehicle | 24.52 | PSGRX | Work Practices
6342 | Passeng Veh External | Vehicle | 24.52 | PSGRX | CSO - Vic Harb/KI
6343 | Passeng Veh External | Vehicle | 24.52 | PSGRX | CSO-Kadina
6344 | Passeng Veh External | Vehicle | 24.52 | PSGRX | CSO-Pt Augusta
6345 | Passeng Veh External | Vehicle | 24.52 | PSGRX | CSO-Mt Barker
6346 | Passeng Veh External | Vehicle | 24.52 | PSGRX | CSO-Naracoorte
6347 | Passeng Veh External | Vehicle | 24.52 | PSGRX | CSO-Nuriootpa
6400 | Passeng Veh External | Vehicle | 24.52 | PSGRX | FS Ops Support
6401 | Passeng Veh External | Vehicle | 24.52 | PSGRX | Powerline Estimating
6402 | Passeng Veh External | Vehicle | 24.52 | PSGRX | Field Services GM
6404 | Passeng Veh External | Vehicle | 24.52 | PSGRX | Dispatch Officers
6405 | Passeng Veh External | Vehicle | 24.52 | PSGRX | Contract Services
6406 | Passeng Veh External | Vehicle | 24.52 | PSGRX | DO NOT USE
6407 | Passeng Veh External | Vehicle | 24.52 | PSGRX | WCSR Manager
6410 | Passeng Veh External | Vehicle | 24.52 | PSGRX | Admin Metro North
6411 | Passeng Veh External | Vehicle | 24.52 | PSGRX | TSW Eliz ProjDONOTUS
6412 | Passeng Veh External | Vehicle | 24.52 | PSGRX | TSW Elizabeth
6413 | Passeng Veh External | Vehicle | 24.52 | PSGRX | Apprentices-ElizProj
6414 | Passeng Veh External | Vehicle | 24.52 | PSGRX | TSW Cust Conn North
6415 | Passeng Veh External | Vehicle | 24.52 | PSGRX | TSW Sub Mt Ancillary
6416 | Passeng Veh External | Vehicle | 24.52 | PSGRX | Apprentice-SubMtcAnc
6417 | Passeng Veh External | Vehicle | 24.52 | PSGRX | TSW CBD Projects
6418 | Passeng Veh External | Vehicle | 24.52 | PSGRX | Apprentices CBD Proj
6419 | Passeng Veh External | Vehicle | 24.52 | PSGRX | Apprentices Eliz
6420 | Passeng Veh External | Vehicle | 24.52 | PSGRX | Admin-Country South
6421 | Passeng Veh External | Vehicle | 24.52 | PSGRX | TSW Mt Barker
6422 | Passeng Veh External | Vehicle | 24.52 | PSGRX | TSW Murray Bridge
6423 | Passeng Veh External | Vehicle | 24.52 | PSGRX | TSW -Gumeracha
6425 | Passeng Veh External | Vehicle | 24.52 | PSGRX | Not In Use 2003
6426 | Passeng Veh External | Vehicle | 24.52 | PSGRX | Apprentices Mt Barke
6427 | Passeng Veh External | Vehicle | 24.52 | PSGRX | Not In Use 2003
6430 | Passeng Veh External | Vehicle | 24.52 | PSGRX | DO NOT USE
6432 | Passeng Veh External | Vehicle | 24.52 | PSGRX | TSW St Marys
6434 | Passeng Veh External | Vehicle | 24.52 | PSGRX | TSW Cust Conn South
6437 | Passeng Veh External | Vehicle | 24.52 | PSGRX | Apprentices-St Marys
6438 | Passeng Veh External | Vehicle | 24.52 | PSGRX | TSW CBD SR
6439 | Passeng Veh External | Vehicle | 24.52 | PSGRX | Apprentices CBD SR
6442 | Passeng Veh External | Vehicle | 24.52 | PSGRX | TSW P/Line-Victor Ha
6443 | Passeng Veh External | Vehicle | 24.52 | PSGRX | TSW-Kangaroo Island
6444 | Passeng Veh External | Vehicle | 24.52 | PSGRX | Apprentices-KI-VicHa
6450 | Passeng Veh External | Vehicle | 24.52 | PSGRX | Group Admin Sub
6452 | Passeng Veh External | Vehicle | 24.52 | PSGRX | TSW Sub Const
6456 | Passeng Veh External | Vehicle | 24.52 | PSGRX | TSW Substation Mtce
6459 | Passeng Veh External | Vehicle | 24.52 | PSGRX | Transmiss Construct
6462 | Passeng Veh External | Vehicle | 24.52 | PSGRX | TSW Lower Eyre Pen
6463 | Passeng Veh External | Vehicle | 24.52 | PSGRX | TSW Upper Eyre Penin
6464 | Passeng Veh External | Vehicle | 24.52 | PSGRX | Apprentices-EyrePen
6470 | Passeng Veh External | Vehicle | 24.52 | PSGRX | Admin-CON
6472 | Passeng Veh External | Vehicle | 24.52 | PSGRX | TSW Power Lin-Pt Aug
6473 | Passeng Veh External | Vehicle | 24.52 | PSGRX | Apprentices-PtAugust
6480 | Passeng Veh External | Vehicle | 24.52 | PSGRX | Admin-Clare
6482 | Passeng Veh External | Vehicle | 24.52 | PSGRX | TSW Clare/Nur
6483 | Passeng Veh External | Vehicle | 24.52 | PSGRX | TSW Yorke Peninsula
6484 | Passeng Veh External | Vehicle | 24.52 | PSGRX | Apprentices-Clare
6486 | Passeng Veh External | Vehicle | 24.52 | PSGRX | Apprentices-YorkePen
6490 | Passeng Veh External | Vehicle | 24.52 | PSGRX | Admin-Barmera
6492 | Passeng Veh External | Vehicle | 24.52 | PSGRX | TSW Power Line-Barm
6500 | Passeng Veh External | Vehicle | 24.52 | PSGRX | Admin-Mt Gambier
6502 | Passeng Veh External | Vehicle | 24.52 | PSGRX | TSW Lower South East
6503 | Passeng Veh External | Vehicle | 24.52 | PSGRX | TSW Upper South East
6504 | Passeng Veh External | Vehicle | 24.52 | PSGRX | Apprentices-LowerSE
6505 | Passeng Veh External | Vehicle | 24.52 | PSGRX | Apprentices-UpperSE
6506 | Passeng Veh External | Vehicle | 24.52 | PSGRX | TSW Interstate
6507 | Passeng Veh External | Vehicle | 24.52 | PSGRX | Apprentices - MB & G
6508 | Passeng Veh External | Vehicle | 24.52 | PSGRX | Apprentices - Barmer
6509 | Passeng Veh External | Vehicle | 24.52 | PSGRX | Apprentice Marleston
6510 | Passeng Veh External | Vehicle | 24.52 | PSGRX | Grp Admin Metro Sth
6511 | Passeng Veh External | Vehicle | 24.52 | PSGRX | TSW - Marleston
6512 | Passeng Veh External | Vehicle | 24.52 | PSGRX | TSW Morphett Vale
6513 | Passeng Veh External | Vehicle | 24.52 | PSGRX | TSW Holden Hill
6517 | Passeng Veh External | Vehicle | 24.52 | PSGRX | Asset Locators
6518 | Passeng Veh External | Vehicle | 24.52 | PSGRX | Apprentices MorphV
6519 | Passeng Veh External | Vehicle | 24.52 | PSGRX | High Load FS
6520 | Passeng Veh External | Vehicle | 24.52 | PSGRX | Mgr Switch Safe
6521 | Passeng Veh External | Vehicle | 24.52 | PSGRX | TSW - CRO South
6522 | Passeng Veh External | Vehicle | 24.52 | PSGRX | TSW - CRO North
6620 | Passeng Veh External | Vehicle | 24.52 | PSGRX | Country Ops Nth Mgr
6622 | Passeng Veh External | Vehicle | 24.52 | PSGRX | Ops Su Port Augusta
6623 | Passeng Veh External | Vehicle | 24.52 | PSGRX | Cont Supv -Clare/Nur
6624 | Passeng Veh External | Vehicle | 24.52 | PSGRX | Ops Supv -Yorke Pen
6625 | Passeng Veh External | Vehicle | 24.52 | PSGRX | Ops Supv Eyre Pen
6630 | Passeng Veh External | Vehicle | 24.52 | PSGRX | Country Ops Sth Mgr
6632 | Passeng Veh External | Vehicle | 24.52 | PSGRX | Ops Supv KI-VH
6633 | Passeng Veh External | Vehicle | 24.52 | PSGRX | Ops Supv Mt Barker
6634 | Passeng Veh External | Vehicle | 24.52 | PSGRX | Ops Supv MB/Gum
6635 | Passeng Veh External | Vehicle | 24.52 | PSGRX | Ops Supv Barmera
6636 | Passeng Veh External | Vehicle | 24.52 | PSGRX | Ops Supv Lower SE
6637 | Passeng Veh External | Vehicle | 24.52 | PSGRX | Ops Supv Upper SE
6640 | Passeng Veh External | Vehicle | 24.52 | PSGRX | Metro South Mgr
6642 | Passeng Veh External | Vehicle | 24.52 | PSGRX | OS Holden Hill
6643 | Passeng Veh External | Vehicle | 24.52 | PSGRX | Apprent Holden Hill
6644 | Passeng Veh External | Vehicle | 24.52 | PSGRX | Ops Supr Marleston
6645 | Passeng Veh External | Vehicle | 24.52 | PSGRX | OS Morphett Vale
6646 | Passeng Veh External | Vehicle | 24.52 | PSGRX | Ops Supv - SubMtcAnc
6648 | Passeng Veh External | Vehicle | 24.52 | PSGRX | Central Mgr
6649 | Passeng Veh External | Vehicle | 24.52 | PSGRX | OS CBD SR
6652 | Passeng Veh External | Vehicle | 24.52 | PSGRX | Ops Supv Sub Mtce
6654 | Passeng Veh External | Vehicle | 24.52 | PSGRX | Ops Supv Sub Const
6655 | Passeng Veh External | Vehicle | 24.52 | PSGRX | Field Officers
6657 | Passeng Veh External | Vehicle | 24.52 | PSGRX | OS Transm Construct
6660 | Passeng Veh External | Vehicle | 24.52 | PSGRX | Project Management
6662 | Passeng Veh External | Vehicle | 24.52 | PSGRX | PM Support
6665 | Passeng Veh External | Vehicle | 24.52 | PSGRX | Mgr Proj & Construct
6680 | Passeng Veh External | Vehicle | 24.52 | PSGRX | Property Management
6681 | Passeng Veh External | Vehicle | 24.52 | PSGRX | Grounds Team
6685 | Passeng Veh External | Vehicle | 24.52 | PSGRX | High Voltage Testing
6686 | Passeng Veh External | Vehicle | 24.52 | PSGRX | Switching Group
6690 | Passeng Veh External | Vehicle | 24.52 | PSGRX | Sub Maint Manager
6750 | Passeng Veh External | Vehicle | 24.52 | PSGRX | Telecomm & Tech Svcs
6820 | Passeng Veh External | Vehicle | 24.52 | PSGRX | Vegetation Ser Mgr
6825 | Passeng Veh External | Vehicle | 24.52 | PSGRX | Line Clearance Offic
6830 | Passeng Veh External | Vehicle | 24.52 | PSGRX | Telco Mgt
6831 | Passeng Veh External | Vehicle | 24.52 | PSGRX | Tel Field
6832 | Passeng Veh External | Vehicle | 24.52 | PSGRX | Tel Proj Mgt
6833 | Passeng Veh External | Vehicle | 24.52 | PSGRX | Telco Technical
6834 | Passeng Veh External | Vehicle | 24.52 | PSGRX | Tel CS Field
6901 | Passeng Veh External | Vehicle | 24.52 | PSGRX | Mgr Ops Planning
6903 | Passeng Veh External | Vehicle | 24.52 | PSGRX | Mgr Ops Del-Regional
6998 | Passeng Veh External | Vehicle | 24.52 | PSGRX | Vehicle Cost Clearin
6999 | Passeng Veh External | Vehicle | 24.52 | PSGRX | Labour Overhead Clrg
9001 | Passeng Veh External | Vehicle | 24.52 | PSGRX | Field Servs. Allocn
600 | Passenger Vehicles | Vehicle | 24.52 | PSGR | Supply Chain Mngment
601 | Passenger Vehicles | Vehicle | 24.52 | PSGR | Logistics Redeployee
605 | Passenger Vehicles | Vehicle | 24.52 | PSGR | Materials Supply Mgt
611 | Passenger Vehicles | Vehicle | 24.52 | PSGR | Fleet Workshop
630 | Passenger Vehicles | Vehicle | 24.52 | PSGR | Inventory Planning
640 | Passenger Vehicles | Vehicle | 24.52 | PSGR | Pole Construction
641 | Passenger Vehicles | Vehicle | 24.52 | PSGR | Mechanised Poles
660 | Passenger Vehicles | Vehicle | 24.52 | PSGR | Warehouse&Distributi
664 | Passenger Vehicles | Vehicle | 24.52 | PSGR | RegionalLogFldOps
665 | Passenger Vehicles | Vehicle | 24.52 | PSGR | MetroLogFldOps
6010 | Passenger Vehicles | Vehicle | 24.52 | PSGR | Metro North Mgr
6011 | Passenger Vehicles | Vehicle | 24.52 | PSGR | Works Planners
6012 | Passenger Vehicles | Vehicle | 24.52 | PSGR | OS Elizabeth
6013 | Passenger Vehicles | Vehicle | 24.52 | PSGR | OS Eliz ProjDONOTUSE
6014 | Passenger Vehicles | Vehicle | 24.52 | PSGR | Ops Supv CBD Proj
6015 | Passenger Vehicles | Vehicle | 24.52 | PSGR | OS St Marys
6016 | Passenger Vehicles | Vehicle | 24.52 | PSGR | OS Cust Con North
6017 | Passenger Vehicles | Vehicle | 24.52 | PSGR | OS Cust Con South
6020 | Passenger Vehicles | Vehicle | 24.52 | PSGR | PTS - BSC Reporting
6021 | Passenger Vehicles | Vehicle | 24.52 | PSGR | Schedulers
6022 | Passenger Vehicles | Vehicle | 24.52 | PSGR | Business Improvement
6023 | Passenger Vehicles | Vehicle | 24.52 | PSGR | Substation Estimator
6028 | Passenger Vehicles | Vehicle | 24.52 | PSGR | Apprentice CC Sth
6029 | Passenger Vehicles | Vehicle | 24.52 | PSGR | Apprentice CC Nth
6032 | Passenger Vehicles | Vehicle | 24.52 | PSGR | Powerline Design
6100 | Passenger Vehicles | Vehicle | 24.52 | PSGR | FS Business Perf
6101 | Passenger Vehicles | Vehicle | 24.52 | PSGR | OS Wingfield
6102 | Passenger Vehicles | Vehicle | 24.52 | PSGR | TSW Wingfield
6103 | Passenger Vehicles | Vehicle | 24.52 | PSGR | Apprentice Wingfield
6110 | Passenger Vehicles | Vehicle | 24.52 | PSGR | W/S - Select Labour
6112 | Passenger Vehicles | Vehicle | 24.52 | PSGR | Workshops Management
6220 | Passenger Vehicles | Vehicle | 24.52 | PSGR | Workshop Support
6221 | Passenger Vehicles | Vehicle | 24.52 | PSGR | Distribution T/frmrs
6222 | Passenger Vehicles | Vehicle | 24.52 | PSGR | Pad T/fmrs & Swtchge
6223 | Passenger Vehicles | Vehicle | 24.52 | PSGR | Sub Transformers
6224 | Passenger Vehicles | Vehicle | 24.52 | PSGR | Manufact & Fabricat
6225 | Passenger Vehicles | Vehicle | 24.52 | PSGR | Recl & HV Fuses
6226 | Passenger Vehicles | Vehicle | 24.52 | PSGR | Mtce & Oil Reclamat
6229 | Passenger Vehicles | Vehicle | 24.52 | PSGR | Cnsmbl-Manu'Trnsfrmr
6230 | Passenger Vehicles | Vehicle | 24.52 | PSGR | Secondary Design
6231 | Passenger Vehicles | Vehicle | 24.52 | PSGR | Engineering
6232 | Passenger Vehicles | Vehicle | 24.52 | PSGR | Primary Design
6234 | Passenger Vehicles | Vehicle | 24.52 | PSGR | Powerline Tech Serv
6235 | Passenger Vehicles | Vehicle | 24.52 | PSGR | Quality Of Supply
6236 | Passenger Vehicles | Vehicle | 24.52 | PSGR | Protection
6238 | Passenger Vehicles | Vehicle | 24.52 | PSGR | Engineering Delivery
6240 | Passenger Vehicles | Vehicle | 24.52 | PSGR | General - Batteries
6241 | Passenger Vehicles | Vehicle | 24.52 | PSGR | Field SCADA
6242 | Passenger Vehicles | Vehicle | 24.52 | PSGR | SCADA Technical
6243 | Passenger Vehicles | Vehicle | 24.52 | PSGR | Engineering Officers
6244 | Passenger Vehicles | Vehicle | 24.52 | PSGR | Recloser Workshop
6306 | Passenger Vehicles | Vehicle | 24.52 | PSGR | Design Services Mgnt
6307 | Passenger Vehicles | Vehicle | 24.52 | PSGR | Do Not Use
6308 | Passenger Vehicles | Vehicle | 24.52 | PSGR | Do Not Use
6320 | Passenger Vehicles | Vehicle | 24.52 | PSGR | Work Practices
6342 | Passenger Vehicles | Vehicle | 24.52 | PSGR | CSO - Vic Harb/KI
6343 | Passenger Vehicles | Vehicle | 24.52 | PSGR | CSO-Kadina
6344 | Passenger Vehicles | Vehicle | 24.52 | PSGR | CSO-Pt Augusta
6345 | Passenger Vehicles | Vehicle | 24.52 | PSGR | CSO-Mt Barker
6346 | Passenger Vehicles | Vehicle | 24.52 | PSGR | CSO-Naracoorte
6347 | Passenger Vehicles | Vehicle | 24.52 | PSGR | CSO-Nuriootpa
6400 | Passenger Vehicles | Vehicle | 24.52 | PSGR | FS Ops Support
6401 | Passenger Vehicles | Vehicle | 24.52 | PSGR | Powerline Estimating
6402 | Passenger Vehicles | Vehicle | 24.52 | PSGR | Field Services GM
6404 | Passenger Vehicles | Vehicle | 24.52 | PSGR | Dispatch Officers
6405 | Passenger Vehicles | Vehicle | 24.52 | PSGR | Contract Services
6406 | Passenger Vehicles | Vehicle | 24.52 | PSGR | DO NOT USE
6407 | Passenger Vehicles | Vehicle | 24.52 | PSGR | WCSR Manager
6410 | Passenger Vehicles | Vehicle | 24.52 | PSGR | Admin Metro North
6411 | Passenger Vehicles | Vehicle | 24.52 | PSGR | TSW Eliz ProjDONOTUS
6412 | Passenger Vehicles | Vehicle | 24.52 | PSGR | TSW Elizabeth
6413 | Passenger Vehicles | Vehicle | 24.52 | PSGR | Apprentices-ElizProj
6414 | Passenger Vehicles | Vehicle | 24.52 | PSGR | TSW Cust Conn North
6415 | Passenger Vehicles | Vehicle | 24.52 | PSGR | TSW Sub Mt Ancillary
6416 | Passenger Vehicles | Vehicle | 24.52 | PSGR | Apprentice-SubMtcAnc
6417 | Passenger Vehicles | Vehicle | 24.52 | PSGR | TSW CBD Projects
6418 | Passenger Vehicles | Vehicle | 24.52 | PSGR | Apprentices CBD Proj
6419 | Passenger Vehicles | Vehicle | 24.52 | PSGR | Apprentices Eliz
6420 | Passenger Vehicles | Vehicle | 24.52 | PSGR | Admin-Country South
6421 | Passenger Vehicles | Vehicle | 24.52 | PSGR | TSW Mt Barker
6422 | Passenger Vehicles | Vehicle | 24.52 | PSGR | TSW Murray Bridge
6423 | Passenger Vehicles | Vehicle | 24.52 | PSGR | TSW -Gumeracha
6425 | Passenger Vehicles | Vehicle | 24.52 | PSGR | Not In Use 2003
6426 | Passenger Vehicles | Vehicle | 24.52 | PSGR | Apprentices Mt Barke
6427 | Passenger Vehicles | Vehicle | 24.52 | PSGR | Not In Use 2003
6430 | Passenger Vehicles | Vehicle | 24.52 | PSGR | DO NOT USE
6432 | Passenger Vehicles | Vehicle | 24.52 | PSGR | TSW St Marys
6434 | Passenger Vehicles | Vehicle | 24.52 | PSGR | TSW Cust Conn South
6437 | Passenger Vehicles | Vehicle | 24.52 | PSGR | Apprentices-St Marys
6438 | Passenger Vehicles | Vehicle | 24.52 | PSGR | TSW CBD SR
6439 | Passenger Vehicles | Vehicle | 24.52 | PSGR | Apprentices CBD SR
6442 | Passenger Vehicles | Vehicle | 24.52 | PSGR | TSW P/Line-Victor Ha
6443 | Passenger Vehicles | Vehicle | 24.52 | PSGR | TSW-Kangaroo Island
6444 | Passenger Vehicles | Vehicle | 24.52 | PSGR | Apprentices-KI-VicHa
6450 | Passenger Vehicles | Vehicle | 24.52 | PSGR | Group Admin Sub
6452 | Passenger Vehicles | Vehicle | 24.52 | PSGR | TSW Sub Const
6456 | Passenger Vehicles | Vehicle | 24.52 | PSGR | TSW Substation Mtce
6458 | Passenger Vehicles | Vehicle | 24.52 | PSGR | TSW Apprentices Sub
6459 | Passenger Vehicles | Vehicle | 24.52 | PSGR | Transmiss Construct
6460 | Passenger Vehicles | Vehicle | 24.52 | PSGR | Delivery of Work
6461 | Passenger Vehicles | Vehicle | 24.52 | PSGR | Programming of Work
6462 | Passenger Vehicles | Vehicle | 24.52 | PSGR | TSW Lower Eyre Pen
6463 | Passenger Vehicles | Vehicle | 24.52 | PSGR | TSW Upper Eyre Penin
6464 | Passenger Vehicles | Vehicle | 24.52 | PSGR | Apprentices-EyrePen
6470 | Passenger Vehicles | Vehicle | 24.52 | PSGR | Admin-CON
6472 | Passenger Vehicles | Vehicle | 24.52 | PSGR | TSW Power Lin-Pt Aug
6473 | Passenger Vehicles | Vehicle | 24.52 | PSGR | Apprentices-PtAugust
6480 | Passenger Vehicles | Vehicle | 24.52 | PSGR | Admin-Clare
6482 | Passenger Vehicles | Vehicle | 24.52 | PSGR | TSW Clare/Nur
6483 | Passenger Vehicles | Vehicle | 24.52 | PSGR | TSW Yorke Peninsula
6484 | Passenger Vehicles | Vehicle | 24.52 | PSGR | Apprentices-Clare
6486 | Passenger Vehicles | Vehicle | 24.52 | PSGR | Apprentices-YorkePen
6490 | Passenger Vehicles | Vehicle | 24.52 | PSGR | Admin-Barmera
6492 | Passenger Vehicles | Vehicle | 24.52 | PSGR | TSW Power Line-Barm
6500 | Passenger Vehicles | Vehicle | 24.52 | PSGR | Admin-Mt Gambier
6502 | Passenger Vehicles | Vehicle | 24.52 | PSGR | TSW Lower South East
6503 | Passenger Vehicles | Vehicle | 24.52 | PSGR | TSW Upper South East
6504 | Passenger Vehicles | Vehicle | 24.52 | PSGR | Apprentices-LowerSE
6505 | Passenger Vehicles | Vehicle | 24.52 | PSGR | Apprentices-UpperSE
6506 | Passenger Vehicles | Vehicle | 24.52 | PSGR | TSW Interstate
6507 | Passenger Vehicles | Vehicle | 24.52 | PSGR | Apprentices - MB & G
6508 | Passenger Vehicles | Vehicle | 24.52 | PSGR | Apprentices - Barmer
6509 | Passenger Vehicles | Vehicle | 24.52 | PSGR | Apprentice Marleston
6510 | Passenger Vehicles | Vehicle | 24.52 | PSGR | Grp Admin Metro Sth
6511 | Passenger Vehicles | Vehicle | 24.52 | PSGR | TSW - Marleston
6512 | Passenger Vehicles | Vehicle | 24.52 | PSGR | TSW Morphett Vale
6513 | Passenger Vehicles | Vehicle | 24.52 | PSGR | TSW Holden Hill
6517 | Passenger Vehicles | Vehicle | 24.52 | PSGR | Asset Locators
6518 | Passenger Vehicles | Vehicle | 24.52 | PSGR | Apprentices MorphV
6519 | Passenger Vehicles | Vehicle | 24.52 | PSGR | High Load FS
6520 | Passenger Vehicles | Vehicle | 24.52 | PSGR | Mgr Switch Safe
6521 | Passenger Vehicles | Vehicle | 24.52 | PSGR | TSW - CRO South
6522 | Passenger Vehicles | Vehicle | 24.52 | PSGR | TSW - CRO North
6620 | Passenger Vehicles | Vehicle | 24.52 | PSGR | Country Ops Nth Mgr
6622 | Passenger Vehicles | Vehicle | 24.52 | PSGR | Ops Su Port Augusta
6623 | Passenger Vehicles | Vehicle | 24.52 | PSGR | Cont Supv -Clare/Nur
6624 | Passenger Vehicles | Vehicle | 24.52 | PSGR | Ops Supv -Yorke Pen
6625 | Passenger Vehicles | Vehicle | 24.52 | PSGR | Ops Supv Eyre Pen
6630 | Passenger Vehicles | Vehicle | 24.52 | PSGR | Country Ops Sth Mgr
6632 | Passenger Vehicles | Vehicle | 24.52 | PSGR | Ops Supv KI-VH
6633 | Passenger Vehicles | Vehicle | 24.52 | PSGR | Ops Supv Mt Barker
6634 | Passenger Vehicles | Vehicle | 24.52 | PSGR | Ops Supv MB/Gum
6635 | Passenger Vehicles | Vehicle | 24.52 | PSGR | Ops Supv Barmera
6636 | Passenger Vehicles | Vehicle | 24.52 | PSGR | Ops Supv Lower SE
6637 | Passenger Vehicles | Vehicle | 24.52 | PSGR | Ops Supv Upper SE
6640 | Passenger Vehicles | Vehicle | 24.52 | PSGR | Metro South Mgr
6642 | Passenger Vehicles | Vehicle | 24.52 | PSGR | OS Holden Hill
6643 | Passenger Vehicles | Vehicle | 24.52 | PSGR | Apprent Holden Hill
6644 | Passenger Vehicles | Vehicle | 24.52 | PSGR | Ops Supr Marleston
6645 | Passenger Vehicles | Vehicle | 24.52 | PSGR | OS Morphett Vale
6646 | Passenger Vehicles | Vehicle | 24.52 | PSGR | Ops Supv - SubMtcAnc
6648 | Passenger Vehicles | Vehicle | 24.52 | PSGR | Central Mgr
6649 | Passenger Vehicles | Vehicle | 24.52 | PSGR | OS CBD SR
6652 | Passenger Vehicles | Vehicle | 24.52 | PSGR | Ops Supv Sub Mtce
6654 | Passenger Vehicles | Vehicle | 24.52 | PSGR | Ops Supv Sub Const
6655 | Passenger Vehicles | Vehicle | 24.52 | PSGR | Field Officers
6657 | Passenger Vehicles | Vehicle | 24.52 | PSGR | OS Transm Construct
6660 | Passenger Vehicles | Vehicle | 24.52 | PSGR | Project Management
6662 | Passenger Vehicles | Vehicle | 24.52 | PSGR | PM Support
6665 | Passenger Vehicles | Vehicle | 24.52 | PSGR | Mgr Proj & Construct
6680 | Passenger Vehicles | Vehicle | 24.52 | PSGR | Property Management
6681 | Passenger Vehicles | Vehicle | 24.52 | PSGR | Grounds Team
6685 | Passenger Vehicles | Vehicle | 24.52 | PSGR | High Voltage Testing
6686 | Passenger Vehicles | Vehicle | 24.52 | PSGR | Switching Group
6690 | Passenger Vehicles | Vehicle | 24.52 | PSGR | Sub Maint Manager
6750 | Passenger Vehicles | Vehicle | 24.52 | PSGR | Telecomm & Tech Svcs
6820 | Passenger Vehicles | Vehicle | 24.52 | PSGR | Vegetation Ser Mgr
6825 | Passenger Vehicles | Vehicle | 24.52 | PSGR | Line Clearance Offic
6830 | Passenger Vehicles | Vehicle | 24.52 | PSGR | Telco Mgt
6831 | Passenger Vehicles | Vehicle | 24.52 | PSGR | Tel Field
6832 | Passenger Vehicles | Vehicle | 24.52 | PSGR | Tel Proj Mgt
6833 | Passenger Vehicles | Vehicle | 24.52 | PSGR | Telco Technical
6834 | Passenger Vehicles | Vehicle | 24.52 | PSGR | Tel CS Field
6901 | Passenger Vehicles | Vehicle | 24.52 | PSGR | Mgr Ops Planning
6902 | Passenger Vehicles | Vehicle | 24.52 | PSGR | Mgr Ops Del-Metro
6903 | Passenger Vehicles | Vehicle | 24.52 | PSGR | Mgr Ops Del-Regional
6998 | Passenger Vehicles | Vehicle | 24.52 | PSGR | Vehicle Cost Clearin
6999 | Passenger Vehicles | Vehicle | 24.52 | PSGR | Labour Overhead Clrg
9001 | Passenger Vehicles | Vehicle | 24.52 | PSGR | Field Servs. Allocn
600 | Prime Movers | Vehicle | 66 | PRMV | Supply Chain Mngment
601 | Prime Movers | Vehicle | 66.4 | PRMV | Logistics Redeployee
605 | Prime Movers | Vehicle | 66.4 | PRMV | Materials Supply Mgt
611 | Prime Movers | Vehicle | 66.4 | PRMV | Fleet Workshop
630 | Prime Movers | Vehicle | 66.4 | PRMV | Inventory Planning
640 | Prime Movers | Vehicle | 66.4 | PRMV | Pole Construction
641 | Prime Movers | Vehicle | 66.4 | PRMV | Mechanised Poles
660 | Prime Movers | Vehicle | 66.4 | PRMV | Warehouse&Distributi
665 | Prime Movers | Vehicle | 66.4 | PRMV | MetroLogFldOps
6010 | Prime Movers | Vehicle | 66.4 | PRMV | Metro North Mgr
6011 | Prime Movers | Vehicle | 66.4 | PRMV | Works Planners
6012 | Prime Movers | Vehicle | 66.4 | PRMV | OS Elizabeth
6013 | Prime Movers | Vehicle | 66.4 | PRMV | OS Eliz ProjDONOTUSE
6014 | Prime Movers | Vehicle | 66.4 | PRMV | Ops Supv CBD Proj
6015 | Prime Movers | Vehicle | 66.4 | PRMV | OS St Marys
6016 | Prime Movers | Vehicle | 66.4 | PRMV | OS Cust Con North
6017 | Prime Movers | Vehicle | 66.4 | PRMV | OS Cust Con South
6020 | Prime Movers | Vehicle | 66.4 | PRMV | PTS - BSC Reporting
6021 | Prime Movers | Vehicle | 66.4 | PRMV | Schedulers
6022 | Prime Movers | Vehicle | 66.4 | PRMV | Business Improvement
6023 | Prime Movers | Vehicle | 66.4 | PRMV | Substation Estimator
6028 | Prime Movers | Vehicle | 66.4 | PRMV | Apprentice CC Sth
6029 | Prime Movers | Vehicle | 66.4 | PRMV | Apprentice CC Nth
6032 | Prime Movers | Vehicle | 66.4 | PRMV | Powerline Design
6100 | Prime Movers | Vehicle | 66.4 | PRMV | FS Business Perf
6101 | Prime Movers | Vehicle | 66.4 | PRMV | OS Wingfield
6102 | Prime Movers | Vehicle | 66.4 | PRMV | TSW Wingfield
6103 | Prime Movers | Vehicle | 66.4 | PRMV | Apprentice Wingfield
6110 | Prime Movers | Vehicle | 66.4 | PRMV | W/S - Select Labour
6112 | Prime Movers | Vehicle | 66.4 | PRMV | Workshops Management
6220 | Prime Movers | Vehicle | 66.4 | PRMV | Workshop Support
6221 | Prime Movers | Vehicle | 66.4 | PRMV | Distribution T/frmrs
6222 | Prime Movers | Vehicle | 66.4 | PRMV | Pad T/fmrs & Swtchge
6223 | Prime Movers | Vehicle | 66.4 | PRMV | Sub Transformers
6224 | Prime Movers | Vehicle | 66.4 | PRMV | Manufact & Fabricat
6225 | Prime Movers | Vehicle | 66.4 | PRMV | Recl & HV Fuses
6226 | Prime Movers | Vehicle | 66.4 | PRMV | Mtce & Oil Reclamat
6229 | Prime Movers | Vehicle | 66.4 | PRMV | Cnsmbl-Manu'Trnsfrmr
6230 | Prime Movers | Vehicle | 66.4 | PRMV | Secondary Design
6231 | Prime Movers | Vehicle | 66.4 | PRMV | Engineering
6232 | Prime Movers | Vehicle | 66.4 | PRMV | Primary Design
6234 | Prime Movers | Vehicle | 66.4 | PRMV | Powerline Tech Serv
6235 | Prime Movers | Vehicle | 66.4 | PRMV | Quality Of Supply
6236 | Prime Movers | Vehicle | 66.4 | PRMV | Protection
6238 | Prime Movers | Vehicle | 66.4 | PRMV | Engineering Delivery
6240 | Prime Movers | Vehicle | 66.4 | PRMV | General - Batteries
6241 | Prime Movers | Vehicle | 66.4 | PRMV | Field SCADA
6242 | Prime Movers | Vehicle | 66.4 | PRMV | SCADA Technical
6243 | Prime Movers | Vehicle | 66.4 | PRMV | Engineering Officers
6244 | Prime Movers | Vehicle | 66.4 | PRMV | Recloser Workshop
6306 | Prime Movers | Vehicle | 66.4 | PRMV | Design Services Mgnt
6307 | Prime Movers | Vehicle | 66.4 | PRMV | Do Not Use
6308 | Prime Movers | Vehicle | 66.4 | PRMV | Do Not Use
6320 | Prime Movers | Vehicle | 66.4 | PRMV | Work Practices
6342 | Prime Movers | Vehicle | 66.4 | PRMV | CSO - Vic Harb/KI
6343 | Prime Movers | Vehicle | 66.4 | PRMV | CSO-Kadina
6344 | Prime Movers | Vehicle | 66.4 | PRMV | CSO-Pt Augusta
6345 | Prime Movers | Vehicle | 66.4 | PRMV | CSO-Mt Barker
6346 | Prime Movers | Vehicle | 66.4 | PRMV | CSO-Naracoorte
6347 | Prime Movers | Vehicle | 66.4 | PRMV | CSO-Nuriootpa
6400 | Prime Movers | Vehicle | 66.4 | PRMV | FS Ops Support
6401 | Prime Movers | Vehicle | 66.4 | PRMV | Powerline Estimating
6402 | Prime Movers | Vehicle | 66.4 | PRMV | Field Services GM
6404 | Prime Movers | Vehicle | 66.4 | PRMV | Dispatch Officers
6405 | Prime Movers | Vehicle | 66.4 | PRMV | Contract Services
6406 | Prime Movers | Vehicle | 66.4 | PRMV | DO NOT USE
6407 | Prime Movers | Vehicle | 66.4 | PRMV | WCSR Manager
6410 | Prime Movers | Vehicle | 66.4 | PRMV | Admin Metro North
6411 | Prime Movers | Vehicle | 66.4 | PRMV | TSW Eliz ProjDONOTUS
6412 | Prime Movers | Vehicle | 66.4 | PRMV | TSW Elizabeth
6413 | Prime Movers | Vehicle | 66.4 | PRMV | Apprentices-ElizProj
6414 | Prime Movers | Vehicle | 66.4 | PRMV | TSW Cust Conn North
6415 | Prime Movers | Vehicle | 66.4 | PRMV | TSW Sub Mt Ancillary
6416 | Prime Movers | Vehicle | 66.4 | PRMV | Apprentice-SubMtcAnc
6417 | Prime Movers | Vehicle | 66.4 | PRMV | TSW CBD Projects
6418 | Prime Movers | Vehicle | 66.4 | PRMV | Apprentices CBD Proj
6419 | Prime Movers | Vehicle | 66.4 | PRMV | Apprentices Eliz
6420 | Prime Movers | Vehicle | 66.4 | PRMV | Admin-Country South
6421 | Prime Movers | Vehicle | 66.4 | PRMV | TSW Mt Barker
6422 | Prime Movers | Vehicle | 66.4 | PRMV | TSW Murray Bridge
6423 | Prime Movers | Vehicle | 66.4 | PRMV | TSW -Gumeracha
6425 | Prime Movers | Vehicle | 66.4 | PRMV | Not In Use 2003
6426 | Prime Movers | Vehicle | 66.4 | PRMV | Apprentices Mt Barke
6427 | Prime Movers | Vehicle | 66.4 | PRMV | Not In Use 2003
6430 | Prime Movers | Vehicle | 66.4 | PRMV | DO NOT USE
6432 | Prime Movers | Vehicle | 66.4 | PRMV | TSW St Marys
6434 | Prime Movers | Vehicle | 66.4 | PRMV | TSW Cust Conn South
6437 | Prime Movers | Vehicle | 66.4 | PRMV | Apprentices-St Marys
6438 | Prime Movers | Vehicle | 66.4 | PRMV | TSW CBD SR
6439 | Prime Movers | Vehicle | 66.4 | PRMV | Apprentices CBD SR
6442 | Prime Movers | Vehicle | 66.4 | PRMV | TSW P/Line-Victor Ha
6443 | Prime Movers | Vehicle | 66.4 | PRMV | TSW-Kangaroo Island
6444 | Prime Movers | Vehicle | 66.4 | PRMV | Apprentices-KI-VicHa
6450 | Prime Movers | Vehicle | 66.4 | PRMV | Group Admin Sub
6452 | Prime Movers | Vehicle | 66.4 | PRMV | TSW Sub Const
6456 | Prime Movers | Vehicle | 66.4 | PRMV | TSW Substation Mtce
6458 | Prime Movers | Vehicle | 66.4 | PRMV | TSW Apprentices Sub
6459 | Prime Movers | Vehicle | 66.4 | PRMV | Transmiss Construct
6460 | Prime Movers | Vehicle | 66.4 | PRMV | Delivery of Work
6461 | Prime Movers | Vehicle | 66.4 | PRMV | Programming of Work
6462 | Prime Movers | Vehicle | 66.4 | PRMV | TSW Lower Eyre Pen
6463 | Prime Movers | Vehicle | 66.4 | PRMV | TSW Upper Eyre Penin
6464 | Prime Movers | Vehicle | 66.4 | PRMV | Apprentices-EyrePen
6470 | Prime Movers | Vehicle | 66.4 | PRMV | Admin-CON
6472 | Prime Movers | Vehicle | 66.4 | PRMV | TSW Power Lin-Pt Aug
6473 | Prime Movers | Vehicle | 66.4 | PRMV | Apprentices-PtAugust
6480 | Prime Movers | Vehicle | 66.4 | PRMV | Admin-Clare
6482 | Prime Movers | Vehicle | 66.4 | PRMV | TSW Clare/Nur
6483 | Prime Movers | Vehicle | 66.4 | PRMV | TSW Yorke Peninsula
6484 | Prime Movers | Vehicle | 66.4 | PRMV | Apprentices-Clare
6486 | Prime Movers | Vehicle | 66.4 | PRMV | Apprentices-YorkePen
6490 | Prime Movers | Vehicle | 66.4 | PRMV | Admin-Barmera
6492 | Prime Movers | Vehicle | 66.4 | PRMV | TSW Power Line-Barm
6500 | Prime Movers | Vehicle | 66.4 | PRMV | Admin-Mt Gambier
6502 | Prime Movers | Vehicle | 66.4 | PRMV | TSW Lower South East
6503 | Prime Movers | Vehicle | 66.4 | PRMV | TSW Upper South East
6504 | Prime Movers | Vehicle | 66.4 | PRMV | Apprentices-LowerSE
6505 | Prime Movers | Vehicle | 66.4 | PRMV | Apprentices-UpperSE
6506 | Prime Movers | Vehicle | 66.4 | PRMV | TSW Interstate
6507 | Prime Movers | Vehicle | 66.4 | PRMV | Apprentices - MB & G
6508 | Prime Movers | Vehicle | 66.4 | PRMV | Apprentices - Barmer
6509 | Prime Movers | Vehicle | 66.4 | PRMV | Apprentice Marleston
6510 | Prime Movers | Vehicle | 66.4 | PRMV | Grp Admin Metro Sth
6511 | Prime Movers | Vehicle | 66.4 | PRMV | TSW - Marleston
6512 | Prime Movers | Vehicle | 66.4 | PRMV | TSW Morphett Vale
6513 | Prime Movers | Vehicle | 66.4 | PRMV | TSW Holden Hill
6517 | Prime Movers | Vehicle | 66.4 | PRMV | Asset Locators
6518 | Prime Movers | Vehicle | 66.4 | PRMV | Apprentices MorphV
6519 | Prime Movers | Vehicle | 66.4 | PRMV | High Load FS
6520 | Prime Movers | Vehicle | 66.4 | PRMV | Mgr Switch Safe
6521 | Prime Movers | Vehicle | 66.4 | PRMV | TSW - CRO South
6522 | Prime Movers | Vehicle | 66.4 | PRMV | TSW - CRO North
6620 | Prime Movers | Vehicle | 66.4 | PRMV | Country Ops Nth Mgr
6622 | Prime Movers | Vehicle | 66.4 | PRMV | Ops Su Port Augusta
6623 | Prime Movers | Vehicle | 66.4 | PRMV | Cont Supv -Clare/Nur
6624 | Prime Movers | Vehicle | 66.4 | PRMV | Ops Supv -Yorke Pen
6625 | Prime Movers | Vehicle | 66.4 | PRMV | Ops Supv Eyre Pen
6630 | Prime Movers | Vehicle | 66.4 | PRMV | Country Ops Sth Mgr
6632 | Prime Movers | Vehicle | 66.4 | PRMV | Ops Supv KI-VH
6633 | Prime Movers | Vehicle | 66.4 | PRMV | Ops Supv Mt Barker
6634 | Prime Movers | Vehicle | 66.4 | PRMV | Ops Supv MB/Gum
6635 | Prime Movers | Vehicle | 66.4 | PRMV | Ops Supv Barmera
6636 | Prime Movers | Vehicle | 66.4 | PRMV | Ops Supv Lower SE
6637 | Prime Movers | Vehicle | 66.4 | PRMV | Ops Supv Upper SE
6640 | Prime Movers | Vehicle | 66.4 | PRMV | Metro South Mgr
6642 | Prime Movers | Vehicle | 66.4 | PRMV | OS Holden Hill
6643 | Prime Movers | Vehicle | 66.4 | PRMV | Apprent Holden Hill
6644 | Prime Movers | Vehicle | 66.4 | PRMV | Ops Supr Marleston
6645 | Prime Movers | Vehicle | 66.4 | PRMV | OS Morphett Vale
6646 | Prime Movers | Vehicle | 66.4 | PRMV | Ops Supv - SubMtcAnc
6648 | Prime Movers | Vehicle | 66.4 | PRMV | Central Mgr
6649 | Prime Movers | Vehicle | 66.4 | PRMV | OS CBD SR
6652 | Prime Movers | Vehicle | 66.4 | PRMV | Ops Supv Sub Mtce
6654 | Prime Movers | Vehicle | 66.4 | PRMV | Ops Supv Sub Const
6655 | Prime Movers | Vehicle | 66.4 | PRMV | Field Officers
6657 | Prime Movers | Vehicle | 66.4 | PRMV | OS Transm Construct
6660 | Prime Movers | Vehicle | 66.4 | PRMV | Project Management
6662 | Prime Movers | Vehicle | 66.4 | PRMV | PM Support
6665 | Prime Movers | Vehicle | 66.4 | PRMV | Mgr Proj & Construct
6680 | Prime Movers | Vehicle | 66.4 | PRMV | Property Management
6681 | Prime Movers | Vehicle | 66.4 | PRMV | Grounds Team
6685 | Prime Movers | Vehicle | 66.4 | PRMV | High Voltage Testing
6686 | Prime Movers | Vehicle | 66.4 | PRMV | Switching Group
6690 | Prime Movers | Vehicle | 66.4 | PRMV | Sub Maint Manager
6750 | Prime Movers | Vehicle | 66.4 | PRMV | Telecomm & Tech Svcs
6820 | Prime Movers | Vehicle | 66.4 | PRMV | Vegetation Ser Mgr
6825 | Prime Movers | Vehicle | 66.4 | PRMV | Line Clearance Offic
6830 | Prime Movers | Vehicle | 66.4 | PRMV | Telco Mgt
6831 | Prime Movers | Vehicle | 66.4 | PRMV | Tel Field
6832 | Prime Movers | Vehicle | 66.4 | PRMV | Tel Proj Mgt
6833 | Prime Movers | Vehicle | 66.4 | PRMV | Telco Technical
6834 | Prime Movers | Vehicle | 66.4 | PRMV | Tel CS Field
6901 | Prime Movers | Vehicle | 66.4 | PRMV | Mgr Ops Planning
6902 | Prime Movers | Vehicle | 66.4 | PRMV | Mgr Ops Del-Metro
6903 | Prime Movers | Vehicle | 66.4 | PRMV | Mgr Ops Del-Regional
6998 | Prime Movers | Vehicle | 66.4 | PRMV | Vehicle Cost Clearin
6999 | Prime Movers | Vehicle | 66.4 | PRMV | Labour Overhead Clrg
9001 | Prime Movers | Vehicle | 66.4 | PRMV | Field Servs. Allocn
600 | Prime Movers Externa | Vehicle | 66.4 | PRMVX | Supply Chain Mngment
601 | Prime Movers Externa | Vehicle | 66.4 | PRMVX | Logistics Redeployee
605 | Prime Movers Externa | Vehicle | 66.4 | PRMVX | Materials Supply Mgt
611 | Prime Movers Externa | Vehicle | 66.4 | PRMVX | Fleet Workshop
630 | Prime Movers Externa | Vehicle | 66.4 | PRMVX | Inventory Planning
640 | Prime Movers Externa | Vehicle | 66.4 | PRMVX | Pole Construction
641 | Prime Movers Externa | Vehicle | 66.4 | PRMVX | Mechanised Poles
660 | Prime Movers Externa | Vehicle | 66.4 | PRMVX | Warehouse&Distributi
665 | Prime Movers Externa | Vehicle | 66.4 | PRMVX | MetroLogFldOps
6010 | Prime Movers Externa | Vehicle | 66.4 | PRMVX | Metro North Mgr
6011 | Prime Movers Externa | Vehicle | 66.4 | PRMVX | Works Planners
6012 | Prime Movers Externa | Vehicle | 66.4 | PRMVX | OS Elizabeth
6013 | Prime Movers Externa | Vehicle | 66.4 | PRMVX | OS Eliz ProjDONOTUSE
6014 | Prime Movers Externa | Vehicle | 66.4 | PRMVX | Ops Supv CBD Proj
6015 | Prime Movers Externa | Vehicle | 66.4 | PRMVX | OS St Marys
6016 | Prime Movers Externa | Vehicle | 66.4 | PRMVX | OS Cust Con North
6017 | Prime Movers Externa | Vehicle | 66.4 | PRMVX | OS Cust Con South
6020 | Prime Movers Externa | Vehicle | 66.4 | PRMVX | PTS - BSC Reporting
6021 | Prime Movers Externa | Vehicle | 66.4 | PRMVX | Schedulers
6022 | Prime Movers Externa | Vehicle | 66.4 | PRMVX | Business Improvement
6023 | Prime Movers Externa | Vehicle | 66.4 | PRMVX | Substation Estimator
6100 | Prime Movers Externa | Vehicle | 66.4 | PRMVX | FS Business Perf
6101 | Prime Movers Externa | Vehicle | 66.4 | PRMVX | OS Wingfield
6102 | Prime Movers Externa | Vehicle | 66.4 | PRMVX | TSW Wingfield
6103 | Prime Movers Externa | Vehicle | 66.4 | PRMVX | Apprentice Wingfield
6110 | Prime Movers Externa | Vehicle | 66.4 | PRMVX | W/S - Select Labour
6220 | Prime Movers Externa | Vehicle | 66.4 | PRMVX | Workshop Support
6221 | Prime Movers Externa | Vehicle | 66.4 | PRMVX | Distribution T/frmrs
6222 | Prime Movers Externa | Vehicle | 66.4 | PRMVX | Pad T/fmrs & Swtchge
6223 | Prime Movers Externa | Vehicle | 66.4 | PRMVX | Sub Transformers
6224 | Prime Movers Externa | Vehicle | 66.4 | PRMVX | Manufact & Fabricat
6225 | Prime Movers Externa | Vehicle | 66.4 | PRMVX | Recl & HV Fuses
6226 | Prime Movers Externa | Vehicle | 66.4 | PRMVX | Mtce & Oil Reclamat
6229 | Prime Movers Externa | Vehicle | 66.4 | PRMVX | Cnsmbl-Manu'Trnsfrmr
6230 | Prime Movers Externa | Vehicle | 66.4 | PRMVX | Secondary Design
6231 | Prime Movers Externa | Vehicle | 66.4 | PRMVX | Engineering
6232 | Prime Movers Externa | Vehicle | 66.4 | PRMVX | Primary Design
6234 | Prime Movers Externa | Vehicle | 66.4 | PRMVX | Powerline Tech Serv
6235 | Prime Movers Externa | Vehicle | 66.4 | PRMVX | Quality Of Supply
6236 | Prime Movers Externa | Vehicle | 66.4 | PRMVX | Protection
6238 | Prime Movers Externa | Vehicle | 66.4 | PRMVX | Engineering Delivery
6240 | Prime Movers Externa | Vehicle | 66.4 | PRMVX | General - Batteries
6241 | Prime Movers Externa | Vehicle | 66.4 | PRMVX | Field SCADA
6242 | Prime Movers Externa | Vehicle | 66.4 | PRMVX | SCADA Technical
6243 | Prime Movers Externa | Vehicle | 66.4 | PRMVX | Engineering Officers
6244 | Prime Movers Externa | Vehicle | 66.4 | PRMVX | Recloser Workshop
6306 | Prime Movers Externa | Vehicle | 66.4 | PRMVX | Design Services Mgnt
6307 | Prime Movers Externa | Vehicle | 66.4 | PRMVX | Do Not Use
6308 | Prime Movers Externa | Vehicle | 66.4 | PRMVX | Do Not Use
6320 | Prime Movers Externa | Vehicle | 66.4 | PRMVX | Work Practices
6342 | Prime Movers Externa | Vehicle | 66.4 | PRMVX | CSO - Vic Harb/KI
6343 | Prime Movers Externa | Vehicle | 66.4 | PRMVX | CSO-Kadina
6344 | Prime Movers Externa | Vehicle | 66.4 | PRMVX | CSO-Pt Augusta
6345 | Prime Movers Externa | Vehicle | 66.4 | PRMVX | CSO-Mt Barker
6346 | Prime Movers Externa | Vehicle | 66.4 | PRMVX | CSO-Naracoorte
6347 | Prime Movers Externa | Vehicle | 66.4 | PRMVX | CSO-Nuriootpa
6400 | Prime Movers Externa | Vehicle | 66.4 | PRMVX | FS Ops Support
6401 | Prime Movers Externa | Vehicle | 66.4 | PRMVX | Powerline Estimating
6402 | Prime Movers Externa | Vehicle | 66.4 | PRMVX | Field Services GM
6404 | Prime Movers Externa | Vehicle | 66.4 | PRMVX | Dispatch Officers
6405 | Prime Movers Externa | Vehicle | 66.4 | PRMVX | Contract Services
6406 | Prime Movers Externa | Vehicle | 66.4 | PRMVX | DO NOT USE
6407 | Prime Movers Externa | Vehicle | 66.4 | PRMVX | WCSR Manager
6410 | Prime Movers Externa | Vehicle | 66.4 | PRMVX | Admin Metro North
6411 | Prime Movers Externa | Vehicle | 66.4 | PRMVX | TSW Eliz ProjDONOTUS
6412 | Prime Movers Externa | Vehicle | 66.4 | PRMVX | TSW Elizabeth
6413 | Prime Movers Externa | Vehicle | 66.4 | PRMVX | Apprentices-ElizProj
6414 | Prime Movers Externa | Vehicle | 66.4 | PRMVX | TSW Cust Conn North
6415 | Prime Movers Externa | Vehicle | 66.4 | PRMVX | TSW Sub Mt Ancillary
6416 | Prime Movers Externa | Vehicle | 66.4 | PRMVX | Apprentice-SubMtcAnc
6417 | Prime Movers Externa | Vehicle | 66.4 | PRMVX | TSW CBD Projects
6418 | Prime Movers Externa | Vehicle | 66.4 | PRMVX | Apprentices CBD Proj
6419 | Prime Movers Externa | Vehicle | 66.4 | PRMVX | Apprentices Eliz
6420 | Prime Movers Externa | Vehicle | 66.4 | PRMVX | Admin-Country South
6421 | Prime Movers Externa | Vehicle | 66.4 | PRMVX | TSW Mt Barker
6422 | Prime Movers Externa | Vehicle | 66.4 | PRMVX | TSW Murray Bridge
6423 | Prime Movers Externa | Vehicle | 66.4 | PRMVX | TSW -Gumeracha
6425 | Prime Movers Externa | Vehicle | 66.4 | PRMVX | Not In Use 2003
6426 | Prime Movers Externa | Vehicle | 66.4 | PRMVX | Apprentices Mt Barke
6427 | Prime Movers Externa | Vehicle | 66.4 | PRMVX | Not In Use 2003
6430 | Prime Movers Externa | Vehicle | 66.4 | PRMVX | DO NOT USE
6432 | Prime Movers Externa | Vehicle | 66.4 | PRMVX | TSW St Marys
6434 | Prime Movers Externa | Vehicle | 66.4 | PRMVX | TSW Cust Conn South
6437 | Prime Movers Externa | Vehicle | 66.4 | PRMVX | Apprentices-St Marys
6438 | Prime Movers Externa | Vehicle | 66.4 | PRMVX | TSW CBD SR
6439 | Prime Movers Externa | Vehicle | 66.4 | PRMVX | Apprentices CBD SR
6442 | Prime Movers Externa | Vehicle | 66.4 | PRMVX | TSW P/Line-Victor Ha
6443 | Prime Movers Externa | Vehicle | 66.4 | PRMVX | TSW-Kangaroo Island
6444 | Prime Movers Externa | Vehicle | 66.4 | PRMVX | Apprentices-KI-VicHa
6450 | Prime Movers Externa | Vehicle | 66.4 | PRMVX | Group Admin Sub
6452 | Prime Movers Externa | Vehicle | 66.4 | PRMVX | TSW Sub Const
6456 | Prime Movers Externa | Vehicle | 66.4 | PRMVX | TSW Substation Mtce
6459 | Prime Movers Externa | Vehicle | 66.4 | PRMVX | Transmiss Construct
6462 | Prime Movers Externa | Vehicle | 66.4 | PRMVX | TSW Lower Eyre Pen
6463 | Prime Movers Externa | Vehicle | 66.4 | PRMVX | TSW Upper Eyre Penin
6464 | Prime Movers Externa | Vehicle | 66.4 | PRMVX | Apprentices-EyrePen
6470 | Prime Movers Externa | Vehicle | 66.4 | PRMVX | Admin-CON
6472 | Prime Movers Externa | Vehicle | 66.4 | PRMVX | TSW Power Lin-Pt Aug
6473 | Prime Movers Externa | Vehicle | 66.4 | PRMVX | Apprentices-PtAugust
6480 | Prime Movers Externa | Vehicle | 66.4 | PRMVX | Admin-Clare
6482 | Prime Movers Externa | Vehicle | 66.4 | PRMVX | TSW Clare/Nur
6483 | Prime Movers Externa | Vehicle | 66.4 | PRMVX | TSW Yorke Peninsula
6484 | Prime Movers Externa | Vehicle | 66.4 | PRMVX | Apprentices-Clare
6486 | Prime Movers Externa | Vehicle | 66.4 | PRMVX | Apprentices-YorkePen
6490 | Prime Movers Externa | Vehicle | 66.4 | PRMVX | Admin-Barmera
6492 | Prime Movers Externa | Vehicle | 66.4 | PRMVX | TSW Power Line-Barm
6500 | Prime Movers Externa | Vehicle | 66.4 | PRMVX | Admin-Mt Gambier
6502 | Prime Movers Externa | Vehicle | 66.4 | PRMVX | TSW Lower South East
6503 | Prime Movers Externa | Vehicle | 66.4 | PRMVX | TSW Upper South East
6504 | Prime Movers Externa | Vehicle | 66.4 | PRMVX | Apprentices-LowerSE
6505 | Prime Movers Externa | Vehicle | 66.4 | PRMVX | Apprentices-UpperSE
6506 | Prime Movers Externa | Vehicle | 66.4 | PRMVX | TSW Interstate
6507 | Prime Movers Externa | Vehicle | 66.4 | PRMVX | Apprentices - MB & G
6508 | Prime Movers Externa | Vehicle | 66.4 | PRMVX | Apprentices - Barmer
6509 | Prime Movers Externa | Vehicle | 66.4 | PRMVX | Apprentice Marleston
6510 | Prime Movers Externa | Vehicle | 66.4 | PRMVX | Grp Admin Metro Sth
6511 | Prime Movers Externa | Vehicle | 66.4 | PRMVX | TSW - Marleston
6512 | Prime Movers Externa | Vehicle | 66.4 | PRMVX | TSW Morphett Vale
6513 | Prime Movers Externa | Vehicle | 66.4 | PRMVX | TSW Holden Hill
6517 | Prime Movers Externa | Vehicle | 66.4 | PRMVX | Asset Locators
6518 | Prime Movers Externa | Vehicle | 66.4 | PRMVX | Apprentices MorphV
6519 | Prime Movers Externa | Vehicle | 66.4 | PRMVX | High Load FS
6520 | Prime Movers Externa | Vehicle | 66.4 | PRMVX | Mgr Switch Safe
6521 | Prime Movers Externa | Vehicle | 66.4 | PRMVX | TSW - CRO South
6522 | Prime Movers Externa | Vehicle | 66.4 | PRMVX | TSW - CRO North
6620 | Prime Movers Externa | Vehicle | 66.4 | PRMVX | Country Ops Nth Mgr
6622 | Prime Movers Externa | Vehicle | 66.4 | PRMVX | Ops Su Port Augusta
6623 | Prime Movers Externa | Vehicle | 66.4 | PRMVX | Cont Supv -Clare/Nur
6624 | Prime Movers Externa | Vehicle | 66.4 | PRMVX | Ops Supv -Yorke Pen
6625 | Prime Movers Externa | Vehicle | 66.4 | PRMVX | Ops Supv Eyre Pen
6630 | Prime Movers Externa | Vehicle | 66.4 | PRMVX | Country Ops Sth Mgr
6632 | Prime Movers Externa | Vehicle | 66.4 | PRMVX | Ops Supv KI-VH
6633 | Prime Movers Externa | Vehicle | 66.4 | PRMVX | Ops Supv Mt Barker
6634 | Prime Movers Externa | Vehicle | 66.4 | PRMVX | Ops Supv MB/Gum
6635 | Prime Movers Externa | Vehicle | 66.4 | PRMVX | Ops Supv Barmera
6636 | Prime Movers Externa | Vehicle | 66.4 | PRMVX | Ops Supv Lower SE
6637 | Prime Movers Externa | Vehicle | 66.4 | PRMVX | Ops Supv Upper SE
6640 | Prime Movers Externa | Vehicle | 66.4 | PRMVX | Metro South Mgr
6642 | Prime Movers Externa | Vehicle | 66.4 | PRMVX | OS Holden Hill
6643 | Prime Movers Externa | Vehicle | 66.4 | PRMVX | Apprent Holden Hill
6644 | Prime Movers Externa | Vehicle | 66.4 | PRMVX | Ops Supr Marleston
6645 | Prime Movers Externa | Vehicle | 66.4 | PRMVX | OS Morphett Vale
6646 | Prime Movers Externa | Vehicle | 66.4 | PRMVX | Ops Supv - SubMtcAnc
6648 | Prime Movers Externa | Vehicle | 66.4 | PRMVX | Central Mgr
6649 | Prime Movers Externa | Vehicle | 66.4 | PRMVX | OS CBD SR
6652 | Prime Movers Externa | Vehicle | 66.4 | PRMVX | Ops Supv Sub Mtce
6654 | Prime Movers Externa | Vehicle | 66.4 | PRMVX | Ops Supv Sub Const
6655 | Prime Movers Externa | Vehicle | 66.4 | PRMVX | Field Officers
6657 | Prime Movers Externa | Vehicle | 66.4 | PRMVX | OS Transm Construct
6660 | Prime Movers Externa | Vehicle | 66.4 | PRMVX | Project Management
6662 | Prime Movers Externa | Vehicle | 66.4 | PRMVX | PM Support
6665 | Prime Movers Externa | Vehicle | 66.4 | PRMVX | Mgr Proj & Construct
6680 | Prime Movers Externa | Vehicle | 66.4 | PRMVX | Property Management
6681 | Prime Movers Externa | Vehicle | 66.4 | PRMVX | Grounds Team
6685 | Prime Movers Externa | Vehicle | 66.4 | PRMVX | High Voltage Testing
6686 | Prime Movers Externa | Vehicle | 66.4 | PRMVX | Switching Group
6690 | Prime Movers Externa | Vehicle | 66.4 | PRMVX | Sub Maint Manager
6750 | Prime Movers Externa | Vehicle | 66.4 | PRMVX | Telecomm & Tech Svcs
6820 | Prime Movers Externa | Vehicle | 66.4 | PRMVX | Vegetation Ser Mgr
6825 | Prime Movers Externa | Vehicle | 66.4 | PRMVX | Line Clearance Offic
6830 | Prime Movers Externa | Vehicle | 66.4 | PRMVX | Telco Mgt
6831 | Prime Movers Externa | Vehicle | 66.4 | PRMVX | Tel Field
6832 | Prime Movers Externa | Vehicle | 66.4 | PRMVX | Tel Proj Mgt
6833 | Prime Movers Externa | Vehicle | 66.4 | PRMVX | Telco Technical
6834 | Prime Movers Externa | Vehicle | 66.4 | PRMVX | Tel CS Field
6901 | Prime Movers Externa | Vehicle | 66.4 | PRMVX | Mgr Ops Planning
6903 | Prime Movers Externa | Vehicle | 66.4 | PRMVX | Mgr Ops Del-Regional
6998 | Prime Movers Externa | Vehicle | 66.4 | PRMVX | Vehicle Cost Clearin
6999 | Prime Movers Externa | Vehicle | 66.4 | PRMVX | Labour Overhead Clrg
9001 | Prime Movers Externa | Vehicle | 66.4 | PRMVX | Field Servs. Allocn
600 | Prod - MakeUp/Stdwn | Vehicle | 0.01 | PRODX | Supply Chain Mngment
601 | Prod - MakeUp/Stdwn | Vehicle | 0.01 | PRODX | Logistics Redeployee
605 | Prod - MakeUp/Stdwn | Vehicle | 139.59 | PRODX | Materials Supply Mgt
611 | Prod - MakeUp/Stdwn | Vehicle | 64.56 | PRODX | Fleet Workshop
630 | Prod - MakeUp/Stdwn | Vehicle | 81.61 | PRODX | Inventory Planning
640 | Prod - MakeUp/Stdwn | Vehicle | 64.11 | PRODX | Pole Construction
641 | Prod - MakeUp/Stdwn | Vehicle | 64.11 | PRODX | Mechanised Poles
660 | Prod - MakeUp/Stdwn | Vehicle | 61.69 | PRODX | Warehouse&Distributi
665 | Prod - MakeUp/Stdwn | Vehicle | 60.91 | PRODX | MetroLogFldOps
6010 | Prod - MakeUp/Stdwn | Vehicle | 131.71 | PRODX | Metro North Mgr
6011 | Prod - MakeUp/Stdwn | Vehicle | 74.65 | PRODX | Works Planners
6012 | Prod - MakeUp/Stdwn | Vehicle | 97.52 | PRODX | OS Elizabeth
6013 | Prod - MakeUp/Stdwn | Vehicle | 0.01 | PRODX | OS Eliz ProjDONOTUSE
6014 | Prod - MakeUp/Stdwn | Vehicle | 103.81 | PRODX | Ops Supv CBD Proj
6015 | Prod - MakeUp/Stdwn | Vehicle | 102.47 | PRODX | OS St Marys
6016 | Prod - MakeUp/Stdwn | Vehicle | 102.47 | PRODX | OS Cust Con North
6017 | Prod - MakeUp/Stdwn | Vehicle | 102.47 | PRODX | OS Cust Con South
6021 | Prod - MakeUp/Stdwn | Vehicle | 82.88 | PRODX | Schedulers
6022 | Prod - MakeUp/Stdwn | Vehicle | 0.01 | PRODX | Business Improvement
6023 | Prod - MakeUp/Stdwn | Vehicle | 82.68 | PRODX | Substation Estimator
6100 | Prod - MakeUp/Stdwn | Vehicle | 0.01 | PRODX | FS Business Perf
6101 | Prod - MakeUp/Stdwn | Vehicle | 102.61 | PRODX | OS Wingfield
6102 | Prod - MakeUp/Stdwn | Vehicle | 75.65 | PRODX | TSW Wingfield
6103 | Prod - MakeUp/Stdwn | Vehicle | 42.16 | PRODX | Apprentice Wingfield
6110 | Prod - MakeUp/Stdwn | Vehicle | 0.01 | PRODX | W/S - Select Labour
6220 | Prod - MakeUp/Stdwn | Vehicle | 95.01 | PRODX | Workshop Support
6221 | Prod - MakeUp/Stdwn | Vehicle | 66.42 | PRODX | Distribution T/frmrs
6222 | Prod - MakeUp/Stdwn | Vehicle | 66.42 | PRODX | Pad T/fmrs & Swtchge
6223 | Prod - MakeUp/Stdwn | Vehicle | 66.42 | PRODX | Sub Transformers
6224 | Prod - MakeUp/Stdwn | Vehicle | 66.42 | PRODX | Manufact & Fabricat
6225 | Prod - MakeUp/Stdwn | Vehicle | 66.42 | PRODX | Recl & HV Fuses
6226 | Prod - MakeUp/Stdwn | Vehicle | 66.42 | PRODX | Mtce & Oil Reclamat
6229 | Prod - MakeUp/Stdwn | Vehicle | 66.42 | PRODX | Cnsmbl-Manu'Trnsfrmr
6230 | Prod - MakeUp/Stdwn | Vehicle | 86.36 | PRODX | Secondary Design
6231 | Prod - MakeUp/Stdwn | Vehicle | 72.64 | PRODX | Engineering
6232 | Prod - MakeUp/Stdwn | Vehicle | 89.86 | PRODX | Primary Design
6234 | Prod - MakeUp/Stdwn | Vehicle | 84.01 | PRODX | Powerline Tech Serv
6235 | Prod - MakeUp/Stdwn | Vehicle | 73.05 | PRODX | Quality Of Supply
6236 | Prod - MakeUp/Stdwn | Vehicle | 99.54 | PRODX | Protection
6238 | Prod - MakeUp/Stdwn | Vehicle | 75.18 | PRODX | Engineering Delivery
6240 | Prod - MakeUp/Stdwn | Vehicle | 68.85 | PRODX | General - Batteries
6241 | Prod - MakeUp/Stdwn | Vehicle | 78.51 | PRODX | Field SCADA
6242 | Prod - MakeUp/Stdwn | Vehicle | 89.09 | PRODX | SCADA Technical
6243 | Prod - MakeUp/Stdwn | Vehicle | 95.31 | PRODX | Engineering Officers
6244 | Prod - MakeUp/Stdwn | Vehicle | 75.65 | PRODX | Recloser Workshop
6320 | Prod - MakeUp/Stdwn | Vehicle | 82.19 | PRODX | Work Practices
6342 | Prod - MakeUp/Stdwn | Vehicle | 0.01 | PRODX | CSO - Vic Harb/KI
6343 | Prod - MakeUp/Stdwn | Vehicle | 0.01 | PRODX | CSO-Kadina
6344 | Prod - MakeUp/Stdwn | Vehicle | 0.01 | PRODX | CSO-Pt Augusta
6345 | Prod - MakeUp/Stdwn | Vehicle | 0.01 | PRODX | CSO-Mt Barker
6346 | Prod - MakeUp/Stdwn | Vehicle | 0.01 | PRODX | CSO-Naracoorte
6347 | Prod - MakeUp/Stdwn | Vehicle | 0.01 | PRODX | CSO-Nuriootpa
6400 | Prod - MakeUp/Stdwn | Vehicle | 0.01 | PRODX | FS Ops Support
6401 | Prod - MakeUp/Stdwn | Vehicle | 89.74 | PRODX | Powerline Estimating
6402 | Prod - MakeUp/Stdwn | Vehicle | 35.42 | PRODX | Field Services GM
6404 | Prod - MakeUp/Stdwn | Vehicle | 109.68 | PRODX | Dispatch Officers
6405 | Prod - MakeUp/Stdwn | Vehicle | 78.33 | PRODX | Contract Services
6410 | Prod - MakeUp/Stdwn | Vehicle | 68.31 | PRODX | Admin Metro North
6411 | Prod - MakeUp/Stdwn | Vehicle | 0.01 | PRODX | TSW Eliz ProjDONOTUS
6412 | Prod - MakeUp/Stdwn | Vehicle | 75.65 | PRODX | TSW Elizabeth
6413 | Prod - MakeUp/Stdwn | Vehicle | 0.01 | PRODX | Apprentices-ElizProj
6414 | Prod - MakeUp/Stdwn | Vehicle | 75.65 | PRODX | TSW Cust Conn North
6415 | Prod - MakeUp/Stdwn | Vehicle | 75.65 | PRODX | TSW Sub Mt Ancillary
6416 | Prod - MakeUp/Stdwn | Vehicle | 48.14 | PRODX | Apprentice-SubMtcAnc
6417 | Prod - MakeUp/Stdwn | Vehicle | 75.65 | PRODX | TSW CBD Projects
6418 | Prod - MakeUp/Stdwn | Vehicle | 41.1 | PRODX | Apprentices CBD Proj
6419 | Prod - MakeUp/Stdwn | Vehicle | 43.78 | PRODX | Apprentices Eliz
6420 | Prod - MakeUp/Stdwn | Vehicle | 59.41 | PRODX | Admin-Country South
6421 | Prod - MakeUp/Stdwn | Vehicle | 75.65 | PRODX | TSW Mt Barker
6422 | Prod - MakeUp/Stdwn | Vehicle | 75.65 | PRODX | TSW Murray Bridge
6423 | Prod - MakeUp/Stdwn | Vehicle | 75.65 | PRODX | TSW -Gumeracha
6426 | Prod - MakeUp/Stdwn | Vehicle | 44.24 | PRODX | Apprentices Mt Barke
6430 | Prod - MakeUp/Stdwn | Vehicle | 75.65 | PRODX | DO NOT USE
6432 | Prod - MakeUp/Stdwn | Vehicle | 75.65 | PRODX | TSW St Marys
6434 | Prod - MakeUp/Stdwn | Vehicle | 75.65 | PRODX | TSW Cust Conn South
6437 | Prod - MakeUp/Stdwn | Vehicle | 40.55 | PRODX | Apprentices-St Marys
6438 | Prod - MakeUp/Stdwn | Vehicle | 75.65 | PRODX | TSW CBD SR
6439 | Prod - MakeUp/Stdwn | Vehicle | 41.79 | PRODX | Apprentices CBD SR
6442 | Prod - MakeUp/Stdwn | Vehicle | 75.65 | PRODX | TSW P/Line-Victor Ha
6443 | Prod - MakeUp/Stdwn | Vehicle | 75.65 | PRODX | TSW-Kangaroo Island
6444 | Prod - MakeUp/Stdwn | Vehicle | 44.23 | PRODX | Apprentices-KI-VicHa
6450 | Prod - MakeUp/Stdwn | Vehicle | 72.13 | PRODX | Group Admin Sub
6452 | Prod - MakeUp/Stdwn | Vehicle | 75.65 | PRODX | TSW Sub Const
6456 | Prod - MakeUp/Stdwn | Vehicle | 75.65 | PRODX | TSW Substation Mtce
6458 | Prod - MakeUp/Stdwn | Vehicle | 44.38 | PRODX | TSW Apprentices Sub
6459 | Prod - MakeUp/Stdwn | Vehicle | 75.65 | PRODX | Transmiss Construct
6462 | Prod - MakeUp/Stdwn | Vehicle | 75.65 | PRODX | TSW Lower Eyre Pen
6463 | Prod - MakeUp/Stdwn | Vehicle | 75.65 | PRODX | TSW Upper Eyre Penin
6464 | Prod - MakeUp/Stdwn | Vehicle | 48.08 | PRODX | Apprentices-EyrePen
6470 | Prod - MakeUp/Stdwn | Vehicle | 69.27 | PRODX | Admin-CON
6472 | Prod - MakeUp/Stdwn | Vehicle | 75.65 | PRODX | TSW Power Lin-Pt Aug
6473 | Prod - MakeUp/Stdwn | Vehicle | 44.73 | PRODX | Apprentices-PtAugust
6480 | Prod - MakeUp/Stdwn | Vehicle | 69.27 | PRODX | Admin-Clare
6482 | Prod - MakeUp/Stdwn | Vehicle | 75.65 | PRODX | TSW Clare/Nur
6483 | Prod - MakeUp/Stdwn | Vehicle | 75.65 | PRODX | TSW Yorke Peninsula
6484 | Prod - MakeUp/Stdwn | Vehicle | 46.81 | PRODX | Apprentices-Clare
6486 | Prod - MakeUp/Stdwn | Vehicle | 36.98 | PRODX | Apprentices-YorkePen
6490 | Prod - MakeUp/Stdwn | Vehicle | 53.77 | PRODX | Admin-Barmera
6492 | Prod - MakeUp/Stdwn | Vehicle | 75.65 | PRODX | TSW Power Line-Barm
6500 | Prod - MakeUp/Stdwn | Vehicle | 53.77 | PRODX | Admin-Mt Gambier
6502 | Prod - MakeUp/Stdwn | Vehicle | 75.65 | PRODX | TSW Lower South East
6503 | Prod - MakeUp/Stdwn | Vehicle | 75.65 | PRODX | TSW Upper South East
6504 | Prod - MakeUp/Stdwn | Vehicle | 45.61 | PRODX | Apprentices-LowerSE
6505 | Prod - MakeUp/Stdwn | Vehicle | 41.14 | PRODX | Apprentices-UpperSE
6506 | Prod - MakeUp/Stdwn | Vehicle | 75.65 | PRODX | TSW Interstate
6507 | Prod - MakeUp/Stdwn | Vehicle | 42.38 | PRODX | Apprentices - MB & G
6508 | Prod - MakeUp/Stdwn | Vehicle | 42.66 | PRODX | Apprentices - Barmer
6509 | Prod - MakeUp/Stdwn | Vehicle | 44.13 | PRODX | Apprentice Marleston
6510 | Prod - MakeUp/Stdwn | Vehicle | 67.96 | PRODX | Grp Admin Metro Sth
6511 | Prod - MakeUp/Stdwn | Vehicle | 75.65 | PRODX | TSW - Marleston
6512 | Prod - MakeUp/Stdwn | Vehicle | 75.65 | PRODX | TSW Morphett Vale
6513 | Prod - MakeUp/Stdwn | Vehicle | 75.65 | PRODX | TSW Holden Hill
6517 | Prod - MakeUp/Stdwn | Vehicle | 77.23 | PRODX | Asset Locators
6518 | Prod - MakeUp/Stdwn | Vehicle | 39.17 | PRODX | Apprentices MorphV
6519 | Prod - MakeUp/Stdwn | Vehicle | 70.05 | PRODX | High Load FS
6520 | Prod - MakeUp/Stdwn | Vehicle | 0.01 | PRODX | Mgr Switch Safe
6521 | Prod - MakeUp/Stdwn | Vehicle | 75.65 | PRODX | TSW - CRO South
6522 | Prod - MakeUp/Stdwn | Vehicle | 75.65 | PRODX | TSW - CRO North
6620 | Prod - MakeUp/Stdwn | Vehicle | 97.23 | PRODX | Country Ops Nth Mgr
6622 | Prod - MakeUp/Stdwn | Vehicle | 103.44 | PRODX | Ops Su Port Augusta
6623 | Prod - MakeUp/Stdwn | Vehicle | 102.96 | PRODX | Cont Supv -Clare/Nur
6624 | Prod - MakeUp/Stdwn | Vehicle | 103.08 | PRODX | Ops Supv -Yorke Pen
6625 | Prod - MakeUp/Stdwn | Vehicle | 75.74 | PRODX | Ops Supv Eyre Pen
6630 | Prod - MakeUp/Stdwn | Vehicle | 103.25 | PRODX | Country Ops Sth Mgr
6632 | Prod - MakeUp/Stdwn | Vehicle | 80.66 | PRODX | Ops Supv KI-VH
6633 | Prod - MakeUp/Stdwn | Vehicle | 101.69 | PRODX | Ops Supv Mt Barker
6634 | Prod - MakeUp/Stdwn | Vehicle | 100.05 | PRODX | Ops Supv MB/Gum
6635 | Prod - MakeUp/Stdwn | Vehicle | 97 | PRODX | Ops Supv Barmera
6636 | Prod - MakeUp/Stdwn | Vehicle | 104.01 | PRODX | Ops Supv Lower SE
6637 | Prod - MakeUp/Stdwn | Vehicle | 94.18 | PRODX | Ops Supv Upper SE
6640 | Prod - MakeUp/Stdwn | Vehicle | 155.65 | PRODX | Metro South Mgr
6642 | Prod - MakeUp/Stdwn | Vehicle | 102.92 | PRODX | OS Holden Hill
6643 | Prod - MakeUp/Stdwn | Vehicle | 39.48 | PRODX | Apprent Holden Hill
6644 | Prod - MakeUp/Stdwn | Vehicle | 103.29 | PRODX | Ops Supr Marleston
6645 | Prod - MakeUp/Stdwn | Vehicle | 93.16 | PRODX | OS Morphett Vale
6646 | Prod - MakeUp/Stdwn | Vehicle | 104.21 | PRODX | Ops Supv - SubMtcAnc
6648 | Prod - MakeUp/Stdwn | Vehicle | 64.25 | PRODX | Central Mgr
6649 | Prod - MakeUp/Stdwn | Vehicle | 103.5 | PRODX | OS CBD SR
6652 | Prod - MakeUp/Stdwn | Vehicle | 82.23 | PRODX | Ops Supv Sub Mtce
6654 | Prod - MakeUp/Stdwn | Vehicle | 99.42 | PRODX | Ops Supv Sub Const
6655 | Prod - MakeUp/Stdwn | Vehicle | 95.31 | PRODX | Field Officers
6657 | Prod - MakeUp/Stdwn | Vehicle | 102.24 | PRODX | OS Transm Construct
6660 | Prod - MakeUp/Stdwn | Vehicle | 87.41 | PRODX | Project Management
6662 | Prod - MakeUp/Stdwn | Vehicle | 87.41 | PRODX | PM Support
6665 | Prod - MakeUp/Stdwn | Vehicle | 47.31 | PRODX | Mgr Proj & Construct
6680 | Prod - MakeUp/Stdwn | Vehicle | 74.43 | PRODX | Property Management
6681 | Prod - MakeUp/Stdwn | Vehicle | 74.43 | PRODX | Grounds Team
6685 | Prod - MakeUp/Stdwn | Vehicle | 78.58 | PRODX | High Voltage Testing
6686 | Prod - MakeUp/Stdwn | Vehicle | 0.01 | PRODX | Switching Group
6690 | Prod - MakeUp/Stdwn | Vehicle | 109.29 | PRODX | Sub Maint Manager
6750 | Prod - MakeUp/Stdwn | Vehicle | 0.01 | PRODX | Telecomm & Tech Svcs
6820 | Prod - MakeUp/Stdwn | Vehicle | 63.22 | PRODX | Vegetation Ser Mgr
6825 | Prod - MakeUp/Stdwn | Vehicle | 74.71 | PRODX | Line Clearance Offic
6830 | Prod - MakeUp/Stdwn | Vehicle | 0.01 | PRODX | Telco Mgt
6831 | Prod - MakeUp/Stdwn | Vehicle | 75.91 | PRODX | Tel Field
6832 | Prod - MakeUp/Stdwn | Vehicle | 87.41 | PRODX | Tel Proj Mgt
6833 | Prod - MakeUp/Stdwn | Vehicle | 88.18 | PRODX | Telco Technical
6834 | Prod - MakeUp/Stdwn | Vehicle | 100.17 | PRODX | Tel CS Field
6901 | Prod - MakeUp/Stdwn | Vehicle | 164.06 | PRODX | Mgr Ops Planning
6903 | Prod - MakeUp/Stdwn | Vehicle | 46.25 | PRODX | Mgr Ops Del-Regional
6998 | Prod - MakeUp/Stdwn | Vehicle | 0.01 | PRODX | Vehicle Cost Clearin
6999 | Prod - MakeUp/Stdwn | Vehicle | 0.01 | PRODX | Labour Overhead Clrg
9001 | Prod - MakeUp/Stdwn | Vehicle | 0.01 | PRODX | Field Servs. Allocn
611 | Prod Labour Fld Cons | Vehicle | 64.56 | PRODFS | Fleet Workshop
640 | Prod Labour Fld Cons | Vehicle | 64.11 | PRODFS | Pole Construction
641 | Prod Labour Fld Cons | Vehicle | 64.11 | PRODFS | Mechanised Poles
6010 | Prod Labour Fld Cons | Vehicle | 131.71 | PRODFS | Metro North Mgr
6012 | Prod Labour Fld Cons | Vehicle | 97.52 | PRODFS | OS Elizabeth
6014 | Prod Labour Fld Cons | Vehicle | 103.81 | PRODFS | Ops Supv CBD Proj
6015 | Prod Labour Fld Cons | Vehicle | 102.47 | PRODFS | OS St Marys
6016 | Prod Labour Fld Cons | Vehicle | 102.47 | PRODFS | OS Cust Con North
6017 | Prod Labour Fld Cons | Vehicle | 102.47 | PRODFS | OS Cust Con South
6023 | Prod Labour Fld Cons | Vehicle | 82.68 | PRODFS | Substation Estimator
6028 | Prod Labour Fld Cons | Vehicle | 51.71 | PRODFS | Apprentice CC Sth
6029 | Prod Labour Fld Cons | Vehicle | 51.71 | PRODFS | Apprentice CC Nth
6032 | Prod Labour Fld Cons | Vehicle | 85.51 | PRODFS | Powerline Design
6101 | Prod Labour Fld Cons | Vehicle | 102.61 | PRODFS | OS Wingfield
6102 | Prod Labour Fld Cons | Vehicle | 75.65 | PRODFS | TSW Wingfield
6103 | Prod Labour Fld Cons | Vehicle | 42.16 | PRODFS | Apprentice Wingfield
6110 | Prod Labour Fld Cons | Vehicle | 0.01 | PRODFS | W/S - Select Labour
6112 | Prod Labour Fld Cons | Vehicle | 46.25 | PRODFS | Workshops Management
6220 | Prod Labour Fld Cons | Vehicle | 95.01 | PRODFS | Workshop Support
6221 | Prod Labour Fld Cons | Vehicle | 66.42 | PRODFS | Distribution T/frmrs
6222 | Prod Labour Fld Cons | Vehicle | 66.42 | PRODFS | Pad T/fmrs & Swtchge
6223 | Prod Labour Fld Cons | Vehicle | 66.42 | PRODFS | Sub Transformers
6224 | Prod Labour Fld Cons | Vehicle | 66.42 | PRODFS | Manufact & Fabricat
6225 | Prod Labour Fld Cons | Vehicle | 66.42 | PRODFS | Recl & HV Fuses
6226 | Prod Labour Fld Cons | Vehicle | 66.42 | PRODFS | Mtce & Oil Reclamat
6229 | Prod Labour Fld Cons | Vehicle | 66.42 | PRODFS | Cnsmbl-Manu'Trnsfrmr
6230 | Prod Labour Fld Cons | Vehicle | 86.36 | PRODFS | Secondary Design
6231 | Prod Labour Fld Cons | Vehicle | 72.64 | PRODFS | Engineering
6232 | Prod Labour Fld Cons | Vehicle | 89.86 | PRODFS | Primary Design
6235 | Prod Labour Fld Cons | Vehicle | 73.05 | PRODFS | Quality Of Supply
6236 | Prod Labour Fld Cons | Vehicle | 99.54 | PRODFS | Protection
6238 | Prod Labour Fld Cons | Vehicle | 75.18 | PRODFS | Engineering Delivery
6240 | Prod Labour Fld Cons | Vehicle | 68.85 | PRODFS | General - Batteries
6241 | Prod Labour Fld Cons | Vehicle | 78.51 | PRODFS | Field SCADA
6242 | Prod Labour Fld Cons | Vehicle | 89.09 | PRODFS | SCADA Technical
6243 | Prod Labour Fld Cons | Vehicle | 95.31 | PRODFS | Engineering Officers
6244 | Prod Labour Fld Cons | Vehicle | 75.65 | PRODFS | Recloser Workshop
6342 | Prod Labour Fld Cons | Vehicle | 0.01 | PRODFS | CSO - Vic Harb/KI
6343 | Prod Labour Fld Cons | Vehicle | 0.01 | PRODFS | CSO-Kadina
6344 | Prod Labour Fld Cons | Vehicle | 0.01 | PRODFS | CSO-Pt Augusta
6345 | Prod Labour Fld Cons | Vehicle | 0.01 | PRODFS | CSO-Mt Barker
6346 | Prod Labour Fld Cons | Vehicle | 0.01 | PRODFS | CSO-Naracoorte
6347 | Prod Labour Fld Cons | Vehicle | 0.01 | PRODFS | CSO-Nuriootpa
6410 | Prod Labour Fld Cons | Vehicle | 68.31 | PRODFS | Admin Metro North
6412 | Prod Labour Fld Cons | Vehicle | 75.65 | PRODFS | TSW Elizabeth
6413 | Prod Labour Fld Cons | Vehicle | 0.01 | PRODFS | Apprentices-ElizProj
6414 | Prod Labour Fld Cons | Vehicle | 75.65 | PRODFS | TSW Cust Conn North
6415 | Prod Labour Fld Cons | Vehicle | 75.65 | PRODFS | TSW Sub Mt Ancillary
6416 | Prod Labour Fld Cons | Vehicle | 48.14 | PRODFS | Apprentice-SubMtcAnc
6417 | Prod Labour Fld Cons | Vehicle | 75.65 | PRODFS | TSW CBD Projects
6418 | Prod Labour Fld Cons | Vehicle | 41.1 | PRODFS | Apprentices CBD Proj
6419 | Prod Labour Fld Cons | Vehicle | 43.78 | PRODFS | Apprentices Eliz
6420 | Prod Labour Fld Cons | Vehicle | 59.41 | PRODFS | Admin-Country South
6421 | Prod Labour Fld Cons | Vehicle | 75.65 | PRODFS | TSW Mt Barker
6422 | Prod Labour Fld Cons | Vehicle | 75.65 | PRODFS | TSW Murray Bridge
6423 | Prod Labour Fld Cons | Vehicle | 75.65 | PRODFS | TSW -Gumeracha
6426 | Prod Labour Fld Cons | Vehicle | 44.24 | PRODFS | Apprentices Mt Barke
6430 | Prod Labour Fld Cons | Vehicle | 75.65 | PRODFS | DO NOT USE
6432 | Prod Labour Fld Cons | Vehicle | 75.65 | PRODFS | TSW St Marys
6434 | Prod Labour Fld Cons | Vehicle | 75.65 | PRODFS | TSW Cust Conn South
6437 | Prod Labour Fld Cons | Vehicle | 40.55 | PRODFS | Apprentices-St Marys
6438 | Prod Labour Fld Cons | Vehicle | 75.65 | PRODFS | TSW CBD SR
6439 | Prod Labour Fld Cons | Vehicle | 41.79 | PRODFS | Apprentices CBD SR
6442 | Prod Labour Fld Cons | Vehicle | 75.65 | PRODFS | TSW P/Line-Victor Ha
6443 | Prod Labour Fld Cons | Vehicle | 75.65 | PRODFS | TSW-Kangaroo Island
6444 | Prod Labour Fld Cons | Vehicle | 44.23 | PRODFS | Apprentices-KI-VicHa
6452 | Prod Labour Fld Cons | Vehicle | 75.65 | PRODFS | TSW Sub Const
6456 | Prod Labour Fld Cons | Vehicle | 75.65 | PRODFS | TSW Substation Mtce
6458 | Prod Labour Fld Cons | Vehicle | 44.38 | PRODFS | TSW Apprentices Sub
6459 | Prod Labour Fld Cons | Vehicle | 75.65 | PRODFS | Transmiss Construct
6462 | Prod Labour Fld Cons | Vehicle | 75.65 | PRODFS | TSW Lower Eyre Pen
6463 | Prod Labour Fld Cons | Vehicle | 75.65 | PRODFS | TSW Upper Eyre Penin
6464 | Prod Labour Fld Cons | Vehicle | 48.08 | PRODFS | Apprentices-EyrePen
6470 | Prod Labour Fld Cons | Vehicle | 69.27 | PRODFS | Admin-CON
6472 | Prod Labour Fld Cons | Vehicle | 75.65 | PRODFS | TSW Power Lin-Pt Aug
6473 | Prod Labour Fld Cons | Vehicle | 44.73 | PRODFS | Apprentices-PtAugust
6480 | Prod Labour Fld Cons | Vehicle | 69.27 | PRODFS | Admin-Clare
6482 | Prod Labour Fld Cons | Vehicle | 75.65 | PRODFS | TSW Clare/Nur
6483 | Prod Labour Fld Cons | Vehicle | 75.65 | PRODFS | TSW Yorke Peninsula
6484 | Prod Labour Fld Cons | Vehicle | 46.81 | PRODFS | Apprentices-Clare
6486 | Prod Labour Fld Cons | Vehicle | 36.98 | PRODFS | Apprentices-YorkePen
6490 | Prod Labour Fld Cons | Vehicle | 53.77 | PRODFS | Admin-Barmera
6492 | Prod Labour Fld Cons | Vehicle | 75.65 | PRODFS | TSW Power Line-Barm
6500 | Prod Labour Fld Cons | Vehicle | 53.77 | PRODFS | Admin-Mt Gambier
6502 | Prod Labour Fld Cons | Vehicle | 75.65 | PRODFS | TSW Lower South East
6503 | Prod Labour Fld Cons | Vehicle | 75.65 | PRODFS | TSW Upper South East
6504 | Prod Labour Fld Cons | Vehicle | 45.61 | PRODFS | Apprentices-LowerSE
6505 | Prod Labour Fld Cons | Vehicle | 41.14 | PRODFS | Apprentices-UpperSE
6506 | Prod Labour Fld Cons | Vehicle | 75.65 | PRODFS | TSW Interstate
6507 | Prod Labour Fld Cons | Vehicle | 42.38 | PRODFS | Apprentices - MB & G
6508 | Prod Labour Fld Cons | Vehicle | 42.66 | PRODFS | Apprentices - Barmer
6509 | Prod Labour Fld Cons | Vehicle | 44.13 | PRODFS | Apprentice Marleston
6510 | Prod Labour Fld Cons | Vehicle | 67.96 | PRODFS | Grp Admin Metro Sth
6511 | Prod Labour Fld Cons | Vehicle | 75.65 | PRODFS | TSW - Marleston
6512 | Prod Labour Fld Cons | Vehicle | 75.65 | PRODFS | TSW Morphett Vale
6513 | Prod Labour Fld Cons | Vehicle | 75.65 | PRODFS | TSW Holden Hill
6517 | Prod Labour Fld Cons | Vehicle | 77.23 | PRODFS | Asset Locators
6518 | Prod Labour Fld Cons | Vehicle | 39.17 | PRODFS | Apprentices MorphV
6519 | Prod Labour Fld Cons | Vehicle | 70.05 | PRODFS | High Load FS
6521 | Prod Labour Fld Cons | Vehicle | 75.65 | PRODFS | TSW - CRO South
6522 | Prod Labour Fld Cons | Vehicle | 75.65 | PRODFS | TSW - CRO North
6620 | Prod Labour Fld Cons | Vehicle | 97.23 | PRODFS | Country Ops Nth Mgr
6622 | Prod Labour Fld Cons | Vehicle | 103.44 | PRODFS | Ops Su Port Augusta
6623 | Prod Labour Fld Cons | Vehicle | 102.96 | PRODFS | Cont Supv -Clare/Nur
6624 | Prod Labour Fld Cons | Vehicle | 103.08 | PRODFS | Ops Supv -Yorke Pen
6625 | Prod Labour Fld Cons | Vehicle | 75.74 | PRODFS | Ops Supv Eyre Pen
6630 | Prod Labour Fld Cons | Vehicle | 103.25 | PRODFS | Country Ops Sth Mgr
6632 | Prod Labour Fld Cons | Vehicle | 80.66 | PRODFS | Ops Supv KI-VH
6633 | Prod Labour Fld Cons | Vehicle | 101.69 | PRODFS | Ops Supv Mt Barker
6634 | Prod Labour Fld Cons | Vehicle | 100.05 | PRODFS | Ops Supv MB/Gum
6635 | Prod Labour Fld Cons | Vehicle | 97 | PRODFS | Ops Supv Barmera
6636 | Prod Labour Fld Cons | Vehicle | 104.01 | PRODFS | Ops Supv Lower SE
6637 | Prod Labour Fld Cons | Vehicle | 94.18 | PRODFS | Ops Supv Upper SE
6640 | Prod Labour Fld Cons | Vehicle | 155.65 | PRODFS | Metro South Mgr
6642 | Prod Labour Fld Cons | Vehicle | 102.92 | PRODFS | OS Holden Hill
6643 | Prod Labour Fld Cons | Vehicle | 39.48 | PRODFS | Apprent Holden Hill
6644 | Prod Labour Fld Cons | Vehicle | 103.29 | PRODFS | Ops Supr Marleston
6645 | Prod Labour Fld Cons | Vehicle | 93.16 | PRODFS | OS Morphett Vale
6646 | Prod Labour Fld Cons | Vehicle | 104.21 | PRODFS | Ops Supv - SubMtcAnc
6649 | Prod Labour Fld Cons | Vehicle | 103.5 | PRODFS | OS CBD SR
6652 | Prod Labour Fld Cons | Vehicle | 82.23 | PRODFS | Ops Supv Sub Mtce
6654 | Prod Labour Fld Cons | Vehicle | 99.42 | PRODFS | Ops Supv Sub Const
6655 | Prod Labour Fld Cons | Vehicle | 95.31 | PRODFS | Field Officers
6657 | Prod Labour Fld Cons | Vehicle | 102.24 | PRODFS | OS Transm Construct
6660 | Prod Labour Fld Cons | Vehicle | 87.41 | PRODFS | Project Management
6662 | Prod Labour Fld Cons | Vehicle | 87.41 | PRODFS | PM Support
6665 | Prod Labour Fld Cons | Vehicle | 47.31 | PRODFS | Mgr Proj & Construct
6680 | Prod Labour Fld Cons | Vehicle | 74.43 | PRODFS | Property Management
6681 | Prod Labour Fld Cons | Vehicle | 74.43 | PRODFS | Grounds Team
6685 | Prod Labour Fld Cons | Vehicle | 78.58 | PRODFS | High Voltage Testing
6686 | Prod Labour Fld Cons | Vehicle | 0.01 | PRODFS | Switching Group
6750 | Prod Labour Fld Cons | Vehicle | 0.01 | PRODFS | Telecomm & Tech Svcs
6820 | Prod Labour Fld Cons | Vehicle | 63.22 | PRODFS | Vegetation Ser Mgr
6825 | Prod Labour Fld Cons | Vehicle | 74.71 | PRODFS | Line Clearance Offic
6831 | Prod Labour Fld Cons | Vehicle | 75.91 | PRODFS | Tel Field
6832 | Prod Labour Fld Cons | Vehicle | 87.41 | PRODFS | Tel Proj Mgt
6833 | Prod Labour Fld Cons | Vehicle | 88.18 | PRODFS | Telco Technical
6834 | Prod Labour Fld Cons | Vehicle | 100.17 | PRODFS | Tel CS Field
6902 | Prod Labour Fld Cons | Vehicle | 36.32 | PRODFS | Mgr Ops Del-Metro
6903 | Prod Labour Fld Cons | Vehicle | 46.25 | PRODFS | Mgr Ops Del-Regional
600 | Productive - Travel | Vehicle | 0.01 | TRAVEL | Supply Chain Mngment
601 | Productive - Travel | Vehicle | 0.01 | TRAVEL | Logistics Redeployee
605 | Productive - Travel | Vehicle | 139.59 | TRAVEL | Materials Supply Mgt
611 | Productive - Travel | Vehicle | 64.56 | TRAVEL | Fleet Workshop
630 | Productive - Travel | Vehicle | 81.61 | TRAVEL | Inventory Planning
640 | Productive - Travel | Vehicle | 64.11 | TRAVEL | Pole Construction
641 | Productive - Travel | Vehicle | 64.11 | TRAVEL | Mechanised Poles
660 | Productive - Travel | Vehicle | 61.69 | TRAVEL | Warehouse&Distributi
665 | Productive - Travel | Vehicle | 60.91 | TRAVEL | MetroLogFldOps
6010 | Productive - Travel | Vehicle | 131.71 | TRAVEL | Metro North Mgr
6011 | Productive - Travel | Vehicle | 74.65 | TRAVEL | Works Planners
6012 | Productive - Travel | Vehicle | 97.52 | TRAVEL | OS Elizabeth
6013 | Productive - Travel | Vehicle | 0.01 | TRAVEL | OS Eliz ProjDONOTUSE
6014 | Productive - Travel | Vehicle | 103.81 | TRAVEL | Ops Supv CBD Proj
6015 | Productive - Travel | Vehicle | 102.47 | TRAVEL | OS St Marys
6016 | Productive - Travel | Vehicle | 102.47 | TRAVEL | OS Cust Con North
6017 | Productive - Travel | Vehicle | 102.47 | TRAVEL | OS Cust Con South
6021 | Productive - Travel | Vehicle | 82.88 | TRAVEL | Schedulers
6022 | Productive - Travel | Vehicle | 0.01 | TRAVEL | Business Improvement
6023 | Productive - Travel | Vehicle | 82.68 | TRAVEL | Substation Estimator
6100 | Productive - Travel | Vehicle | 0.01 | TRAVEL | FS Business Perf
6101 | Productive - Travel | Vehicle | 102.61 | TRAVEL | OS Wingfield
6102 | Productive - Travel | Vehicle | 75.65 | TRAVEL | TSW Wingfield
6103 | Productive - Travel | Vehicle | 42.16 | TRAVEL | Apprentice Wingfield
6110 | Productive - Travel | Vehicle | 0.01 | TRAVEL | W/S - Select Labour
6220 | Productive - Travel | Vehicle | 95.01 | TRAVEL | Workshop Support
6221 | Productive - Travel | Vehicle | 66.42 | TRAVEL | Distribution T/frmrs
6222 | Productive - Travel | Vehicle | 66.42 | TRAVEL | Pad T/fmrs & Swtchge
6223 | Productive - Travel | Vehicle | 66.42 | TRAVEL | Sub Transformers
6224 | Productive - Travel | Vehicle | 66.42 | TRAVEL | Manufact & Fabricat
6225 | Productive - Travel | Vehicle | 66.42 | TRAVEL | Recl & HV Fuses
6226 | Productive - Travel | Vehicle | 66.42 | TRAVEL | Mtce & Oil Reclamat
6229 | Productive - Travel | Vehicle | 66.42 | TRAVEL | Cnsmbl-Manu'Trnsfrmr
6230 | Productive - Travel | Vehicle | 86.36 | TRAVEL | Secondary Design
6231 | Productive - Travel | Vehicle | 72.64 | TRAVEL | Engineering
6232 | Productive - Travel | Vehicle | 89.86 | TRAVEL | Primary Design
6234 | Productive - Travel | Vehicle | 84.01 | TRAVEL | Powerline Tech Serv
6235 | Productive - Travel | Vehicle | 73.05 | TRAVEL | Quality Of Supply
6236 | Productive - Travel | Vehicle | 99.54 | TRAVEL | Protection
6238 | Productive - Travel | Vehicle | 75.18 | TRAVEL | Engineering Delivery
6240 | Productive - Travel | Vehicle | 68.85 | TRAVEL | General - Batteries
6241 | Productive - Travel | Vehicle | 78.51 | TRAVEL | Field SCADA
6242 | Productive - Travel | Vehicle | 89.09 | TRAVEL | SCADA Technical
6243 | Productive - Travel | Vehicle | 95.31 | TRAVEL | Engineering Officers
6244 | Productive - Travel | Vehicle | 75.65 | TRAVEL | Recloser Workshop
6320 | Productive - Travel | Vehicle | 82.19 | TRAVEL | Work Practices
6342 | Productive - Travel | Vehicle | 0.01 | TRAVEL | CSO - Vic Harb/KI
6343 | Productive - Travel | Vehicle | 0.01 | TRAVEL | CSO-Kadina
6344 | Productive - Travel | Vehicle | 0.01 | TRAVEL | CSO-Pt Augusta
6345 | Productive - Travel | Vehicle | 0.01 | TRAVEL | CSO-Mt Barker
6346 | Productive - Travel | Vehicle | 0.01 | TRAVEL | CSO-Naracoorte
6347 | Productive - Travel | Vehicle | 0.01 | TRAVEL | CSO-Nuriootpa
6400 | Productive - Travel | Vehicle | 0.01 | TRAVEL | FS Ops Support
6401 | Productive - Travel | Vehicle | 89.74 | TRAVEL | Powerline Estimating
6402 | Productive - Travel | Vehicle | 35.42 | TRAVEL | Field Services GM
6404 | Productive - Travel | Vehicle | 109.68 | TRAVEL | Dispatch Officers
6405 | Productive - Travel | Vehicle | 78.33 | TRAVEL | Contract Services
6410 | Productive - Travel | Vehicle | 68.31 | TRAVEL | Admin Metro North
6411 | Productive - Travel | Vehicle | 0.01 | TRAVEL | TSW Eliz ProjDONOTUS
6412 | Productive - Travel | Vehicle | 75.65 | TRAVEL | TSW Elizabeth
6413 | Productive - Travel | Vehicle | 0.01 | TRAVEL | Apprentices-ElizProj
6414 | Productive - Travel | Vehicle | 75.65 | TRAVEL | TSW Cust Conn North
6415 | Productive - Travel | Vehicle | 75.65 | TRAVEL | TSW Sub Mt Ancillary
6416 | Productive - Travel | Vehicle | 48.14 | TRAVEL | Apprentice-SubMtcAnc
6417 | Productive - Travel | Vehicle | 75.65 | TRAVEL | TSW CBD Projects
6418 | Productive - Travel | Vehicle | 41.1 | TRAVEL | Apprentices CBD Proj
6419 | Productive - Travel | Vehicle | 43.78 | TRAVEL | Apprentices Eliz
6420 | Productive - Travel | Vehicle | 59.41 | TRAVEL | Admin-Country South
6421 | Productive - Travel | Vehicle | 75.65 | TRAVEL | TSW Mt Barker
6422 | Productive - Travel | Vehicle | 75.65 | TRAVEL | TSW Murray Bridge
6423 | Productive - Travel | Vehicle | 75.65 | TRAVEL | TSW -Gumeracha
6426 | Productive - Travel | Vehicle | 44.24 | TRAVEL | Apprentices Mt Barke
6430 | Productive - Travel | Vehicle | 75.65 | TRAVEL | DO NOT USE
6432 | Productive - Travel | Vehicle | 75.65 | TRAVEL | TSW St Marys
6434 | Productive - Travel | Vehicle | 75.65 | TRAVEL | TSW Cust Conn South
6437 | Productive - Travel | Vehicle | 40.55 | TRAVEL | Apprentices-St Marys
6438 | Productive - Travel | Vehicle | 75.65 | TRAVEL | TSW CBD SR
6439 | Productive - Travel | Vehicle | 41.79 | TRAVEL | Apprentices CBD SR
6442 | Productive - Travel | Vehicle | 75.65 | TRAVEL | TSW P/Line-Victor Ha
6443 | Productive - Travel | Vehicle | 75.65 | TRAVEL | TSW-Kangaroo Island
6444 | Productive - Travel | Vehicle | 44.23 | TRAVEL | Apprentices-KI-VicHa
6450 | Productive - Travel | Vehicle | 72.13 | TRAVEL | Group Admin Sub
6452 | Productive - Travel | Vehicle | 75.65 | TRAVEL | TSW Sub Const
6456 | Productive - Travel | Vehicle | 75.65 | TRAVEL | TSW Substation Mtce
6458 | Productive - Travel | Vehicle | 44.38 | TRAVEL | TSW Apprentices Sub
6459 | Productive - Travel | Vehicle | 75.65 | TRAVEL | Transmiss Construct
6462 | Productive - Travel | Vehicle | 75.65 | TRAVEL | TSW Lower Eyre Pen
6463 | Productive - Travel | Vehicle | 75.65 | TRAVEL | TSW Upper Eyre Penin
6464 | Productive - Travel | Vehicle | 48.08 | TRAVEL | Apprentices-EyrePen
6470 | Productive - Travel | Vehicle | 69.27 | TRAVEL | Admin-CON
6472 | Productive - Travel | Vehicle | 75.65 | TRAVEL | TSW Power Lin-Pt Aug
6473 | Productive - Travel | Vehicle | 44.73 | TRAVEL | Apprentices-PtAugust
6480 | Productive - Travel | Vehicle | 69.27 | TRAVEL | Admin-Clare
6482 | Productive - Travel | Vehicle | 75.65 | TRAVEL | TSW Clare/Nur
6483 | Productive - Travel | Vehicle | 75.65 | TRAVEL | TSW Yorke Peninsula
6484 | Productive - Travel | Vehicle | 46.81 | TRAVEL | Apprentices-Clare
6486 | Productive - Travel | Vehicle | 36.98 | TRAVEL | Apprentices-YorkePen
6490 | Productive - Travel | Vehicle | 53.77 | TRAVEL | Admin-Barmera
6492 | Productive - Travel | Vehicle | 75.65 | TRAVEL | TSW Power Line-Barm
6500 | Productive - Travel | Vehicle | 53.77 | TRAVEL | Admin-Mt Gambier
6502 | Productive - Travel | Vehicle | 75.65 | TRAVEL | TSW Lower South East
6503 | Productive - Travel | Vehicle | 75.65 | TRAVEL | TSW Upper South East
6504 | Productive - Travel | Vehicle | 45.61 | TRAVEL | Apprentices-LowerSE
6505 | Productive - Travel | Vehicle | 41.14 | TRAVEL | Apprentices-UpperSE
6506 | Productive - Travel | Vehicle | 75.65 | TRAVEL | TSW Interstate
6507 | Productive - Travel | Vehicle | 42.38 | TRAVEL | Apprentices - MB & G
6508 | Productive - Travel | Vehicle | 42.66 | TRAVEL | Apprentices - Barmer
6509 | Productive - Travel | Vehicle | 44.13 | TRAVEL | Apprentice Marleston
6510 | Productive - Travel | Vehicle | 67.96 | TRAVEL | Grp Admin Metro Sth
6511 | Productive - Travel | Vehicle | 75.65 | TRAVEL | TSW - Marleston
6512 | Productive - Travel | Vehicle | 75.65 | TRAVEL | TSW Morphett Vale
6513 | Productive - Travel | Vehicle | 75.65 | TRAVEL | TSW Holden Hill
6517 | Productive - Travel | Vehicle | 77.23 | TRAVEL | Asset Locators
6518 | Productive - Travel | Vehicle | 39.17 | TRAVEL | Apprentices MorphV
6519 | Productive - Travel | Vehicle | 70.05 | TRAVEL | High Load FS
6520 | Productive - Travel | Vehicle | 0.01 | TRAVEL | Mgr Switch Safe
6521 | Productive - Travel | Vehicle | 75.65 | TRAVEL | TSW - CRO South
6522 | Productive - Travel | Vehicle | 75.65 | TRAVEL | TSW - CRO North
6620 | Productive - Travel | Vehicle | 97.23 | TRAVEL | Country Ops Nth Mgr
6622 | Productive - Travel | Vehicle | 103.44 | TRAVEL | Ops Su Port Augusta
6623 | Productive - Travel | Vehicle | 102.96 | TRAVEL | Cont Supv -Clare/Nur
6624 | Productive - Travel | Vehicle | 103.08 | TRAVEL | Ops Supv -Yorke Pen
6625 | Productive - Travel | Vehicle | 75.74 | TRAVEL | Ops Supv Eyre Pen
6630 | Productive - Travel | Vehicle | 103.25 | TRAVEL | Country Ops Sth Mgr
6632 | Productive - Travel | Vehicle | 80.66 | TRAVEL | Ops Supv KI-VH
6633 | Productive - Travel | Vehicle | 101.69 | TRAVEL | Ops Supv Mt Barker
6634 | Productive - Travel | Vehicle | 100.05 | TRAVEL | Ops Supv MB/Gum
6635 | Productive - Travel | Vehicle | 97 | TRAVEL | Ops Supv Barmera
6636 | Productive - Travel | Vehicle | 104.01 | TRAVEL | Ops Supv Lower SE
6637 | Productive - Travel | Vehicle | 94.18 | TRAVEL | Ops Supv Upper SE
6640 | Productive - Travel | Vehicle | 155.65 | TRAVEL | Metro South Mgr
6642 | Productive - Travel | Vehicle | 102.92 | TRAVEL | OS Holden Hill
6643 | Productive - Travel | Vehicle | 39.48 | TRAVEL | Apprent Holden Hill
6644 | Productive - Travel | Vehicle | 103.29 | TRAVEL | Ops Supr Marleston
6645 | Productive - Travel | Vehicle | 93.16 | TRAVEL | OS Morphett Vale
6646 | Productive - Travel | Vehicle | 104.21 | TRAVEL | Ops Supv - SubMtcAnc
6648 | Productive - Travel | Vehicle | 64.25 | TRAVEL | Central Mgr
6649 | Productive - Travel | Vehicle | 103.5 | TRAVEL | OS CBD SR
6652 | Productive - Travel | Vehicle | 82.23 | TRAVEL | Ops Supv Sub Mtce
6654 | Productive - Travel | Vehicle | 99.42 | TRAVEL | Ops Supv Sub Const
6655 | Productive - Travel | Vehicle | 95.31 | TRAVEL | Field Officers
6657 | Productive - Travel | Vehicle | 102.24 | TRAVEL | OS Transm Construct
6660 | Productive - Travel | Vehicle | 87.41 | TRAVEL | Project Management
6662 | Productive - Travel | Vehicle | 87.41 | TRAVEL | PM Support
6665 | Productive - Travel | Vehicle | 47.31 | TRAVEL | Mgr Proj & Construct
6680 | Productive - Travel | Vehicle | 74.43 | TRAVEL | Property Management
6681 | Productive - Travel | Vehicle | 74.43 | TRAVEL | Grounds Team
6685 | Productive - Travel | Vehicle | 78.58 | TRAVEL | High Voltage Testing
6686 | Productive - Travel | Vehicle | 0.01 | TRAVEL | Switching Group
6690 | Productive - Travel | Vehicle | 109.29 | TRAVEL | Sub Maint Manager
6750 | Productive - Travel | Vehicle | 0.01 | TRAVEL | Telecomm & Tech Svcs
6820 | Productive - Travel | Vehicle | 63.22 | TRAVEL | Vegetation Ser Mgr
6825 | Productive - Travel | Vehicle | 74.71 | TRAVEL | Line Clearance Offic
6830 | Productive - Travel | Vehicle | 0.01 | TRAVEL | Telco Mgt
6831 | Productive - Travel | Vehicle | 75.91 | TRAVEL | Tel Field
6832 | Productive - Travel | Vehicle | 87.41 | TRAVEL | Tel Proj Mgt
6833 | Productive - Travel | Vehicle | 88.18 | TRAVEL | Telco Technical
6834 | Productive - Travel | Vehicle | 100.17 | TRAVEL | Tel CS Field
6901 | Productive - Travel | Vehicle | 164.06 | TRAVEL | Mgr Ops Planning
6903 | Productive - Travel | Vehicle | 46.25 | TRAVEL | Mgr Ops Del-Regional
6998 | Productive - Travel | Vehicle | 0.01 | TRAVEL | Vehicle Cost Clearin
6999 | Productive - Travel | Vehicle | 0.01 | TRAVEL | Labour Overhead Clrg
9001 | Productive - Travel | Vehicle | 0.01 | TRAVEL | Field Servs. Allocn
600 | Productive Labour | Vehicle | 0.01 | PROD | Supply Chain Mngment
601 | Productive Labour | Vehicle | 0.01 | PROD | Logistics Redeployee
605 | Productive Labour | Vehicle | 139.59 | PROD | Materials Supply Mgt
611 | Productive Labour | Vehicle | 64.56 | PROD | Fleet Workshop
630 | Productive Labour | Vehicle | 81.61 | PROD | Inventory Planning
640 | Productive Labour | Vehicle | 64.11 | PROD | Pole Construction
641 | Productive Labour | Vehicle | 64.11 | PROD | Mechanised Poles
660 | Productive Labour | Vehicle | 61.69 | PROD | Warehouse&Distributi
664 | Productive Labour | Vehicle | 72.16 | PROD | RegionalLogFldOps
665 | Productive Labour | Vehicle | 60.91 | PROD | MetroLogFldOps
6010 | Productive Labour | Vehicle | 131.71 | PROD | Metro North Mgr
6011 | Productive Labour | Vehicle | 74.65 | PROD | Works Planners
6012 | Productive Labour | Vehicle | 97.52 | PROD | OS Elizabeth
6013 | Productive Labour | Vehicle | 0.01 | PROD | OS Eliz ProjDONOTUSE
6014 | Productive Labour | Vehicle | 103.81 | PROD | Ops Supv CBD Proj
6015 | Productive Labour | Vehicle | 102.47 | PROD | OS St Marys
6016 | Productive Labour | Vehicle | 102.47 | PROD | OS Cust Con North
6017 | Productive Labour | Vehicle | 102.47 | PROD | OS Cust Con South
6021 | Productive Labour | Vehicle | 82.88 | PROD | Schedulers
6022 | Productive Labour | Vehicle | 0.01 | PROD | Business Improvement
6023 | Productive Labour | Vehicle | 82.68 | PROD | Substation Estimator
6028 | Productive Labour | Vehicle | 51.71 | PROD | Apprentice CC Sth
6029 | Productive Labour | Vehicle | 51.71 | PROD | Apprentice CC Nth
6032 | Productive Labour | Vehicle | 85.51 | PROD | Powerline Design
6100 | Productive Labour | Vehicle | 0.01 | PROD | FS Business Perf
6101 | Productive Labour | Vehicle | 102.61 | PROD | OS Wingfield
6102 | Productive Labour | Vehicle | 75.65 | PROD | TSW Wingfield
6103 | Productive Labour | Vehicle | 42.16 | PROD | Apprentice Wingfield
6110 | Productive Labour | Vehicle | 0.01 | PROD | W/S - Select Labour
6112 | Productive Labour | Vehicle | 46.25 | PROD | Workshops Management
6220 | Productive Labour | Vehicle | 95.01 | PROD | Workshop Support
6221 | Productive Labour | Vehicle | 66.42 | PROD | Distribution T/frmrs
6222 | Productive Labour | Vehicle | 66.42 | PROD | Pad T/fmrs & Swtchge
6223 | Productive Labour | Vehicle | 66.42 | PROD | Sub Transformers
6224 | Productive Labour | Vehicle | 66.42 | PROD | Manufact & Fabricat
6225 | Productive Labour | Vehicle | 66.42 | PROD | Recl & HV Fuses
6226 | Productive Labour | Vehicle | 66.42 | PROD | Mtce & Oil Reclamat
6229 | Productive Labour | Vehicle | 66.42 | PROD | Cnsmbl-Manu'Trnsfrmr
6230 | Productive Labour | Vehicle | 86.36 | PROD | Secondary Design
6231 | Productive Labour | Vehicle | 72.64 | PROD | Engineering
6232 | Productive Labour | Vehicle | 89.86 | PROD | Primary Design
6234 | Productive Labour | Vehicle | 84.01 | PROD | Powerline Tech Serv
6235 | Productive Labour | Vehicle | 73.05 | PROD | Quality Of Supply
6236 | Productive Labour | Vehicle | 99.54 | PROD | Protection
6238 | Productive Labour | Vehicle | 75.18 | PROD | Engineering Delivery
6240 | Productive Labour | Vehicle | 68.85 | PROD | General - Batteries
6241 | Productive Labour | Vehicle | 78.51 | PROD | Field SCADA
6242 | Productive Labour | Vehicle | 89.09 | PROD | SCADA Technical
6243 | Productive Labour | Vehicle | 95.31 | PROD | Engineering Officers
6244 | Productive Labour | Vehicle | 75.65 | PROD | Recloser Workshop
6306 | Productive Labour | Vehicle | 194.49 | PROD | Design Services Mgnt
6320 | Productive Labour | Vehicle | 82.19 | PROD | Work Practices
6342 | Productive Labour | Vehicle | 0.01 | PROD | CSO - Vic Harb/KI
6343 | Productive Labour | Vehicle | 0.01 | PROD | CSO-Kadina
6344 | Productive Labour | Vehicle | 0.01 | PROD | CSO-Pt Augusta
6345 | Productive Labour | Vehicle | 0.01 | PROD | CSO-Mt Barker
6346 | Productive Labour | Vehicle | 0.01 | PROD | CSO-Naracoorte
6347 | Productive Labour | Vehicle | 0.01 | PROD | CSO-Nuriootpa
6400 | Productive Labour | Vehicle | 0.01 | PROD | FS Ops Support
6401 | Productive Labour | Vehicle | 89.74 | PROD | Powerline Estimating
6402 | Productive Labour | Vehicle | 35.42 | PROD | Field Services GM
6404 | Productive Labour | Vehicle | 109.68 | PROD | Dispatch Officers
6405 | Productive Labour | Vehicle | 78.33 | PROD | Contract Services
6410 | Productive Labour | Vehicle | 68.31 | PROD | Admin Metro North
6411 | Productive Labour | Vehicle | 0.01 | PROD | TSW Eliz ProjDONOTUS
6412 | Productive Labour | Vehicle | 75.65 | PROD | TSW Elizabeth
6413 | Productive Labour | Vehicle | 0.01 | PROD | Apprentices-ElizProj
6414 | Productive Labour | Vehicle | 75.65 | PROD | TSW Cust Conn North
6415 | Productive Labour | Vehicle | 75.65 | PROD | TSW Sub Mt Ancillary
6416 | Productive Labour | Vehicle | 48.14 | PROD | Apprentice-SubMtcAnc
6417 | Productive Labour | Vehicle | 75.65 | PROD | TSW CBD Projects
6418 | Productive Labour | Vehicle | 41.1 | PROD | Apprentices CBD Proj
6419 | Productive Labour | Vehicle | 43.78 | PROD | Apprentices Eliz
6420 | Productive Labour | Vehicle | 59.41 | PROD | Admin-Country South
6421 | Productive Labour | Vehicle | 75.65 | PROD | TSW Mt Barker
6422 | Productive Labour | Vehicle | 75.65 | PROD | TSW Murray Bridge
6423 | Productive Labour | Vehicle | 75.65 | PROD | TSW -Gumeracha
6426 | Productive Labour | Vehicle | 44.24 | PROD | Apprentices Mt Barke
6430 | Productive Labour | Vehicle | 75.65 | PROD | DO NOT USE
6432 | Productive Labour | Vehicle | 75.65 | PROD | TSW St Marys
6434 | Productive Labour | Vehicle | 75.65 | PROD | TSW Cust Conn South
6437 | Productive Labour | Vehicle | 40.55 | PROD | Apprentices-St Marys
6438 | Productive Labour | Vehicle | 75.65 | PROD | TSW CBD SR
6439 | Productive Labour | Vehicle | 41.79 | PROD | Apprentices CBD SR
6442 | Productive Labour | Vehicle | 75.65 | PROD | TSW P/Line-Victor Ha
6443 | Productive Labour | Vehicle | 75.65 | PROD | TSW-Kangaroo Island
6444 | Productive Labour | Vehicle | 44.23 | PROD | Apprentices-KI-VicHa
6450 | Productive Labour | Vehicle | 72.13 | PROD | Group Admin Sub
6452 | Productive Labour | Vehicle | 75.65 | PROD | TSW Sub Const
6456 | Productive Labour | Vehicle | 75.65 | PROD | TSW Substation Mtce
6458 | Productive Labour | Vehicle | 44.38 | PROD | TSW Apprentices Sub
6459 | Productive Labour | Vehicle | 75.65 | PROD | Transmiss Construct
6460 | Productive Labour | Vehicle | 0.01 | PROD | Delivery of Work
6461 | Productive Labour | Vehicle | 0.01 | PROD | Programming of Work
6462 | Productive Labour | Vehicle | 75.65 | PROD | TSW Lower Eyre Pen
6463 | Productive Labour | Vehicle | 75.65 | PROD | TSW Upper Eyre Penin
6464 | Productive Labour | Vehicle | 48.08 | PROD | Apprentices-EyrePen
6470 | Productive Labour | Vehicle | 69.27 | PROD | Admin-CON
6472 | Productive Labour | Vehicle | 75.65 | PROD | TSW Power Lin-Pt Aug
6473 | Productive Labour | Vehicle | 44.73 | PROD | Apprentices-PtAugust
6480 | Productive Labour | Vehicle | 69.27 | PROD | Admin-Clare
6482 | Productive Labour | Vehicle | 75.65 | PROD | TSW Clare/Nur
6483 | Productive Labour | Vehicle | 75.65 | PROD | TSW Yorke Peninsula
6484 | Productive Labour | Vehicle | 46.81 | PROD | Apprentices-Clare
6486 | Productive Labour | Vehicle | 36.98 | PROD | Apprentices-YorkePen
6490 | Productive Labour | Vehicle | 53.77 | PROD | Admin-Barmera
6492 | Productive Labour | Vehicle | 75.65 | PROD | TSW Power Line-Barm
6500 | Productive Labour | Vehicle | 53.77 | PROD | Admin-Mt Gambier
6502 | Productive Labour | Vehicle | 75.65 | PROD | TSW Lower South East
6503 | Productive Labour | Vehicle | 75.65 | PROD | TSW Upper South East
6504 | Productive Labour | Vehicle | 45.61 | PROD | Apprentices-LowerSE
6505 | Productive Labour | Vehicle | 41.14 | PROD | Apprentices-UpperSE
6506 | Productive Labour | Vehicle | 75.65 | PROD | TSW Interstate
6507 | Productive Labour | Vehicle | 42.38 | PROD | Apprentices - MB & G
6508 | Productive Labour | Vehicle | 42.66 | PROD | Apprentices - Barmer
6509 | Productive Labour | Vehicle | 44.13 | PROD | Apprentice Marleston
6510 | Productive Labour | Vehicle | 67.96 | PROD | Grp Admin Metro Sth
6511 | Productive Labour | Vehicle | 75.65 | PROD | TSW - Marleston
6512 | Productive Labour | Vehicle | 75.65 | PROD | TSW Morphett Vale
6513 | Productive Labour | Vehicle | 75.65 | PROD | TSW Holden Hill
6517 | Productive Labour | Vehicle | 77.23 | PROD | Asset Locators
6518 | Productive Labour | Vehicle | 39.17 | PROD | Apprentices MorphV
6519 | Productive Labour | Vehicle | 70.05 | PROD | High Load FS
6520 | Productive Labour | Vehicle | 0.01 | PROD | Mgr Switch Safe
6521 | Productive Labour | Vehicle | 75.65 | PROD | TSW - CRO South
6522 | Productive Labour | Vehicle | 75.65 | PROD | TSW - CRO North
6620 | Productive Labour | Vehicle | 97.23 | PROD | Country Ops Nth Mgr
6622 | Productive Labour | Vehicle | 103.44 | PROD | Ops Su Port Augusta
6623 | Productive Labour | Vehicle | 102.96 | PROD | Cont Supv -Clare/Nur
6624 | Productive Labour | Vehicle | 103.08 | PROD | Ops Supv -Yorke Pen
6625 | Productive Labour | Vehicle | 75.74 | PROD | Ops Supv Eyre Pen
6630 | Productive Labour | Vehicle | 103.25 | PROD | Country Ops Sth Mgr
6632 | Productive Labour | Vehicle | 80.66 | PROD | Ops Supv KI-VH
6633 | Productive Labour | Vehicle | 101.69 | PROD | Ops Supv Mt Barker
6634 | Productive Labour | Vehicle | 100.05 | PROD | Ops Supv MB/Gum
6635 | Productive Labour | Vehicle | 97 | PROD | Ops Supv Barmera
6636 | Productive Labour | Vehicle | 104.01 | PROD | Ops Supv Lower SE
6637 | Productive Labour | Vehicle | 94.18 | PROD | Ops Supv Upper SE
6640 | Productive Labour | Vehicle | 155.65 | PROD | Metro South Mgr
6642 | Productive Labour | Vehicle | 102.92 | PROD | OS Holden Hill
6643 | Productive Labour | Vehicle | 39.48 | PROD | Apprent Holden Hill
6644 | Productive Labour | Vehicle | 103.29 | PROD | Ops Supr Marleston
6645 | Productive Labour | Vehicle | 93.16 | PROD | OS Morphett Vale
6646 | Productive Labour | Vehicle | 104.21 | PROD | Ops Supv - SubMtcAnc
6648 | Productive Labour | Vehicle | 64.25 | PROD | Central Mgr
6649 | Productive Labour | Vehicle | 103.5 | PROD | OS CBD SR
6652 | Productive Labour | Vehicle | 82.23 | PROD | Ops Supv Sub Mtce
6654 | Productive Labour | Vehicle | 99.42 | PROD | Ops Supv Sub Const
6655 | Productive Labour | Vehicle | 95.31 | PROD | Field Officers
6657 | Productive Labour | Vehicle | 102.24 | PROD | OS Transm Construct
6660 | Productive Labour | Vehicle | 87.41 | PROD | Project Management
6662 | Productive Labour | Vehicle | 87.41 | PROD | PM Support
6665 | Productive Labour | Vehicle | 47.31 | PROD | Mgr Proj & Construct
6680 | Productive Labour | Vehicle | 74.43 | PROD | Property Management
6681 | Productive Labour | Vehicle | 74.43 | PROD | Grounds Team
6685 | Productive Labour | Vehicle | 78.58 | PROD | High Voltage Testing
6686 | Productive Labour | Vehicle | 0.01 | PROD | Switching Group
6690 | Productive Labour | Vehicle | 109.29 | PROD | Sub Maint Manager
6750 | Productive Labour | Vehicle | 0.01 | PROD | Telecomm & Tech Svcs
6820 | Productive Labour | Vehicle | 63.22 | PROD | Vegetation Ser Mgr
6825 | Productive Labour | Vehicle | 74.71 | PROD | Line Clearance Offic
6830 | Productive Labour | Vehicle | 0.01 | PROD | Telco Mgt
6831 | Productive Labour | Vehicle | 75.91 | PROD | Tel Field
6832 | Productive Labour | Vehicle | 87.41 | PROD | Tel Proj Mgt
6833 | Productive Labour | Vehicle | 88.18 | PROD | Telco Technical
6834 | Productive Labour | Vehicle | 100.17 | PROD | Tel CS Field
6901 | Productive Labour | Vehicle | 164.06 | PROD | Mgr Ops Planning
6902 | Productive Labour | Vehicle | 36.32 | PROD | Mgr Ops Del-Metro
6903 | Productive Labour | Vehicle | 46.25 | PROD | Mgr Ops Del-Regional
6998 | Productive Labour | Vehicle | 0.01 | PROD | Vehicle Cost Clearin
6999 | Productive Labour | Vehicle | 0.01 | PROD | Labour Overhead Clrg
9001 | Productive Labour | Vehicle | 0.01 | PROD | Field Servs. Allocn
600 | Productive-Switching | Vehicle | 0.01 | SWITCH | Supply Chain Mngment
601 | Productive-Switching | Vehicle | 0.01 | SWITCH | Logistics Redeployee
605 | Productive-Switching | Vehicle | 139.59 | SWITCH | Materials Supply Mgt
611 | Productive-Switching | Vehicle | 64.56 | SWITCH | Fleet Workshop
630 | Productive-Switching | Vehicle | 81.61 | SWITCH | Inventory Planning
640 | Productive-Switching | Vehicle | 64.11 | SWITCH | Pole Construction
641 | Productive-Switching | Vehicle | 64.11 | SWITCH | Mechanised Poles
660 | Productive-Switching | Vehicle | 61.69 | SWITCH | Warehouse&Distributi
665 | Productive-Switching | Vehicle | 60.91 | SWITCH | MetroLogFldOps
6010 | Productive-Switching | Vehicle | 131.71 | SWITCH | Metro North Mgr
6011 | Productive-Switching | Vehicle | 74.65 | SWITCH | Works Planners
6012 | Productive-Switching | Vehicle | 97.52 | SWITCH | OS Elizabeth
6013 | Productive-Switching | Vehicle | 0.01 | SWITCH | OS Eliz ProjDONOTUSE
6014 | Productive-Switching | Vehicle | 103.81 | SWITCH | Ops Supv CBD Proj
6015 | Productive-Switching | Vehicle | 102.47 | SWITCH | OS St Marys
6016 | Productive-Switching | Vehicle | 102.47 | SWITCH | OS Cust Con North
6017 | Productive-Switching | Vehicle | 102.47 | SWITCH | OS Cust Con South
6021 | Productive-Switching | Vehicle | 82.88 | SWITCH | Schedulers
6022 | Productive-Switching | Vehicle | 0.01 | SWITCH | Business Improvement
6023 | Productive-Switching | Vehicle | 82.68 | SWITCH | Substation Estimator
6100 | Productive-Switching | Vehicle | 0.01 | SWITCH | FS Business Perf
6101 | Productive-Switching | Vehicle | 102.61 | SWITCH | OS Wingfield
6102 | Productive-Switching | Vehicle | 75.65 | SWITCH | TSW Wingfield
6103 | Productive-Switching | Vehicle | 42.16 | SWITCH | Apprentice Wingfield
6110 | Productive-Switching | Vehicle | 0.01 | SWITCH | W/S - Select Labour
6220 | Productive-Switching | Vehicle | 95.01 | SWITCH | Workshop Support
6221 | Productive-Switching | Vehicle | 66.42 | SWITCH | Distribution T/frmrs
6222 | Productive-Switching | Vehicle | 66.42 | SWITCH | Pad T/fmrs & Swtchge
6223 | Productive-Switching | Vehicle | 66.42 | SWITCH | Sub Transformers
6224 | Productive-Switching | Vehicle | 66.42 | SWITCH | Manufact & Fabricat
6225 | Productive-Switching | Vehicle | 66.42 | SWITCH | Recl & HV Fuses
6226 | Productive-Switching | Vehicle | 66.42 | SWITCH | Mtce & Oil Reclamat
6229 | Productive-Switching | Vehicle | 66.42 | SWITCH | Cnsmbl-Manu'Trnsfrmr
6230 | Productive-Switching | Vehicle | 86.36 | SWITCH | Secondary Design
6231 | Productive-Switching | Vehicle | 72.64 | SWITCH | Engineering
6232 | Productive-Switching | Vehicle | 89.86 | SWITCH | Primary Design
6234 | Productive-Switching | Vehicle | 84.01 | SWITCH | Powerline Tech Serv
6235 | Productive-Switching | Vehicle | 73.05 | SWITCH | Quality Of Supply
6236 | Productive-Switching | Vehicle | 99.54 | SWITCH | Protection
6238 | Productive-Switching | Vehicle | 75.18 | SWITCH | Engineering Delivery
6240 | Productive-Switching | Vehicle | 68.85 | SWITCH | General - Batteries
6241 | Productive-Switching | Vehicle | 78.51 | SWITCH | Field SCADA
6242 | Productive-Switching | Vehicle | 89.09 | SWITCH | SCADA Technical
6243 | Productive-Switching | Vehicle | 95.31 | SWITCH | Engineering Officers
6244 | Productive-Switching | Vehicle | 75.65 | SWITCH | Recloser Workshop
6320 | Productive-Switching | Vehicle | 82.19 | SWITCH | Work Practices
6342 | Productive-Switching | Vehicle | 0.01 | SWITCH | CSO - Vic Harb/KI
6343 | Productive-Switching | Vehicle | 0.01 | SWITCH | CSO-Kadina
6344 | Productive-Switching | Vehicle | 0.01 | SWITCH | CSO-Pt Augusta
6345 | Productive-Switching | Vehicle | 0.01 | SWITCH | CSO-Mt Barker
6346 | Productive-Switching | Vehicle | 0.01 | SWITCH | CSO-Naracoorte
6347 | Productive-Switching | Vehicle | 0.01 | SWITCH | CSO-Nuriootpa
6400 | Productive-Switching | Vehicle | 0.01 | SWITCH | FS Ops Support
6401 | Productive-Switching | Vehicle | 89.74 | SWITCH | Powerline Estimating
6402 | Productive-Switching | Vehicle | 35.42 | SWITCH | Field Services GM
6404 | Productive-Switching | Vehicle | 109.68 | SWITCH | Dispatch Officers
6405 | Productive-Switching | Vehicle | 78.33 | SWITCH | Contract Services
6410 | Productive-Switching | Vehicle | 68.31 | SWITCH | Admin Metro North
6411 | Productive-Switching | Vehicle | 0.01 | SWITCH | TSW Eliz ProjDONOTUS
6412 | Productive-Switching | Vehicle | 75.65 | SWITCH | TSW Elizabeth
6413 | Productive-Switching | Vehicle | 0.01 | SWITCH | Apprentices-ElizProj
6414 | Productive-Switching | Vehicle | 75.65 | SWITCH | TSW Cust Conn North
6415 | Productive-Switching | Vehicle | 75.65 | SWITCH | TSW Sub Mt Ancillary
6416 | Productive-Switching | Vehicle | 48.14 | SWITCH | Apprentice-SubMtcAnc
6417 | Productive-Switching | Vehicle | 75.65 | SWITCH | TSW CBD Projects
6418 | Productive-Switching | Vehicle | 41.1 | SWITCH | Apprentices CBD Proj
6419 | Productive-Switching | Vehicle | 43.78 | SWITCH | Apprentices Eliz
6420 | Productive-Switching | Vehicle | 59.41 | SWITCH | Admin-Country South
6421 | Productive-Switching | Vehicle | 75.65 | SWITCH | TSW Mt Barker
6422 | Productive-Switching | Vehicle | 75.65 | SWITCH | TSW Murray Bridge
6423 | Productive-Switching | Vehicle | 75.65 | SWITCH | TSW -Gumeracha
6426 | Productive-Switching | Vehicle | 44.24 | SWITCH | Apprentices Mt Barke
6430 | Productive-Switching | Vehicle | 75.65 | SWITCH | DO NOT USE
6432 | Productive-Switching | Vehicle | 75.65 | SWITCH | TSW St Marys
6434 | Productive-Switching | Vehicle | 75.65 | SWITCH | TSW Cust Conn South
6437 | Productive-Switching | Vehicle | 40.55 | SWITCH | Apprentices-St Marys
6438 | Productive-Switching | Vehicle | 75.65 | SWITCH | TSW CBD SR
6439 | Productive-Switching | Vehicle | 41.79 | SWITCH | Apprentices CBD SR
6442 | Productive-Switching | Vehicle | 75.65 | SWITCH | TSW P/Line-Victor Ha
6443 | Productive-Switching | Vehicle | 75.65 | SWITCH | TSW-Kangaroo Island
6444 | Productive-Switching | Vehicle | 44.23 | SWITCH | Apprentices-KI-VicHa
6450 | Productive-Switching | Vehicle | 72.13 | SWITCH | Group Admin Sub
6452 | Productive-Switching | Vehicle | 75.65 | SWITCH | TSW Sub Const
6456 | Productive-Switching | Vehicle | 75.65 | SWITCH | TSW Substation Mtce
6458 | Productive-Switching | Vehicle | 44.38 | SWITCH | TSW Apprentices Sub
6459 | Productive-Switching | Vehicle | 75.65 | SWITCH | Transmiss Construct
6462 | Productive-Switching | Vehicle | 75.65 | SWITCH | TSW Lower Eyre Pen
6463 | Productive-Switching | Vehicle | 75.65 | SWITCH | TSW Upper Eyre Penin
6464 | Productive-Switching | Vehicle | 48.08 | SWITCH | Apprentices-EyrePen
6470 | Productive-Switching | Vehicle | 69.27 | SWITCH | Admin-CON
6472 | Productive-Switching | Vehicle | 75.65 | SWITCH | TSW Power Lin-Pt Aug
6473 | Productive-Switching | Vehicle | 44.73 | SWITCH | Apprentices-PtAugust
6480 | Productive-Switching | Vehicle | 69.27 | SWITCH | Admin-Clare
6482 | Productive-Switching | Vehicle | 75.65 | SWITCH | TSW Clare/Nur
6483 | Productive-Switching | Vehicle | 75.65 | SWITCH | TSW Yorke Peninsula
6484 | Productive-Switching | Vehicle | 46.81 | SWITCH | Apprentices-Clare
6486 | Productive-Switching | Vehicle | 36.98 | SWITCH | Apprentices-YorkePen
6490 | Productive-Switching | Vehicle | 53.77 | SWITCH | Admin-Barmera
6492 | Productive-Switching | Vehicle | 75.65 | SWITCH | TSW Power Line-Barm
6500 | Productive-Switching | Vehicle | 53.77 | SWITCH | Admin-Mt Gambier
6502 | Productive-Switching | Vehicle | 75.65 | SWITCH | TSW Lower South East
6503 | Productive-Switching | Vehicle | 75.65 | SWITCH | TSW Upper South East
6504 | Productive-Switching | Vehicle | 45.61 | SWITCH | Apprentices-LowerSE
6505 | Productive-Switching | Vehicle | 41.14 | SWITCH | Apprentices-UpperSE
6506 | Productive-Switching | Vehicle | 75.65 | SWITCH | TSW Interstate
6507 | Productive-Switching | Vehicle | 42.38 | SWITCH | Apprentices - MB & G
6508 | Productive-Switching | Vehicle | 42.66 | SWITCH | Apprentices - Barmer
6509 | Productive-Switching | Vehicle | 44.13 | SWITCH | Apprentice Marleston
6510 | Productive-Switching | Vehicle | 67.96 | SWITCH | Grp Admin Metro Sth
6511 | Productive-Switching | Vehicle | 75.65 | SWITCH | TSW - Marleston
6512 | Productive-Switching | Vehicle | 75.65 | SWITCH | TSW Morphett Vale
6513 | Productive-Switching | Vehicle | 75.65 | SWITCH | TSW Holden Hill
6517 | Productive-Switching | Vehicle | 77.23 | SWITCH | Asset Locators
6518 | Productive-Switching | Vehicle | 39.17 | SWITCH | Apprentices MorphV
6519 | Productive-Switching | Vehicle | 70.05 | SWITCH | High Load FS
6520 | Productive-Switching | Vehicle | 0.01 | SWITCH | Mgr Switch Safe
6521 | Productive-Switching | Vehicle | 75.65 | SWITCH | TSW - CRO South
6522 | Productive-Switching | Vehicle | 75.65 | SWITCH | TSW - CRO North
6620 | Productive-Switching | Vehicle | 97.23 | SWITCH | Country Ops Nth Mgr
6622 | Productive-Switching | Vehicle | 103.44 | SWITCH | Ops Su Port Augusta
6623 | Productive-Switching | Vehicle | 102.96 | SWITCH | Cont Supv -Clare/Nur
6624 | Productive-Switching | Vehicle | 103.08 | SWITCH | Ops Supv -Yorke Pen
6625 | Productive-Switching | Vehicle | 75.74 | SWITCH | Ops Supv Eyre Pen
6630 | Productive-Switching | Vehicle | 103.25 | SWITCH | Country Ops Sth Mgr
6632 | Productive-Switching | Vehicle | 80.66 | SWITCH | Ops Supv KI-VH
6633 | Productive-Switching | Vehicle | 101.69 | SWITCH | Ops Supv Mt Barker
6634 | Productive-Switching | Vehicle | 100.05 | SWITCH | Ops Supv MB/Gum
6635 | Productive-Switching | Vehicle | 97 | SWITCH | Ops Supv Barmera
6636 | Productive-Switching | Vehicle | 104.01 | SWITCH | Ops Supv Lower SE
6637 | Productive-Switching | Vehicle | 94.18 | SWITCH | Ops Supv Upper SE
6640 | Productive-Switching | Vehicle | 155.65 | SWITCH | Metro South Mgr
6642 | Productive-Switching | Vehicle | 102.92 | SWITCH | OS Holden Hill
6643 | Productive-Switching | Vehicle | 39.48 | SWITCH | Apprent Holden Hill
6644 | Productive-Switching | Vehicle | 103.29 | SWITCH | Ops Supr Marleston
6645 | Productive-Switching | Vehicle | 93.16 | SWITCH | OS Morphett Vale
6646 | Productive-Switching | Vehicle | 104.21 | SWITCH | Ops Supv - SubMtcAnc
6648 | Productive-Switching | Vehicle | 64.25 | SWITCH | Central Mgr
6649 | Productive-Switching | Vehicle | 103.5 | SWITCH | OS CBD SR
6652 | Productive-Switching | Vehicle | 82.23 | SWITCH | Ops Supv Sub Mtce
6654 | Productive-Switching | Vehicle | 99.42 | SWITCH | Ops Supv Sub Const
6655 | Productive-Switching | Vehicle | 95.31 | SWITCH | Field Officers
6657 | Productive-Switching | Vehicle | 102.24 | SWITCH | OS Transm Construct
6660 | Productive-Switching | Vehicle | 87.41 | SWITCH | Project Management
6662 | Productive-Switching | Vehicle | 87.41 | SWITCH | PM Support
6665 | Productive-Switching | Vehicle | 47.31 | SWITCH | Mgr Proj & Construct
6680 | Productive-Switching | Vehicle | 74.43 | SWITCH | Property Management
6681 | Productive-Switching | Vehicle | 74.43 | SWITCH | Grounds Team
6685 | Productive-Switching | Vehicle | 78.58 | SWITCH | High Voltage Testing
6686 | Productive-Switching | Vehicle | 0.01 | SWITCH | Switching Group
6690 | Productive-Switching | Vehicle | 109.29 | SWITCH | Sub Maint Manager
6750 | Productive-Switching | Vehicle | 0.01 | SWITCH | Telecomm & Tech Svcs
6820 | Productive-Switching | Vehicle | 63.22 | SWITCH | Vegetation Ser Mgr
6825 | Productive-Switching | Vehicle | 74.71 | SWITCH | Line Clearance Offic
6830 | Productive-Switching | Vehicle | 0.01 | SWITCH | Telco Mgt
6831 | Productive-Switching | Vehicle | 75.91 | SWITCH | Tel Field
6832 | Productive-Switching | Vehicle | 87.41 | SWITCH | Tel Proj Mgt
6833 | Productive-Switching | Vehicle | 88.18 | SWITCH | Telco Technical
6834 | Productive-Switching | Vehicle | 100.17 | SWITCH | Tel CS Field
6901 | Productive-Switching | Vehicle | 164.06 | SWITCH | Mgr Ops Planning
6903 | Productive-Switching | Vehicle | 46.25 | SWITCH | Mgr Ops Del-Regional
6998 | Productive-Switching | Vehicle | 0.01 | SWITCH | Vehicle Cost Clearin
6999 | Productive-Switching | Vehicle | 0.01 | SWITCH | Labour Overhead Clrg
9001 | Productive-Switching | Vehicle | 0.01 | SWITCH | Field Servs. Allocn
605 | Specialist Veh Lease | Vehicle | 24.4 | SPEC | Materials Supply Mgt
611 | Specialist Veh Lease | Vehicle | 24.4 | SPEC | Fleet Workshop
630 | Specialist Veh Lease | Vehicle | 24.4 | SPEC | Inventory Planning
640 | Specialist Veh Lease | Vehicle | 24.4 | SPEC | Pole Construction
660 | Specialist Veh Lease | Vehicle | 24.4 | SPEC | Warehouse&Distributi
664 | Specialist Veh Lease | Vehicle | 24.4 | SPEC | RegionalLogFldOps
665 | Specialist Veh Lease | Vehicle | 24.4 | SPEC | MetroLogFldOps
6010 | Specialist Veh Lease | Vehicle | 24.4 | SPEC | Metro North Mgr
6011 | Specialist Veh Lease | Vehicle | 24.4 | SPEC | Works Planners
6012 | Specialist Veh Lease | Vehicle | 24.4 | SPEC | OS Elizabeth
6013 | Specialist Veh Lease | Vehicle | 24.4 | SPEC | OS Eliz ProjDONOTUSE
6014 | Specialist Veh Lease | Vehicle | 24.4 | SPEC | Ops Supv CBD Proj
6015 | Specialist Veh Lease | Vehicle | 24.4 | SPEC | OS St Marys
6016 | Specialist Veh Lease | Vehicle | 24.4 | SPEC | OS Cust Con North
6017 | Specialist Veh Lease | Vehicle | 24.4 | SPEC | OS Cust Con South
6021 | Specialist Veh Lease | Vehicle | 24.4 | SPEC | Schedulers
6022 | Specialist Veh Lease | Vehicle | 24.4 | SPEC | Business Improvement
6028 | Specialist Veh Lease | Vehicle | 24.4 | SPEC | Apprentice CC Sth
6029 | Specialist Veh Lease | Vehicle | 24.4 | SPEC | Apprentice CC Nth
6032 | Specialist Veh Lease | Vehicle | 24.4 | SPEC | Powerline Design
6100 | Specialist Veh Lease | Vehicle | 24.4 | SPEC | FS Business Perf
6101 | Specialist Veh Lease | Vehicle | 24.4 | SPEC | OS Wingfield
6102 | Specialist Veh Lease | Vehicle | 24.4 | SPEC | TSW Wingfield
6103 | Specialist Veh Lease | Vehicle | 24.4 | SPEC | Apprentice Wingfield
6112 | Specialist Veh Lease | Vehicle | 24.4 | SPEC | Workshops Management
6221 | Specialist Veh Lease | Vehicle | 24.4 | SPEC | Distribution T/frmrs
6222 | Specialist Veh Lease | Vehicle | 24.4 | SPEC | Pad T/fmrs & Swtchge
6223 | Specialist Veh Lease | Vehicle | 24.4 | SPEC | Sub Transformers
6225 | Specialist Veh Lease | Vehicle | 24.4 | SPEC | Recl & HV Fuses
6230 | Specialist Veh Lease | Vehicle | 24.4 | SPEC | Secondary Design
6231 | Specialist Veh Lease | Vehicle | 24.4 | SPEC | Engineering
6232 | Specialist Veh Lease | Vehicle | 24.4 | SPEC | Primary Design
6234 | Specialist Veh Lease | Vehicle | 24.4 | SPEC | Powerline Tech Serv
6235 | Specialist Veh Lease | Vehicle | 24.4 | SPEC | Quality Of Supply
6236 | Specialist Veh Lease | Vehicle | 24.4 | SPEC | Protection
6238 | Specialist Veh Lease | Vehicle | 24.4 | SPEC | Engineering Delivery
6240 | Specialist Veh Lease | Vehicle | 24.4 | SPEC | General - Batteries
6241 | Specialist Veh Lease | Vehicle | 24.4 | SPEC | Field SCADA
6242 | Specialist Veh Lease | Vehicle | 24.4 | SPEC | SCADA Technical
6243 | Specialist Veh Lease | Vehicle | 24.4 | SPEC | Engineering Officers
6320 | Specialist Veh Lease | Vehicle | 24.4 | SPEC | Work Practices
6342 | Specialist Veh Lease | Vehicle | 24.4 | SPEC | CSO - Vic Harb/KI
6344 | Specialist Veh Lease | Vehicle | 24.4 | SPEC | CSO-Pt Augusta
6345 | Specialist Veh Lease | Vehicle | 24.4 | SPEC | CSO-Mt Barker
6346 | Specialist Veh Lease | Vehicle | 24.4 | SPEC | CSO-Naracoorte
6347 | Specialist Veh Lease | Vehicle | 24.4 | SPEC | CSO-Nuriootpa
6400 | Specialist Veh Lease | Vehicle | 24.4 | SPEC | FS Ops Support
6401 | Specialist Veh Lease | Vehicle | 24.4 | SPEC | Powerline Estimating
6402 | Specialist Veh Lease | Vehicle | 24.4 | SPEC | Field Services GM
6405 | Specialist Veh Lease | Vehicle | 24.4 | SPEC | Contract Services
6406 | Specialist Veh Lease | Vehicle | 24.4 | SPEC | DO NOT USE
6407 | Specialist Veh Lease | Vehicle | 24.4 | SPEC | WCSR Manager
6410 | Specialist Veh Lease | Vehicle | 24.4 | SPEC | Admin Metro North
6411 | Specialist Veh Lease | Vehicle | 24.4 | SPEC | TSW Eliz ProjDONOTUS
6412 | Specialist Veh Lease | Vehicle | 24.4 | SPEC | TSW Elizabeth
6413 | Specialist Veh Lease | Vehicle | 24.4 | SPEC | Apprentices-ElizProj
6414 | Specialist Veh Lease | Vehicle | 24.4 | SPEC | TSW Cust Conn North
6415 | Specialist Veh Lease | Vehicle | 24.4 | SPEC | TSW Sub Mt Ancillary
6417 | Specialist Veh Lease | Vehicle | 24.4 | SPEC | TSW CBD Projects
6418 | Specialist Veh Lease | Vehicle | 24.4 | SPEC | Apprentices CBD Proj
6420 | Specialist Veh Lease | Vehicle | 24.4 | SPEC | Admin-Country South
6421 | Specialist Veh Lease | Vehicle | 24.4 | SPEC | TSW Mt Barker
6422 | Specialist Veh Lease | Vehicle | 24.4 | SPEC | TSW Murray Bridge
6423 | Specialist Veh Lease | Vehicle | 24.4 | SPEC | TSW -Gumeracha
6425 | Specialist Veh Lease | Vehicle | 24.4 | SPEC | Not In Use 2003
6427 | Specialist Veh Lease | Vehicle | 24.4 | SPEC | Not In Use 2003
6430 | Specialist Veh Lease | Vehicle | 24.4 | SPEC | DO NOT USE
6432 | Specialist Veh Lease | Vehicle | 24.4 | SPEC | TSW St Marys
6434 | Specialist Veh Lease | Vehicle | 24.4 | SPEC | TSW Cust Conn South
6437 | Specialist Veh Lease | Vehicle | 24.4 | SPEC | Apprentices-St Marys
6438 | Specialist Veh Lease | Vehicle | 24.4 | SPEC | TSW CBD SR
6442 | Specialist Veh Lease | Vehicle | 24.4 | SPEC | TSW P/Line-Victor Ha
6443 | Specialist Veh Lease | Vehicle | 24.4 | SPEC | TSW-Kangaroo Island
6444 | Specialist Veh Lease | Vehicle | 24.4 | SPEC | Apprentices-KI-VicHa
6450 | Specialist Veh Lease | Vehicle | 24.4 | SPEC | Group Admin Sub
6452 | Specialist Veh Lease | Vehicle | 24.4 | SPEC | TSW Sub Const
6456 | Specialist Veh Lease | Vehicle | 24.4 | SPEC | TSW Substation Mtce
6458 | Specialist Veh Lease | Vehicle | 24.4 | SPEC | TSW Apprentices Sub
6459 | Specialist Veh Lease | Vehicle | 24.4 | SPEC | Transmiss Construct
6460 | Specialist Veh Lease | Vehicle | 24.4 | SPEC | Delivery of Work
6461 | Specialist Veh Lease | Vehicle | 24.4 | SPEC | Programming of Work
6462 | Specialist Veh Lease | Vehicle | 24.4 | SPEC | TSW Lower Eyre Pen
6463 | Specialist Veh Lease | Vehicle | 24.4 | SPEC | TSW Upper Eyre Penin
6464 | Specialist Veh Lease | Vehicle | 24.4 | SPEC | Apprentices-EyrePen
6470 | Specialist Veh Lease | Vehicle | 24.4 | SPEC | Admin-CON
6472 | Specialist Veh Lease | Vehicle | 24.4 | SPEC | TSW Power Lin-Pt Aug
6473 | Specialist Veh Lease | Vehicle | 24.4 | SPEC | Apprentices-PtAugust
6480 | Specialist Veh Lease | Vehicle | 24.4 | SPEC | Admin-Clare
6482 | Specialist Veh Lease | Vehicle | 24.4 | SPEC | TSW Clare/Nur
6483 | Specialist Veh Lease | Vehicle | 24.4 | SPEC | TSW Yorke Peninsula
6484 | Specialist Veh Lease | Vehicle | 24.4 | SPEC | Apprentices-Clare
6486 | Specialist Veh Lease | Vehicle | 24.4 | SPEC | Apprentices-YorkePen
6490 | Specialist Veh Lease | Vehicle | 24.4 | SPEC | Admin-Barmera
6492 | Specialist Veh Lease | Vehicle | 24.4 | SPEC | TSW Power Line-Barm
6500 | Specialist Veh Lease | Vehicle | 24.4 | SPEC | Admin-Mt Gambier
6502 | Specialist Veh Lease | Vehicle | 24.4 | SPEC | TSW Lower South East
6503 | Specialist Veh Lease | Vehicle | 24.4 | SPEC | TSW Upper South East
6504 | Specialist Veh Lease | Vehicle | 24.4 | SPEC | Apprentices-LowerSE
6505 | Specialist Veh Lease | Vehicle | 24.4 | SPEC | Apprentices-UpperSE
6506 | Specialist Veh Lease | Vehicle | 24.4 | SPEC | TSW Interstate
6507 | Specialist Veh Lease | Vehicle | 24.4 | SPEC | Apprentices - MB & G
6508 | Specialist Veh Lease | Vehicle | 24.4 | SPEC | Apprentices - Barmer
6510 | Specialist Veh Lease | Vehicle | 24.4 | SPEC | Grp Admin Metro Sth
6511 | Specialist Veh Lease | Vehicle | 24.4 | SPEC | TSW - Marleston
6512 | Specialist Veh Lease | Vehicle | 24.4 | SPEC | TSW Morphett Vale
6513 | Specialist Veh Lease | Vehicle | 24.4 | SPEC | TSW Holden Hill
6521 | Specialist Veh Lease | Vehicle | 24.4 | SPEC | TSW - CRO South
6522 | Specialist Veh Lease | Vehicle | 24.4 | SPEC | TSW - CRO North
6648 | Specialist Veh Lease | Vehicle | 24.4 | SPEC | Central Mgr
6660 | Specialist Veh Lease | Vehicle | 24.4 | SPEC | Project Management
6665 | Specialist Veh Lease | Vehicle | 24.4 | SPEC | Mgr Proj & Construct
6680 | Specialist Veh Lease | Vehicle | 24.4 | SPEC | Property Management
6681 | Specialist Veh Lease | Vehicle | 24.4 | SPEC | Grounds Team
6685 | Specialist Veh Lease | Vehicle | 24.4 | SPEC | High Voltage Testing
6686 | Specialist Veh Lease | Vehicle | 24.4 | SPEC | Switching Group
6690 | Specialist Veh Lease | Vehicle | 24.4 | SPEC | Sub Maint Manager
6750 | Specialist Veh Lease | Vehicle | 24.4 | SPEC | Telecomm & Tech Svcs
6820 | Specialist Veh Lease | Vehicle | 24.4 | SPEC | Vegetation Ser Mgr
6825 | Specialist Veh Lease | Vehicle | 24.4 | SPEC | Line Clearance Offic
6830 | Specialist Veh Lease | Vehicle | 24.4 | SPEC | Telco Mgt
6831 | Specialist Veh Lease | Vehicle | 24.4 | SPEC | Tel Field
6832 | Specialist Veh Lease | Vehicle | 24.4 | SPEC | Tel Proj Mgt
6833 | Specialist Veh Lease | Vehicle | 24.4 | SPEC | Telco Technical
6834 | Specialist Veh Lease | Vehicle | 24.4 | SPEC | Tel CS Field
6902 | Specialist Veh Lease | Vehicle | 24.4 | SPEC | Mgr Ops Del-Metro
6998 | Specialist Veh Lease | Vehicle | 24.4 | SPEC | Vehicle Cost Clearin
6999 | Specialist Veh Lease | Vehicle | 24.4 | SPEC | Labour Overhead Clrg
6023 | Sub cons-normal time | Vehicle | 82.68 | PRODS | Substation Estimator
6023 | Substation Field Off | Vehicle | 82.68 | PRODFO | Substation Estimator
600 | Techmark | Vehicle | 35.87 | TECHMA | Supply Chain Mngment
601 | Techmark | Vehicle | 35.87 | TECHMA | Logistics Redeployee
605 | Techmark | Vehicle | 35.87 | TECHMA | Materials Supply Mgt
611 | Techmark | Vehicle | 35.87 | TECHMA | Fleet Workshop
630 | Techmark | Vehicle | 35.87 | TECHMA | Inventory Planning
640 | Techmark | Vehicle | 35.87 | TECHMA | Pole Construction
641 | Techmark | Vehicle | 35.87 | TECHMA | Mechanised Poles
660 | Techmark | Vehicle | 35.87 | TECHMA | Warehouse&Distributi
664 | Techmark | Vehicle | 35.87 | TECHMA | RegionalLogFldOps
665 | Techmark | Vehicle | 35.87 | TECHMA | MetroLogFldOps
6010 | Techmark | Vehicle | 35.87 | TECHMA | Metro North Mgr
6011 | Techmark | Vehicle | 35.87 | TECHMA | Works Planners
6012 | Techmark | Vehicle | 35.87 | TECHMA | OS Elizabeth
6013 | Techmark | Vehicle | 35.87 | TECHMA | OS Eliz ProjDONOTUSE
6014 | Techmark | Vehicle | 35.87 | TECHMA | Ops Supv CBD Proj
6015 | Techmark | Vehicle | 35.87 | TECHMA | OS St Marys
6016 | Techmark | Vehicle | 35.87 | TECHMA | OS Cust Con North
6017 | Techmark | Vehicle | 35.87 | TECHMA | OS Cust Con South
6020 | Techmark | Vehicle | 35.87 | TECHMA | PTS - BSC Reporting
6021 | Techmark | Vehicle | 35.87 | TECHMA | Schedulers
6022 | Techmark | Vehicle | 35.87 | TECHMA | Business Improvement
6023 | Techmark | Vehicle | 35.87 | TECHMA | Substation Estimator
6028 | Techmark | Vehicle | 35.87 | TECHMA | Apprentice CC Sth
6029 | Techmark | Vehicle | 35.87 | TECHMA | Apprentice CC Nth
6032 | Techmark | Vehicle | 35.87 | TECHMA | Powerline Design
6100 | Techmark | Vehicle | 35.87 | TECHMA | FS Business Perf
6101 | Techmark | Vehicle | 35.87 | TECHMA | OS Wingfield
6102 | Techmark | Vehicle | 35.87 | TECHMA | TSW Wingfield
6103 | Techmark | Vehicle | 35.87 | TECHMA | Apprentice Wingfield
6110 | Techmark | Vehicle | 35.87 | TECHMA | W/S - Select Labour
6112 | Techmark | Vehicle | 35.87 | TECHMA | Workshops Management
6220 | Techmark | Vehicle | 35.87 | TECHMA | Workshop Support
6221 | Techmark | Vehicle | 35.87 | TECHMA | Distribution T/frmrs
6222 | Techmark | Vehicle | 35.87 | TECHMA | Pad T/fmrs & Swtchge
6223 | Techmark | Vehicle | 35.87 | TECHMA | Sub Transformers
6224 | Techmark | Vehicle | 35.87 | TECHMA | Manufact & Fabricat
6225 | Techmark | Vehicle | 35.87 | TECHMA | Recl & HV Fuses
6229 | Techmark | Vehicle | 35.87 | TECHMA | Cnsmbl-Manu'Trnsfrmr
6230 | Techmark | Vehicle | 35.87 | TECHMA | Secondary Design
6231 | Techmark | Vehicle | 35.87 | TECHMA | Engineering
6232 | Techmark | Vehicle | 35.87 | TECHMA | Primary Design
6234 | Techmark | Vehicle | 35.87 | TECHMA | Powerline Tech Serv
6235 | Techmark | Vehicle | 35.87 | TECHMA | Quality Of Supply
6236 | Techmark | Vehicle | 35.87 | TECHMA | Protection
6238 | Techmark | Vehicle | 35.87 | TECHMA | Engineering Delivery
6240 | Techmark | Vehicle | 35.87 | TECHMA | General - Batteries
6241 | Techmark | Vehicle | 35.87 | TECHMA | Field SCADA
6242 | Techmark | Vehicle | 35.87 | TECHMA | SCADA Technical
6243 | Techmark | Vehicle | 35.87 | TECHMA | Engineering Officers
6244 | Techmark | Vehicle | 35.87 | TECHMA | Recloser Workshop
6306 | Techmark | Vehicle | 35.87 | TECHMA | Design Services Mgnt
6307 | Techmark | Vehicle | 35.87 | TECHMA | Do Not Use
6308 | Techmark | Vehicle | 35.87 | TECHMA | Do Not Use
6320 | Techmark | Vehicle | 35.87 | TECHMA | Work Practices
6342 | Techmark | Vehicle | 35.87 | TECHMA | CSO - Vic Harb/KI
6343 | Techmark | Vehicle | 35.87 | TECHMA | CSO-Kadina
6344 | Techmark | Vehicle | 35.87 | TECHMA | CSO-Pt Augusta
6345 | Techmark | Vehicle | 35.87 | TECHMA | CSO-Mt Barker
6346 | Techmark | Vehicle | 35.87 | TECHMA | CSO-Naracoorte
6347 | Techmark | Vehicle | 35.87 | TECHMA | CSO-Nuriootpa
6400 | Techmark | Vehicle | 35.87 | TECHMA | FS Ops Support
6401 | Techmark | Vehicle | 35.87 | TECHMA | Powerline Estimating
6402 | Techmark | Vehicle | 35.87 | TECHMA | Field Services GM
6404 | Techmark | Vehicle | 35.87 | TECHMA | Dispatch Officers
6405 | Techmark | Vehicle | 35.87 | TECHMA | Contract Services
6406 | Techmark | Vehicle | 35.87 | TECHMA | DO NOT USE
6407 | Techmark | Vehicle | 35.87 | TECHMA | WCSR Manager
6410 | Techmark | Vehicle | 35.87 | TECHMA | Admin Metro North
6411 | Techmark | Vehicle | 35.87 | TECHMA | TSW Eliz ProjDONOTUS
6412 | Techmark | Vehicle | 35.87 | TECHMA | TSW Elizabeth
6413 | Techmark | Vehicle | 35.87 | TECHMA | Apprentices-ElizProj
6414 | Techmark | Vehicle | 35.87 | TECHMA | TSW Cust Conn North
6415 | Techmark | Vehicle | 35.87 | TECHMA | TSW Sub Mt Ancillary
6416 | Techmark | Vehicle | 35.87 | TECHMA | Apprentice-SubMtcAnc
6417 | Techmark | Vehicle | 35.87 | TECHMA | TSW CBD Projects
6418 | Techmark | Vehicle | 35.87 | TECHMA | Apprentices CBD Proj
6419 | Techmark | Vehicle | 35.87 | TECHMA | Apprentices Eliz
6420 | Techmark | Vehicle | 35.87 | TECHMA | Admin-Country South
6421 | Techmark | Vehicle | 35.87 | TECHMA | TSW Mt Barker
6422 | Techmark | Vehicle | 35.87 | TECHMA | TSW Murray Bridge
6423 | Techmark | Vehicle | 35.87 | TECHMA | TSW -Gumeracha
6425 | Techmark | Vehicle | 35.87 | TECHMA | Not In Use 2003
6426 | Techmark | Vehicle | 35.87 | TECHMA | Apprentices Mt Barke
6427 | Techmark | Vehicle | 35.87 | TECHMA | Not In Use 2003
6430 | Techmark | Vehicle | 35.87 | TECHMA | DO NOT USE
6432 | Techmark | Vehicle | 35.87 | TECHMA | TSW St Marys
6434 | Techmark | Vehicle | 35.87 | TECHMA | TSW Cust Conn South
6437 | Techmark | Vehicle | 35.87 | TECHMA | Apprentices-St Marys
6438 | Techmark | Vehicle | 35.87 | TECHMA | TSW CBD SR
6439 | Techmark | Vehicle | 35.87 | TECHMA | Apprentices CBD SR
6442 | Techmark | Vehicle | 35.87 | TECHMA | TSW P/Line-Victor Ha
6443 | Techmark | Vehicle | 35.87 | TECHMA | TSW-Kangaroo Island
6444 | Techmark | Vehicle | 35.87 | TECHMA | Apprentices-KI-VicHa
6450 | Techmark | Vehicle | 35.87 | TECHMA | Group Admin Sub
6452 | Techmark | Vehicle | 35.87 | TECHMA | TSW Sub Const
6456 | Techmark | Vehicle | 35.87 | TECHMA | TSW Substation Mtce
6458 | Techmark | Vehicle | 35.87 | TECHMA | TSW Apprentices Sub
6459 | Techmark | Vehicle | 35.87 | TECHMA | Transmiss Construct
6460 | Techmark | Vehicle | 35.87 | TECHMA | Delivery of Work
6461 | Techmark | Vehicle | 35.87 | TECHMA | Programming of Work
6462 | Techmark | Vehicle | 35.87 | TECHMA | TSW Lower Eyre Pen
6463 | Techmark | Vehicle | 35.87 | TECHMA | TSW Upper Eyre Penin
6464 | Techmark | Vehicle | 35.87 | TECHMA | Apprentices-EyrePen
6470 | Techmark | Vehicle | 35.87 | TECHMA | Admin-CON
6472 | Techmark | Vehicle | 35.87 | TECHMA | TSW Power Lin-Pt Aug
6473 | Techmark | Vehicle | 35.87 | TECHMA | Apprentices-PtAugust
6480 | Techmark | Vehicle | 35.87 | TECHMA | Admin-Clare
6482 | Techmark | Vehicle | 35.87 | TECHMA | TSW Clare/Nur
6483 | Techmark | Vehicle | 35.87 | TECHMA | TSW Yorke Peninsula
6484 | Techmark | Vehicle | 35.87 | TECHMA | Apprentices-Clare
6486 | Techmark | Vehicle | 35.87 | TECHMA | Apprentices-YorkePen
6490 | Techmark | Vehicle | 35.87 | TECHMA | Admin-Barmera
6492 | Techmark | Vehicle | 35.87 | TECHMA | TSW Power Line-Barm
6500 | Techmark | Vehicle | 35.87 | TECHMA | Admin-Mt Gambier
6502 | Techmark | Vehicle | 35.87 | TECHMA | TSW Lower South East
6503 | Techmark | Vehicle | 35.87 | TECHMA | TSW Upper South East
6504 | Techmark | Vehicle | 35.87 | TECHMA | Apprentices-LowerSE
6505 | Techmark | Vehicle | 35.87 | TECHMA | Apprentices-UpperSE
6506 | Techmark | Vehicle | 35.87 | TECHMA | TSW Interstate
6507 | Techmark | Vehicle | 35.87 | TECHMA | Apprentices - MB & G
6508 | Techmark | Vehicle | 35.87 | TECHMA | Apprentices - Barmer
6509 | Techmark | Vehicle | 35.87 | TECHMA | Apprentice Marleston
6510 | Techmark | Vehicle | 35.87 | TECHMA | Grp Admin Metro Sth
6511 | Techmark | Vehicle | 35.87 | TECHMA | TSW - Marleston
6512 | Techmark | Vehicle | 35.87 | TECHMA | TSW Morphett Vale
6513 | Techmark | Vehicle | 35.87 | TECHMA | TSW Holden Hill
6517 | Techmark | Vehicle | 35.87 | TECHMA | Asset Locators
6518 | Techmark | Vehicle | 35.87 | TECHMA | Apprentices MorphV
6519 | Techmark | Vehicle | 35.87 | TECHMA | High Load FS
6520 | Techmark | Vehicle | 35.87 | TECHMA | Mgr Switch Safe
6521 | Techmark | Vehicle | 35.87 | TECHMA | TSW - CRO South
6522 | Techmark | Vehicle | 35.87 | TECHMA | TSW - CRO North
6620 | Techmark | Vehicle | 35.87 | TECHMA | Country Ops Nth Mgr
6622 | Techmark | Vehicle | 35.87 | TECHMA | Ops Su Port Augusta
6623 | Techmark | Vehicle | 35.87 | TECHMA | Cont Supv -Clare/Nur
6624 | Techmark | Vehicle | 35.87 | TECHMA | Ops Supv -Yorke Pen
6625 | Techmark | Vehicle | 35.87 | TECHMA | Ops Supv Eyre Pen
6630 | Techmark | Vehicle | 35.87 | TECHMA | Country Ops Sth Mgr
6632 | Techmark | Vehicle | 35.87 | TECHMA | Ops Supv KI-VH
6633 | Techmark | Vehicle | 35.87 | TECHMA | Ops Supv Mt Barker
6634 | Techmark | Vehicle | 35.87 | TECHMA | Ops Supv MB/Gum
6635 | Techmark | Vehicle | 35.87 | TECHMA | Ops Supv Barmera
6636 | Techmark | Vehicle | 35.87 | TECHMA | Ops Supv Lower SE
6637 | Techmark | Vehicle | 35.87 | TECHMA | Ops Supv Upper SE
6640 | Techmark | Vehicle | 35.87 | TECHMA | Metro South Mgr
6642 | Techmark | Vehicle | 35.87 | TECHMA | OS Holden Hill
6643 | Techmark | Vehicle | 35.87 | TECHMA | Apprent Holden Hill
6644 | Techmark | Vehicle | 35.87 | TECHMA | Ops Supr Marleston
6645 | Techmark | Vehicle | 35.87 | TECHMA | OS Morphett Vale
6646 | Techmark | Vehicle | 35.87 | TECHMA | Ops Supv - SubMtcAnc
6648 | Techmark | Vehicle | 35.87 | TECHMA | Central Mgr
6652 | Techmark | Vehicle | 35.87 | TECHMA | Ops Supv Sub Mtce
6654 | Techmark | Vehicle | 35.87 | TECHMA | Ops Supv Sub Const
6655 | Techmark | Vehicle | 35.87 | TECHMA | Field Officers
6657 | Techmark | Vehicle | 35.87 | TECHMA | OS Transm Construct
6660 | Techmark | Vehicle | 35.87 | TECHMA | Project Management
6662 | Techmark | Vehicle | 35.87 | TECHMA | PM Support
6665 | Techmark | Vehicle | 35.87 | TECHMA | Mgr Proj & Construct
6680 | Techmark | Vehicle | 35.87 | TECHMA | Property Management
6681 | Techmark | Vehicle | 35.87 | TECHMA | Grounds Team
6685 | Techmark | Vehicle | 35.87 | TECHMA | High Voltage Testing
6686 | Techmark | Vehicle | 35.87 | TECHMA | Switching Group
6690 | Techmark | Vehicle | 35.87 | TECHMA | Sub Maint Manager
6750 | Techmark | Vehicle | 35.87 | TECHMA | Telecomm & Tech Svcs
6820 | Techmark | Vehicle | 35.87 | TECHMA | Vegetation Ser Mgr
6825 | Techmark | Vehicle | 35.87 | TECHMA | Line Clearance Offic
6830 | Techmark | Vehicle | 35.87 | TECHMA | Telco Mgt
6831 | Techmark | Vehicle | 35.87 | TECHMA | Tel Field
6832 | Techmark | Vehicle | 35.87 | TECHMA | Tel Proj Mgt
6833 | Techmark | Vehicle | 35.87 | TECHMA | Telco Technical
6834 | Techmark | Vehicle | 35.87 | TECHMA | Tel CS Field
6901 | Techmark | Vehicle | 35.87 | TECHMA | Mgr Ops Planning
6902 | Techmark | Vehicle | 35.87 | TECHMA | Mgr Ops Del-Metro
6903 | Techmark | Vehicle | 35.87 | TECHMA | Mgr Ops Del-Regional
6998 | Techmark | Vehicle | 35.87 | TECHMA | Vehicle Cost Clearin
6999 | Techmark | Vehicle | 35.87 | TECHMA | Labour Overhead Clrg
600 | Tippers/Traytops | Vehicle | 49.12 | TIPP | Supply Chain Mngment
601 | Tippers/Traytops | Vehicle | 49.12 | TIPP | Logistics Redeployee
605 | Tippers/Traytops | Vehicle | 49.12 | TIPP | Materials Supply Mgt
611 | Tippers/Traytops | Vehicle | 49.12 | TIPP | Fleet Workshop
630 | Tippers/Traytops | Vehicle | 49.12 | TIPP | Inventory Planning
640 | Tippers/Traytops | Vehicle | 49.12 | TIPP | Pole Construction
641 | Tippers/Traytops | Vehicle | 49.12 | TIPP | Mechanised Poles
660 | Tippers/Traytops | Vehicle | 49.12 | TIPP | Warehouse&Distributi
664 | Tippers/Traytops | Vehicle | 49.12 | TIPP | RegionalLogFldOps
665 | Tippers/Traytops | Vehicle | 49.12 | TIPP | MetroLogFldOps
6010 | Tippers/Traytops | Vehicle | 49.12 | TIPP | Metro North Mgr
6011 | Tippers/Traytops | Vehicle | 49.12 | TIPP | Works Planners
6012 | Tippers/Traytops | Vehicle | 49.12 | TIPP | OS Elizabeth
6013 | Tippers/Traytops | Vehicle | 49.12 | TIPP | OS Eliz ProjDONOTUSE
6014 | Tippers/Traytops | Vehicle | 49.12 | TIPP | Ops Supv CBD Proj
6015 | Tippers/Traytops | Vehicle | 49.12 | TIPP | OS St Marys
6016 | Tippers/Traytops | Vehicle | 49.12 | TIPP | OS Cust Con North
6017 | Tippers/Traytops | Vehicle | 49.12 | TIPP | OS Cust Con South
6020 | Tippers/Traytops | Vehicle | 49.12 | TIPP | PTS - BSC Reporting
6021 | Tippers/Traytops | Vehicle | 49.12 | TIPP | Schedulers
6022 | Tippers/Traytops | Vehicle | 49.12 | TIPP | Business Improvement
6023 | Tippers/Traytops | Vehicle | 49.12 | TIPP | Substation Estimator
6028 | Tippers/Traytops | Vehicle | 49.12 | TIPP | Apprentice CC Sth
6029 | Tippers/Traytops | Vehicle | 49.12 | TIPP | Apprentice CC Nth
6032 | Tippers/Traytops | Vehicle | 49.12 | TIPP | Powerline Design
6100 | Tippers/Traytops | Vehicle | 49.12 | TIPP | FS Business Perf
6101 | Tippers/Traytops | Vehicle | 49.12 | TIPP | OS Wingfield
6102 | Tippers/Traytops | Vehicle | 49.12 | TIPP | TSW Wingfield
6103 | Tippers/Traytops | Vehicle | 49.12 | TIPP | Apprentice Wingfield
6110 | Tippers/Traytops | Vehicle | 49.12 | TIPP | W/S - Select Labour
6112 | Tippers/Traytops | Vehicle | 49.12 | TIPP | Workshops Management
6220 | Tippers/Traytops | Vehicle | 49.12 | TIPP | Workshop Support
6221 | Tippers/Traytops | Vehicle | 49.12 | TIPP | Distribution T/frmrs
6222 | Tippers/Traytops | Vehicle | 49.12 | TIPP | Pad T/fmrs & Swtchge
6223 | Tippers/Traytops | Vehicle | 49.12 | TIPP | Sub Transformers
6224 | Tippers/Traytops | Vehicle | 49.12 | TIPP | Manufact & Fabricat
6225 | Tippers/Traytops | Vehicle | 49.12 | TIPP | Recl & HV Fuses
6226 | Tippers/Traytops | Vehicle | 49.12 | TIPP | Mtce & Oil Reclamat
6229 | Tippers/Traytops | Vehicle | 49.12 | TIPP | Cnsmbl-Manu'Trnsfrmr
6230 | Tippers/Traytops | Vehicle | 49.12 | TIPP | Secondary Design
6231 | Tippers/Traytops | Vehicle | 49.12 | TIPP | Engineering
6232 | Tippers/Traytops | Vehicle | 49.12 | TIPP | Primary Design
6234 | Tippers/Traytops | Vehicle | 49.12 | TIPP | Powerline Tech Serv
6235 | Tippers/Traytops | Vehicle | 49.12 | TIPP | Quality Of Supply
6236 | Tippers/Traytops | Vehicle | 49.12 | TIPP | Protection
6238 | Tippers/Traytops | Vehicle | 49.12 | TIPP | Engineering Delivery
6240 | Tippers/Traytops | Vehicle | 49.12 | TIPP | General - Batteries
6241 | Tippers/Traytops | Vehicle | 49.12 | TIPP | Field SCADA
6242 | Tippers/Traytops | Vehicle | 49.12 | TIPP | SCADA Technical
6243 | Tippers/Traytops | Vehicle | 49.12 | TIPP | Engineering Officers
6244 | Tippers/Traytops | Vehicle | 49.12 | TIPP | Recloser Workshop
6306 | Tippers/Traytops | Vehicle | 49.12 | TIPP | Design Services Mgnt
6307 | Tippers/Traytops | Vehicle | 49.12 | TIPP | Do Not Use
6308 | Tippers/Traytops | Vehicle | 49.12 | TIPP | Do Not Use
6320 | Tippers/Traytops | Vehicle | 49.12 | TIPP | Work Practices
6342 | Tippers/Traytops | Vehicle | 49.12 | TIPP | CSO - Vic Harb/KI
6343 | Tippers/Traytops | Vehicle | 49.12 | TIPP | CSO-Kadina
6344 | Tippers/Traytops | Vehicle | 49.12 | TIPP | CSO-Pt Augusta
6345 | Tippers/Traytops | Vehicle | 49.12 | TIPP | CSO-Mt Barker
6346 | Tippers/Traytops | Vehicle | 49.12 | TIPP | CSO-Naracoorte
6347 | Tippers/Traytops | Vehicle | 49.12 | TIPP | CSO-Nuriootpa
6400 | Tippers/Traytops | Vehicle | 49.12 | TIPP | FS Ops Support
6401 | Tippers/Traytops | Vehicle | 49.12 | TIPP | Powerline Estimating
6402 | Tippers/Traytops | Vehicle | 49.12 | TIPP | Field Services GM
6404 | Tippers/Traytops | Vehicle | 49.12 | TIPP | Dispatch Officers
6405 | Tippers/Traytops | Vehicle | 49.12 | TIPP | Contract Services
6406 | Tippers/Traytops | Vehicle | 49.12 | TIPP | DO NOT USE
6407 | Tippers/Traytops | Vehicle | 49.12 | TIPP | WCSR Manager
6410 | Tippers/Traytops | Vehicle | 49.12 | TIPP | Admin Metro North
6411 | Tippers/Traytops | Vehicle | 49.12 | TIPP | TSW Eliz ProjDONOTUS
6412 | Tippers/Traytops | Vehicle | 49.12 | TIPP | TSW Elizabeth
6413 | Tippers/Traytops | Vehicle | 49.12 | TIPP | Apprentices-ElizProj
6414 | Tippers/Traytops | Vehicle | 49.12 | TIPP | TSW Cust Conn North
6415 | Tippers/Traytops | Vehicle | 49.12 | TIPP | TSW Sub Mt Ancillary
6416 | Tippers/Traytops | Vehicle | 49.12 | TIPP | Apprentice-SubMtcAnc
6417 | Tippers/Traytops | Vehicle | 49.12 | TIPP | TSW CBD Projects
6418 | Tippers/Traytops | Vehicle | 49.12 | TIPP | Apprentices CBD Proj
6419 | Tippers/Traytops | Vehicle | 49.12 | TIPP | Apprentices Eliz
6420 | Tippers/Traytops | Vehicle | 49.12 | TIPP | Admin-Country South
6421 | Tippers/Traytops | Vehicle | 49.12 | TIPP | TSW Mt Barker
6422 | Tippers/Traytops | Vehicle | 49.12 | TIPP | TSW Murray Bridge
6423 | Tippers/Traytops | Vehicle | 49.12 | TIPP | TSW -Gumeracha
6425 | Tippers/Traytops | Vehicle | 49.12 | TIPP | Not In Use 2003
6426 | Tippers/Traytops | Vehicle | 49.12 | TIPP | Apprentices Mt Barke
6427 | Tippers/Traytops | Vehicle | 49.12 | TIPP | Not In Use 2003
6430 | Tippers/Traytops | Vehicle | 49.12 | TIPP | DO NOT USE
6432 | Tippers/Traytops | Vehicle | 49.12 | TIPP | TSW St Marys
6434 | Tippers/Traytops | Vehicle | 49.12 | TIPP | TSW Cust Conn South
6437 | Tippers/Traytops | Vehicle | 49.12 | TIPP | Apprentices-St Marys
6438 | Tippers/Traytops | Vehicle | 49.12 | TIPP | TSW CBD SR
6439 | Tippers/Traytops | Vehicle | 49.12 | TIPP | Apprentices CBD SR
6442 | Tippers/Traytops | Vehicle | 49.12 | TIPP | TSW P/Line-Victor Ha
6443 | Tippers/Traytops | Vehicle | 49.12 | TIPP | TSW-Kangaroo Island
6444 | Tippers/Traytops | Vehicle | 49.12 | TIPP | Apprentices-KI-VicHa
6450 | Tippers/Traytops | Vehicle | 49.12 | TIPP | Group Admin Sub
6452 | Tippers/Traytops | Vehicle | 49.12 | TIPP | TSW Sub Const
6456 | Tippers/Traytops | Vehicle | 49.12 | TIPP | TSW Substation Mtce
6458 | Tippers/Traytops | Vehicle | 49.12 | TIPP | TSW Apprentices Sub
6459 | Tippers/Traytops | Vehicle | 49.12 | TIPP | Transmiss Construct
6460 | Tippers/Traytops | Vehicle | 49.12 | TIPP | Delivery of Work
6461 | Tippers/Traytops | Vehicle | 49.12 | TIPP | Programming of Work
6462 | Tippers/Traytops | Vehicle | 49.12 | TIPP | TSW Lower Eyre Pen
6463 | Tippers/Traytops | Vehicle | 49.12 | TIPP | TSW Upper Eyre Penin
6464 | Tippers/Traytops | Vehicle | 49.12 | TIPP | Apprentices-EyrePen
6470 | Tippers/Traytops | Vehicle | 49.12 | TIPP | Admin-CON
6472 | Tippers/Traytops | Vehicle | 49.12 | TIPP | TSW Power Lin-Pt Aug
6473 | Tippers/Traytops | Vehicle | 49.12 | TIPP | Apprentices-PtAugust
6480 | Tippers/Traytops | Vehicle | 49.12 | TIPP | Admin-Clare
6482 | Tippers/Traytops | Vehicle | 49.12 | TIPP | TSW Clare/Nur
6483 | Tippers/Traytops | Vehicle | 49.12 | TIPP | TSW Yorke Peninsula
6484 | Tippers/Traytops | Vehicle | 49.12 | TIPP | Apprentices-Clare
6486 | Tippers/Traytops | Vehicle | 49.12 | TIPP | Apprentices-YorkePen
6490 | Tippers/Traytops | Vehicle | 49.12 | TIPP | Admin-Barmera
6492 | Tippers/Traytops | Vehicle | 49.12 | TIPP | TSW Power Line-Barm
6500 | Tippers/Traytops | Vehicle | 49.12 | TIPP | Admin-Mt Gambier
6502 | Tippers/Traytops | Vehicle | 49.12 | TIPP | TSW Lower South East
6503 | Tippers/Traytops | Vehicle | 49.12 | TIPP | TSW Upper South East
6504 | Tippers/Traytops | Vehicle | 49.12 | TIPP | Apprentices-LowerSE
6505 | Tippers/Traytops | Vehicle | 49.12 | TIPP | Apprentices-UpperSE
6506 | Tippers/Traytops | Vehicle | 49.12 | TIPP | TSW Interstate
6507 | Tippers/Traytops | Vehicle | 49.12 | TIPP | Apprentices - MB & G
6508 | Tippers/Traytops | Vehicle | 49.12 | TIPP | Apprentices - Barmer
6509 | Tippers/Traytops | Vehicle | 49.12 | TIPP | Apprentice Marleston
6510 | Tippers/Traytops | Vehicle | 49.12 | TIPP | Grp Admin Metro Sth
6511 | Tippers/Traytops | Vehicle | 49.12 | TIPP | TSW - Marleston
6512 | Tippers/Traytops | Vehicle | 49.12 | TIPP | TSW Morphett Vale
6513 | Tippers/Traytops | Vehicle | 49.12 | TIPP | TSW Holden Hill
6517 | Tippers/Traytops | Vehicle | 49.12 | TIPP | Asset Locators
6518 | Tippers/Traytops | Vehicle | 49.12 | TIPP | Apprentices MorphV
6519 | Tippers/Traytops | Vehicle | 49.12 | TIPP | High Load FS
6520 | Tippers/Traytops | Vehicle | 49.12 | TIPP | Mgr Switch Safe
6521 | Tippers/Traytops | Vehicle | 49.12 | TIPP | TSW - CRO South
6522 | Tippers/Traytops | Vehicle | 49.12 | TIPP | TSW - CRO North
6620 | Tippers/Traytops | Vehicle | 49.12 | TIPP | Country Ops Nth Mgr
6622 | Tippers/Traytops | Vehicle | 49.12 | TIPP | Ops Su Port Augusta
6623 | Tippers/Traytops | Vehicle | 49.12 | TIPP | Cont Supv -Clare/Nur
6624 | Tippers/Traytops | Vehicle | 49.12 | TIPP | Ops Supv -Yorke Pen
6625 | Tippers/Traytops | Vehicle | 49.12 | TIPP | Ops Supv Eyre Pen
6630 | Tippers/Traytops | Vehicle | 49.12 | TIPP | Country Ops Sth Mgr
6632 | Tippers/Traytops | Vehicle | 49.12 | TIPP | Ops Supv KI-VH
6633 | Tippers/Traytops | Vehicle | 49.12 | TIPP | Ops Supv Mt Barker
6634 | Tippers/Traytops | Vehicle | 49.12 | TIPP | Ops Supv MB/Gum
6635 | Tippers/Traytops | Vehicle | 49.12 | TIPP | Ops Supv Barmera
6636 | Tippers/Traytops | Vehicle | 49.12 | TIPP | Ops Supv Lower SE
6637 | Tippers/Traytops | Vehicle | 49.12 | TIPP | Ops Supv Upper SE
6640 | Tippers/Traytops | Vehicle | 49.12 | TIPP | Metro South Mgr
6642 | Tippers/Traytops | Vehicle | 49.12 | TIPP | OS Holden Hill
6643 | Tippers/Traytops | Vehicle | 49.12 | TIPP | Apprent Holden Hill
6644 | Tippers/Traytops | Vehicle | 49.12 | TIPP | Ops Supr Marleston
6645 | Tippers/Traytops | Vehicle | 49.12 | TIPP | OS Morphett Vale
6646 | Tippers/Traytops | Vehicle | 49.12 | TIPP | Ops Supv - SubMtcAnc
6648 | Tippers/Traytops | Vehicle | 49.12 | TIPP | Central Mgr
6649 | Tippers/Traytops | Vehicle | 49.12 | TIPP | OS CBD SR
6652 | Tippers/Traytops | Vehicle | 49.12 | TIPP | Ops Supv Sub Mtce
6654 | Tippers/Traytops | Vehicle | 49.12 | TIPP | Ops Supv Sub Const
6655 | Tippers/Traytops | Vehicle | 49.12 | TIPP | Field Officers
6657 | Tippers/Traytops | Vehicle | 49.12 | TIPP | OS Transm Construct
6660 | Tippers/Traytops | Vehicle | 49.12 | TIPP | Project Management
6662 | Tippers/Traytops | Vehicle | 49.12 | TIPP | PM Support
6665 | Tippers/Traytops | Vehicle | 49.12 | TIPP | Mgr Proj & Construct
6680 | Tippers/Traytops | Vehicle | 49.12 | TIPP | Property Management
6681 | Tippers/Traytops | Vehicle | 49.12 | TIPP | Grounds Team
6685 | Tippers/Traytops | Vehicle | 49.12 | TIPP | High Voltage Testing
6686 | Tippers/Traytops | Vehicle | 49.12 | TIPP | Switching Group
6690 | Tippers/Traytops | Vehicle | 49.12 | TIPP | Sub Maint Manager
6750 | Tippers/Traytops | Vehicle | 49.12 | TIPP | Telecomm & Tech Svcs
6820 | Tippers/Traytops | Vehicle | 49.12 | TIPP | Vegetation Ser Mgr
6825 | Tippers/Traytops | Vehicle | 49.12 | TIPP | Line Clearance Offic
6830 | Tippers/Traytops | Vehicle | 49.12 | TIPP | Telco Mgt
6831 | Tippers/Traytops | Vehicle | 49.12 | TIPP | Tel Field
6832 | Tippers/Traytops | Vehicle | 49.12 | TIPP | Tel Proj Mgt
6833 | Tippers/Traytops | Vehicle | 49.12 | TIPP | Telco Technical
6834 | Tippers/Traytops | Vehicle | 49.12 | TIPP | Tel CS Field
6901 | Tippers/Traytops | Vehicle | 49.12 | TIPP | Mgr Ops Planning
6902 | Tippers/Traytops | Vehicle | 49.12 | TIPP | Mgr Ops Del-Metro
6903 | Tippers/Traytops | Vehicle | 49.12 | TIPP | Mgr Ops Del-Regional
6998 | Tippers/Traytops | Vehicle | 49.12 | TIPP | Vehicle Cost Clearin
6999 | Tippers/Traytops | Vehicle | 49.12 | TIPP | Labour Overhead Clrg
9001 | Tippers/Traytops | Vehicle | 49.12 | TIPP | Field Servs. Allocn
600 | Tippers/Traytops Ext | Vehicle | 49.12 | TIPPX | Supply Chain Mngment
601 | Tippers/Traytops Ext | Vehicle | 49.12 | TIPPX | Logistics Redeployee
605 | Tippers/Traytops Ext | Vehicle | 49.12 | TIPPX | Materials Supply Mgt
611 | Tippers/Traytops Ext | Vehicle | 49.12 | TIPPX | Fleet Workshop
630 | Tippers/Traytops Ext | Vehicle | 49.12 | TIPPX | Inventory Planning
640 | Tippers/Traytops Ext | Vehicle | 49.12 | TIPPX | Pole Construction
641 | Tippers/Traytops Ext | Vehicle | 49.12 | TIPPX | Mechanised Poles
660 | Tippers/Traytops Ext | Vehicle | 49.12 | TIPPX | Warehouse&Distributi
664 | Tippers/Traytops Ext | Vehicle | 49.12 | TIPPX | RegionalLogFldOps
665 | Tippers/Traytops Ext | Vehicle | 49.12 | TIPPX | MetroLogFldOps
6010 | Tippers/Traytops Ext | Vehicle | 49.12 | TIPPX | Metro North Mgr
6011 | Tippers/Traytops Ext | Vehicle | 49.12 | TIPPX | Works Planners
6012 | Tippers/Traytops Ext | Vehicle | 49.12 | TIPPX | OS Elizabeth
6013 | Tippers/Traytops Ext | Vehicle | 49.12 | TIPPX | OS Eliz ProjDONOTUSE
6014 | Tippers/Traytops Ext | Vehicle | 49.12 | TIPPX | Ops Supv CBD Proj
6015 | Tippers/Traytops Ext | Vehicle | 49.12 | TIPPX | OS St Marys
6016 | Tippers/Traytops Ext | Vehicle | 49.12 | TIPPX | OS Cust Con North
6017 | Tippers/Traytops Ext | Vehicle | 49.12 | TIPPX | OS Cust Con South
6020 | Tippers/Traytops Ext | Vehicle | 49.12 | TIPPX | PTS - BSC Reporting
6021 | Tippers/Traytops Ext | Vehicle | 49.12 | TIPPX | Schedulers
6022 | Tippers/Traytops Ext | Vehicle | 49.12 | TIPPX | Business Improvement
6023 | Tippers/Traytops Ext | Vehicle | 49.12 | TIPPX | Substation Estimator
6100 | Tippers/Traytops Ext | Vehicle | 49.12 | TIPPX | FS Business Perf
6101 | Tippers/Traytops Ext | Vehicle | 49.12 | TIPPX | OS Wingfield
6102 | Tippers/Traytops Ext | Vehicle | 49.12 | TIPPX | TSW Wingfield
6103 | Tippers/Traytops Ext | Vehicle | 49.12 | TIPPX | Apprentice Wingfield
6110 | Tippers/Traytops Ext | Vehicle | 49.12 | TIPPX | W/S - Select Labour
6220 | Tippers/Traytops Ext | Vehicle | 49.12 | TIPPX | Workshop Support
6221 | Tippers/Traytops Ext | Vehicle | 49.12 | TIPPX | Distribution T/frmrs
6222 | Tippers/Traytops Ext | Vehicle | 49.12 | TIPPX | Pad T/fmrs & Swtchge
6223 | Tippers/Traytops Ext | Vehicle | 49.12 | TIPPX | Sub Transformers
6224 | Tippers/Traytops Ext | Vehicle | 49.12 | TIPPX | Manufact & Fabricat
6225 | Tippers/Traytops Ext | Vehicle | 49.12 | TIPPX | Recl & HV Fuses
6226 | Tippers/Traytops Ext | Vehicle | 49.12 | TIPPX | Mtce & Oil Reclamat
6229 | Tippers/Traytops Ext | Vehicle | 49.12 | TIPPX | Cnsmbl-Manu'Trnsfrmr
6230 | Tippers/Traytops Ext | Vehicle | 49.12 | TIPPX | Secondary Design
6231 | Tippers/Traytops Ext | Vehicle | 49.12 | TIPPX | Engineering
6232 | Tippers/Traytops Ext | Vehicle | 49.12 | TIPPX | Primary Design
6234 | Tippers/Traytops Ext | Vehicle | 49.12 | TIPPX | Powerline Tech Serv
6235 | Tippers/Traytops Ext | Vehicle | 49.12 | TIPPX | Quality Of Supply
6236 | Tippers/Traytops Ext | Vehicle | 49.12 | TIPPX | Protection
6238 | Tippers/Traytops Ext | Vehicle | 49.12 | TIPPX | Engineering Delivery
6240 | Tippers/Traytops Ext | Vehicle | 49.12 | TIPPX | General - Batteries
6241 | Tippers/Traytops Ext | Vehicle | 49.12 | TIPPX | Field SCADA
6242 | Tippers/Traytops Ext | Vehicle | 49.12 | TIPPX | SCADA Technical
6243 | Tippers/Traytops Ext | Vehicle | 49.12 | TIPPX | Engineering Officers
6244 | Tippers/Traytops Ext | Vehicle | 49.12 | TIPPX | Recloser Workshop
6306 | Tippers/Traytops Ext | Vehicle | 49.12 | TIPPX | Design Services Mgnt
6307 | Tippers/Traytops Ext | Vehicle | 49.12 | TIPPX | Do Not Use
6308 | Tippers/Traytops Ext | Vehicle | 49.12 | TIPPX | Do Not Use
6320 | Tippers/Traytops Ext | Vehicle | 49.12 | TIPPX | Work Practices
6342 | Tippers/Traytops Ext | Vehicle | 49.12 | TIPPX | CSO - Vic Harb/KI
6343 | Tippers/Traytops Ext | Vehicle | 49.12 | TIPPX | CSO-Kadina
6344 | Tippers/Traytops Ext | Vehicle | 49.12 | TIPPX | CSO-Pt Augusta
6345 | Tippers/Traytops Ext | Vehicle | 49.12 | TIPPX | CSO-Mt Barker
6346 | Tippers/Traytops Ext | Vehicle | 49.12 | TIPPX | CSO-Naracoorte
6347 | Tippers/Traytops Ext | Vehicle | 49.12 | TIPPX | CSO-Nuriootpa
6400 | Tippers/Traytops Ext | Vehicle | 49.12 | TIPPX | FS Ops Support
6401 | Tippers/Traytops Ext | Vehicle | 49.12 | TIPPX | Powerline Estimating
6402 | Tippers/Traytops Ext | Vehicle | 49.12 | TIPPX | Field Services GM
6404 | Tippers/Traytops Ext | Vehicle | 49.12 | TIPPX | Dispatch Officers
6405 | Tippers/Traytops Ext | Vehicle | 49.12 | TIPPX | Contract Services
6406 | Tippers/Traytops Ext | Vehicle | 49.12 | TIPPX | DO NOT USE
6407 | Tippers/Traytops Ext | Vehicle | 49.12 | TIPPX | WCSR Manager
6410 | Tippers/Traytops Ext | Vehicle | 49.12 | TIPPX | Admin Metro North
6411 | Tippers/Traytops Ext | Vehicle | 49.12 | TIPPX | TSW Eliz ProjDONOTUS
6412 | Tippers/Traytops Ext | Vehicle | 49.12 | TIPPX | TSW Elizabeth
6413 | Tippers/Traytops Ext | Vehicle | 49.12 | TIPPX | Apprentices-ElizProj
6414 | Tippers/Traytops Ext | Vehicle | 49.12 | TIPPX | TSW Cust Conn North
6415 | Tippers/Traytops Ext | Vehicle | 49.12 | TIPPX | TSW Sub Mt Ancillary
6416 | Tippers/Traytops Ext | Vehicle | 49.12 | TIPPX | Apprentice-SubMtcAnc
6417 | Tippers/Traytops Ext | Vehicle | 49.12 | TIPPX | TSW CBD Projects
6418 | Tippers/Traytops Ext | Vehicle | 49.12 | TIPPX | Apprentices CBD Proj
6419 | Tippers/Traytops Ext | Vehicle | 49.12 | TIPPX | Apprentices Eliz
6420 | Tippers/Traytops Ext | Vehicle | 49.12 | TIPPX | Admin-Country South
6421 | Tippers/Traytops Ext | Vehicle | 49.12 | TIPPX | TSW Mt Barker
6422 | Tippers/Traytops Ext | Vehicle | 49.12 | TIPPX | TSW Murray Bridge
6423 | Tippers/Traytops Ext | Vehicle | 49.12 | TIPPX | TSW -Gumeracha
6425 | Tippers/Traytops Ext | Vehicle | 49.12 | TIPPX | Not In Use 2003
6426 | Tippers/Traytops Ext | Vehicle | 49.12 | TIPPX | Apprentices Mt Barke
6427 | Tippers/Traytops Ext | Vehicle | 49.12 | TIPPX | Not In Use 2003
6430 | Tippers/Traytops Ext | Vehicle | 49.12 | TIPPX | DO NOT USE
6432 | Tippers/Traytops Ext | Vehicle | 49.12 | TIPPX | TSW St Marys
6434 | Tippers/Traytops Ext | Vehicle | 49.12 | TIPPX | TSW Cust Conn South
6437 | Tippers/Traytops Ext | Vehicle | 49.12 | TIPPX | Apprentices-St Marys
6438 | Tippers/Traytops Ext | Vehicle | 49.12 | TIPPX | TSW CBD SR
6439 | Tippers/Traytops Ext | Vehicle | 49.12 | TIPPX | Apprentices CBD SR
6442 | Tippers/Traytops Ext | Vehicle | 49.12 | TIPPX | TSW P/Line-Victor Ha
6443 | Tippers/Traytops Ext | Vehicle | 49.12 | TIPPX | TSW-Kangaroo Island
6444 | Tippers/Traytops Ext | Vehicle | 49.12 | TIPPX | Apprentices-KI-VicHa
6450 | Tippers/Traytops Ext | Vehicle | 49.12 | TIPPX | Group Admin Sub
6452 | Tippers/Traytops Ext | Vehicle | 49.12 | TIPPX | TSW Sub Const
6456 | Tippers/Traytops Ext | Vehicle | 49.12 | TIPPX | TSW Substation Mtce
6459 | Tippers/Traytops Ext | Vehicle | 49.12 | TIPPX | Transmiss Construct
6462 | Tippers/Traytops Ext | Vehicle | 49.12 | TIPPX | TSW Lower Eyre Pen
6463 | Tippers/Traytops Ext | Vehicle | 49.12 | TIPPX | TSW Upper Eyre Penin
6464 | Tippers/Traytops Ext | Vehicle | 49.12 | TIPPX | Apprentices-EyrePen
6470 | Tippers/Traytops Ext | Vehicle | 49.12 | TIPPX | Admin-CON
6472 | Tippers/Traytops Ext | Vehicle | 49.12 | TIPPX | TSW Power Lin-Pt Aug
6473 | Tippers/Traytops Ext | Vehicle | 49.12 | TIPPX | Apprentices-PtAugust
6480 | Tippers/Traytops Ext | Vehicle | 49.12 | TIPPX | Admin-Clare
6482 | Tippers/Traytops Ext | Vehicle | 49.12 | TIPPX | TSW Clare/Nur
6483 | Tippers/Traytops Ext | Vehicle | 49.12 | TIPPX | TSW Yorke Peninsula
6484 | Tippers/Traytops Ext | Vehicle | 49.12 | TIPPX | Apprentices-Clare
6486 | Tippers/Traytops Ext | Vehicle | 49.12 | TIPPX | Apprentices-YorkePen
6490 | Tippers/Traytops Ext | Vehicle | 49.12 | TIPPX | Admin-Barmera
6492 | Tippers/Traytops Ext | Vehicle | 49.12 | TIPPX | TSW Power Line-Barm
6500 | Tippers/Traytops Ext | Vehicle | 49.12 | TIPPX | Admin-Mt Gambier
6502 | Tippers/Traytops Ext | Vehicle | 49.12 | TIPPX | TSW Lower South East
6503 | Tippers/Traytops Ext | Vehicle | 49.12 | TIPPX | TSW Upper South East
6504 | Tippers/Traytops Ext | Vehicle | 49.12 | TIPPX | Apprentices-LowerSE
6505 | Tippers/Traytops Ext | Vehicle | 49.12 | TIPPX | Apprentices-UpperSE
6506 | Tippers/Traytops Ext | Vehicle | 49.12 | TIPPX | TSW Interstate
6507 | Tippers/Traytops Ext | Vehicle | 49.12 | TIPPX | Apprentices - MB & G
6508 | Tippers/Traytops Ext | Vehicle | 49.12 | TIPPX | Apprentices - Barmer
6509 | Tippers/Traytops Ext | Vehicle | 49.12 | TIPPX | Apprentice Marleston
6510 | Tippers/Traytops Ext | Vehicle | 49.12 | TIPPX | Grp Admin Metro Sth
6511 | Tippers/Traytops Ext | Vehicle | 49.12 | TIPPX | TSW - Marleston
6512 | Tippers/Traytops Ext | Vehicle | 49.12 | TIPPX | TSW Morphett Vale
6513 | Tippers/Traytops Ext | Vehicle | 49.12 | TIPPX | TSW Holden Hill
6517 | Tippers/Traytops Ext | Vehicle | 49.12 | TIPPX | Asset Locators
6518 | Tippers/Traytops Ext | Vehicle | 49.12 | TIPPX | Apprentices MorphV
6519 | Tippers/Traytops Ext | Vehicle | 49.12 | TIPPX | High Load FS
6520 | Tippers/Traytops Ext | Vehicle | 49.12 | TIPPX | Mgr Switch Safe
6521 | Tippers/Traytops Ext | Vehicle | 49.12 | TIPPX | TSW - CRO South
6522 | Tippers/Traytops Ext | Vehicle | 49.12 | TIPPX | TSW - CRO North
6620 | Tippers/Traytops Ext | Vehicle | 49.12 | TIPPX | Country Ops Nth Mgr
6622 | Tippers/Traytops Ext | Vehicle | 49.12 | TIPPX | Ops Su Port Augusta
6623 | Tippers/Traytops Ext | Vehicle | 49.12 | TIPPX | Cont Supv -Clare/Nur
6624 | Tippers/Traytops Ext | Vehicle | 49.12 | TIPPX | Ops Supv -Yorke Pen
6625 | Tippers/Traytops Ext | Vehicle | 49.12 | TIPPX | Ops Supv Eyre Pen
6630 | Tippers/Traytops Ext | Vehicle | 49.12 | TIPPX | Country Ops Sth Mgr
6632 | Tippers/Traytops Ext | Vehicle | 49.12 | TIPPX | Ops Supv KI-VH
6633 | Tippers/Traytops Ext | Vehicle | 49.12 | TIPPX | Ops Supv Mt Barker
6634 | Tippers/Traytops Ext | Vehicle | 49.12 | TIPPX | Ops Supv MB/Gum
6635 | Tippers/Traytops Ext | Vehicle | 49.12 | TIPPX | Ops Supv Barmera
6636 | Tippers/Traytops Ext | Vehicle | 49.12 | TIPPX | Ops Supv Lower SE
6637 | Tippers/Traytops Ext | Vehicle | 49.12 | TIPPX | Ops Supv Upper SE
6640 | Tippers/Traytops Ext | Vehicle | 49.12 | TIPPX | Metro South Mgr
6642 | Tippers/Traytops Ext | Vehicle | 49.12 | TIPPX | OS Holden Hill
6643 | Tippers/Traytops Ext | Vehicle | 49.12 | TIPPX | Apprent Holden Hill
6644 | Tippers/Traytops Ext | Vehicle | 49.12 | TIPPX | Ops Supr Marleston
6645 | Tippers/Traytops Ext | Vehicle | 49.12 | TIPPX | OS Morphett Vale
6646 | Tippers/Traytops Ext | Vehicle | 49.12 | TIPPX | Ops Supv - SubMtcAnc
6648 | Tippers/Traytops Ext | Vehicle | 49.12 | TIPPX | Central Mgr
6649 | Tippers/Traytops Ext | Vehicle | 49.12 | TIPPX | OS CBD SR
6652 | Tippers/Traytops Ext | Vehicle | 49.12 | TIPPX | Ops Supv Sub Mtce
6654 | Tippers/Traytops Ext | Vehicle | 49.12 | TIPPX | Ops Supv Sub Const
6655 | Tippers/Traytops Ext | Vehicle | 49.12 | TIPPX | Field Officers
6657 | Tippers/Traytops Ext | Vehicle | 49.12 | TIPPX | OS Transm Construct
6660 | Tippers/Traytops Ext | Vehicle | 49.12 | TIPPX | Project Management
6662 | Tippers/Traytops Ext | Vehicle | 49.12 | TIPPX | PM Support
6665 | Tippers/Traytops Ext | Vehicle | 49.12 | TIPPX | Mgr Proj & Construct
6680 | Tippers/Traytops Ext | Vehicle | 49.12 | TIPPX | Property Management
6681 | Tippers/Traytops Ext | Vehicle | 49.12 | TIPPX | Grounds Team
6685 | Tippers/Traytops Ext | Vehicle | 49.12 | TIPPX | High Voltage Testing
6686 | Tippers/Traytops Ext | Vehicle | 49.12 | TIPPX | Switching Group
6690 | Tippers/Traytops Ext | Vehicle | 49.12 | TIPPX | Sub Maint Manager
6750 | Tippers/Traytops Ext | Vehicle | 49.12 | TIPPX | Telecomm & Tech Svcs
6820 | Tippers/Traytops Ext | Vehicle | 49.12 | TIPPX | Vegetation Ser Mgr
6825 | Tippers/Traytops Ext | Vehicle | 49.12 | TIPPX | Line Clearance Offic
6830 | Tippers/Traytops Ext | Vehicle | 49.12 | TIPPX | Telco Mgt
6831 | Tippers/Traytops Ext | Vehicle | 49.12 | TIPPX | Tel Field
6832 | Tippers/Traytops Ext | Vehicle | 49.12 | TIPPX | Tel Proj Mgt
6833 | Tippers/Traytops Ext | Vehicle | 49.12 | TIPPX | Telco Technical
6834 | Tippers/Traytops Ext | Vehicle | 49.12 | TIPPX | Tel CS Field
6901 | Tippers/Traytops Ext | Vehicle | 49.12 | TIPPX | Mgr Ops Planning
6903 | Tippers/Traytops Ext | Vehicle | 49.12 | TIPPX | Mgr Ops Del-Regional
6998 | Tippers/Traytops Ext | Vehicle | 49.12 | TIPPX | Vehicle Cost Clearin
6999 | Tippers/Traytops Ext | Vehicle | 49.12 | TIPPX | Labour Overhead Clrg
9001 | Tippers/Traytops Ext | Vehicle | 49.12 | TIPPX | Field Servs. Allocn
600 | Trailers - Heavy Ext | Vehicle | 36.27 | TRAHX | Supply Chain Mngment
601 | Trailers - Heavy Ext | Vehicle | 36.27 | TRAHX | Logistics Redeployee
605 | Trailers - Heavy Ext | Vehicle | 36.27 | TRAHX | Materials Supply Mgt
611 | Trailers - Heavy Ext | Vehicle | 36.27 | TRAHX | Fleet Workshop
630 | Trailers - Heavy Ext | Vehicle | 36.27 | TRAHX | Inventory Planning
640 | Trailers - Heavy Ext | Vehicle | 36.27 | TRAHX | Pole Construction
641 | Trailers - Heavy Ext | Vehicle | 36.27 | TRAHX | Mechanised Poles
660 | Trailers - Heavy Ext | Vehicle | 36.27 | TRAHX | Warehouse&Distributi
664 | Trailers - Heavy Ext | Vehicle | 36.27 | TRAHX | RegionalLogFldOps
665 | Trailers - Heavy Ext | Vehicle | 36.27 | TRAHX | MetroLogFldOps
6010 | Trailers - Heavy Ext | Vehicle | 36.27 | TRAHX | Metro North Mgr
6011 | Trailers - Heavy Ext | Vehicle | 36.27 | TRAHX | Works Planners
6012 | Trailers - Heavy Ext | Vehicle | 36.27 | TRAHX | OS Elizabeth
6013 | Trailers - Heavy Ext | Vehicle | 36.27 | TRAHX | OS Eliz ProjDONOTUSE
6014 | Trailers - Heavy Ext | Vehicle | 36.27 | TRAHX | Ops Supv CBD Proj
6015 | Trailers - Heavy Ext | Vehicle | 36.27 | TRAHX | OS St Marys
6016 | Trailers - Heavy Ext | Vehicle | 36.27 | TRAHX | OS Cust Con North
6017 | Trailers - Heavy Ext | Vehicle | 36.27 | TRAHX | OS Cust Con South
6020 | Trailers - Heavy Ext | Vehicle | 36.27 | TRAHX | PTS - BSC Reporting
6021 | Trailers - Heavy Ext | Vehicle | 36.27 | TRAHX | Schedulers
6022 | Trailers - Heavy Ext | Vehicle | 36.27 | TRAHX | Business Improvement
6023 | Trailers - Heavy Ext | Vehicle | 36.27 | TRAHX | Substation Estimator
6100 | Trailers - Heavy Ext | Vehicle | 36.27 | TRAHX | FS Business Perf
6101 | Trailers - Heavy Ext | Vehicle | 36.27 | TRAHX | OS Wingfield
6102 | Trailers - Heavy Ext | Vehicle | 36.27 | TRAHX | TSW Wingfield
6103 | Trailers - Heavy Ext | Vehicle | 36.27 | TRAHX | Apprentice Wingfield
6110 | Trailers - Heavy Ext | Vehicle | 36.27 | TRAHX | W/S - Select Labour
6220 | Trailers - Heavy Ext | Vehicle | 36.27 | TRAHX | Workshop Support
6221 | Trailers - Heavy Ext | Vehicle | 36.27 | TRAHX | Distribution T/frmrs
6222 | Trailers - Heavy Ext | Vehicle | 36.27 | TRAHX | Pad T/fmrs & Swtchge
6223 | Trailers - Heavy Ext | Vehicle | 36.27 | TRAHX | Sub Transformers
6224 | Trailers - Heavy Ext | Vehicle | 36.27 | TRAHX | Manufact & Fabricat
6225 | Trailers - Heavy Ext | Vehicle | 36.27 | TRAHX | Recl & HV Fuses
6226 | Trailers - Heavy Ext | Vehicle | 36.27 | TRAHX | Mtce & Oil Reclamat
6229 | Trailers - Heavy Ext | Vehicle | 36.27 | TRAHX | Cnsmbl-Manu'Trnsfrmr
6230 | Trailers - Heavy Ext | Vehicle | 36.27 | TRAHX | Secondary Design
6231 | Trailers - Heavy Ext | Vehicle | 36.27 | TRAHX | Engineering
6232 | Trailers - Heavy Ext | Vehicle | 36.27 | TRAHX | Primary Design
6234 | Trailers - Heavy Ext | Vehicle | 36.27 | TRAHX | Powerline Tech Serv
6235 | Trailers - Heavy Ext | Vehicle | 36.27 | TRAHX | Quality Of Supply
6236 | Trailers - Heavy Ext | Vehicle | 36.27 | TRAHX | Protection
6238 | Trailers - Heavy Ext | Vehicle | 36.27 | TRAHX | Engineering Delivery
6240 | Trailers - Heavy Ext | Vehicle | 36.27 | TRAHX | General - Batteries
6241 | Trailers - Heavy Ext | Vehicle | 36.27 | TRAHX | Field SCADA
6242 | Trailers - Heavy Ext | Vehicle | 36.27 | TRAHX | SCADA Technical
6243 | Trailers - Heavy Ext | Vehicle | 36.27 | TRAHX | Engineering Officers
6244 | Trailers - Heavy Ext | Vehicle | 36.27 | TRAHX | Recloser Workshop
6306 | Trailers - Heavy Ext | Vehicle | 36.27 | TRAHX | Design Services Mgnt
6307 | Trailers - Heavy Ext | Vehicle | 36.27 | TRAHX | Do Not Use
6308 | Trailers - Heavy Ext | Vehicle | 36.27 | TRAHX | Do Not Use
6320 | Trailers - Heavy Ext | Vehicle | 36.27 | TRAHX | Work Practices
6342 | Trailers - Heavy Ext | Vehicle | 36.27 | TRAHX | CSO - Vic Harb/KI
6343 | Trailers - Heavy Ext | Vehicle | 36.27 | TRAHX | CSO-Kadina
6344 | Trailers - Heavy Ext | Vehicle | 36.27 | TRAHX | CSO-Pt Augusta
6345 | Trailers - Heavy Ext | Vehicle | 36.27 | TRAHX | CSO-Mt Barker
6346 | Trailers - Heavy Ext | Vehicle | 36.27 | TRAHX | CSO-Naracoorte
6347 | Trailers - Heavy Ext | Vehicle | 36.27 | TRAHX | CSO-Nuriootpa
6400 | Trailers - Heavy Ext | Vehicle | 36.27 | TRAHX | FS Ops Support
6401 | Trailers - Heavy Ext | Vehicle | 36.27 | TRAHX | Powerline Estimating
6402 | Trailers - Heavy Ext | Vehicle | 36.27 | TRAHX | Field Services GM
6404 | Trailers - Heavy Ext | Vehicle | 36.27 | TRAHX | Dispatch Officers
6405 | Trailers - Heavy Ext | Vehicle | 36.27 | TRAHX | Contract Services
6406 | Trailers - Heavy Ext | Vehicle | 36.27 | TRAHX | DO NOT USE
6407 | Trailers - Heavy Ext | Vehicle | 36.27 | TRAHX | WCSR Manager
6410 | Trailers - Heavy Ext | Vehicle | 36.27 | TRAHX | Admin Metro North
6411 | Trailers - Heavy Ext | Vehicle | 36.27 | TRAHX | TSW Eliz ProjDONOTUS
6412 | Trailers - Heavy Ext | Vehicle | 36.27 | TRAHX | TSW Elizabeth
6413 | Trailers - Heavy Ext | Vehicle | 36.27 | TRAHX | Apprentices-ElizProj
6414 | Trailers - Heavy Ext | Vehicle | 36.27 | TRAHX | TSW Cust Conn North
6415 | Trailers - Heavy Ext | Vehicle | 36.27 | TRAHX | TSW Sub Mt Ancillary
6416 | Trailers - Heavy Ext | Vehicle | 36.27 | TRAHX | Apprentice-SubMtcAnc
6417 | Trailers - Heavy Ext | Vehicle | 36.27 | TRAHX | TSW CBD Projects
6418 | Trailers - Heavy Ext | Vehicle | 36.27 | TRAHX | Apprentices CBD Proj
6419 | Trailers - Heavy Ext | Vehicle | 36.27 | TRAHX | Apprentices Eliz
6420 | Trailers - Heavy Ext | Vehicle | 36.27 | TRAHX | Admin-Country South
6421 | Trailers - Heavy Ext | Vehicle | 36.27 | TRAHX | TSW Mt Barker
6422 | Trailers - Heavy Ext | Vehicle | 36.27 | TRAHX | TSW Murray Bridge
6423 | Trailers - Heavy Ext | Vehicle | 36.27 | TRAHX | TSW -Gumeracha
6425 | Trailers - Heavy Ext | Vehicle | 36.27 | TRAHX | Not In Use 2003
6426 | Trailers - Heavy Ext | Vehicle | 36.27 | TRAHX | Apprentices Mt Barke
6427 | Trailers - Heavy Ext | Vehicle | 36.27 | TRAHX | Not In Use 2003
6430 | Trailers - Heavy Ext | Vehicle | 36.27 | TRAHX | DO NOT USE
6432 | Trailers - Heavy Ext | Vehicle | 36.27 | TRAHX | TSW St Marys
6434 | Trailers - Heavy Ext | Vehicle | 36.27 | TRAHX | TSW Cust Conn South
6437 | Trailers - Heavy Ext | Vehicle | 36.27 | TRAHX | Apprentices-St Marys
6438 | Trailers - Heavy Ext | Vehicle | 36.27 | TRAHX | TSW CBD SR
6439 | Trailers - Heavy Ext | Vehicle | 36.27 | TRAHX | Apprentices CBD SR
6442 | Trailers - Heavy Ext | Vehicle | 36.27 | TRAHX | TSW P/Line-Victor Ha
6443 | Trailers - Heavy Ext | Vehicle | 36.27 | TRAHX | TSW-Kangaroo Island
6444 | Trailers - Heavy Ext | Vehicle | 36.27 | TRAHX | Apprentices-KI-VicHa
6450 | Trailers - Heavy Ext | Vehicle | 36.27 | TRAHX | Group Admin Sub
6452 | Trailers - Heavy Ext | Vehicle | 36.27 | TRAHX | TSW Sub Const
6456 | Trailers - Heavy Ext | Vehicle | 36.27 | TRAHX | TSW Substation Mtce
6459 | Trailers - Heavy Ext | Vehicle | 36.27 | TRAHX | Transmiss Construct
6462 | Trailers - Heavy Ext | Vehicle | 36.27 | TRAHX | TSW Lower Eyre Pen
6463 | Trailers - Heavy Ext | Vehicle | 36.27 | TRAHX | TSW Upper Eyre Penin
6464 | Trailers - Heavy Ext | Vehicle | 36.27 | TRAHX | Apprentices-EyrePen
6470 | Trailers - Heavy Ext | Vehicle | 36.27 | TRAHX | Admin-CON
6472 | Trailers - Heavy Ext | Vehicle | 36.27 | TRAHX | TSW Power Lin-Pt Aug
6473 | Trailers - Heavy Ext | Vehicle | 36.27 | TRAHX | Apprentices-PtAugust
6480 | Trailers - Heavy Ext | Vehicle | 36.27 | TRAHX | Admin-Clare
6482 | Trailers - Heavy Ext | Vehicle | 36.27 | TRAHX | TSW Clare/Nur
6483 | Trailers - Heavy Ext | Vehicle | 36.27 | TRAHX | TSW Yorke Peninsula
6484 | Trailers - Heavy Ext | Vehicle | 36.27 | TRAHX | Apprentices-Clare
6486 | Trailers - Heavy Ext | Vehicle | 36.27 | TRAHX | Apprentices-YorkePen
6490 | Trailers - Heavy Ext | Vehicle | 36.27 | TRAHX | Admin-Barmera
6492 | Trailers - Heavy Ext | Vehicle | 36.27 | TRAHX | TSW Power Line-Barm
6500 | Trailers - Heavy Ext | Vehicle | 36.27 | TRAHX | Admin-Mt Gambier
6502 | Trailers - Heavy Ext | Vehicle | 36.27 | TRAHX | TSW Lower South East
6503 | Trailers - Heavy Ext | Vehicle | 36.27 | TRAHX | TSW Upper South East
6504 | Trailers - Heavy Ext | Vehicle | 36.27 | TRAHX | Apprentices-LowerSE
6505 | Trailers - Heavy Ext | Vehicle | 36.27 | TRAHX | Apprentices-UpperSE
6506 | Trailers - Heavy Ext | Vehicle | 36.27 | TRAHX | TSW Interstate
6507 | Trailers - Heavy Ext | Vehicle | 36.27 | TRAHX | Apprentices - MB & G
6508 | Trailers - Heavy Ext | Vehicle | 36.27 | TRAHX | Apprentices - Barmer
6509 | Trailers - Heavy Ext | Vehicle | 36.27 | TRAHX | Apprentice Marleston
6510 | Trailers - Heavy Ext | Vehicle | 36.27 | TRAHX | Grp Admin Metro Sth
6511 | Trailers - Heavy Ext | Vehicle | 36.27 | TRAHX | TSW - Marleston
6512 | Trailers - Heavy Ext | Vehicle | 36.27 | TRAHX | TSW Morphett Vale
6513 | Trailers - Heavy Ext | Vehicle | 36.27 | TRAHX | TSW Holden Hill
6517 | Trailers - Heavy Ext | Vehicle | 36.27 | TRAHX | Asset Locators
6518 | Trailers - Heavy Ext | Vehicle | 36.27 | TRAHX | Apprentices MorphV
6519 | Trailers - Heavy Ext | Vehicle | 36.27 | TRAHX | High Load FS
6520 | Trailers - Heavy Ext | Vehicle | 36.27 | TRAHX | Mgr Switch Safe
6521 | Trailers - Heavy Ext | Vehicle | 36.27 | TRAHX | TSW - CRO South
6522 | Trailers - Heavy Ext | Vehicle | 36.27 | TRAHX | TSW - CRO North
6620 | Trailers - Heavy Ext | Vehicle | 36.27 | TRAHX | Country Ops Nth Mgr
6622 | Trailers - Heavy Ext | Vehicle | 36.27 | TRAHX | Ops Su Port Augusta
6623 | Trailers - Heavy Ext | Vehicle | 36.27 | TRAHX | Cont Supv -Clare/Nur
6624 | Trailers - Heavy Ext | Vehicle | 36.27 | TRAHX | Ops Supv -Yorke Pen
6625 | Trailers - Heavy Ext | Vehicle | 36.27 | TRAHX | Ops Supv Eyre Pen
6630 | Trailers - Heavy Ext | Vehicle | 36.27 | TRAHX | Country Ops Sth Mgr
6632 | Trailers - Heavy Ext | Vehicle | 36.27 | TRAHX | Ops Supv KI-VH
6633 | Trailers - Heavy Ext | Vehicle | 36.27 | TRAHX | Ops Supv Mt Barker
6634 | Trailers - Heavy Ext | Vehicle | 36.27 | TRAHX | Ops Supv MB/Gum
6635 | Trailers - Heavy Ext | Vehicle | 36.27 | TRAHX | Ops Supv Barmera
6636 | Trailers - Heavy Ext | Vehicle | 36.27 | TRAHX | Ops Supv Lower SE
6637 | Trailers - Heavy Ext | Vehicle | 36.27 | TRAHX | Ops Supv Upper SE
6640 | Trailers - Heavy Ext | Vehicle | 36.27 | TRAHX | Metro South Mgr
6642 | Trailers - Heavy Ext | Vehicle | 36.27 | TRAHX | OS Holden Hill
6643 | Trailers - Heavy Ext | Vehicle | 36.27 | TRAHX | Apprent Holden Hill
6644 | Trailers - Heavy Ext | Vehicle | 36.27 | TRAHX | Ops Supr Marleston
6645 | Trailers - Heavy Ext | Vehicle | 36.27 | TRAHX | OS Morphett Vale
6646 | Trailers - Heavy Ext | Vehicle | 36.27 | TRAHX | Ops Supv - SubMtcAnc
6648 | Trailers - Heavy Ext | Vehicle | 36.27 | TRAHX | Central Mgr
6649 | Trailers - Heavy Ext | Vehicle | 36.27 | TRAHX | OS CBD SR
6652 | Trailers - Heavy Ext | Vehicle | 36.27 | TRAHX | Ops Supv Sub Mtce
6654 | Trailers - Heavy Ext | Vehicle | 36.27 | TRAHX | Ops Supv Sub Const
6655 | Trailers - Heavy Ext | Vehicle | 36.27 | TRAHX | Field Officers
6657 | Trailers - Heavy Ext | Vehicle | 36.27 | TRAHX | OS Transm Construct
6660 | Trailers - Heavy Ext | Vehicle | 36.27 | TRAHX | Project Management
6662 | Trailers - Heavy Ext | Vehicle | 36.27 | TRAHX | PM Support
6665 | Trailers - Heavy Ext | Vehicle | 36.27 | TRAHX | Mgr Proj & Construct
6680 | Trailers - Heavy Ext | Vehicle | 36.27 | TRAHX | Property Management
6681 | Trailers - Heavy Ext | Vehicle | 36.27 | TRAHX | Grounds Team
6685 | Trailers - Heavy Ext | Vehicle | 36.27 | TRAHX | High Voltage Testing
6686 | Trailers - Heavy Ext | Vehicle | 36.27 | TRAHX | Switching Group
6690 | Trailers - Heavy Ext | Vehicle | 36.27 | TRAHX | Sub Maint Manager
6750 | Trailers - Heavy Ext | Vehicle | 36.27 | TRAHX | Telecomm & Tech Svcs
6820 | Trailers - Heavy Ext | Vehicle | 36.27 | TRAHX | Vegetation Ser Mgr
6825 | Trailers - Heavy Ext | Vehicle | 36.27 | TRAHX | Line Clearance Offic
6830 | Trailers - Heavy Ext | Vehicle | 36.27 | TRAHX | Telco Mgt
6831 | Trailers - Heavy Ext | Vehicle | 36.27 | TRAHX | Tel Field
6832 | Trailers - Heavy Ext | Vehicle | 36.27 | TRAHX | Tel Proj Mgt
6833 | Trailers - Heavy Ext | Vehicle | 36.27 | TRAHX | Telco Technical
6834 | Trailers - Heavy Ext | Vehicle | 36.27 | TRAHX | Tel CS Field
6901 | Trailers - Heavy Ext | Vehicle | 36.27 | TRAHX | Mgr Ops Planning
6903 | Trailers - Heavy Ext | Vehicle | 36.27 | TRAHX | Mgr Ops Del-Regional
6998 | Trailers - Heavy Ext | Vehicle | 36.27 | TRAHX | Vehicle Cost Clearin
6999 | Trailers - Heavy Ext | Vehicle | 36.27 | TRAHX | Labour Overhead Clrg
9001 | Trailers - Heavy Ext | Vehicle | 36.27 | TRAHX | Field Servs. Allocn
600d1 | Trailers - Light | Vehicle | 42.84 | TRAL | Supply Chain Mngment
601d2 | Trailers - Light | Vehicle | 42.84 | TRAL | Logistics Redeployee
605d3 | Trailers - Light | Vehicle | 42.84 | TRAL | Materials Supply Mgt
611d4 | Trailers - Light | Vehicle | 42.84 | TRAL | Fleet Workshop
630d5 | Trailers - Light | Vehicle | 42.84 | TRAL | Inventory Planning
640d6 | Trailers - Light | Vehicle | 42.84 | TRAL | Pole Construction
641d7 | Trailers - Light | Vehicle | 42.84 | TRAL | Mechanised Poles
660d8 | Trailers - Light | Vehicle | 42.84 | TRAL | Warehouse&Distributi
665d9 | Trailers - Light | Vehicle | 42.84 | TRAL | MetroLogFldOps
6010 | Trailers - Light | Vehicle | 42.84 | TRAL | Metro North Mgr
6011 | Trailers - Light | Vehicle | 42.84 | TRAL | Works Planners
6012 | Trailers - Light | Vehicle | 42.84 | TRAL | OS Elizabeth
6013 | Trailers - Light | Vehicle | 42.84 | TRAL | OS Eliz ProjDONOTUSE
6014 | Trailers - Light | Vehicle | 42.84 | TRAL | Ops Supv CBD Proj
6015 | Trailers - Light | Vehicle | 42.84 | TRAL | OS St Marys
6016 | Trailers - Light | Vehicle | 42.84 | TRAL | OS Cust Con North
6017 | Trailers - Light | Vehicle | 42.84 | TRAL | OS Cust Con South
6020 | Trailers - Light | Vehicle | 42.84 | TRAL | PTS - BSC Reporting
6021 | Trailers - Light | Vehicle | 42.84 | TRAL | Schedulers
6022 | Trailers - Light | Vehicle | 42.84 | TRAL | Business Improvement
6023 | Trailers - Light | Vehicle | 42.84 | TRAL | Substation Estimator
6028 | Trailers - Light | Vehicle | 42.84 | TRAL | Apprentice CC Sth
6029 | Trailers - Light | Vehicle | 42.84 | TRAL | Apprentice CC Nth
6032 | Trailers - Light | Vehicle | 42.84 | TRAL | Powerline Design
6100 | Trailers - Light | Vehicle | 42.84 | TRAL | FS Business Perf
6101 | Trailers - Light | Vehicle | 42.84 | TRAL | OS Wingfield
6102 | Trailers - Light | Vehicle | 42.84 | TRAL | TSW Wingfield
6103 | Trailers - Light | Vehicle | 42.84 | TRAL | Apprentice Wingfield
6110 | Trailers - Light | Vehicle | 42.84 | TRAL | W/S - Select Labour
6112 | Trailers - Light | Vehicle | 42.84 | TRAL | Workshops Management
6220 | Trailers - Light | Vehicle | 42.84 | TRAL | Workshop Support
6221 | Trailers - Light | Vehicle | 42.84 | TRAL | Distribution T/frmrs
6222 | Trailers - Light | Vehicle | 42.84 | TRAL | Pad T/fmrs & Swtchge
6223 | Trailers - Light | Vehicle | 42.84 | TRAL | Sub Transformers
6224 | Trailers - Light | Vehicle | 42.84 | TRAL | Manufact & Fabricat
6225 | Trailers - Light | Vehicle | 42.84 | TRAL | Recl & HV Fuses
6226 | Trailers - Light | Vehicle | 42.84 | TRAL | Mtce & Oil Reclamat
6229 | Trailers - Light | Vehicle | 42.84 | TRAL | Cnsmbl-Manu'Trnsfrmr
6230 | Trailers - Light | Vehicle | 42.84 | TRAL | Secondary Design
6231 | Trailers - Light | Vehicle | 42.84 | TRAL | Engineering
6232 | Trailers - Light | Vehicle | 42.84 | TRAL | Primary Design
6234 | Trailers - Light | Vehicle | 42.84 | TRAL | Powerline Tech Serv
6235 | Trailers - Light | Vehicle | 42.84 | TRAL | Quality Of Supply
6236 | Trailers - Light | Vehicle | 42.84 | TRAL | Protection
6238 | Trailers - Light | Vehicle | 42.84 | TRAL | Engineering Delivery
6240 | Trailers - Light | Vehicle | 42.84 | TRAL | General - Batteries
6241 | Trailers - Light | Vehicle | 42.84 | TRAL | Field SCADA
6242 | Trailers - Light | Vehicle | 42.84 | TRAL | SCADA Technical
6243 | Trailers - Light | Vehicle | 42.84 | TRAL | Engineering Officers
6244 | Trailers - Light | Vehicle | 42.84 | TRAL | Recloser Workshop
6306 | Trailers - Light | Vehicle | 42.84 | TRAL | Design Services Mgnt
6307 | Trailers - Light | Vehicle | 42.84 | TRAL | Do Not Use
6308 | Trailers - Light | Vehicle | 42.84 | TRAL | Do Not Use
6320 | Trailers - Light | Vehicle | 42.84 | TRAL | Work Practices
6342 | Trailers - Light | Vehicle | 42.84 | TRAL | CSO - Vic Harb/KI
6343 | Trailers - Light | Vehicle | 42.84 | TRAL | CSO-Kadina
6344 | Trailers - Light | Vehicle | 42.84 | TRAL | CSO-Pt Augusta
6345 | Trailers - Light | Vehicle | 42.84 | TRAL | CSO-Mt Barker
6346 | Trailers - Light | Vehicle | 42.84 | TRAL | CSO-Naracoorte
6347 | Trailers - Light | Vehicle | 42.84 | TRAL | CSO-Nuriootpa
6400 | Trailers - Light | Vehicle | 42.84 | TRAL | FS Ops Support
6401 | Trailers - Light | Vehicle | 42.84 | TRAL | Powerline Estimating
6402 | Trailers - Light | Vehicle | 42.84 | TRAL | Field Services GM
6404 | Trailers - Light | Vehicle | 42.84 | TRAL | Dispatch Officers
6405 | Trailers - Light | Vehicle | 42.84 | TRAL | Contract Services
6406 | Trailers - Light | Vehicle | 42.84 | TRAL | DO NOT USE
6407 | Trailers - Light | Vehicle | 42.84 | TRAL | WCSR Manager
6410 | Trailers - Light | Vehicle | 42.84 | TRAL | Admin Metro North
6411 | Trailers - Light | Vehicle | 42.84 | TRAL | TSW Eliz ProjDONOTUS
6412 | Trailers - Light | Vehicle | 42.84 | TRAL | TSW Elizabeth
6413 | Trailers - Light | Vehicle | 42.84 | TRAL | Apprentices-ElizProj
6414 | Trailers - Light | Vehicle | 42.84 | TRAL | TSW Cust Conn North
6415 | Trailers - Light | Vehicle | 42.84 | TRAL | TSW Sub Mt Ancillary
6416 | Trailers - Light | Vehicle | 42.84 | TRAL | Apprentice-SubMtcAnc
6417 | Trailers - Light | Vehicle | 42.84 | TRAL | TSW CBD Projects
6418 | Trailers - Light | Vehicle | 42.84 | TRAL | Apprentices CBD Proj
6419 | Trailers - Light | Vehicle | 42.84 | TRAL | Apprentices Eliz
6420 | Trailers - Light | Vehicle | 42.84 | TRAL | Admin-Country South
6421 | Trailers - Light | Vehicle | 42.84 | TRAL | TSW Mt Barker
6422 | Trailers - Light | Vehicle | 42.84 | TRAL | TSW Murray Bridge
6423 | Trailers - Light | Vehicle | 42.84 | TRAL | TSW -Gumeracha
6425 | Trailers - Light | Vehicle | 42.84 | TRAL | Not In Use 2003
6426 | Trailers - Light | Vehicle | 42.84 | TRAL | Apprentices Mt Barke
6427 | Trailers - Light | Vehicle | 42.84 | TRAL | Not In Use 2003
6430 | Trailers - Light | Vehicle | 42.84 | TRAL | DO NOT USE
6432 | Trailers - Light | Vehicle | 42.84 | TRAL | TSW St Marys
6434 | Trailers - Light | Vehicle | 42.84 | TRAL | TSW Cust Conn South
6437 | Trailers - Light | Vehicle | 42.84 | TRAL | Apprentices-St Marys
6438 | Trailers - Light | Vehicle | 42.84 | TRAL | TSW CBD SR
6439 | Trailers - Light | Vehicle | 42.84 | TRAL | Apprentices CBD SR
6442 | Trailers - Light | Vehicle | 42.84 | TRAL | TSW P/Line-Victor Ha
6443 | Trailers - Light | Vehicle | 42.84 | TRAL | TSW-Kangaroo Island
6444 | Trailers - Light | Vehicle | 42.84 | TRAL | Apprentices-KI-VicHa
6450 | Trailers - Light | Vehicle | 42.84 | TRAL | Group Admin Sub
6452 | Trailers - Light | Vehicle | 42.84 | TRAL | TSW Sub Const
6456 | Trailers - Light | Vehicle | 42.84 | TRAL | TSW Substation Mtce
6458 | Trailers - Light | Vehicle | 42.84 | TRAL | TSW Apprentices Sub
6459 | Trailers - Light | Vehicle | 42.84 | TRAL | Transmiss Construct
6460 | Trailers - Light | Vehicle | 42.84 | TRAL | Delivery of Work
6461 | Trailers - Light | Vehicle | 42.84 | TRAL | Programming of Work
6462 | Trailers - Light | Vehicle | 42.84 | TRAL | TSW Lower Eyre Pen
6463 | Trailers - Light | Vehicle | 42.84 | TRAL | TSW Upper Eyre Penin
6464 | Trailers - Light | Vehicle | 42.84 | TRAL | Apprentices-EyrePen
6470 | Trailers - Light | Vehicle | 42.84 | TRAL | Admin-CON
6472 | Trailers - Light | Vehicle | 42.84 | TRAL | TSW Power Lin-Pt Aug
6473 | Trailers - Light | Vehicle | 42.84 | TRAL | Apprentices-PtAugust
6480 | Trailers - Light | Vehicle | 42.84 | TRAL | Admin-Clare
6482 | Trailers - Light | Vehicle | 42.84 | TRAL | TSW Clare/Nur
6483 | Trailers - Light | Vehicle | 42.84 | TRAL | TSW Yorke Peninsula
6484 | Trailers - Light | Vehicle | 42.84 | TRAL | Apprentices-Clare
6486 | Trailers - Light | Vehicle | 42.84 | TRAL | Apprentices-YorkePen
6490 | Trailers - Light | Vehicle | 42.84 | TRAL | Admin-Barmera
6492 | Trailers - Light | Vehicle | 42.84 | TRAL | TSW Power Line-Barm
6500 | Trailers - Light | Vehicle | 42.84 | TRAL | Admin-Mt Gambier
6502 | Trailers - Light | Vehicle | 42.84 | TRAL | TSW Lower South East
6503 | Trailers - Light | Vehicle | 42.84 | TRAL | TSW Upper South East
6504 | Trailers - Light | Vehicle | 42.84 | TRAL | Apprentices-LowerSE
6505 | Trailers - Light | Vehicle | 42.84 | TRAL | Apprentices-UpperSE
6506 | Trailers - Light | Vehicle | 42.84 | TRAL | TSW Interstate
6507 | Trailers - Light | Vehicle | 42.84 | TRAL | Apprentices - MB & G
6508 | Trailers - Light | Vehicle | 42.84 | TRAL | Apprentices - Barmer
6509 | Trailers - Light | Vehicle | 42.84 | TRAL | Apprentice Marleston
6510 | Trailers - Light | Vehicle | 42.84 | TRAL | Grp Admin Metro Sth
6511 | Trailers - Light | Vehicle | 42.84 | TRAL | TSW - Marleston
6512 | Trailers - Light | Vehicle | 42.84 | TRAL | TSW Morphett Vale
6513 | Trailers - Light | Vehicle | 42.84 | TRAL | TSW Holden Hill
6517 | Trailers - Light | Vehicle | 42.84 | TRAL | Asset Locators
6518 | Trailers - Light | Vehicle | 42.84 | TRAL | Apprentices MorphV
6519 | Trailers - Light | Vehicle | 42.84 | TRAL | High Load FS
6520 | Trailers - Light | Vehicle | 42.84 | TRAL | Mgr Switch Safe
6521 | Trailers - Light | Vehicle | 42.84 | TRAL | TSW - CRO South
6522 | Trailers - Light | Vehicle | 42.84 | TRAL | TSW - CRO North
6620 | Trailers - Light | Vehicle | 42.84 | TRAL | Country Ops Nth Mgr
6622 | Trailers - Light | Vehicle | 42.84 | TRAL | Ops Su Port Augusta
6623 | Trailers - Light | Vehicle | 42.84 | TRAL | Cont Supv -Clare/Nur
6624 | Trailers - Light | Vehicle | 42.84 | TRAL | Ops Supv -Yorke Pen
6625 | Trailers - Light | Vehicle | 42.84 | TRAL | Ops Supv Eyre Pen
6630 | Trailers - Light | Vehicle | 42.84 | TRAL | Country Ops Sth Mgr
6632 | Trailers - Light | Vehicle | 42.84 | TRAL | Ops Supv KI-VH
6633 | Trailers - Light | Vehicle | 42.84 | TRAL | Ops Supv Mt Barker
6634 | Trailers - Light | Vehicle | 42.84 | TRAL | Ops Supv MB/Gum
6635 | Trailers - Light | Vehicle | 42.84 | TRAL | Ops Supv Barmera
6636 | Trailers - Light | Vehicle | 42.84 | TRAL | Ops Supv Lower SE
6637 | Trailers - Light | Vehicle | 42.84 | TRAL | Ops Supv Upper SE
6640 | Trailers - Light | Vehicle | 42.84 | TRAL | Metro South Mgr
6642 | Trailers - Light | Vehicle | 42.84 | TRAL | OS Holden Hill
6643 | Trailers - Light | Vehicle | 42.84 | TRAL | Apprent Holden Hill
6644 | Trailers - Light | Vehicle | 42.84 | TRAL | Ops Supr Marleston
6645 | Trailers - Light | Vehicle | 42.84 | TRAL | OS Morphett Vale
6646 | Trailers - Light | Vehicle | 42.84 | TRAL | Ops Supv - SubMtcAnc
6648 | Trailers - Light | Vehicle | 42.84 | TRAL | Central Mgr
6649 | Trailers - Light | Vehicle | 42.84 | TRAL | OS CBD SR
6652 | Trailers - Light | Vehicle | 42.84 | TRAL | Ops Supv Sub Mtce
6654 | Trailers - Light | Vehicle | 42.84 | TRAL | Ops Supv Sub Const
6655 | Trailers - Light | Vehicle | 42.84 | TRAL | Field Officers
6657 | Trailers - Light | Vehicle | 42.84 | TRAL | OS Transm Construct
6660 | Trailers - Light | Vehicle | 42.84 | TRAL | Project Management
6662 | Trailers - Light | Vehicle | 42.84 | TRAL | PM Support
6665 | Trailers - Light | Vehicle | 42.84 | TRAL | Mgr Proj & Construct
6680 | Trailers - Light | Vehicle | 42.84 | TRAL | Property Management
6681 | Trailers - Light | Vehicle | 42.84 | TRAL | Grounds Team
6685 | Trailers - Light | Vehicle | 42.84 | TRAL | High Voltage Testing
6686 | Trailers - Light | Vehicle | 42.84 | TRAL | Switching Group
6690 | Trailers - Light | Vehicle | 42.84 | TRAL | Sub Maint Manager
6750 | Trailers - Light | Vehicle | 42.84 | TRAL | Telecomm & Tech Svcs
6820 | Trailers - Light | Vehicle | 42.84 | TRAL | Vegetation Ser Mgr
6825 | Trailers - Light | Vehicle | 42.84 | TRAL | Line Clearance Offic
6830 | Trailers - Light | Vehicle | 42.84 | TRAL | Telco Mgt
6831 | Trailers - Light | Vehicle | 42.84 | TRAL | Tel Field
6832 | Trailers - Light | Vehicle | 42.84 | TRAL | Tel Proj Mgt
6833 | Trailers - Light | Vehicle | 42.84 | TRAL | Telco Technical
6834 | Trailers - Light | Vehicle | 42.84 | TRAL | Tel CS Field
6901 | Trailers - Light | Vehicle | 42.84 | TRAL | Mgr Ops Planning
6902 | Trailers - Light | Vehicle | 42.84 | TRAL | Mgr Ops Del-Metro
6903 | Trailers - Light | Vehicle | 42.84 | TRAL | Mgr Ops Del-Regional
6998 | Trailers - Light | Vehicle | 42.84 | TRAL | Vehicle Cost Clearin
6999 | Trailers - Light | Vehicle | 42.84 | TRAL | Labour Overhead Clrg
9001 | Trailers - Light | Vehicle | 42.84 | TRAL | Field Servs. Allocn
600 | Trailers - Light Ext | Vehicle | 42.84 | TRALX | Supply Chain Mngment
601 | Trailers - Light Ext | Vehicle | 42.84 | TRALX | Logistics Redeployee
605 | Trailers - Light Ext | Vehicle | 42.84 | TRALX | Materials Supply Mgt
611 | Trailers - Light Ext | Vehicle | 42.84 | TRALX | Fleet Workshop
630 | Trailers - Light Ext | Vehicle | 42.84 | TRALX | Inventory Planning
640 | Trailers - Light Ext | Vehicle | 42.84 | TRALX | Pole Construction
641 | Trailers - Light Ext | Vehicle | 42.84 | TRALX | Mechanised Poles
660 | Trailers - Light Ext | Vehicle | 42.84 | TRALX | Warehouse&Distributi
665 | Trailers - Light Ext | Vehicle | 42.84 | TRALX | MetroLogFldOps
6010 | Trailers - Light Ext | Vehicle | 42.84 | TRALX | Metro North Mgr
6011 | Trailers - Light Ext | Vehicle | 42.84 | TRALX | Works Planners
6012 | Trailers - Light Ext | Vehicle | 42.84 | TRALX | OS Elizabeth
6013 | Trailers - Light Ext | Vehicle | 42.84 | TRALX | OS Eliz ProjDONOTUSE
6014 | Trailers - Light Ext | Vehicle | 42.84 | TRALX | Ops Supv CBD Proj
6015 | Trailers - Light Ext | Vehicle | 42.84 | TRALX | OS St Marys
6016 | Trailers - Light Ext | Vehicle | 42.84 | TRALX | OS Cust Con North
6017 | Trailers - Light Ext | Vehicle | 42.84 | TRALX | OS Cust Con South
6020 | Trailers - Light Ext | Vehicle | 42.84 | TRALX | PTS - BSC Reporting
6021 | Trailers - Light Ext | Vehicle | 42.84 | TRALX | Schedulers
6022 | Trailers - Light Ext | Vehicle | 42.84 | TRALX | Business Improvement
6023 | Trailers - Light Ext | Vehicle | 42.84 | TRALX | Substation Estimator
6100 | Trailers - Light Ext | Vehicle | 42.84 | TRALX | FS Business Perf
6101 | Trailers - Light Ext | Vehicle | 42.84 | TRALX | OS Wingfield
6102 | Trailers - Light Ext | Vehicle | 42.84 | TRALX | TSW Wingfield
6103 | Trailers - Light Ext | Vehicle | 42.84 | TRALX | Apprentice Wingfield
6110 | Trailers - Light Ext | Vehicle | 42.84 | TRALX | W/S - Select Labour
6220 | Trailers - Light Ext | Vehicle | 42.84 | TRALX | Workshop Support
6221 | Trailers - Light Ext | Vehicle | 42.84 | TRALX | Distribution T/frmrs
6222 | Trailers - Light Ext | Vehicle | 42.84 | TRALX | Pad T/fmrs & Swtchge
6223 | Trailers - Light Ext | Vehicle | 42.84 | TRALX | Sub Transformers
6224 | Trailers - Light Ext | Vehicle | 42.84 | TRALX | Manufact & Fabricat
6225 | Trailers - Light Ext | Vehicle | 42.84 | TRALX | Recl & HV Fuses
6226 | Trailers - Light Ext | Vehicle | 42.84 | TRALX | Mtce & Oil Reclamat
6229 | Trailers - Light Ext | Vehicle | 42.84 | TRALX | Cnsmbl-Manu'Trnsfrmr
6230 | Trailers - Light Ext | Vehicle | 42.84 | TRALX | Secondary Design
6231 | Trailers - Light Ext | Vehicle | 42.84 | TRALX | Engineering
6232 | Trailers - Light Ext | Vehicle | 42.84 | TRALX | Primary Design
6234 | Trailers - Light Ext | Vehicle | 42.84 | TRALX | Powerline Tech Serv
6235 | Trailers - Light Ext | Vehicle | 42.84 | TRALX | Quality Of Supply
6236 | Trailers - Light Ext | Vehicle | 42.84 | TRALX | Protection
6238 | Trailers - Light Ext | Vehicle | 42.84 | TRALX | Engineering Delivery
6240 | Trailers - Light Ext | Vehicle | 42.84 | TRALX | General - Batteries
6241 | Trailers - Light Ext | Vehicle | 42.84 | TRALX | Field SCADA
6242 | Trailers - Light Ext | Vehicle | 42.84 | TRALX | SCADA Technical
6243 | Trailers - Light Ext | Vehicle | 42.84 | TRALX | Engineering Officers
6244 | Trailers - Light Ext | Vehicle | 42.84 | TRALX | Recloser Workshop
6306 | Trailers - Light Ext | Vehicle | 42.84 | TRALX | Design Services Mgnt
6307 | Trailers - Light Ext | Vehicle | 42.84 | TRALX | Do Not Use
6308 | Trailers - Light Ext | Vehicle | 42.84 | TRALX | Do Not Use
6320 | Trailers - Light Ext | Vehicle | 42.84 | TRALX | Work Practices
6342 | Trailers - Light Ext | Vehicle | 42.84 | TRALX | CSO - Vic Harb/KI
6343 | Trailers - Light Ext | Vehicle | 42.84 | TRALX | CSO-Kadina
6344 | Trailers - Light Ext | Vehicle | 42.84 | TRALX | CSO-Pt Augusta
6345 | Trailers - Light Ext | Vehicle | 42.84 | TRALX | CSO-Mt Barker
6346 | Trailers - Light Ext | Vehicle | 42.84 | TRALX | CSO-Naracoorte
6347 | Trailers - Light Ext | Vehicle | 42.84 | TRALX | CSO-Nuriootpa
6400 | Trailers - Light Ext | Vehicle | 42.84 | TRALX | FS Ops Support
6401 | Trailers - Light Ext | Vehicle | 42.84 | TRALX | Powerline Estimating
6402 | Trailers - Light Ext | Vehicle | 42.84 | TRALX | Field Services GM
6404 | Trailers - Light Ext | Vehicle | 42.84 | TRALX | Dispatch Officers
6405 | Trailers - Light Ext | Vehicle | 42.84 | TRALX | Contract Services
6406 | Trailers - Light Ext | Vehicle | 42.84 | TRALX | DO NOT USE
6407 | Trailers - Light Ext | Vehicle | 42.84 | TRALX | WCSR Manager
6410 | Trailers - Light Ext | Vehicle | 42.84 | TRALX | Admin Metro North
6411 | Trailers - Light Ext | Vehicle | 42.84 | TRALX | TSW Eliz ProjDONOTUS
6412 | Trailers - Light Ext | Vehicle | 42.84 | TRALX | TSW Elizabeth
6413 | Trailers - Light Ext | Vehicle | 42.84 | TRALX | Apprentices-ElizProj
6414 | Trailers - Light Ext | Vehicle | 42.84 | TRALX | TSW Cust Conn North
6415 | Trailers - Light Ext | Vehicle | 42.84 | TRALX | TSW Sub Mt Ancillary
6416 | Trailers - Light Ext | Vehicle | 42.84 | TRALX | Apprentice-SubMtcAnc
6417 | Trailers - Light Ext | Vehicle | 42.84 | TRALX | TSW CBD Projects
6418 | Trailers - Light Ext | Vehicle | 42.84 | TRALX | Apprentices CBD Proj
6419 | Trailers - Light Ext | Vehicle | 42.84 | TRALX | Apprentices Eliz
6420 | Trailers - Light Ext | Vehicle | 42.84 | TRALX | Admin-Country South
6421 | Trailers - Light Ext | Vehicle | 42.84 | TRALX | TSW Mt Barker
6422 | Trailers - Light Ext | Vehicle | 42.84 | TRALX | TSW Murray Bridge
6423 | Trailers - Light Ext | Vehicle | 42.84 | TRALX | TSW -Gumeracha
6425 | Trailers - Light Ext | Vehicle | 42.84 | TRALX | Not In Use 2003
6426 | Trailers - Light Ext | Vehicle | 42.84 | TRALX | Apprentices Mt Barke
6427 | Trailers - Light Ext | Vehicle | 42.84 | TRALX | Not In Use 2003
6430 | Trailers - Light Ext | Vehicle | 42.84 | TRALX | DO NOT USE
6432 | Trailers - Light Ext | Vehicle | 42.84 | TRALX | TSW St Marys
6434 | Trailers - Light Ext | Vehicle | 42.84 | TRALX | TSW Cust Conn South
6437 | Trailers - Light Ext | Vehicle | 42.84 | TRALX | Apprentices-St Marys
6438 | Trailers - Light Ext | Vehicle | 42.84 | TRALX | TSW CBD SR
6439 | Trailers - Light Ext | Vehicle | 42.84 | TRALX | Apprentices CBD SR
6442 | Trailers - Light Ext | Vehicle | 42.84 | TRALX | TSW P/Line-Victor Ha
6443 | Trailers - Light Ext | Vehicle | 42.84 | TRALX | TSW-Kangaroo Island
6444 | Trailers - Light Ext | Vehicle | 42.84 | TRALX | Apprentices-KI-VicHa
6450 | Trailers - Light Ext | Vehicle | 42.84 | TRALX | Group Admin Sub
6452 | Trailers - Light Ext | Vehicle | 42.84 | TRALX | TSW Sub Const
6456 | Trailers - Light Ext | Vehicle | 42.84 | TRALX | TSW Substation Mtce
6459 | Trailers - Light Ext | Vehicle | 42.84 | TRALX | Transmiss Construct
6462 | Trailers - Light Ext | Vehicle | 42.84 | TRALX | TSW Lower Eyre Pen
6463 | Trailers - Light Ext | Vehicle | 42.84 | TRALX | TSW Upper Eyre Penin
6464 | Trailers - Light Ext | Vehicle | 42.84 | TRALX | Apprentices-EyrePen
6470 | Trailers - Light Ext | Vehicle | 42.84 | TRALX | Admin-CON
6472 | Trailers - Light Ext | Vehicle | 42.84 | TRALX | TSW Power Lin-Pt Aug
6473 | Trailers - Light Ext | Vehicle | 42.84 | TRALX | Apprentices-PtAugust
6480 | Trailers - Light Ext | Vehicle | 42.84 | TRALX | Admin-Clare
6482 | Trailers - Light Ext | Vehicle | 42.84 | TRALX | TSW Clare/Nur
6483 | Trailers - Light Ext | Vehicle | 42.84 | TRALX | TSW Yorke Peninsula
6484 | Trailers - Light Ext | Vehicle | 42.84 | TRALX | Apprentices-Clare
6486 | Trailers - Light Ext | Vehicle | 42.84 | TRALX | Apprentices-YorkePen
6490 | Trailers - Light Ext | Vehicle | 42.84 | TRALX | Admin-Barmera
6492 | Trailers - Light Ext | Vehicle | 42.84 | TRALX | TSW Power Line-Barm
6500 | Trailers - Light Ext | Vehicle | 42.84 | TRALX | Admin-Mt Gambier
6502 | Trailers - Light Ext | Vehicle | 42.84 | TRALX | TSW Lower South East
6503 | Trailers - Light Ext | Vehicle | 42.84 | TRALX | TSW Upper South East
6504 | Trailers - Light Ext | Vehicle | 42.84 | TRALX | Apprentices-LowerSE
6505 | Trailers - Light Ext | Vehicle | 42.84 | TRALX | Apprentices-UpperSE
6506 | Trailers - Light Ext | Vehicle | 42.84 | TRALX | TSW Interstate
6507 | Trailers - Light Ext | Vehicle | 42.84 | TRALX | Apprentices - MB & G
6508 | Trailers - Light Ext | Vehicle | 42.84 | TRALX | Apprentices - Barmer
6509 | Trailers - Light Ext | Vehicle | 42.84 | TRALX | Apprentice Marleston
6510 | Trailers - Light Ext | Vehicle | 42.84 | TRALX | Grp Admin Metro Sth
6511 | Trailers - Light Ext | Vehicle | 42.84 | TRALX | TSW - Marleston
6512 | Trailers - Light Ext | Vehicle | 42.84 | TRALX | TSW Morphett Vale
6513 | Trailers - Light Ext | Vehicle | 42.84 | TRALX | TSW Holden Hill
6517 | Trailers - Light Ext | Vehicle | 42.84 | TRALX | Asset Locators
6518 | Trailers - Light Ext | Vehicle | 42.84 | TRALX | Apprentices MorphV
6519 | Trailers - Light Ext | Vehicle | 42.84 | TRALX | High Load FS
6520 | Trailers - Light Ext | Vehicle | 42.84 | TRALX | Mgr Switch Safe
6521 | Trailers - Light Ext | Vehicle | 42.84 | TRALX | TSW - CRO South
6522 | Trailers - Light Ext | Vehicle | 42.84 | TRALX | TSW - CRO North
6620 | Trailers - Light Ext | Vehicle | 42.84 | TRALX | Country Ops Nth Mgr
6622 | Trailers - Light Ext | Vehicle | 42.84 | TRALX | Ops Su Port Augusta
6623 | Trailers - Light Ext | Vehicle | 42.84 | TRALX | Cont Supv -Clare/Nur
6624 | Trailers - Light Ext | Vehicle | 42.84 | TRALX | Ops Supv -Yorke Pen
6625 | Trailers - Light Ext | Vehicle | 42.84 | TRALX | Ops Supv Eyre Pen
6630 | Trailers - Light Ext | Vehicle | 42.84 | TRALX | Country Ops Sth Mgr
6632 | Trailers - Light Ext | Vehicle | 42.84 | TRALX | Ops Supv KI-VH
6633 | Trailers - Light Ext | Vehicle | 42.84 | TRALX | Ops Supv Mt Barker
6634 | Trailers - Light Ext | Vehicle | 42.84 | TRALX | Ops Supv MB/Gum
6635 | Trailers - Light Ext | Vehicle | 42.84 | TRALX | Ops Supv Barmera
6636 | Trailers - Light Ext | Vehicle | 42.84 | TRALX | Ops Supv Lower SE
6637 | Trailers - Light Ext | Vehicle | 42.84 | TRALX | Ops Supv Upper SE
6640 | Trailers - Light Ext | Vehicle | 42.84 | TRALX | Metro South Mgr
6642 | Trailers - Light Ext | Vehicle | 42.84 | TRALX | OS Holden Hill
6643 | Trailers - Light Ext | Vehicle | 42.84 | TRALX | Apprent Holden Hill
6644 | Trailers - Light Ext | Vehicle | 42.84 | TRALX | Ops Supr Marleston
6645 | Trailers - Light Ext | Vehicle | 42.84 | TRALX | OS Morphett Vale
6646 | Trailers - Light Ext | Vehicle | 42.84 | TRALX | Ops Supv - SubMtcAnc
6648 | Trailers - Light Ext | Vehicle | 42.84 | TRALX | Central Mgr
6649 | Trailers - Light Ext | Vehicle | 42.84 | TRALX | OS CBD SR
6652 | Trailers - Light Ext | Vehicle | 42.84 | TRALX | Ops Supv Sub Mtce
6654 | Trailers - Light Ext | Vehicle | 42.84 | TRALX | Ops Supv Sub Const
6655 | Trailers - Light Ext | Vehicle | 42.84 | TRALX | Field Officers
6657 | Trailers - Light Ext | Vehicle | 42.84 | TRALX | OS Transm Construct
6660 | Trailers - Light Ext | Vehicle | 42.84 | TRALX | Project Management
6662 | Trailers - Light Ext | Vehicle | 42.84 | TRALX | PM Support
6665 | Trailers - Light Ext | Vehicle | 42.84 | TRALX | Mgr Proj & Construct
6680 | Trailers - Light Ext | Vehicle | 42.84 | TRALX | Property Management
6681 | Trailers - Light Ext | Vehicle | 42.84 | TRALX | Grounds Team
6685 | Trailers - Light Ext | Vehicle | 42.84 | TRALX | High Voltage Testing
6686 | Trailers - Light Ext | Vehicle | 42.84 | TRALX | Switching Group
6690 | Trailers - Light Ext | Vehicle | 42.84 | TRALX | Sub Maint Manager
6750 | Trailers - Light Ext | Vehicle | 42.84 | TRALX | Telecomm & Tech Svcs
6820 | Trailers - Light Ext | Vehicle | 42.84 | TRALX | Vegetation Ser Mgr
6825 | Trailers - Light Ext | Vehicle | 42.84 | TRALX | Line Clearance Offic
6830 | Trailers - Light Ext | Vehicle | 42.84 | TRALX | Telco Mgt
6831 | Trailers - Light Ext | Vehicle | 42.84 | TRALX | Tel Field
6832 | Trailers - Light Ext | Vehicle | 42.84 | TRALX | Tel Proj Mgt
6833 | Trailers - Light Ext | Vehicle | 42.84 | TRALX | Telco Technical
6834 | Trailers - Light Ext | Vehicle | 42.84 | TRALX | Tel CS Field
6901 | Trailers - Light Ext | Vehicle | 42.84 | TRALX | Mgr Ops Planning
6903 | Trailers - Light Ext | Vehicle | 42.84 | TRALX | Mgr Ops Del-Regional
6998 | Trailers - Light Ext | Vehicle | 42.84 | TRALX | Vehicle Cost Clearin
6999 | Trailers - Light Ext | Vehicle | 42.84 | TRALX | Labour Overhead Clrg
9001 | Trailers - Light Ext | Vehicle | 42.84 | TRALX | Field Servs. Allocn
600c1 | Trailers - Medium | Vehicle | 26.06 | TRAM | Supply Chain Mngment
601c2 | Trailers - Medium | Vehicle | 26.06 | TRAM | Logistics Redeployee
605c3 | Trailers - Medium | Vehicle | 26.06 | TRAM | Materials Supply Mgt
611c4 | Trailers - Medium | Vehicle | 26.06 | TRAM | Fleet Workshop
630c5 | Trailers - Medium | Vehicle | 26.06 | TRAM | Inventory Planning
640c6 | Trailers - Medium | Vehicle | 26.06 | TRAM | Pole Construction
641c7 | Trailers - Medium | Vehicle | 26.06 | TRAM | Mechanised Poles
660c8 | Trailers - Medium | Vehicle | 26.06 | TRAM | Warehouse&Distributi
665c9 | Trailers - Medium | Vehicle | 26.06 | TRAM | MetroLogFldOps
6010 | Trailers - Medium | Vehicle | 26.06 | TRAM | Metro North Mgr
6011 | Trailers - Medium | Vehicle | 26.06 | TRAM | Works Planners
6012 | Trailers - Medium | Vehicle | 26.06 | TRAM | OS Elizabeth
6013 | Trailers - Medium | Vehicle | 26.06 | TRAM | OS Eliz ProjDONOTUSE
6014 | Trailers - Medium | Vehicle | 26.06 | TRAM | Ops Supv CBD Proj
6015 | Trailers - Medium | Vehicle | 26.06 | TRAM | OS St Marys
6016 | Trailers - Medium | Vehicle | 26.06 | TRAM | OS Cust Con North
6017 | Trailers - Medium | Vehicle | 26.06 | TRAM | OS Cust Con South
6020 | Trailers - Medium | Vehicle | 26.06 | TRAM | PTS - BSC Reporting
6021 | Trailers - Medium | Vehicle | 26.06 | TRAM | Schedulers
6022 | Trailers - Medium | Vehicle | 26.06 | TRAM | Business Improvement
6023 | Trailers - Medium | Vehicle | 26.06 | TRAM | Substation Estimator
6028 | Trailers - Medium | Vehicle | 26.06 | TRAM | Apprentice CC Sth
6029 | Trailers - Medium | Vehicle | 26.06 | TRAM | Apprentice CC Nth
6032 | Trailers - Medium | Vehicle | 26.06 | TRAM | Powerline Design
6100 | Trailers - Medium | Vehicle | 26.06 | TRAM | FS Business Perf
6101 | Trailers - Medium | Vehicle | 26.06 | TRAM | OS Wingfield
6102 | Trailers - Medium | Vehicle | 26.06 | TRAM | TSW Wingfield
6103 | Trailers - Medium | Vehicle | 26.06 | TRAM | Apprentice Wingfield
6110 | Trailers - Medium | Vehicle | 26.06 | TRAM | W/S - Select Labour
6112 | Trailers - Medium | Vehicle | 26.06 | TRAM | Workshops Management
6220 | Trailers - Medium | Vehicle | 26.06 | TRAM | Workshop Support
6221 | Trailers - Medium | Vehicle | 26.06 | TRAM | Distribution T/frmrs
6222 | Trailers - Medium | Vehicle | 26.06 | TRAM | Pad T/fmrs & Swtchge
6223 | Trailers - Medium | Vehicle | 26.06 | TRAM | Sub Transformers
6224 | Trailers - Medium | Vehicle | 26.06 | TRAM | Manufact & Fabricat
6225 | Trailers - Medium | Vehicle | 26.06 | TRAM | Recl & HV Fuses
6226 | Trailers - Medium | Vehicle | 26.06 | TRAM | Mtce & Oil Reclamat
6229 | Trailers - Medium | Vehicle | 26.06 | TRAM | Cnsmbl-Manu'Trnsfrmr
6230 | Trailers - Medium | Vehicle | 26.06 | TRAM | Secondary Design
6231 | Trailers - Medium | Vehicle | 26.06 | TRAM | Engineering
6232 | Trailers - Medium | Vehicle | 26.06 | TRAM | Primary Design
6234 | Trailers - Medium | Vehicle | 26.06 | TRAM | Powerline Tech Serv
6235 | Trailers - Medium | Vehicle | 26.06 | TRAM | Quality Of Supply
6236 | Trailers - Medium | Vehicle | 26.06 | TRAM | Protection
6238 | Trailers - Medium | Vehicle | 26.06 | TRAM | Engineering Delivery
6240 | Trailers - Medium | Vehicle | 26.06 | TRAM | General - Batteries
6241 | Trailers - Medium | Vehicle | 26.06 | TRAM | Field SCADA
6242 | Trailers - Medium | Vehicle | 26.06 | TRAM | SCADA Technical
6243 | Trailers - Medium | Vehicle | 26.06 | TRAM | Engineering Officers
6244 | Trailers - Medium | Vehicle | 26.06 | TRAM | Recloser Workshop
6306 | Trailers - Medium | Vehicle | 26.06 | TRAM | Design Services Mgnt
6307 | Trailers - Medium | Vehicle | 26.06 | TRAM | Do Not Use
6308 | Trailers - Medium | Vehicle | 26.06 | TRAM | Do Not Use
6320 | Trailers - Medium | Vehicle | 26.06 | TRAM | Work Practices
6342 | Trailers - Medium | Vehicle | 26.06 | TRAM | CSO - Vic Harb/KI
6343 | Trailers - Medium | Vehicle | 26.06 | TRAM | CSO-Kadina
6344 | Trailers - Medium | Vehicle | 26.06 | TRAM | CSO-Pt Augusta
6345 | Trailers - Medium | Vehicle | 26.06 | TRAM | CSO-Mt Barker
6346 | Trailers - Medium | Vehicle | 26.06 | TRAM | CSO-Naracoorte
6347 | Trailers - Medium | Vehicle | 26.06 | TRAM | CSO-Nuriootpa
6400 | Trailers - Medium | Vehicle | 26.06 | TRAM | FS Ops Support
6401 | Trailers - Medium | Vehicle | 26.06 | TRAM | Powerline Estimating
6402 | Trailers - Medium | Vehicle | 26.06 | TRAM | Field Services GM
6404 | Trailers - Medium | Vehicle | 26.06 | TRAM | Dispatch Officers
6405 | Trailers - Medium | Vehicle | 26.06 | TRAM | Contract Services
6406 | Trailers - Medium | Vehicle | 26.06 | TRAM | DO NOT USE
6407 | Trailers - Medium | Vehicle | 26.06 | TRAM | WCSR Manager
6410 | Trailers - Medium | Vehicle | 26.06 | TRAM | Admin Metro North
6411 | Trailers - Medium | Vehicle | 26.06 | TRAM | TSW Eliz ProjDONOTUS
6412 | Trailers - Medium | Vehicle | 26.06 | TRAM | TSW Elizabeth
6413 | Trailers - Medium | Vehicle | 26.06 | TRAM | Apprentices-ElizProj
6414 | Trailers - Medium | Vehicle | 26.06 | TRAM | TSW Cust Conn North
6415 | Trailers - Medium | Vehicle | 26.06 | TRAM | TSW Sub Mt Ancillary
6416 | Trailers - Medium | Vehicle | 26.06 | TRAM | Apprentice-SubMtcAnc
6417 | Trailers - Medium | Vehicle | 26.06 | TRAM | TSW CBD Projects
6418 | Trailers - Medium | Vehicle | 26.06 | TRAM | Apprentices CBD Proj
6419 | Trailers - Medium | Vehicle | 26.06 | TRAM | Apprentices Eliz
6420 | Trailers - Medium | Vehicle | 26.06 | TRAM | Admin-Country South
6421 | Trailers - Medium | Vehicle | 26.06 | TRAM | TSW Mt Barker
6422 | Trailers - Medium | Vehicle | 26.06 | TRAM | TSW Murray Bridge
6423 | Trailers - Medium | Vehicle | 26.06 | TRAM | TSW -Gumeracha
6425 | Trailers - Medium | Vehicle | 26.06 | TRAM | Not In Use 2003
6426 | Trailers - Medium | Vehicle | 26.06 | TRAM | Apprentices Mt Barke
6427 | Trailers - Medium | Vehicle | 26.06 | TRAM | Not In Use 2003
6430 | Trailers - Medium | Vehicle | 26.06 | TRAM | DO NOT USE
6432 | Trailers - Medium | Vehicle | 26.06 | TRAM | TSW St Marys
6434 | Trailers - Medium | Vehicle | 26.06 | TRAM | TSW Cust Conn South
6437 | Trailers - Medium | Vehicle | 26.06 | TRAM | Apprentices-St Marys
6438 | Trailers - Medium | Vehicle | 26.06 | TRAM | TSW CBD SR
6439 | Trailers - Medium | Vehicle | 26.06 | TRAM | Apprentices CBD SR
6442 | Trailers - Medium | Vehicle | 26.06 | TRAM | TSW P/Line-Victor Ha
6443 | Trailers - Medium | Vehicle | 26.06 | TRAM | TSW-Kangaroo Island
6444 | Trailers - Medium | Vehicle | 26.06 | TRAM | Apprentices-KI-VicHa
6450 | Trailers - Medium | Vehicle | 26.06 | TRAM | Group Admin Sub
6452 | Trailers - Medium | Vehicle | 26.06 | TRAM | TSW Sub Const
6456 | Trailers - Medium | Vehicle | 26.06 | TRAM | TSW Substation Mtce
6458 | Trailers - Medium | Vehicle | 26.06 | TRAM | TSW Apprentices Sub
6459 | Trailers - Medium | Vehicle | 26.06 | TRAM | Transmiss Construct
6460 | Trailers - Medium | Vehicle | 26.06 | TRAM | Delivery of Work
6461 | Trailers - Medium | Vehicle | 26.06 | TRAM | Programming of Work
6462 | Trailers - Medium | Vehicle | 26.06 | TRAM | TSW Lower Eyre Pen
6463 | Trailers - Medium | Vehicle | 26.06 | TRAM | TSW Upper Eyre Penin
6464 | Trailers - Medium | Vehicle | 26.06 | TRAM | Apprentices-EyrePen
6470 | Trailers - Medium | Vehicle | 26.06 | TRAM | Admin-CON
6472 | Trailers - Medium | Vehicle | 26.06 | TRAM | TSW Power Lin-Pt Aug
6473 | Trailers - Medium | Vehicle | 26.06 | TRAM | Apprentices-PtAugust
6480 | Trailers - Medium | Vehicle | 26.06 | TRAM | Admin-Clare
6482 | Trailers - Medium | Vehicle | 26.06 | TRAM | TSW Clare/Nur
6483 | Trailers - Medium | Vehicle | 26.06 | TRAM | TSW Yorke Peninsula
6484 | Trailers - Medium | Vehicle | 26.06 | TRAM | Apprentices-Clare
6486 | Trailers - Medium | Vehicle | 26.06 | TRAM | Apprentices-YorkePen
6490 | Trailers - Medium | Vehicle | 26.06 | TRAM | Admin-Barmera
6492 | Trailers - Medium | Vehicle | 26.06 | TRAM | TSW Power Line-Barm
6500 | Trailers - Medium | Vehicle | 26.06 | TRAM | Admin-Mt Gambier
6502 | Trailers - Medium | Vehicle | 26.06 | TRAM | TSW Lower South East
6503 | Trailers - Medium | Vehicle | 26.06 | TRAM | TSW Upper South East
6504 | Trailers - Medium | Vehicle | 26.06 | TRAM | Apprentices-LowerSE
6505 | Trailers - Medium | Vehicle | 26.06 | TRAM | Apprentices-UpperSE
6506 | Trailers - Medium | Vehicle | 26.06 | TRAM | TSW Interstate
6507 | Trailers - Medium | Vehicle | 26.06 | TRAM | Apprentices - MB & G
6508 | Trailers - Medium | Vehicle | 26.06 | TRAM | Apprentices - Barmer
6509 | Trailers - Medium | Vehicle | 26.06 | TRAM | Apprentice Marleston
6510 | Trailers - Medium | Vehicle | 26.06 | TRAM | Grp Admin Metro Sth
6511 | Trailers - Medium | Vehicle | 26.06 | TRAM | TSW - Marleston
6512 | Trailers - Medium | Vehicle | 26.06 | TRAM | TSW Morphett Vale
6513 | Trailers - Medium | Vehicle | 26.06 | TRAM | TSW Holden Hill
6517 | Trailers - Medium | Vehicle | 26.06 | TRAM | Asset Locators
6518 | Trailers - Medium | Vehicle | 26.06 | TRAM | Apprentices MorphV
6519 | Trailers - Medium | Vehicle | 26.06 | TRAM | High Load FS
6520 | Trailers - Medium | Vehicle | 26.06 | TRAM | Mgr Switch Safe
6521 | Trailers - Medium | Vehicle | 26.06 | TRAM | TSW - CRO South
6522 | Trailers - Medium | Vehicle | 26.06 | TRAM | TSW - CRO North
6620 | Trailers - Medium | Vehicle | 26.06 | TRAM | Country Ops Nth Mgr
6622 | Trailers - Medium | Vehicle | 26.06 | TRAM | Ops Su Port Augusta
6623 | Trailers - Medium | Vehicle | 26.06 | TRAM | Cont Supv -Clare/Nur
6624 | Trailers - Medium | Vehicle | 26.06 | TRAM | Ops Supv -Yorke Pen
6625 | Trailers - Medium | Vehicle | 26.06 | TRAM | Ops Supv Eyre Pen
6630 | Trailers - Medium | Vehicle | 26.06 | TRAM | Country Ops Sth Mgr
6632 | Trailers - Medium | Vehicle | 26.06 | TRAM | Ops Supv KI-VH
6633 | Trailers - Medium | Vehicle | 26.06 | TRAM | Ops Supv Mt Barker
6634 | Trailers - Medium | Vehicle | 26.06 | TRAM | Ops Supv MB/Gum
6635 | Trailers - Medium | Vehicle | 26.06 | TRAM | Ops Supv Barmera
6636 | Trailers - Medium | Vehicle | 26.06 | TRAM | Ops Supv Lower SE
6637 | Trailers - Medium | Vehicle | 26.06 | TRAM | Ops Supv Upper SE
6640 | Trailers - Medium | Vehicle | 26.06 | TRAM | Metro South Mgr
6642 | Trailers - Medium | Vehicle | 26.06 | TRAM | OS Holden Hill
6643 | Trailers - Medium | Vehicle | 26.06 | TRAM | Apprent Holden Hill
6644 | Trailers - Medium | Vehicle | 26.06 | TRAM | Ops Supr Marleston
6645 | Trailers - Medium | Vehicle | 26.06 | TRAM | OS Morphett Vale
6646 | Trailers - Medium | Vehicle | 26.06 | TRAM | Ops Supv - SubMtcAnc
6648 | Trailers - Medium | Vehicle | 26.06 | TRAM | Central Mgr
6649 | Trailers - Medium | Vehicle | 26.06 | TRAM | OS CBD SR
6652 | Trailers - Medium | Vehicle | 26.06 | TRAM | Ops Supv Sub Mtce
6654 | Trailers - Medium | Vehicle | 26.06 | TRAM | Ops Supv Sub Const
6655 | Trailers - Medium | Vehicle | 26.06 | TRAM | Field Officers
6657 | Trailers - Medium | Vehicle | 26.06 | TRAM | OS Transm Construct
6660 | Trailers - Medium | Vehicle | 26.06 | TRAM | Project Management
6662 | Trailers - Medium | Vehicle | 26.06 | TRAM | PM Support
6665 | Trailers - Medium | Vehicle | 26.06 | TRAM | Mgr Proj & Construct
6680 | Trailers - Medium | Vehicle | 26.06 | TRAM | Property Management
6681 | Trailers - Medium | Vehicle | 26.06 | TRAM | Grounds Team
6685 | Trailers - Medium | Vehicle | 26.06 | TRAM | High Voltage Testing
6686 | Trailers - Medium | Vehicle | 26.06 | TRAM | Switching Group
6690 | Trailers - Medium | Vehicle | 26.06 | TRAM | Sub Maint Manager
6750 | Trailers - Medium | Vehicle | 26.06 | TRAM | Telecomm & Tech Svcs
6820 | Trailers - Medium | Vehicle | 26.06 | TRAM | Vegetation Ser Mgr
6825 | Trailers - Medium | Vehicle | 26.06 | TRAM | Line Clearance Offic
6830 | Trailers - Medium | Vehicle | 26.06 | TRAM | Telco Mgt
6831 | Trailers - Medium | Vehicle | 26.06 | TRAM | Tel Field
6832 | Trailers - Medium | Vehicle | 26.06 | TRAM | Tel Proj Mgt
6833 | Trailers - Medium | Vehicle | 26.06 | TRAM | Telco Technical
6834 | Trailers - Medium | Vehicle | 26.06 | TRAM | Tel CS Field
6901 | Trailers - Medium | Vehicle | 26.06 | TRAM | Mgr Ops Planning
6902 | Trailers - Medium | Vehicle | 26.06 | TRAM | Mgr Ops Del-Metro
6903 | Trailers - Medium | Vehicle | 26.06 | TRAM | Mgr Ops Del-Regional
6998 | Trailers - Medium | Vehicle | 26.06 | TRAM | Vehicle Cost Clearin
6999 | Trailers - Medium | Vehicle | 26.06 | TRAM | Labour Overhead Clrg
9001 | Trailers - Medium | Vehicle | 26.06 | TRAM | Field Servs. Allocn
600 | Trailers - Semi | Vehicle | 36.27 | TRAH | Supply Chain Mngment
601 | Trailers - Semi | Vehicle | 36.27 | TRAH | Logistics Redeployee
605 | Trailers - Semi | Vehicle | 36.27 | TRAH | Materials Supply Mgt
611 | Trailers - Semi | Vehicle | 36.27 | TRAH | Fleet Workshop
630 | Trailers - Semi | Vehicle | 36.27 | TRAH | Inventory Planning
640 | Trailers - Semi | Vehicle | 36.27 | TRAH | Pole Construction
641 | Trailers - Semi | Vehicle | 36.27 | TRAH | Mechanised Poles
660 | Trailers - Semi | Vehicle | 36.27 | TRAH | Warehouse&Distributi
664 | Trailers - Semi | Vehicle | 36.27 | TRAH | RegionalLogFldOps
665 | Trailers - Semi | Vehicle | 36.27 | TRAH | MetroLogFldOps
6010 | Trailers - Semi | Vehicle | 36.27 | TRAH | Metro North Mgr
6011 | Trailers - Semi | Vehicle | 36.27 | TRAH | Works Planners
6012 | Trailers - Semi | Vehicle | 36.27 | TRAH | OS Elizabeth
6013 | Trailers - Semi | Vehicle | 36.27 | TRAH | OS Eliz ProjDONOTUSE
6014 | Trailers - Semi | Vehicle | 36.27 | TRAH | Ops Supv CBD Proj
6015 | Trailers - Semi | Vehicle | 36.27 | TRAH | OS St Marys
6016 | Trailers - Semi | Vehicle | 36.27 | TRAH | OS Cust Con North
6017 | Trailers - Semi | Vehicle | 36.27 | TRAH | OS Cust Con South
6020 | Trailers - Semi | Vehicle | 36.27 | TRAH | PTS - BSC Reporting
6021 | Trailers - Semi | Vehicle | 36.27 | TRAH | Schedulers
6022 | Trailers - Semi | Vehicle | 36.27 | TRAH | Business Improvement
6023 | Trailers - Semi | Vehicle | 36.27 | TRAH | Substation Estimator
6028 | Trailers - Semi | Vehicle | 36.27 | TRAH | Apprentice CC Sth
6029 | Trailers - Semi | Vehicle | 36.27 | TRAH | Apprentice CC Nth
6032 | Trailers - Semi | Vehicle | 36.27 | TRAH | Powerline Design
6100 | Trailers - Semi | Vehicle | 36.27 | TRAH | FS Business Perf
6101 | Trailers - Semi | Vehicle | 36.27 | TRAH | OS Wingfield
6102 | Trailers - Semi | Vehicle | 36.27 | TRAH | TSW Wingfield
6103 | Trailers - Semi | Vehicle | 36.27 | TRAH | Apprentice Wingfield
6110 | Trailers - Semi | Vehicle | 36.27 | TRAH | W/S - Select Labour
6112 | Trailers - Semi | Vehicle | 36.27 | TRAH | Workshops Management
6220 | Trailers - Semi | Vehicle | 36.27 | TRAH | Workshop Support
6221 | Trailers - Semi | Vehicle | 36.27 | TRAH | Distribution T/frmrs
6222 | Trailers - Semi | Vehicle | 36.27 | TRAH | Pad T/fmrs & Swtchge
6223 | Trailers - Semi | Vehicle | 36.27 | TRAH | Sub Transformers
6224 | Trailers - Semi | Vehicle | 36.27 | TRAH | Manufact & Fabricat
6225 | Trailers - Semi | Vehicle | 36.27 | TRAH | Recl & HV Fuses
6226 | Trailers - Semi | Vehicle | 36.27 | TRAH | Mtce & Oil Reclamat
6229 | Trailers - Semi | Vehicle | 36.27 | TRAH | Cnsmbl-Manu'Trnsfrmr
6230 | Trailers - Semi | Vehicle | 36.27 | TRAH | Secondary Design
6231 | Trailers - Semi | Vehicle | 36.27 | TRAH | Engineering
6232 | Trailers - Semi | Vehicle | 36.27 | TRAH | Primary Design
6234 | Trailers - Semi | Vehicle | 36.27 | TRAH | Powerline Tech Serv
6235 | Trailers - Semi | Vehicle | 36.27 | TRAH | Quality Of Supply
6236 | Trailers - Semi | Vehicle | 36.27 | TRAH | Protection
6238 | Trailers - Semi | Vehicle | 36.27 | TRAH | Engineering Delivery
6240 | Trailers - Semi | Vehicle | 36.27 | TRAH | General - Batteries
6241 | Trailers - Semi | Vehicle | 36.27 | TRAH | Field SCADA
6242 | Trailers - Semi | Vehicle | 36.27 | TRAH | SCADA Technical
6243 | Trailers - Semi | Vehicle | 36.27 | TRAH | Engineering Officers
6244 | Trailers - Semi | Vehicle | 36.27 | TRAH | Recloser Workshop
6306 | Trailers - Semi | Vehicle | 36.27 | TRAH | Design Services Mgnt
6307 | Trailers - Semi | Vehicle | 36.27 | TRAH | Do Not Use
6308 | Trailers - Semi | Vehicle | 36.27 | TRAH | Do Not Use
6320 | Trailers - Semi | Vehicle | 36.27 | TRAH | Work Practices
6342 | Trailers - Semi | Vehicle | 36.27 | TRAH | CSO - Vic Harb/KI
6343 | Trailers - Semi | Vehicle | 36.27 | TRAH | CSO-Kadina
6344 | Trailers - Semi | Vehicle | 36.27 | TRAH | CSO-Pt Augusta
6345 | Trailers - Semi | Vehicle | 36.27 | TRAH | CSO-Mt Barker
6346 | Trailers - Semi | Vehicle | 36.27 | TRAH | CSO-Naracoorte
6347 | Trailers - Semi | Vehicle | 36.27 | TRAH | CSO-Nuriootpa
6400 | Trailers - Semi | Vehicle | 36.27 | TRAH | FS Ops Support
6401 | Trailers - Semi | Vehicle | 36.27 | TRAH | Powerline Estimating
6402 | Trailers - Semi | Vehicle | 36.27 | TRAH | Field Services GM
6404 | Trailers - Semi | Vehicle | 36.27 | TRAH | Dispatch Officers
6405 | Trailers - Semi | Vehicle | 36.27 | TRAH | Contract Services
6406 | Trailers - Semi | Vehicle | 36.27 | TRAH | DO NOT USE
6407 | Trailers - Semi | Vehicle | 36.27 | TRAH | WCSR Manager
6410 | Trailers - Semi | Vehicle | 36.27 | TRAH | Admin Metro North
6411 | Trailers - Semi | Vehicle | 36.27 | TRAH | TSW Eliz ProjDONOTUS
6412 | Trailers - Semi | Vehicle | 36.27 | TRAH | TSW Elizabeth
6413 | Trailers - Semi | Vehicle | 36.27 | TRAH | Apprentices-ElizProj
6414 | Trailers - Semi | Vehicle | 36.27 | TRAH | TSW Cust Conn North
6415 | Trailers - Semi | Vehicle | 36.27 | TRAH | TSW Sub Mt Ancillary
6416 | Trailers - Semi | Vehicle | 36.27 | TRAH | Apprentice-SubMtcAnc
6417 | Trailers - Semi | Vehicle | 36.27 | TRAH | TSW CBD Projects
6418 | Trailers - Semi | Vehicle | 36.27 | TRAH | Apprentices CBD Proj
6419 | Trailers - Semi | Vehicle | 36.27 | TRAH | Apprentices Eliz
6420 | Trailers - Semi | Vehicle | 36.27 | TRAH | Admin-Country South
6421 | Trailers - Semi | Vehicle | 36.27 | TRAH | TSW Mt Barker
6422 | Trailers - Semi | Vehicle | 36.27 | TRAH | TSW Murray Bridge
6423 | Trailers - Semi | Vehicle | 36.27 | TRAH | TSW -Gumeracha
6425 | Trailers - Semi | Vehicle | 36.27 | TRAH | Not In Use 2003
6426 | Trailers - Semi | Vehicle | 36.27 | TRAH | Apprentices Mt Barke
6427 | Trailers - Semi | Vehicle | 36.27 | TRAH | Not In Use 2003
6430 | Trailers - Semi | Vehicle | 36.27 | TRAH | DO NOT USE
6432 | Trailers - Semi | Vehicle | 36.27 | TRAH | TSW St Marys
6434 | Trailers - Semi | Vehicle | 36.27 | TRAH | TSW Cust Conn South
6437 | Trailers - Semi | Vehicle | 36.27 | TRAH | Apprentices-St Marys
6438 | Trailers - Semi | Vehicle | 36.27 | TRAH | TSW CBD SR
6439 | Trailers - Semi | Vehicle | 36.27 | TRAH | Apprentices CBD SR
6442 | Trailers - Semi | Vehicle | 36.27 | TRAH | TSW P/Line-Victor Ha
6443 | Trailers - Semi | Vehicle | 36.27 | TRAH | TSW-Kangaroo Island
6444 | Trailers - Semi | Vehicle | 36.27 | TRAH | Apprentices-KI-VicHa
6450 | Trailers - Semi | Vehicle | 36.27 | TRAH | Group Admin Sub
6452 | Trailers - Semi | Vehicle | 36.27 | TRAH | TSW Sub Const
6456 | Trailers - Semi | Vehicle | 36.27 | TRAH | TSW Substation Mtce
6458 | Trailers - Semi | Vehicle | 36.27 | TRAH | TSW Apprentices Sub
6459 | Trailers - Semi | Vehicle | 36.27 | TRAH | Transmiss Construct
6460 | Trailers - Semi | Vehicle | 36.27 | TRAH | Delivery of Work
6461 | Trailers - Semi | Vehicle | 36.27 | TRAH | Programming of Work
6462 | Trailers - Semi | Vehicle | 36.27 | TRAH | TSW Lower Eyre Pen
6463 | Trailers - Semi | Vehicle | 36.27 | TRAH | TSW Upper Eyre Penin
6464 | Trailers - Semi | Vehicle | 36.27 | TRAH | Apprentices-EyrePen
6470 | Trailers - Semi | Vehicle | 36.27 | TRAH | Admin-CON
6472 | Trailers - Semi | Vehicle | 36.27 | TRAH | TSW Power Lin-Pt Aug
6473 | Trailers - Semi | Vehicle | 36.27 | TRAH | Apprentices-PtAugust
6480 | Trailers - Semi | Vehicle | 36.27 | TRAH | Admin-Clare
6482 | Trailers - Semi | Vehicle | 36.27 | TRAH | TSW Clare/Nur
6483 | Trailers - Semi | Vehicle | 36.27 | TRAH | TSW Yorke Peninsula
6484 | Trailers - Semi | Vehicle | 36.27 | TRAH | Apprentices-Clare
6486 | Trailers - Semi | Vehicle | 36.27 | TRAH | Apprentices-YorkePen
6490 | Trailers - Semi | Vehicle | 36.27 | TRAH | Admin-Barmera
6492 | Trailers - Semi | Vehicle | 36.27 | TRAH | TSW Power Line-Barm
6500 | Trailers - Semi | Vehicle | 36.27 | TRAH | Admin-Mt Gambier
6502 | Trailers - Semi | Vehicle | 36.27 | TRAH | TSW Lower South East
6503 | Trailers - Semi | Vehicle | 36.27 | TRAH | TSW Upper South East
6504 | Trailers - Semi | Vehicle | 36.27 | TRAH | Apprentices-LowerSE
6505 | Trailers - Semi | Vehicle | 36.27 | TRAH | Apprentices-UpperSE
6506 | Trailers - Semi | Vehicle | 36.27 | TRAH | TSW Interstate
6507 | Trailers - Semi | Vehicle | 36.27 | TRAH | Apprentices - MB & G
6508 | Trailers - Semi | Vehicle | 36.27 | TRAH | Apprentices - Barmer
6509 | Trailers - Semi | Vehicle | 36.27 | TRAH | Apprentice Marleston
6510 | Trailers - Semi | Vehicle | 36.27 | TRAH | Grp Admin Metro Sth
6511 | Trailers - Semi | Vehicle | 36.27 | TRAH | TSW - Marleston
6512 | Trailers - Semi | Vehicle | 36.27 | TRAH | TSW Morphett Vale
6513 | Trailers - Semi | Vehicle | 36.27 | TRAH | TSW Holden Hill
6517 | Trailers - Semi | Vehicle | 36.27 | TRAH | Asset Locators
6518 | Trailers - Semi | Vehicle | 36.27 | TRAH | Apprentices MorphV
6519 | Trailers - Semi | Vehicle | 36.27 | TRAH | High Load FS
6520 | Trailers - Semi | Vehicle | 36.27 | TRAH | Mgr Switch Safe
6521 | Trailers - Semi | Vehicle | 36.27 | TRAH | TSW - CRO South
6522 | Trailers - Semi | Vehicle | 36.27 | TRAH | TSW - CRO North
6620 | Trailers - Semi | Vehicle | 36.27 | TRAH | Country Ops Nth Mgr
6622 | Trailers - Semi | Vehicle | 36.27 | TRAH | Ops Su Port Augusta
6623 | Trailers - Semi | Vehicle | 36.27 | TRAH | Cont Supv -Clare/Nur
6624 | Trailers - Semi | Vehicle | 36.27 | TRAH | Ops Supv -Yorke Pen
6625 | Trailers - Semi | Vehicle | 36.27 | TRAH | Ops Supv Eyre Pen
6630 | Trailers - Semi | Vehicle | 36.27 | TRAH | Country Ops Sth Mgr
6632 | Trailers - Semi | Vehicle | 36.27 | TRAH | Ops Supv KI-VH
6633 | Trailers - Semi | Vehicle | 36.27 | TRAH | Ops Supv Mt Barker
6634 | Trailers - Semi | Vehicle | 36.27 | TRAH | Ops Supv MB/Gum
6635 | Trailers - Semi | Vehicle | 36.27 | TRAH | Ops Supv Barmera
6636 | Trailers - Semi | Vehicle | 36.27 | TRAH | Ops Supv Lower SE
6637 | Trailers - Semi | Vehicle | 36.27 | TRAH | Ops Supv Upper SE
6640 | Trailers - Semi | Vehicle | 36.27 | TRAH | Metro South Mgr
6642 | Trailers - Semi | Vehicle | 36.27 | TRAH | OS Holden Hill
6643 | Trailers - Semi | Vehicle | 36.27 | TRAH | Apprent Holden Hill
6644 | Trailers - Semi | Vehicle | 36.27 | TRAH | Ops Supr Marleston
6645 | Trailers - Semi | Vehicle | 36.27 | TRAH | OS Morphett Vale
6646 | Trailers - Semi | Vehicle | 36.27 | TRAH | Ops Supv - SubMtcAnc
6648 | Trailers - Semi | Vehicle | 36.27 | TRAH | Central Mgr
6649 | Trailers - Semi | Vehicle | 36.27 | TRAH | OS CBD SR
6652 | Trailers - Semi | Vehicle | 36.27 | TRAH | Ops Supv Sub Mtce
6654 | Trailers - Semi | Vehicle | 36.27 | TRAH | Ops Supv Sub Const
6655 | Trailers - Semi | Vehicle | 36.27 | TRAH | Field Officers
6657 | Trailers - Semi | Vehicle | 36.27 | TRAH | OS Transm Construct
6660 | Trailers - Semi | Vehicle | 36.27 | TRAH | Project Management
6662 | Trailers - Semi | Vehicle | 36.27 | TRAH | PM Support
6665 | Trailers - Semi | Vehicle | 36.27 | TRAH | Mgr Proj & Construct
6680 | Trailers - Semi | Vehicle | 36.27 | TRAH | Property Management
6681 | Trailers - Semi | Vehicle | 36.27 | TRAH | Grounds Team
6685 | Trailers - Semi | Vehicle | 36.27 | TRAH | High Voltage Testing
6686 | Trailers - Semi | Vehicle | 36.27 | TRAH | Switching Group
6690 | Trailers - Semi | Vehicle | 36.27 | TRAH | Sub Maint Manager
6750 | Trailers - Semi | Vehicle | 36.27 | TRAH | Telecomm & Tech Svcs
6820 | Trailers - Semi | Vehicle | 36.27 | TRAH | Vegetation Ser Mgr
6825 | Trailers - Semi | Vehicle | 36.27 | TRAH | Line Clearance Offic
6830 | Trailers - Semi | Vehicle | 36.27 | TRAH | Telco Mgt
6831 | Trailers - Semi | Vehicle | 36.27 | TRAH | Tel Field
6832 | Trailers - Semi | Vehicle | 36.27 | TRAH | Tel Proj Mgt
6833 | Trailers - Semi | Vehicle | 36.27 | TRAH | Telco Technical
6834 | Trailers - Semi | Vehicle | 36.27 | TRAH | Tel CS Field
6901 | Trailers - Semi | Vehicle | 36.27 | TRAH | Mgr Ops Planning
6902 | Trailers - Semi | Vehicle | 36.27 | TRAH | Mgr Ops Del-Metro
6903 | Trailers - Semi | Vehicle | 36.27 | TRAH | Mgr Ops Del-Regional
6998 | Trailers - Semi | Vehicle | 36.27 | TRAH | Vehicle Cost Clearin
6999 | Trailers - Semi | Vehicle | 36.27 | TRAH | Labour Overhead Clrg
9001 | Trailers - Semi | Vehicle | 36.27 | TRAH | Field Servs. Allocn
600 | Trailers -Medium Ext | Vehicle | 26.06 | TRAMX | Supply Chain Mngment
601 | Trailers -Medium Ext | Vehicle | 26.06 | TRAMX | Logistics Redeployee
605 | Trailers -Medium Ext | Vehicle | 26.06 | TRAMX | Materials Supply Mgt
611 | Trailers -Medium Ext | Vehicle | 26.06 | TRAMX | Fleet Workshop
630 | Trailers -Medium Ext | Vehicle | 26.06 | TRAMX | Inventory Planning
640 | Trailers -Medium Ext | Vehicle | 26.06 | TRAMX | Pole Construction
641 | Trailers -Medium Ext | Vehicle | 26.06 | TRAMX | Mechanised Poles
660 | Trailers -Medium Ext | Vehicle | 26.06 | TRAMX | Warehouse&Distributi
665 | Trailers -Medium Ext | Vehicle | 26.06 | TRAMX | MetroLogFldOps
6010 | Trailers -Medium Ext | Vehicle | 26.06 | TRAMX | Metro North Mgr
6011 | Trailers -Medium Ext | Vehicle | 26.06 | TRAMX | Works Planners
6012 | Trailers -Medium Ext | Vehicle | 26.06 | TRAMX | OS Elizabeth
6013 | Trailers -Medium Ext | Vehicle | 26.06 | TRAMX | OS Eliz ProjDONOTUSE
6014 | Trailers -Medium Ext | Vehicle | 26.06 | TRAMX | Ops Supv CBD Proj
6015 | Trailers -Medium Ext | Vehicle | 26.06 | TRAMX | OS St Marys
6016 | Trailers -Medium Ext | Vehicle | 26.06 | TRAMX | OS Cust Con North
6017 | Trailers -Medium Ext | Vehicle | 26.06 | TRAMX | OS Cust Con South
6020 | Trailers -Medium Ext | Vehicle | 26.06 | TRAMX | PTS - BSC Reporting
6021 | Trailers -Medium Ext | Vehicle | 26.06 | TRAMX | Schedulers
6022 | Trailers -Medium Ext | Vehicle | 26.06 | TRAMX | Business Improvement
6023 | Trailers -Medium Ext | Vehicle | 26.06 | TRAMX | Substation Estimator
6100 | Trailers -Medium Ext | Vehicle | 26.06 | TRAMX | FS Business Perf
6101 | Trailers -Medium Ext | Vehicle | 26.06 | TRAMX | OS Wingfield
6102 | Trailers -Medium Ext | Vehicle | 26.06 | TRAMX | TSW Wingfield
6103 | Trailers -Medium Ext | Vehicle | 26.06 | TRAMX | Apprentice Wingfield
6110 | Trailers -Medium Ext | Vehicle | 26.06 | TRAMX | W/S - Select Labour
6220 | Trailers -Medium Ext | Vehicle | 26.06 | TRAMX | Workshop Support
6221 | Trailers -Medium Ext | Vehicle | 26.06 | TRAMX | Distribution T/frmrs
6222 | Trailers -Medium Ext | Vehicle | 26.06 | TRAMX | Pad T/fmrs & Swtchge
6223 | Trailers -Medium Ext | Vehicle | 26.06 | TRAMX | Sub Transformers
6224 | Trailers -Medium Ext | Vehicle | 26.06 | TRAMX | Manufact & Fabricat
6225 | Trailers -Medium Ext | Vehicle | 26.06 | TRAMX | Recl & HV Fuses
6226 | Trailers -Medium Ext | Vehicle | 26.06 | TRAMX | Mtce & Oil Reclamat
6229 | Trailers -Medium Ext | Vehicle | 26.06 | TRAMX | Cnsmbl-Manu'Trnsfrmr
6230 | Trailers -Medium Ext | Vehicle | 26.06 | TRAMX | Secondary Design
6231 | Trailers -Medium Ext | Vehicle | 26.06 | TRAMX | Engineering
6232 | Trailers -Medium Ext | Vehicle | 26.06 | TRAMX | Primary Design
6234 | Trailers -Medium Ext | Vehicle | 26.06 | TRAMX | Powerline Tech Serv
6235 | Trailers -Medium Ext | Vehicle | 26.06 | TRAMX | Quality Of Supply
6236 | Trailers -Medium Ext | Vehicle | 26.06 | TRAMX | Protection
6238 | Trailers -Medium Ext | Vehicle | 26.06 | TRAMX | Engineering Delivery
6240 | Trailers -Medium Ext | Vehicle | 26.06 | TRAMX | General - Batteries
6241 | Trailers -Medium Ext | Vehicle | 26.06 | TRAMX | Field SCADA
6242 | Trailers -Medium Ext | Vehicle | 26.06 | TRAMX | SCADA Technical
6243 | Trailers -Medium Ext | Vehicle | 26.06 | TRAMX | Engineering Officers
6244 | Trailers -Medium Ext | Vehicle | 26.06 | TRAMX | Recloser Workshop
6306 | Trailers -Medium Ext | Vehicle | 26.06 | TRAMX | Design Services Mgnt
6307 | Trailers -Medium Ext | Vehicle | 26.06 | TRAMX | Do Not Use
6308 | Trailers -Medium Ext | Vehicle | 26.06 | TRAMX | Do Not Use
6320 | Trailers -Medium Ext | Vehicle | 26.06 | TRAMX | Work Practices
6342 | Trailers -Medium Ext | Vehicle | 26.06 | TRAMX | CSO - Vic Harb/KI
6343 | Trailers -Medium Ext | Vehicle | 26.06 | TRAMX | CSO-Kadina
6344 | Trailers -Medium Ext | Vehicle | 26.06 | TRAMX | CSO-Pt Augusta
6345 | Trailers -Medium Ext | Vehicle | 26.06 | TRAMX | CSO-Mt Barker
6346 | Trailers -Medium Ext | Vehicle | 26.06 | TRAMX | CSO-Naracoorte
6347 | Trailers -Medium Ext | Vehicle | 26.06 | TRAMX | CSO-Nuriootpa
6400 | Trailers -Medium Ext | Vehicle | 26.06 | TRAMX | FS Ops Support
6401 | Trailers -Medium Ext | Vehicle | 26.06 | TRAMX | Powerline Estimating
6402 | Trailers -Medium Ext | Vehicle | 26.06 | TRAMX | Field Services GM
6404 | Trailers -Medium Ext | Vehicle | 26.06 | TRAMX | Dispatch Officers
6405 | Trailers -Medium Ext | Vehicle | 26.06 | TRAMX | Contract Services
6406 | Trailers -Medium Ext | Vehicle | 26.06 | TRAMX | DO NOT USE
6407 | Trailers -Medium Ext | Vehicle | 26.06 | TRAMX | WCSR Manager
6410 | Trailers -Medium Ext | Vehicle | 26.06 | TRAMX | Admin Metro North
6411 | Trailers -Medium Ext | Vehicle | 26.06 | TRAMX | TSW Eliz ProjDONOTUS
6412 | Trailers -Medium Ext | Vehicle | 26.06 | TRAMX | TSW Elizabeth
6413 | Trailers -Medium Ext | Vehicle | 26.06 | TRAMX | Apprentices-ElizProj
6414 | Trailers -Medium Ext | Vehicle | 26.06 | TRAMX | TSW Cust Conn North
6415 | Trailers -Medium Ext | Vehicle | 26.06 | TRAMX | TSW Sub Mt Ancillary
6416 | Trailers -Medium Ext | Vehicle | 26.06 | TRAMX | Apprentice-SubMtcAnc
6417 | Trailers -Medium Ext | Vehicle | 26.06 | TRAMX | TSW CBD Projects
6418 | Trailers -Medium Ext | Vehicle | 26.06 | TRAMX | Apprentices CBD Proj
6419 | Trailers -Medium Ext | Vehicle | 26.06 | TRAMX | Apprentices Eliz
6420 | Trailers -Medium Ext | Vehicle | 26.06 | TRAMX | Admin-Country South
6421 | Trailers -Medium Ext | Vehicle | 26.06 | TRAMX | TSW Mt Barker
6422 | Trailers -Medium Ext | Vehicle | 26.06 | TRAMX | TSW Murray Bridge
6423 | Trailers -Medium Ext | Vehicle | 26.06 | TRAMX | TSW -Gumeracha
6425 | Trailers -Medium Ext | Vehicle | 26.06 | TRAMX | Not In Use 2003
6426 | Trailers -Medium Ext | Vehicle | 26.06 | TRAMX | Apprentices Mt Barke
6427 | Trailers -Medium Ext | Vehicle | 26.06 | TRAMX | Not In Use 2003
6430 | Trailers -Medium Ext | Vehicle | 26.06 | TRAMX | DO NOT USE
6432 | Trailers -Medium Ext | Vehicle | 26.06 | TRAMX | TSW St Marys
6434 | Trailers -Medium Ext | Vehicle | 26.06 | TRAMX | TSW Cust Conn South
6437 | Trailers -Medium Ext | Vehicle | 26.06 | TRAMX | Apprentices-St Marys
6438 | Trailers -Medium Ext | Vehicle | 26.06 | TRAMX | TSW CBD SR
6439 | Trailers -Medium Ext | Vehicle | 26.06 | TRAMX | Apprentices CBD SR
6442 | Trailers -Medium Ext | Vehicle | 26.06 | TRAMX | TSW P/Line-Victor Ha
6443 | Trailers -Medium Ext | Vehicle | 26.06 | TRAMX | TSW-Kangaroo Island
6444 | Trailers -Medium Ext | Vehicle | 26.06 | TRAMX | Apprentices-KI-VicHa
6450 | Trailers -Medium Ext | Vehicle | 26.06 | TRAMX | Group Admin Sub
6452 | Trailers -Medium Ext | Vehicle | 26.06 | TRAMX | TSW Sub Const
6456 | Trailers -Medium Ext | Vehicle | 26.06 | TRAMX | TSW Substation Mtce
6459 | Trailers -Medium Ext | Vehicle | 26.06 | TRAMX | Transmiss Construct
6462 | Trailers -Medium Ext | Vehicle | 26.06 | TRAMX | TSW Lower Eyre Pen
6463 | Trailers -Medium Ext | Vehicle | 26.06 | TRAMX | TSW Upper Eyre Penin
6464 | Trailers -Medium Ext | Vehicle | 26.06 | TRAMX | Apprentices-EyrePen
6470 | Trailers -Medium Ext | Vehicle | 26.06 | TRAMX | Admin-CON
6472 | Trailers -Medium Ext | Vehicle | 26.06 | TRAMX | TSW Power Lin-Pt Aug
6473 | Trailers -Medium Ext | Vehicle | 26.06 | TRAMX | Apprentices-PtAugust
6480 | Trailers -Medium Ext | Vehicle | 26.06 | TRAMX | Admin-Clare
6482 | Trailers -Medium Ext | Vehicle | 26.06 | TRAMX | TSW Clare/Nur
6483 | Trailers -Medium Ext | Vehicle | 26.06 | TRAMX | TSW Yorke Peninsula
6484 | Trailers -Medium Ext | Vehicle | 26.06 | TRAMX | Apprentices-Clare
6486 | Trailers -Medium Ext | Vehicle | 26.06 | TRAMX | Apprentices-YorkePen
6490 | Trailers -Medium Ext | Vehicle | 26.06 | TRAMX | Admin-Barmera
6492 | Trailers -Medium Ext | Vehicle | 26.06 | TRAMX | TSW Power Line-Barm
6500 | Trailers -Medium Ext | Vehicle | 26.06 | TRAMX | Admin-Mt Gambier
6502 | Trailers -Medium Ext | Vehicle | 26.06 | TRAMX | TSW Lower South East
6503 | Trailers -Medium Ext | Vehicle | 26.06 | TRAMX | TSW Upper South East
6504 | Trailers -Medium Ext | Vehicle | 26.06 | TRAMX | Apprentices-LowerSE
6505 | Trailers -Medium Ext | Vehicle | 26.06 | TRAMX | Apprentices-UpperSE
6506 | Trailers -Medium Ext | Vehicle | 26.06 | TRAMX | TSW Interstate
6507 | Trailers -Medium Ext | Vehicle | 26.06 | TRAMX | Apprentices - MB & G
6508 | Trailers -Medium Ext | Vehicle | 26.06 | TRAMX | Apprentices - Barmer
6509 | Trailers -Medium Ext | Vehicle | 26.06 | TRAMX | Apprentice Marleston
6510 | Trailers -Medium Ext | Vehicle | 26.06 | TRAMX | Grp Admin Metro Sth
6511 | Trailers -Medium Ext | Vehicle | 26.06 | TRAMX | TSW - Marleston
6512 | Trailers -Medium Ext | Vehicle | 26.06 | TRAMX | TSW Morphett Vale
6513 | Trailers -Medium Ext | Vehicle | 26.06 | TRAMX | TSW Holden Hill
6517 | Trailers -Medium Ext | Vehicle | 26.06 | TRAMX | Asset Locators
6518 | Trailers -Medium Ext | Vehicle | 26.06 | TRAMX | Apprentices MorphV
6519 | Trailers -Medium Ext | Vehicle | 26.06 | TRAMX | High Load FS
6520 | Trailers -Medium Ext | Vehicle | 26.06 | TRAMX | Mgr Switch Safe
6521 | Trailers -Medium Ext | Vehicle | 26.06 | TRAMX | TSW - CRO South
6522 | Trailers -Medium Ext | Vehicle | 26.06 | TRAMX | TSW - CRO North
6620 | Trailers -Medium Ext | Vehicle | 26.06 | TRAMX | Country Ops Nth Mgr
6622 | Trailers -Medium Ext | Vehicle | 26.06 | TRAMX | Ops Su Port Augusta
6623 | Trailers -Medium Ext | Vehicle | 26.06 | TRAMX | Cont Supv -Clare/Nur
6624 | Trailers -Medium Ext | Vehicle | 26.06 | TRAMX | Ops Supv -Yorke Pen
6625 | Trailers -Medium Ext | Vehicle | 26.06 | TRAMX | Ops Supv Eyre Pen
6630 | Trailers -Medium Ext | Vehicle | 26.06 | TRAMX | Country Ops Sth Mgr
6632 | Trailers -Medium Ext | Vehicle | 26.06 | TRAMX | Ops Supv KI-VH
6633 | Trailers -Medium Ext | Vehicle | 26.06 | TRAMX | Ops Supv Mt Barker
6634 | Trailers -Medium Ext | Vehicle | 26.06 | TRAMX | Ops Supv MB/Gum
6635 | Trailers -Medium Ext | Vehicle | 26.06 | TRAMX | Ops Supv Barmera
6636 | Trailers -Medium Ext | Vehicle | 26.06 | TRAMX | Ops Supv Lower SE
6637 | Trailers -Medium Ext | Vehicle | 26.06 | TRAMX | Ops Supv Upper SE
6640 | Trailers -Medium Ext | Vehicle | 26.06 | TRAMX | Metro South Mgr
6642 | Trailers -Medium Ext | Vehicle | 26.06 | TRAMX | OS Holden Hill
6643 | Trailers -Medium Ext | Vehicle | 26.06 | TRAMX | Apprent Holden Hill
6644 | Trailers -Medium Ext | Vehicle | 26.06 | TRAMX | Ops Supr Marleston
6645 | Trailers -Medium Ext | Vehicle | 26.06 | TRAMX | OS Morphett Vale
6646 | Trailers -Medium Ext | Vehicle | 26.06 | TRAMX | Ops Supv - SubMtcAnc
6648 | Trailers -Medium Ext | Vehicle | 26.06 | TRAMX | Central Mgr
6649 | Trailers -Medium Ext | Vehicle | 26.06 | TRAMX | OS CBD SR
6652 | Trailers -Medium Ext | Vehicle | 26.06 | TRAMX | Ops Supv Sub Mtce
6654 | Trailers -Medium Ext | Vehicle | 26.06 | TRAMX | Ops Supv Sub Const
6655 | Trailers -Medium Ext | Vehicle | 26.06 | TRAMX | Field Officers
6657 | Trailers -Medium Ext | Vehicle | 26.06 | TRAMX | OS Transm Construct
6660 | Trailers -Medium Ext | Vehicle | 26.06 | TRAMX | Project Management
6662 | Trailers -Medium Ext | Vehicle | 26.06 | TRAMX | PM Support
6665 | Trailers -Medium Ext | Vehicle | 26.06 | TRAMX | Mgr Proj & Construct
6680 | Trailers -Medium Ext | Vehicle | 26.06 | TRAMX | Property Management
6681 | Trailers -Medium Ext | Vehicle | 26.06 | TRAMX | Grounds Team
6685 | Trailers -Medium Ext | Vehicle | 26.06 | TRAMX | High Voltage Testing
6686 | Trailers -Medium Ext | Vehicle | 26.06 | TRAMX | Switching Group
6690 | Trailers -Medium Ext | Vehicle | 26.06 | TRAMX | Sub Maint Manager
6750 | Trailers -Medium Ext | Vehicle | 26.06 | TRAMX | Telecomm & Tech Svcs
6820 | Trailers -Medium Ext | Vehicle | 26.06 | TRAMX | Vegetation Ser Mgr
6825 | Trailers -Medium Ext | Vehicle | 26.06 | TRAMX | Line Clearance Offic
6830 | Trailers -Medium Ext | Vehicle | 26.06 | TRAMX | Telco Mgt
6831 | Trailers -Medium Ext | Vehicle | 26.06 | TRAMX | Tel Field
6832 | Trailers -Medium Ext | Vehicle | 26.06 | TRAMX | Tel Proj Mgt
6833 | Trailers -Medium Ext | Vehicle | 26.06 | TRAMX | Telco Technical
6834 | Trailers -Medium Ext | Vehicle | 26.06 | TRAMX | Tel CS Field
6901 | Trailers -Medium Ext | Vehicle | 26.06 | TRAMX | Mgr Ops Planning
6903 | Trailers -Medium Ext | Vehicle | 26.06 | TRAMX | Mgr Ops Del-Regional
6998 | Trailers -Medium Ext | Vehicle | 26.06 | TRAMX | Vehicle Cost Clearin
6999 | Trailers -Medium Ext | Vehicle | 26.06 | TRAMX | Labour Overhead Clrg
9001 | Trailers -Medium Ext | Vehicle | 26.06 | TRAMX | Field Servs. Allocn
600 | TSW (FS average) | Vehicle | 75.65 | TSW_FS | Supply Chain Mngment
601 | TSW (FS average) | Vehicle | 75.65 | TSW_FS | Logistics Redeployee
605 | TSW (FS average) | Vehicle | 75.65 | TSW_FS | Materials Supply Mgt
611 | TSW (FS average) | Vehicle | 75.65 | TSW_FS | Fleet Workshop
640 | TSW (FS average) | Vehicle | 75.65 | TSW_FS | Pole Construction
641 | TSW (FS average) | Vehicle | 75.65 | TSW_FS | Mechanised Poles
660 | TSW (FS average) | Vehicle | 75.65 | TSW_FS | Warehouse&Distributi
665 | TSW (FS average) | Vehicle | 75.65 | TSW_FS | MetroLogFldOps
6010 | TSW (FS average) | Vehicle | 75.65 | TSW_FS | Metro North Mgr
6011 | TSW (FS average) | Vehicle | 75.65 | TSW_FS | Works Planners
6012 | TSW (FS average) | Vehicle | 75.65 | TSW_FS | OS Elizabeth
6013 | TSW (FS average) | Vehicle | 75.65 | TSW_FS | OS Eliz ProjDONOTUSE
6014 | TSW (FS average) | Vehicle | 75.65 | TSW_FS | Ops Supv CBD Proj
6015 | TSW (FS average) | Vehicle | 75.65 | TSW_FS | OS St Marys
6016 | TSW (FS average) | Vehicle | 75.65 | TSW_FS | OS Cust Con North
6017 | TSW (FS average) | Vehicle | 75.65 | TSW_FS | OS Cust Con South
6020 | TSW (FS average) | Vehicle | 75.65 | TSW_FS | PTS - BSC Reporting
6021 | TSW (FS average) | Vehicle | 75.65 | TSW_FS | Schedulers
6022 | TSW (FS average) | Vehicle | 75.65 | TSW_FS | Business Improvement
6023 | TSW (FS average) | Vehicle | 75.65 | TSW_FS | Substation Estimator
6100 | TSW (FS average) | Vehicle | 75.65 | TSW_FS | FS Business Perf
6101 | TSW (FS average) | Vehicle | 75.65 | TSW_FS | OS Wingfield
6102 | TSW (FS average) | Vehicle | 75.65 | TSW_FS | TSW Wingfield
6103 | TSW (FS average) | Vehicle | 75.65 | TSW_FS | Apprentice Wingfield
6110 | TSW (FS average) | Vehicle | 75.65 | TSW_FS | W/S - Select Labour
6220 | TSW (FS average) | Vehicle | 75.65 | TSW_FS | Workshop Support
6221 | TSW (FS average) | Vehicle | 75.65 | TSW_FS | Distribution T/frmrs
6222 | TSW (FS average) | Vehicle | 75.65 | TSW_FS | Pad T/fmrs & Swtchge
6223 | TSW (FS average) | Vehicle | 75.65 | TSW_FS | Sub Transformers
6224 | TSW (FS average) | Vehicle | 75.65 | TSW_FS | Manufact & Fabricat
6225 | TSW (FS average) | Vehicle | 75.65 | TSW_FS | Recl & HV Fuses
6226 | TSW (FS average) | Vehicle | 75.65 | TSW_FS | Mtce & Oil Reclamat
6229 | TSW (FS average) | Vehicle | 75.65 | TSW_FS | Cnsmbl-Manu'Trnsfrmr
6230 | TSW (FS average) | Vehicle | 75.65 | TSW_FS | Secondary Design
6231 | TSW (FS average) | Vehicle | 75.65 | TSW_FS | Engineering
6232 | TSW (FS average) | Vehicle | 75.65 | TSW_FS | Primary Design
6234 | TSW (FS average) | Vehicle | 75.65 | TSW_FS | Powerline Tech Serv
6235 | TSW (FS average) | Vehicle | 75.65 | TSW_FS | Quality Of Supply
6236 | TSW (FS average) | Vehicle | 75.65 | TSW_FS | Protection
6238 | TSW (FS average) | Vehicle | 75.65 | TSW_FS | Engineering Delivery
6240 | TSW (FS average) | Vehicle | 75.65 | TSW_FS | General - Batteries
6241 | TSW (FS average) | Vehicle | 75.65 | TSW_FS | Field SCADA
6242 | TSW (FS average) | Vehicle | 75.65 | TSW_FS | SCADA Technical
6243 | TSW (FS average) | Vehicle | 75.65 | TSW_FS | Engineering Officers
6244 | TSW (FS average) | Vehicle | 75.65 | TSW_FS | Recloser Workshop
6320 | TSW (FS average) | Vehicle | 75.65 | TSW_FS | Work Practices
6342 | TSW (FS average) | Vehicle | 75.65 | TSW_FS | CSO - Vic Harb/KI
6343 | TSW (FS average) | Vehicle | 75.65 | TSW_FS | CSO-Kadina
6344 | TSW (FS average) | Vehicle | 75.65 | TSW_FS | CSO-Pt Augusta
6345 | TSW (FS average) | Vehicle | 75.65 | TSW_FS | CSO-Mt Barker
6346 | TSW (FS average) | Vehicle | 75.65 | TSW_FS | CSO-Naracoorte
6347 | TSW (FS average) | Vehicle | 75.65 | TSW_FS | CSO-Nuriootpa
6400 | TSW (FS average) | Vehicle | 75.65 | TSW_FS | FS Ops Support
6401 | TSW (FS average) | Vehicle | 75.65 | TSW_FS | Powerline Estimating
6402 | TSW (FS average) | Vehicle | 75.65 | TSW_FS | Field Services GM
6404 | TSW (FS average) | Vehicle | 75.65 | TSW_FS | Dispatch Officers
6405 | TSW (FS average) | Vehicle | 75.65 | TSW_FS | Contract Services
6406 | TSW (FS average) | Vehicle | 75.65 | TSW_FS | DO NOT USE
6407 | TSW (FS average) | Vehicle | 75.65 | TSW_FS | WCSR Manager
6410 | TSW (FS average) | Vehicle | 75.65 | TSW_FS | Admin Metro North
6411 | TSW (FS average) | Vehicle | 75.65 | TSW_FS | TSW Eliz ProjDONOTUS
6412 | TSW (FS average) | Vehicle | 75.65 | TSW_FS | TSW Elizabeth
6413 | TSW (FS average) | Vehicle | 75.65 | TSW_FS | Apprentices-ElizProj
6414 | TSW (FS average) | Vehicle | 75.65 | TSW_FS | TSW Cust Conn North
6415 | TSW (FS average) | Vehicle | 75.65 | TSW_FS | TSW Sub Mt Ancillary
6416 | TSW (FS average) | Vehicle | 75.65 | TSW_FS | Apprentice-SubMtcAnc
6417 | TSW (FS average) | Vehicle | 75.65 | TSW_FS | TSW CBD Projects
6418 | TSW (FS average) | Vehicle | 75.65 | TSW_FS | Apprentices CBD Proj
6419 | TSW (FS average) | Vehicle | 75.65 | TSW_FS | Apprentices Eliz
6420 | TSW (FS average) | Vehicle | 75.65 | TSW_FS | Admin-Country South
6421 | TSW (FS average) | Vehicle | 75.65 | TSW_FS | TSW Mt Barker
6422 | TSW (FS average) | Vehicle | 75.65 | TSW_FS | TSW Murray Bridge
6423 | TSW (FS average) | Vehicle | 75.65 | TSW_FS | TSW -Gumeracha
6425 | TSW (FS average) | Vehicle | 75.65 | TSW_FS | Not In Use 2003
6426 | TSW (FS average) | Vehicle | 75.65 | TSW_FS | Apprentices Mt Barke
6427 | TSW (FS average) | Vehicle | 75.65 | TSW_FS | Not In Use 2003
6430 | TSW (FS average) | Vehicle | 75.65 | TSW_FS | DO NOT USE
6432 | TSW (FS average) | Vehicle | 75.65 | TSW_FS | TSW St Marys
6434 | TSW (FS average) | Vehicle | 75.65 | TSW_FS | TSW Cust Conn South
6437 | TSW (FS average) | Vehicle | 75.65 | TSW_FS | Apprentices-St Marys
6438 | TSW (FS average) | Vehicle | 75.65 | TSW_FS | TSW CBD SR
6439 | TSW (FS average) | Vehicle | 75.65 | TSW_FS | Apprentices CBD SR
6442 | TSW (FS average) | Vehicle | 75.65 | TSW_FS | TSW P/Line-Victor Ha
6443 | TSW (FS average) | Vehicle | 75.65 | TSW_FS | TSW-Kangaroo Island
6444 | TSW (FS average) | Vehicle | 75.65 | TSW_FS | Apprentices-KI-VicHa
6450 | TSW (FS average) | Vehicle | 75.65 | TSW_FS | Group Admin Sub
6452 | TSW (FS average) | Vehicle | 75.65 | TSW_FS | TSW Sub Const
6456 | TSW (FS average) | Vehicle | 75.65 | TSW_FS | TSW Substation Mtce
6458 | TSW (FS average) | Vehicle | 75.65 | TSW_FS | TSW Apprentices Sub
6459 | TSW (FS average) | Vehicle | 75.65 | TSW_FS | Transmiss Construct
6462 | TSW (FS average) | Vehicle | 75.65 | TSW_FS | TSW Lower Eyre Pen
6463 | TSW (FS average) | Vehicle | 75.65 | TSW_FS | TSW Upper Eyre Penin
6464 | TSW (FS average) | Vehicle | 75.65 | TSW_FS | Apprentices-EyrePen
6470 | TSW (FS average) | Vehicle | 75.65 | TSW_FS | Admin-CON
6472 | TSW (FS average) | Vehicle | 75.65 | TSW_FS | TSW Power Lin-Pt Aug
6473 | TSW (FS average) | Vehicle | 75.65 | TSW_FS | Apprentices-PtAugust
6480 | TSW (FS average) | Vehicle | 75.65 | TSW_FS | Admin-Clare
6482 | TSW (FS average) | Vehicle | 75.65 | TSW_FS | TSW Clare/Nur
6483 | TSW (FS average) | Vehicle | 75.65 | TSW_FS | TSW Yorke Peninsula
6484 | TSW (FS average) | Vehicle | 75.65 | TSW_FS | Apprentices-Clare
6486 | TSW (FS average) | Vehicle | 75.65 | TSW_FS | Apprentices-YorkePen
6490 | TSW (FS average) | Vehicle | 75.65 | TSW_FS | Admin-Barmera
6492 | TSW (FS average) | Vehicle | 75.65 | TSW_FS | TSW Power Line-Barm
6500 | TSW (FS average) | Vehicle | 75.65 | TSW_FS | Admin-Mt Gambier
6502 | TSW (FS average) | Vehicle | 75.65 | TSW_FS | TSW Lower South East
6503 | TSW (FS average) | Vehicle | 75.65 | TSW_FS | TSW Upper South East
6504 | TSW (FS average) | Vehicle | 75.65 | TSW_FS | Apprentices-LowerSE
6505 | TSW (FS average) | Vehicle | 75.65 | TSW_FS | Apprentices-UpperSE
6506 | TSW (FS average) | Vehicle | 75.65 | TSW_FS | TSW Interstate
6507 | TSW (FS average) | Vehicle | 75.65 | TSW_FS | Apprentices - MB & G
6508 | TSW (FS average) | Vehicle | 75.65 | TSW_FS | Apprentices - Barmer
6509 | TSW (FS average) | Vehicle | 75.65 | TSW_FS | Apprentice Marleston
6510 | TSW (FS average) | Vehicle | 75.65 | TSW_FS | Grp Admin Metro Sth
6511 | TSW (FS average) | Vehicle | 75.65 | TSW_FS | TSW - Marleston
6512 | TSW (FS average) | Vehicle | 75.65 | TSW_FS | TSW Morphett Vale
6513 | TSW (FS average) | Vehicle | 75.65 | TSW_FS | TSW Holden Hill
6517 | TSW (FS average) | Vehicle | 75.65 | TSW_FS | Asset Locators
6518 | TSW (FS average) | Vehicle | 75.65 | TSW_FS | Apprentices MorphV
6519 | TSW (FS average) | Vehicle | 75.65 | TSW_FS | High Load FS
6520 | TSW (FS average) | Vehicle | 75.65 | TSW_FS | Mgr Switch Safe
6521 | TSW (FS average) | Vehicle | 75.65 | TSW_FS | TSW - CRO South
6522 | TSW (FS average) | Vehicle | 75.65 | TSW_FS | TSW - CRO North
6620 | TSW (FS average) | Vehicle | 75.65 | TSW_FS | Country Ops Nth Mgr
6622 | TSW (FS average) | Vehicle | 75.65 | TSW_FS | Ops Su Port Augusta
6623 | TSW (FS average) | Vehicle | 75.65 | TSW_FS | Cont Supv -Clare/Nur
6624 | TSW (FS average) | Vehicle | 75.65 | TSW_FS | Ops Supv -Yorke Pen
6625 | TSW (FS average) | Vehicle | 75.65 | TSW_FS | Ops Supv Eyre Pen
6630 | TSW (FS average) | Vehicle | 75.65 | TSW_FS | Country Ops Sth Mgr
6632 | TSW (FS average) | Vehicle | 75.65 | TSW_FS | Ops Supv KI-VH
6633 | TSW (FS average) | Vehicle | 75.65 | TSW_FS | Ops Supv Mt Barker
6634 | TSW (FS average) | Vehicle | 75.65 | TSW_FS | Ops Supv MB/Gum
6635 | TSW (FS average) | Vehicle | 75.65 | TSW_FS | Ops Supv Barmera
6636 | TSW (FS average) | Vehicle | 75.65 | TSW_FS | Ops Supv Lower SE
6637 | TSW (FS average) | Vehicle | 75.65 | TSW_FS | Ops Supv Upper SE
6640 | TSW (FS average) | Vehicle | 75.65 | TSW_FS | Metro South Mgr
6642 | TSW (FS average) | Vehicle | 75.65 | TSW_FS | OS Holden Hill
6643 | TSW (FS average) | Vehicle | 75.65 | TSW_FS | Apprent Holden Hill
6644 | TSW (FS average) | Vehicle | 75.65 | TSW_FS | Ops Supr Marleston
6645 | TSW (FS average) | Vehicle | 75.65 | TSW_FS | OS Morphett Vale
6646 | TSW (FS average) | Vehicle | 75.65 | TSW_FS | Ops Supv - SubMtcAnc
6648 | TSW (FS average) | Vehicle | 75.65 | TSW_FS | Central Mgr
6649 | TSW (FS average) | Vehicle | 75.65 | TSW_FS | OS CBD SR
6652 | TSW (FS average) | Vehicle | 75.65 | TSW_FS | Ops Supv Sub Mtce
6654 | TSW (FS average) | Vehicle | 75.65 | TSW_FS | Ops Supv Sub Const
6655 | TSW (FS average) | Vehicle | 75.65 | TSW_FS | Field Officers
6657 | TSW (FS average) | Vehicle | 75.65 | TSW_FS | OS Transm Construct
6660 | TSW (FS average) | Vehicle | 75.65 | TSW_FS | Project Management
6662 | TSW (FS average) | Vehicle | 75.65 | TSW_FS | PM Support
6665 | TSW (FS average) | Vehicle | 75.65 | TSW_FS | Mgr Proj & Construct
6680 | TSW (FS average) | Vehicle | 75.65 | TSW_FS | Property Management
6681 | TSW (FS average) | Vehicle | 75.65 | TSW_FS | Grounds Team
6685 | TSW (FS average) | Vehicle | 75.65 | TSW_FS | High Voltage Testing
6686 | TSW (FS average) | Vehicle | 75.65 | TSW_FS | Switching Group
6690 | TSW (FS average) | Vehicle | 75.65 | TSW_FS | Sub Maint Manager
6750 | TSW (FS average) | Vehicle | 75.65 | TSW_FS | Telecomm & Tech Svcs
6820 | TSW (FS average) | Vehicle | 75.65 | TSW_FS | Vegetation Ser Mgr
6825 | TSW (FS average) | Vehicle | 75.65 | TSW_FS | Line Clearance Offic
6830 | TSW (FS average) | Vehicle | 75.65 | TSW_FS | Telco Mgt
6831 | TSW (FS average) | Vehicle | 75.65 | TSW_FS | Tel Field
6832 | TSW (FS average) | Vehicle | 75.65 | TSW_FS | Tel Proj Mgt
6833 | TSW (FS average) | Vehicle | 75.65 | TSW_FS | Telco Technical
6834 | TSW (FS average) | Vehicle | 75.65 | TSW_FS | Tel CS Field
6901 | TSW (FS average) | Vehicle | 75.65 | TSW_FS | Mgr Ops Planning
6903 | TSW (FS average) | Vehicle | 75.65 | TSW_FS | Mgr Ops Del-Regional
6998 | TSW (FS average) | Vehicle | 75.65 | TSW_FS | Vehicle Cost Clearin
6999 | TSW (FS average) | Vehicle | 75.65 | TSW_FS | Labour Overhead Clrg
9001 | TSW (FS average) | Vehicle | 75.65 | TSW_FS | Field Servs. Allocn
6110 | TSW Cont Lab | Vehicle | 75.65 | TSW | W/S - Select Labour
6406 | TSW Cont Lab | Vehicle | 75.65 | TSW | DO NOT USE
6407 | TSW Cont Lab | Vehicle | 75.65 | TSW | WCSR Manager

## Overheads
id | business unit | Mat Oncost | Lab OH | Bus OH | total OH
Internal | Internal Labour | 0% | 17.65% | 25.6% | 47.77%
External | External Services | 0% | 0% | 25.6% | 25.6%
Materials | Material Oncosts | 11.4% | 0% | 25.6% | 39.92%
Vehicle | Internal Vehicles | 0% | 0% | 25.6% | 25.6%
unused | unused |  |  |  | 0%
unused | unused |  |  |  | 0%
unused | unused |  |  |  | 0%
| global margin | 6%

## Working
list of methods for price setting
bottom-up cost
tariff
error messages table
[8 empty] | worksheet | status | message | range name
[8 empty] | service inputs | incorrect materials code | error: materials code does not exist | error1
[8 empty] | service inputs | incorrect labour cost centre | error: labour code does not exist | error2
[8 empty] | service inputs | error somewhere on sheet | errors on sheet | error 3
[8 empty] | service inputs | incorrect contractor code | error: contractor code does not exist | error4
year | indices+1, for calculating convenience | [6 empty] | service inputs | incorrect business unit code | code error | error5
2018-19 | 1 | 1 | 1.01 | 1.01 | 1 | 1 | 1.0225 | services table | no historic volumes entered | error: no history | error6
2019-20 | 1 | 1 | 1.01 | 1.01 | 1 | 1 | 1.0225
2020-21 | 1 | 1 | 1.01 | 1.01 | 1 | 1 |  | column in which the item cost is contained
2021-22 | 1 | 1 | 1.01 | 1.01 | 1 | 1 |  | item type | column | col name
2022-23 | 1 | 1 | 1.01 | 1.01 | 1 | 1 |  | materials | 3 | Price
2023-24 | 1 | 1 | 1.01 | 1.01 | 1 | 1 |  | labour | 4 | Raw rate
[8 empty] | Contractors | 4 | Rate
| transposed tariff default indices for calculating convenience | [6 empty] | Vehicles | 4 | 2017 Rates
1 | 1 | 1 | 1 | 1 | 1 | #N/A

## Template
Template | #N/A | 0 | status | 0 | good
#N/A
check column (not used for reporting)
ID | OH rate | materials cost | NW | labour cost | Contractor Cost | Vehicle | Overhead | cost including o/h
Internal | 0.47768 | 0 | 0 | 0 | 0 | 0 | 0 | 0
External | 0.256 | 0 | 0 | 0 | 0 | 0 | 0 | 0
Materials | 0.39918 | 0 | 0 | 0 | 0 | 0 | 0 | 0
Vehicle | 0.256 | 0 | 0 | 0 | 0 | 0 | 0 | 0
unused | 0 | 0 | 0 | 0 | 0 | 0 | 0 | 0
unused | 0 | 0 | 0 | 0 | 0 | 0 | 0 | 0
unused | 0 | 0 | 0 | 0 | 0 | 0 | 0 | 0
Total |  | 0 | 0 | 0 | 0 | 0 | 0 | 0
check total |  | 0 | 0 | 0 | 0 | 0
total overhead |  | 0 | 0 | 0 | 0 | 0 |  | 0
total inc o/h |  | 0 | 0 | 0 | 0 | 0 |  | 0 | these two numbers may
total inc o/h + margin |  | 0 | 0 | 0 | 0 | 0 |  | 0 | differ slightly due to rounding
Network Management Table
Quantity | Labour Code | memo | Description | Business Unit | unit cost | Cost
[5 empty] | 0 | 0
[5 empty] | 0 | 0
[5 empty] | 0 | 0
Labour Table
Quantity | Labour Code | memo | Description | Business Unit | unit cost | Cost
[5 empty] | 0 | 0
[5 empty] | 0 | 0
[5 empty] | 0 | 0
[5 empty] | 0 | 0
Materials Table
Quantity | Code | Memo | Description | Business Unit | unit cost | cost
[5 empty] | 0 | 0
[5 empty] | 0 | 0
[5 empty] | 0 | 0
[5 empty] | 0 | 0
[5 empty] | 0 | 0
[5 empty] | 0 | 0
[5 empty] | 0 | 0
[5 empty] | 0 | 0
[5 empty] | 0 | 0
[5 empty] | 0 | 0
[5 empty] | 0 | 0
Contractor Table
Quantity | Code | memo | Description | Business Unit | unit cost | cost
[5 empty] | 0 | 0
[5 empty] | 0 | 0
[5 empty] | 0 | 0
[5 empty] | 0 | 0
Vehicles Table
Quantity | Code | memo | Description | Business Unit | unit cost | cost
[5 empty] | 0 | 0
[5 empty] | 0 | 0
[5 empty] | 0 | 0
[5 empty] | 0 | 0

## BCS106
BCS106 | 1 | 752 | status | 0 | good
Alt/upgrade/relocate to O/under or U/ground service or O/head service
check column (not used for reporting)
ID | OH rate | materials cost | NW | labour cost | Contractor Cost | Vehicle | Overhead | cost including o/h
Internal | 0.47768 |  | 117 | 333 |  | 0 | 215 | 665
External | 0.256
Materials | 0.39918
Vehicle | 0.256 |  | 0 | 0 |  | 35 | 9 | 44
unused | 0 |  | 0 | 0 |  | 0 | 0 | 0
unused | 0 |  | 0 | 0 |  | 0 | 0 | 0
unused | 0 |  | 0 | 0 |  | 0 | 0 | 0
Total |  |  | 117 | 333 |  | 35 | 224 | 709
check total |  |  | 117 | 333 |  | 35
total overhead |  |  | 55.889 | 159.0688 |  | 8.96 |  | 43
total inc o/h |  |  | 172.889 | 492.0688 |  | 43.96 |  | 752 | these two numbers may
total inc o/h + margin |  |  | 183 | 522 |  | 47 |  | 752 | differ slightly due to rounding
Network Management Table
Quantity | Labour Code | memo | Description | Business Unit | unit cost | Cost
0.5 | Admin | Desktop Scoping | Administrative Officer | Internal | 58.94 | 29
1.5 | Admin | Field Scoping | Administrative Officer | Internal | 58.94 | 88
[5 empty] | 0 | 0
Labour Table
Quantity | Labour Code | memo | Description | Business Unit | unit cost | Cost
1.6667 | FW | TSW Powerlines (2ppl) - adjust service point | Field Worker | Internal | 81.5209 | 136
1.5 | FW | Field Services travel time (2x0.5+1x0.5) | Field Worker | Internal | 81.5209 | 122
0.91667 | FW | TSW Electrical (1ppl) - Connection | Field Worker | Internal | 81.5209 | 75
[5 empty] | 0 | 0
Materials Table
Quantity | Code | Memo | Description | Business Unit | unit cost | cost
1 | RA4822 |  | SERVICE ASSY,80A,4 WIRE,4M,FUSES,NO.18 | Materials
4 | BW7105 |  | BOLT,HOOK,STEEL,M6X320MM,Z/P,WITH NUT | Materials
3 | RN2605 |  | CLAMP,CONDUCTOR,57-70MM DIA,SG IRON,ADJ | Materials
2 | DH4810 |  | CONDUIT,X-ARM CABLE DUCTING,25MMX710MM | Materials
3 | EB2726 |  | FUSE,100 A,660 V,HRC,2 HOLE FIX | Materials
Contractor Table
Quantity | Code | memo | Description | Business Unit | unit cost | cost
Vehicles Table
Quantity | Code | memo | Description | Business Unit | unit cost | cost
1.3 | 600 | Allowed 2x0.5hr travel time plus on job time | 4 x 2 Commer <3.5t | Vehicle | 12.82 | 17
1.4 | 600 | Allowed 2x0.5hr travel time plus on job time | 4 x 2 Commer <3.5t | Vehicle | 12.82 | 18
[5 empty] | 0 | 0
[5 empty] | 0 | 0

## BCS109
BCS109 | 2 | 788 | status | 0 | good
Multiphase upgrade - O/under or O/head (diagram 1 or 3)
check column (not used for reporting)
ID | OH rate | materials cost | NW | labour cost | Contractor Cost | Vehicle | Overhead | cost including o/h
Internal | 0.47768 |  | 117 | 346 |  | 0 | 221 | 684
External | 0.256
Materials | 0.39918
Vehicle | 0.256 |  | 0 | 0 |  | 47 | 12 | 59
unused | 0 |  | 0 | 0 |  | 0 | 0 | 0
unused | 0 |  | 0 | 0 |  | 0 | 0 | 0
unused | 0 |  | 0 | 0 |  | 0 | 0 | 0
Total |  |  | 117 | 346 |  | 47 | 233 | 743
check total |  |  | 117 | 346 |  | 47
total overhead |  |  | 55.889 | 165.2787 |  | 12.032 |  | 45
total inc o/h |  |  | 172.889 | 511.2787 |  | 59.032 |  | 788 | these two numbers may
total inc o/h + margin |  |  | 183 | 542 |  | 63 |  | 788 | differ slightly due to rounding
Network Management Table
Quantity | Labour Code | memo | Description | Business Unit | unit cost | Cost
0.5 | Admin | Desktop Scoping | Administrative Officer | Internal | 58.94 | 29
1.5 | Admin | Field Scoping | Administrative Officer | Internal | 58.94 | 88
[5 empty] | 0 | 0
Labour Table
Quantity | Labour Code | memo | Description | Business Unit | unit cost | Cost
1.6667 | FW | TSW Powerlines (2ppl) - adjust service point | Field Worker | Internal | 81.5209 | 136
1.5 | FW | Field Services travel time (2x0.5+1x0.5) | Field Worker | Internal | 81.5209 | 122
1.0833 | FW | TSW Electrical (1ppl) - Connection | Field Worker | Internal | 81.5209 | 88
[5 empty] | 0 | 0
Materials Table
Quantity | Code | Memo | Description | Business Unit | unit cost | cost
1 | RA4822 |  | SERVICE ASSY,80A,4 WIRE,4M,FUSES,NO.18 | Materials
4 | BW7105 |  | BOLT,HOOK,STEEL,M6X320MM,Z/P,WITH NUT | Materials
3 | RN2605 |  | CLAMP,CONDUCTOR,57-70MM DIA,SG IRON,ADJ | Materials
2 | DH4810 |  | CONDUIT,X-ARM CABLE DUCTING,25MMX710MM | Materials
3 | EB2726 |  | FUSE,100 A,660 V,HRC,2 HOLE FIX | Materials
Contractor Table
Quantity | Code | memo | Description | Business Unit | unit cost | cost
Vehicles Table
Quantity | Code | memo | Description | Business Unit | unit cost | cost
1.3 | 999 | Allowed 2x0.5hr travel time plus on job time | EWP 13 & 14 M | Vehicle | 21.97 | 29
1.4 | 600 | Allowed 2x0.5hr travel time plus on job time | 4 x 2 Commer <3.5t | Vehicle | 12.82 | 18
[5 empty] | 0 | 0
[5 empty] | 0 | 0

## BCS110
BCS110 | 3 | 533 | status | 0 | good
Multiphase upgrade - existing pit/pillar (diagram 2)
check column (not used for reporting)
ID | OH rate | materials cost | NW | labour cost | Contractor Cost | Vehicle | Overhead | cost including o/h
Internal | 0.47768 |  | 117 | 197 |  | 0 | 150 | 464
External | 0.256
Materials | 0.39918
Vehicle | 0.256 |  | 0 | 0 |  | 31 | 8 | 39
unused | 0 |  | 0 | 0 |  | 0 | 0 | 0
unused | 0 |  | 0 | 0 |  | 0 | 0 | 0
unused | 0 |  | 0 | 0 |  | 0 | 0 | 0
Total |  |  | 117 | 197 |  | 31 | 158 | 503
check total |  |  | 117 | 197 |  | 31
total overhead |  |  | 55.889 | 94.1037 |  | 7.936 |  | 30
total inc o/h |  |  | 172.889 | 291.1037 |  | 38.936 |  | 533 | these two numbers may
total inc o/h + margin |  |  | 183 | 309 |  | 41 |  | 533 | differ slightly due to rounding
Network Management Table
Quantity | Labour Code | memo | Description | Business Unit | unit cost | Cost
0.5 | Admin | Desktop Scoping | Administrative Officer | Internal | 58.94 | 29
1.5 | Admin | Field Scoping | Administrative Officer | Internal | 58.94 | 88
[5 empty] | 0 | 0
Labour Table
Quantity | Labour Code | memo | Description | Business Unit | unit cost | Cost
1.0833 | FW | TSW Electrical (1ppl) - Connection | Field Worker | Internal | 81.5209 | 88
0.33333 | FW | TSW Electrical (1ppl) - Connection Assist | Field Worker | Internal | 81.5209 | 27
1 | FW | Field Services travel time (2 x 0.5) | Field Worker | Internal | 81.5209 | 82
[5 empty] | 0 | 0
Materials Table
Quantity | Code | Memo | Description | Business Unit | unit cost | cost
Contractor Table
Quantity | Code | memo | Description | Business Unit | unit cost | cost
Vehicles Table
Quantity | Code | memo | Description | Business Unit | unit cost | cost
2.4167 | 600 | Light Vehicle - 2 crews (single person), 2 vehicles | 4 x 2 Commer <3.5t | Vehicle | 12.82 | 31
[5 empty] | 0 | 0
[5 empty] | 0 | 0
[5 empty] | 0 | 0

## BCS111
BCS111 | 4 | 767 | status | 0 | good
Additional service from existing asset - O/under or pit/pillar (diagram 1 or 2)
check column (not used for reporting)
ID | OH rate | materials cost | NW | labour cost | Contractor Cost | Vehicle | Overhead | cost including o/h
Internal | 0.47768 |  | 117 | 333 |  | 0 | 215 | 665
External | 0.256
Materials | 0.39918
Vehicle | 0.256 |  | 0 | 0 |  | 47 | 12 | 59
unused | 0 |  | 0 | 0 |  | 0 | 0 | 0
unused | 0 |  | 0 | 0 |  | 0 | 0 | 0
unused | 0 |  | 0 | 0 |  | 0 | 0 | 0
Total |  |  | 117 | 333 |  | 47 | 227 | 724
check total |  |  | 117 | 333 |  | 47
total overhead |  |  | 55.889 | 159.0688 |  | 12.032 |  | 43
total inc o/h |  |  | 172.889 | 492.0688 |  | 59.032 |  | 767 | these two numbers may
total inc o/h + margin |  |  | 183 | 522 |  | 63 |  | 768 | differ slightly due to rounding
Network Management Table
Quantity | Labour Code | memo | Description | Business Unit | unit cost | Cost
0.5 | Admin | Desktop Scoping | Administrative Officer | Internal | 58.94 | 29
1.5 | Admin | Field Scoping | Administrative Officer | Internal | 58.94 | 88
[5 empty] | 0 | 0
Labour Table
Quantity | Labour Code | memo | Description | Business Unit | unit cost | Cost
1.6667 | FW | TSW Powerlines (2ppl) - adjust service point | Field Worker | Internal | 81.5209 | 136
1.5 | FW | Field Services travel time (2x0.5+1x0.5) | Field Worker | Internal | 81.5209 | 122
0.91667 | FW | TSW Electrical (1ppl) - Connection | Field Worker | Internal | 81.5209 | 75
[5 empty] | 0 | 0
Materials Table
Quantity | Code | Memo | Description | Business Unit | unit cost | cost
1 | RA4822 |  | SERVICE ASSY,80A,4 WIRE,4M,FUSES,NO.18 | Materials
4 | BW7105 |  | BOLT,HOOK,STEEL,M6X320MM,Z/P,WITH NUT | Materials
3 | RN2605 |  | CLAMP,CONDUCTOR,57-70MM DIA,SG IRON,ADJ | Materials
2 | DH4810 |  | CONDUIT,X-ARM CABLE DUCTING,25MMX710MM | Materials
3 | EB2726 |  | FUSE,100 A,660 V,HRC,2 HOLE FIX | Materials
Contractor Table
Quantity | Code | memo | Description | Business Unit | unit cost | cost
Vehicles Table
Quantity | Code | memo | Description | Business Unit | unit cost | cost
1.3 | 999 | Allowed 2x0.5hr travel time plus on job time | EWP 13 & 14 M | Vehicle | 21.97 | 29
1.4 | 600 | Allowed 2x0.5hr travel time plus on job time | 4 x 2 Commer <3.5t | Vehicle | 12.82 | 18
[5 empty] | 0 | 0
[5 empty] | 0 | 0

## BCS141
BCS141 | 5 | 673 | status | 0 | good
Temp supply - O/head or O/Under on existing pole (diagram 3 or 3A)
check column (not used for reporting)
ID | OH rate | materials cost | NW | labour cost | Contractor Cost | Vehicle | Overhead | cost including o/h
Internal | 0.47768 |  | 117 | 279 |  | 0 | 189 | 585
External | 0.256
Materials | 0.39918
Vehicle | 0.256 |  | 0 | 0 |  | 40 | 10 | 50
unused | 0 |  | 0 | 0 |  | 0 | 0 | 0
unused | 0 |  | 0 | 0 |  | 0 | 0 | 0
unused | 0 |  | 0 | 0 |  | 0 | 0 | 0
Total |  |  | 117 | 279 |  | 40 | 199 | 635
check total |  |  | 117 | 279 |  | 40
total overhead |  |  | 55.889 | 133.2738 |  | 10.24 |  | 38
total inc o/h |  |  | 172.889 | 412.2738 |  | 50.24 |  | 673 | these two numbers may
total inc o/h + margin |  |  | 183 | 437 |  | 53 |  | 673 | differ slightly due to rounding
Network Management Table
Quantity | Labour Code | memo | Description | Business Unit | unit cost | Cost
0.5 | Admin | Desktop Scoping | Administrative Officer | Internal | 58.94 | 29
1.5 | Admin | Field Scoping | Administrative Officer | Internal | 58.94 | 88
[5 empty] | 0 | 0
Labour Table
Quantity | Labour Code | memo | Description | Business Unit | unit cost | Cost
1.3333 | FW | TSW Powerlines (2ppl) - new supply | Field Worker | Internal | 81.5209 | 109
1.5 | FW | Field Services travel time (2x0.5+1x0.5) | Field Worker | Internal | 81.5209 | 122
0.58333 | FW | TSW Electrical (1ppl) - Connection | Field Worker | Internal | 81.5209 | 48
[5 empty] | 0 | 0
Materials Table
Quantity | Code | Memo | Description | Business Unit | unit cost | cost
1 | DC6212 |  | SHACKLE,BOW,GALV,M16,21MM LEG GAP | Materials
1 | DC1158 |  | CLAMP,DEAD END,HELICAL,NYLON,4X25ABC | Materials
1 | RA5121 |  | FUSE BOX,PLASTIC,NO.18 MK2,3 PHASE,80 A | Materials
1 | RA5312 |  | BRACKET,NO.18 MK2 FUSE BOX MOUNTING | Materials
1 | DH1130 |  | BRACKET,NEUTRAL SCREEN TO HOUSE,VEE TYPE | Materials
1 | DF6075 |  | LUG,1 HOLE PALM,25MM2,M16,CU,10.3MM STEM | Materials
1 | RA5154 |  | CONE,PLASTIC,NO.18 FUSE BOX MK2 | Materials
1 | ER6002 |  | PLUG,SEALING, 4 HOLE, LV ABC | Materials
2 | DH1395 |  | BRACKET,POLE TO INSUL HOOK,11kV,90 DEG | Materials
30 | CB3054 |  | CONDUCTOR,ABC,LV,ALUM,4 X 25MM2,200M | Materials
2 | RK4010 |  | THIMBLE,FOR ROPE,10MM,STEEL,GALV | Materials
15 | CS3460 |  | WIRE ROPE,7/1.6 MM,STEEL,GALV,100M | Materials
2 | DC1122 |  | CLAMP,DEAD END,HELICAL,GALV,7/1.60MM | Materials
4 | DF1570 |  | CLAMP,INSULATION,PIERCING,ALUM | Materials
2 | DH4810 |  | CONDUIT,X-ARM CABLE DUCTING,25MMX710MM | Materials
3 | DC1476 |  | CLAMP,STRAIN,WEDGE,ABC,2,3,4 x 25MM-35MM | Materials
Contractor Table
Quantity | Code | memo | Description | Business Unit | unit cost | cost
Vehicles Table
Quantity | Code | memo | Description | Business Unit | unit cost | cost
1.1667 | 999 |  | EWP 13 & 14 M | Vehicle | 21.97 | 26
1.0833 | 600 |  | 4 x 2 Commer <3.5t | Vehicle | 12.82 | 14
[5 empty] | 0 | 0
[5 empty] | 0 | 0

## BCS145
BCS145 | 6 | 462 | status | 0 | good
Temp supply - Existing pit/pillar (diagram 2)
check column (not used for reporting)
ID | OH rate | materials cost | NW | labour cost | Contractor Cost | Vehicle | Overhead | cost including o/h
Internal | 0.47768 |  | 117 | 157 |  | 0 | 131 | 405
External | 0.256
Materials | 0.39918
Vehicle | 0.256 |  | 0 | 0 |  | 25 | 6 | 31
unused | 0 |  | 0 | 0 |  | 0 | 0 | 0
unused | 0 |  | 0 | 0 |  | 0 | 0 | 0
unused | 0 |  | 0 | 0 |  | 0 | 0 | 0
Total |  |  | 117 | 157 |  | 25 | 137 | 436
check total |  |  | 117 | 157 |  | 25
total overhead |  |  | 55.889 | 74.9964 |  | 6.4 |  | 26
total inc o/h |  |  | 172.889 | 231.9964 |  | 31.4 |  | 462 | these two numbers may
total inc o/h + margin |  |  | 183 | 246 |  | 33 |  | 462 | differ slightly due to rounding
Network Management Table
Quantity | Labour Code | memo | Description | Business Unit | unit cost | Cost
0.5 | Admin | Desktop Scoping | Administrative Officer | Internal | 58.94 | 29
1.5 | Admin | Field Scoping | Administrative Officer | Internal | 58.94 | 88
[5 empty] | 0 | 0
Labour Table
Quantity | Labour Code | memo | Description | Business Unit | unit cost | Cost
0.58333 | FW | TSW Electrical (1ppl) - Connection | Field Worker | Internal | 81.5209 | 48
0.33333 | FW | TSW Electrical (1ppl) - Connection Assist | Field Worker | Internal | 81.5209 | 27
1 | FW | Field Services travel time (2 x 0.5) | Field Worker | Internal | 81.5209 | 82
[5 empty] | 0 | 0
Materials Table
Quantity | Code | Memo | Description | Business Unit | unit cost | cost
Contractor Table
Quantity | Code | memo | Description | Business Unit | unit cost | cost
Vehicles Table
Quantity | Code | memo | Description | Business Unit | unit cost | cost
1.9167 | 600 | Light Vehicle - 2 crews (single person), 2 vehicles | 4 x 2 Commer <3.5t | Vehicle | 12.82 | 25
[5 empty] | 0 | 0
[5 empty] | 0 | 0
[5 empty] | 0 | 0

## NDS301
NDS301 | 7 | 614 | status | 0 | good
Permanent abolishment of LV service
check column (not used for reporting)
ID | OH rate | materials cost | NW | labour cost | Contractor Cost | Vehicle | Overhead | cost including o/h
Internal | 0.47768 |  | 117 | 245 |  | 0 | 173 | 535
External | 0.256
Materials | 0.39918
Vehicle | 0.256 |  | 0 | 0 |  | 35 | 9 | 44
unused | 0 |  | 0 | 0 |  | 0 | 0 | 0
unused | 0 |  | 0 | 0 |  | 0 | 0 | 0
unused | 0 |  | 0 | 0 |  | 0 | 0 | 0
Total |  |  | 117 | 245 |  | 35 | 182 | 579
check total |  |  | 117 | 245 |  | 35
total overhead |  |  | 55.889 | 117.0326 |  | 8.96 |  | 35
total inc o/h |  |  | 172.889 | 362.0326 |  | 43.96 |  | 614 | these two numbers may
total inc o/h + margin |  |  | 183 | 384 |  | 47 |  | 614 | differ slightly due to rounding
Network Management Table
Quantity | Labour Code | memo | Description | Business Unit | unit cost | Cost
0.5 | Admin | Desktop Scoping | Administrative Officer | Internal | 58.94 | 29
1.5 | Admin | Field Scoping | Administrative Officer | Internal | 58.94 | 88
[5 empty] | 0 | 0
Labour Table
Quantity | Labour Code | memo | Description | Business Unit | unit cost | Cost
1 | FW | TSW Powerlines (2ppl) - abolishment | Field Worker | Internal | 81.5209 | 82
1.5 | FW | Field Services travel time (2x0.5+1x0.5) | Field Worker | Internal | 81.5209 | 122
0.5 | FW | TSW Electrical (1ppl) - Abolishment | Field Worker | Internal | 81.5209 | 41
[5 empty] | 0 | 0
Materials Table
Quantity | Code | Memo | Description | Business Unit | unit cost | cost
Contractor Table
Quantity | Code | memo | Description | Business Unit | unit cost | cost
Vehicles Table
Quantity | Code | memo | Description | Business Unit | unit cost | cost
1 | 999 | EWP | EWP 13 & 14 M | Vehicle | 21.97 | 22
1 | 600 | Light Vehicle | 4 x 2 Commer <3.5t | Vehicle | 12.82 | 13
[5 empty] | 0 | 0
[5 empty] | 0 | 0

## NDS302
NDS302 | 8 | 1017 | status | 0 | good
Temp disconnect & reconnect - truck attendance
check column (not used for reporting)
ID | OH rate | materials cost | NW | labour cost | Contractor Cost | Vehicle | Overhead | cost including o/h
Internal | 0.47768 |  | 117 | 476 |  | 0 | 283 | 876
External | 0.256
Materials | 0.39918
Vehicle | 0.256 |  | 0 | 0 |  | 66 | 17 | 83
unused | 0 |  | 0 | 0 |  | 0 | 0 | 0
unused | 0 |  | 0 | 0 |  | 0 | 0 | 0
unused | 0 |  | 0 | 0 |  | 0 | 0 | 0
Total |  |  | 117 | 476 |  | 66 | 300 | 959
check total |  |  | 117 | 476 |  | 66
total overhead |  |  | 55.889 | 227.3776 |  | 16.896 |  | 58
total inc o/h |  |  | 172.889 | 703.3776 |  | 82.896 |  | 1017 | these two numbers may
total inc o/h + margin |  |  | 183 | 746 |  | 88 |  | 1017 | differ slightly due to rounding
Network Management Table
Quantity | Labour Code | memo | Description | Business Unit | unit cost | Cost
0.5 | Admin | Desktop Scoping | Administrative Officer | Internal | 58.94 | 29
1.5 | Admin | Field Scoping | Administrative Officer | Internal | 58.94 | 88
[5 empty] | 0 | 0
Labour Table
Quantity | Labour Code | memo | Description | Business Unit | unit cost | Cost
0.83333 | FW | TSW Powerlines (2ppl) - disconnect | Field Worker | Internal | 81.5209 | 68
1.1667 | FW | TSW Powerlines (2ppl) - reconnect | Field Worker | Internal | 81.5209 | 95
0.83333 | FW | TSW Electrical (1ppl) - cust connect DNplusRN | Field Worker | Internal | 81.5209 | 68
3 | FW | Field Services travel time (2visits x( 2ppl x0.5 powerline +1pplx0.5 elec)) | Field Worker | Internal | 81.5209 | 245
Materials Table
Quantity | Code | Memo | Description | Business Unit | unit cost | cost
Contractor Table
Quantity | Code | memo | Description | Business Unit | unit cost | cost
Vehicles Table
Quantity | Code | memo | Description | Business Unit | unit cost | cost
2 | 600 | EWP | 4 x 2 Commer <3.5t | Vehicle | 12.82 | 26
1.8333 | 999 | Light Vehicle | EWP 13 & 14 M | Vehicle | 21.97 | 40
[5 empty] | 0 | 0
[5 empty] | 0 | 0

## NDS330
NDS330 | 9 | 451 | status | 0 | good
Temp disconnect & reconnect - single person crew
check column (not used for reporting)
ID | OH rate | materials cost | NW | labour cost | Contractor Cost | Vehicle | Overhead | cost including o/h
Internal | 0.47768 |  | 117 | 150 |  | 0 | 128 | 395
External | 0.256
Materials | 0.39918
Vehicle | 0.256 |  | 0 | 0 |  | 24 | 6 | 30
unused | 0 |  | 0 | 0 |  | 0 | 0 | 0
unused | 0 |  | 0 | 0 |  | 0 | 0 | 0
unused | 0 |  | 0 | 0 |  | 0 | 0 | 0
Total |  |  | 117 | 150 |  | 24 | 134 | 425
check total |  |  | 117 | 150 |  | 24
total overhead |  |  | 55.889 | 71.6526 |  | 6.144 |  | 26
total inc o/h |  |  | 172.889 | 221.6526 |  | 30.144 |  | 451 | these two numbers may
total inc o/h + margin |  |  | 183 | 235 |  | 32 |  | 450 | differ slightly due to rounding
Network Management Table
Quantity | Labour Code | memo | Description | Business Unit | unit cost | Cost
0.5 | Admin | Desktop Scoping | Administrative Officer | Internal | 58.94 | 29
1.5 | Admin | Field Scoping | Administrative Officer | Internal | 58.94 | 88
[5 empty] | 0 | 0
Labour Table
Quantity | Labour Code | memo | Description | Business Unit | unit cost | Cost
0.83333 | FW | TSW Electrical (1ppl) - cust connect DNplusRN | Field Worker | Internal | 81.5209 | 68
1 | FW | Field Services travel time (2visits x0.5 hours) | Field Worker | Internal | 81.5209 | 82
[5 empty] | 0 | 0
[5 empty] | 0 | 0
Materials Table
Quantity | Code | Memo | Description | Business Unit | unit cost | cost
Contractor Table
Quantity | Code | memo | Description | Business Unit | unit cost | cost
Vehicles Table
Quantity | Code | memo | Description | Business Unit | unit cost | cost
1.8333 | 600 | Light Vehicle | 4 x 2 Commer <3.5t | Vehicle | 12.82 | 24
[5 empty] | 0 | 0
[5 empty] | 0 | 0
[5 empty] | 0 | 0

## NDS340
NDS340 | 10 | 3208 | status | 0 | good
Connections specification fee - $0-$100k proj
check column (not used for reporting)
ID | OH rate | materials cost | NW | labour cost | Contractor Cost | Vehicle | Overhead | cost including o/h
Internal | 0.47768 |  | 2048 | 0 |  | 0 | 978 | 3026
External | 0.256
Materials | 0.39918
Vehicle | 0.256 |  | 0 | 0 |  | 0 | 0 | 0
unused | 0 |  | 0 | 0 |  | 0 | 0 | 0
unused | 0 |  | 0 | 0 |  | 0 | 0 | 0
unused | 0 |  | 0 | 0 |  | 0 | 0 | 0
Total |  |  | 2048 | 0 |  | 0 | 978 | 3026
check total |  |  | 2048 | 0 |  | 0
total overhead |  |  | 978.2968 | 0 |  | 0 |  | 182
total inc o/h |  |  | 3026.2968 | 0 |  | 0 |  | 3208 | these two numbers may
total inc o/h + margin |  |  | 3208 | 0 |  | 0 |  | 3208 | differ slightly due to rounding
Network Management Table
Quantity | Labour Code | memo | Description | Business Unit | unit cost | Cost
20 | PM | Project Manager | Project Manager | Internal | 102.4018 | 2048
[5 empty] | 0 | 0
[5 empty] | 0 | 0
Labour Table
Quantity | Labour Code | memo | Description | Business Unit | unit cost | Cost
[5 empty] | 0 | 0
[5 empty] | 0 | 0
[5 empty] | 0 | 0
[5 empty] | 0 | 0
Materials Table
Quantity | Code | Memo | Description | Business Unit | unit cost | cost
Contractor Table
Quantity | Code | memo | Description | Business Unit | unit cost | cost
Vehicles Table
Quantity | Code | memo | Description | Business Unit | unit cost | cost
[5 empty] | 0 | 0
[5 empty] | 0 | 0
[5 empty] | 0 | 0
[5 empty] | 0 | 0

## NDS341
NDS341 | 11 | 5614 | status | 0 | good
Connections specification fee - $101k-$200k proj
check column (not used for reporting)
ID | OH rate | materials cost | NW | labour cost | Contractor Cost | Vehicle | Overhead | cost including o/h
Internal | 0.47768 |  | 3584 | 0 |  | 0 | 1712 | 5296
External | 0.256
Materials | 0.39918
Vehicle | 0.256 |  | 0 | 0 |  | 0 | 0 | 0
unused | 0 |  | 0 | 0 |  | 0 | 0 | 0
unused | 0 |  | 0 | 0 |  | 0 | 0 | 0
unused | 0 |  | 0 | 0 |  | 0 | 0 | 0
Total |  |  | 3584 | 0 |  | 0 | 1712 | 5296
check total |  |  | 3584 | 0 |  | 0
total overhead |  |  | 1712.0195 | 0 |  | 0 |  | 318
total inc o/h |  |  | 5296.0195 | 0 |  | 0 |  | 5614 | these two numbers may
total inc o/h + margin |  |  | 5614 | 0 |  | 0 |  | 5614 | differ slightly due to rounding
Network Management Table
Quantity | Labour Code | memo | Description | Business Unit | unit cost | Cost
35 | PM | Project Manager | Project Manager | Internal | 102.4018 | 3584
[5 empty] | 0 | 0
[5 empty] | 0 | 0
Labour Table
Quantity | Labour Code | memo | Description | Business Unit | unit cost | Cost
[5 empty] | 0 | 0
[5 empty] | 0 | 0
[5 empty] | 0 | 0
[5 empty] | 0 | 0
Materials Table
Quantity | Code | Memo | Description | Business Unit | unit cost | cost
Contractor Table
Quantity | Code | memo | Description | Business Unit | unit cost | cost
Vehicles Table
Quantity | Code | memo | Description | Business Unit | unit cost | cost
[5 empty] | 0 | 0
[5 empty] | 0 | 0
[5 empty] | 0 | 0
[5 empty] | 0 | 0

## NDS345
NDS345 | 12 | 384 | status | 0 | good
Works re-inspection for compliance - Up to 3hrs normal time
check column (not used for reporting)
ID | OH rate | materials cost | NW | labour cost | Contractor Cost | Vehicle | Overhead | cost including o/h
Internal | 0.47768 |  | 245 | 0 |  | 0 | 117 | 362
External | 0.256
Materials | 0.39918
Vehicle | 0.256 |  | 0 | 0 |  | 0 | 0 | 0
unused | 0 |  | 0 | 0 |  | 0 | 0 | 0
unused | 0 |  | 0 | 0 |  | 0 | 0 | 0
unused | 0 |  | 0 | 0 |  | 0 | 0 | 0
Total |  |  | 245 | 0 |  | 0 | 117 | 362
check total |  |  | 245 | 0 |  | 0
total overhead |  |  | 117.0326 | 0 |  | 0 |  | 22
total inc o/h |  |  | 362.0326 | 0 |  | 0 |  | 384 | these two numbers may
total inc o/h + margin |  |  | 384 | 0 |  | 0 |  | 384 | differ slightly due to rounding
Network Management Table
Quantity | Labour Code | memo | Description | Business Unit | unit cost | Cost
3 | FW | Compliance officer | Field Worker | Internal | 81.5209 | 245
[5 empty] | 0 | 0
[5 empty] | 0 | 0
Labour Table
Quantity | Labour Code | memo | Description | Business Unit | unit cost | Cost
[5 empty] | 0 | 0
[5 empty] | 0 | 0
[5 empty] | 0 | 0
[5 empty] | 0 | 0
Materials Table
Quantity | Code | Memo | Description | Business Unit | unit cost | cost
Contractor Table
Quantity | Code | memo | Description | Business Unit | unit cost | cost
Vehicles Table
Quantity | Code | memo | Description | Business Unit | unit cost | cost
[5 empty] | 0 | 0
[5 empty] | 0 | 0
[5 empty] | 0 | 0
[5 empty] | 0 | 0

## NDS346
NDS346 | 13 | 128 | status | 0 | good
Works re-inspection for compliance - After 3hrs normal time
check column (not used for reporting)
ID | OH rate | materials cost | NW | labour cost | Contractor Cost | Vehicle | Overhead | cost including o/h
Internal | 0.47768 |  | 82 | 0 |  | 0 | 39 | 121
External | 0.256
Materials | 0.39918
Vehicle | 0.256 |  | 0 | 0 |  | 0 | 0 | 0
unused | 0 |  | 0 | 0 |  | 0 | 0 | 0
unused | 0 |  | 0 | 0 |  | 0 | 0 | 0
unused | 0 |  | 0 | 0 |  | 0 | 0 | 0
Total |  |  | 82 | 0 |  | 0 | 39 | 121
check total |  |  | 82 | 0 |  | 0
total overhead |  |  | 39.1701 | 0 |  | 0 |  | 7
total inc o/h |  |  | 121.1701 | 0 |  | 0 |  | 128 | these two numbers may
total inc o/h + margin |  |  | 128 | 0 |  | 0 |  | 128 | differ slightly due to rounding
Network Management Table
Quantity | Labour Code | memo | Description | Business Unit | unit cost | Cost
1 | FW | Compliance officer | Field Worker | Internal | 81.5209 | 82
[5 empty] | 0 | 0
[5 empty] | 0 | 0
Labour Table
Quantity | Labour Code | memo | Description | Business Unit | unit cost | Cost
[5 empty] | 0 | 0
[5 empty] | 0 | 0
[5 empty] | 0 | 0
[5 empty] | 0 | 0
Materials Table
Quantity | Code | Memo | Description | Business Unit | unit cost | cost
Contractor Table
Quantity | Code | memo | Description | Business Unit | unit cost | cost
Vehicles Table
Quantity | Code | memo | Description | Business Unit | unit cost | cost
[5 empty] | 0 | 0
[5 empty] | 0 | 0
[5 empty] | 0 | 0
[5 empty] | 0 | 0

## NDS347
NDS347 | 14 | 128 | status | 0 | good
Works re-inspection for compliance - Out of hours
check column (not used for reporting)
ID | OH rate | materials cost | NW | labour cost | Contractor Cost | Vehicle | Overhead | cost including o/h
Internal | 0.47768 |  | 82 | 0 |  | 0 | 39 | 121
External | 0.256
Materials | 0.39918
Vehicle | 0.256 |  | 0 | 0 |  | 0 | 0 | 0
unused | 0 |  | 0 | 0 |  | 0 | 0 | 0
unused | 0 |  | 0 | 0 |  | 0 | 0 | 0
unused | 0 |  | 0 | 0 |  | 0 | 0 | 0
Total |  |  | 82 | 0 |  | 0 | 39 | 121
check total |  |  | 82 | 0 |  | 0
total overhead |  |  | 39.1701 | 0 |  | 0 |  | 7
total inc o/h |  |  | 121.1701 | 0 |  | 0 |  | 128 | these two numbers may
total inc o/h + margin |  |  | 128 | 0 |  | 0 |  | 128 | differ slightly due to rounding
Network Management Table
Quantity | Labour Code | memo | Description | Business Unit | unit cost | Cost
1 | FW | Compliance officer | Field Worker | Internal | 81.5209 | 82
[5 empty] | 0 | 0
[5 empty] | 0 | 0
Labour Table
Quantity | Labour Code | memo | Description | Business Unit | unit cost | Cost
[5 empty] | 0 | 0
[5 empty] | 0 | 0
[5 empty] | 0 | 0
[5 empty] | 0 | 0
Materials Table
Quantity | Code | Memo | Description | Business Unit | unit cost | cost
Contractor Table
Quantity | Code | memo | Description | Business Unit | unit cost | cost
Vehicles Table
Quantity | Code | memo | Description | Business Unit | unit cost | cost
[5 empty] | 0 | 0
[5 empty] | 0 | 0
[5 empty] | 0 | 0
[5 empty] | 0 | 0

## NDS356
NDS356 | 15 | 119 | status | 0 | good
Meter test - 1ph
check column (not used for reporting)
ID | OH rate | materials cost | NW | labour cost | Contractor Cost | Vehicle | Overhead | cost including o/h
Internal | 0.47768 |  | 0 | 76 |  | 0 | 36 | 112
External | 0.256
Materials | 0.39918
Vehicle | 0.256 |  | 0 | 0 |  | 0 | 0 | 0
unused | 0 |  | 0 | 0 |  | 0 | 0 | 0
unused | 0 |  | 0 | 0 |  | 0 | 0 | 0
unused | 0 |  | 0 | 0 |  | 0 | 0 | 0
Total |  |  | 0 | 76 |  | 0 | 36 | 112
check total |  |  | 0 | 76 |  | 0
total overhead |  |  | 0 | 36.304 |  | 0 |  | 7
total inc o/h |  |  | 0 | 112.304 |  | 0 |  | 119 | these two numbers may
total inc o/h + margin |  |  | 0 | 119 |  | 0 |  | 119 | differ slightly due to rounding
Network Management Table
Quantity | Labour Code | memo | Description | Business Unit | unit cost | Cost
[5 empty] | 0 | 0
[5 empty] | 0 | 0
[5 empty] | 0 | 0
Labour Table
Quantity | Labour Code | memo | Description | Business Unit | unit cost | Cost
0.75 | FW | TSW | Field Worker | Internal | 81.5209 | 61
0.25 | Admin | Customer relations | Administrative Officer | Internal | 58.94 | 15
[5 empty] | 0 | 0
[5 empty] | 0 | 0
Materials Table
Quantity | Code | Memo | Description | Business Unit | unit cost | cost
Contractor Table
Quantity | Code | memo | Description | Business Unit | unit cost | cost
Vehicles Table
Quantity | Code | memo | Description | Business Unit | unit cost | cost
[5 empty] | 0 | 0
[5 empty] | 0 | 0
[5 empty] | 0 | 0
[5 empty] | 0 | 0

## NDS358
NDS358 | 17 | 119 | status | 0 | good
Meter test - 3ph
check column (not used for reporting)
ID | OH rate | materials cost | NW | labour cost | Contractor Cost | Vehicle | Overhead | cost including o/h
Internal | 0.47768 |  | 0 | 76 |  | 0 | 36 | 112
External | 0.256
Materials | 0.39918
Vehicle | 0.256 |  | 0 | 0 |  | 0 | 0 | 0
unused | 0 |  | 0 | 0 |  | 0 | 0 | 0
unused | 0 |  | 0 | 0 |  | 0 | 0 | 0
unused | 0 |  | 0 | 0 |  | 0 | 0 | 0
Total |  |  | 0 | 76 |  | 0 | 36 | 112
check total |  |  | 0 | 76 |  | 0
total overhead |  |  | 0 | 36.304 |  | 0 |  | 7
total inc o/h |  |  | 0 | 112.304 |  | 0 |  | 119 | these two numbers may
total inc o/h + margin |  |  | 0 | 119 |  | 0 |  | 119 | differ slightly due to rounding
Network Management Table
Quantity | Labour Code | memo | Description | Business Unit | unit cost | Cost
[5 empty] | 0 | 0
[5 empty] | 0 | 0
[5 empty] | 0 | 0
Labour Table
Quantity | Labour Code | memo | Description | Business Unit | unit cost | Cost
0.75 | FW | TSW | Field Worker | Internal | 81.5209 | 61
0.25 | Admin | Customer relations | Administrative Officer | Internal | 58.94 | 15
[5 empty] | 0 | 0
[5 empty] | 0 | 0
Materials Table
Quantity | Code | Memo | Description | Business Unit | unit cost | cost
Contractor Table
Quantity | Code | memo | Description | Business Unit | unit cost | cost
Vehicles Table
Quantity | Code | memo | Description | Business Unit | unit cost | cost
[5 empty] | 0 | 0
[5 empty] | 0 | 0
[5 empty] | 0 | 0
[5 empty] | 0 | 0

## NDS359
NDS359 | 18 | 119 | status | 0 | good
Meter test - Additional 3ph meter
check column (not used for reporting)
ID | OH rate | materials cost | NW | labour cost | Contractor Cost | Vehicle | Overhead | cost including o/h
Internal | 0.47768 |  | 0 | 76 |  | 0 | 36 | 112
External | 0.256
Materials | 0.39918
Vehicle | 0.256 |  | 0 | 0 |  | 0 | 0 | 0
unused | 0 |  | 0 | 0 |  | 0 | 0 | 0
unused | 0 |  | 0 | 0 |  | 0 | 0 | 0
unused | 0 |  | 0 | 0 |  | 0 | 0 | 0
Total |  |  | 0 | 76 |  | 0 | 36 | 112
check total |  |  | 0 | 76 |  | 0
total overhead |  |  | 0 | 36.304 |  | 0 |  | 7
total inc o/h |  |  | 0 | 112.304 |  | 0 |  | 119 | these two numbers may
total inc o/h + margin |  |  | 0 | 119 |  | 0 |  | 119 | differ slightly due to rounding
Network Management Table
Quantity | Labour Code | memo | Description | Business Unit | unit cost | Cost
[5 empty] | 0 | 0
[5 empty] | 0 | 0
[5 empty] | 0 | 0
Labour Table
Quantity | Labour Code | memo | Description | Business Unit | unit cost | Cost
0.75 | FW | TSW | Field Worker | Internal | 81.5209 | 61
0.25 | Admin | Customer relations | Administrative Officer | Internal | 58.94 | 15
[5 empty] | 0 | 0
[5 empty] | 0 | 0
Materials Table
Quantity | Code | Memo | Description | Business Unit | unit cost | cost
Contractor Table
Quantity | Code | memo | Description | Business Unit | unit cost | cost
Vehicles Table
Quantity | Code | memo | Description | Business Unit | unit cost | cost
[5 empty] | 0 | 0
[5 empty] | 0 | 0
[5 empty] | 0 | 0
[5 empty] | 0 | 0

## NDS360
NDS360 | 19 | 119 | status | 0 | good
PV installation enquiry - 1ph
check column (not used for reporting)
ID | OH rate | materials cost | NW | labour cost | Contractor Cost | Vehicle | Overhead | cost including o/h
Internal | 0.47768 |  | 0 | 76 |  | 0 | 36 | 112
External | 0.256
Materials | 0.39918
Vehicle | 0.256 |  | 0 | 0 |  | 0 | 0 | 0
unused | 0 |  | 0 | 0 |  | 0 | 0 | 0
unused | 0 |  | 0 | 0 |  | 0 | 0 | 0
unused | 0 |  | 0 | 0 |  | 0 | 0 | 0
Total |  |  | 0 | 76 |  | 0 | 36 | 112
check total |  |  | 0 | 76 |  | 0
total overhead |  |  | 0 | 36.304 |  | 0 |  | 7
total inc o/h |  |  | 0 | 112.304 |  | 0 |  | 119 | these two numbers may
total inc o/h + margin |  |  | 0 | 119 |  | 0 |  | 119 | differ slightly due to rounding
Network Management Table
Quantity | Labour Code | memo | Description | Business Unit | unit cost | Cost
[5 empty] | 0 | 0
[5 empty] | 0 | 0
[5 empty] | 0 | 0
Labour Table
Quantity | Labour Code | memo | Description | Business Unit | unit cost | Cost
0.75 | FW | TSW | Field Worker | Internal | 81.5209 | 61
0.25 | Admin | Customer relations | Administrative Officer | Internal | 58.94 | 15
[5 empty] | 0 | 0
[5 empty] | 0 | 0
Materials Table
Quantity | Code | Memo | Description | Business Unit | unit cost | cost
Contractor Table
Quantity | Code | memo | Description | Business Unit | unit cost | cost
Vehicles Table
Quantity | Code | memo | Description | Business Unit | unit cost | cost
[5 empty] | 0 | 0
[5 empty] | 0 | 0
[5 empty] | 0 | 0
[5 empty] | 0 | 0

## NDS362
NDS362 | 20 | 119 | status | 0 | good
PV installation enquiry - 3ph
check column (not used for reporting)
ID | OH rate | materials cost | NW | labour cost | Contractor Cost | Vehicle | Overhead | cost including o/h
Internal | 0.47768 |  | 0 | 76 |  | 0 | 36 | 112
External | 0.256
Materials | 0.39918
Vehicle | 0.256 |  | 0 | 0 |  | 0 | 0 | 0
unused | 0 |  | 0 | 0 |  | 0 | 0 | 0
unused | 0 |  | 0 | 0 |  | 0 | 0 | 0
unused | 0 |  | 0 | 0 |  | 0 | 0 | 0
Total |  |  | 0 | 76 |  | 0 | 36 | 112
check total |  |  | 0 | 76 |  | 0
total overhead |  |  | 0 | 36.304 |  | 0 |  | 7
total inc o/h |  |  | 0 | 112.304 |  | 0 |  | 119 | these two numbers may
total inc o/h + margin |  |  | 0 | 119 |  | 0 |  | 119 | differ slightly due to rounding
Network Management Table
Quantity | Labour Code | memo | Description | Business Unit | unit cost | Cost
[5 empty] | 0 | 0
[5 empty] | 0 | 0
[5 empty] | 0 | 0
Labour Table
Quantity | Labour Code | memo | Description | Business Unit | unit cost | Cost
0.75 | FW | TSW | Field Worker | Internal | 81.5209 | 61
0.25 | Admin | Customer relations | Administrative Officer | Internal | 58.94 | 15
[5 empty] | 0 | 0
[5 empty] | 0 | 0
Materials Table
Quantity | Code | Memo | Description | Business Unit | unit cost | cost
Contractor Table
Quantity | Code | memo | Description | Business Unit | unit cost | cost
Vehicles Table
Quantity | Code | memo | Description | Business Unit | unit cost | cost
[5 empty] | 0 | 0
[5 empty] | 0 | 0
[5 empty] | 0 | 0
[5 empty] | 0 | 0

## NDS364
NDS364 | 21 | 55 | status | 0 | good
Meter inspection fee - 1st meter
check column (not used for reporting)
ID | OH rate | materials cost | NW | labour cost | Contractor Cost | Vehicle | Overhead | cost including o/h
Internal | 0.47768 |  | 0 | 35 |  | 0 | 17 | 52
External | 0.256
Materials | 0.39918
Vehicle | 0.256 |  | 0 | 0 |  | 0 | 0 | 0
unused | 0 |  | 0 | 0 |  | 0 | 0 | 0
unused | 0 |  | 0 | 0 |  | 0 | 0 | 0
unused | 0 |  | 0 | 0 |  | 0 | 0 | 0
Total |  |  | 0 | 35 |  | 0 | 17 | 52
check total |  |  | 0 | 35 |  | 0
total overhead |  |  | 0 | 16.7189 |  | 0 |  | 3
total inc o/h |  |  | 0 | 51.7189 |  | 0 |  | 55 | these two numbers may
total inc o/h + margin |  |  | 0 | 55 |  | 0 |  | 55 | differ slightly due to rounding
Network Management Table
Quantity | Labour Code | memo | Description | Business Unit | unit cost | Cost
[5 empty] | 0 | 0
[5 empty] | 0 | 0
[5 empty] | 0 | 0
Labour Table
Quantity | Labour Code | memo | Description | Business Unit | unit cost | Cost
0.25 | FW | TSW | Field Worker | Internal | 81.5209 | 20
0.25 | Admin | Customer relations | Administrative Officer | Internal | 58.94 | 15
[5 empty] | 0 | 0
[5 empty] | 0 | 0
Materials Table
Quantity | Code | Memo | Description | Business Unit | unit cost | cost
Contractor Table
Quantity | Code | memo | Description | Business Unit | unit cost | cost
Vehicles Table
Quantity | Code | memo | Description | Business Unit | unit cost | cost
[5 empty] | 0 | 0
[5 empty] | 0 | 0
[5 empty] | 0 | 0
[5 empty] | 0 | 0

## NDS366
NDS366 | 23 | 52 | status | 0 | good
Excess kVAr Incentive
check column (not used for reporting)
ID | OH rate | materials cost | NW | labour cost | Contractor Cost | Vehicle | Overhead | cost including o/h
0 | 0.47768 |  | 0 | 0 |  | 0 | 0 | 0
0 | 0.256
0 | 0.39918
Tariff | 0.256 |  | 0 | 0 |  | 0 | 0 | cost
Excess kVAr Incentive | 0 |  | 0 | 0 |  | 0 | 0 | 49
0 | 0 |  | 0 | 0 |  | 0 | 0 | 0
0 | 0 |  | 0 | 0 |  | 0 | 0 | 0
Total |  |  | 0 | 0 |  | 0 | 0 | 49
check total |  |  | 0 | 0 |  | 0
total overhead |  |  | 0 | 0 |  | 0 |  | 3
total inc o/h |  |  | 0 | 0 |  | 0 |  | 52 | these two numbers may
total inc o/h + margin |  |  | 0 | 0 |  | 0 |  | 0 | differ slightly due to rounding
Network Management Table
Quantity | Labour Code | memo | Description | Business Unit | unit cost | Cost
[5 empty] | 0 | 0
[5 empty] | 0 | 0
[5 empty] | 0 | 0
Labour Table
Quantity | Labour Code | memo | Description | Business Unit | unit cost | Cost
[5 empty] | 0 | 0
[5 empty] | 0 | 0
[5 empty] | 0 | 0
[5 empty] | 0 | 0
Materials Table
Quantity | Code | Memo | Description | Business Unit | unit cost | cost
Contractor Table
Quantity | Code | memo | Description | Business Unit | unit cost | cost
Vehicles Table
Quantity | Code | memo | Description | Business Unit | unit cost | cost
[5 empty] | 0 | 0
[5 empty] | 0 | 0
[5 empty] | 0 | 0
[5 empty] | 0 | 0
Tariff |  | memo | Description | Business Unit | unit cost | cost
Excess kVAr Incentive |  | This charge is applied to customers currently assigned to a network demand tariff who are not code compliant with respect to power factor athe the time of Actual Max Demand requiring greater than 10kVAr of correction. These charges are reviewed annually - once the site has become compliant the charge no longer applies. | The Excess kVAr incentive charge is applied to each excess kVAr required over and above the implied kVAr allowance provided in the South Australian Electricity Distribution Code to meet a customer's agreed maximum demand on their recorded power factor at the time of their Actual Maximum Demand. | Internal | 49 | 49

## NDS371
NDS371 | 24 | 813 | status | 0 | good
Temporary line insulation (eg tiger tails)
check column (not used for reporting)
ID | OH rate | materials cost | NW | labour cost | Contractor Cost | Vehicle | Overhead | cost including o/h
Internal | 0.47768 |  | 117 | 327 |  | 0 | 212 | 656
External | 0.256
Materials | 0.39918
Vehicle | 0.256 |  | 0 | 0 |  | 88 | 23 | 111
unused | 0 |  | 0 | 0 |  | 0 | 0 | 0
unused | 0 |  | 0 | 0 |  | 0 | 0 | 0
unused | 0 |  | 0 | 0 |  | 0 | 0 | 0
Total |  |  | 117 | 327 |  | 88 | 235 | 767
check total |  |  | 117 | 327 |  | 88
total overhead |  |  | 55.889 | 156.2027 |  | 22.528 |  | 46
total inc o/h |  |  | 172.889 | 483.2027 |  | 110.528 |  | 813 | these two numbers may
total inc o/h + margin |  |  | 183 | 512 |  | 117 |  | 812 | differ slightly due to rounding
Network Management Table
Quantity | Labour Code | memo | Description | Business Unit | unit cost | Cost
0.5 | Admin | Desktop scoping | Administrative Officer | Internal | 58.94 | 29
1.5 | Admin | Field scoping | Administrative Officer | Internal | 58.94 | 88
[5 empty] | 0 | 0
Labour Table
Quantity | Labour Code | memo | Description | Business Unit | unit cost | Cost
1 | FW | TSW (2ppl) - Setup & install tiger tails | Field Worker | Internal | 81.5209 | 82
1 | FW | TSW (2ppl) - Setup & remove tiger tails | Field Worker | Internal | 81.5209 | 82
2 | FW | TSW travelling time (2 visits x 2ppl x 0.5hr/visit) | Field Worker | Internal | 81.5209 | 163
[5 empty] | 0 | 0
Materials Table
Quantity | Code | Memo | Description | Business Unit | unit cost | cost
Contractor Table
Quantity | Code | memo | Description | Business Unit | unit cost | cost
Vehicles Table
Quantity | Code | memo | Description | Business Unit | unit cost | cost
2 | 999 | EWP - travel time 0.5hr plus 1.5hr install | EWP 13 & 14 M | Vehicle | 21.97 | 44
2 | 999 | EWP - travel time 0.5hr plus 1.5hr remove | EWP 13 & 14 M | Vehicle | 21.97 | 44
[5 empty] | 0 | 0
[5 empty] | 0 | 0

## NDS373
NDS365 | 22 | 128 | status | 0 | good
Meter inspection fee - Addition meter
check column (not used for reporting)
ID | OH rate | materials cost | NW | labour cost | Contractor Cost | Vehicle | Overhead | cost including o/h
Internal | 0.47768 |  | 0 | 82 |  | 0 | 39 | 121
External | 0.256
Materials | 0.39918
Vehicle | 0.256 |  | 0 | 0 |  | 0 | 0 | 0
unused | 0 |  | 0 | 0 |  | 0 | 0 | 0
unused | 0 |  | 0 | 0 |  | 0 | 0 | 0
unused | 0 |  | 0 | 0 |  | 0 | 0 | 0
Total |  |  | 0 | 82 |  | 0 | 39 | 121
check total |  |  | 0 | 82 |  | 0
total overhead |  |  | 0 | 39.1701 |  | 0 |  | 7
total inc o/h |  |  | 0 | 121.1701 |  | 0 |  | 128 | these two numbers may
total inc o/h + margin |  |  | 0 | 128 |  | 0 |  | 128 | differ slightly due to rounding
Network Management Table
Quantity | Labour Code | memo | Description | Business Unit | unit cost | Cost
[5 empty] | 0 | 0
[5 empty] | 0 | 0
[5 empty] | 0 | 0
Labour Table
Quantity | Labour Code | memo | Description | Business Unit | unit cost | Cost
1 | FW | TSW | Field Worker | Internal | 81.5209 | 82
[5 empty] | 0 | 0
[5 empty] | 0 | 0
[5 empty] | 0 | 0
Materials Table
Quantity | Code | Memo | Description | Business Unit | unit cost | cost
Contractor Table
Quantity | Code | memo | Description | Business Unit | unit cost | cost
Vehicles Table
Quantity | Code | memo | Description | Business Unit | unit cost | cost
[5 empty] | 0 | 0
[5 empty] | 0 | 0
[5 empty] | 0 | 0
[5 empty] | 0 | 0

## NDS377
NDS377 | 26 | 160 | status | 0 | good
Asset info request - <1hr
check column (not used for reporting)
ID | OH rate | materials cost | NW | labour cost | Contractor Cost | Vehicle | Overhead | cost including o/h
Internal | 0.47768 |  | 102 | 0 |  | 0 | 49 | 151
External | 0.256
Materials | 0.39918
Vehicle | 0.256 |  | 0 | 0 |  | 0 | 0 | 0
unused | 0 |  | 0 | 0 |  | 0 | 0 | 0
unused | 0 |  | 0 | 0 |  | 0 | 0 | 0
unused | 0 |  | 0 | 0 |  | 0 | 0 | 0
Total |  |  | 102 | 0 |  | 0 | 49 | 151
check total |  |  | 102 | 0 |  | 0
total overhead |  |  | 48.7238 | 0 |  | 0 |  | 9
total inc o/h |  |  | 150.7238 | 0 |  | 0 |  | 160 | these two numbers may
total inc o/h + margin |  |  | 160 | 0 |  | 0 |  | 160 | differ slightly due to rounding
Network Management Table
Quantity | Labour Code | memo | Description | Business Unit | unit cost | Cost
1 | PM | Project Manager | Project Manager | Internal | 102.4018 | 102
[5 empty] | 0 | 0
[5 empty] | 0 | 0
Labour Table
Quantity | Labour Code | memo | Description | Business Unit | unit cost | Cost
[5 empty] | 0 | 0
[5 empty] | 0 | 0
[5 empty] | 0 | 0
[5 empty] | 0 | 0
Materials Table
Quantity | Code | Memo | Description | Business Unit | unit cost | cost
Contractor Table
Quantity | Code | memo | Description | Business Unit | unit cost | cost
Vehicles Table
Quantity | Code | memo | Description | Business Unit | unit cost | cost
[5 empty] | 0 | 0
[5 empty] | 0 | 0
[5 empty] | 0 | 0
[5 empty] | 0 | 0

## NDS379
NDS379 | 27 | 321 | status | 0 | good
Asset info request - Ground level T/fs (site visit to open and visually see equipment)
check column (not used for reporting)
ID | OH rate | materials cost | NW | labour cost | Contractor Cost | Vehicle | Overhead | cost including o/h
Internal | 0.47768 |  | 205 | 0 |  | 0 | 98 | 303
External | 0.256
Materials | 0.39918
Vehicle | 0.256 |  | 0 | 0 |  | 0 | 0 | 0
unused | 0 |  | 0 | 0 |  | 0 | 0 | 0
unused | 0 |  | 0 | 0 |  | 0 | 0 | 0
unused | 0 |  | 0 | 0 |  | 0 | 0 | 0
Total |  |  | 205 | 0 |  | 0 | 98 | 303
check total |  |  | 205 | 0 |  | 0
total overhead |  |  | 97.9252 | 0 |  | 0 |  | 18
total inc o/h |  |  | 302.9252 | 0 |  | 0 |  | 321 | these two numbers may
total inc o/h + margin |  |  | 321 | 0 |  | 0 |  | 321 | differ slightly due to rounding
Network Management Table
Quantity | Labour Code | memo | Description | Business Unit | unit cost | Cost
2 | PM | Project Manager | Project Manager | Internal | 102.4018 | 205
[5 empty] | 0 | 0
[5 empty] | 0 | 0
Labour Table
Quantity | Labour Code | memo | Description | Business Unit | unit cost | Cost
[5 empty] | 0 | 0
[5 empty] | 0 | 0
[5 empty] | 0 | 0
[5 empty] | 0 | 0
Materials Table
Quantity | Code | Memo | Description | Business Unit | unit cost | cost
Contractor Table
Quantity | Code | memo | Description | Business Unit | unit cost | cost
Vehicles Table
Quantity | Code | memo | Description | Business Unit | unit cost | cost
[5 empty] | 0 | 0
[5 empty] | 0 | 0
[5 empty] | 0 | 0
[5 empty] | 0 | 0

## NDS381
NDS381 | 28 | 496 | status | 0 | good
Network Access Management fee - <0.5 day planning req
check column (not used for reporting)
ID | OH rate | materials cost | NW | labour cost | Contractor Cost | Vehicle | Overhead | cost including o/h
Internal | 0.47768 |  | 317 | 0 |  | 0 | 151 | 468
External | 0.256
Materials | 0.39918
Vehicle | 0.256 |  | 0 | 0 |  | 0 | 0 | 0
unused | 0 |  | 0 | 0 |  | 0 | 0 | 0
unused | 0 |  | 0 | 0 |  | 0 | 0 | 0
unused | 0 |  | 0 | 0 |  | 0 | 0 | 0
Total |  |  | 317 | 0 |  | 0 | 151 | 468
check total |  |  | 317 | 0 |  | 0
total overhead |  |  | 151.4258 | 0 |  | 0 |  | 28
total inc o/h |  |  | 468.4258 | 0 |  | 0 |  | 496 | these two numbers may
total inc o/h + margin |  |  | 497 | 0 |  | 0 |  | 497 | differ slightly due to rounding
Network Management Table
Quantity | Labour Code | memo | Description | Business Unit | unit cost | Cost
3 | Tech | Network control | Technical Specialist | Internal | 105.8003 | 317
[5 empty] | 0 | 0
[5 empty] | 0 | 0
Labour Table
Quantity | Labour Code | memo | Description | Business Unit | unit cost | Cost
[5 empty] | 0 | 0
[5 empty] | 0 | 0
[5 empty] | 0 | 0
[5 empty] | 0 | 0
Materials Table
Quantity | Code | Memo | Description | Business Unit | unit cost | cost
Contractor Table
Quantity | Code | memo | Description | Business Unit | unit cost | cost
Vehicles Table
Quantity | Code | memo | Description | Business Unit | unit cost | cost
[5 empty] | 0 | 0
[5 empty] | 0 | 0
[5 empty] | 0 | 0
[5 empty] | 0 | 0

## NDS386
NDS386 | 29 | 3 | status | 0 | good
Special meter reader visit - Normal hours
check column (not used for reporting)
ID | OH rate | materials cost | NW | labour cost | Contractor Cost | Vehicle | Overhead | cost including o/h
Internal | 0.47768 |  | 0 | 2 |  | 0 | 1 | 3
External | 0.256
Materials | 0.39918
Vehicle | 0.256 |  | 0 | 0 |  | 0 | 0 | 0
unused | 0 |  | 0 | 0 |  | 0 | 0 | 0
unused | 0 |  | 0 | 0 |  | 0 | 0 | 0
unused | 0 |  | 0 | 0 |  | 0 | 0 | 0
Total |  |  | 0 | 2 |  | 0 | 1 | 3
check total |  |  | 0 | 2 |  | 0
total overhead |  |  | 0 | 0.95537 |  | 0 |  | 0
total inc o/h |  |  | 0 | 2.9554 |  | 0 |  | 3 | these two numbers may
total inc o/h + margin |  |  | 0 | 3 |  | 0 |  | 3 | differ slightly due to rounding
Network Management Table
Quantity | Labour Code | memo | Description | Business Unit | unit cost | Cost
[5 empty] | 0 | 0
[5 empty] | 0 | 0
[5 empty] | 0 | 0
Labour Table
Quantity | Labour Code | memo | Description | Business Unit | unit cost | Cost
0.04 | Admin | Customer relations. Apportioned costs per task | Administrative Officer | Internal | 58.94 | 2
[5 empty] | 0 | 0
[5 empty] | 0 | 0
[5 empty] | 0 | 0
Materials Table
Quantity | Code | Memo | Description | Business Unit | unit cost | cost
Contractor Table
Quantity | Code | memo | Description | Business Unit | unit cost | cost
1 | c003 | external metering services | special meter read - normal hours | External
Vehicles Table
Quantity | Code | memo | Description | Business Unit | unit cost | cost
[5 empty] | 0 | 0
[5 empty] | 0 | 0
[5 empty] | 0 | 0
[5 empty] | 0 | 0

## NDS387
NDS387 | 30 | 3 | status | 0 | good
Special meter reader visit - Out of hours
check column (not used for reporting)
ID | OH rate | materials cost | NW | labour cost | Contractor Cost | Vehicle | Overhead | cost including o/h
Internal | 0.47768 |  | 0 | 2 |  | 0 | 1 | 3
External | 0.256
Materials | 0.39918
Vehicle | 0.256 |  | 0 | 0 |  | 0 | 0 | 0
unused | 0 |  | 0 | 0 |  | 0 | 0 | 0
unused | 0 |  | 0 | 0 |  | 0 | 0 | 0
unused | 0 |  | 0 | 0 |  | 0 | 0 | 0
Total |  |  | 0 | 2 |  | 0 | 1 | 3
check total |  |  | 0 | 2 |  | 0
total overhead |  |  | 0 | 0.95537 |  | 0 |  | 0
total inc o/h |  |  | 0 | 2.9554 |  | 0 |  | 3 | these two numbers may
total inc o/h + margin |  |  | 0 | 3 |  | 0 |  | 3 | differ slightly due to rounding
Network Management Table
Quantity | Labour Code | memo | Description | Business Unit | unit cost | Cost
[5 empty] | 0 | 0
[5 empty] | 0 | 0
[5 empty] | 0 | 0
Labour Table
Quantity | Labour Code | memo | Description | Business Unit | unit cost | Cost
0.04 | Admin | Customer relations. Apportioned cost per task | Administrative Officer | Internal | 58.94 | 2
[5 empty] | 0 | 0
[5 empty] | 0 | 0
[5 empty] | 0 | 0
Materials Table
Quantity | Code | Memo | Description | Business Unit | unit cost | cost
Contractor Table
Quantity | Code | memo | Description | Business Unit | unit cost | cost
1 | c004 | external metering services | special meter read - AH | External
Vehicles Table
Quantity | Code | memo | Description | Business Unit | unit cost | cost
[5 empty] | 0 | 0
[5 empty] | 0 | 0
[5 empty] | 0 | 0
[5 empty] | 0 | 0

## NDS388
NDS388 | 31 | 3 | status | 0 | good
Special meter reader visit - Request cancellation
check column (not used for reporting)
ID | OH rate | materials cost | NW | labour cost | Contractor Cost | Vehicle | Overhead | cost including o/h
Internal | 0.47768 |  | 0 | 2 |  | 0 | 1 | 3
External | 0.256
Materials | 0.39918
Vehicle | 0.256 |  | 0 | 0 |  | 0 | 0 | 0
unused | 0 |  | 0 | 0 |  | 0 | 0 | 0
unused | 0 |  | 0 | 0 |  | 0 | 0 | 0
unused | 0 |  | 0 | 0 |  | 0 | 0 | 0
Total |  |  | 0 | 2 |  | 0 | 1 | 3
check total |  |  | 0 | 2 |  | 0
total overhead |  |  | 0 | 0.95537 |  | 0 |  | 0
total inc o/h |  |  | 0 | 2.9554 |  | 0 |  | 3 | these two numbers may
total inc o/h + margin |  |  | 0 | 3 |  | 0 |  | 3 | differ slightly due to rounding
Network Management Table
Quantity | Labour Code | memo | Description | Business Unit | unit cost | Cost
[5 empty] | 0 | 0
[5 empty] | 0 | 0
[5 empty] | 0 | 0
Labour Table
Quantity | Labour Code | memo | Description | Business Unit | unit cost | Cost
0.04 | Admin | Customer relations. Apportioned cost per task | Administrative Officer | Internal | 58.94 | 2
[5 empty] | 0 | 0
[5 empty] | 0 | 0
[5 empty] | 0 | 0
Materials Table
Quantity | Code | Memo | Description | Business Unit | unit cost | cost
Contractor Table
Quantity | Code | memo | Description | Business Unit | unit cost | cost
1 | c005 | external metering services | cancellation of special meter read | External
Vehicles Table
Quantity | Code | memo | Description | Business Unit | unit cost | cost
[5 empty] | 0 | 0
[5 empty] | 0 | 0
[5 empty] | 0 | 0
[5 empty] | 0 | 0

## NDS389
NDS389 | 32 | 3 | status | 0 | good
Meter read - Subsequent attempt
check column (not used for reporting)
ID | OH rate | materials cost | NW | labour cost | Contractor Cost | Vehicle | Overhead | cost including o/h
Internal | 0.47768 |  | 0 | 2 |  | 0 | 1 | 3
External | 0.256
Materials | 0.39918
Vehicle | 0.256 |  | 0 | 0 |  | 0 | 0 | 0
unused | 0 |  | 0 | 0 |  | 0 | 0 | 0
unused | 0 |  | 0 | 0 |  | 0 | 0 | 0
unused | 0 |  | 0 | 0 |  | 0 | 0 | 0
Total |  |  | 0 | 2 |  | 0 | 1 | 3
check total |  |  | 0 | 2 |  | 0
total overhead |  |  | 0 | 0.95537 |  | 0 |  | 0
total inc o/h |  |  | 0 | 2.9554 |  | 0 |  | 3 | these two numbers may
total inc o/h + margin |  |  | 0 | 3 |  | 0 |  | 3 | differ slightly due to rounding
Network Management Table
Quantity | Labour Code | memo | Description | Business Unit | unit cost | Cost
[5 empty] | 0 | 0
[5 empty] | 0 | 0
[5 empty] | 0 | 0
Labour Table
Quantity | Labour Code | memo | Description | Business Unit | unit cost | Cost
0.04 | Admin | Customer relations. Apportioned cost per task | Administrative Officer | Internal | 58.94 | 2
[5 empty] | 0 | 0
[5 empty] | 0 | 0
[5 empty] | 0 | 0
Materials Table
Quantity | Code | Memo | Description | Business Unit | unit cost | cost
Contractor Table
Quantity | Code | memo | Description | Business Unit | unit cost | cost
1 | c006 | external metering services | meter read - subsequent attempt | External
Vehicles Table
Quantity | Code | memo | Description | Business Unit | unit cost | cost
[5 empty] | 0 | 0
[5 empty] | 0 | 0
[5 empty] | 0 | 0
[5 empty] | 0 | 0

## NDS398
NDS398 | 33 | 321 | status | 0 | good
Site inspection to determine nature of connection service - <2hrs
check column (not used for reporting)
ID | OH rate | materials cost | NW | labour cost | Contractor Cost | Vehicle | Overhead | cost including o/h
Internal | 0.47768 |  | 205 | 0 |  | 0 | 98 | 303
External | 0.256
Materials | 0.39918
Vehicle | 0.256 |  | 0 | 0 |  | 0 | 0 | 0
unused | 0 |  | 0 | 0 |  | 0 | 0 | 0
unused | 0 |  | 0 | 0 |  | 0 | 0 | 0
unused | 0 |  | 0 | 0 |  | 0 | 0 | 0
Total |  |  | 205 | 0 |  | 0 | 98 | 303
check total |  |  | 205 | 0 |  | 0
total overhead |  |  | 97.9252 | 0 |  | 0 |  | 18
total inc o/h |  |  | 302.9252 | 0 |  | 0 |  | 321 | these two numbers may
total inc o/h + margin |  |  | 321 | 0 |  | 0 |  | 321 | differ slightly due to rounding
Network Management Table
Quantity | Labour Code | memo | Description | Business Unit | unit cost | Cost
2 | PM | Project Manager | Project Manager | Internal | 102.4018 | 205
[5 empty] | 0 | 0
[5 empty] | 0 | 0
Labour Table
Quantity | Labour Code | memo | Description | Business Unit | unit cost | Cost
[5 empty] | 0 | 0
[5 empty] | 0 | 0
[5 empty] | 0 | 0
[5 empty] | 0 | 0
Materials Table
Quantity | Code | Memo | Description | Business Unit | unit cost | cost
Contractor Table
Quantity | Code | memo | Description | Business Unit | unit cost | cost
Vehicles Table
Quantity | Code | memo | Description | Business Unit | unit cost | cost
[5 empty] | 0 | 0
[5 empty] | 0 | 0
[5 empty] | 0 | 0
[5 empty] | 0 | 0

## NDS403
NDS403 | 35 | 3 | status | 0 | good
Retailer fee - disconnection & reconnection - D/N at meter
check column (not used for reporting)
ID | OH rate | materials cost | NW | labour cost | Contractor Cost | Vehicle | Overhead | cost including o/h
Internal | 0.47768 |  | 0 | 2 |  | 0 | 1 | 3
External | 0.256
Materials | 0.39918
Vehicle | 0.256 |  | 0 | 0 |  | 0 | 0 | 0
unused | 0 |  | 0 | 0 |  | 0 | 0 | 0
unused | 0 |  | 0 | 0 |  | 0 | 0 | 0
unused | 0 |  | 0 | 0 |  | 0 | 0 | 0
Total |  |  | 0 | 2 |  | 0 | 1 | 3
check total |  |  | 0 | 2 |  | 0
total overhead |  |  | 0 | 0.95537 |  | 0 |  | 0
total inc o/h |  |  | 0 | 2.9554 |  | 0 |  | 3 | these two numbers may
total inc o/h + margin |  |  | 0 | 3 |  | 0 |  | 3 | differ slightly due to rounding
Network Management Table
Quantity | Labour Code | memo | Description | Business Unit | unit cost | Cost
[5 empty] | 0 | 0
[5 empty] | 0 | 0
[5 empty] | 0 | 0
Labour Table
Quantity | Labour Code | memo | Description | Business Unit | unit cost | Cost
0.04 | Admin | Customer relations. Apportioned cost per task | Administrative Officer | Internal | 58.94 | 2
[5 empty] | 0 | 0
[5 empty] | 0 | 0
[5 empty] | 0 | 0
Materials Table
Quantity | Code | Memo | Description | Business Unit | unit cost | cost
Contractor Table
Quantity | Code | memo | Description | Business Unit | unit cost | cost
1 | c004 | apportioned cost per task | special meter read - AH | External
Vehicles Table
Quantity | Code | memo | Description | Business Unit | unit cost | cost
[5 empty] | 0 | 0
[5 empty] | 0 | 0
[5 empty] | 0 | 0
[5 empty] | 0 | 0

## NDS404
NDS404 | 36 | 3 | status | 0 | good
Retailer fee - disconnection & reconnection - R/C at meter
check column (not used for reporting)
ID | OH rate | materials cost | NW | labour cost | Contractor Cost | Vehicle | Overhead | cost including o/h
Internal | 0.47768 |  | 0 | 2 |  | 0 | 1 | 3
External | 0.256
Materials | 0.39918
Vehicle | 0.256 |  | 0 | 0 |  | 0 | 0 | 0
unused | 0 |  | 0 | 0 |  | 0 | 0 | 0
unused | 0 |  | 0 | 0 |  | 0 | 0 | 0
unused | 0 |  | 0 | 0 |  | 0 | 0 | 0
Total |  |  | 0 | 2 |  | 0 | 1 | 3
check total |  |  | 0 | 2 |  | 0
total overhead |  |  | 0 | 0.95537 |  | 0 |  | 0
total inc o/h |  |  | 0 | 2.9554 |  | 0 |  | 3 | these two numbers may
total inc o/h + margin |  |  | 0 | 3 |  | 0 |  | 3 | differ slightly due to rounding
Network Management Table
Quantity | Labour Code | memo | Description | Business Unit | unit cost | Cost
[5 empty] | 0 | 0
[5 empty] | 0 | 0
[5 empty] | 0 | 0
Labour Table
Quantity | Labour Code | memo | Description | Business Unit | unit cost | Cost
0.04 | Admin | Customer relations. Apportioned cost per task | Administrative Officer | Internal | 58.94 | 2
[5 empty] | 0 | 0
[5 empty] | 0 | 0
[5 empty] | 0 | 0
Materials Table
Quantity | Code | Memo | Description | Business Unit | unit cost | cost
Contractor Table
Quantity | Code | memo | Description | Business Unit | unit cost | cost
1 | c004 | apportioned cost per task | special meter read - AH | External
Vehicles Table
Quantity | Code | memo | Description | Business Unit | unit cost | cost
[5 empty] | 0 | 0
[5 empty] | 0 | 0
[5 empty] | 0 | 0
[5 empty] | 0 | 0

## NDS405
NDS405 | 37 | 3 | status | 0 | good
Retailer fee - disconnection & reconnection - R/C at meter after hours
check column (not used for reporting)
ID | OH rate | materials cost | NW | labour cost | Contractor Cost | Vehicle | Overhead | cost including o/h
Internal | 0.47768 |  | 0 | 2 |  | 0 | 1 | 3
External | 0.256
Materials | 0.39918
Vehicle | 0.256 |  | 0 | 0 |  | 0 | 0 | 0
unused | 0 |  | 0 | 0 |  | 0 | 0 | 0
unused | 0 |  | 0 | 0 |  | 0 | 0 | 0
unused | 0 |  | 0 | 0 |  | 0 | 0 | 0
Total |  |  | 0 | 2 |  | 0 | 1 | 3
check total |  |  | 0 | 2 |  | 0
total overhead |  |  | 0 | 0.95537 |  | 0 |  | 0
total inc o/h |  |  | 0 | 2.9554 |  | 0 |  | 3 | these two numbers may
total inc o/h + margin |  |  | 0 | 3 |  | 0 |  | 3 | differ slightly due to rounding
Network Management Table
Quantity | Labour Code | memo | Description | Business Unit | unit cost | Cost
[5 empty] | 0 | 0
[5 empty] | 0 | 0
[5 empty] | 0 | 0
Labour Table
Quantity | Labour Code | memo | Description | Business Unit | unit cost | Cost
0.04 | Admin | Customer relations | Administrative Officer | Internal | 58.94 | 2
[5 empty] | 0 | 0
[5 empty] | 0 | 0
[5 empty] | 0 | 0
Materials Table
Quantity | Code | Memo | Description | Business Unit | unit cost | cost
Contractor Table
Quantity | Code | memo | Description | Business Unit | unit cost | cost
1 | c004 | apportioned cost per task | special meter read - AH | External
Vehicles Table
Quantity | Code | memo | Description | Business Unit | unit cost | cost
[5 empty] | 0 | 0
[5 empty] | 0 | 0
[5 empty] | 0 | 0
[5 empty] | 0 | 0

## NDS419
NDS419 | 38 | 1945 | status | 0 | good
Swing & sag calculations - up to and incld 11kV
check column (not used for reporting)
ID | OH rate | materials cost | NW | labour cost | Contractor Cost | Vehicle | Overhead | cost including o/h
Internal | 0.47768 |  | 1242 | 0 |  | 0 | 593 | 1835
External | 0.256
Materials | 0.39918
Vehicle | 0.256 |  | 0 | 0 |  | 0 | 0 | 0
unused | 0 |  | 0 | 0 |  | 0 | 0 | 0
unused | 0 |  | 0 | 0 |  | 0 | 0 | 0
unused | 0 |  | 0 | 0 |  | 0 | 0 | 0
Total |  |  | 1242 | 0 |  | 0 | 593 | 1835
check total |  |  | 1242 | 0 |  | 0
total overhead |  |  | 593.2835 | 0 |  | 0 |  | 110
total inc o/h |  |  | 1835.2835 | 0 |  | 0 |  | 1945 | these two numbers may
total inc o/h + margin |  |  | 1945 | 0 |  | 0 |  | 1945 | differ slightly due to rounding
Network Management Table
Quantity | Labour Code | memo | Description | Business Unit | unit cost | Cost
8 | PM | Project Manager. Scope, modelling, administration | Project Manager | Internal | 102.4018 | 819
4 | Tech | Network Facilities - Survey | Technical Specialist | Internal | 105.8003 | 423
[5 empty] | 0 | 0
Labour Table
Quantity | Labour Code | memo | Description | Business Unit | unit cost | Cost
[5 empty] | 0 | 0
[5 empty] | 0 | 0
[5 empty] | 0 | 0
[5 empty] | 0 | 0
Materials Table
Quantity | Code | Memo | Description | Business Unit | unit cost | cost
Contractor Table
Quantity | Code | memo | Description | Business Unit | unit cost | cost
Vehicles Table
Quantity | Code | memo | Description | Business Unit | unit cost | cost
[5 empty] | 0 | 0
[5 empty] | 0 | 0
[5 empty] | 0 | 0
[5 empty] | 0 | 0

## NDS427
NDS427 | 39 | 3660 | status | 0 | good
Embedded generation firm offer - >30kW-200kW
check column (not used for reporting)
ID | OH rate | materials cost | NW | labour cost | Contractor Cost | Vehicle | Overhead | cost including o/h
Internal | 0.47768 |  | 2337 | 0 |  | 0 | 1116 | 3453
External | 0.256
Materials | 0.39918
Vehicle | 0.256 |  | 0 | 0 |  | 0 | 0 | 0
unused | 0 |  | 0 | 0 |  | 0 | 0 | 0
unused | 0 |  | 0 | 0 |  | 0 | 0 | 0
unused | 0 |  | 0 | 0 |  | 0 | 0 | 0
Total |  |  | 2337 | 0 |  | 0 | 1116 | 3453
check total |  |  | 2337 | 0 |  | 0
total overhead |  |  | 1116.3475 | 0 |  | 0 |  | 207
total inc o/h |  |  | 3453.3475 | 0 |  | 0 |  | 3660 | these two numbers may
total inc o/h + margin |  |  | 3661 | 0 |  | 0 |  | 3661 | differ slightly due to rounding
Network Management Table
Quantity | Labour Code | memo | Description | Business Unit | unit cost | Cost
12 | PM | Project Manager. Scope, contract, offer | Project Manager | Internal | 102.4018 | 1229
7.5 | Eng | Assessment and engineering report | Engineer | Internal | 98.83 | 741
4.5 | FW | Witnessing of Gen Commissioning (incl 0.5 hr travel) | Field Worker | Internal | 81.5209 | 367
Labour Table
Quantity | Labour Code | memo | Description | Business Unit | unit cost | Cost
[5 empty] | 0 | 0
[5 empty] | 0 | 0
[5 empty] | 0 | 0
[5 empty] | 0 | 0
Materials Table
Quantity | Code | Memo | Description | Business Unit | unit cost | cost
Contractor Table
Quantity | Code | memo | Description | Business Unit | unit cost | cost
Vehicles Table
Quantity | Code | memo | Description | Business Unit | unit cost | cost
[5 empty] | 0 | 0
[5 empty] | 0 | 0
[5 empty] | 0 | 0
[5 empty] | 0 | 0

## NDS428
NDS428 | 40 | 2587 | status | 0 | good
Swing & sag calculations - >11kV
check column (not used for reporting)
ID | OH rate | materials cost | NW | labour cost | Contractor Cost | Vehicle | Overhead | cost including o/h
Internal | 0.47768 |  | 1652 | 0 |  | 0 | 789 | 2441
External | 0.256
Materials | 0.39918
Vehicle | 0.256 |  | 0 | 0 |  | 0 | 0 | 0
unused | 0 |  | 0 | 0 |  | 0 | 0 | 0
unused | 0 |  | 0 | 0 |  | 0 | 0 | 0
unused | 0 |  | 0 | 0 |  | 0 | 0 | 0
Total |  |  | 1652 | 0 |  | 0 | 789 | 2441
check total |  |  | 1652 | 0 |  | 0
total overhead |  |  | 789.134 | 0 |  | 0 |  | 146
total inc o/h |  |  | 2441.134 | 0 |  | 0 |  | 2587 | these two numbers may
total inc o/h + margin |  |  | 2588 | 0 |  | 0 |  | 2588 | differ slightly due to rounding
Network Management Table
Quantity | Labour Code | memo | Description | Business Unit | unit cost | Cost
12 | PM | Project Manager. Scope, modelling, administration | Project Manager | Internal | 102.4018 | 1229
4 | Tech | Network facilities - Survey | Technical Specialist | Internal | 105.8003 | 423
[5 empty] | 0 | 0
Labour Table
Quantity | Labour Code | memo | Description | Business Unit | unit cost | Cost
[5 empty] | 0 | 0
[5 empty] | 0 | 0
[5 empty] | 0 | 0
[5 empty] | 0 | 0
Materials Table
Quantity | Code | Memo | Description | Business Unit | unit cost | cost
Contractor Table
Quantity | Code | memo | Description | Business Unit | unit cost | cost
Vehicles Table
Quantity | Code | memo | Description | Business Unit | unit cost | cost
[5 empty] | 0 | 0
[5 empty] | 0 | 0
[5 empty] | 0 | 0
[5 empty] | 0 | 0

## NDS429
NDS429 | 41 | 496 | status | 0 | good
Network Access Management request cancellation - <2 business days
check column (not used for reporting)
ID | OH rate | materials cost | NW | labour cost | Contractor Cost | Vehicle | Overhead | cost including o/h
Internal | 0.47768 |  | 317 | 0 |  | 0 | 151 | 468
External | 0.256
Materials | 0.39918
Vehicle | 0.256 |  | 0 | 0 |  | 0 | 0 | 0
unused | 0 |  | 0 | 0 |  | 0 | 0 | 0
unused | 0 |  | 0 | 0 |  | 0 | 0 | 0
unused | 0 |  | 0 | 0 |  | 0 | 0 | 0
Total |  |  | 317 | 0 |  | 0 | 151 | 468
check total |  |  | 317 | 0 |  | 0
total overhead |  |  | 151.4258 | 0 |  | 0 |  | 28
total inc o/h |  |  | 468.4258 | 0 |  | 0 |  | 496 | these two numbers may
total inc o/h + margin |  |  | 497 | 0 |  | 0 |  | 497 | differ slightly due to rounding
Network Management Table
Quantity | Labour Code | memo | Description | Business Unit | unit cost | Cost
3 | Tech | Network control | Technical Specialist | Internal | 105.8003 | 317
[5 empty] | 0 | 0
[5 empty] | 0 | 0
Labour Table
Quantity | Labour Code | memo | Description | Business Unit | unit cost | Cost
[5 empty] | 0 | 0
[5 empty] | 0 | 0
[5 empty] | 0 | 0
[5 empty] | 0 | 0
Materials Table
Quantity | Code | Memo | Description | Business Unit | unit cost | cost
Contractor Table
Quantity | Code | memo | Description | Business Unit | unit cost | cost
Vehicles Table
Quantity | Code | memo | Description | Business Unit | unit cost | cost
[5 empty] | 0 | 0
[5 empty] | 0 | 0
[5 empty] | 0 | 0
[5 empty] | 0 | 0

## NDS430
NDS430 | 42 | 1019 | status | 0 | good
Temp disconnect & reconnect retailer O/head - truck attendance
check column (not used for reporting)
ID | OH rate | materials cost | NW | labour cost | Contractor Cost | Vehicle | Overhead | cost including o/h
Internal | 0.47768 |  | 117 | 476 |  | 0 | 283 | 876
External | 0.256
Materials | 0.39918
Vehicle | 0.256 |  | 0 | 0 |  | 68 | 17 | 85
unused | 0 |  | 0 | 0 |  | 0 | 0 | 0
unused | 0 |  | 0 | 0 |  | 0 | 0 | 0
unused | 0 |  | 0 | 0 |  | 0 | 0 | 0
Total |  |  | 117 | 476 |  | 68 | 300 | 961
check total |  |  | 117 | 476 |  | 68
total overhead |  |  | 55.889 | 227.3776 |  | 17.408 |  | 58
total inc o/h |  |  | 172.889 | 703.3776 |  | 85.408 |  | 1019 | these two numbers may
total inc o/h + margin |  |  | 183 | 746 |  | 91 |  | 1020 | differ slightly due to rounding
Network Management Table
Quantity | Labour Code | memo | Description | Business Unit | unit cost | Cost
0.5 | Admin | Desktop scoping | Administrative Officer | Internal | 58.94 | 29
1.5 | Admin | Field scoping | Administrative Officer | Internal | 58.94 | 88
[5 empty] | 0 | 0
Labour Table
Quantity | Labour Code | memo | Description | Business Unit | unit cost | Cost
0.83333 | FW | TSW Powerlines (2ppl) - disconnect | Field Worker | Internal | 81.5209 | 68
1.1667 | FW | TSW Powerlines (2ppl) - reconnect | Field Worker | Internal | 81.5209 | 95
0.83333 | FW | TSW Electrical (1ppl) - cust connect DNplusRN | Field Worker | Internal | 81.5209 | 68
3 | FW | Field Services travel time (2visits x( 2ppl x0.5 powerline +1pplx0.5 elec)) | Field Worker | Internal | 81.5209 | 245
Materials Table
Quantity | Code | Memo | Description | Business Unit | unit cost | cost
Contractor Table
Quantity | Code | memo | Description | Business Unit | unit cost | cost
Vehicles Table
Quantity | Code | memo | Description | Business Unit | unit cost | cost
2 | 999 | EWP | EWP 13 & 14 M | Vehicle | 21.97 | 44
1.8333 | 600 | Light Vehicle | 4 x 2 Commer <3.5t | Vehicle | 12.82 | 24
[5 empty] | 0 | 0
[5 empty] | 0 | 0

## NDS431
NDS431 | 43 | 451 | status | 0 | good
Temp disconnect & reconnect retailer - single person crew
check column (not used for reporting)
ID | OH rate | materials cost | NW | labour cost | Contractor Cost | Vehicle | Overhead | cost including o/h
Internal | 0.47768 |  | 117 | 150 |  | 0 | 128 | 395
External | 0.256
Materials | 0.39918
Vehicle | 0.256 |  | 0 | 0 |  | 24 | 6 | 30
unused | 0 |  | 0 | 0 |  | 0 | 0 | 0
unused | 0 |  | 0 | 0 |  | 0 | 0 | 0
unused | 0 |  | 0 | 0 |  | 0 | 0 | 0
Total |  |  | 117 | 150 |  | 24 | 134 | 425
check total |  |  | 117 | 150 |  | 24
total overhead |  |  | 55.889 | 71.6526 |  | 6.144 |  | 26
total inc o/h |  |  | 172.889 | 221.6526 |  | 30.144 |  | 451 | these two numbers may
total inc o/h + margin |  |  | 183 | 235 |  | 32 |  | 450 | differ slightly due to rounding
Network Management Table
Quantity | Labour Code | memo | Description | Business Unit | unit cost | Cost
0.5 | Admin | Desktop scoping | Administrative Officer | Internal | 58.94 | 29
1.5 | Admin | Field scoping | Administrative Officer | Internal | 58.94 | 88
[5 empty] | 0 | 0
Labour Table
Quantity | Labour Code | memo | Description | Business Unit | unit cost | Cost
0.83333 | FW | TSW Electrical (1ppl) - cust connect DNplusRN | Field Worker | Internal | 81.5209 | 68
1 | FW | Field Services travel time (2visits x0.5 hours) | Field Worker | Internal | 81.5209 | 82
[5 empty] | 0 | 0
[5 empty] | 0 | 0
Materials Table
Quantity | Code | Memo | Description | Business Unit | unit cost | cost
Contractor Table
Quantity | Code | memo | Description | Business Unit | unit cost | cost
Vehicles Table
Quantity | Code | memo | Description | Business Unit | unit cost | cost
1.8333 | 600 | Light Vehicle | 4 x 2 Commer <3.5t | Vehicle | 12.82 | 24
[5 empty] | 0 | 0
[5 empty] | 0 | 0
[5 empty] | 0 | 0