{"text_format":"1","workbook":"xlsx","n_sheets":42,"sheets":["AER only","Contents","Business & other details","Instructions","2.1 Expenditure summary","2.2 Repex","2.3 Augex","2.4 Augex model","2.5 Connections","2.6 Non-network","2.10 Overheads","2.11 Labour","2.12 Input tables","2.14 Forecast price changes","2.15 Insurance & Self-insurance","2.16 Opex Summary","2.17 Step Changes","3.1 Revenue","3.2 Operating expenditure","3.3 Assets (RAB)","3.4 Operational data","3.5 Physical assets","3.6 Quality of service","3.7 Operating Environment","4.1 Public lighting","4.2 Metering","4.3 Fee-based services","4.4 Quoted services.","5.3 MD - Network level","5.4 MD & utilisation-Spatial","6.1 Telephone answering","6.2 Reliability & Cust serv","7.1  Policies and Procedures","7.2 Contingent projects","7.3 Obligations","7.4 Shared Assets","7.5 EBSS","7.6 Indicative bill impact","Unprotected Worksheet","Unprotected Worksheet (2)","Table 6.2.4","Table 2.1.2"],"not_rendered":{"charts":0,"images":4,"macros":1,"external_links":1,"defined_names":166,"comments":2,"pivot_tables":0},"unopened":[],"bounds":{"document_bytes":16777216,"sheet_cells":100000,"rows_first":2000,"rows_last":500,"rows_between":2000,"halvings":0,"cell_chars":16384,"cell_head_chars":4096},"cells_cut":0,"cells_raw":0,"read":"whole","date_system":"1900"}

{"sheet":"AER only","index":0,"n_rows":92,"n_cols":14,"rows_kept":92,"cut":false,"hidden":true,"merged":[[0,2,0,10]]}
[null,null,"Data in these columns used for data validation and database purposes."]
[null,null,"Date last modified:"]
[null,null,"14 April 2015","merged cell C46/47"]
[null,null,"17 April 2015","adjusted dms_RYE to automate based on dms_Model (NB: EB & CA refer to CRCP_y5)"]
[null,null,"14 May 2015","adapted this cover for use in CA & EB RINs"]
[null,null,"22 July 2015","added CPI table for ARRs"]
[]
[]
[]
[]
[null,null,"dms_Model_List ","dms_Worksheet_List ",null,"dms_RYE_List1","dms_RYE_List2"]
[null,null,"ARR","ANNUAL REPORTING STATEMENT",null,"dms_RYE",{"$f":"(LEFT(CRCP_y5, 2)&RIGHT(CRCP_y5,2))","v":"2017"}]
[null,null,"CA","CATEGORY ANALYSIS",null,"dms_RYE",{"$f":"(LEFT(CRY, 2)&RIGHT(CRY,2))","v":"2015"}]
[null,null,"CAM/Service change Backcast","REGULATORY REPORTING STATEMENT",null,"dms_RYE",{"$f":"(LEFT(CRCP_y5, 2)&RIGHT(CRCP_y5,2))","v":"2017"}]
[null,null,"CPI","CPI",null,"dms_RYE",{"$f":"(LEFT(CRCP_y5, 2)&RIGHT(CRCP_y5,2))","v":"2017"}]
[null,null,"EB","ECONOMIC BENCHMARKING",null,"dms_RYE",{"$f":"(LEFT(CRY, 2)&RIGHT(CRY,2))","v":"2015"}]
[null,null,"PTRM","POST TAX REVENUE MODEL",null,"FRCP",{"$f":"(LEFT(FRCP_y5, 2)&RIGHT(FRCP_y5,2))","v":"2022"}]
[null,null,"Reset","REGULATORY REPORTING STATEMENT",null,"FRCP",{"$f":"(LEFT(FRCP_y5, 2)&RIGHT(FRCP_y5,2))","v":"2022"}]
[null,null,"RFM","ROLL FORWARD MODEL",null,"CRCP",{"$f":"(LEFT(CRCP_y5, 2)&RIGHT(CRCP_y5,2))","v":"2017"}]
[null,null,"WACC","WEIGHTED AVERAGE COST OF CAPITAL",null,"dms_RYE",{"$f":"(LEFT(CRCP_y5, 2)&RIGHT(CRCP_y5,2))","v":"2017"}]
[]
[]
[null,null,"dms_TradingName_List","dms_TradingNameFull_List","dms_ABN_List","dms_State_List","dms_Sector_List","dms_Segment_List","dms_FormControl_List","dms_CRCPlength_List","dms_FRCPlength_List","dms_JurisdictionList","dms_663_List","dms_DeterminationRef_List"]
[null,null,"ActewAGL Distribution","ActewAGL Distribution",76670568688,"ACT","Electricity","Distribution","Revenue cap",5,6,"ACT",5,"2014-19 Distribution Determination"]
[null,null,"ActewAGL Distribution (Tx Assets)","ActewAGL Distribution (Tx Assets)",76670568688,"ACT","Electricity","Distribution","Revenue cap",5,5,"ACT",5,"distribution determination"]
[null,null,"AGN","AGN",78551685,"SA","Gas","Distribution","Revenue cap",5,5,"SA",5,"distribution determination"]
[null,null,"Ausgrid","Ausgrid",67505337385,"NSW","Electricity","Distribution","Revenue cap",5,5,"NSW",5,"2014-19 Distribution Determination"]
[null,null,"Ausgrid (Tx Assets)","Ausgrid (Tx Assets)",67505337385,"NSW","Electricity","Distribution","Revenue cap",5,5,"NSW",5,"distribution determination"]
[null,null,"AusNet (D)","AusNet Services (D)",91064651118,"Vic","Electricity","Distribution","Revenue cap",5,5,"Vic",2,"2016-20 Distribution Determination"]
[null,null,"AusNet (T)","AusNet (T)",48116124362,"Vic","Electricity","Transmission","Revenue cap",5,5,"Vic",2,"transmission determination"]
[null,null,"Australian Distribution Co.","Australian Distribution Co.",11222333444,"-","Electricity","Distribution","Revenue cap",5,5,"-",2,"distribution determination"]
[null,null,"Australian Transmission Co.","Australian Transmission Co.",11222333444,"-","Electricity","Transmission","Revenue cap",5,5,"-",5,"distribution determination"]
[null,null,"CitiPower","CitiPower",76064651056,"Vic","Electricity","Distribution","Revenue cap",5,5,"Vic",2,"2016-20 Distribution Determination"]
[null,null,"Directlink","Directlink",16779340889,"NSW","Electricity","Transmission","Revenue cap",10,5,"Qld",5,"transmission determination"]
[null,null,"ElectraNet","ElectraNet",41094482416,"SA","Electricity","Transmission","Revenue cap",5,5,"SA",5,"transmission determination"]
[null,null,"Endeavour Energy","Endeavour Energy",59253130878,"NSW","Electricity","Distribution","Revenue cap",5,5,"NSW",5,"2014-19 Distribution Determination"]
[null,null,"Energex","Energex",40078849055,"Qld","Electricity","Distribution","Revenue cap",5,5,"Qld",5,"2015-20 Distribution Determination"]
[null,null,"Ergon Energy","Ergon Energy",50087646062,"Qld","Electricity","Distribution","Revenue cap",5,5,"Qld",5,"2015-20 Distribution Determination"]
[null,null,"Essential Energy","Essential Energy",37428185226,"NSW","Electricity","Distribution","Revenue cap",5,5,"NSW",5,"2014-19 Distribution Determination"]
[null,null,"Jemena Electricity","Jemena Electricity",82064651083,"Vic","Electricity","Distribution","Revenue cap",5,5,"Vic",2,"2016-20 Distribution Determination"]
[null,null,"Murraylink","Murraylink",79181207909,"NSW","Electricity","Transmission","Revenue cap",5,5,"SA",5,"transmission determination"]
[null,null,"Powercor Australia","Powercor Australia",89064651109,"Vic","Electricity","Distribution","Revenue cap",5,5,"Vic",2,"2016-20 Distribution Determination"]
[null,null,"Powerlink","Powerlink",82078849233,"Qld","Electricity","Transmission","Revenue cap",5,5,"Qld",5,"transmission determination"]
[null,null,"Qld,SA &ACT Gas Reset","Qld,SA &ACT Gas Reset",22222222222,"-","Gas","Distribution","?",5,2,"-","x","n/a"]
[null,null,"SA Power Networks","SA Power Networks",13332330749,"SA","Electricity","Distribution","Revenue cap",5,5,"SA",5,"2015-20 Distribution Determination"]
[null,null,"TasNetworks (D)","TasNetworks (D)",24167357299,"Tas","Electricity","Distribution","Revenue cap",5,2,"Tas",5,"distribution determination"]
[null,null,"TasNetworks (T)","TasNetworks (T)",24167357299,"Tas","Electricity","Transmission","Revenue cap",5,5,"Tas",5,"transmission determination"]
[null,null,"TransGrid","TransGrid",19622755774,"NSW","Electricity","Transmission","Revenue cap",5,5,"NSW",5,"transmission determination"]
[null,null,"United Energy","United Energy",70064651029,"Vic","Electricity","Distribution","Revenue cap",5,5,"Vic",2,"2016-20 Distribution Determination"]
[null,null,"Victorian DNSP Backcasting","Victorian DNSP Backcasting",33333333666,"Vic","Electricity","Distribution","?",5,5,"Vic","x","distribution determination"]
[null,null,"Victorian DNSP Reset ","Victorian DNSP Reset ",33333333333,"Vic","Electricity","Distribution","?",5,5,"Vic","x","distribution determination"]
[]
[]
[]
[]
[null,null,"dms_SourceList","dms_FormControl_Choices",null,"dms_FRCPlength_Num_List","dms_FinalYear_List"]
[null,null,"After appeal","Revenue cap",null,1,"FRCP_y1"]
[null,null,"Draft decision","Revenue yield",null,2,"FRCP_y2"]
[null,null,"Final decision","Weighted average price cap",null,3,"FRCP_y3"]
[null,null,"Pass through decision",null,null,4,"FRCP_y4"]
[null,null,"PTRM annual update",null,null,5,"FRCP_y5"]
[null,null,"PTRM interim update 1",null,null,6,"FRCP_y6"]
[null,null,"PTRM interim update 2",null,null,7,"FRCP_y7"]
[null,null,"PTRM interim update 3",null,null,8,"FRCP_y8"]
[null,null,"PTRM interim update 4",null,null,9,"FRCP_y9"]
[null,null,"Regulatory proposal",null,null,10,"FRCP_y10"]
[null,null,"Reporting"]
[null,null,"Revised regulatory proposal"]
[null,null,"RFM annual update"]
[null,null,"WACC annual update"]
[]
[]
[null,null,"PROJECT TYPE FOR TBL 2.3.2 (dms_232_ProjectType)"]
[null,null,"New line on new route - single circuit"]
[null,null,"New line on new route - dual circuit"]
[null,null,"New line on new route - other"]
[null,null,"Line rebuild over existing route - single circuit"]
[null,null,"Line rebuild over existing route - dual circuit"]
[null,null,"Reconductor - Single circuit"]
[null,null,"Reconductor - Dual circuit"]
[null,null,"Reconductor - Other"]
[null,null,"Line upgrade - raising/retensoring"]
[null,null,"Line upgrade - voltage upgrade"]
[null,null,"Line upgrade - capacity"]
[null,null,"String spare circuit"]
[null,null,"Other - specify"]
[]
[]
[null,null,"Notes"]
[null,null,"RFM - Base year is usually CRCP_y1","EG. Victorian 2016-20 - base year = 2011"]
[null,null,"RFM - Form of Control Field is not relevant"]
[null,null,"PTRM - capture base year input by NSP","='[Published version - PTRM - TNSP - version 3 - January 2015 - Appendix A.xlsm]PTRM input'!Q7"]

{"sheet":"Contents","index":1,"n_rows":34,"n_cols":19,"rows_kept":34,"cut":false,"hidden":false,"merged":[[29,18,29,23]]}
[null,{"$f":"SheetHeader","v":"REGULATORY REPORTING STATEMENT"}]
[null,{"$f":"dms_TradingName","v":"TasNetworks (D)"}]
[null,{"$f":"CONCATENATE(FRCP_y1,\" to \",FRCP_y5)","v":"2017-18 to 2021-22"}]
[null,"CONTENTS"]
[]
[]
[null,null,null,null,"1. Business details",null,null,null,null,null,null,"2. Expenditure",null,null,null,null,null,null,"3. Economic benchmarking"]
[]
[]
[]
[]
[]
[]
[]
[]
[]
[]
[]
[]
[]
[]
[]
[]
[]
[]
[]
[null,null,null,null,"4. Alternative control services",null,null,null,null,null,null,"5. Network information",null,null,null,null,null,null,"6. Service & quality"]
[]
[]
[]
[]
[]
[]
[null,null,null,null,"7. Other templates"]

{"sheet":"Business & other details","index":2,"n_rows":68,"n_cols":8,"rows_kept":68,"cut":false,"hidden":false,"merged":[[42,0,45,0],[50,3,50,4],[57,3,57,9],[58,0,64,0],[30,3,30,4],[30,6,30,7],[32,0,35,0],[32,2,32,9],[36,0,41,0],[38,3,38,4],[24,3,24,4],[24,5,24,8],[28,3,28,4],[28,6,28,7],[29,3,29,4],[29,6,29,7],[23,5,23,8],[7,2,7,9],[11,2,11,9],[13,3,13,5],[14,3,14,5],[17,3,17,4],[17,5,17,8],[18,5,18,8],[19,3,19,4],[19,5,19,8],[22,3,22,4],[22,5,22,8]]}
["HIDE THIS COLUMN",null,"REGULATORY REPORTING STATEMENT"]
[null,null,{"$f":"INDEX(dms_TradingNameFull_List,MATCH(dms_TradingName,dms_TradingName_List))","v":"TasNetworks (D)"}]
[null,null,{"$f":"CONCATENATE(FRCP_y1,\" to \",dms_FRCP_FinalYear_Num)","v":"2017-18 to 2018-19"}]
[null,null,"BUSINESS & OTHER DETAILS"]
[]
[]
[null,null,"Instructions"]
[null,null,"Complete the following business details regulatory template before entering data or values in any other regulatory template. This regulatory template is linked to other cells within the spreadsheet and automatically generates column headings."]
[]
[null,null,"SUBMISSION PARTICULARS INPUT SHEETS"]
[]
[null,null,"ENTITY DETAILS"]
[]
[null,null,"Short name","TasNetworks (D)"]
[null,null,"ACN / ABN",24167357299]
[]
[]
[null,null,"Business address","Address 1",null,"1-7 Maria St"]
[null,null,null,null,"Address 2"]
[null,null,null,"Suburb",null,"Lenah Valley"]
[null,null,null,null,"State","Tas","p/code",7008]
[]
[null,null,"Postal address","Address 1",null,"PO Box 606"]
[null,null,null,null,"Address 2"]
[null,null,null,"Suburb",null,"Moonah"]
[null,null,null,null,"State","Tas","p/code",7009]
[]
[]
[null,null,"Contact name/s","John Sayers",null,null,"Bess Clark"]
[null,null,"Contact phone/s",362716469,null,null,362716009]
[null,null,"Contact email address/s","John.Sayers@tasnetworks.com.au",null,null,"Bess.Clark@tasnetworks.com.au"]
[]
["KEEP VISIBLE FOR\n RESET",null,"REGULATORY CONTROL PERIODS"]
[]
[null,null,"Forthcoming regulatory control period","2017-18",{"$f":"IF(dms_RPT=\"financial\",VALUE(LEFT(D35,4)+1)&\"-\"&VALUE(MID(D35,3,2)+2),VALUE(LEFT(D35,4)+1))","v":"2018-19"},{"$f":"IF(dms_RPT=\"financial\",VALUE(LEFT(E35,4)+1)&\"-\"&VALUE(MID(E35,3,2)+2),VALUE(LEFT(E35,4)+1))","v":"2019-20"},{"$f":"IF(dms_RPT=\"financial\",VALUE(LEFT(F35,4)+1)&\"-\"&VALUE(MID(F35,3,2)+2),VALUE(LEFT(F35,4)+1))","v":"2020-21"},{"$f":"IF(dms_RPT=\"financial\",VALUE(LEFT(G35,4)+1)&\"-\"&VALUE(MID(G35,3,2)+2),VALUE(LEFT(G35,4)+1))","v":"2021-22"}]
[]
["HIDE THIS"]
[null,null,"Current regulatory control period",{"$f":"IF(dms_RPT=\"financial\",VALUE(LEFT(E38,4)-1)&\"-\"&TEXT(VALUE(RIGHT(E38,2)-1),\"0#\"),VALUE(LEFT(E38,4)-1))","v":"2012-13"},{"$f":"IF(dms_RPT=\"financial\",VALUE(LEFT(F38,4)-1)&\"-\"&TEXT(VALUE(RIGHT(F38,2)-1),\"0#\"),VALUE(LEFT(F38,4)-1))","v":"2013-14"},{"$f":"IF(dms_RPT=\"financial\",VALUE(LEFT(G38,4)-1)&\"-\"&TEXT(VALUE(RIGHT(G38,2)-1),\"0#\"),VALUE(LEFT(G38,4)-1))","v":"2014-15"},{"$f":"IF(dms_RPT=\"financial\",VALUE(LEFT(H38,4)-1)&\"-\"&TEXT(VALUE(RIGHT(H38,2)-1),\"0#\"),VALUE(LEFT(H38,4)-1))","v":"2015-16"},{"$f":"IF(dms_RPT=\"financial\",VALUE(LEFT(D35,4)-1)&\"-\"&TEXT(VALUE(RIGHT(D35,2)-1),\"0#\"),VALUE(LEFT(D35,4)-1))","v":"2016-17"}]
[]
[]
[null,null,"Previous regulatory control period",{"$f":"IF(dms_RPT=\"financial\",VALUE(LEFT(E41,4)-1)&\"-\"&TEXT(VALUE(MID(E41,3,2)),\"0#\"),VALUE(LEFT(E41,4)-1))","v":"2007-08"},{"$f":"IF(dms_RPT=\"financial\",VALUE(LEFT(F41,4)-1)&\"-\"&TEXT(VALUE(MID(F41,3,2)),\"0#\"),VALUE(LEFT(F41,4)-1))","v":"2008-09"},{"$f":"IF(dms_RPT=\"financial\",VALUE(LEFT(G41,4)-1)&\"-\"&TEXT(VALUE(MID(G41,3,2)),\"0#\"),VALUE(LEFT(G41,4)-1))","v":"2009-10"},{"$f":"IF(dms_RPT=\"financial\",VALUE(LEFT(H41,4)-1)&\"-\"&TEXT(VALUE(RIGHT(H41,2)-1),\"0#\"),VALUE(LEFT(H41,4)-1))","v":"2010-11"},{"$f":"IF(dms_RPT=\"financial\",VALUE(LEFT(D38,4)-1)&\"-\"&TEXT(VALUE(RIGHT(D38,2)-1),\"0#\"),VALUE(LEFT(D38,4)-1))","v":"2011-12"}]
[]
["KEEP VISIBLE FOR\nCA & EB ONLY"]
[null,null,"Current regulatory year","2014-15"]
[]
[]
[]
[]
["HIDE THIS",null,"Sector",{"$f":"INDEX(dms_Sector_List,MATCH(dms_TradingName,dms_TradingName_List))","v":"Electricity"}]
[null,null,"Segment",{"$f":"INDEX(dms_Segment_List,MATCH(dms_TradingName,dms_TradingName_List))","v":"Distribution"}]
[null,null,"Source","Regulatory proposal"]
["HIDE THIS",null,"Regulatory Year Ending",{"$f":"LEFT(dms_FRCP_FinalYear_Num,2)&RIGHT(dms_FRCP_FinalYear_Num,2)","v":"2019"}]
[null,null,"Reporting Period Type",{"$f":"IF(LEN(FRCP_y1)>4,\"Financial\",\"Calendar\")","v":"Financial"}]
[null,null,"Model or RIN Type","Reset"]
[null,null,"Security Classification","Public"]
[null,null,"Data quality (actual, estimate, public, consolidated)","Consolidated"]
["Hide for EB, CA & ARRs",null,"EBSS - First application of scheme in forthcoming period?","No"]
[null,null,"Amended RIN submission - amendment reason"]
["HIDE THIS",null,"Template - version no.",3]
[null,null,"Dollar $ real  (the last month before the FRCP_y1)",{"$f":"CONCATENATE(IF(dms_RPT=\"Financial\",\"June \",\"December \"),VALUE((LEFT(FRCP_y1,2))&RIGHT(FRCP_y1,2))-1)","v":"June 2017"}]
[null,null,"Form of control",{"$f":"INDEX(dms_FormControl_List,MATCH(dms_TradingName,dms_TradingName_List))","v":"Revenue cap"}]
[null,null,"Length of current reg control period",{"$f":"INDEX(dms_CRCPlength_List,MATCH(dms_TradingName,dms_TradingName_List))","v":5}]
[null,null,"Length of forthcoming reg control period",{"$f":"INDEX(dms_FRCPlength_List,MATCH(dms_TradingName,dms_TradingName_List))","v":2}]
[null,null,"RIN response - version no.",1]
[null,null,"Jurisdiction",{"$f":"INDEX(dms_JurisdictionList,MATCH(dms_TradingName,dms_TradingName_List))","v":"Tas"}]
[null,null,"FRCP length in years",{"$f":"INDEX(dms_FRCPlength_List,MATCH(dms_TradingName,dms_TradingName_List))","v":2}]
[null,null,"FRCP Final Year Reference",{"$f":"INDEX(dms_FinalYear_List,MATCH(dms_FRCPlength_Num,dms_FRCPlength_Num_List))","v":"FRCP_y2"}]
[null,null,"FRCP Final Year",{"$f":"INDIRECT(dms_FRCP_FinalYear)","v":"2018-19"}]

{"sheet":"Instructions","index":3,"n_rows":28,"n_cols":4,"rows_kept":28,"cut":false,"hidden":false,"merged":[[18,2,18,4],[20,2,20,4],[27,2,27,4],[7,1,7,5],[8,1,8,5],[10,2,10,4],[14,2,14,4],[15,2,15,4],[17,2,17,3]]}
[]
[]
[]
[]
[]
[]
[]
[null,{"$f":"CONCATENATE(dms_Segment,\" Network Service Provider\")","v":"Distribution Network Service Provider"}]
[null,"Regulatory Proposal RIN Template"]
[]
[null,null,{"$f":"CONCATENATE(dms_TradingName,\" must fill out and submit the regulatory templates in this workbook as part of its revenue proposal\")","v":"TasNetworks (D) must fill out and submit the regulatory templates in this workbook as part of its revenue proposal"}]
[]
[]
[null,null,"INSTRUCTIONS"]
[null,null,"Complete the Business & other details worksheet before entering data or values in any other worksheets. The Business & other details worksheet is linked to other cells within the workbook and automatically generates certain column headings.\n\nPlease identify whether this is a regulatory proposal or revised regulatory proposal on the Business & other details worksheet."]
[null,null,{"$f":"CONCATENATE(\"If \",dms_TradingName,\" needs to amend any data please resubmit this completed workbook in its entirety after making any necessary amendments and provide a brief description of those amendments and the reason for any amendments on the Business and other details worksheet.\")","v":"If TasNetworks (D) needs to amend any data please resubmit this completed workbook in its entirety after making any necessary amendments and provide a brief description of those amendments and the reason for any amendments on the Business and other details worksheet."}]
[]
[null,null,"Identifying CONFIDENTIAL INFORMATION:\n\nPlease use the macro at the top of each \nworksheet to identify confidential information. \n\n"]
[null,null,"-Do this by selecting the cell or cells that contain confidential information and then run the Mark selected cells as CONFIDENTIAL macro. This will format the cells a specific colour that is identified by the AER's database which in turn marks that information as confidential.\n\n-To reverse this, select the cell or cells and run the Return cells to NON-CONFIDENTIAL macro"]
[]
[null,null,"All amounts are to be reported on a one for one basis: that is 1000 is to be entered as '1000' not '1' as in previous templates.\n\nColour coding of input sheets:"]
[null,null,null,"Yellow = input cells"]
[null,null,null,"Orange = optional Input cells"]
[null,null,null,"Grey = Not applicable/No inputs required"]
[null,null,null,"Leave coloured cells blank if no information exists. \nPLEASE DO NOT ENTER TEXT unless specifically requested to do so."]
[]
[]
[null,null,"Returning completed responses\n\nPlease return two (2) files to the AER: \n1. A confidential (consolidated) version which must contain a complete set of all responses with confidential information marked using the Mark selected cells CONFIDENTIAL macro and which has been completed using the locked template file provided by the AER. \n\n2. A public version with confidential information either removed completely or aggregated in some form together with writtten consent to disclose the public version of the response.\n\nUse the drop down box on the Business & other details worksheet to identify the file as either confidential ('consolidated') or public\n\n"]

{"sheet":"2.1 Expenditure summary","index":4,"n_rows":88,"n_cols":9,"rows_kept":88,"cut":false,"hidden":false,"merged":[[62,1,64,1],[40,1,41,1],[49,1,50,1],[40,2,40,8],[49,2,49,8],[8,1,9,1],[20,1,21,1],[31,1,32,1],[8,2,8,8],[31,2,31,8],[20,2,20,3]]}
[null,{"$f":"SheetHeader","v":"REGULATORY REPORTING STATEMENT"}]
[null,{"$f":"dms_TradingName","v":"TasNetworks (D)"}]
[null,{"$f":"dms_Reg_Year_Span","v":"2017-18 to 2018-19"}]
[null,"2.1 EXPENDITURE SUMMARY & RECONCILIATION"]
[]
[]
[]
[null,"TABLE 2.1.1 - STANDARD CONTROL SERVICES CAPEX"]
[null,null,{"$f":"CONCATENATE(\"Forecast \n($0's, real \", dms_DollarReal, \")\")","v":"Forecast \n($0's, real June 2017)"}]
[null,null,{"$f":"CRCP_y4","v":"2015-16"},{"$f":"CRCP_y5","v":"2016-17"},{"$f":"FRCP_y1","v":"2017-18"},{"$f":"FRCP_y2","v":"2018-19"},{"$f":"FRCP_y3","v":"2019-20"},{"$f":"FRCP_y4","v":"2020-21"},{"$f":"FRCP_y5","v":"2021-22"}]
[null,"Replacement expenditure",48076699.018131405,49426569.728707783,52688815.719294235,45692795.757440895,43449469.838722892,37067555.444291778,34735323.900192432]
[null,"Connections",18613098.159075446,21489098.806926034,19069208.384075399,19051233.788546659,19033299.688312549,19186446.158012282,19116921.452980012]
[null,"Augmentation Expenditure",12972274.506309016,14602513.15934298,10057043.188442724,8651082.6166944429,7312214.7787203332,7335325.6040084371,5568825.1081054145]
[null,"Non-network",22578020.091956317,23991505.893705271,18561866.453893695,16845445.366959207,20633490.192329537,21206015.510048222,21338924.716654893]
[null,"Capitalised network overheads",21732675.296011381,21981602.179028805,21069433.099667318,20582063.255845077,20115680.126934383,20180161.947651021,19458348.259496722]
[null,"Capitalised corporate overheads",1747908.2151066645,1767928.8217674056,1694565.1973785185,1655367.1813860517,1617857.0777606701,1623043.1997001234,1564989.4139550752]
[null,"TOTAL GROSS CAPEX \n(includes capcons)",{"$f":"SUM(C11:C16)","v":125720675.28659022},{"$f":"SUM(D11:D16)","v":133259218.58947827},123140932.04275188,112477987.96687233,112162011.70278037,106598547.86371186,101783332.85138455]
[null,"capcons",10322753.640019186,10192073.651144564,11166859.384056993,11048781.021110913,10917071.536923429,11328985.659934893,11252338.593213763]
[]
[null,"TABLE 2.1.2 - STANDARD CONTROL SERVICES OPEX BY CATEGORY"]
[null,null,{"$f":"CONCATENATE(\"Forecast \n($0's, real \", dms_DollarReal, \")\")","v":"Forecast \n($0's, real June 2017)"}]
[null,null,{"$f":"CRCP_y4","v":"2015-16"},{"$f":"CRCP_y5","v":"2016-17"}]
[null,"Vegetation management",10830630.452444619,10118329.280944623]
[null,"Maintenance",12880318.16872697,12558310.214508794]
[null,"Emergency response",11193442.054565864,10457279.748632422,null," "]
[null,"Non-network",18594863.052509885,18141872.614463907]
[null,"Network overheads",22953624.459232815,22379783.847751994]
[null,"Corporate overheads",10098054.979298197,9845603.6048157401]
[null,"TOTAL OPEX",{"$f":"SUM(C23:C28)","v":86550933.166778356},{"$f":"SUM(D23:D28)","v":83501179.31111747}]
[]
[null,"TABLE 2.1.3 - ALTERNATIVE CONTROL SERVICES CAPEX"]
[null,null,{"$f":"CONCATENATE(\"Forecast \n($0's,  real \", dms_DollarReal, \")\")","v":"Forecast \n($0's,  real June 2017)"}]
[null,null,{"$f":"CRCP_y4","v":"2015-16"},{"$f":"CRCP_y5","v":"2016-17"},{"$f":"FRCP_y1","v":"2017-18"},{"$f":"FRCP_y2","v":"2018-19"},{"$f":"FRCP_y3","v":"2019-20"},{"$f":"FRCP_y4","v":"2020-21"},{"$f":"FRCP_y5","v":"2021-22"}]
[null,"Connections"]
[null,"Metering",1958089.7142857141,1807467.4285714284,527178,0]
[null,"Public lighting",1566531.6316285182,3712024.5277,3353499.7140000002,3347654.3193999999]
[null,"Fee and quoted"]
[null,"TOTAL CAPEX",{"$f":"SUM(C34:C37)","v":3524621.3459142325},5519491.9562714286,3880677.7140000002,3347654.3193999999,0,0,0]
[]
[null,"TABLE 2.1.4 - ALTERNATIVE CONTROL SERVICES OPEX"]
[null,null,{"$f":"CONCATENATE(\"Forecast \n($0's, real \", dms_DollarReal, \")\")","v":"Forecast \n($0's, real June 2017)"}]
[null,null,{"$f":"CRCP_y4","v":"2015-16"},{"$f":"CRCP_y5","v":"2016-17"},{"$f":"FRCP_y1","v":"2017-18"},{"$f":"FRCP_y2","v":"2018-19"},{"$f":"FRCP_y3","v":"2019-20"},{"$f":"FRCP_y4","v":"2020-21"},{"$f":"FRCP_y5","v":"2021-22"}]
[null,"Connections"]
[null,"Metering",2718012.3595820074,2523884.348585573,2383084,2348497.7666666666]
[null,"Public lighting",2551136.6672678958,2107485.6222999999,2047491.4133000001,2117205.6722000004]
[null,"Fee and quoted",3739653.9056628812,3739653.9056628812,6310725.07032522,6299968.5066214651]
[null,"TOTAL OPEX",{"$f":"SUM(C43:C46)","v":9008802.9325127844},8371023.8765484542,10741300.48362522,10765671.945488133,0,0,0]
[]
[null,"TABLE 2.1.5 - DUAL FUNCTION ASSETS CAPEX"]
[null,null,{"$f":"CONCATENATE(\"Forecast \n($0's, real \", dms_DollarReal, \")\")","v":"Forecast \n($0's, real June 2017)"}]
[null,null,{"$f":"CRCP_y4","v":"2015-16"},{"$f":"CRCP_y5","v":"2016-17"},{"$f":"FRCP_y1","v":"2017-18"},{"$f":"FRCP_y2","v":"2018-19"},{"$f":"FRCP_y3","v":"2019-20"},{"$f":"FRCP_y4","v":"2020-21"},{"$f":"FRCP_y5","v":"2021-22"}]
[null,"Replacement expenditure"]
[null,"Connections"]
[null,"Augmentation Expenditure"]
[null,"Non-network"]
[null,"Capitalised network overheads"]
[null,"Capitalised corporate overheads"]
[null,"TOTAL GROSS CAPEX \n(includes capcons)",{"$f":"SUM(C52:C57)","v":0},0,0,0,0,0,0]
[null,"capcons"]
[]
[null,"TABLE 2.1.6 -  DUAL FUNCTION ASSETS OPEX BY CATEGORY"]
[]
[null,null,"Forecast \n($0's real June 2015)"]
[]
[null,null,{"$f":"CRCP_y5","v":"2016-17"}]
[null,"Vegetation management"]
[null,"Maintenance"]
[null,"Emergency response"]
[null,"Non-network"]
[null,"network overheads"]
[null,"corporate overheads"]
[]
[]
[]
[]
[]
[]
[]
[]
[]
[]
[]
[]
[]
[]
[]
[null,"balancing item"]
[null,"TOTAL OPEX",{"$f":"SUM(C66:C87)","v":0}]

{"sheet":"2.2 Repex","index":5,"n_rows":130,"n_cols":24,"rows_kept":130,"cut":false,"hidden":false,"merged":[[6,3,6,9],[6,10,6,16],[6,17,6,23]]}
[null,{"$f":"SheetHeader","v":"REGULATORY REPORTING STATEMENT"}]
[null,{"$f":"dms_TradingName","v":"TasNetworks (D)"}]
[null,{"$f":"dms_Reg_Year_Span","v":"2017-18 to 2018-19"}]
[null,"2.2 REPEX"]
[]
[null,"TABLE 2.2.1 - REPLACEMENT EXPENDITURE, VOLUMES AND ASSET FAILURES BY ASSET CATEGORY"]
[null,null,null,{"$f":"CONCATENATE(\"EXPENDITURE\n($0's, real \", dms_DollarReal,\")\")","v":"EXPENDITURE\n($0's, real June 2017)"},null,null,null,null,null,null,"ASSET REPLACEMENTS (0's)",null,null,null,null,null,null,"ASSET FAILURES (0's)"]
[null,"ASSET GROUP","ASSET CATEGORY",{"$f":"CRCP_y4","v":"2015-16"},{"$f":"CRCP_y5","v":"2016-17"},{"$f":"FRCP_y1","v":"2017-18"},{"$f":"FRCP_y2","v":"2018-19"},{"$f":"FRCP_y3","v":"2019-20"},{"$f":"FRCP_y4","v":"2020-21"},{"$f":"FRCP_y5","v":"2021-22"},{"$f":"CRCP_y4","v":"2015-16"},{"$f":"CRCP_y5","v":"2016-17"},{"$f":"FRCP_y1","v":"2017-18"},{"$f":"FRCP_y2","v":"2018-19"},{"$f":"FRCP_y3","v":"2019-20"},{"$f":"FRCP_y4","v":"2020-21"},{"$f":"FRCP_y5","v":"2021-22"},{"$f":"CRCP_y4","v":"2015-16"},{"$f":"CRCP_y5","v":"2016-17"},{"$f":"FRCP_y1","v":"2017-18"},{"$f":"FRCP_y2","v":"2018-19"},{"$f":"FRCP_y3","v":"2019-20"},{"$f":"FRCP_y4","v":"2020-21"},{"$f":"FRCP_y5","v":"2021-22"}]
[null,"POLES BY: \nHighest operating voltage; Material type;  Staking (if wood)","Staking of a wooden pole",1862867.4036924352,2069609.903005416,1123879.2102341061,1419379.9533734652,1480028.9554982921,1686399.6051472083,1545556.8953911343,2052,2280,1330,1680,1750,1810,1820,2,2,2,2,2,2,2]
[null,null,"˂ = 1 kV; Wood",2245533.2365181549,2010052.4285203898,1408386.1985470958,1407961.3378870327,1410355.3665283865,1424985.8662359004,1420012.0637153769,293,262,185,185,185,185,185,3,3,3,3,3,3,3]
[null,null,"> 1 kV & < = 11 kV; Wood",932108.13591319637,834361.38542355807,584330.44407805044,584154.17210206669,585147.43930433062,591217.54024680983,589153.94132872019,122,109,77,77,77,77,77,1,1,1,1,1,1,1]
[null,null,"˃ 11 kV & < = 22 kV; Wood",3974170.1431208104,3557413.5433058976,2487150.0953065739,2486399.8094600793,2490627.5621671509,2516464.4020761647,2507680.8784760907,517,463,326,326,326,326,326,6,6,6,6,6,6,6]
[null,null,"> 22 kV & < = 66 kV; Wood",33894.841305934417,30340.414015402112,22474.247849155785,22467.468157771797,22505.670742474253,22739.136163338837,22659.766974181544,4,4,3,3,3,3,3,0,0,0,0,0,0,0]
[null,null,"> 66 kV & < = 132 kV; Wood",0,0,0,0,0,0,0,0,0,0,0,0,0,0,0,0,0,0,0,0,0]
[null,null,"> 132 kV; Wood",0,0,0,0,0,0,0,0,0,0,0,0,0,0,0,0,0,0,0,0,0]
[null,null,"˂ = 1 kV; Concrete",25421.130979450805,22755.310511551579,14982.831899437189,14978.312105181198,15003.780494982835,15159.424108892559,15106.511316121028,3,3,2,2,2,2,2,0,0,0,0,0,0,0]
[null,null,"> 1 kV & < = 11 kV; Concrete",0,0,0,0,0,0,0,0,0,0,0,0,0,0,0,0,0,0,0,0,0]
[null,null,"˃ 11 kV & < = 22 kV; Concrete",0,0,0,0,0,0,0,0,0,0,0,0,0,0,0,0,0,0,0,0,0]
[null,null,"> 22 kV & < = 66 kV; Concrete",0,0,0,0,0,0,0,0,0,0,0,0,0,0,0,0,0,0,0,0,0]
[null,null,"> 66 kV & < = 132 kV; Concrete",0,0,0,0,0,0,0,0,0,0,0,0,0,0,0,0,0,0,0,0,0]
[null,null,"> 132 kV; Concrete",0,0,0,0,0,0,0,0,0,0,0,0,0,0,0,0,0,0,0,0,0]
[null,null,"˂ = 1 kV; Steel",2609902.7805569498,2336211.8791859625,1633128.6770386538,1632636.0194647505,1635412.0739531291,1652377.227869289,1646609.7334571921,343,307,217,217,217,217,217,1,1,1,1,1,1,1]
[null,null,"> 1 kV & < = 11 kV; Steel",0,0,0,0,0,0,0,0,0,0,0,0,0,0,0,0,0,0,0,0,0]
[null,null,"˃ 11 kV & < = 22 kV; Steel",0,0,0,0,0,0,0,0,0,0,0,0,0,0,0,0,0,0,0,0,0]
[null,null,"> 22 kV & < = 66 kV; Steel",0,0,0,0,0,0,0,0,0,0,0,0,0,0,0,0,0,0,0,0,0]
[null,null,"> 66 kV & < = 132 kV; Steel",0,0,0,0,0,0,0,0,0,0,0,0,0,0,0,0,0,0,0,0,0]
[null,null,"> 132 kV; Steel",0,0,0,0,0,0,0,0,0,0,0,0,0,0,0,0,0,0,0,0,0]
[null,null,"Other",0,0,0,0,0,0,0,0,0,0,0,0,0,0,0,0,0,0,0,0,0]
[null,"POLE TOP STRUCTURES BY: \nHighest operating voltage","˂ = 1 kV",238922.9455206182,322359.52161465806,498303.81689715048,498159.10965569719,498896.83290723967,257718.60957930749,256852.27825226338,795,1072,1172,1172,1172,801,801,38.5,38.5,38.5,38.5,38.5,38.5,38.5]
[null,null,"> 1 kV & < = 11 kV",48193.372171651041,65023.442450863047,100031.2494886473,100002.20045132954,100150.29359476187,53109.373981203324,52930.844714284176,150,203,222,222,222,152,152,21,21,21,21,21,21,21]
[null,null,"˃ 11 kV & < = 22 kV",203853.66130642573,275043.35590264614,423383.29258878087,423260.34223947505,423887.14799264434,223949.6434640915,223196.82785589775,642,866,947,947,947,648,648,81.5,81.5,81.5,81.5,81.5,81.5,81.5]
[null,null,"> 22 kV & < = 66 kV",1936.3408461824081,2612.5490270436044,4116.5123246356916,4115.3168910012155,4121.411259043698,2148.9342073319267,2141.7104797687239,6,8,9,9,9,6,6,1,1,1,1,1,1,1]
[null,null,"> 66 kV & < = 132 kV",0,0,0,0,0,0,0,0,0,0,0,0,0,0,0,0,0,0,0,0,0]
[null,null,"> 132 kV",0,0,0,0,0,0,0,0,0,0,0,0,0,0,0,0,0,0,0,0,0]
[null,null,"Other",0,0,0,0,0,0,0,0,0,0,0,0,0,0,0,0,0,0,0,0,0]
[null,"OVERHEAD CONDUCTORS BY: \nHighest operating voltage; Number of phases (at HV)","˂ = 1 kV",3096395.7947750338,3368257.1702997205,5129587.0559333591,5128042.660273117,5136505.2566554425,2585743.9866057937,2576792.4336660341,20,22,20.049386510000001,20.049386510000001,20.049386510000001,20.049386510000001,20.049386510000001,0,0,0,0,0,0,0]
[null,null,"> 1 kV & < = 11 kV",208415.89230723737,0,329382.50891884969,329271.05894960091,329899.06347800401,333736.9540990289,332432.22012370575,0,0,2.9281142569999998,2.9281142569999998,2.9281142569999998,2.9281142569999998,2.9281142569999998,9,9,9,9,9,9,9]
[null,null,"˃ 11 kV & < = 22 kV  ; SWER",11408.675181997058,0,13171.410535700652,13166.953853091776,13192.066617849769,13345.536919374152,13293.362968531208,0,0,0.47698370600000001,0.47698370600000001,0.47698370600000001,0.47698370600000001,0.47698370600000001,0,0,0,0,0,0,0]
[null,null,"˃ 11 kV & < = 22 kV ; Single-Phase",79430.210229375749,0,111428.31158356805,111390.60866503666,111603.05918190378,112901.3967085287,112460.01229982659,0,0,2.0352161880000001,2.0352161880000001,2.0352161880000001,2.0352161880000001,2.0352161880000001,2,2,2,2,2,2,2]
[null,null,"˃ 11 kV & < = 22 kV ; Multiple-Phase",2296045.9735342953,2852091.6956079621,4512687.0760174738,4511866.2001629779,4516491.7174004838,4209447.3314511916,4201124.8368581049,18,22,20.51029934,20.51029934,20.51029934,20.51029934,20.51029934,19,19,19,19,19,19,19]
[null,null,"> 22 kV & < = 66 kV",0,0,0,0,0,0,0,0,0,0,0,0,0,0,0,0,0,0,0,0,0]
[null,null,"> 66 kV & < = 132 kV",0,0,0,0,0,0,0,0,0,0,0,0,0,0,0,0,0,0,0,0,0]
[null,null,"> 132 kV",0,0,0,0,0,0,0,0,0,0,0,0,0,0,0,0,0,0,0,0,0]
[null,null,"Other",0,0,0,0,0,0,0,0,0,0,0,0,0,0,0,0,0,0,0,0,0]
[null,"UNDERGROUND CABLES BY: \nHighest operating voltage","˂ = 1 kV",1897622.9878761468,2405644.7627688996,2406787.0033609373,2406583.8551955954,2407728.5658548395,2414724.1751286648,2412345.9392697159,4575,5800,5800,5800,5800,5800,5800,29.464285714285715,30.071428571428573,30.678571428571431,31.285714285714288,31.892857142857146,32.5,33.107142857142854]
[null,null,"> 1 kV & < = 11 kV",428102.50651876052,1026636.4002100612,1027296.2359560006,970339.25951129501,122649.19130907637,546459.9715662502,123326.21892278589,63,150,150,150,150,663,150,9,9,10,10,10,11,11]
[null,null,"> 11 kV & < = 22 kV",171318.15363911673,621430.2978316223,621785.88077459263,622038.38451394578,622779.6143303219,1049283.7222645222,625769.48327301978,41,150,150,150,150,663,150,8,9,9,10,10,10,11]
[null,null,"> 22 kV & < = 33 kV",0,0,0,0,0,0,0,0,0,0,0,0,0,0,0,0,0,0,0,0,0]
[null,null,"> 33 kV & < = 66 kV",0,0,0,0,0,0,0,0,0,0,0,0,0,0,0,0,0,0,0,0,0]
[null,null,"> 66 kV & < = 132 kV",0,0,0,0,0,0,0,0,0,0,0,0,0,0,0,0,0,0,0,0,0]
[null,null,">  132 kV",0,0,0,0,0,0,0,0,0,0,0,0,0,0,0,0,0,0,0,0,0]
[null,null,"Other",0,0,0,0,0,0,0,0,0,0,0,0,0,0,0,0,0,0,0,0,0]
[null,"SERVICE LINES BY: \nConnection voltage; Customer type; Connection complexity","˂ = 11 kV ; Residential ; Simple Type",1928706.5674516167,2443577.4409492733,2445391.2943320461,2362443.697905561,2298010.2612602515,2308175.691855317,2304719.8396748216,1743,1743,1743,1743,1743,1743,1743,2210,2210,2210,2210,2210,2210,2210]
[null,null,"˂ = 11 kV ; Commercial & Industrial ; Simple Type",387466.90305563906,583370.38104689284,584051.41016050545,569362.39941190917,558359.43577003328,562339.98295819014,560986.75128235412,307,307,307,307,307,307,307,390,390,390,390,390,390,390]
[null,null,"˂ = 11 kV ; Residential ; Complex Type",0,0,0,0,0,0,0,0,0,0,0,0,0,0,0,0,0,0,0,0,0]
[null,null,"˂ = 11 kV ; Commercial & Industrial ; Complex Type",0,0,0,0,0,0,0,0,0,0,0,0,0,0,0,0,0,0,0,0,0]
[null,null,"˂ = 11 kV ; Subdivision ; Complex Type",0,0,0,0,0,0,0,0,0,0,0,0,0,0,0,0,0,0,0,0,0]
[null,null,"> 11 kV  & < = 22 kV ; Commercial & Industrial  ",0,0,0,0,0,0,0,0,0,0,0,0,0,0,0,0,0,0,0,0,0]
[null,null,"> 11 kV  & < = 22 kV ; Subdivision  ",0,0,0,0,0,0,0,0,0,0,0,0,0,0,0,0,0,0,0,0,0]
[null,null,"> 22 kV & < = 33 kV ; Commercial & Industrial  ",0,0,0,0,0,0,0,0,0,0,0,0,0,0,0,0,0,0,0,0,0]
[null,null,"> 22 kV & < = 33 kV ; Subdivision  ",0,0,0,0,0,0,0,0,0,0,0,0,0,0,0,0,0,0,0,0,0]
[null,null,"> 33 kV & < = 66 kV ; Commercial & Industrial  ",0,0,0,0,0,0,0,0,0,0,0,0,0,0,0,0,0,0,0,0,0]
[null,null,"> 33 kV & < = 66 kV ; Subdivision  ",0,0,0,0,0,0,0,0,0,0,0,0,0,0,0,0,0,0,0,0,0]
[null,null,"> 66 kV & < = 132 kV ; Commercial & Industrial  ",0,0,0,0,0,0,0,0,0,0,0,0,0,0,0,0,0,0,0,0,0]
[null,null,"> 66 kV & < = 132 kV ; Subdivision  ",0,0,0,0,0,0,0,0,0,0,0,0,0,0,0,0,0,0,0,0,0]
[null,null,"> 132 kV ; Commercial & Industrial  ",0,0,0,0,0,0,0,0,0,0,0,0,0,0,0,0,0,0,0,0,0]
[null,null,"> 132 kV ; Subdivision  ",0,0,0,0,0,0,0,0,0,0,0,0,0,0,0,0,0,0,0,0,0]
[null,null,"Other",0,0,0,0,0,0,0,0,0,0,0,0,0,0,0,0,0,0,0,0,0]
[null,"TRANSFORMERS BY: \nMounting type; Highest operating voltage; Ampere rating; Number of phases (at LV)","Pole Mounted ; < = 22kV ;  < = 60 kVA ; Single Phase",756322.02231988567,877715.70932214591,1025170.7326883459,1019245.5433027005,1047501.07505639,1276512.0984490728,1605061.4179008806,36,42,41,41,42,52,69,29.22982864467382,29.22982864467382,29.22982864467382,29.22982864467382,29.22982864467382,29.22982864467382,29.22982864467382]
[null,null,"Pole Mounted ; < = 22kV ;  > 60 kVA and < = 600 kVA ; Single Phase",10045.513576162401,11561.39387534136,13112.423049348252,13031.913861484054,13182.865817185697,13926.610513952541,31479.303910300332,0,0,0,0,0,0,1,0.83097213789381363,0.83097213789381363,0.83097213789381363,0.83097213789381363,0.83097213789381363,0.83097213789381363,0.83097213789381363]
[null,null,"Pole Mounted ; < = 22kV ;  > 600 kVA ; Single Phase",0,0,0,0,0,0,0,0,0,0,0,0,0,0,0,0,0,0,0,0,0]
[null,null,"Pole Mounted ; < = 22kV ;  < = 60 kVA  ; Multiple Phase",108046.00318855511,125387.95847459229,148538.30025981538,147679.79198212267,149643.01072234145,175623.94854683682,231628.75365138092,5,6,6,6,6,7,10,4.1756898063819738,4.1756898063819738,4.1756898063819738,4.1756898063819738,4.1756898063819738,4.1756898063819738,4.1756898063819738]
[null,null,"Pole Mounted ; < = 22kV ;  > 60 kVA and < = 600 kVA  ; Multiple Phase",1048872.7262424496,1207148.9049566945,1353315.4317842561,1345006.1874953106,1376450.1241799348,1688737.9077997569,2110632.7845550156,49,56,55,55,56,70,92,30.763509411050396,30.763509411050396,30.763509411050396,30.763509411050396,30.763509411050396,30.763509411050396,30.763509411050396]
[null,null,"Pole Mounted ; < = 22kV ;  > 600 kVA  ; Multiple Phase",0,0,0,0,0,0,0,0,0,0,0,0,0,0,0,0,0,0,0,0,0]
[null,null,"Kiosk Mounted ; < = 22kV ;  < = 60 kVA ; Single Phase",0,0,0,0,0,0,0,0,0,0,0,0,0,0,0,0,0,0,0,0,0]
[null,null,"Kiosk Mounted ; < = 22kV ;  > 60 kVA and < = 600 kVA ; Single Phase",0,0,0,0,0,0,0,0,0,0,0,0,0,0,0,0,0,0,0,0,0]
[null,null,"Kiosk Mounted ; < = 22kV ;  > 600 kVA ; Single Phase",0,0,0,0,0,0,0,0,0,0,0,0,0,0,0,0,0,0,0,0,0]
[null,null,"Kiosk Mounted ; < = 22kV ;  < = 60 kVA  ; Multiple Phase",0,0,0,0,0,0,0,0,0,0,0,0,0,0,0,0,0,0,0,0,0]
[null,null,"Kiosk Mounted ; < = 22kV ;  > 60 kVA and < = 600 kVA  ; Multiple Phase",60444.346555492295,55652.377970914546,63118.472696728764,78413.663149493848,63457.55876050939,50278.258002431947,68770.689097456838,4,4,4,4,4,3,3,1,0,0,1,0,0,1]
[null,null,"Kiosk Mounted ; < = 22kV ;  > 600 kVA  ; Multiple Phase",48355.477244393842,69565.472463643178,63118.472696728764,62730.930519595095,79321.94845063673,50278.258002431947,51578.016823092621,3,4,4,4,4,3,3,0,1,0,0,1,0,0]
[null,null,"Ground Outdoor / Indoor Chamber Mounted; ˂ 22 kV ;  < = 60 kVA ; Single Phase",0,0,0,0,0,0,0,0,0,0,0,0,0,0,0,0,0,0,0,0,0]
[null,null,"Ground Outdoor / Indoor Chamber Mounted; ˂  22 kV ;  > 60 kVA  and < = 600 kVA ; Single Phase",0,0,0,0,0,0,0,0,0,0,0,0,0,0,0,0,0,0,0,0,0]
[null,null,"Ground Outdoor / Indoor Chamber Mounted; ˂  22 kV ;  >  600 kVA ; Single Phase",0,0,0,0,0,0,0,0,0,0,0,0,0,0,0,0,0,0,0,0,0]
[null,null,"Ground Outdoor / Indoor Chamber Mounted; ˂  22 kV ;  < = 60 kVA ; Multiple Phase",0,0,0,0,0,0,0,0,0,0,0,0,0,0,0,0,0,0,0,0,0]
[null,null,"Ground Outdoor / Indoor Chamber Mounted; ˂  22 kV ;  > 60 kVA  and < = 600 kVA ; Multiple Phase",1004509.2976933027,2384445.7861456964,2267062.4503849423,2386036.2313326737,2387981.9211248029,1503590.701780278,1616524.0600350776,4,10,10,10,10,7,7,0,0,0,0,0,0,0]
[null,null,"Ground Outdoor / Indoor Chamber Mounted; ˂  22 kV ;  >  600 kVA ; Multiple Phase",1195693.3890786467,2423770.6883926513,3607839.4904759629,6577712.1812110376,3473364.170487945,3564235.2148642726,1968599.3045955962,4,9,9,10,9,6,6,0,0,1,0,0,1,0]
[null,null,"Ground Outdoor / Indoor Chamber Mounted; > = 22 kV & < = 33 kV ;  < = 15 MVA",0,0,0,0,0,0,0,0,0,0,0,0,0,0,0,0,0,0,0,0,0]
[null,null,"Ground Outdoor / Indoor Chamber Mounted; > = 22 kV & < = 33 kV ;  > 15 MVA and < = 40 MVA",0,0,0,0,0,0,0,0,0,0,0,0,0,0,0,0,0,0,0,0,0]
[null,null,"Ground Outdoor / Indoor Chamber Mounted; > = 22 kV & < = 33 kV ;  > 40 MVA",0,0,0,0,0,0,0,0,0,0,0,0,0,0,0,0,0,0,0,0,0]
[null,null,"Ground Outdoor / Indoor Chamber Mounted; > 33 kV & < = 66 kV ;  < = 15 MVA",0,0,0,0,0,0,0,0,0,0,0,0,0,0,0,0,0,0,0,0,0]
[null,null,"Ground Outdoor / Indoor Chamber Mounted; > 33 kV & < = 66 kV ;  > 15 MVA and < = 40 MVA",0,0,0,0,0,0,0,0,0,0,0,0,0,0,0,0,0,0,0,0,0]
[null,null,"Ground Outdoor / Indoor Chamber Mounted; > 33 kV & < = 66 kV ;  > 40 MVA",0,0,0,0,0,0,0,0,0,0,0,0,0,0,0,0,0,0,0,0,0]
[null,null,"Ground Outdoor / Indoor Chamber Mounted; > 66 kV & < = 132 kV ;  < = 100 MVA",0,0,0,0,0,0,0,0,0,0,0,0,0,0,0,0,0,0,0,0,0]
[null,null,"Ground Outdoor / Indoor Chamber Mounted; > 66 kV & < = 132 kV ;  > 100 MVA",0,0,0,0,0,0,0,0,0,0,0,0,0,0,0,0,0,0,0,0,0]
[null,null,"Ground Outdoor / Indoor Chamber Mounted; > 132 kV ;  < = 100 MVA",0,0,0,0,0,0,0,0,0,0,0,0,0,0,0,0,0,0,0,0,0]
[null,null,"Ground Outdoor / Indoor Chamber Mounted; > 132 kV ;  > 100 MVA",0,0,0,0,0,0,0,0,0,0,0,0,0,0,0,0,0,0,0,0,0]
[null,null,"Other",0,0,0,0,0,0,0,0,0,0,0,0,0,0,0,0,0,0,0,0,0]
[null,"SWITCHGEAR BY: \nHighest operating voltage; Switch function","˂ = 11 kV ;  Fuse",12846.937736481501,16754.29520019564,16804.938448157867,16795.931516534005,16846.68427927525,17156.846934648187,17051.403660125317,63,82,82,82,82,82,82,100,100,100,100,100,100,100]
[null,null,"˂ = 11 kV  ; Switch",429669.19561823225,192232.02389005883,346127.34315173724,346028.78844930168,346584.13000607514,138756.42290873727,138252.91682003601,36,16,16,16,16,1,1,0,0,0,0,0,0,0]
[null,null,"˂ = 11 kV ;  Circuit Breaker",884361.85478453024,901523.26393592765,861161.42617307696,861088.20897305629,861500.77735221235,1235850.8960091067,1234591.1587317514,73,74,74,74,74,50,50,2,2,2,2,2,2,2]
[null,null,"> 11 kV & < = 22 kV  ; Switch",3312033.3828905406,1477783.6836548273,2660853.9504789803,2660096.3112040069,2664365.4994217027,555025.69163494906,553011.66728014406,276,123,123,123,123,4,4,0,0,0,0,0,0,0]
[null,null,"> 11 kV & < = 22 kV  ; Circuit Breaker",221090.46369613256,225380.81598398191,215290.35654326924,215272.05224326407,215375.19433805309,308962.72400227666,308647.78968293784,19,19,19,19,19,13,13,0,0,0,0,0,0,0]
[null,null,"> 22 kV & < = 33 kV ; Switch",0,0,0,0,0,0,0,0,0,0,0,0,0,0,0,0,0,0,0,0,0]
[null,null,"> 22 kV & < = 33 kV ; Circuit Breaker",0,0,0,0,0,0,0,0,0,0,0,0,0,0,0,0,0,0,0,0,0]
[null,null,"> 33 kV & < = 66 kV ; Switch",0,0,0,0,0,0,0,0,0,0,0,0,0,0,0,0,0,0,0,0,0]
[null,null,"> 33 kV & < = 66 kV ; Circuit Breaker",0,0,0,0,0,0,0,0,0,0,0,0,0,0,0,0,0,0,0,0,0]
[null,null,"> 66 kV & < = 132 kV ; Switch",0,0,0,0,0,0,0,0,0,0,0,0,0,0,0,0,0,0,0,0,0]
[null,null,"> 66 kV & < = 132 kV  ; Circuit Breaker",0,0,0,0,0,0,0,0,0,0,0,0,0,0,0,0,0,0,0,0,0]
[null,null,"> 132 kV ; Switch",0,0,0,0,0,0,0,0,0,0,0,0,0,0,0,0,0,0,0,0,0]
[null,null,"> 132 kV ; Circuit Breaker",0,0,0,0,0,0,0,0,0,0,0,0,0,0,0,0,0,0,0,0,0]
[null,null,"Other",0,0,0,0,0,0,0,0,0,0,0,0,0,0,0,0,0,0,0,0,0]
[null,"PUBLIC LIGHTING BY: \nAsset type ; Lighting obligation","Luminaires",291673.86303862452,1249726.0611980674,1150526.6428890994,1150123.0119944613,480785.53067988309,187469.54330197047,184254.54045869241,2450,4450,4450,4450,2450,1450,1450,100,160,160,150,140,130,130]
[null,null,"Brackets",0,0,0,0,0,0,0,0,1076,0,0,0,0,0,0,0,0,0,0,0,0]
[null,null,"Lamps",1165929.0457844946,2205319.1990989759,1909225.3401521933,1903453.5848508333,1424721.6015320858,918126.15574091603,920106.5343158755,8755,6360,6010,6113,6215,6318,6510,2000,1775,1640,1500,1460,1420,1380]
[null,null,"Poles / Columns",162935.53285323098,262868.62122466788,292956.96079487161,293021.01062017365,322059.55885455402,325761.44210655236,354075.83656283445,35,45,50,50,55,55,60,0,0,0,0,0,0,0]
[null,null,"Other",0,0,0,0,0,0,0,0,0,0,0,0,0,0,0,0,0,0,0,0,0]
[null,"SCADA, NETWORK CONTROL AND PROTECTION SYSTEMS BY: \nFunction","Field Devices",904197,939197,722670,722670,722670,722670,722670,142,143,107,107,107,107,107,23,23,21,21,21,21,21]
[null,null,"Local Network Wiring Assets",0,0,0,0,0,0,0,0,0,0,0,0,0,0,0,0,0,0,0,0,0]
[null,null,"Communications Network Assets",9000,9000,1117073.5555555555,9000,325592.44444444444,9000,715333,3,3,17,3,7,3,10,2,2,4,2,2,2,2]
[null,null,"Master Station Assets",0,0,0,0,0,0,0,0,0,0,0,0,0,0,0,0,0,0,0,0,0]
[null,null,"Communications Site Infrastructure",0,0,0,0,0,0,0,0,0,0,0,0,0,0,0,0,0,0,0,0,0]
[null,null,"Communications Linear Assets",0,0,0,10000,0,0,0,0,0,0,1,0,0,0,0,0,0,0,0,0,0]
[null,null,"AFLC",0,0,0,0,0,0,0,0,0,0,0,0,0,0,0,0,0,0,0,0,0]
[null,null,"Other",0,0,0,0,0,0,0,0,0,0,0,0,0,0,0,0,0,0,0,0,0]
[null,"OTHER BY: \nenter DNSP defined asset group here","Replace Zone Equipment - Batteries at Zone Substation",24320.5715794104,18173.809612354846,18189.139097487023,18186.412739483338,582461.31863625289,142364.07049017452,142364.07049017452,0,0,0,0,0,0,0,0,0,0,0,0,0,0]
[null,null,"CablePI Purchase new and replacement units",564237.2606423212,315187.5,315187.5,315187.5,315187.5,315187.5,315187.5,20000,12000,12000,12000,12000,12000,12000,0,0,0,0,0,0,0]
[]
[null,null,"Ajilis (system related expenditure)",10775203.469217211,10785844.522648953,7029436.6432730686,0,0,0,0]
[]
[null,null,"Asset Management Information System (AMIS), SCADA and communications",4938929.4495666306,3511649.6405019918,7202753.8842669996,4012264.9892308451,5072891.2937889332,3448639.7817164604,2796790.5126585332]

{"sheet":"2.3 Augex","index":6,"n_rows":176,"n_cols":30,"rows_kept":176,"cut":false,"hidden":false,"merged":[[157,1,157,2],[158,1,158,2],[159,1,159,2],[165,1,166,2],[174,1,174,2],[175,1,175,2],[167,1,167,2],[168,1,168,2],[169,1,169,2],[170,1,170,2],[171,1,171,2],[172,1,172,2],[173,1,173,2],[136,3,136,9],[149,3,149,9],[154,1,154,2],[155,1,155,2],[156,1,156,2],[136,1,137,1],[136,2,137,2],[149,1,150,2],[151,1,151,2],[72,23,72,25],[72,26,72,27],[70,7,70,18],[70,19,70,20],[70,23,70,24],[71,10,71,12],[71,7,71,9],[9,11,9,20],[10,14,10,15],[10,16,10,17],[10,19,10,20],[70,26,70,27],[70,25,71,25],[71,13,71,15],[71,17,71,18],[10,1,11,1],[10,2,11,2],[10,3,11,3],[10,4,11,4],[10,5,11,5],[9,28,9,29],[9,21,9,22],[9,24,11,24],[11,25,11,27],[11,28,11,29],[9,25,9,26],[9,27,10,27],[9,23,11,23],[165,3,165,9],[136,10,136,16],[11,21,11,22],[10,6,11,6],[10,7,10,8],[10,9,10,10],[10,11,10,13],[70,1,70,6],[71,2,72,2],[71,3,72,3],[71,4,72,4],[71,5,72,5],[72,19,72,20],[152,1,152,2],[153,1,153,2],[71,1,72,1]]}
[null,{"$f":"SheetHeader","v":"REGULATORY REPORTING STATEMENT"},null,null,null,"Worksheet navigation"]
[null,{"$f":"dms_TradingName","v":"TasNetworks (D)"}]
[null,{"$f":"dms_Reg_Year_Span","v":"2017-18 to 2018-19"}]
[null,"2.3 AUGEX PROJECT DATA"]
[]
[]
[null,"TABLE 2.3.1 - AUGEX ASSET DATA - SUBTRANSMISSION SUBSTATIONS, SWITCHING STATIONS AND ZONE SUBSTATIONS"]
[null,"NOTE: DNSP must provide expenditure information on an 'as incurred' basis. "]
[null,"AUG231_1","AUG231_2","AUG231_3","AUG231_4","AUG231_5","AUG231_6","ED_AUG231_00001","ED_AUG231_00002","ED_AUG231_00003","ED_AUG231_00004","ED_AUG231_00005","ED_AUG231_00006","ED_AUG231_00007","ED_AUG231_00008","ED_AUG231_00009","ED_AUG231_00010","ED_AUG231_00011","ED_AUG231_00012","ED_AUG231_00013","ED_AUG231_00014","ED_AUG231_00015","ED_AUG231_00016","ED_AUG231_00017","ED_AUG231_00018","ED_AUG231_00019","ED_AUG231_00020","ED_AUG231_00021","ED_AUG231_00022","ED_AUG231_00023"]
[null,"PROJECT DESCRIPTION AND CHANGES",null,null,null,null,null,null,null,null,null,"PLANT AND EQUIPMENT EXPENDITURE AND VOLUME",null,null,null,null,null,null,null,null,null,"OTHER EXPENDITURE",null,"TOTAL DIRECT EXPENDITURE ($0's)","YEARS INCURRED","ALL RELATED PARTY CONTRACTS",null,"ALL NON-RELATED PARTYCONTRACTS","LAND AND EASEMENTS"]
[null,"SUBSTATION ID","SUBSTATION TYPE","PROJECT ID","PROJECT TYPE","PROJECT TRIGGER","VOLTAGE (KV)","SUBSTATION RATING\nNORMAL CYCLIC\n(MVA)",null,"SUBSTATION RATING\nN-1 EMERGENCY\n(MVA)",null,"TRANSFORMERS",null,null,"SWITCHGEAR",null,"CAPACITORS",null,"OTHER PLANT ITEM","INSTALLATION (LABOUR)",null,"CIVIL WORKS","OTHER DIRECT",null,null,"RELATED PARTY MARGINS","TOTAL",null,"LAND PURCHASE","EASEMENTS"]
[null,null,null,null,null,null,null,"PRE","POST","PRE","POST","UNITS ADDED ","MVA ADDED",{"$f":"CONCATENATE(\"EXPENDITURE \n($0's, real \", dms_DollarReal,\")\")","v":"EXPENDITURE \n($0's, real June 2017)"},"UNITS ADDED ",{"$f":"CONCATENATE(\"EXPENDITURE \n($0's, real \", dms_DollarReal,\")\")","v":"EXPENDITURE \n($0's, real June 2017)"},"MVAR ADDED",{"$f":"CONCATENATE(\"EXPENDITURE  \n($0's, real \", dms_DollarReal,\")\")","v":"EXPENDITURE  \n($0's, real June 2017)"},{"$f":"CONCATENATE(\"EXPENDITURE \n($0's, real \", dms_DollarReal,\")\")","v":"EXPENDITURE \n($0's, real June 2017)"},"VOLUME",{"$f":"CONCATENATE(\"EXPENDITURE \n($0's, real \", dms_DollarReal,\")\")","v":"EXPENDITURE \n($0's, real June 2017)"},{"$f":"CONCATENATE(\"EXPENDITURE \n($0's, real \", dms_DollarReal,\")\")","v":"EXPENDITURE \n($0's, real June 2017)"},null,null,null,{"$f":"CONCATENATE(\"EXPENDITURE \n($0's, real \", dms_DollarReal,\")\")","v":"EXPENDITURE \n($0's, real June 2017)"},null,null,{"$f":"CONCATENATE(\"EXPENDITURE \n($0's, real \", dms_DollarReal,\")\")","v":"EXPENDITURE \n($0's, real June 2017)"}]
[null,"Rosny Zone","Zone substation",null,null,null,"33/11",0,32.5,0,0,1,25,null,null,null,null,null,8481410,null,null,null,null,{"$f":"SUM(N13,P13,R13,S13,U13,V13,W13)","v":8481410},"2014,2015,2016",null,null,null,569190]
[null,null,null,null,null,null,null,null,null,null,null,null,null,null,null,null,null,null,null,null,null,null,null,0]
[null,null,null,null,null,null,null,null,null,null,null,null,null,null,null,null,null,null,null,null,null,null,null,0]
[null,null,null,null,null,null,null,null,null,null,null,null,null,null,null,null,null,null,null,null,null,null,null,0]
[null,null,null,null,null,null,null,null,null,null,null,null,null,null,null,null,null,null,null,null,null,null,null,0]
[null,null,null,null,null,null,null,null,null,null,null,null,null,null,null,null,null,null,null,null,null,null,null,0]
[null,null,null,null,null,null,null,null,null,null,null,null,null,null,null,null,null,null,null,null,null,null,null,0]
[null,null,null,null,null,null,null,null,null,null,null,null,null,null,null,null,null,null,null,null,null,null,null,0]
[null,null,null,null,null,null,null,null,null,null,null,null,null,null,null,null,null,null,null,null,null,null,null,0]
[null,null,null,null,null,null,null,null,null,null,null,null,null,null,null,null,null,null,null,null,null,null,null,0]
[null,null,null,null,null,null,null,null,null,null,null,null,null,null,null,null,null,null,null,null,null,null,null,0]
[null,null,null,null,null,null,null,null,null,null,null,null,null,null,null,null,null,null,null,null,null,null,null,0]
[null,null,null,null,null,null,null,null,null,null,null,null,null,null,null,null,null,null,null,null,null,null,null,0]
[null,null,null,null,null,null,null,null,null,null,null,null,null,null,null,null,null,null,null,null,null,null,null,0]
[null,null,null,null,null,null,null,null,null,null,null,null,null,null,null,null,null,null,null,null,null,null,null,0]
[null,null,null,null,null,null,null,null,null,null,null,null,null,null,null,null,null,null,null,null,null,null,null,0]
[null,null,null,null,null,null,null,null,null,null,null,null,null,null,null,null,null,null,null,null,null,null,null,0]
[null,null,null,null,null,null,null,null,null,null,null,null,null,null,null,null,null,null,null,null,null,null,null,0]
[null,null,null,null,null,null,null,null,null,null,null,null,null,null,null,null,null,null,null,null,null,null,null,0]
[null,null,null,null,null,null,null,null,null,null,null,null,null,null,null,null,null,null,null,null,null,null,null,0]
[null,null,null,null,null,null,null,null,null,null,null,null,null,null,null,null,null,null,null,null,null,null,null,0]
[null,null,null,null,null,null,null,null,null,null,null,null,null,null,null,null,null,null,null,null,null,null,null,0]
[null,null,null,null,null,null,null,null,null,null,null,null,null,null,null,null,null,null,null,null,null,null,null,0]
[null,null,null,null,null,null,null,null,null,null,null,null,null,null,null,null,null,null,null,null,null,null,null,0]
[null,null,null,null,null,null,null,null,null,null,null,null,null,null,null,null,null,null,null,null,null,null,null,0]
[null,null,null,null,null,null,null,null,null,null,null,null,null,null,null,null,null,null,null,null,null,null,null,0]
[null,null,null,null,null,null,null,null,null,null,null,null,null,null,null,null,null,null,null,null,null,null,null,0]
[null,null,null,null,null,null,null,null,null,null,null,null,null,null,null,null,null,null,null,null,null,null,null,0]
[null,null,null,null,null,null,null,null,null,null,null,null,null,null,null,null,null,null,null,null,null,null,null,0]
[null,null,null,null,null,null,null,null,null,null,null,null,null,null,null,null,null,null,null,null,null,null,null,0]
[null,null,null,null,null,null,null,null,null,null,null,null,null,null,null,null,null,null,null,null,null,null,null,0]
[null,null,null,null,null,null,null,null,null,null,null,null,null,null,null,null,null,null,null,null,null,null,null,0]
[null,null,null,null,null,null,null,null,null,null,null,null,null,null,null,null,null,null,null,null,null,null,null,{"$f":"SUM(N45,P45,R45,S45,U45,V45,W45)","v":0}]
[null,null,null,null,null,null,null,null,null,null,null,null,null,null,null,null,null,null,null,null,null,null,null,0]
[null,null,null,null,null,null,null,null,null,null,null,null,null,null,null,null,null,null,null,null,null,null,null,0]
[null,null,null,null,null,null,null,null,null,null,null,null,null,null,null,null,null,null,null,null,null,null,null,0]
[null,null,null,null,null,null,null,null,null,null,null,null,null,null,null,null,null,null,null,null,null,null,null,0]
[null,null,null,null,null,null,null,null,null,null,null,null,null,null,null,null,null,null,null,null,null,null,null,0]
[null,null,null,null,null,null,null,null,null,null,null,null,null,null,null,null,null,null,null,null,null,null,null,0]
[null,null,null,null,null,null,null,null,null,null,null,null,null,null,null,null,null,null,null,null,null,null,null,0]
[null,null,null,null,null,null,null,null,null,null,null,null,null,null,null,null,null,null,null,null,null,null,null,0]
[null,null,null,null,null,null,null,null,null,null,null,null,null,null,null,null,null,null,null,null,null,null,null,0]
[null,null,null,null,null,null,null,null,null,null,null,null,null,null,null,null,null,null,null,null,null,null,null,0]
[null,null,null,null,null,null,null,null,null,null,null,null,null,null,null,null,null,null,null,null,null,null,null,0]
[null,null,null,null,null,null,null,null,null,null,null,null,null,null,null,null,null,null,null,null,null,null,null,0]
[null,null,null,null,null,null,null,null,null,null,null,null,null,null,null,null,null,null,null,null,null,null,null,0]
[null,null,null,null,null,null,null,null,null,null,null,null,null,null,null,null,null,null,null,null,null,null,null,0]
[null,null,null,null,null,null,null,null,null,null,null,null,null,null,null,null,null,null,null,null,null,null,null,0]
[null,null,null,null,null,null,null,null,null,null,null,null,null,null,null,null,null,null,null,null,null,null,null,0]
[null,null,null,null,null,null,null,null,null,null,null,null,null,null,null,null,null,null,null,null,null,null,null,0]
[null,null,null,null,null,null,null,null,null,null,null,null,null,null,null,null,null,null,null,null,null,null,null,0]
[null,null,null,null,null,null,null,null,null,null,null,null,null,null,null,null,null,null,null,null,null,null,null,0]
[null,null,null,"Non material projects - [actual]"]
[null,null,null,"Non material projects - [forecast]"]
[]
[null,"AUG232_1","AUG232_2","AUG232_3","AUG232_4","AUG232_5","AUG232_6","ED_AUG232_00001","ED_AUG232_00002","ED_AUG232_00003","ED_AUG232_00004","ED_AUG232_00005","ED_AUG232_00006","ED_AUG232_00007","ED_AUG232_00008","ED_AUG232_00009","ED_AUG232_00010","ED_AUG232_00011","ED_AUG232_00012","ED_AUG232_00013","ED_AUG232_00014","ED_AUG232_00015","ED_AUG232_00016","ED_AUG232_00017","ED_AUG232_00018","ED_AUG232_00019","ED_AUG232_00020","ED_AUG232_00021"]
[null,"TABLE 2.3.2 - AUGEX ASSET DATA - SUBTRANSMISSION LINES"]
[null,"NOTE: DNSP must provide expenditure information on an 'as incurred' basis. "]
[null,"PROJECT DESCRIPTION AND CHANGES",null,null,null,null,null,"PLANT AND EQUIPMENT EXPENDITURE AND VOLUME",null,null,null,null,null,null,null,null,null,null,null,"OTHER EXPENDITURE",null,"TOTAL DIRECT EXPENDITURE ($0's)","YEARS INCURRED","ALL RELATED PARTY CONTRACTS",null,"ALL NON RELATED PARTY CONTRACTS","LAND AND EASEMENTS"]
[null,"LINE ID","PROJECT ID","PROJECT TYPE","PROJECT TRIGGER","VOLTAGE (KV)","ROUTE LINE LENGTH ADDED","POLES/TOWERS (INCLUDING STRUCTURES, AND CIVIL WORKS)",null,null,"OVERHEAD LINES",null,null,"UNDERGROUND CABLES",null,null,"OTHER PLANT ITEM","INSTALLATION (LABOUR)",null,"CIVIL WORKS","OTHER DIRECT",null,null,"RELATED PARTY MARGINS","TOTAL",null,"LAND PURCHASE","EASEMENTS"]
[null,null,null,null,null,null,"KM ADDED","POLES/TOWERS ADDED","POLES/TOWERS UPGRADED",{"$f":"CONCATENATE(\"EXPENDITURE \n($0's, real \", dms_DollarReal,\")\")","v":"EXPENDITURE \n($0's, real June 2017)"},"CIRCUIT KM ADDED","CIRCUIT KM UPGRADED",{"$f":"CONCATENATE(\"EXPENDITURE \n($0's, real \", dms_DollarReal,\")\")","v":"EXPENDITURE \n($0's, real June 2017)"},"CIRCUIT KM ADDED","CIRCUIT KM UPGRADED",{"$f":"CONCATENATE(\"EXPENDITURE \n($0's, real \", dms_DollarReal,\")\")","v":"EXPENDITURE \n($0's, real June 2017)"},{"$f":"CONCATENATE(\"EXPENDITURE \n($0's, real \", dms_DollarReal,\")\")","v":"EXPENDITURE \n($0's, real June 2017)"},"VOLUME",{"$f":"CONCATENATE(\"EXPENDITURE \n($0's, real \", dms_DollarReal,\")\")","v":"EXPENDITURE \n($0's, real June 2017)"},"EXPENDITURE \n($0's, real December 2015)",null,null,null,"EXPENDITURE \n($0's, real December 2015)",null,null,"EXPENDITURE \n($0's, real December 2015)"]
[null,null,null,null,null,null,null,null,null,null,null,null,null,null,null,null,null,null,null,null,null,{"$f":"SUM(J74,M74,P74,Q74,S74,T74,U74)","v":0}]
[null,null,null,null,null,null,null,null,null,null,null,null,null,null,null,null,null,null,null,null,null,0]
[null,null,null,null,null,null,null,null,null,null,null,null,null,null,null,null,null,null,null,null,null,0]
[null,null,null,null,null,null,null,null,null,null,null,null,null,null,null,null,null,null,null,null,null,0]
[null,null,null,null,null,null,null,null,null,null,null,null,null,null,null,null,null,null,null,null,null,0]
[null,null,null,null,null,null,null,null,null,null,null,null,null,null,null,null,null,null,null,null,null,0]
[null,null,null,null,null,null,null,null,null,null,null,null,null,null,null,null,null,null,null,null,null,0]
[null,null,null,null,null,null,null,null,null,null,null,null,null,null,null,null,null,null,null,null,null,0]
[null,null,null,null,null,null,null,null,null,null,null,null,null,null,null,null,null,null,null,null,null,0]
[null,null,null,null,null,null,null,null,null,null,null,null,null,null,null,null,null,null,null,null,null,0]
[null,null,null,null,null,null,null,null,null,null,null,null,null,null,null,null,null,null,null,null,null,0]
[null,null,null,null,null,null,null,null,null,null,null,null,null,null,null,null,null,null,null,null,null,0]
[null,null,null,null,null,null,null,null,null,null,null,null,null,null,null,null,null,null,null,null,null,0]
[null,null,null,null,null,null,null,null,null,null,null,null,null,null,null,null,null,null,null,null,null,0]
[null,null,null,null,null,null,null,null,null,null,null,null,null,null,null,null,null,null,null,null,null,0]
[null,null,null,null,null,null,null,null,null,null,null,null,null,null,null,null,null,null,null,null,null,0]
[null,null,null,null,null,null,null,null,null,null,null,null,null,null,null,null,null,null,null,null,null,0]
[null,null,null,null,null,null,null,null,null,null,null,null,null,null,null,null,null,null,null,null,null,0]
[null,null,null,null,null,null,null,null,null,null,null,null,null,null,null,null,null,null,null,null,null,0]
[null,null,null,null,null,null,null,null,null,null,null,null,null,null,null,null,null,null,null,null,null,0]
[null,null,null,null,null,null,null,null,null,null,null,null,null,null,null,null,null,null,null,null,null,0]
[null,null,null,null,null,null,null,null,null,null,null,null,null,null,null,null,null,null,null,null,null,0]
[null,null,null,null,null,null,null,null,null,null,null,null,null,null,null,null,null,null,null,null,null,0]
[null,null,null,null,null,null,null,null,null,null,null,null,null,null,null,null,null,null,null,null,null,0]
[null,null,null,null,null,null,null,null,null,null,null,null,null,null,null,null,null,null,null,null,null,0]
[null,null,null,null,null,null,null,null,null,null,null,null,null,null,null,null,null,null,null,null,null,0]
[null,null,null,null,null,null,null,null,null,null,null,null,null,null,null,null,null,null,null,null,null,0]
[null,null,null,null,null,null,null,null,null,null,null,null,null,null,null,null,null,null,null,null,null,0]
[null,null,null,null,null,null,null,null,null,null,null,null,null,null,null,null,null,null,null,null,null,0]
[null,null,null,null,null,null,null,null,null,null,null,null,null,null,null,null,null,null,null,null,null,0]
[null,null,null,null,null,null,null,null,null,null,null,null,null,null,null,null,null,null,null,null,null,0]
[null,null,null,null,null,null,null,null,null,null,null,null,null,null,null,null,null,null,null,null,null,0]
[null,null,null,null,null,null,null,null,null,null,null,null,null,null,null,null,null,null,null,null,null,{"$f":"SUM(J106,M106,P106,Q106,S106,T106,U106)","v":0}]
[null,null,null,null,null,null,null,null,null,null,null,null,null,null,null,null,null,null,null,null,null,0]
[null,null,null,null,null,null,null,null,null,null,null,null,null,null,null,null,null,null,null,null,null,0]
[null,null,null,null,null,null,null,null,null,null,null,null,null,null,null,null,null,null,null,null,null,0]
[null,null,null,null,null,null,null,null,null,null,null,null,null,null,null,null,null,null,null,null,null,0]
[null,null,null,null,null,null,null,null,null,null,null,null,null,null,null,null,null,null,null,null,null,0]
[null,null,null,null,null,null,null,null,null,null,null,null,null,null,null,null,null,null,null,null,null,0]
[null,null,null,null,null,null,null,null,null,null,null,null,null,null,null,null,null,null,null,null,null,0]
[null,null,null,null,null,null,null,null,null,null,null,null,null,null,null,null,null,null,null,null,null,0]
[null,null,null,null,null,null,null,null,null,null,null,null,null,null,null,null,null,null,null,null,null,0]
[null,null,null,null,null,null,null,null,null,null,null,null,null,null,null,null,null,null,null,null,null,0]
[null,null,null,null,null,null,null,null,null,null,null,null,null,null,null,null,null,null,null,null,null,0]
[null,null,null,null,null,null,null,null,null,null,null,null,null,null,null,null,null,null,null,null,null,0]
[null,null,null,null,null,null,null,null,null,null,null,null,null,null,null,null,null,null,null,null,null,0]
[null,null,null,null,null,null,null,null,null,null,null,null,null,null,null,null,null,null,null,null,null,0]
[null,null,null,null,null,null,null,null,null,null,null,null,null,null,null,null,null,null,null,null,null,0]
[null,null,null,null,null,null,null,null,null,null,null,null,null,null,null,null,null,null,null,null,null,0]
[null,null,null,null,null,null,null,null,null,null,null,null,null,null,null,null,null,null,null,null,null,0]
[null,null,null,null,null,null,null,null,null,null,null,null,null,null,null,null,null,null,null,null,null,0]
[null,null,null,null,null,null,null,null,null,null,null,null,null,null,null,null,null,null,null,null,null,0]
[null,null,null,null,null,null,null,null,null,null,null,null,null,null,null,null,null,null,null,null,null,0]
[null,null,null,null,null,null,null,null,null,null,null,null,null,null,null,null,null,null,null,null,null,0]
[null,null,"Non material projects - [actual]"]
[null,null,"Non material projects - [forecast]"]
[]
[]
[null,"TABLE 2.3.3 - AUGEX DATA - HV/LV FEEDERS AND DISTRIBUTION SUBSTATIONS"]
[null,"NOTE: DNSP must provide expenditure information on an 'as incurred' basis. "]
[null,"Table 2.3.3.1 - Descriptor metrics"]
[]
[]
[null,"PROJECT TYPE","Unit of Measure","UNITS ADDED (0's)",null,null,null,null,null,null,"UNITS UPGRADED (0's)"]
[null,null,null,{"$f":"CRCP_y4","v":"2015-16"},{"$f":"CRCP_y5","v":"2016-17"},{"$f":"FRCP_y1","v":"2017-18"},{"$f":"FRCP_y2","v":"2018-19"},{"$f":"FRCP_y3","v":"2019-20"},{"$f":"FRCP_y4","v":"2020-21"},{"$f":"FRCP_y5","v":"2021-22"},{"$f":"CRCP_y4","v":"2015-16"},{"$f":"CRCP_y5","v":"2016-17"},{"$f":"FRCP_y1","v":"2017-18"},{"$f":"FRCP_y2","v":"2018-19"},{"$f":"FRCP_y3","v":"2019-20"},{"$f":"FRCP_y4","v":"2020-21"},{"$f":"FRCP_y5","v":"2021-22"}]
[null,"HV Feeder Augmentations - Overhead Lines","Circuit Line Length in KM",12,0,0,0,0,0,0,9.3379999999999992,53,33.729999999999997,22.76,16.239999999999998,16.239999999999998,16.239999999999998]
[null,"HV Feeder Augmentations - Underground Cables","Circuit Line Length in KM",0,2,0,0,0,0,0,0,0,0,0,0,0,0]
[null,"LV Feeder Augmentations - Overhead Lines","Circuit Line Length in KM",0,0,0,0,0,0,0,3,3,3,3,3,3,3]
[null,"LV Feeder Augmentations - Underground Cables","Circuit Line Length in KM",0,0,0,0,0,0,0,0,0,0,0,0,0,0]
[null,"Distribution Substation Augmentations - Pole Mounted","Number",0,0,0,0,0,0,0,10,10,10,10,10,10,10]
[null,"Distribution Substation Augmentations - Ground Mounted","Number",0,0,0,0,0,0,0,3,3,3,3,3,3,3]
[null,"Distribution Substation Augmentations - Indoor","Number",0,0,0,0,0,0,0,0,0,0,0,0,0,0]
[]
[null,"Table 2.3.3.2 - Cost metrics"]
[]
[]
[null,"PROJECT TYPE",null,{"$f":"CONCATENATE(\"TOTAL DIRECT EXPENDITURE\n($0's, real \", dms_DollarReal,\")\")","v":"TOTAL DIRECT EXPENDITURE\n($0's, real June 2017)"}]
[null,null,null,{"$f":"CRCP_y4","v":"2015-16"},{"$f":"CRCP_y5","v":"2016-17"},{"$f":"FRCP_y1","v":"2017-18"},{"$f":"FRCP_y2","v":"2018-19"},{"$f":"FRCP_y3","v":"2019-20"},{"$f":"FRCP_y4","v":"2020-21"},{"$f":"FRCP_y5","v":"2021-22"}]
[null,"HV Feeder Augmentations - Overhead Lines",null,0,0,0,0,0,0,0]
[null,"HV Feeder Augmentations - Underground Cables",null,0,0,0,0,0,0,0]
[null,"HV Feeder Non-Material Projects",null,4523549.63,10998659.810000001,5962812.1900000004,4980302.18,4295262.6399999997,4430570.1900000004,2530599.14]
[null,"LV Feeder Augmentations - Overhead Lines",null,0,0,0,0,0,0,0]
[null,"LV Feeder Augmentations - Underground Cables",null,0,0,0,0,0,0,0]
[null,"LV Feeder Non-Material Projects",null,2162555.7999999998,1213068.1599999999,1213068.1599999999,1276349.56,1345310.06,1419138.36,1498645.76]
[null,"Distribution Substation Augmentations - Pole Mounted",null,62101.14,452332.52,452332.52,452332.52,452332.52,452332.52,452332.52]
[null,"Distribution Substation Augmentations - Ground Mounted",null,18673,136010.44,136010.44,136010.44,136010.44,136010.44,136010.44]
[null,"Distribution Substation Augmentations - Indoor",null,0,0,0,0,0,0,0]
[]
[]
[]
[]
[null,"TABLE 2.3.4 - AUGEX DATA - TOTAL AUGMENTATION EXPENDITURE"]
[null,null,null,{"$f":"CONCATENATE(\"TOTAL DIRECT EXPENDITURE\n($0's, real \", dms_DollarReal,\")\")","v":"TOTAL DIRECT EXPENDITURE\n($0's, real June 2017)"}]
[null,null,null,{"$f":"CRCP_y5","v":"2016-17"},{"$f":"FRCP_y1","v":"2017-18"},{"$f":"FRCP_y1","v":"2017-18"},{"$f":"FRCP_y2","v":"2018-19"},{"$f":"FRCP_y3","v":"2019-20"},{"$f":"FRCP_y4","v":"2020-21"},{"$f":"FRCP_y5","v":"2021-22"}]
[null,"Subtransmission Substations, Switching Stations, Zone Substations",null,5461549.5119423959,512993.17653026321,1243238.4112968829,1095979.5435007894,164196.61909424586,159223.43386918056,166885.6708636409]
[null,"Subtransmission Lines",null,0,0,0,0,0,0,0]
[null,"HV Feeders",null,5024542.7554787705,12106314.911807505,6774655.0826022141,5500124.0183056956,4934330.5152305439,4944425.6919502923,2971278.3823768599]
[null,"HV Feeders - Land Purchases and Easements",null,0,0,0,0,0,0,0]
[null,"Distribution Substations",null,88091.428285735994,639720.59176925267,657557.45467940439,640194.3482973011,664814.22896960087,644301.00446773134,675440.32407954987]
[null,"Distribution Substations - Land Purchases and Easements",null,0,0,0,0,0,0,0]
[null,"LV Feeders",null,2398090.8106021122,1343484.4792359606,1381592.2398642227,1414784.7065906564,1548873.415425942,1587375.4737212334,1755220.7307853638]
[null,"LV Feeders - Land Purchases and Easements",null,0,0,0,0,0,0,0]
[null,"Other Assets",null,0,0,0,0,0,0,0]

{"sheet":"2.4 Augex model","index":7,"n_rows":7863,"n_cols":59,"rows_kept":7863,"cut":false,"hidden":false,"merged":[[7848,39,7848,41],[7848,42,7848,44],[7848,45,7848,47],[7848,48,7848,50],[7848,27,7848,29],[7848,30,7848,32],[7848,33,7848,35],[7848,36,7848,38],[7845,39,7845,44],[7845,45,7845,50],[7846,39,7846,44],[7846,45,7846,50],[7847,27,7847,29],[7847,30,7847,32],[7847,33,7847,35],[7847,36,7847,38],[7847,39,7847,41],[7847,42,7847,44],[7847,45,7847,47],[7847,48,7847,50],[7845,2,7849,2],[7845,3,7845,10],[7845,11,7845,18],[7845,19,7845,26],[7845,27,7845,32],[7848,4,7848,10],[7848,12,7848,18],[7848,20,7848,26],[7845,33,7845,38],[7846,3,7847,10],[7846,11,7847,18],[7846,19,7847,26],[7846,27,7846,32],[7846,33,7846,38],[7669,28,7671,28],[7669,29,7671,29],[7670,4,7670,14],[7670,15,7671,15],[7670,16,7670,26],[7670,27,7671,27],[7733,5,7733,8],[7733,9,7733,12],[7734,2,7739,2],[7734,3,7739,3],[7734,4,7738,4],[7734,5,7738,5],[7734,6,7739,6],[7734,7,7738,7],[7734,8,7738,8],[7734,9,7738,9],[7734,10,7739,10],[7734,11,7738,11],[7734,12,7738,12],[6720,23,6722,23],[6720,24,6723,24],[6721,7,6723,7],[6721,8,6722,9],[6721,10,6721,14],[6721,15,6723,15],[6721,16,6722,17],[6721,18,6721,22],[7669,2,7672,2],[7669,3,7672,3],[7669,4,7669,15],[7669,16,7669,27],[7,18,10,18],[8,7,9,7],[6720,2,6723,2],[6720,3,6722,3],[6720,4,6722,4],[6720,5,6721,6],[6720,7,6720,14],[6720,15,6720,22],[8,8,9,9],[8,10,8,11],[8,12,9,12],[8,13,9,14],[8,15,8,16],[7,7,7,11],[9,19,11,19],[1276,2,1279,2],[1276,3,1278,3],[1276,4,1278,4],[1276,5,1278,5],[1276,6,1276,10],[1276,11,1276,15],[1276,16,1278,16],[1276,17,1279,17],[1277,6,1278,6],[1277,14,1277,15],[7,12,7,16],[7,17,9,17],[7,2,10,2],[7,3,9,3],[7,4,9,4],[7,5,9,5],[7,6,9,6],[1277,7,1278,8],[1277,9,1277,10],[1277,11,1278,11],[1277,12,1278,13]]}
[null,null,{"$f":"SheetHeader","v":"REGULATORY REPORTING STATEMENT"},null,null,null,null,null,null,"Worksheet navigation"]
[null,null,{"$f":"dms_TradingName","v":"TasNetworks (D)"}]
[null,null,{"$f":"dms_Reg_Year_Span","v":"2017-18 to 2018-19"}]
[null,null,"2.4 AUGEX MODEL"]
[]
[null,null,"TABLE 2.4.1 - AUGEX MODEL INPUTS - ASSET STATUS - SUBTRANSMISSION LINES"]
[]
[null,null,"Line ID","Primary type of area supplied by line","Line voltage","Originating substation","Terminating substation",{"$f":"CRCP_y4","v":"2015-16"},null,null,null,null,{"$f":"PRCP_y5","v":"2011-12"},null,null,null,null,{"$f":"CONCATENATE(\"Average per annum growth rate in annual line maximum demand (50% PoE) from \", CRCP_y4, \" to \", dms_FRCP_FinalYear_Num)","v":"Average per annum growth rate in annual line maximum demand (50% PoE) from 2015-16 to 2018-19"},"Network Segment ID"]
[null,null,null,null,null,null,null,{"$f":"CONCATENATE(IF(dms_RPT=\"Financial\",\"Route line length as at 30 June \",\"Route line length as at 31 December \"))","v":"Route line length as at 30 June "},"Maximum demand \n(weather corrected at 50% PoE)",null,"Line rating",null,{"$f":"CONCATENATE(IF(dms_RPT=\"Financial\",\"Route line length as at 30 June \",\"Route line length as at 31 December \"))","v":"Route line length as at 30 June "},"Maximum demand \n(weather corrected at 50% PoE)",null,"Line rating"]
[null,null,null,null,null,null,null,null,null,null,"Thermal","N-1 emergency",null,null,null,"Thermal","N-1 emergency"]
[null,null,null," CBD, urban, long rural, or short rural "," kV "," name "," name "," km "," MVA "," MW "," MVA "," MVA "," km "," MVA "," MW "," MVA "," MVA "," % "]
["AUG241_1",null,11004,"Urban",33,"Risdon","East Hobart",6.4950000000000001,12.507,12.00672,23.663,23.663,6.4909999999999997,10.295,9.8832000000000004,23.663,23.663,8.5800000000000001E-2]
["AUG241_2",null,11005,"Urban",33,"Risdon","East Hobart",7.1120000000000001,10.195,9.7872000000000003,23.663,23.663,7.1120000000000001,9.8529999999999998,9.4588799999999988,23.663,23.663,8.5800000000000001E-2]
["AUG241_3",null,11006,"Urban",33,"Risdon","East Hobart",6.0830000000000002,11.058999999999999,10.616639999999999,23.663,23.663,6.0830000000000002,9.7729999999999997,9.3820800000000002,23.663,23.663,8.5800000000000001E-2]
["AUG241_4",null,11021,"Urban",33,"Risdon","Derwent Park",3.1930000000000001,10.374000000000001,9.9590399999999999,21.434000000000001,21.434000000000001,3.1930000000000001,10.375999999999999,9.9609599999999983,21.434000000000001,21.434000000000001,1.9400000000000001E-2]
["AUG241_5",null,11023,"Urban",33,"Risdon","New Town",2.1509999999999998,11.824,11.351039999999999,21.434000000000001,21.434000000000001,2.1509999999999998,12.608000000000001,12.103680000000001,21.434000000000001,21.434000000000001,1.9400000000000001E-2]
["AUG241_6",null,11025,"Urban",33,"Risdon","Derwent Park",2.74,10.454000000000001,10.03584,23.663,23.663,2.74,10.537000000000001,10.11552,23.663,23.663,1.9400000000000001E-2]
["AUG241_7",null,11027,"Urban",33,"Risdon","New Town",3.1920000000000002,10.798,10.36608,21.434000000000001,21.434000000000001,3.1920000000000002,8.827,8.4739199999999997,21.434000000000001,21.434000000000001,1.9400000000000001E-2]
["AUG241_8",null,10001,"Urban",33,"Creek Rd","West Hobart",6.0190000000000001,12.574999999999999,12.285774999999999,22.634,22.634,6.0190000000000001,13.146000000000001,12.843642000000001,22.634,22.634,1.77E-2]
["AUG241_9",null,10002,"Urban",33,"Creek Rd","West Hobart",5.92,14.898999999999999,14.556322999999999,22.634,22.634,5.9640000000000004,13.164999999999999,12.862204999999999,22.634,22.634,1.77E-2]
["AUG241_10",null,10003,"Urban",33,"Creek Rd","West Hobart",5.5220000000000002,15.128,14.780056,22.634,22.634,5.5220000000000002,13.526999999999999,13.215878999999999,22.634,22.634,1.77E-2]
["AUG241_11",null,10007,"Urban",33,"Creek Rd","Claremont",9.8529999999999998,9.85,9.6234500000000001,22.634,22.634,9.859,14.936999999999999,14.593449,22.634,22.634,1.77E-2]
["AUG241_12",null,10008,"Urban",33,"Creek Rd","Sandy Bay",7.657,12.46,12.17342,23.663,23.663,7.657,14.212999999999999,13.886100999999998,23.663,23.663,1.77E-2]
["AUG241_13",null,10022,"Urban",33,"Creek Rd","Sandy Bay",8.2789999999999999,12.06,11.78262,23.663,23.663,8.2789999999999999,13.07,12.76939,23.663,23.663,1.77E-2]
["AUG241_14",null,10024,"Urban",33,"Creek Rd","Sandy Bay",8.6910000000000007,14.061,13.737596999999999,23.663,23.663,8.6470000000000002,13.699,13.383922999999999,23.663,23.663,1.77E-2]
["AUG241_15",null,10026,"Urban",33,"Creek Rd","Claremont",12.859,9.4689999999999994,9.2512129999999999,22.463000000000001,22.463000000000001,12.859,10.840999999999999,10.591657,22.463000000000001,22.463000000000001,1.77E-2]
["AUG241_16",null,25305,"Urban",33,"Lindisfarne","Bellerive",5.8529999999999998,8.0589999999999993,7.9622919999999988,20.004999999999999,20.004999999999999,5.8520000000000003,8.8610000000000007,8.7546680000000006,20.004999999999999,20.004999999999999,7.6E-3]
["AUG241_17",null,25306,"Urban",33,"Lindisfarne","N/A",0,0,0,19.491,19.491,12.654999999999999,6.5149999999999997,6.43682,19.491,19.491,0]
["AUG241_18",null,25307,"Urban",33,"Lindisfarne","Geilston Bay",2.0070000000000001,11.855,11.71274,22.634,22.634,2.0059999999999998,12.199,12.052612,22.634,22.634,7.6E-3]
["AUG241_19",null,25308,"Urban",33,"Lindisfarne","Geilston Bay",2.4089999999999998,13.58,13.41704,23.663,23.663,2.4089999999999998,14.089,13.919932000000001,23.663,23.663,7.6E-3]
["AUG241_20",null,25309,"Urban",33,"Lindisfarne","Cambridge",12.673,7.4820000000000002,7.3922160000000003,19.491,19.491,12.677,6.4279999999999999,6.3508639999999996,19.491,19.491,7.6E-3]
["AUG241_21",null,25310,"Urban",33,"Lindisfarne","Bellerive",5.5469999999999997,8.6539999999999999,8.5501520000000006,19.434000000000001,19.434000000000001,5.5460000000000003,9.4039999999999999,9.2911520000000003,19.434000000000001,19.434000000000001,7.6E-3]
["AUG241_22",null,24401,"Urban",33,"Mornington","Howrah",4.577,8.3219999999999992,8.297034,18.347999999999999,18.347999999999999,0,0,0,0,0,7.6E-3]
["AUG241_23",null,24402,"Urban",33,"Mornington","Cambridge",8.8119999999999994,6.282,6.2631540000000001,23.663,23.663,0,0,0,0,0,7.6E-3]
["AUG241_24",null,24406,"Urban",33,"Mornington","Howrah",4.5659999999999998,8.2940000000000005,8.2691180000000006,18.347999999999999,18.347999999999999,0,0,0,0,0,7.6E-3]
["AUG241_25",null,36240,"Urban",33,"Kingston 33","Summerleas",3.0680000000000001,12.151999999999999,12.006176,21.263000000000002,0,0,0,0,0,0,7.6E-3]
["AUG241_26",null,97013,"Long rural",44,"Rosebery","Trial Harbour",36.957999999999998,1.7829999999999999,1.6813689999999999,18.138000000000002,18.138000000000002,37.043999999999997,2.2200000000000002,2.0934599999999999,18.138000000000002,18.138000000000002,0]
["AUG241_27"]
["AUG241_28"]
["AUG241_29"]
["AUG241_30"]
["AUG241_31"]
["AUG241_32"]
["AUG241_33"]
["AUG241_34"]
["AUG241_35"]
["AUG241_36"]
["AUG241_37"]
["AUG241_38"]
["AUG241_39"]
["AUG241_40"]
["AUG241_41"]
["AUG241_42"]
["AUG241_43"]
["AUG241_44"]
["AUG241_45"]
["AUG241_46"]
["AUG241_47"]
["AUG241_48"]
["AUG241_49"]
["AUG241_50"]
["AUG241_51"]
["AUG241_52"]
["AUG241_53"]
["AUG241_54"]
["AUG241_55"]
["AUG241_56"]
["AUG241_57"]
["AUG241_58"]
["AUG241_59"]
["AUG241_60"]
["AUG241_61"]
["AUG241_62"]
["AUG241_63"]
["AUG241_64"]
["AUG241_65"]
["AUG241_66"]
["AUG241_67"]
["AUG241_68"]
["AUG241_69"]
["AUG241_70"]
["AUG241_71"]
["AUG241_72"]
["AUG241_73"]
["AUG241_74"]
["AUG241_75"]
["AUG241_76"]
["AUG241_77"]
["AUG241_78"]
["AUG241_79"]
["AUG241_80"]
["AUG241_81"]
["AUG241_82"]
["AUG241_83"]
["AUG241_84"]
["AUG241_85"]
["AUG241_86"]
["AUG241_87"]
["AUG241_88"]
["AUG241_89"]
["AUG241_90"]
["AUG241_91"]
["AUG241_92"]
["AUG241_93"]
["AUG241_94"]
["AUG241_95"]
["AUG241_96"]
["AUG241_97"]
["AUG241_98"]
["AUG241_99"]
["AUG241_100"]
["AUG241_101"]
["AUG241_102"]
["AUG241_103"]
["AUG241_104"]
["AUG241_105"]
["AUG241_106"]
["AUG241_107"]
["AUG241_108"]
["AUG241_109"]
["AUG241_110"]
["AUG241_111"]
["AUG241_112"]
["AUG241_113"]
["AUG241_114"]
["AUG241_115"]
["AUG241_116"]
["AUG241_117"]
["AUG241_118"]
["AUG241_119"]
["AUG241_120"]
["AUG241_121"]
["AUG241_122"]
["AUG241_123"]
["AUG241_124"]
["AUG241_125"]
["AUG241_126"]
["AUG241_127"]
["AUG241_128"]
["AUG241_129"]
["AUG241_130"]
["AUG241_131"]
["AUG241_132"]
["AUG241_133"]
["AUG241_134"]
["AUG241_135"]
["AUG241_136"]
["AUG241_137"]
["AUG241_138"]
["AUG241_139"]
["AUG241_140"]
["AUG241_141"]
["AUG241_142"]
["AUG241_143"]
["AUG241_144"]
["AUG241_145"]
["AUG241_146"]
["AUG241_147"]
["AUG241_148"]
["AUG241_149"]
["AUG241_150"]
["AUG241_151"]
["AUG241_152"]
["AUG241_153"]
["AUG241_154"]
["AUG241_155"]
["AUG241_156"]
["AUG241_157"]
["AUG241_158"]
["AUG241_159"]
["AUG241_160"]
["AUG241_161"]
["AUG241_162"]
["AUG241_163"]
["AUG241_164"]
["AUG241_165"]
["AUG241_166"]
["AUG241_167"]
["AUG241_168"]
["AUG241_169"]
["AUG241_170"]
["AUG241_171"]
["AUG241_172"]
["AUG241_173"]
["AUG241_174"]
["AUG241_175"]
["AUG241_176"]
["AUG241_177"]
["AUG241_178"]
["AUG241_179"]
["AUG241_180"]
["AUG241_181"]
["AUG241_182"]
["AUG241_183"]
["AUG241_184"]
["AUG241_185"]
["AUG241_186"]
["AUG241_187"]
["AUG241_188"]
["AUG241_189"]
["AUG241_190"]
["AUG241_191"]
["AUG241_192"]
["AUG241_193"]
["AUG241_194"]
["AUG241_195"]
["AUG241_196"]
["AUG241_197"]
["AUG241_198"]
["AUG241_199"]
["AUG241_200"]
["AUG241_201"]
["AUG241_202"]
["AUG241_203"]
["AUG241_204"]
["AUG241_205"]
["AUG241_206"]
["AUG241_207"]
["AUG241_208"]
["AUG241_209"]
["AUG241_210"]
["AUG241_211"]
["AUG241_212"]
["AUG241_213"]
["AUG241_214"]
["AUG241_215"]
["AUG241_216"]
["AUG241_217"]
["AUG241_218"]
["AUG241_219"]
["AUG241_220"]
["AUG241_221"]
["AUG241_222"]
["AUG241_223"]
["AUG241_224"]
["AUG241_225"]
["AUG241_226"]
["AUG241_227"]
["AUG241_228"]
["AUG241_229"]
["AUG241_230"]
["AUG241_231"]
["AUG241_232"]
["AUG241_233"]
["AUG241_234"]
["AUG241_235"]
["AUG241_236"]
["AUG241_237"]
["AUG241_238"]
["AUG241_239"]
["AUG241_240"]
["AUG241_241"]
["AUG241_242"]
["AUG241_243"]
["AUG241_244"]
["AUG241_245"]
["AUG241_246"]
["AUG241_247"]
["AUG241_248"]
["AUG241_249"]
["AUG241_250"]
["AUG241_251"]
["AUG241_252"]
["AUG241_253"]
["AUG241_254"]
["AUG241_255"]
["AUG241_256"]
["AUG241_257"]
["AUG241_258"]
["AUG241_259"]
["AUG241_260"]
["AUG241_261"]
["AUG241_262"]
["AUG241_263"]
["AUG241_264"]
["AUG241_265"]
["AUG241_266"]
["AUG241_267"]
["AUG241_268"]
["AUG241_269"]
["AUG241_270"]
["AUG241_271"]
["AUG241_272"]
["AUG241_273"]
["AUG241_274"]
["AUG241_275"]
["AUG241_276"]
["AUG241_277"]
["AUG241_278"]
["AUG241_279"]
["AUG241_280"]
["AUG241_281"]
["AUG241_282"]
["AUG241_283"]
["AUG241_284"]
["AUG241_285"]
["AUG241_286"]
["AUG241_287"]
["AUG241_288"]
["AUG241_289"]
["AUG241_290"]
["AUG241_291"]
["AUG241_292"]
["AUG241_293"]
["AUG241_294"]
["AUG241_295"]
["AUG241_296"]
["AUG241_297"]
["AUG241_298"]
["AUG241_299"]
["AUG241_300"]
["AUG241_301"]
["AUG241_302"]
["AUG241_303"]
["AUG241_304"]
["AUG241_305"]
["AUG241_306"]
["AUG241_307"]
["AUG241_308"]
["AUG241_309"]
["AUG241_310"]
["AUG241_311"]
["AUG241_312"]
["AUG241_313"]
["AUG241_314"]
["AUG241_315"]
["AUG241_316"]
["AUG241_317"]
["AUG241_318"]
["AUG241_319"]
["AUG241_320"]
["AUG241_321"]
["AUG241_322"]
["AUG241_323"]
["AUG241_324"]
["AUG241_325"]
["AUG241_326"]
["AUG241_327"]
["AUG241_328"]
["AUG241_329"]
["AUG241_330"]
["AUG241_331"]
["AUG241_332"]
["AUG241_333"]
["AUG241_334"]
["AUG241_335"]
["AUG241_336"]
["AUG241_337"]
["AUG241_338"]
["AUG241_339"]
["AUG241_340"]
["AUG241_341"]
["AUG241_342"]
["AUG241_343"]
["AUG241_344"]
["AUG241_345"]
["AUG241_346"]
["AUG241_347"]
["AUG241_348"]
["AUG241_349"]
["AUG241_350"]
["AUG241_351"]
["AUG241_352"]
["AUG241_353"]
["AUG241_354"]
["AUG241_355"]
["AUG241_356"]
["AUG241_357"]
["AUG241_358"]
["AUG241_359"]
["AUG241_360"]
["AUG241_361"]
["AUG241_362"]
["AUG241_363"]
["AUG241_364"]
["AUG241_365"]
["AUG241_366"]
["AUG241_367"]
["AUG241_368"]
["AUG241_369"]
["AUG241_370"]
["AUG241_371"]
["AUG241_372"]
["AUG241_373"]
["AUG241_374"]
["AUG241_375"]
["AUG241_376"]
["AUG241_377"]
["AUG241_378"]
["AUG241_379"]
["AUG241_380"]
["AUG241_381"]
["AUG241_382"]
["AUG241_383"]
["AUG241_384"]
["AUG241_385"]
["AUG241_386"]
["AUG241_387"]
["AUG241_388"]
["AUG241_389"]
["AUG241_390"]
["AUG241_391"]
["AUG241_392"]
["AUG241_393"]
["AUG241_394"]
["AUG241_395"]
["AUG241_396"]
["AUG241_397"]
["AUG241_398"]
["AUG241_399"]
["AUG241_400"]
["AUG241_401"]
["AUG241_402"]
["AUG241_403"]
["AUG241_404"]
["AUG241_405"]
["AUG241_406"]
["AUG241_407"]
["AUG241_408"]
["AUG241_409"]
["AUG241_410"]
["AUG241_411"]
["AUG241_412"]
["AUG241_413"]
["AUG241_414"]
["AUG241_415"]
["AUG241_416"]
["AUG241_417"]
["AUG241_418"]
["AUG241_419"]
["AUG241_420"]
["AUG241_421"]
["AUG241_422"]
["AUG241_423"]
["AUG241_424"]
["AUG241_425"]
["AUG241_426"]
["AUG241_427"]
["AUG241_428"]
["AUG241_429"]
["AUG241_430"]
["AUG241_431"]
["AUG241_432"]
["AUG241_433"]
["AUG241_434"]
["AUG241_435"]
["AUG241_436"]
["AUG241_437"]
["AUG241_438"]
["AUG241_439"]
["AUG241_440"]
["AUG241_441"]
["AUG241_442"]
["AUG241_443"]
["AUG241_444"]
["AUG241_445"]
["AUG241_446"]
["AUG241_447"]
["AUG241_448"]
["AUG241_449"]
["AUG241_450"]
["AUG241_451"]
["AUG241_452"]
["AUG241_453"]
["AUG241_454"]
["AUG241_455"]
["AUG241_456"]
["AUG241_457"]
["AUG241_458"]
["AUG241_459"]
["AUG241_460"]
["AUG241_461"]
["AUG241_462"]
["AUG241_463"]
["AUG241_464"]
["AUG241_465"]
["AUG241_466"]
["AUG241_467"]
["AUG241_468"]
["AUG241_469"]
["AUG241_470"]
["AUG241_471"]
["AUG241_472"]
["AUG241_473"]
["AUG241_474"]
["AUG241_475"]
["AUG241_476"]
["AUG241_477"]
["AUG241_478"]
["AUG241_479"]
["AUG241_480"]
["AUG241_481"]
["AUG241_482"]
["AUG241_483"]
["AUG241_484"]
["AUG241_485"]
["AUG241_486"]
["AUG241_487"]
["AUG241_488"]
["AUG241_489"]
["AUG241_490"]
["AUG241_491"]
["AUG241_492"]
["AUG241_493"]
["AUG241_494"]
["AUG241_495"]
["AUG241_496"]
["AUG241_497"]
["AUG241_498"]
["AUG241_499"]
["AUG241_500"]
["AUG241_501"]
["AUG241_502"]
["AUG241_503"]
["AUG241_504"]
["AUG241_505"]
["AUG241_506"]
["AUG241_507"]
["AUG241_508"]
["AUG241_509"]
["AUG241_510"]
["AUG241_511"]
["AUG241_512"]
["AUG241_513"]
["AUG241_514"]
["AUG241_515"]
["AUG241_516"]
["AUG241_517"]
["AUG241_518"]
["AUG241_519"]
["AUG241_520"]
["AUG241_521"]
["AUG241_522"]
["AUG241_523"]
["AUG241_524"]
["AUG241_525"]
["AUG241_526"]
["AUG241_527"]
["AUG241_528"]
["AUG241_529"]
["AUG241_530"]
["AUG241_531"]
["AUG241_532"]
["AUG241_533"]
["AUG241_534"]
["AUG241_535"]
["AUG241_536"]
["AUG241_537"]
["AUG241_538"]
["AUG241_539"]
["AUG241_540"]
["AUG241_541"]
["AUG241_542"]
["AUG241_543"]
["AUG241_544"]
["AUG241_545"]
["AUG241_546"]
["AUG241_547"]
["AUG241_548"]
["AUG241_549"]
["AUG241_550"]
["AUG241_551"]
["AUG241_552"]
["AUG241_553"]
["AUG241_554"]
["AUG241_555"]
["AUG241_556"]
["AUG241_557"]
["AUG241_558"]
["AUG241_559"]
["AUG241_560"]
["AUG241_561"]
["AUG241_562"]
["AUG241_563"]
["AUG241_564"]
["AUG241_565"]
["AUG241_566"]
["AUG241_567"]
["AUG241_568"]
["AUG241_569"]
["AUG241_570"]
["AUG241_571"]
["AUG241_572"]
["AUG241_573"]
["AUG241_574"]
["AUG241_575"]
["AUG241_576"]
["AUG241_577"]
["AUG241_578"]
["AUG241_579"]
["AUG241_580"]
["AUG241_581"]
["AUG241_582"]
["AUG241_583"]
["AUG241_584"]
["AUG241_585"]
["AUG241_586"]
["AUG241_587"]
["AUG241_588"]
["AUG241_589"]
["AUG241_590"]
["AUG241_591"]
["AUG241_592"]
["AUG241_593"]
["AUG241_594"]
["AUG241_595"]
["AUG241_596"]
["AUG241_597"]
["AUG241_598"]
["AUG241_599"]
["AUG241_600"]
["AUG241_601"]
["AUG241_602"]
["AUG241_603"]
["AUG241_604"]
["AUG241_605"]
["AUG241_606"]
["AUG241_607"]
["AUG241_608"]
["AUG241_609"]
["AUG241_610"]
["AUG241_611"]
["AUG241_612"]
["AUG241_613"]
["AUG241_614"]
["AUG241_615"]
["AUG241_616"]
["AUG241_617"]
["AUG241_618"]
["AUG241_619"]
["AUG241_620"]
["AUG241_621"]
["AUG241_622"]
["AUG241_623"]
["AUG241_624"]
["AUG241_625"]
["AUG241_626"]
["AUG241_627"]
["AUG241_628"]
["AUG241_629"]
["AUG241_630"]
["AUG241_631"]
["AUG241_632"]
["AUG241_633"]
["AUG241_634"]
["AUG241_635"]
["AUG241_636"]
["AUG241_637"]
["AUG241_638"]
["AUG241_639"]
["AUG241_640"]
["AUG241_641"]
["AUG241_642"]
["AUG241_643"]
["AUG241_644"]
["AUG241_645"]
["AUG241_646"]
["AUG241_647"]
["AUG241_648"]
["AUG241_649"]
["AUG241_650"]
["AUG241_651"]
["AUG241_652"]
["AUG241_653"]
["AUG241_654"]
["AUG241_655"]
["AUG241_656"]
["AUG241_657"]
["AUG241_658"]
["AUG241_659"]
["AUG241_660"]
["AUG241_661"]
["AUG241_662"]
["AUG241_663"]
["AUG241_664"]
["AUG241_665"]
["AUG241_666"]
["AUG241_667"]
["AUG241_668"]
["AUG241_669"]
["AUG241_670"]
["AUG241_671"]
["AUG241_672"]
["AUG241_673"]
["AUG241_674"]
["AUG241_675"]
["AUG241_676"]
["AUG241_677"]
["AUG241_678"]
["AUG241_679"]
["AUG241_680"]
["AUG241_681"]
["AUG241_682"]
["AUG241_683"]
["AUG241_684"]
["AUG241_685"]
["AUG241_686"]
["AUG241_687"]
["AUG241_688"]
["AUG241_689"]
["AUG241_690"]
["AUG241_691"]
["AUG241_692"]
["AUG241_693"]
["AUG241_694"]
["AUG241_695"]
["AUG241_696"]
["AUG241_697"]
["AUG241_698"]
["AUG241_699"]
["AUG241_700"]
["AUG241_701"]
["AUG241_702"]
["AUG241_703"]
["AUG241_704"]
["AUG241_705"]
["AUG241_706"]
["AUG241_707"]
["AUG241_708"]
["AUG241_709"]
["AUG241_710"]
["AUG241_711"]
["AUG241_712"]
["AUG241_713"]
["AUG241_714"]
["AUG241_715"]
["AUG241_716"]
["AUG241_717"]
["AUG241_718"]
["AUG241_719"]
["AUG241_720"]
["AUG241_721"]
["AUG241_722"]
["AUG241_723"]
["AUG241_724"]
["AUG241_725"]
["AUG241_726"]
["AUG241_727"]
["AUG241_728"]
["AUG241_729"]
["AUG241_730"]
["AUG241_731"]
["AUG241_732"]
["AUG241_733"]
["AUG241_734"]
["AUG241_735"]
["AUG241_736"]
["AUG241_737"]
["AUG241_738"]
["AUG241_739"]
["AUG241_740"]
["AUG241_741"]
["AUG241_742"]
["AUG241_743"]
["AUG241_744"]
["AUG241_745"]
["AUG241_746"]
["AUG241_747"]
["AUG241_748"]
["AUG241_749"]
["AUG241_750"]
["AUG241_751"]
["AUG241_752"]
["AUG241_753"]
["AUG241_754"]
["AUG241_755"]
["AUG241_756"]
["AUG241_757"]
["AUG241_758"]
["AUG241_759"]
["AUG241_760"]
["AUG241_761"]
["AUG241_762"]
["AUG241_763"]
["AUG241_764"]
["AUG241_765"]
["AUG241_766"]
["AUG241_767"]
["AUG241_768"]
["AUG241_769"]
["AUG241_770"]
["AUG241_771"]
["AUG241_772"]
["AUG241_773"]
["AUG241_774"]
["AUG241_775"]
["AUG241_776"]
["AUG241_777"]
["AUG241_778"]
["AUG241_779"]
["AUG241_780"]
["AUG241_781"]
["AUG241_782"]
["AUG241_783"]
["AUG241_784"]
["AUG241_785"]
["AUG241_786"]
["AUG241_787"]
["AUG241_788"]
["AUG241_789"]
["AUG241_790"]
["AUG241_791"]
["AUG241_792"]
["AUG241_793"]
["AUG241_794"]
["AUG241_795"]
["AUG241_796"]
["AUG241_797"]
["AUG241_798"]
["AUG241_799"]
["AUG241_800"]
["AUG241_801"]
["AUG241_802"]
["AUG241_803"]
["AUG241_804"]
["AUG241_805"]
["AUG241_806"]
["AUG241_807"]
["AUG241_808"]
["AUG241_809"]
["AUG241_810"]
["AUG241_811"]
["AUG241_812"]
["AUG241_813"]
["AUG241_814"]
["AUG241_815"]
["AUG241_816"]
["AUG241_817"]
["AUG241_818"]
["AUG241_819"]
["AUG241_820"]
["AUG241_821"]
["AUG241_822"]
["AUG241_823"]
["AUG241_824"]
["AUG241_825"]
["AUG241_826"]
["AUG241_827"]
["AUG241_828"]
["AUG241_829"]
["AUG241_830"]
["AUG241_831"]
["AUG241_832"]
["AUG241_833"]
["AUG241_834"]
["AUG241_835"]
["AUG241_836"]
["AUG241_837"]
["AUG241_838"]
["AUG241_839"]
["AUG241_840"]
["AUG241_841"]
["AUG241_842"]
["AUG241_843"]
["AUG241_844"]
["AUG241_845"]
["AUG241_846"]
["AUG241_847"]
["AUG241_848"]
["AUG241_849"]
["AUG241_850"]
["AUG241_851"]
["AUG241_852"]
["AUG241_853"]
["AUG241_854"]
["AUG241_855"]
["AUG241_856"]
["AUG241_857"]
["AUG241_858"]
["AUG241_859"]
["AUG241_860"]
["AUG241_861"]
["AUG241_862"]
["AUG241_863"]
["AUG241_864"]
["AUG241_865"]
["AUG241_866"]
["AUG241_867"]
["AUG241_868"]
["AUG241_869"]
["AUG241_870"]
["AUG241_871"]
["AUG241_872"]
["AUG241_873"]
["AUG241_874"]
["AUG241_875"]
["AUG241_876"]
["AUG241_877"]
["AUG241_878"]
["AUG241_879"]
["AUG241_880"]
["AUG241_881"]
["AUG241_882"]
["AUG241_883"]
["AUG241_884"]
["AUG241_885"]
["AUG241_886"]
["AUG241_887"]
["AUG241_888"]
["AUG241_889"]
["AUG241_890"]
["AUG241_891"]
["AUG241_892"]
["AUG241_893"]
["AUG241_894"]
["AUG241_895"]
["AUG241_896"]
["AUG241_897"]
["AUG241_898"]
["AUG241_899"]
["AUG241_900"]
["AUG241_901"]
["AUG241_902"]
["AUG241_903"]
["AUG241_904"]
["AUG241_905"]
["AUG241_906"]
["AUG241_907"]
["AUG241_908"]
["AUG241_909"]
["AUG241_910"]
["AUG241_911"]
["AUG241_912"]
["AUG241_913"]
["AUG241_914"]
["AUG241_915"]
["AUG241_916"]
["AUG241_917"]
["AUG241_918"]
["AUG241_919"]
["AUG241_920"]
["AUG241_921"]
["AUG241_922"]
["AUG241_923"]
["AUG241_924"]
["AUG241_925"]
["AUG241_926"]
["AUG241_927"]
["AUG241_928"]
["AUG241_929"]
["AUG241_930"]
["AUG241_931"]
["AUG241_932"]
["AUG241_933"]
["AUG241_934"]
["AUG241_935"]
["AUG241_936"]
["AUG241_937"]
["AUG241_938"]
["AUG241_939"]
["AUG241_940"]
["AUG241_941"]
["AUG241_942"]
["AUG241_943"]
["AUG241_944"]
["AUG241_945"]
["AUG241_946"]
["AUG241_947"]
["AUG241_948"]
["AUG241_949"]
["AUG241_950"]
["AUG241_951"]
["AUG241_952"]
["AUG241_953"]
["AUG241_954"]
["AUG241_955"]
["AUG241_956"]
["AUG241_957"]
["AUG241_958"]
["AUG241_959"]
["AUG241_960"]
["AUG241_961"]
["AUG241_962"]
["AUG241_963"]
["AUG241_964"]
["AUG241_965"]
["AUG241_966"]
["AUG241_967"]
["AUG241_968"]
["AUG241_969"]
["AUG241_970"]
["AUG241_971"]
["AUG241_972"]
["AUG241_973"]
["AUG241_974"]
["AUG241_975"]
["AUG241_976"]
["AUG241_977"]
["AUG241_978"]
["AUG241_979"]
["AUG241_980"]
["AUG241_981"]
["AUG241_982"]
["AUG241_983"]
["AUG241_984"]
["AUG241_985"]
["AUG241_986"]
["AUG241_987"]
["AUG241_988"]
["AUG241_989"]
["AUG241_990"]
["AUG241_991"]
["AUG241_992"]
["AUG241_993"]
["AUG241_994"]
["AUG241_995"]
["AUG241_996"]
["AUG241_997"]
["AUG241_998"]
["AUG241_999"]
["AUG241_1000"]
["AUG241_1001"]
["AUG241_1002"]
["AUG241_1003"]
["AUG241_1004"]
["AUG241_1005"]
["AUG241_1006"]
["AUG241_1007"]
["AUG241_1008"]
["AUG241_1009"]
["AUG241_1010"]
["AUG241_1011"]
["AUG241_1012"]
["AUG241_1013"]
["AUG241_1014"]
["AUG241_1015"]
["AUG241_1016"]
["AUG241_1017"]
["AUG241_1018"]
["AUG241_1019"]
["AUG241_1020"]
["AUG241_1021"]
["AUG241_1022"]
["AUG241_1023"]
["AUG241_1024"]
["AUG241_1025"]
["AUG241_1026"]
["AUG241_1027"]
["AUG241_1028"]
["AUG241_1029"]
["AUG241_1030"]
["AUG241_1031"]
["AUG241_1032"]
["AUG241_1033"]
["AUG241_1034"]
["AUG241_1035"]
["AUG241_1036"]
["AUG241_1037"]
["AUG241_1038"]
["AUG241_1039"]
["AUG241_1040"]
["AUG241_1041"]
["AUG241_1042"]
["AUG241_1043"]
["AUG241_1044"]
["AUG241_1045"]
["AUG241_1046"]
["AUG241_1047"]
["AUG241_1048"]
["AUG241_1049"]
["AUG241_1050"]
["AUG241_1051"]
["AUG241_1052"]
["AUG241_1053"]
["AUG241_1054"]
["AUG241_1055"]
["AUG241_1056"]
["AUG241_1057"]
["AUG241_1058"]
["AUG241_1059"]
["AUG241_1060"]
["AUG241_1061"]
["AUG241_1062"]
["AUG241_1063"]
["AUG241_1064"]
["AUG241_1065"]
["AUG241_1066"]
["AUG241_1067"]
["AUG241_1068"]
["AUG241_1069"]
["AUG241_1070"]
["AUG241_1071"]
["AUG241_1072"]
["AUG241_1073"]
["AUG241_1074"]
["AUG241_1075"]
["AUG241_1076"]
["AUG241_1077"]
["AUG241_1078"]
["AUG241_1079"]
["AUG241_1080"]
["AUG241_1081"]
["AUG241_1082"]
["AUG241_1083"]
["AUG241_1084"]
["AUG241_1085"]
["AUG241_1086"]
["AUG241_1087"]
["AUG241_1088"]
["AUG241_1089"]
["AUG241_1090"]
["AUG241_1091"]
["AUG241_1092"]
["AUG241_1093"]
["AUG241_1094"]
["AUG241_1095"]
["AUG241_1096"]
["AUG241_1097"]
["AUG241_1098"]
["AUG241_1099"]
["AUG241_1100"]
["AUG241_1101"]
["AUG241_1102"]
["AUG241_1103"]
["AUG241_1104"]
["AUG241_1105"]
["AUG241_1106"]
["AUG241_1107"]
["AUG241_1108"]
["AUG241_1109"]
["AUG241_1110"]
["AUG241_1111"]
["AUG241_1112"]
["AUG241_1113"]
["AUG241_1114"]
["AUG241_1115"]
["AUG241_1116"]
["AUG241_1117"]
["AUG241_1118"]
["AUG241_1119"]
["AUG241_1120"]
["AUG241_1121"]
["AUG241_1122"]
["AUG241_1123"]
["AUG241_1124"]
["AUG241_1125"]
["AUG241_1126"]
["AUG241_1127"]
["AUG241_1128"]
["AUG241_1129"]
["AUG241_1130"]
["AUG241_1131"]
["AUG241_1132"]
["AUG241_1133"]
["AUG241_1134"]
["AUG241_1135"]
["AUG241_1136"]
["AUG241_1137"]
["AUG241_1138"]
["AUG241_1139"]
["AUG241_1140"]
["AUG241_1141"]
["AUG241_1142"]
["AUG241_1143"]
["AUG241_1144"]
["AUG241_1145"]
["AUG241_1146"]
["AUG241_1147"]
["AUG241_1148"]
["AUG241_1149"]
["AUG241_1150"]
["AUG241_1151"]
["AUG241_1152"]
["AUG241_1153"]
["AUG241_1154"]
["AUG241_1155"]
["AUG241_1156"]
["AUG241_1157"]
["AUG241_1158"]
["AUG241_1159"]
["AUG241_1160"]
["AUG241_1161"]
["AUG241_1162"]
["AUG241_1163"]
["AUG241_1164"]
["AUG241_1165"]
["AUG241_1166"]
["AUG241_1167"]
["AUG241_1168"]
["AUG241_1169"]
["AUG241_1170"]
["AUG241_1171"]
["AUG241_1172"]
["AUG241_1173"]
["AUG241_1174"]
["AUG241_1175"]
["AUG241_1176"]
["AUG241_1177"]
["AUG241_1178"]
["AUG241_1179"]
["AUG241_1180"]
["AUG241_1181"]
["AUG241_1182"]
["AUG241_1183"]
["AUG241_1184"]
["AUG241_1185"]
["AUG241_1186"]
["AUG241_1187"]
["AUG241_1188"]
["AUG241_1189"]
["AUG241_1190"]
["AUG241_1191"]
["AUG241_1192"]
["AUG241_1193"]
["AUG241_1194"]
["AUG241_1195"]
["AUG241_1196"]
["AUG241_1197"]
["AUG241_1198"]
["AUG241_1199"]
["AUG241_1200"]
["AUG241_1201"]
["AUG241_1202"]
["AUG241_1203"]
["AUG241_1204"]
["AUG241_1205"]
["AUG241_1206"]
["AUG241_1207"]
["AUG241_1208"]
["AUG241_1209"]
["AUG241_1210"]
["AUG241_1211"]
["AUG241_1212"]
["AUG241_1213"]
["AUG241_1214"]
["AUG241_1215"]
["AUG241_1216"]
["AUG241_1217"]
["AUG241_1218"]
["AUG241_1219"]
["AUG241_1220"]
["AUG241_1221"]
["AUG241_1222"]
["AUG241_1223"]
["AUG241_1224"]
["AUG241_1225"]
["AUG241_1226"]
["AUG241_1227"]
["AUG241_1228"]
["AUG241_1229"]
["AUG241_1230"]
["AUG241_1231"]
["AUG241_1232"]
["AUG241_1233"]
["AUG241_1234"]
["AUG241_1235"]
["AUG241_1236"]
["AUG241_1237"]
["AUG241_1238"]
["AUG241_1239"]
["AUG241_1240"]
["AUG241_1241"]
["AUG241_1242"]
["AUG241_1243"]
["AUG241_1244"]
["AUG241_1245"]
["AUG241_1246"]
["AUG241_1247"]
["AUG241_1248"]
["AUG241_1249"]
["AUG241_1250"]
["AUG241_1251"]
["AUG241_1252"]
["AUG241_1253"]
["AUG241_1254"]
["AUG241_1255"]
["AUG241_1256"]
["AUG241_1257"]
["AUG241_1258"]
["AUG241_1259"]
["AUG241_1260"]
[]
[]
["AUG242",null,null,null,null,null,"ED_AUG242_00001","ED_AUG242_00002","ED_AUG242_00003","ED_AUG242_00004","ED_AUG242_00005","ED_AUG242_00006","ED_AUG242_00007","ED_AUG242_00008","ED_AUG242_00009","ED_AUG242_00010","ED_AUG242_00011","ED_AUG242_00012"]
[null,null,"TABEL 2.4.2 - AUGEX MODEL INPUTS - ASSET STATUS - HIGH VOLTAGE FEEDERS"]
[]
[null,null,"High voltage feeder ID","High voltage feeder type","Voltage level","Originating substation",{"$f":"CRCP_y4","v":"2015-16"},null,null,null,null,{"$f":"PRCP_y5","v":"2011-12"},null,null,null,null,{"$f":"CONCATENATE(\"Average per annum growth rate in annual high voltage feeder maximum demand (50% PoE) from \", CRCP_y4, \" to \", dms_FRCP_FinalYear_Num)","v":"Average per annum growth rate in annual high voltage feeder maximum demand (50% PoE) from 2015-16 to 2018-19"},"Network segment ID"]
[null,null,null,null,null,null,{"$f":"CONCATENATE(IF(dms_RPT=\"Financial\",\"Route line length as at 30 June \",\"Route line length as at 31 December \"))","v":"Route line length as at 30 June "},"Maximum demand \n(weather corrected at 50% PoE)",null,"Rating",null,{"$f":"CONCATENATE(IF(dms_RPT=\"Financial\",\"Route line length as at 30 June \",\"Route line length as at 31 December \"))","v":"Route line length as at 30 June "},"Maximum demand \n(weather corrected at 50% PoE)",null,"Rating"]
[null,null,null,null,null,null,null,null,null,"Thermal","Operational",null,null,null,"Thermal","Operational"]
[null,null,null," CBD, urban, short rural, or long rural "," kV "," name "," km "," MVA "," MW "," MVA "," MVA "," km "," MVA "," MW "," MVA "," MVA "," % "]
["AUG242_1",null,"Tungatinah","Short Rural",22,"Tungatinah",109.038,1.2,1.1783999999999999,7.74,7.74,108.873,1.1970000000000001,1.175454,7.74,7.74,0]
["AUG242_2",null,12017,"Urban",11,"Sandy Bay",9.2479999999999993,3.23,3.15571,5.9059999999999997,5.9059999999999997,9.0790000000000006,3.3719999999999999,3.2944439999999999,5.9059999999999997,5.9059999999999997,1.77E-2]
["AUG242_3",null,12018,"Urban",11,"Sandy Bay",4.883,3.5550000000000002,3.4732350000000003,5.7160000000000002,5.7160000000000002,4.8869999999999996,3.1059999999999999,3.0345619999999998,5.7160000000000002,5.7160000000000002,1.77E-2]
["AUG242_4",null,12019,"Urban",11,"Sandy Bay",5.75,3.8660000000000001,3.7770820000000001,5.4489999999999998,5.4489999999999998,5.6429999999999998,3.7719999999999998,3.6852439999999995,5.4489999999999998,5.4489999999999998,1.77E-2]
["AUG242_5",null,12030,"Short Rural",11,"Sandy Bay",11.423,3.605,3.5220849999999997,6.4020000000000001,6.4020000000000001,11.423,4.82,4.7091400000000005,6.4020000000000001,6.4020000000000001,1.77E-2]
["AUG242_6",null,12031,"Short Rural",11,"Sandy Bay",14.06,4.3280000000000003,4.2284560000000004,5.6210000000000004,5.6210000000000004,14.24,4.1340000000000003,4.0389180000000007,5.6210000000000004,5.6210000000000004,1.77E-2]
["AUG242_7",null,12032,"Urban",11,"Sandy Bay",6.5350000000000001,2.0179999999999998,1.9715859999999998,5.1820000000000004,5.1820000000000004,6.7489999999999997,2.4769999999999999,2.420029,5.1820000000000004,5.1820000000000004,1.77E-2]
["AUG242_8",null,12033,"Urban",11,"Sandy Bay",3.073,1.1870000000000001,1.159699,5.335,5.335,3.073,1.3720000000000001,1.340444,5.335,5.335,1.77E-2]
["AUG242_9",null,12035,"Urban",11,"Sandy Bay",5.5860000000000003,3.1669999999999998,3.0941589999999999,5.2969999999999997,5.2969999999999997,5.5839999999999996,3.391,3.3130069999999998,5.2969999999999997,5.2969999999999997,1.77E-2]
["AUG242_10",null,12036,"Urban",11,"Sandy Bay",0.61199999999999999,4.407,4.3056390000000002,5.4109999999999996,5.4109999999999996,3.7370000000000001,4.5540000000000003,4.4492580000000004,5.4109999999999996,5.4109999999999996,1.77E-2]
["AUG242_11",null,12037,"Urban",11,"Sandy Bay",1.8660000000000001,2.8780000000000001,2.8118060000000002,6.0970000000000004,6.0970000000000004,2.74,3.1440000000000001,3.071688,6.0970000000000004,6.0970000000000004,1.77E-2]
["AUG242_12",null,12038,"Short Rural",11,"Sandy Bay",28.373999999999999,2.879,2.812783,6.0019999999999998,6.0019999999999998,28.728000000000002,2.61,2.5499699999999996,6.0019999999999998,6.0019999999999998,1.77E-2]
["AUG242_13",null,12039,"Urban",11,"Sandy Bay",5.3209999999999997,3.8450000000000002,3.7565650000000002,6.5350000000000001,6.5350000000000001,5.3209999999999997,4.0010000000000003,3.9089770000000001,6.5350000000000001,6.5350000000000001,1.77E-2]
["AUG242_14",null,13043,"Urban",11,"West Hobart",1.4710000000000001,1.619,1.581763,6.383,6.383,1.4710000000000001,1.9810000000000001,1.9354370000000001,6.383,6.383,1.77E-2]
["AUG242_15",null,13044,"Urban",11,"West Hobart",3.2589999999999999,3.76,3.6735199999999999,6.383,6.383,2.9569999999999999,3.0870000000000002,3.0159990000000003,6.383,6.383,1.77E-2]
["AUG242_16",null,13045,"Short Rural",11,"West Hobart",15.138999999999999,3.7210000000000001,3.6354169999999999,6.383,6.383,14.509,5.3159999999999998,5.1937319999999998,6.383,6.383,1.77E-2]
["AUG242_17",null,13046,"Urban",11,"West Hobart",0.89400000000000002,1.778,1.737106,6.383,6.383,0.93300000000000005,4.0010000000000003,3.9089770000000001,6.383,6.383,1.77E-2]
["AUG242_18",null,13047,"Urban",11,"West Hobart",1.907,1.1619999999999999,1.1352739999999999,5.9059999999999997,5.9059999999999997,2.3319999999999999,1.81,1.76837,5.9059999999999997,5.9059999999999997,1.77E-2]
["AUG242_19",null,13048,"Urban",11,"West Hobart",1.8280000000000001,2.7250000000000001,2.6623250000000001,6.383,6.383,2.1379999999999999,3.601,3.5181770000000001,6.383,6.383,1.77E-2]
["AUG242_20",null,13049,"Urban",11,"West Hobart",4.2960000000000003,3.0670000000000002,2.9964590000000002,6.383,6.383,4.351,2.7440000000000002,2.6808879999999999,6.383,6.383,1.77E-2]
["AUG242_21",null,13050,"Urban",11,"West Hobart",2.9159999999999999,1.486,1.4518219999999999,5.9059999999999997,5.9059999999999997,2.8889999999999998,1.353,1.3218809999999999,5.9059999999999997,5.9059999999999997,1.77E-2]
["AUG242_22",null,13052,"Urban",11,"West Hobart",5.8,4.3760000000000003,4.2753519999999998,6.383,6.383,5.7590000000000003,3.5249999999999999,3.4439249999999997,6.383,6.383,1.77E-2]
["AUG242_23",null,13053,"Urban",11,"West Hobart",3.7330000000000001,3.1880000000000002,3.1146760000000002,6.383,6.383,3.7330000000000001,2.9529999999999998,2.885081,6.383,6.383,1.77E-2]
["AUG242_24",null,13054,"Urban",11,"West Hobart",2.0819999999999999,3.0289999999999999,2.959333,6.383,6.383,2.0819999999999999,3.2010000000000001,3.1273770000000001,6.383,6.383,1.77E-2]
["AUG242_25",null,13055,"Urban",11,"West Hobart",4.6219999999999999,3.5249999999999999,3.4439249999999997,6.383,6.383,4.6219999999999999,3.7149999999999999,3.6295549999999999,6.383,6.383,1.77E-2]
["AUG242_26",null,13056,"Urban",11,"West Hobart",2.7850000000000001,1.6060000000000001,1.569062,5.6210000000000004,5.6210000000000004,2.7850000000000001,1.5429999999999999,1.5075109999999998,5.6210000000000004,5.6210000000000004,1.77E-2]
["AUG242_27",null,13057,"Short Rural",11,"West Hobart",39.802999999999997,2.972,2.9036439999999999,6.23,6.23,39.773000000000003,2.972,2.9036439999999999,6.23,6.23,1.77E-2]
["AUG242_28",null,13058,"Urban",11,"West Hobart",1.0860000000000001,1.4350000000000001,1.4019950000000001,5.6210000000000004,5.6210000000000004,{"$error":"#N/A"},0,0,0,0,1.77E-2]
["AUG242_29",null,14060,"Urban",11,"East Hobart",0.94799999999999995,2.032,1.95072,6.0019999999999998,6.0019999999999998,0.91200000000000003,2.363,2.2684799999999998,6.0019999999999998,6.0019999999999998,8.5800000000000001E-2]
["AUG242_30",null,14061,"Urban",11,"East Hobart",7.6760000000000002,3.7280000000000002,3.5788800000000003,5.7160000000000002,5.7160000000000002,11.167999999999999,3.9249999999999998,3.7679999999999998,5.7160000000000002,5.7160000000000002,8.5800000000000001E-2]
["AUG242_31",null,14062,"Urban",11,"East Hobart",0.88600000000000001,0.629,0.60383999999999993,5.335,5.335,3.3039999999999998,1.353,1.29888,5.335,5.335,8.5800000000000001E-2]
["AUG242_32",null,14063,"Urban",11,"East Hobart",2.4529999999999998,2.8519999999999999,2.7379199999999999,5.6210000000000004,5.6210000000000004,{"$error":"#N/A"},0,0,0,0,8.5800000000000001E-2]
["AUG242_33",null,14064,"Urban",11,"East Hobart",0.76900000000000002,2.2669999999999999,2.17632,6.0019999999999998,6.0019999999999998,0.76900000000000002,2.8069999999999999,2.6947199999999998,6.0019999999999998,6.0019999999999998,8.5800000000000001E-2]
["AUG242_34",null,14065,"Urban",11,"East Hobart",1.8580000000000001,3.468,3.3292799999999998,6.1920000000000002,6.1920000000000002,1.8460000000000001,3.3340000000000001,3.2006399999999999,6.1920000000000002,6.1920000000000002,8.5800000000000001E-2]
["AUG242_35",null,14066,"Urban",11,"East Hobart",0.63400000000000001,2.274,2.1830400000000001,5.5250000000000004,5.5250000000000004,0.63500000000000001,2.0960000000000001,2.0121600000000002,5.5250000000000004,5.5250000000000004,8.5800000000000001E-2]
["AUG242_36",null,14067,"Urban",11,"East Hobart",2.4020000000000001,3.169,3.0422400000000001,5.9059999999999997,5.9059999999999997,1.923,3.544,3.4022399999999999,5.9059999999999997,5.9059999999999997,8.5800000000000001E-2]
["AUG242_37",null,14068,"Urban",11,"East Hobart",1.6040000000000001,4.1150000000000002,3.9504000000000001,6.0019999999999998,6.0019999999999998,1.5029999999999999,4.63,4.4447999999999999,6.0019999999999998,6.0019999999999998,8.5800000000000001E-2]
["AUG242_38",null,14069,"Urban",11,"East Hobart",0.98199999999999998,3.3149999999999999,3.1823999999999999,6.2869999999999999,6.2869999999999999,1.611,3.4870000000000001,3.3475199999999998,6.2869999999999999,6.2869999999999999,8.5800000000000001E-2]
["AUG242_39",null,14070,"Urban",11,"East Hobart",2.93,4.7690000000000001,4.5782400000000001,5.7160000000000002,5.7160000000000002,2.5550000000000002,3.9060000000000001,3.7497600000000002,5.7160000000000002,5.7160000000000002,8.5800000000000001E-2]
["AUG242_40",null,16091,"Urban",11,"New Town",5.242,3.69,3.5423999999999998,6.1920000000000002,6.1920000000000002,5.21,3.3530000000000002,3.21888,6.1920000000000002,6.1920000000000002,1.9400000000000001E-2]
["AUG242_41",null,16092,"Urban",11,"New Town",2.58,2.274,2.1830400000000001,5.43,5.43,2.2269999999999999,1.3720000000000001,1.3171200000000001,5.43,5.43,1.9400000000000001E-2]
["AUG242_42",null,16093,"Urban",11,"New Town",3.4820000000000002,2.3940000000000001,2.2982399999999998,6.5730000000000004,6.5730000000000004,3.4849999999999999,2.629,2.5238399999999999,6.5730000000000004,6.5730000000000004,1.9400000000000001E-2]
["AUG242_43",null,16094,"Urban",11,"New Town",5.4580000000000002,3.8039999999999998,3.6518399999999995,6.6680000000000001,6.6680000000000001,5.4589999999999996,3.8109999999999999,3.6585599999999996,6.6680000000000001,6.6680000000000001,1.9400000000000001E-2]
["AUG242_44",null,16095,"Urban",11,"New Town",4.1310000000000002,2.0449999999999999,1.9631999999999998,6.0970000000000004,6.0970000000000004,4.3550000000000004,1.962,1.8835199999999999,6.0970000000000004,6.0970000000000004,1.9400000000000001E-2]
["AUG242_45",null,16096,"Urban",11,"New Town",10.101000000000001,4.2300000000000004,4.0608000000000004,5.8109999999999999,5.8109999999999999,10.092000000000001,3.9820000000000002,3.8227199999999999,5.8109999999999999,5.8109999999999999,1.9400000000000001E-2]
["AUG242_46",null,16097,"Urban",11,"New Town",1.2490000000000001,1.2190000000000001,1.1702399999999999,6.0970000000000004,6.0970000000000004,{"$error":"#N/A"},0,0,0,0,1.9400000000000001E-2]
["AUG242_47",null,16098,"Urban",11,"New Town",9.42,3.855,3.7007999999999996,6.0970000000000004,6.0970000000000004,5.9980000000000002,2.7440000000000002,2.6342400000000001,6.0970000000000004,6.0970000000000004,1.9400000000000001E-2]
["AUG242_48",null,17100,"Urban",11,"Derwent Park",4.6900000000000004,2.42,2.3231999999999999,5.7160000000000002,5.7160000000000002,4.6900000000000004,3.0870000000000002,2.9635199999999999,5.7160000000000002,5.7160000000000002,1.9400000000000001E-2]
["AUG242_49",null,17101,"Short Rural",11,"Derwent Park",16.065000000000001,2.375,2.2799999999999998,6.383,6.383,25.92,2.343,2.2492799999999997,6.383,6.383,1.9400000000000001E-2]
["AUG242_50",null,17102,"Urban",11,"Derwent Park",0.878,0.59099999999999997,0.56735999999999998,5.6210000000000004,5.6210000000000004,0.878,0.4,0.38400000000000001,5.6210000000000004,5.6210000000000004,1.9400000000000001E-2]
["AUG242_51",null,17103,"Urban",11,"Derwent Park",6.4050000000000002,3.4420000000000002,3.3043200000000001,5.5250000000000004,5.5250000000000004,6.2670000000000003,2.8580000000000001,2.7436799999999999,5.5250000000000004,5.5250000000000004,1.9400000000000001E-2]
["AUG242_52",null,17104,"Urban",11,"Derwent Park",1.857,1.962,1.8835199999999999,6.0970000000000004,6.0970000000000004,1.857,2.3820000000000001,2.2867199999999999,6.0970000000000004,6.0970000000000004,1.9400000000000001E-2]
["AUG242_53",null,17105,"Urban",11,"Derwent Park",6.66,4.2489999999999997,4.0790399999999991,5.5250000000000004,5.5250000000000004,6.4729999999999999,4.2110000000000003,4.0425599999999999,5.5250000000000004,5.5250000000000004,1.9400000000000001E-2]
["AUG242_54",null,17106,"Urban",11,"Derwent Park",5.6829999999999998,3.2010000000000001,3.0729600000000001,6.5730000000000004,6.5730000000000004,6.1950000000000003,4.1529999999999996,3.9868799999999993,6.5730000000000004,6.5730000000000004,1.9400000000000001E-2]
["AUG242_55",null,17107,"Urban",11,"Derwent Park",3.1579999999999999,2.5720000000000001,2.4691199999999998,5.43,5.43,3.1669999999999998,3.6960000000000002,3.5481600000000002,5.43,5.43,1.9400000000000001E-2]
["AUG242_56",null,17108,"Urban",11,"Derwent Park",1.4450000000000001,0.99099999999999999,0.95135999999999998,6.2869999999999999,6.2869999999999999,1.486,1.3149999999999999,1.2624,6.2869999999999999,6.2869999999999999,1.9400000000000001E-2]
["AUG242_57",null,17109,"Urban",11,"Derwent Park",1.42,1.296,1.2441599999999999,6.0970000000000004,6.0970000000000004,1.385,1.3340000000000001,1.28064,6.0970000000000004,6.0970000000000004,1.9400000000000001E-2]
["AUG242_58",null,18131,"Urban",11,"North Hobart",4.7110000000000003,3.5739999999999998,3.4489099999999997,5.43,5.43,4.6639999999999997,4.165,4.0192249999999996,5.43,5.43,2.7400000000000001E-2]
["AUG242_59",null,18131,"Urban",11,"North Hobart",4.7110000000000003,3.3420000000000001,3.2250299999999998,5.335,5.335,4.6639999999999997,4.165,4.0192249999999996,5.335,5.335,2.7400000000000001E-2]
["AUG242_60",null,18132,"Urban",11,"North Hobart",2.2410000000000001,0.41499999999999998,0.40047499999999997,5.335,5.335,2.2429999999999999,0.48799999999999999,0.47091999999999995,5.335,5.335,2.7400000000000001E-2]
["AUG242_61",null,18132,"Urban",11,"North Hobart",2.2410000000000001,3.0369999999999999,2.9307049999999997,5.6210000000000004,5.6210000000000004,2.2429999999999999,0.48799999999999999,0.47091999999999995,5.6210000000000004,5.6210000000000004,2.7400000000000001E-2]
["AUG242_62",null,18133,"Urban",11,"North Hobart",3.4910000000000001,2.77,2.6730499999999999,6.2869999999999999,6.2869999999999999,3.7949999999999999,2.5,2.4125000000000001,6.2869999999999999,6.2869999999999999,2.7400000000000001E-2]
["AUG242_63",null,18133,"Urban",11,"North Hobart",3.4910000000000001,1.482,1.4301299999999999,5.335,5.335,3.7949999999999999,2.5,2.4125000000000001,5.335,5.335,2.7400000000000001E-2]
["AUG242_64",null,18134,"Urban",11,"North Hobart",10.468999999999999,4.0049999999999999,3.8648249999999997,4.8579999999999997,4.8579999999999997,10.516,4.3129999999999997,4.162045,4.8579999999999997,4.8579999999999997,2.7400000000000001E-2]
["AUG242_65",null,18134,"Urban",11,"North Hobart",10.468999999999999,0.96,0.92639999999999989,6.0019999999999998,6.0019999999999998,10.516,4.3129999999999997,4.162045,6.0019999999999998,6.0019999999999998,2.7400000000000001E-2]
["AUG242_66",null,18135,"Urban",11,"North Hobart",3.2429999999999999,0,0,0,0,4.0309999999999997,3.75,3.6187499999999999,5.1440000000000001,5.1440000000000001,0]
["AUG242_67",null,18135,"Urban",11,"North Hobart",3.2429999999999999,2.3279999999999998,2.2465199999999999,4.5730000000000004,4.5730000000000004,4.0309999999999997,3.75,3.6187499999999999,4.5730000000000004,4.5730000000000004,2.7400000000000001E-2]
["AUG242_68",null,18136,"Urban",11,"North Hobart",3.762,2.1150000000000002,2.040975,6.0970000000000004,6.0970000000000004,5.859,3.532,3.4083799999999997,6.0970000000000004,6.0970000000000004,2.7400000000000001E-2]
["AUG242_69",null,18141,"Urban",11,"North Hobart",2.9860000000000002,3.8490000000000002,3.7142850000000003,5.335,5.335,3.16,0,0,0,0,2.7400000000000001E-2]
["AUG242_70",null,18142,"Urban",11,"North Hobart",2.2909999999999999,4.3710000000000004,4.2180150000000003,4.9539999999999997,4.9539999999999997,2.2909999999999999,2.8809999999999998,2.7801649999999998,4.9539999999999997,4.9539999999999997,2.7400000000000001E-2]
["AUG242_71",null,18142,"Urban",11,"North Hobart",2.2909999999999999,1.048,1.01132,5.5250000000000004,5.5250000000000004,2.2909999999999999,2.8809999999999998,2.7801649999999998,5.5250000000000004,5.5250000000000004,2.7400000000000001E-2]
["AUG242_72",null,18143,"Urban",11,"North Hobart",7.2249999999999996,0,0,0,0,9.6780000000000008,2.5910000000000002,2.5003150000000001,5.7160000000000002,5.7160000000000002,0]
["AUG242_73",null,18143,"Urban",11,"North Hobart",7.2249999999999996,4.4740000000000002,4.3174099999999997,5.9059999999999997,5.9059999999999997,9.6780000000000008,2.5910000000000002,2.5003150000000001,5.9059999999999997,5.9059999999999997,2.7400000000000001E-2]
["AUG242_74",null,18144,"Urban",11,"North Hobart",10.266999999999999,2.1070000000000002,2.033255,5.43,5.43,11.516,3.1059999999999999,2.9972899999999996,5.43,5.43,2.7400000000000001E-2]
["AUG242_75",null,18144,"Urban",11,"North Hobart",10.266999999999999,3.125,3.015625,6.0970000000000004,6.0970000000000004,11.516,3.1059999999999999,2.9972899999999996,6.0970000000000004,6.0970000000000004,2.7400000000000001E-2]
["AUG242_76",null,18145,"Urban",11,"North Hobart",3.835,1.3680000000000001,1.32012,6.6680000000000001,6.6680000000000001,3.871,3.7909999999999999,3.658315,6.6680000000000001,6.6680000000000001,2.7400000000000001E-2]
["AUG242_77",null,18146,"Urban",11,"North Hobart",9.0009999999999994,4.1150000000000002,3.9709750000000001,6.859,6.859,9.077,3.4980000000000002,3.3755700000000002,6.859,6.859,2.7400000000000001E-2]
["AUG242_78",null,18146,"Urban",11,"North Hobart",9.0009999999999994,2.3820000000000001,2.2986300000000002,5.43,5.43,9.077,3.4980000000000002,3.3755700000000002,5.43,5.43,2.7400000000000001E-2]
["AUG242_79",null,20534,"Short Rural",11,"Chapel Street",3.6190000000000002,1,0.995,5.0490000000000004,5.0490000000000004,3.6280000000000001,0.73699999999999999,0.73331499999999994,5.0490000000000004,5.0490000000000004,7.6E-3]
["AUG242_80",null,20535,"Urban",11,"Chapel Street",10.441000000000001,4.5819999999999999,4.5590899999999994,5.335,5.335,9.4930000000000003,4.3470000000000004,4.3252650000000008,5.335,5.335,7.6E-3]
["AUG242_81",null,20536,"Urban",11,"Chapel Street",5.133,2.4540000000000002,2.4417300000000002,5.1440000000000001,5.1440000000000001,4.99,2.57,2.55715,5.1440000000000001,5.1440000000000001,7.6E-3]
["AUG242_82",null,20537,"Short Rural",11,"Chapel Street",7.6849999999999996,2.4860000000000002,2.47357,4.9539999999999997,4.9539999999999997,7.6790000000000003,2.4790000000000001,2.4666049999999999,4.9539999999999997,4.9539999999999997,7.6E-3]
["AUG242_83",null,20539,"Short Rural",11,"Chapel Street",4.0350000000000001,0.56799999999999995,0.56516,5.6210000000000004,5.6210000000000004,3.9140000000000001,0.48199999999999998,0.47958999999999996,5.6210000000000004,5.6210000000000004,7.6E-3]
["AUG242_84",null,20540,"Urban",11,"Chapel Street",3.4329999999999998,2.8380000000000001,2.8238099999999999,5.0490000000000004,5.0490000000000004,2.5030000000000001,1.9079999999999999,1.8984599999999998,5.0490000000000004,5.0490000000000004,7.6E-3]
["AUG242_85",null,20541,"Urban",11,"Chapel Street",10.548999999999999,4.4059999999999997,4.3839699999999997,5.335,5.335,11.586,4.6539999999999999,4.6307299999999998,5.335,5.335,7.6E-3]
["AUG242_86",null,20542,"Urban",11,"Chapel Street",2.8000000000000001E-2,0.122,0.12139,5.335,5.335,2.8000000000000001E-2,0.11899999999999999,0.118405,5.335,5.335,7.6E-3]
["AUG242_87",null,20544,"Urban",11,"Chapel Street",6.9770000000000003,2.7050000000000001,2.6914750000000001,5.43,5.43,7.2990000000000004,2.5329999999999999,2.5203349999999998,5.43,5.43,7.6E-3]
["AUG242_88",null,20545,"Urban",11,"Chapel Street",1.895,0.80400000000000005,0.79998000000000002,5.8109999999999999,5.8109999999999999,1.895,0.78700000000000003,0.78306500000000001,5.8109999999999999,5.8109999999999999,7.6E-3]
["AUG242_89",null,20547,"Urban",11,"Chapel Street",4.5599999999999996,2.4710000000000001,2.4586450000000002,6.0970000000000004,6.0970000000000004,4.5599999999999996,2.4140000000000001,2.4019300000000001,6.0970000000000004,6.0970000000000004,7.6E-3]
["AUG242_90",null,20548,"Short Rural",11,"Chapel Street",18.725000000000001,5.0810000000000004,5.0555950000000003,5.7160000000000002,5.7160000000000002,19.673999999999999,5.4109999999999996,5.3839449999999998,5.7160000000000002,5.7160000000000002,7.6E-3]
["AUG242_91",null,20549,"Short Rural",11,"Chapel Street",8.6300000000000008,2.81,2.7959499999999999,5.335,5.335,10.24,3.3639999999999999,3.3471799999999998,5.335,5.335,7.6E-3]
["AUG242_92",null,20551,"Urban",11,"Chapel Street",2.9289999999999998,1.345,1.3382749999999999,5.43,5.43,2.9289999999999998,0.69199999999999995,0.68853999999999993,5.43,5.43,7.6E-3]
["AUG242_93",null,20552,"Urban",11,"Chapel Street",8.4480000000000004,3.0720000000000001,3.0566400000000002,5.7160000000000002,5.7160000000000002,8.4480000000000004,3.2530000000000001,3.2367349999999999,5.7160000000000002,5.7160000000000002,7.6E-3]
["AUG242_94",null,20553,"Short Rural",11,"Chapel Street",49.911999999999999,2.6720000000000002,2.6586400000000001,6.383,6.383,49.457000000000001,2.4540000000000002,2.4417300000000002,6.383,6.383,7.6E-3]
["AUG242_95",null,20554,"Urban",11,"Chapel Street",3.3410000000000002,2.948,2.9332599999999998,5.1440000000000001,5.1440000000000001,3.3410000000000002,2.7810000000000001,2.7670950000000003,5.1440000000000001,5.1440000000000001,7.6E-3]
["AUG242_96",null,21081,"Urban",11,"Claremont",6.8680000000000003,2.6930000000000001,2.6310609999999999,5.1440000000000001,5.1440000000000001,6.8410000000000002,2.6480000000000001,2.5870960000000003,5.1440000000000001,5.1440000000000001,1.77E-2]
["AUG242_97",null,21082,"Urban",11,"Claremont",1.6679999999999999,0.83199999999999996,0.81286399999999992,5.0490000000000004,5.0490000000000004,1.508,0.8,0.78160000000000007,5.0490000000000004,5.0490000000000004,1.77E-2]
["AUG242_98",null,21083,"Urban",11,"Claremont",2.702,3.2330000000000001,3.1586409999999998,5.6210000000000004,5.6210000000000004,4.0380000000000003,4.1920000000000002,4.0955839999999997,5.6210000000000004,5.6210000000000004,1.77E-2]
["AUG242_99",null,21084,"Urban",11,"Claremont",2.5270000000000001,2.6859999999999999,2.6242220000000001,5.1440000000000001,5.1440000000000001,2.5270000000000001,2.6669999999999998,2.6056589999999997,5.1440000000000001,5.1440000000000001,1.77E-2]
["AUG242_100",null,21085,"Urban",11,"Claremont",5.5010000000000003,4.7949999999999999,4.6847149999999997,5.6210000000000004,5.6210000000000004,5.4779999999999998,3.83,3.7419099999999998,5.6210000000000004,5.6210000000000004,1.77E-2]
["AUG242_101",null,21086,"Urban",11,"Claremont",4.8920000000000003,2.61,2.5499699999999996,5.1440000000000001,5.1440000000000001,5.0469999999999997,4.4390000000000001,4.3369030000000004,5.1440000000000001,5.1440000000000001,1.77E-2]
["AUG242_102",null,21087,"Urban",11,"Claremont",4.7930000000000001,1.7589999999999999,1.7185429999999999,6.383,6.383,2.5859999999999999,1.8480000000000001,1.805496,6.383,6.383,1.77E-2]
["AUG242_103",null,21088,"Urban",11,"Claremont",2.319,1.022,0.99849399999999999,6.383,6.383,2.895,1.143,1.116711,6.383,6.383,1.77E-2]
["AUG242_104",null,21089,"Short Rural",11,"Claremont",17.925000000000001,0.33500000000000002,0.327295,7.0490000000000004,7.0490000000000004,18.318999999999999,3.0870000000000002,3.0159990000000003,7.0490000000000004,7.0490000000000004,1.77E-2]
["AUG242_105",null,22323,"Urban",11,"Howrah",4.6139999999999999,2.0110000000000001,2.0049670000000002,7.5259999999999998,7.5259999999999998,{"$error":"#N/A"},0,0,0,0,7.6E-3]
["AUG242_106",null,22324,"Short Rural",11,"Howrah",13.195,1.738,1.7327859999999999,6.1920000000000002,6.1920000000000002,{"$error":"#N/A"},0,0,0,0,7.6E-3]
["AUG242_107",null,22325,"Urban",11,"Howrah",6.0949999999999998,2.7330000000000001,2.7248010000000003,4.782,4.782,{"$error":"#N/A"},0,0,0,0,7.6E-3]
["AUG242_108",null,22326,"Urban",11,"Howrah",2.7610000000000001,0.95599999999999996,0.95313199999999998,7.5259999999999998,7.5259999999999998,{"$error":"#N/A"},0,0,0,0,7.6E-3]
["AUG242_109",null,22328,"Urban",11,"Howrah",7.726,3.1619999999999999,3.152514,4.782,4.782,{"$error":"#N/A"},0,0,0,0,7.6E-3]
["AUG242_110",null,22329,"Short Rural",11,"Howrah",11.346,3.36,3.34992,6.1920000000000002,6.1920000000000002,{"$error":"#N/A"},0,0,0,0,7.6E-3]
["AUG242_111",null,22330,"Short Rural",11,"Howrah",0.97,0.21099999999999999,0.210367,9.7170000000000005,9.7170000000000005,{"$error":"#N/A"},0,0,0,0,7.6E-3]
["AUG242_112",null,22331,"Urban",11,"Howrah",6.6539999999999999,3.355,3.344935,7.5259999999999998,7.5259999999999998,{"$error":"#N/A"},0,0,0,0,7.6E-3]
["AUG242_113",null,26161,"Short Rural",11,"Geilston Bay",19.256,2.0390000000000001,2.014532,5.8490000000000002,5.8490000000000002,9.2050000000000001,1.7909999999999999,1.7695079999999999,5.8490000000000002,5.8490000000000002,7.6E-3]
["AUG242_114",null,26162,"Urban",11,"Geilston Bay",3.5630000000000002,3.1629999999999998,3.1250439999999999,6.516,6.516,3.5659999999999998,3.1440000000000001,3.1062720000000001,6.516,6.516,7.6E-3]
["AUG242_115",null,26163,"Urban",11,"Geilston Bay",4.7729999999999997,1.899,1.876212,6.2489999999999997,6.2489999999999997,2.698,2.82,2.7861599999999997,6.2489999999999997,6.2489999999999997,7.6E-3]
["AUG242_116",null,26164,"Short Rural",11,"Geilston Bay",12.942,3.69,3.6457199999999998,5.8869999999999996,5.8869999999999996,13.007,3.9820000000000002,3.9342160000000002,5.8869999999999996,5.8869999999999996,7.6E-3]
["AUG242_117",null,26165,"Urban",11,"Geilston Bay",7.9080000000000004,3.0609999999999999,3.0242679999999997,6.7640000000000002,6.7640000000000002,8.5399999999999991,3.2010000000000001,3.162588,6.7640000000000002,6.7640000000000002,7.6E-3]
["AUG242_118",null,26166,"Urban",11,"Geilston Bay",8.9469999999999992,3.9249999999999998,3.8778999999999999,6.2489999999999997,6.2489999999999997,8.6549999999999994,3.62,3.5765600000000002,6.2489999999999997,6.2489999999999997,7.6E-3]
["AUG242_119",null,26167,"Short Rural",11,"Geilston Bay",13.513999999999999,3.601,3.557788,6.0019999999999998,6.0019999999999998,12.183999999999999,4.8390000000000004,4.780932,6.0019999999999998,6.0019999999999998,7.6E-3]
["AUG242_120",null,26169,"Urban",11,"Geilston Bay",7.7519999999999998,3.3149999999999999,3.27522,6.859,6.859,7.7960000000000003,3.887,3.8403559999999999,6.859,6.859,7.6E-3]
["AUG242_121",null,27171,"Urban",11,"Bellerive",7.7080000000000002,4.1980000000000004,4.1476240000000004,6.1920000000000002,6.1920000000000002,7.6719999999999997,5.7350000000000003,5.6661800000000007,6.1920000000000002,6.1920000000000002,7.6E-3]
["AUG242_122",null,27172,"Urban",11,"Bellerive",4.1520000000000001,3.5310000000000001,3.4886280000000003,5.335,5.335,3.9790000000000001,3.1059999999999999,3.0687279999999997,5.335,5.335,7.6E-3]
["AUG242_123",null,27173,"Short Rural",11,"Bellerive",10.166,0.54,0.53351999999999999,5.1440000000000001,5.1440000000000001,10.166,0.26700000000000002,0.26379600000000003,5.1440000000000001,5.1440000000000001,7.6E-3]
["AUG242_124",null,27174,"Urban",11,"Bellerive",{"$error":"#N/A"},0,0,0,0,7.9809999999999999,2.61,2.5786799999999999,5.7160000000000002,5.7160000000000002,0]
["AUG242_125",null,27175,"Urban",11,"Bellerive",6.5819999999999999,4.0960000000000001,4.0468479999999998,5.9059999999999997,5.9059999999999997,5.891,3.9249999999999998,3.8778999999999999,5.9059999999999997,5.9059999999999997,7.6E-3]
["AUG242_126",null,27176,"Urban",11,"Bellerive",5.5119999999999996,4.2679999999999998,4.2167839999999996,5.0490000000000004,5.0490000000000004,5.5119999999999996,3.3340000000000001,3.2939920000000003,5.0490000000000004,5.0490000000000004,7.6E-3]
["AUG242_127",null,27177,"Urban",11,"Bellerive",{"$error":"#N/A"},0,0,0,0,{"$error":"#N/A"},1.1240000000000001,1.1105120000000002,5.8109999999999999,5.8109999999999999,0]
["AUG242_128",null,27178,"Urban",11,"Bellerive",6.2759999999999998,2.7309999999999999,2.6982279999999998,6.4779999999999998,6.4779999999999998,6.3019999999999996,4.42,4.3669599999999997,6.4779999999999998,6.4779999999999998,7.6E-3]
["AUG242_129",null,28221,"Short Rural",11,"Rokeby",14.186999999999999,4.0049999999999999,3.9769649999999999,6.2869999999999999,6.2869999999999999,16.591000000000001,4.6429999999999998,4.6104989999999999,6.2869999999999999,6.2869999999999999,7.6E-3]
["AUG242_130",null,28222,"Urban",11,"Rokeby",4.2290000000000001,2.0409999999999999,2.026713,5.7160000000000002,5.7160000000000002,9.9090000000000007,4.258,4.2281940000000002,5.7160000000000002,5.7160000000000002,7.6E-3]
["AUG242_131",null,28223,"Short Rural",11,"Rokeby",68.674000000000007,2.7280000000000002,2.708904,6.2869999999999999,6.2869999999999999,68.668000000000006,2.7360000000000002,2.7168480000000002,6.2869999999999999,6.2869999999999999,7.6E-3]
["AUG242_132",null,28224,"Short Rural",11,"Rokeby",31.39,4.2110000000000003,4.1815230000000003,5.335,5.335,31.433,4.4850000000000003,4.4536050000000005,5.335,5.335,7.6E-3]
["AUG242_133",null,28225,"Urban",11,"Rokeby",4.78,1.9450000000000001,1.9313850000000001,5.5250000000000004,5.5250000000000004,3.82,1.4710000000000001,1.4607030000000001,5.5250000000000004,5.5250000000000004,7.6E-3]
["AUG242_134",null,28227,"Short Rural",11,"Rokeby",7.1449999999999996,1.9950000000000001,1.9810350000000001,5.1440000000000001,5.1440000000000001,12.756,2.2200000000000002,2.2044600000000001,5.1440000000000001,5.1440000000000001,7.6E-3]
["AUG242_135",null,28228,"Short Rural",11,"Rokeby",83.650999999999996,3.5129999999999999,3.4884089999999999,6.5730000000000004,6.5730000000000004,83.397999999999996,3.2730000000000001,3.250089,6.5730000000000004,6.5730000000000004,7.6E-3]
["AUG242_136",null,28229,"Urban",11,"Rokeby",3.43,0.11600000000000001,0.115188,5.335,5.335,9.2880000000000003,4.4509999999999996,4.4198429999999993,5.335,5.335,7.6E-3]
["AUG242_137",null,28230,"Short Rural",11,"Rokeby",2.2770000000000001,0.246,0.244278,5.9059999999999997,5.9059999999999997,11.516999999999999,4.8579999999999997,4.8239939999999999,5.9059999999999997,5.9059999999999997,7.6E-3]
["AUG242_138",null,28231,"Short Rural",11,"Rokeby",{"$error":"#N/A"},0,0,0,0,5.8449999999999998,2.5339999999999998,2.5162619999999998,5.8109999999999999,5.8109999999999999,0]
["AUG242_139",null,29481,"Short Rural",11,"Cambridge",21.24,1.2769999999999999,1.2667839999999999,5.4109999999999996,5.4109999999999996,26.646000000000001,2.4660000000000002,2.446272,5.4109999999999996,5.4109999999999996,7.6E-3]
["AUG242_140",null,29482,"Short Rural",11,"Cambridge",6.9820000000000002,0.80200000000000005,0.79558400000000007,5.4109999999999996,5.4109999999999996,6.9809999999999999,0.746,0.74003200000000002,5.4109999999999996,5.4109999999999996,7.6E-3]
["AUG242_141",null,29483,"Short Rural",11,"Cambridge",25.489000000000001,2.5449999999999999,2.5246399999999998,7.5259999999999998,7.5259999999999998,25.488,2.569,2.548448,7.5259999999999998,7.5259999999999998,7.6E-3]
["AUG242_142",null,29485,"Short Rural",11,"Cambridge",2.3879999999999999,1.7869999999999999,1.7727039999999998,5.0110000000000001,5.0110000000000001,10.648,1.2010000000000001,1.191392,5.0110000000000001,5.0110000000000001,7.6E-3]
["AUG242_143",null,29486,"Short Rural",11,"Cambridge",3.5830000000000002,0.74399999999999999,0.73804800000000004,5.0110000000000001,5.0110000000000001,4.335,0.63500000000000001,0.62992000000000004,5.0110000000000001,5.0110000000000001,7.6E-3]
["AUG242_144",null,29488,"Short Rural",11,"Cambridge",42.11,3.6829999999999998,3.6535359999999999,5.5060000000000002,5.5060000000000002,39.625,2.91,2.88672,5.5060000000000002,5.5060000000000002,7.6E-3]
["AUG242_145",null,29489,"Short Rural",11,"Cambridge",16.515000000000001,1.8,1.7856000000000001,6.1349999999999998,6.1349999999999998,16.576000000000001,1.415,1.40368,6.1349999999999998,6.1349999999999998,7.6E-3]
["AUG242_146",null,29490,"Short Rural",11,"Cambridge",16.195,1.3069999999999999,1.2965439999999999,6.1349999999999998,6.1349999999999998,16.204999999999998,1.43,1.4185599999999998,6.1349999999999998,6.1349999999999998,7.6E-3]
["AUG242_147",null,29491,"Urban",11,"Cambridge",2.2109999999999999,2.2429999999999999,2.2250559999999999,6.4779999999999998,6.4779999999999998,2.4449999999999998,1.927,1.9115839999999999,6.4779999999999998,6.4779999999999998,7.6E-3]
["AUG242_148",null,29492,"Short Rural",11,"Cambridge",2.395,5.3999999999999999E-2,5.3567999999999998E-2,6.4779999999999998,6.4779999999999998,2.395,5.6000000000000001E-2,5.5552000000000004E-2,6.4779999999999998,6.4779999999999998,7.6E-3]
["AUG242_149",null,30603,"Short Rural",11,"Knights Road",89.879000000000005,4.0369999999999999,4.0369999999999999,7.6210000000000004,7.6210000000000004,89.212999999999994,3.4750000000000001,3.4750000000000001,7.6210000000000004,7.6210000000000004,7.6E-3]
["AUG242_150",null,30604,"Short Rural",11,"Knights Road",72.869,2.97,2.97,7.6210000000000004,7.6210000000000004,73.965000000000003,2.8109999999999999,2.8109999999999999,7.6210000000000004,7.6210000000000004,7.6E-3]
["AUG242_151",null,30605,"Short Rural",11,"Knights Road",34.11,2.8159999999999998,2.8159999999999998,7.6210000000000004,7.6210000000000004,33.902999999999999,3.5550000000000002,3.5550000000000002,7.6210000000000004,7.6210000000000004,7.6E-3]
["AUG242_152",null,30606,"Short Rural",11,"Knights Road",69.266999999999996,2.8140000000000001,2.8140000000000001,7.6210000000000004,7.6210000000000004,71.247,2.5579999999999998,2.5579999999999998,7.6210000000000004,7.6210000000000004,7.6E-3]
["AUG242_153",null,30607,"Short Rural",11,"Knights Road",140.44999999999999,2.669,2.669,7.6210000000000004,7.6210000000000004,138.745,2.1960000000000002,2.1960000000000002,7.6210000000000004,7.6210000000000004,7.6E-3]
["AUG242_154",null,30608,"Short Rural",11,"Knights Road",128.59,4.0330000000000004,4.0330000000000004,7.6210000000000004,7.6210000000000004,129.08000000000001,3.6850000000000001,3.6850000000000001,7.6210000000000004,7.6210000000000004,7.6E-3]
["AUG242_155",null,31002,"Short Rural",11,"Kermandie",58.823999999999998,0.69099999999999995,0.68132599999999999,6.383,6.383,57.287999999999997,0.80600000000000005,0.79471600000000009,6.383,6.383,7.6E-3]
["AUG242_156",null,31007,"Short Rural",11,"Kermandie",96.872,2.2160000000000002,2.1849760000000003,6.2869999999999999,6.2869999999999999,96.058999999999997,2.0819999999999999,2.0528519999999997,6.2869999999999999,6.2869999999999999,7.6E-3]
["AUG242_157",null,31008,"Short Rural",11,"Kermandie",106.83499999999999,2.5910000000000002,2.5547260000000001,6.383,6.383,105.73399999999999,2.488,2.4531679999999998,6.383,6.383,7.6E-3]
["AUG242_158",null,31010,"Short Rural",11,"Kermandie",29.33,1.2629999999999999,1.2453179999999999,6.383,6.383,28.222999999999999,1.103,1.087558,6.383,6.383,7.6E-3]
["AUG242_159",null,32374,"Urban",11,"Summerleas",11.146000000000001,4.2359999999999998,4.185168,5.335,5.335,{"$error":"#N/A"},0,0,0,0,7.6E-3]
["AUG242_160",null,32377,"Urban",11,"Summerleas",2.778,3.3149999999999999,3.27522,5.335,5.335,{"$error":"#N/A"},0,0,0,0,7.6E-3]
["AUG242_161",null,32379,"Short Rural",11,"Summerleas",16.806999999999999,4.9539999999999997,4.894552,5.335,5.335,{"$error":"#N/A"},0,0,0,0,7.6E-3]
["AUG242_162",null,33271,"Short Rural",11,"Electrona",146.505,2.2290000000000001,2.2111680000000002,6.383,6.383,157.90700000000001,2.5329999999999999,2.5127359999999999,6.383,6.383,7.6E-3]
["AUG242_163",null,33272,"Short Rural",11,"Electrona",110.574,4.3639999999999999,4.3290879999999996,6.2869999999999999,6.2869999999999999,114.029,4.1319999999999997,4.0989439999999995,6.2869999999999999,6.2869999999999999,7.6E-3]
["AUG242_164",null,33273,"Urban",11,"Electrona",0.47599999999999998,0.246,0.244032,6.2869999999999999,6.2869999999999999,0.47599999999999998,0.17,0.16864000000000001,6.2869999999999999,6.2869999999999999,7.6E-3]
["AUG242_165",null,33274,"Short Rural",11,"Electrona",14.194000000000001,3.6360000000000001,3.6069119999999999,7.8120000000000003,7.8120000000000003,11.085000000000001,3.105,3.0801599999999998,7.8120000000000003,7.8120000000000003,7.6E-3]
["AUG242_166",null,33275,"Short Rural",11,"Electrona",5.2560000000000002,0.20499999999999999,0.20335999999999999,6.383,6.383,65.918000000000006,3.4670000000000001,3.4392640000000001,6.383,6.383,7.6E-3]
["AUG242_167",null,33276,"Short Rural",11,"Electrona",157.48099999999999,3.8109999999999999,3.7805119999999999,6.2869999999999999,6.2869999999999999,147.82400000000001,3.431,3.4035519999999999,6.2869999999999999,6.2869999999999999,7.6E-3]
["AUG242_168",null,33277,"Urban",11,"Electrona",6.9000000000000006E-2,0.38,0.37696000000000002,6.2869999999999999,6.2869999999999999,0.28999999999999998,0.34,0.33728000000000002,6.2869999999999999,6.2869999999999999,7.6E-3]
["AUG242_169",null,34251,"Short Rural",11,"Kingston",68.938999999999993,3.456,3.4456319999999998,5.2389999999999999,5.2389999999999999,10.233000000000001,2.7890000000000001,2.7806330000000004,5.2389999999999999,5.2389999999999999,7.6E-3]
["AUG242_170",null,34252,"Urban",11,"Kingston",11.749000000000001,3.2389999999999999,3.2292829999999997,5.0490000000000004,5.0490000000000004,5.8109999999999999,0.77900000000000003,0.77666299999999999,5.0490000000000004,5.0490000000000004,7.6E-3]
["AUG242_171",null,34253,"Urban",11,"Kingston",6.9969999999999999,2.6440000000000001,2.6360680000000003,5.1440000000000001,5.1440000000000001,8.9109999999999996,3.847,3.8354590000000002,5.1440000000000001,5.1440000000000001,7.6E-3]
["AUG242_172",null,34254,"Short Rural",11,"Kingston",2.1720000000000002,0.314,0.313058,6.5730000000000004,6.5730000000000004,11.593999999999999,3.58,3.5692599999999999,6.5730000000000004,6.5730000000000004,7.6E-3]
["AUG242_173",null,34255,"Short Rural",11,"Kingston",4.2229999999999999,1.397,1.392809,6.5730000000000004,6.5730000000000004,3.4169999999999998,0.44400000000000001,0.44266800000000001,6.5730000000000004,6.5730000000000004,7.6E-3]
["AUG242_174",null,34256,"Urban",11,"Kingston",9.7479999999999993,2.8580000000000001,2.8494260000000002,5.0490000000000004,5.0490000000000004,12.148,4.2770000000000001,4.2641689999999999,5.0490000000000004,5.0490000000000004,7.6E-3]
["AUG242_175",null,34257,"Urban",11,"Kingston",3.3919999999999999,0.44,0.43868000000000001,5.0490000000000004,5.0490000000000004,6.2060000000000004,5.2830000000000004,5.2671510000000001,5.0490000000000004,5.0490000000000004,7.6E-3]
["AUG242_176",null,34258,"Urban",11,"Kingston",4.7329999999999997,3.0579999999999998,3.048826,4.9539999999999997,4.9539999999999997,5.0019999999999998,3.1040000000000001,3.0946880000000001,4.9539999999999997,4.9539999999999997,7.6E-3]
["AUG242_177",null,34259,"Short Rural",11,"Kingston",15.444000000000001,4.9459999999999997,4.9311619999999996,5.43,5.43,13.776999999999999,5.3120000000000003,5.2960640000000003,5.43,5.43,7.6E-3]
["AUG242_178",null,34260,"Urban",11,"Kingston",5.56,2.2690000000000001,2.2621930000000003,6.5730000000000004,6.5730000000000004,5.4390000000000001,2.29,2.2831299999999999,6.5730000000000004,6.5730000000000004,7.6E-3]
["AUG242_179",null,34261,"Short Rural",11,"Kingston",40.892000000000003,2.8580000000000001,2.8494260000000002,6.5730000000000004,6.5730000000000004,53.835999999999999,4.7770000000000001,4.7626689999999998,6.5730000000000004,6.5730000000000004,7.6E-3]
["AUG242_180",null,34262,"Short Rural",11,"Kingston",{"$error":"#N/A"},0,0,0,0,12.997999999999999,4.851,4.8364469999999997,6.0019999999999998,6.0019999999999998,0]
["AUG242_181",null,35010,"Short Rural",22,"New Norfolk",80.058999999999997,2.46,2.4304799999999998,6.2869999999999999,6.2869999999999999,79.558999999999997,2.3420000000000001,2.3138960000000002,6.2869999999999999,6.2869999999999999,7.6E-3]
["AUG242_182",null,35011,"Short Rural",22,"New Norfolk",102.846,2.5640000000000001,2.5332319999999999,6.2869999999999999,6.2869999999999999,105.179,2.4500000000000002,2.4206000000000003,6.2869999999999999,6.2869999999999999,7.6E-3]
["AUG242_183",null,35012,"Urban",22,"New Norfolk",4.2050000000000001,2.7250000000000001,2.6922999999999999,6.2869999999999999,6.2869999999999999,3.7440000000000002,2.488,2.4581439999999999,6.2869999999999999,6.2869999999999999,7.6E-3]
["AUG242_184",null,37001,"Short Rural",11,"Gretna",34.994999999999997,0.29199999999999998,0.28849599999999997,4.82,4.82,29.707000000000001,0.22900000000000001,0.22625200000000001,4.82,4.82,7.6E-3]
["AUG242_185",null,37002,"Short Rural",11,"Gretna",28.603999999999999,0.8,0.79039999999999999,4.82,4.82,30.702999999999999,0.78100000000000003,0.77162799999999998,4.82,4.82,7.6E-3]
["AUG242_186",null,38002,"Short Rural",11,"Westerway",{"$error":"#N/A"},0,0,0,0,46.917000000000002,0.69499999999999995,0.68665999999999994,4.82,4.82,7.6E-3]
["AUG242_187",null,39563,"Short Rural",11,"New Norfolk",0.33200000000000002,7.0460000000000003,6.9614479999999999,12.384,12.384,0.33200000000000002,6.4249999999999998,6.3479000000000001,12.384,12.384,7.6E-3]
["AUG242_188",null,39565,"Short Rural",11,"New Norfolk",49.201999999999998,4.7969999999999997,4.7394359999999995,12.384,12.384,48.947000000000003,4.9189999999999996,4.859972,12.384,12.384,7.6E-3]
["AUG242_189",null,39568,"Short Rural",11,"New Norfolk",33.500999999999998,0.97199999999999998,0.96033599999999997,11.622,11.622,33.771000000000001,0.97499999999999998,0.96329999999999993,11.622,11.622,7.6E-3]
["AUG242_190",null,39570,"Urban",11,"New Norfolk",12.654,5.03,4.9696400000000001,12.003,12.003,12.68,5.3390000000000004,5.2749320000000006,12.003,12.003,7.6E-3]
["AUG242_191",null,39571,"Long Rural",11,"New Norfolk",195.88499999999999,3.4329999999999998,3.3918039999999996,11.432,11.432,157.989,3.2770000000000001,3.237676,11.432,11.432,7.6E-3]
["AUG242_192",null,40001,"Short Rural",11,"Richmond",2.6869999999999998,0.64300000000000002,0.64235700000000007,7.8879999999999999,7.8879999999999999,2.6869999999999998,1.01,1.0089900000000001,7.8879999999999999,7.8879999999999999,7.6E-3]
["AUG242_193",null,40002,"Long Rural",11,"Richmond",206.09200000000001,1.8180000000000001,1.816182,7.8879999999999999,7.8879999999999999,221.88900000000001,1.639,1.6373610000000001,7.8879999999999999,7.8879999999999999,7.6E-3]
["AUG242_194",null,40003,"Short Rural",11,"Richmond",50.348999999999997,0.68,0.67932000000000003,7.8879999999999999,7.8879999999999999,60.738,0.61,0.60938999999999999,7.8879999999999999,7.8879999999999999,7.6E-3]
["AUG242_195",null,41511,"Short Rural",22,"Sorell",18.318999999999999,3.827,3.8231730000000002,11.05,11.05,18.161999999999999,3.577,3.573423,11.05,11.05,7.6E-3]
["AUG242_196",null,41512,"Short Rural",22,"Sorell",68.801000000000002,4.242,4.2377580000000004,10.86,10.86,70.944000000000003,4.3719999999999999,4.3676279999999998,10.86,10.86,7.6E-3]
["AUG242_197",null,41513,"Urban",22,"Sorell",16.234000000000002,4.8719999999999999,4.8671280000000001,12.194000000000001,12.194000000000001,13.824,4.452,4.4475480000000003,12.194000000000001,12.194000000000001,7.6E-3]
["AUG242_198",null,41514,"Short Rural",22,"Sorell",133.92099999999999,3.1389999999999998,3.1358609999999998,11.432,11.432,136.61799999999999,3.1930000000000001,3.1898070000000001,11.432,11.432,7.6E-3]
["AUG242_199",null,41515,"Long Rural",22,"Sorell",339.387,4.3179999999999996,4.313682,12.384,12.384,324.22699999999998,4.5860000000000003,4.5814140000000005,12.384,12.384,7.6E-3]
["AUG242_200",null,41516,"Long Rural",22,"Sorell",489.07400000000001,4.1660000000000004,4.1618340000000007,12.003,12.003,518.51900000000001,4.5460000000000003,4.5414539999999999,12.003,12.003,7.6E-3]
["AUG242_201",null,41517,"Short Rural",22,"Sorell",49.485999999999997,3.7869999999999999,3.7832129999999999,11.813000000000001,11.813000000000001,61.252000000000002,3.4430000000000001,3.4395570000000002,11.813000000000001,11.813000000000001,7.6E-3]
["AUG242_202",null,41518,"Short Rural",22,"Sorell",111.349,4.218,4.2137820000000001,11.432,11.432,113.551,3.8879999999999999,3.884112,11.432,11.432,7.6E-3]
["AUG242_203",null,43505,"Short Rural",22,"Triabunna",6.4329999999999998,0,0,0,0,10.262,3.544,3.4943840000000002,16.576000000000001,16.576000000000001,0]
["AUG242_204",null,43506,"Short Rural",22,"Triabunna",77.596999999999994,3.0939999999999999,3.050684,16.576000000000001,16.576000000000001,82.885000000000005,3.008,2.9658880000000001,16.576000000000001,16.576000000000001,8.1600000000000006E-2]
["AUG242_205",null,43507,"Long Rural",22,"Triabunna",180.703,2.7930000000000001,2.753898,14.099,14.099,202.929,3.1179999999999999,3.0743479999999996,14.099,14.099,8.1600000000000006E-2]
["AUG242_206",null,45001,"Short Rural",22,"Meadowbank",22.88,2.1720000000000002,2.1698280000000003,12.765000000000001,12.765000000000001,28.283999999999999,1.9970000000000001,1.9950030000000001,12.765000000000001,12.765000000000001,7.6E-3]
["AUG242_207",null,45002,"Long Rural",22,"Meadowbank",267.99599999999998,1.6,1.5984,13.718,13.718,286.14999999999998,1.4630000000000001,1.4615370000000001,13.718,13.718,7.6E-3]
["AUG242_208",null,45003,"Short Rural",22,"Meadowbank",163.11500000000001,3.3149999999999999,3.3116849999999998,12.765000000000001,12.765000000000001,182.923,3.399,3.3956010000000001,12.765000000000001,12.765000000000001,7.6E-3]
["AUG242_209",null,48180,"Short Rural",11,"Bridgewater",12.346,3.7970000000000002,3.781812,5.43,5.43,12.487,4.8070000000000004,4.7877720000000004,5.43,5.43,8.0999999999999996E-3]
["AUG242_210",null,48181,"Short Rural",11,"Bridgewater",6.2480000000000002,1.038,1.0338480000000001,5.335,5.335,5.5880000000000001,0.94499999999999995,0.94121999999999995,5.335,5.335,8.0999999999999996E-3]
["AUG242_211",null,48182,"Short Rural",11,"Bridgewater",30.984999999999999,5.4589999999999996,5.4371639999999992,5.5250000000000004,5.5250000000000004,30.548999999999999,5.1749999999999998,5.1543000000000001,5.5250000000000004,5.5250000000000004,8.0999999999999996E-3]
["AUG242_212",null,48183,"Short Rural",11,"Bridgewater",49.552999999999997,2.5640000000000001,2.553744,6.0970000000000004,6.0970000000000004,40.759,2.6880000000000002,2.6772480000000001,6.0970000000000004,6.0970000000000004,8.0999999999999996E-3]
["AUG242_213",null,48184,"Urban",11,"Bridgewater",7.8979999999999997,4.1779999999999999,4.1612879999999999,5.7160000000000002,5.7160000000000002,7.72,3.847,3.8316119999999998,5.7160000000000002,5.7160000000000002,8.0999999999999996E-3]
["AUG242_214",null,48185,"Short Rural",11,"Bridgewater",173.95099999999999,2.85,2.8386,5.2389999999999999,5.2389999999999999,179.797,2.8639999999999999,2.852544,5.2389999999999999,5.2389999999999999,8.0999999999999996E-3]
["AUG242_215",null,48187,"Urban",11,"Bridgewater",4.883,2.0270000000000001,2.0188920000000001,6.7640000000000002,6.7640000000000002,4.883,1.7949999999999999,1.78782,6.7640000000000002,6.7640000000000002,8.0999999999999996E-3]
["AUG242_216",null,48188,"Short Rural",11,"Bridgewater",35.064999999999998,4.3860000000000001,4.3684560000000001,5.335,5.335,35.008000000000003,4.0519999999999996,4.0357919999999998,5.335,5.335,8.0999999999999996E-3]
["AUG242_217",null,48190,"Short Rural",11,"Bridgewater",150.66900000000001,4.6109999999999998,4.5925560000000001,5.43,5.43,168.255,4.3840000000000003,4.3664640000000006,5.43,5.43,8.0999999999999996E-3]
["AUG242_218",null,48191,"Short Rural",11,"Bridgewater",10.327999999999999,3.601,3.5865960000000001,6.859,6.859,11.416,3.1840000000000002,3.1712640000000003,6.859,6.859,8.0999999999999996E-3]
["AUG242_219",null,49202,"Short Rural",22,"Waddamana",110.68600000000001,0.76700000000000002,0.76239800000000002,9.1069999999999993,9.1069999999999993,109.146,0.69699999999999995,0.69281799999999993,9.1069999999999993,9.1069999999999993,0]
["AUG242_220",null,49411,"Short Rural",22,"Wayatinah",11.148,0.33900000000000002,0.33696600000000004,8.7260000000000009,8.7260000000000009,49.110999999999997,0.52500000000000002,0.52185000000000004,8.7260000000000009,8.7260000000000009,0]
["AUG242_221",null,49414,"Short Rural",22,"Wayatinah",{"$error":"#N/A"},0,0,0,0,12.9,0.64400000000000002,0.64013600000000004,8.7260000000000009,8.7260000000000009,0]
["AUG242_222",null,49801,"Short Rural",22,"Gordon",19.931999999999999,0.35799999999999998,0.35083999999999999,8.9169999999999998,8.9169999999999998,19.984000000000002,0.34699999999999998,0.34005999999999997,8.9169999999999998,8.9169999999999998,0]
["AUG242_223",null,51001,"Short Rural",22,"Palmerston",33.014000000000003,1.7010000000000001,1.680588,12.574999999999999,12.574999999999999,27.178000000000001,1.1020000000000001,1.0887760000000002,12.574999999999999,12.574999999999999,0.17299999999999999]
["AUG242_224",null,51002,"Short Rural",22,"Palmerston",189.54,2.9420000000000002,2.9066960000000002,12.574999999999999,12.574999999999999,201.29300000000001,1.802,1.780376,12.574999999999999,12.574999999999999,0.17299999999999999]
["AUG242_225",null,51003,"Long Rural",22,"Palmerston",372.50599999999997,8.1660000000000004,8.0680080000000007,12.574999999999999,12.574999999999999,521.66499999999996,7.3289999999999997,7.2410519999999998,12.574999999999999,12.574999999999999,0.17299999999999999]
["AUG242_226",null,53001,"Short Rural",22,"George Town",33.277999999999999,4.42,4.3802199999999996,13.718,13.718,41.441000000000003,5.9290000000000003,5.8756390000000005,13.718,13.718,7.6E-3]
["AUG242_227",null,53002,"Short Rural",22,"George Town",7.6180000000000003,3.4289999999999998,3.398139,13.526999999999999,13.526999999999999,11.218999999999999,7.7160000000000002,7.6465560000000004,13.526999999999999,13.526999999999999,7.6E-3]
["AUG242_228",null,53003,"Short Rural",22,"George Town",52.435000000000002,6.0970000000000004,6.0421270000000007,13.718,13.718,54.503,5.4340000000000002,5.3850940000000005,13.718,13.718,7.6E-3]
["AUG242_229",null,53004,"Short Rural",22,"George Town",78.281999999999996,1.867,1.8501969999999999,13.337,13.337,28.759,5.0910000000000002,5.0451810000000004,13.337,13.337,7.6E-3]
["AUG242_230",null,53006,"Short Rural",22,"George Town",0.72799999999999998,0,0,0,0,0.72499999999999998,0,0,0,0,0]
["AUG242_231",null,53007,"Short Rural",22,"George Town",6.6509999999999998,0,0,0,0,6.84,0.46500000000000002,0.46081500000000003,13.718,13.718,0]
["AUG242_232",null,53008,"Long Rural",22,"George Town",198.934,2.5910000000000002,2.5676810000000003,15.242000000000001,15.242000000000001,201.31299999999999,3.7690000000000001,3.7350790000000003,15.242000000000001,15.242000000000001,7.6E-3]
["AUG242_233",null,53009,"Short Rural",22,"George Town",98.75,3.3530000000000002,3.3228230000000001,15.433,15.433,118.55800000000001,7.827,7.7565569999999999,15.433,15.433,7.6E-3]
["AUG242_234",null,53010,"Urban",22,"George Town",9.6549999999999994,5.1820000000000004,5.1353620000000006,15.814,15.814,10.016999999999999,4.0010000000000003,3.9649910000000004,15.814,15.814,7.6E-3]
["AUG242_235",null,54003,"Long Rural",22,"Scottsdale",276.63,4.7629999999999999,4.739185,11.813000000000001,11.813000000000001,280.935,4.077,4.0566149999999999,11.813000000000001,11.813000000000001,7.6E-3]
["AUG242_236",null,54004,"Short Rural",22,"Scottsdale",28.911999999999999,0.63500000000000001,0.63182499999999997,15.622999999999999,15.622999999999999,32.118000000000002,3.036,3.0208200000000001,15.622999999999999,15.622999999999999,7.6E-3]
["AUG242_237",null,54005,"Long Rural",22,"Scottsdale",304.089,3.62,3.6019000000000001,16.195,16.195,314.07600000000002,3.5310000000000001,3.5133450000000002,16.195,16.195,7.6E-3]
["AUG242_238",null,54006,"Short Rural",22,"Scottsdale",76.037000000000006,1.829,1.819855,15.433,15.433,78.590999999999994,0.59699999999999998,0.59401499999999996,15.433,15.433,7.6E-3]
["AUG242_239",null,54007,"Short Rural",22,"Scottsdale",12.266999999999999,4.1029999999999998,4.0824850000000001,16.195,16.195,12.239000000000001,4.0010000000000003,3.9809950000000005,16.195,16.195,7.6E-3]
["AUG242_240",null,55001,"Short Rural",22,"Derby",153.215,4.141,4.1327179999999997,16.576000000000001,16.576000000000001,151.63,3.48,3.4730400000000001,16.576000000000001,16.576000000000001,0.152]
["AUG242_241",null,55002,"Short Rural",22,"Derby",189.05799999999999,1.27,1.26746,16.576000000000001,16.576000000000001,185.221,1.169,1.1666620000000001,16.576000000000001,16.576000000000001,0.152]
["AUG242_242",null,55003,"Short Rural",22,"Derby",73.384,1.4730000000000001,1.4700540000000002,16.576000000000001,16.576000000000001,73.069999999999993,1.3340000000000001,1.3313320000000002,16.576000000000001,16.576000000000001,0.152]
["AUG242_243",null,56001,"Short Rural",22,"Avoca",49.868000000000002,0.442,0.44067400000000001,13.337,13.337,55.731000000000002,0.41199999999999998,0.41076399999999996,13.337,13.337,7.6E-3]
["AUG242_244",null,56002,"Short Rural",22,"Avoca",31.178999999999998,0,0,0,0,31.91,0,0,0,0,0]
["AUG242_245",null,56003,"Short Rural",22,"Avoca",147.565,1.776,1.770672,12.956,12.956,169.13200000000001,2.7890000000000001,2.7806330000000004,12.956,12.956,7.6E-3]
["AUG242_246",null,56004,"Long Rural",22,"Avoca",467.536,6.8170000000000002,6.7965489999999997,13.337,13.337,501.57100000000003,4.42,4.4067400000000001,13.337,13.337,7.6E-3]
["AUG242_247",null,57003,"Short Rural",22,"St Marys",41.779000000000003,1.105,1.0917399999999999,11.813000000000001,11.813000000000001,41.607999999999997,1.0289999999999999,1.0166519999999999,11.813000000000001,11.813000000000001,7.6E-3]
["AUG242_248",null,57004,"Long Rural",22,"St Marys",217.95599999999999,6.0209999999999999,5.9487480000000001,11.05,11.05,218.125,4.8010000000000002,4.7433880000000004,11.05,11.05,7.6E-3]
["AUG242_249",null,57005,"Short Rural",22,"St Marys",46.030999999999999,2.2480000000000002,2.2210240000000003,11.05,11.05,50.732999999999997,1.677,1.656876,11.05,11.05,7.6E-3]
["AUG242_250",null,57006,"Long Rural",22,"St Marys",235.44,6.859,6.7766919999999997,11.813000000000001,11.813000000000001,235.01300000000001,7.5069999999999997,7.4169159999999996,11.813000000000001,11.813000000000001,7.6E-3]
["AUG242_251",null,61021,"Short Rural",22,"Trevallyn",109.268,5.36,5.3546400000000007,10.86,10.86,111.544,5.4619999999999997,5.4565380000000001,10.86,10.86,7.6E-3]
["AUG242_252",null,61023,"Long Rural",22,"Trevallyn",319.10599999999999,3.6960000000000002,3.692304,16.765999999999998,16.765999999999998,350.53899999999999,6.0709999999999997,6.0649289999999993,16.765999999999998,16.765999999999998,7.6E-3]
["AUG242_253",null,61024,"Urban",22,"Trevallyn",6.7649999999999997,7.43,7.4225699999999994,8.7639999999999993,8.7639999999999993,6.9029999999999996,7.3540000000000001,7.3466459999999998,8.7639999999999993,8.7639999999999993,7.6E-3]
["AUG242_254",null,61025,"Urban",22,"Trevallyn",17.536000000000001,6.2750000000000004,6.2687250000000008,12.384,12.384,14.193,3.391,3.3876089999999999,12.384,12.384,7.6E-3]
["AUG242_255",null,61026,"Urban",22,"Trevallyn",6.4539999999999997,4.7629999999999999,4.7582370000000003,10.669,10.669,6.45,7.3029999999999999,7.2956969999999997,10.669,10.669,7.6E-3]
["AUG242_256",null,61027,"Urban",22,"Trevallyn",16.334,7.7229999999999999,7.7152769999999995,10.098000000000001,10.098000000000001,19.641999999999999,9.9710000000000001,9.9610289999999999,10.098000000000001,10.098000000000001,7.6E-3]
["AUG242_257",null,61028,"Short Rural",22,"Trevallyn",71.992999999999995,4.8010000000000002,4.7961990000000005,17.146999999999998,17.146999999999998,71.593999999999994,4.7629999999999999,4.7582370000000003,17.146999999999998,17.146999999999998,7.6E-3]
["AUG242_258",null,61029,"Urban",22,"Trevallyn",26.143000000000001,8.0660000000000007,8.0579340000000013,13.718,13.718,26.402999999999999,10.962,10.951038,13.718,13.718,7.6E-3]
["AUG242_259",null,61037,"Short Rural",22,"Trevallyn",24.72,3.633,3.6293669999999998,16.957000000000001,16.957000000000001,24.094999999999999,10.492000000000001,10.481508000000002,16.957000000000001,16.957000000000001,7.6E-3]
["AUG242_260",null,61039,"Urban",22,"Trevallyn",7.9530000000000003,6.7450000000000001,6.7382549999999997,10.669,10.669,7.7839999999999998,7.0490000000000004,7.0419510000000001,10.669,10.669,7.6E-3]
["AUG242_261",null,61040,"Urban",22,"Trevallyn",8.82,7.1639999999999997,7.1568359999999993,11.622,11.622,8.8190000000000008,8.4090000000000007,8.4005910000000004,11.622,11.622,7.6E-3]
["AUG242_262",null,61041,"Short Rural",22,"Trevallyn",19.786999999999999,5.0430000000000001,5.0379570000000005,10.478999999999999,10.478999999999999,19.343,8.6370000000000005,8.6283630000000002,10.478999999999999,10.478999999999999,7.6E-3]
["AUG242_263",null,61043,"Short Rural",22,"Trevallyn",112.139,9.9710000000000001,9.9610289999999999,11.813000000000001,11.813000000000001,107.99,8.9930000000000003,8.9840070000000001,11.813000000000001,11.813000000000001,7.6E-3]
["AUG242_264",null,62004,"Urban",22,"Mowbray",5.3010000000000002,5.4980000000000002,5.4100320000000002,13.907999999999999,13.907999999999999,5.298,3.6789999999999998,3.6201359999999996,13.907999999999999,13.907999999999999,7.6E-3]
["AUG242_265",null,62005,"Urban",22,"Mowbray",9.32,5.8780000000000001,5.7839520000000002,14.099,14.099,18.661000000000001,6.7309999999999999,6.6233040000000001,14.099,14.099,7.6E-3]
["AUG242_266",null,62006,"Short Rural",22,"Mowbray",11.565,3.2050000000000001,3.1537199999999999,14.099,14.099,11.263999999999999,2.8069999999999999,2.7620879999999999,14.099,14.099,7.6E-3]
["AUG242_267",null,62007,"Urban",22,"Mowbray",{"$error":"#N/A"},0,0,0,0,{"$error":"#N/A"},8.8070000000000004,8.6660880000000002,22.748999999999999,22.748999999999999,0]
["AUG242_268",null,62008,"Urban",22,"Mowbray",12.367000000000001,7.0149999999999997,6.9027599999999998,12.689,12.689,12.33,7.0709999999999997,6.9578639999999998,12.689,12.689,7.6E-3]
["AUG242_269",null,62009,"Urban",22,"Mowbray",12.472,6.181,6.0821040000000002,14.099,14.099,13.39,6.0650000000000004,5.9679600000000006,14.099,14.099,7.6E-3]
["AUG242_270",null,62010,"Short Rural",22,"Mowbray",19.440999999999999,4.7359999999999998,4.6602239999999995,14.023,14.023,8.9710000000000001,4.0179999999999998,3.9537119999999999,14.023,14.023,7.6E-3]
["AUG242_271",null,62011,"Urban",22,"Mowbray",{"$error":"#N/A"},0,0,0,0,{"$error":"#N/A"},5.194,5.1108959999999994,11.432,11.432,7.6E-3]
["AUG242_272",null,62012,"Urban",22,"Mowbray",{"$error":"#N/A"},0,0,0,0,{"$error":"#N/A"},8.7539999999999996,8.6139359999999989,22.748999999999999,22.748999999999999,0]
["AUG242_273",null,62013,"Urban",22,"Mowbray",9.9779999999999998,4.5309999999999997,4.4585039999999996,11.888999999999999,11.888999999999999,10.757999999999999,5.9720000000000004,5.8764479999999999,11.888999999999999,11.888999999999999,7.6E-3]
["AUG242_274",null,65060,"Urban",22,"Norwood",4.3390000000000004,5.2279999999999998,5.2018599999999999,13.451000000000001,13.451000000000001,105.834,7.3579999999999997,7.3212099999999998,13.451000000000001,13.451000000000001,7.6E-3]
["AUG242_275",null,65061,"Urban",22,"Norwood",9.157,3.673,3.6546349999999999,13.413,13.413,1.4770000000000001,8.25,8.2087500000000002,13.413,13.413,7.6E-3]
["AUG242_276",null,65062,"Urban",22,"Norwood",10.426,5.2430000000000003,5.2167850000000007,13.451000000000001,13.451000000000001,9.9779999999999998,13.318,13.25141,13.451000000000001,13.451000000000001,7.6E-3]
["AUG242_277",null,65063,"Short Rural",22,"Norwood",6.94,2.13,2.1193499999999998,13.984999999999999,13.984999999999999,23.565000000000001,10.669,10.615655,13.984999999999999,13.984999999999999,7.6E-3]
["AUG242_278",null,65064,"Urban",22,"Norwood",8.1080000000000005,4.5350000000000001,4.5123249999999997,10.288,10.288,15.73,11.023999999999999,10.968879999999999,10.288,10.288,7.6E-3]
["AUG242_279",null,65065,"Urban",22,"Norwood",10.101000000000001,8.7530000000000001,8.7092349999999996,13.451000000000001,13.451000000000001,10.678000000000001,8.1959999999999997,8.1550200000000004,13.451000000000001,13.451000000000001,7.6E-3]
["AUG242_280",null,65066,"Long Rural",22,"Norwood",240.018,5.274,5.24763,13.451000000000001,13.451000000000001,17.27,8.7829999999999995,8.7390849999999993,13.451000000000001,13.451000000000001,7.6E-3]
["AUG242_281",null,65067,"Short Rural",22,"Norwood",143.553,1.9810000000000001,1.971095,13.984999999999999,13.984999999999999,166.68199999999999,8.1809999999999992,8.1400949999999987,13.984999999999999,13.984999999999999,7.6E-3]
["AUG242_282",null,66101,"Short Rural",22,"St Leonards",14.981999999999999,2.3740000000000001,2.3573820000000003,10.669,10.669,{"$error":"#N/A"},0,0,0,0,7.6E-3]
["AUG242_283",null,66102,"Urban",22,"St Leonards",9.9039999999999999,6.444,6.398892,10.098000000000001,10.098000000000001,{"$error":"#N/A"},0,0,0,0,7.6E-3]
["AUG242_284",null,66103,"Urban",22,"St Leonards",12.365,6.9960000000000004,6.9470280000000004,14.327999999999999,14.327999999999999,{"$error":"#N/A"},0,0,0,0,7.6E-3]
["AUG242_285",null,66105,"Urban",22,"St Leonards",11.103,4.2450000000000001,4.2152849999999997,11.545999999999999,11.545999999999999,{"$error":"#N/A"},0,0,0,0,7.6E-3]
["AUG242_286",null,66106,"Urban",22,"St Leonards",12.196999999999999,5.99,5.9480700000000004,10.173999999999999,10.173999999999999,{"$error":"#N/A"},0,0,0,0,7.6E-3]
["AUG242_287",null,66107,"Urban",22,"St Leonards",7.3029999999999999,4.3550000000000004,4.3245150000000008,8.5359999999999996,8.5359999999999996,{"$error":"#N/A"},0,0,0,0,7.6E-3]
["AUG242_288",null,66108,"Short Rural",22,"St Leonards",0.36299999999999999,0.13300000000000001,0.13206900000000002,10.669,10.669,{"$error":"#N/A"},0,0,0,0,7.6E-3]
["AUG242_289",null,66109,"Urban",22,"St Leonards",6.2030000000000003,2.0009999999999999,1.9869929999999998,11.545999999999999,11.545999999999999,{"$error":"#N/A"},0,0,0,0,7.6E-3]
["AUG242_290",null,67081,"Short Rural",22,"Hadspen",22.538,5.03,5.0199400000000001,11.432,11.432,22.393999999999998,2.363,2.3582740000000002,11.432,11.432,7.6E-3]
["AUG242_291",null,67082,"Short Rural",22,"Hadspen",189.886,4.6109999999999998,4.6017779999999995,6.859,6.859,224.42599999999999,6.2110000000000003,6.1985780000000004,6.859,6.859,7.6E-3]
["AUG242_292",null,67083,"Short Rural",22,"Hadspen",35.395000000000003,5.2590000000000003,5.2484820000000001,8.3829999999999991,8.3829999999999991,36.234000000000002,6.2110000000000003,6.1985780000000004,8.3829999999999991,8.3829999999999991,7.6E-3]
["AUG242_293",null,67084,"Short Rural",22,"Hadspen",144.90600000000001,5.22,5.2095599999999997,9.3360000000000003,9.3360000000000003,119.217,6.5540000000000003,6.5408920000000004,9.3360000000000003,9.3360000000000003,7.6E-3]
["AUG242_294",null,67085,"Short Rural",22,"Hadspen",18.817,5.1820000000000004,5.1716360000000003,7.24,7.24,18.972999999999999,4.7249999999999996,4.7155499999999995,7.24,7.24,7.6E-3]
["AUG242_295",null,67086,"Urban",22,"Hadspen",16.414999999999999,8.0020000000000007,7.985996000000001,8.1159999999999997,8.1159999999999997,16.376999999999999,8.0399999999999991,8.0239199999999986,8.1159999999999997,8.1159999999999997,7.6E-3]
["AUG242_296",null,67087,"Short Rural",22,"Hadspen",50.927999999999997,5.03,5.0199400000000001,7.85,7.85,52.584000000000003,4.8390000000000004,4.8293220000000003,7.85,7.85,7.6E-3]
["AUG242_297",null,67088,"Short Rural",22,"Hadspen",20.074999999999999,3.0870000000000002,3.0808260000000001,6.5919999999999996,6.5919999999999996,20.093,4.0010000000000003,3.9929980000000005,6.5919999999999996,6.5919999999999996,7.6E-3]
["AUG242_298",null,67089,"Short Rural",22,"Hadspen",19.013000000000002,4.6109999999999998,4.6017779999999995,8.9169999999999998,8.9169999999999998,19.161999999999999,5.64,5.6287199999999995,8.9169999999999998,8.9169999999999998,7.6E-3]
["AUG242_299",null,67090,"Short Rural",22,"Hadspen",84.813000000000002,8.5359999999999996,8.5189279999999989,7.6589999999999998,7.6589999999999998,88.096000000000004,8.7639999999999993,8.7464719999999989,7.6589999999999998,7.6589999999999998,7.6E-3]
["AUG242_300",null,67091,"Urban",22,"Hadspen",18.309000000000001,5.4489999999999998,5.4381019999999998,11.432,11.432,25.925000000000001,7.6970000000000001,7.6816060000000004,11.432,11.432,7.6E-3]
["AUG242_301",null,80001,"Short Rural",22,"Devonport",81.801000000000002,8.81,8.7747600000000006,12.574999999999999,12.574999999999999,81.905000000000001,7.91,7.8783599999999998,12.574999999999999,12.574999999999999,7.6E-3]
["AUG242_302",null,80002,"Short Rural",22,"Devonport",25.009,7.2549999999999999,7.2259799999999998,13.907999999999999,13.907999999999999,24.698,7.0869999999999997,7.0586519999999995,13.907999999999999,13.907999999999999,7.6E-3]
["AUG242_303",null,80003,"Urban",22,"Devonport",12.97,6.31,6.2847599999999995,13.907999999999999,13.907999999999999,13.257999999999999,6.63,6.6034800000000002,13.907999999999999,13.907999999999999,7.6E-3]
["AUG242_304",null,80004,"Urban",22,"Devonport",9.5760000000000005,5.6689999999999996,5.6463239999999999,10.86,10.86,9.6549999999999994,5.7149999999999999,5.6921400000000002,10.86,10.86,7.6E-3]
["AUG242_305",null,80005,"Urban",22,"Devonport",13.867000000000001,5.3339999999999996,5.3126639999999998,13.146000000000001,13.146000000000001,13.202999999999999,5.258,5.2369680000000001,13.146000000000001,13.146000000000001,7.6E-3]
["AUG242_306",null,80006,"Short Rural",22,"Devonport",69.218999999999994,4.2519999999999998,4.2349920000000001,13.337,13.337,70.460999999999999,4.3129999999999997,4.2957479999999997,13.337,13.337,7.6E-3]
["AUG242_307",null,80007,"Short Rural",22,"Devonport",25.027999999999999,6.6150000000000002,6.5885400000000001,12.194000000000001,12.194000000000001,24.777999999999999,7.4980000000000002,7.4680080000000002,12.194000000000001,12.194000000000001,7.6E-3]
["AUG242_308",null,80008,"Urban",22,"Devonport",10.571,5.5170000000000003,5.4949320000000004,9.7170000000000005,9.7170000000000005,10.558999999999999,6.782,6.7548719999999998,9.7170000000000005,9.7170000000000005,7.6E-3]
["AUG242_309",null,80009,"Urban",22,"Devonport",9.9109999999999996,6.4009999999999998,6.3753959999999994,9.5259999999999998,9.5259999999999998,9.84,7.3310000000000004,7.3016760000000005,9.5259999999999998,9.5259999999999998,7.6E-3]
["AUG242_310",null,80010,"Urban",22,"Devonport",16.827000000000002,6.95,6.9222000000000001,9.5259999999999998,9.5259999999999998,16.905000000000001,7.27,7.2409199999999991,9.5259999999999998,9.5259999999999998,7.6E-3]
["AUG242_311",null,80011,"Short Rural",22,"Devonport",103.04900000000001,6.0469999999999997,6.0228120000000001,14.099,14.099,57.947000000000003,4.6180000000000003,4.5995280000000003,14.099,14.099,7.6E-3]
["AUG242_312",null,82001,"Short Rural",22,"Ulverstone",95.28,5.0529999999999999,5.0378410000000002,12.194000000000001,12.194000000000001,95.516999999999996,5.9370000000000003,5.9191890000000003,12.194000000000001,12.194000000000001,7.6E-3]
["AUG242_313",null,82002,"Short Rural",22,"Ulverstone",25.12,6.7939999999999996,6.7736179999999999,9.1449999999999996,9.1449999999999996,36.65,10.323,10.292031,9.1449999999999996,9.1449999999999996,7.6E-3]
["AUG242_314",null,82003,"Short Rural",22,"Ulverstone",66.626000000000005,6.5540000000000003,6.534338,12.194000000000001,12.194000000000001,55.981999999999999,3.7189999999999999,3.707843,12.194000000000001,12.194000000000001,7.6E-3]
["AUG242_315",null,82004,"Short Rural",22,"Ulverstone",185.471,2.629,2.6211129999999998,11.813000000000001,11.813000000000001,184.251,2.02,2.0139399999999998,11.813000000000001,11.813000000000001,7.6E-3]
["AUG242_316",null,82005,"Urban",22,"Ulverstone",13.042,7.1559999999999997,7.1345320000000001,8.9550000000000001,8.9550000000000001,12.003,5.5060000000000002,5.4894820000000006,8.9550000000000001,8.9550000000000001,7.6E-3]
["AUG242_317",null,82006,"Urban",22,"Ulverstone",2.7269999999999999,7.1289999999999996,7.1076129999999997,9.3360000000000003,9.3360000000000003,3.3490000000000002,8.7530000000000001,8.7267410000000005,9.3360000000000003,9.3360000000000003,7.6E-3]
["AUG242_318",null,82007,"Short Rural",22,"Ulverstone",103.67100000000001,2.0579999999999998,2.0518259999999997,14.099,14.099,103.004,1.867,1.861399,14.099,14.099,7.6E-3]
["AUG242_319",null,82008,"Short Rural",22,"Ulverstone",27.931999999999999,6.4589999999999996,6.4396229999999992,14.099,14.099,27.498000000000001,5.2009999999999996,5.185397,14.099,14.099,7.6E-3]
["AUG242_320",null,85001,"Long Rural",22,"Railton",408.89800000000002,6.5350000000000001,6.2932049999999995,9.907,9.907,409.50599999999997,5.9370000000000003,5.7173309999999997,9.907,9.907,7.6E-3]
["AUG242_321",null,85002,"Long Rural",22,"Railton",331.13600000000002,5.9329999999999998,5.7134789999999995,9.5259999999999998,9.5259999999999998,331.95400000000001,4.7969999999999997,4.6195109999999993,9.5259999999999998,9.5259999999999998,7.6E-3]
["AUG242_322",null,85003,"Short Rural",22,"Railton",174.477,3.8260000000000001,3.6844380000000001,9.907,9.907,174.005,3.6920000000000002,3.555396,9.907,9.907,7.6E-3]
["AUG242_323",null,85004,"Short Rural",22,"Railton",167.34,4.6980000000000004,4.5241740000000004,9.1449999999999996,9.1449999999999996,212.67500000000001,5.4219999999999997,5.2213859999999999,9.1449999999999996,9.1449999999999996,7.6E-3]
["AUG242_324",null,85005,"Urban",22,"Railton",0.505,11.054,10.645002,16.614000000000001,16.614000000000001,0.98799999999999999,11.066000000000001,10.656558,16.614000000000001,16.614000000000001,0]
["AUG242_325",null,85006,"Long Rural",22,"Railton",401.16899999999998,6.9160000000000004,6.6601080000000001,9.7170000000000005,9.7170000000000005,403.267,6.1920000000000002,5.9628959999999998,9.7170000000000005,9.7170000000000005,7.6E-3]
["AUG242_326",null,85007,"Urban",22,"Railton",0.50600000000000001,13.260999999999999,12.770342999999999,16.614000000000001,16.614000000000001,0.97499999999999998,14.206,13.680377999999999,16.614000000000001,16.614000000000001,0]
["AUG242_327",null,85008,"Short Rural",22,"Railton",43.517000000000003,5.5179999999999998,5.3138339999999999,10.478999999999999,10.478999999999999,43.082999999999998,7.476,7.1993879999999999,10.478999999999999,10.478999999999999,7.6E-3]
["AUG242_328",null,90019,"Urban",11,"Emu Bay",0.53700000000000003,4.9989999999999997,4.6290740000000001,12.765000000000001,12.765000000000001,0.78700000000000003,4.3440000000000003,4.0225440000000008,12.765000000000001,12.765000000000001,0.1416]
["AUG242_329",null,90020,"Urban",11,"Emu Bay",4.3499999999999996,4.4009999999999998,4.0753260000000004,10.478999999999999,10.478999999999999,3.5430000000000001,4.1769999999999996,3.867902,10.478999999999999,10.478999999999999,0.1416]
["AUG242_330",null,90021,"Short Rural",11,"Emu Bay",4.609,2.0289999999999999,1.878854,10.86,10.86,4.609,5.2629999999999999,4.8735379999999999,10.86,10.86,0.1416]
["AUG242_331",null,90023,"Urban",11,"Emu Bay",3.448,8.6449999999999996,8.0052699999999994,11.813000000000001,11.813000000000001,3.4489999999999998,6.14,5.6856400000000002,11.813000000000001,11.813000000000001,0.1416]
["AUG242_332",null,90024,"Urban",11,"Emu Bay",3.1150000000000002,5.4889999999999999,5.0828139999999999,9.907,9.907,3.9420000000000002,5.9820000000000002,5.5393320000000008,9.907,9.907,0.1416]
["AUG242_333",null,91001,"Short Rural",22,"Burnie",90.983999999999995,5.093,5.0522559999999999,16.576000000000001,16.576000000000001,97.116,4.3440000000000003,4.3092480000000002,16.576000000000001,16.576000000000001,1.41E-2]
["AUG242_334",null,91002,"Short Rural",22,"Burnie",142.59800000000001,3.048,3.0236160000000001,16.576000000000001,16.576000000000001,142.53700000000001,2.972,2.9482239999999997,16.576000000000001,16.576000000000001,1.41E-2]
["AUG242_335",null,91003,"Urban",22,"Burnie",18.367999999999999,7.2779999999999996,7.2197759999999995,10.288,10.288,18.928000000000001,6.5789999999999997,6.5263679999999997,10.288,10.288,1.41E-2]
["AUG242_336",null,91004,"Short Rural",22,"Burnie",170.01400000000001,8.2309999999999999,8.1651519999999991,16.576000000000001,16.576000000000001,169.15299999999999,8.6630000000000003,8.5936959999999996,16.576000000000001,16.576000000000001,1.41E-2]
["AUG242_337",null,91005,"Short Rural",22,"Burnie",45.784999999999997,3.7589999999999999,3.7289279999999998,16.576000000000001,16.576000000000001,45.597000000000001,8.0779999999999994,8.0133759999999992,16.576000000000001,16.576000000000001,1.41E-2]
["AUG242_338",null,91006,"Short Rural",22,"Burnie",38.159999999999997,8.4969999999999999,8.4290240000000001,14.099,14.099,39.01,7.7859999999999996,7.7237119999999999,14.099,14.099,1.41E-2]
["AUG242_339",null,91007,"Urban",22,"Burnie",7.6779999999999999,3.9860000000000002,3.9541120000000003,16.576000000000001,16.576000000000001,7.6870000000000003,4.077,4.044384,16.576000000000001,16.576000000000001,1.41E-2]
["AUG242_340",null,91008,"Short Rural",22,"Burnie",26.888999999999999,11.063000000000001,10.974496,16.576000000000001,16.576000000000001,20.256,9.298,9.2236159999999998,16.576000000000001,16.576000000000001,1.41E-2]
["AUG242_341",null,91009,"Short Rural",22,"Burnie",35.654000000000003,6.516,6.4638720000000003,16.576000000000001,16.576000000000001,36.343000000000004,6.0839999999999996,6.0353279999999998,16.576000000000001,16.576000000000001,1.41E-2]
["AUG242_342",null,91010,"Urban",22,"Burnie",9.1020000000000003,8.9550000000000001,8.8833599999999997,10.478999999999999,10.478999999999999,15.818,8.51,8.4419199999999996,10.478999999999999,10.478999999999999,1.41E-2]
["AUG242_343",null,91011,"Short Rural",22,"Burnie",148.828,3.976,3.9441920000000001,16.576000000000001,16.576000000000001,148.827,3.3530000000000002,3.3261760000000002,16.576000000000001,16.576000000000001,1.41E-2]
["AUG242_344",null,91012,"Long Rural",22,"Burnie",268.601,4.3570000000000002,4.3221439999999998,11.432,11.432,271.07299999999998,3.4169999999999998,3.3896639999999998,11.432,11.432,1.41E-2]
["AUG242_345",null,93001,"Short Rural",22,"Smithton",191.33600000000001,6.0490000000000004,5.9159220000000001,13.907999999999999,13.907999999999999,192.548,6.1120000000000001,5.9775359999999997,13.907999999999999,13.907999999999999,3.04E-2]
["AUG242_346",null,93002,"Short Rural",22,"Smithton",184.44900000000001,6.758,6.609324,10.669,10.669,183.928,5.1150000000000002,5.0024699999999998,10.669,10.669,3.04E-2]
["AUG242_347",null,93003,"Short Rural",22,"Smithton",55.094000000000001,5.8079999999999998,5.6802239999999999,14.099,14.099,54.347999999999999,5.7690000000000001,5.6420820000000003,14.099,14.099,3.04E-2]
["AUG242_348",null,93004,"Urban",22,"Smithton",2.69,3.9860000000000002,3.8983080000000001,14.099,14.099,2.69,4.2149999999999999,4.1222699999999994,14.099,14.099,3.04E-2]
["AUG242_349",null,93005,"Short Rural",22,"Smithton",148.71299999999999,4.7960000000000003,4.6904880000000002,13.907999999999999,13.907999999999999,134.93199999999999,4.7690000000000001,4.6640819999999996,13.907999999999999,13.907999999999999,3.04E-2]
["AUG242_350",null,93006,"Urban",22,"Smithton",1.8149999999999999,2.3969999999999998,2.3442659999999997,8.1159999999999997,8.1159999999999997,{"$error":"#N/A"},0,0,0,0,3.04E-2]
["AUG242_351",null,94001,"Short Rural",22,"Port Latta",140.11099999999999,3.871,3.8400319999999999,11.432,11.432,140.26,4.024,3.9918079999999998,11.432,11.432,7.6E-3]
["AUG242_352",null,94002,"Short Rural",22,"Port Latta",160.28700000000001,4.694,4.6564480000000001,11.432,11.432,159.66200000000001,4.085,4.0523199999999999,11.432,11.432,7.6E-3]
["AUG242_353",null,95001,"Short Rural",22,"Savage River",61.2,1.357,1.357,14.099,14.099,60.508000000000003,1.143,1.143,14.099,14.099,0]
["AUG242_354",null,96202,"Urban",22,"Newton",9.07,4.9080000000000004,4.8932760000000002,13.87,13.87,10.874000000000001,4.8879999999999999,4.8733360000000001,13.87,13.87,0]
["AUG242_355",null,97001,"Short Rural",22,"Rosebery",20.954000000000001,1.1930000000000001,1.1106830000000001,11.241,11.241,21.007000000000001,1.218,1.133958,11.241,11.241,0]
["AUG242_356",null,97002,"Short Rural",22,"Rosebery",59.942999999999998,1.855,1.7270050000000001,11.241,11.241,59.502000000000002,1.337,1.244747,11.241,11.241,0]
["AUG242_357",null,97014,"Urban",44,"Rosebery",9.5459999999999994,14.75,13.90925,22.863,22.863,9.5459999999999994,12.605,11.886514999999999,22.863,22.863,0]
["AUG242_358",null,98001,"Short Rural",22,"Queenstown",65.674000000000007,1.929,1.921284,16.576000000000001,16.576000000000001,65.893000000000001,2.2949999999999999,2.2858199999999997,16.576000000000001,16.576000000000001,7.6E-3]
["AUG242_359",null,98002,"Short Rural",22,"Queenstown",18.847999999999999,2.4710000000000001,2.4611160000000001,14.099,14.099,19.841999999999999,2.7629999999999999,2.7519480000000001,14.099,14.099,7.6E-3]
["AUG242_360",null,98003,"Short Rural",22,"Queenstown",11.365,1.462,1.4561519999999999,14.099,14.099,24.135000000000002,1.661,1.6543559999999999,14.099,14.099,7.6E-3]
["AUG242_361",null,99981,"Short Rural",22,"Trial Harbour",68.161000000000001,1.421,1.3400030000000001,16.576000000000001,16.576000000000001,67.968999999999994,1.7529999999999999,1.6530789999999997,16.576000000000001,16.576000000000001,0]
["AUG242_362",null,99982,"Short rural",22,"Trial Harbour",1.742,0.95299999999999996,0.89867899999999989,16.576000000000001,16.576000000000001,2.65,0.99099999999999999,0.93451299999999993,16.576000000000001,16.576000000000001,0]
["AUG242_363"]
["AUG242_364"]
["AUG242_365"]
["AUG242_366"]
["AUG242_367"]
["AUG242_368"]
["AUG242_369"]
["AUG242_370"]
["AUG242_371"]
["AUG242_372"]
["AUG242_373"]
["AUG242_374"]
["AUG242_375"]
["AUG242_376"]
["AUG242_377"]
["AUG242_378"]
["AUG242_379"]
["AUG242_380"]
["AUG242_381"]
["AUG242_382"]
["AUG242_383"]
["AUG242_384"]
["AUG242_385"]
["AUG242_386"]
["AUG242_387"]
["AUG242_388"]
["AUG242_389"]
["AUG242_390"]
["AUG242_391"]
["AUG242_392"]
["AUG242_393"]
["AUG242_394"]
["AUG242_395"]
["AUG242_396"]
["AUG242_397"]
["AUG242_398"]
["AUG242_399"]
["AUG242_400"]
["AUG242_401"]
["AUG242_402"]
["AUG242_403"]
["AUG242_404"]
["AUG242_405"]
["AUG242_406"]
["AUG242_407"]
["AUG242_408"]
["AUG242_409"]
["AUG242_410"]
["AUG242_411"]
["AUG242_412"]
["AUG242_413"]
["AUG242_414"]
["AUG242_415"]
["AUG242_416"]
["AUG242_417"]
["AUG242_418"]
["AUG242_419"]
["AUG242_420"]
["AUG242_421"]
["AUG242_422"]
["AUG242_423"]
["AUG242_424"]
["AUG242_425"]
["AUG242_426"]
["AUG242_427"]
["AUG242_428"]
["AUG242_429"]
["AUG242_430"]
["AUG242_431"]
["AUG242_432"]
["AUG242_433"]
["AUG242_434"]
["AUG242_435"]
["AUG242_436"]
["AUG242_437"]
["AUG242_438"]
["AUG242_439"]
["AUG242_440"]
["AUG242_441"]
["AUG242_442"]
["AUG242_443"]
["AUG242_444"]
["AUG242_445"]
["AUG242_446"]
["AUG242_447"]
["AUG242_448"]
["AUG242_449"]
["AUG242_450"]
["AUG242_451"]
["AUG242_452"]
["AUG242_453"]
["AUG242_454"]
["AUG242_455"]
["AUG242_456"]
["AUG242_457"]
["AUG242_458"]
["AUG242_459"]
["AUG242_460"]
["AUG242_461"]
["AUG242_462"]
["AUG242_463"]
["AUG242_464"]
["AUG242_465"]
["AUG242_466"]
["AUG242_467"]
["AUG242_468"]
["AUG242_469"]
["AUG242_470"]
["AUG242_471"]
["AUG242_472"]
["AUG242_473"]
["AUG242_474"]
["AUG242_475"]
["AUG242_476"]
["AUG242_477"]
["AUG242_478"]
["AUG242_479"]
["AUG242_480"]
["AUG242_481"]
["AUG242_482"]
["AUG242_483"]
["AUG242_484"]
["AUG242_485"]
["AUG242_486"]
["AUG242_487"]
["AUG242_488"]
["AUG242_489"]
["AUG242_490"]
["AUG242_491"]
["AUG242_492"]
["AUG242_493"]
["AUG242_494"]
["AUG242_495"]
["AUG242_496"]
["AUG242_497"]
["AUG242_498"]
["AUG242_499"]
["AUG242_500"]
["AUG242_501"]
["AUG242_502"]
["AUG242_503"]
["AUG242_504"]
["AUG242_505"]
["AUG242_506"]
["AUG242_507"]
["AUG242_508"]
["AUG242_509"]
["AUG242_510"]
["AUG242_511"]
["AUG242_512"]
["AUG242_513"]
["AUG242_514"]
["AUG242_515"]
["AUG242_516"]
["AUG242_517"]
["AUG242_518"]
["AUG242_519"]
["AUG242_520"]
["AUG242_521"]
["AUG242_522"]
["AUG242_523"]
["AUG242_524"]
["AUG242_525"]
["AUG242_526"]
["AUG242_527"]
["AUG242_528"]
["AUG242_529"]
["AUG242_530"]
["AUG242_531"]
["AUG242_532"]
["AUG242_533"]
["AUG242_534"]
["AUG242_535"]
["AUG242_536"]
["AUG242_537"]
["AUG242_538"]
["AUG242_539"]
["AUG242_540"]
["AUG242_541"]
["AUG242_542"]
["AUG242_543"]
["AUG242_544"]
["AUG242_545"]
["AUG242_546"]
["AUG242_547"]
["AUG242_548"]
["AUG242_549"]
["AUG242_550"]
["AUG242_551"]
["AUG242_552"]
["AUG242_553"]
["AUG242_554"]
["AUG242_555"]
["AUG242_556"]
["AUG242_557"]
["AUG242_558"]
["AUG242_559"]
["AUG242_560"]
["AUG242_561"]
["AUG242_562"]
["AUG242_563"]
["AUG242_564"]
["AUG242_565"]
["AUG242_566"]
["AUG242_567"]
["AUG242_568"]
["AUG242_569"]
["AUG242_570"]
["AUG242_571"]
["AUG242_572"]
["AUG242_573"]
["AUG242_574"]
["AUG242_575"]
["AUG242_576"]
["AUG242_577"]
["AUG242_578"]
["AUG242_579"]
["AUG242_580"]
["AUG242_581"]
["AUG242_582"]
["AUG242_583"]
["AUG242_584"]
["AUG242_585"]
["AUG242_586"]
["AUG242_587"]
["AUG242_588"]
["AUG242_589"]
["AUG242_590"]
["AUG242_591"]
["AUG242_592"]
["AUG242_593"]
["AUG242_594"]
["AUG242_595"]
["AUG242_596"]
["AUG242_597"]
["AUG242_598"]
["AUG242_599"]
["AUG242_600"]
["AUG242_601"]
["AUG242_602"]
["AUG242_603"]
["AUG242_604"]
["AUG242_605"]
["AUG242_606"]
["AUG242_607"]
["AUG242_608"]
["AUG242_609"]
["AUG242_610"]
["AUG242_611"]
["AUG242_612"]
["AUG242_613"]
["AUG242_614"]
["AUG242_615"]
["AUG242_616"]
["AUG242_617"]
["AUG242_618"]
["AUG242_619"]
["AUG242_620"]
["AUG242_621"]
["AUG242_622"]
["AUG242_623"]
["AUG242_624"]
["AUG242_625"]
["AUG242_626"]
["AUG242_627"]
["AUG242_628"]
["AUG242_629"]
["AUG242_630"]
["AUG242_631"]
["AUG242_632"]
["AUG242_633"]
["AUG242_634"]
["AUG242_635"]
["AUG242_636"]
["AUG242_637"]
["AUG242_638"]
["AUG242_639"]
["AUG242_640"]
["AUG242_641"]
["AUG242_642"]
["AUG242_643"]
["AUG242_644"]
["AUG242_645"]
["AUG242_646"]
["AUG242_647"]
["AUG242_648"]
["AUG242_649"]
["AUG242_650"]
["AUG242_651"]
["AUG242_652"]
["AUG242_653"]
["AUG242_654"]
["AUG242_655"]
["AUG242_656"]
["AUG242_657"]
["AUG242_658"]
["AUG242_659"]
["AUG242_660"]
["AUG242_661"]
["AUG242_662"]
["AUG242_663"]
["AUG242_664"]
["AUG242_665"]
["AUG242_666"]
["AUG242_667"]
["AUG242_668"]
["AUG242_669"]
["AUG242_670"]
["AUG242_671"]
["AUG242_672"]
["AUG242_673"]
["AUG242_674"]
["AUG242_675"]
["AUG242_676"]
["AUG242_677"]
["AUG242_678"]
["AUG242_679"]
["AUG242_680"]
["AUG242_681"]
["AUG242_682"]
["AUG242_683"]
["AUG242_684"]
["AUG242_685"]
["AUG242_686"]
["AUG242_687"]
["AUG242_688"]
["AUG242_689"]
["AUG242_690"]
["AUG242_691"]
["AUG242_692"]
["AUG242_693"]
["AUG242_694"]
["AUG242_695"]
["AUG242_696"]
["AUG242_697"]
["AUG242_698"]
["AUG242_699"]
["AUG242_700"]
["AUG242_701"]
["AUG242_702"]
["AUG242_703"]
["AUG242_704"]
["AUG242_705"]
["AUG242_706"]
["AUG242_707"]
["AUG242_708"]
["AUG242_709"]
["AUG242_710"]
["AUG242_711"]
["AUG242_712"]
["AUG242_713"]
["AUG242_714"]
["AUG242_715"]
["AUG242_716"]
["AUG242_717"]
["AUG242_718"]
["AUG242_719"]
["AUG242_720"]
["AUG242_721"]
["AUG242_722"]
["AUG242_723"]
["AUG242_724"]
["AUG242_725"]
["AUG242_726"]
["AUG242_727"]
["AUG242_728"]
["AUG242_729"]
["AUG242_730"]
["AUG242_731"]
["AUG242_732"]
["AUG242_733"]
["AUG242_734"]
["AUG242_735"]
["AUG242_736"]
["AUG242_737"]
["AUG242_738"]
["AUG242_739"]
["AUG242_740"]
["AUG242_741"]
["AUG242_742"]
["AUG242_743"]
["AUG242_744"]
["AUG242_745"]
["AUG242_746"]
["AUG242_747"]
["AUG242_748"]
["AUG242_749"]
["AUG242_750"]
["AUG242_751"]
["AUG242_752"]
["AUG242_753"]
["AUG242_754"]
["AUG242_755"]
["AUG242_756"]
["AUG242_757"]
["AUG242_758"]
["AUG242_759"]
["AUG242_760"]
["AUG242_761"]
["AUG242_762"]
["AUG242_763"]
["AUG242_764"]
["AUG242_765"]
["AUG242_766"]
["AUG242_767"]
["AUG242_768"]
["AUG242_769"]
["AUG242_770"]
["AUG242_771"]
["AUG242_772"]
["AUG242_773"]
["AUG242_774"]
["AUG242_775"]
["AUG242_776"]
["AUG242_777"]
["AUG242_778"]
["AUG242_779"]
["AUG242_780"]
["AUG242_781"]
["AUG242_782"]
["AUG242_783"]
["AUG242_784"]
["AUG242_785"]
["AUG242_786"]
["AUG242_787"]
["AUG242_788"]
["AUG242_789"]
["AUG242_790"]
["AUG242_791"]
["AUG242_792"]
["AUG242_793"]
["AUG242_794"]
["AUG242_795"]
["AUG242_796"]
["AUG242_797"]
["AUG242_798"]
["AUG242_799"]
["AUG242_800"]
["AUG242_801"]
["AUG242_802"]
["AUG242_803"]
["AUG242_804"]
["AUG242_805"]
["AUG242_806"]
["AUG242_807"]
["AUG242_808"]
["AUG242_809"]
["AUG242_810"]
["AUG242_811"]
["AUG242_812"]
["AUG242_813"]
["AUG242_814"]
["AUG242_815"]
["AUG242_816"]
["AUG242_817"]
["AUG242_818"]
["AUG242_819"]
["AUG242_820"]
["AUG242_821"]
["AUG242_822"]
["AUG242_823"]
["AUG242_824"]
["AUG242_825"]
["AUG242_826"]
["AUG242_827"]
["AUG242_828"]
["AUG242_829"]
["AUG242_830"]
["AUG242_831"]
["AUG242_832"]
["AUG242_833"]
["AUG242_834"]
["AUG242_835"]
["AUG242_836"]
["AUG242_837"]
["AUG242_838"]
["AUG242_839"]
["AUG242_840"]
["AUG242_841"]
["AUG242_842"]
["AUG242_843"]
["AUG242_844"]
["AUG242_845"]
["AUG242_846"]
["AUG242_847"]
["AUG242_848"]
["AUG242_849"]
["AUG242_850"]
["AUG242_851"]
["AUG242_852"]
["AUG242_853"]
["AUG242_854"]
["AUG242_855"]
["AUG242_856"]
["AUG242_857"]
["AUG242_858"]
["AUG242_859"]
["AUG242_860"]
["AUG242_861"]
["AUG242_862"]
["AUG242_863"]
["AUG242_864"]
["AUG242_865"]
["AUG242_866"]
["AUG242_867"]
["AUG242_868"]
["AUG242_869"]
["AUG242_870"]
["AUG242_871"]
["AUG242_872"]
["AUG242_873"]
["AUG242_874"]
["AUG242_875"]
["AUG242_876"]
["AUG242_877"]
["AUG242_878"]
["AUG242_879"]
["AUG242_880"]
["AUG242_881"]
["AUG242_882"]
["AUG242_883"]
["AUG242_884"]
["AUG242_885"]
["AUG242_886"]
["AUG242_887"]
["AUG242_888"]
["AUG242_889"]
["AUG242_890"]
["AUG242_891"]
["AUG242_892"]
["AUG242_893"]
["AUG242_894"]
["AUG242_895"]
["AUG242_896"]
["AUG242_897"]
["AUG242_898"]
["AUG242_899"]
["AUG242_900"]
["AUG242_901"]
["AUG242_902"]
["AUG242_903"]
["AUG242_904"]
["AUG242_905"]
["AUG242_906"]
["AUG242_907"]
["AUG242_908"]
["AUG242_909"]
["AUG242_910"]
["AUG242_911"]
["AUG242_912"]
["AUG242_913"]
["AUG242_914"]
["AUG242_915"]
["AUG242_916"]
["AUG242_917"]
["AUG242_918"]
["AUG242_919"]
["AUG242_920"]
["AUG242_921"]
["AUG242_922"]
["AUG242_923"]
["AUG242_924"]
["AUG242_925"]
["AUG242_926"]
["AUG242_927"]
["AUG242_928"]
["AUG242_929"]
["AUG242_930"]
["AUG242_931"]
["AUG242_932"]
["AUG242_933"]
["AUG242_934"]
["AUG242_935"]
["AUG242_936"]
["AUG242_937"]
["AUG242_938"]
["AUG242_939"]
["AUG242_940"]
["AUG242_941"]
["AUG242_942"]
["AUG242_943"]
["AUG242_944"]
["AUG242_945"]
["AUG242_946"]
["AUG242_947"]
["AUG242_948"]
["AUG242_949"]
["AUG242_950"]
["AUG242_951"]
["AUG242_952"]
["AUG242_953"]
["AUG242_954"]
["AUG242_955"]
["AUG242_956"]
["AUG242_957"]
["AUG242_958"]
["AUG242_959"]
["AUG242_960"]
["AUG242_961"]
["AUG242_962"]
["AUG242_963"]
["AUG242_964"]
["AUG242_965"]
["AUG242_966"]
["AUG242_967"]
["AUG242_968"]
["AUG242_969"]
["AUG242_970"]
["AUG242_971"]
["AUG242_972"]
["AUG242_973"]
["AUG242_974"]
["AUG242_975"]
["AUG242_976"]
["AUG242_977"]
["AUG242_978"]
["AUG242_979"]
["AUG242_980"]
["AUG242_981"]
["AUG242_982"]
["AUG242_983"]
["AUG242_984"]
["AUG242_985"]
["AUG242_986"]
["AUG242_987"]
["AUG242_988"]
["AUG242_989"]
["AUG242_990"]
["AUG242_991"]
["AUG242_992"]
["AUG242_993"]
["AUG242_994"]
["AUG242_995"]
["AUG242_996"]
["AUG242_997"]
["AUG242_998"]
["AUG242_999"]
["AUG242_1000"]
["AUG242_1001"]
["AUG242_1002"]
["AUG242_1003"]
["AUG242_1004"]
["AUG242_1005"]
["AUG242_1006"]
["AUG242_1007"]
["AUG242_1008"]
["AUG242_1009"]
["AUG242_1010"]
["AUG242_1011"]
["AUG242_1012"]
["AUG242_1013"]
["AUG242_1014"]
["AUG242_1015"]
["AUG242_1016"]
["AUG242_1017"]
["AUG242_1018"]
["AUG242_1019"]
["AUG242_1020"]
["AUG242_1021"]
["AUG242_1022"]
["AUG242_1023"]
["AUG242_1024"]
["AUG242_1025"]
["AUG242_1026"]
["AUG242_1027"]
["AUG242_1028"]
["AUG242_1029"]
["AUG242_1030"]
["AUG242_1031"]
["AUG242_1032"]
["AUG242_1033"]
["AUG242_1034"]
["AUG242_1035"]
["AUG242_1036"]
["AUG242_1037"]
["AUG242_1038"]
["AUG242_1039"]
["AUG242_1040"]
["AUG242_1041"]
["AUG242_1042"]
["AUG242_1043"]
["AUG242_1044"]
["AUG242_1045"]
["AUG242_1046"]
["AUG242_1047"]
["AUG242_1048"]
["AUG242_1049"]
["AUG242_1050"]
["AUG242_1051"]
["AUG242_1052"]
["AUG242_1053"]
["AUG242_1054"]
["AUG242_1055"]
["AUG242_1056"]
["AUG242_1057"]
["AUG242_1058"]
["AUG242_1059"]
["AUG242_1060"]
["AUG242_1061"]
["AUG242_1062"]
["AUG242_1063"]
["AUG242_1064"]
["AUG242_1065"]
["AUG242_1066"]
["AUG242_1067"]
["AUG242_1068"]
["AUG242_1069"]
["AUG242_1070"]
["AUG242_1071"]
["AUG242_1072"]
["AUG242_1073"]
["AUG242_1074"]
["AUG242_1075"]
["AUG242_1076"]
["AUG242_1077"]
["AUG242_1078"]
["AUG242_1079"]
["AUG242_1080"]
["AUG242_1081"]
["AUG242_1082"]
["AUG242_1083"]
["AUG242_1084"]
["AUG242_1085"]
["AUG242_1086"]
["AUG242_1087"]
["AUG242_1088"]
["AUG242_1089"]
["AUG242_1090"]
["AUG242_1091"]
["AUG242_1092"]
["AUG242_1093"]
["AUG242_1094"]
["AUG242_1095"]
["AUG242_1096"]
["AUG242_1097"]
["AUG242_1098"]
["AUG242_1099"]
["AUG242_1100"]
["AUG242_1101"]
["AUG242_1102"]
["AUG242_1103"]
["AUG242_1104"]
["AUG242_1105"]
["AUG242_1106"]
["AUG242_1107"]
["AUG242_1108"]
["AUG242_1109"]
["AUG242_1110"]
["AUG242_1111"]
["AUG242_1112"]
["AUG242_1113"]
["AUG242_1114"]
["AUG242_1115"]
["AUG242_1116"]
["AUG242_1117"]
["AUG242_1118"]
["AUG242_1119"]
["AUG242_1120"]
["AUG242_1121"]
["AUG242_1122"]
["AUG242_1123"]
["AUG242_1124"]
["AUG242_1125"]
["AUG242_1126"]
["AUG242_1127"]
["AUG242_1128"]
["AUG242_1129"]
["AUG242_1130"]
["AUG242_1131"]
["AUG242_1132"]
["AUG242_1133"]
["AUG242_1134"]
["AUG242_1135"]
["AUG242_1136"]
["AUG242_1137"]
["AUG242_1138"]
["AUG242_1139"]
["AUG242_1140"]
["AUG242_1141"]
["AUG242_1142"]
["AUG242_1143"]
["AUG242_1144"]
["AUG242_1145"]
["AUG242_1146"]
["AUG242_1147"]
["AUG242_1148"]
["AUG242_1149"]
["AUG242_1150"]
["AUG242_1151"]
["AUG242_1152"]
["AUG242_1153"]
["AUG242_1154"]
["AUG242_1155"]
["AUG242_1156"]
["AUG242_1157"]
["AUG242_1158"]
["AUG242_1159"]
["AUG242_1160"]
["AUG242_1161"]
["AUG242_1162"]
["AUG242_1163"]
["AUG242_1164"]
["AUG242_1165"]
["AUG242_1166"]
["AUG242_1167"]
["AUG242_1168"]
["AUG242_1169"]
["AUG242_1170"]
["AUG242_1171"]
["AUG242_1172"]
["AUG242_1173"]
["AUG242_1174"]
["AUG242_1175"]
["AUG242_1176"]
["AUG242_1177"]
["AUG242_1178"]
["AUG242_1179"]
["AUG242_1180"]
["AUG242_1181"]
["AUG242_1182"]
["AUG242_1183"]
["AUG242_1184"]
["AUG242_1185"]
["AUG242_1186"]
["AUG242_1187"]
["AUG242_1188"]
["AUG242_1189"]
["AUG242_1190"]
["AUG242_1191"]
["AUG242_1192"]
["AUG242_1193"]
["AUG242_1194"]
["AUG242_1195"]
["AUG242_1196"]
["AUG242_1197"]
["AUG242_1198"]
["AUG242_1199"]
["AUG242_1200"]
["AUG242_1201"]
["AUG242_1202"]
["AUG242_1203"]
["AUG242_1204"]
["AUG242_1205"]
["AUG242_1206"]
["AUG242_1207"]
["AUG242_1208"]
["AUG242_1209"]
["AUG242_1210"]
["AUG242_1211"]
["AUG242_1212"]
["AUG242_1213"]
["AUG242_1214"]
["AUG242_1215"]
["AUG242_1216"]
["AUG242_1217"]
["AUG242_1218"]
["AUG242_1219"]
["AUG242_1220"]
["AUG242_1221"]
["AUG242_1222"]
["AUG242_1223"]
["AUG242_1224"]
["AUG242_1225"]
["AUG242_1226"]
["AUG242_1227"]
["AUG242_1228"]
["AUG242_1229"]
["AUG242_1230"]
["AUG242_1231"]
["AUG242_1232"]
["AUG242_1233"]
["AUG242_1234"]
["AUG242_1235"]
["AUG242_1236"]
["AUG242_1237"]
["AUG242_1238"]
["AUG242_1239"]
["AUG242_1240"]
["AUG242_1241"]
["AUG242_1242"]
["AUG242_1243"]
["AUG242_1244"]
["AUG242_1245"]
["AUG242_1246"]
["AUG242_1247"]
["AUG242_1248"]
["AUG242_1249"]
["AUG242_1250"]
["AUG242_1251"]
["AUG242_1252"]
["AUG242_1253"]
["AUG242_1254"]
["AUG242_1255"]
["AUG242_1256"]
["AUG242_1257"]
["AUG242_1258"]
["AUG242_1259"]
["AUG242_1260"]
["AUG242_1261"]
["AUG242_1262"]
["AUG242_1263"]
["AUG242_1264"]
["AUG242_1265"]
["AUG242_1266"]
["AUG242_1267"]
["AUG242_1268"]
["AUG242_1269"]
["AUG242_1270"]
["AUG242_1271"]
["AUG242_1272"]
["AUG242_1273"]
["AUG242_1274"]
["AUG242_1275"]
["AUG242_1276"]
["AUG242_1277"]
["AUG242_1278"]
["AUG242_1279"]
["AUG242_1280"]
["AUG242_1281"]
["AUG242_1282"]
["AUG242_1283"]
["AUG242_1284"]
["AUG242_1285"]
["AUG242_1286"]
["AUG242_1287"]
["AUG242_1288"]
["AUG242_1289"]
["AUG242_1290"]
["AUG242_1291"]
["AUG242_1292"]
["AUG242_1293"]
["AUG242_1294"]
["AUG242_1295"]
["AUG242_1296"]
["AUG242_1297"]
["AUG242_1298"]
["AUG242_1299"]
["AUG242_1300"]
["AUG242_1301"]
["AUG242_1302"]
["AUG242_1303"]
["AUG242_1304"]
["AUG242_1305"]
["AUG242_1306"]
["AUG242_1307"]
["AUG242_1308"]
["AUG242_1309"]
["AUG242_1310"]
["AUG242_1311"]
["AUG242_1312"]
["AUG242_1313"]
["AUG242_1314"]
["AUG242_1315"]
["AUG242_1316"]
["AUG242_1317"]
["AUG242_1318"]
["AUG242_1319"]
["AUG242_1320"]
["AUG242_1321"]
["AUG242_1322"]
["AUG242_1323"]
["AUG242_1324"]
["AUG242_1325"]
["AUG242_1326"]
["AUG242_1327"]
["AUG242_1328"]
["AUG242_1329"]
["AUG242_1330"]
["AUG242_1331"]
["AUG242_1332"]
["AUG242_1333"]
["AUG242_1334"]
["AUG242_1335"]
["AUG242_1336"]
["AUG242_1337"]
["AUG242_1338"]
["AUG242_1339"]
["AUG242_1340"]
["AUG242_1341"]
["AUG242_1342"]
["AUG242_1343"]
["AUG242_1344"]
["AUG242_1345"]
["AUG242_1346"]
["AUG242_1347"]
["AUG242_1348"]
["AUG242_1349"]
["AUG242_1350"]
["AUG242_1351"]
["AUG242_1352"]
["AUG242_1353"]
["AUG242_1354"]
["AUG242_1355"]
["AUG242_1356"]
["AUG242_1357"]
["AUG242_1358"]
["AUG242_1359"]
["AUG242_1360"]
["AUG242_1361"]
["AUG242_1362"]
["AUG242_1363"]
["AUG242_1364"]
["AUG242_1365"]
["AUG242_1366"]
["AUG242_1367"]
["AUG242_1368"]
["AUG242_1369"]
["AUG242_1370"]
["AUG242_1371"]
["AUG242_1372"]
["AUG242_1373"]
["AUG242_1374"]
["AUG242_1375"]
["AUG242_1376"]
["AUG242_1377"]
["AUG242_1378"]
["AUG242_1379"]
["AUG242_1380"]
["AUG242_1381"]
["AUG242_1382"]
["AUG242_1383"]
["AUG242_1384"]
["AUG242_1385"]
["AUG242_1386"]
["AUG242_1387"]
["AUG242_1388"]
["AUG242_1389"]
["AUG242_1390"]
["AUG242_1391"]
["AUG242_1392"]
["AUG242_1393"]
["AUG242_1394"]
["AUG242_1395"]
["AUG242_1396"]
["AUG242_1397"]
["AUG242_1398"]
["AUG242_1399"]
["AUG242_1400"]
["AUG242_1401"]
["AUG242_1402"]
["AUG242_1403"]
["AUG242_1404"]
["AUG242_1405"]
["AUG242_1406"]
["AUG242_1407"]
["AUG242_1408"]
["AUG242_1409"]
["AUG242_1410"]
["AUG242_1411"]
["AUG242_1412"]
["AUG242_1413"]
["AUG242_1414"]
["AUG242_1415"]
["AUG242_1416"]
["AUG242_1417"]
["AUG242_1418"]
["AUG242_1419"]
["AUG242_1420"]
["AUG242_1421"]
["AUG242_1422"]
["AUG242_1423"]
["AUG242_1424"]
["AUG242_1425"]
["AUG242_1426"]
["AUG242_1427"]
["AUG242_1428"]
["AUG242_1429"]
["AUG242_1430"]
["AUG242_1431"]
["AUG242_1432"]
["AUG242_1433"]
["AUG242_1434"]
["AUG242_1435"]
["AUG242_1436"]
["AUG242_1437"]
["AUG242_1438"]
["AUG242_1439"]
["AUG242_1440"]
["AUG242_1441"]
["AUG242_1442"]
["AUG242_1443"]
["AUG242_1444"]
["AUG242_1445"]
["AUG242_1446"]
["AUG242_1447"]
["AUG242_1448"]
["AUG242_1449"]
["AUG242_1450"]
["AUG242_1451"]
["AUG242_1452"]
["AUG242_1453"]
["AUG242_1454"]
["AUG242_1455"]
["AUG242_1456"]
["AUG242_1457"]
["AUG242_1458"]
["AUG242_1459"]
["AUG242_1460"]
["AUG242_1461"]
["AUG242_1462"]
["AUG242_1463"]
["AUG242_1464"]
["AUG242_1465"]
["AUG242_1466"]
["AUG242_1467"]
["AUG242_1468"]
["AUG242_1469"]
["AUG242_1470"]
["AUG242_1471"]
["AUG242_1472"]
["AUG242_1473"]
["AUG242_1474"]
["AUG242_1475"]
["AUG242_1476"]
["AUG242_1477"]
["AUG242_1478"]
["AUG242_1479"]
["AUG242_1480"]
["AUG242_1481"]
["AUG242_1482"]
["AUG242_1483"]
["AUG242_1484"]
["AUG242_1485"]
["AUG242_1486"]
["AUG242_1487"]
["AUG242_1488"]
["AUG242_1489"]
["AUG242_1490"]
["AUG242_1491"]
["AUG242_1492"]
["AUG242_1493"]
["AUG242_1494"]
["AUG242_1495"]
["AUG242_1496"]
["AUG242_1497"]
["AUG242_1498"]
["AUG242_1499"]
["AUG242_1500"]
["AUG242_1501"]
["AUG242_1502"]
["AUG242_1503"]
["AUG242_1504"]
["AUG242_1505"]
["AUG242_1506"]
["AUG242_1507"]
["AUG242_1508"]
["AUG242_1509"]
["AUG242_1510"]
["AUG242_1511"]
["AUG242_1512"]
["AUG242_1513"]
["AUG242_1514"]
["AUG242_1515"]
["AUG242_1516"]
["AUG242_1517"]
["AUG242_1518"]
["AUG242_1519"]
["AUG242_1520"]
["AUG242_1521"]
["AUG242_1522"]
["AUG242_1523"]
["AUG242_1524"]
["AUG242_1525"]
["AUG242_1526"]
["AUG242_1527"]
["AUG242_1528"]
["AUG242_1529"]
["AUG242_1530"]
["AUG242_1531"]
["AUG242_1532"]
["AUG242_1533"]
["AUG242_1534"]
["AUG242_1535"]
["AUG242_1536"]
["AUG242_1537"]
["AUG242_1538"]
["AUG242_1539"]
["AUG242_1540"]
["AUG242_1541"]
["AUG242_1542"]
["AUG242_1543"]
["AUG242_1544"]
["AUG242_1545"]
["AUG242_1546"]
["AUG242_1547"]
["AUG242_1548"]
["AUG242_1549"]
["AUG242_1550"]
["AUG242_1551"]
["AUG242_1552"]
["AUG242_1553"]
["AUG242_1554"]
["AUG242_1555"]
["AUG242_1556"]
["AUG242_1557"]
["AUG242_1558"]
["AUG242_1559"]
["AUG242_1560"]
["AUG242_1561"]
["AUG242_1562"]
["AUG242_1563"]
["AUG242_1564"]
["AUG242_1565"]
["AUG242_1566"]
["AUG242_1567"]
["AUG242_1568"]
["AUG242_1569"]
["AUG242_1570"]
["AUG242_1571"]
["AUG242_1572"]
["AUG242_1573"]
["AUG242_1574"]
["AUG242_1575"]
["AUG242_1576"]
["AUG242_1577"]
["AUG242_1578"]
["AUG242_1579"]
["AUG242_1580"]
["AUG242_1581"]
["AUG242_1582"]
["AUG242_1583"]
["AUG242_1584"]
["AUG242_1585"]
["AUG242_1586"]
["AUG242_1587"]
["AUG242_1588"]
["AUG242_1589"]
["AUG242_1590"]
["AUG242_1591"]
["AUG242_1592"]
["AUG242_1593"]
["AUG242_1594"]
["AUG242_1595"]
["AUG242_1596"]
["AUG242_1597"]
["AUG242_1598"]
["AUG242_1599"]
["AUG242_1600"]
["AUG242_1601"]
["AUG242_1602"]
["AUG242_1603"]
["AUG242_1604"]
["AUG242_1605"]
["AUG242_1606"]
["AUG242_1607"]
["AUG242_1608"]
["AUG242_1609"]
["AUG242_1610"]
["AUG242_1611"]
["AUG242_1612"]
["AUG242_1613"]
["AUG242_1614"]
["AUG242_1615"]
["AUG242_1616"]
["AUG242_1617"]
["AUG242_1618"]
["AUG242_1619"]
["AUG242_1620"]
["AUG242_1621"]
["AUG242_1622"]
["AUG242_1623"]
["AUG242_1624"]
["AUG242_1625"]
["AUG242_1626"]
["AUG242_1627"]
["AUG242_1628"]
["AUG242_1629"]
["AUG242_1630"]
["AUG242_1631"]
["AUG242_1632"]
["AUG242_1633"]
["AUG242_1634"]
["AUG242_1635"]
["AUG242_1636"]
["AUG242_1637"]
["AUG242_1638"]
["AUG242_1639"]
["AUG242_1640"]
["AUG242_1641"]
["AUG242_1642"]
["AUG242_1643"]
["AUG242_1644"]
["AUG242_1645"]
["AUG242_1646"]
["AUG242_1647"]
["AUG242_1648"]
["AUG242_1649"]
["AUG242_1650"]
["AUG242_1651"]
["AUG242_1652"]
["AUG242_1653"]
["AUG242_1654"]
["AUG242_1655"]
["AUG242_1656"]
["AUG242_1657"]
["AUG242_1658"]
["AUG242_1659"]
["AUG242_1660"]
["AUG242_1661"]
["AUG242_1662"]
["AUG242_1663"]
["AUG242_1664"]
["AUG242_1665"]
["AUG242_1666"]
["AUG242_1667"]
["AUG242_1668"]
["AUG242_1669"]
["AUG242_1670"]
["AUG242_1671"]
["AUG242_1672"]
["AUG242_1673"]
["AUG242_1674"]
["AUG242_1675"]
["AUG242_1676"]
["AUG242_1677"]
["AUG242_1678"]
["AUG242_1679"]
["AUG242_1680"]
["AUG242_1681"]
["AUG242_1682"]
["AUG242_1683"]
["AUG242_1684"]
["AUG242_1685"]
["AUG242_1686"]
["AUG242_1687"]
["AUG242_1688"]
["AUG242_1689"]
["AUG242_1690"]
["AUG242_1691"]
["AUG242_1692"]
["AUG242_1693"]
["AUG242_1694"]
["AUG242_1695"]
["AUG242_1696"]
["AUG242_1697"]
["AUG242_1698"]
["AUG242_1699"]
["AUG242_1700"]
["AUG242_1701"]
["AUG242_1702"]
["AUG242_1703"]
["AUG242_1704"]
["AUG242_1705"]
["AUG242_1706"]
["AUG242_1707"]
["AUG242_1708"]
["AUG242_1709"]
["AUG242_1710"]
["AUG242_1711"]
["AUG242_1712"]
["AUG242_1713"]
["AUG242_1714"]
["AUG242_1715"]
["AUG242_1716"]
["AUG242_1717"]
["AUG242_1718"]
["AUG242_1719"]
["AUG242_1720"]
["AUG242_1721"]
["AUG242_1722"]
["AUG242_1723"]
["AUG242_1724"]
["AUG242_1725"]
["AUG242_1726"]
["AUG242_1727"]
["AUG242_1728"]
["AUG242_1729"]
["AUG242_1730"]
["AUG242_1731"]
["AUG242_1732"]
["AUG242_1733"]
["AUG242_1734"]
["AUG242_1735"]
["AUG242_1736"]
["AUG242_1737"]
["AUG242_1738"]
["AUG242_1739"]
["AUG242_1740"]
["AUG242_1741"]
["AUG242_1742"]
["AUG242_1743"]
["AUG242_1744"]
["AUG242_1745"]
["AUG242_1746"]
["AUG242_1747"]
["AUG242_1748"]
["AUG242_1749"]
["AUG242_1750"]
["AUG242_1751"]
["AUG242_1752"]
["AUG242_1753"]
["AUG242_1754"]
["AUG242_1755"]
["AUG242_1756"]
["AUG242_1757"]
["AUG242_1758"]
["AUG242_1759"]
["AUG242_1760"]
["AUG242_1761"]
["AUG242_1762"]
["AUG242_1763"]
["AUG242_1764"]
["AUG242_1765"]
["AUG242_1766"]
["AUG242_1767"]
["AUG242_1768"]
["AUG242_1769"]
["AUG242_1770"]
["AUG242_1771"]
["AUG242_1772"]
["AUG242_1773"]
["AUG242_1774"]
["AUG242_1775"]
["AUG242_1776"]
["AUG242_1777"]
["AUG242_1778"]
["AUG242_1779"]
["AUG242_1780"]
["AUG242_1781"]
["AUG242_1782"]
["AUG242_1783"]
["AUG242_1784"]
["AUG242_1785"]
["AUG242_1786"]
["AUG242_1787"]
["AUG242_1788"]
["AUG242_1789"]
["AUG242_1790"]
["AUG242_1791"]
["AUG242_1792"]
["AUG242_1793"]
["AUG242_1794"]
["AUG242_1795"]
["AUG242_1796"]
["AUG242_1797"]
["AUG242_1798"]
["AUG242_1799"]
["AUG242_1800"]
["AUG242_1801"]
["AUG242_1802"]
["AUG242_1803"]
["AUG242_1804"]
["AUG242_1805"]
["AUG242_1806"]
["AUG242_1807"]
["AUG242_1808"]
["AUG242_1809"]
["AUG242_1810"]
["AUG242_1811"]
["AUG242_1812"]
["AUG242_1813"]
["AUG242_1814"]
["AUG242_1815"]
["AUG242_1816"]
["AUG242_1817"]
["AUG242_1818"]
["AUG242_1819"]
["AUG242_1820"]
["AUG242_1821"]
["AUG242_1822"]
["AUG242_1823"]
["AUG242_1824"]
["AUG242_1825"]
["AUG242_1826"]
["AUG242_1827"]
["AUG242_1828"]
["AUG242_1829"]
["AUG242_1830"]
["AUG242_1831"]
["AUG242_1832"]
["AUG242_1833"]
["AUG242_1834"]
["AUG242_1835"]
["AUG242_1836"]
["AUG242_1837"]
["AUG242_1838"]
["AUG242_1839"]
["AUG242_1840"]
["AUG242_1841"]
["AUG242_1842"]
["AUG242_1843"]
["AUG242_1844"]
["AUG242_1845"]
["AUG242_1846"]
["AUG242_1847"]
["AUG242_1848"]
["AUG242_1849"]
["AUG242_1850"]
["AUG242_1851"]
["AUG242_1852"]
["AUG242_1853"]
["AUG242_1854"]
["AUG242_1855"]
["AUG242_1856"]
["AUG242_1857"]
["AUG242_1858"]
["AUG242_1859"]
["AUG242_1860"]
["AUG242_1861"]
["AUG242_1862"]
["AUG242_1863"]
["AUG242_1864"]
["AUG242_1865"]
["AUG242_1866"]
["AUG242_1867"]
["AUG242_1868"]
["AUG242_1869"]
["AUG242_1870"]
["AUG242_1871"]
["AUG242_1872"]
["AUG242_1873"]
["AUG242_1874"]
["AUG242_1875"]
["AUG242_1876"]
["AUG242_1877"]
["AUG242_1878"]
["AUG242_1879"]
["AUG242_1880"]
["AUG242_1881"]
["AUG242_1882"]
["AUG242_1883"]
["AUG242_1884"]
["AUG242_1885"]
["AUG242_1886"]
["AUG242_1887"]
["AUG242_1888"]
["AUG242_1889"]
["AUG242_1890"]
["AUG242_1891"]
["AUG242_1892"]
["AUG242_1893"]
["AUG242_1894"]
["AUG242_1895"]
["AUG242_1896"]
["AUG242_1897"]
["AUG242_1898"]
["AUG242_1899"]
["AUG242_1900"]
["AUG242_1901"]
["AUG242_1902"]
["AUG242_1903"]
["AUG242_1904"]
["AUG242_1905"]
["AUG242_1906"]
["AUG242_1907"]
["AUG242_1908"]
["AUG242_1909"]
["AUG242_1910"]
["AUG242_1911"]
["AUG242_1912"]
["AUG242_1913"]
["AUG242_1914"]
["AUG242_1915"]
["AUG242_1916"]
["AUG242_1917"]
["AUG242_1918"]
["AUG242_1919"]
["AUG242_1920"]
["AUG242_1921"]
["AUG242_1922"]
["AUG242_1923"]
["AUG242_1924"]
["AUG242_1925"]
["AUG242_1926"]
["AUG242_1927"]
["AUG242_1928"]
["AUG242_1929"]
["AUG242_1930"]
["AUG242_1931"]
["AUG242_1932"]
["AUG242_1933"]
["AUG242_1934"]
["AUG242_1935"]
["AUG242_1936"]
["AUG242_1937"]
["AUG242_1938"]
["AUG242_1939"]
["AUG242_1940"]
["AUG242_1941"]
["AUG242_1942"]
["AUG242_1943"]
["AUG242_1944"]
["AUG242_1945"]
["AUG242_1946"]
["AUG242_1947"]
["AUG242_1948"]
["AUG242_1949"]
["AUG242_1950"]
["AUG242_1951"]
["AUG242_1952"]
["AUG242_1953"]
["AUG242_1954"]
["AUG242_1955"]
["AUG242_1956"]
["AUG242_1957"]
["AUG242_1958"]
["AUG242_1959"]
["AUG242_1960"]
["AUG242_1961"]
["AUG242_1962"]
["AUG242_1963"]
["AUG242_1964"]
["AUG242_1965"]
["AUG242_1966"]
["AUG242_1967"]
["AUG242_1968"]
["AUG242_1969"]
["AUG242_1970"]
["AUG242_1971"]
["AUG242_1972"]
["AUG242_1973"]
["AUG242_1974"]
["AUG242_1975"]
["AUG242_1976"]
["AUG242_1977"]
["AUG242_1978"]
["AUG242_1979"]
["AUG242_1980"]
["AUG242_1981"]
["AUG242_1982"]
["AUG242_1983"]
["AUG242_1984"]
["AUG242_1985"]
["AUG242_1986"]
["AUG242_1987"]
["AUG242_1988"]
["AUG242_1989"]
["AUG242_1990"]
["AUG242_1991"]
["AUG242_1992"]
["AUG242_1993"]
["AUG242_1994"]
["AUG242_1995"]
["AUG242_1996"]
["AUG242_1997"]
["AUG242_1998"]
["AUG242_1999"]
["AUG242_2000"]
["AUG242_2001"]
["AUG242_2002"]
["AUG242_2003"]
["AUG242_2004"]
["AUG242_2005"]
["AUG242_2006"]
["AUG242_2007"]
["AUG242_2008"]
["AUG242_2009"]
["AUG242_2010"]
["AUG242_2011"]
["AUG242_2012"]
["AUG242_2013"]
["AUG242_2014"]
["AUG242_2015"]
["AUG242_2016"]
["AUG242_2017"]
["AUG242_2018"]
["AUG242_2019"]
["AUG242_2020"]
["AUG242_2021"]
["AUG242_2022"]
["AUG242_2023"]
["AUG242_2024"]
["AUG242_2025"]
["AUG242_2026"]
["AUG242_2027"]
["AUG242_2028"]
["AUG242_2029"]
["AUG242_2030"]
["AUG242_2031"]
["AUG242_2032"]
["AUG242_2033"]
["AUG242_2034"]
["AUG242_2035"]
["AUG242_2036"]
["AUG242_2037"]
["AUG242_2038"]
["AUG242_2039"]
["AUG242_2040"]
["AUG242_2041"]
["AUG242_2042"]
["AUG242_2043"]
["AUG242_2044"]
["AUG242_2045"]
["AUG242_2046"]
["AUG242_2047"]
["AUG242_2048"]
["AUG242_2049"]
["AUG242_2050"]
["AUG242_2051"]
["AUG242_2052"]
["AUG242_2053"]
["AUG242_2054"]
["AUG242_2055"]
["AUG242_2056"]
["AUG242_2057"]
["AUG242_2058"]
["AUG242_2059"]
["AUG242_2060"]
["AUG242_2061"]
["AUG242_2062"]
["AUG242_2063"]
["AUG242_2064"]
["AUG242_2065"]
["AUG242_2066"]
["AUG242_2067"]
["AUG242_2068"]
["AUG242_2069"]
["AUG242_2070"]
["AUG242_2071"]
["AUG242_2072"]
["AUG242_2073"]
["AUG242_2074"]
["AUG242_2075"]
["AUG242_2076"]
["AUG242_2077"]
["AUG242_2078"]
["AUG242_2079"]
["AUG242_2080"]
["AUG242_2081"]
["AUG242_2082"]
["AUG242_2083"]
["AUG242_2084"]
["AUG242_2085"]
["AUG242_2086"]
["AUG242_2087"]
["AUG242_2088"]
["AUG242_2089"]
["AUG242_2090"]
["AUG242_2091"]
["AUG242_2092"]
["AUG242_2093"]
["AUG242_2094"]
["AUG242_2095"]
["AUG242_2096"]
["AUG242_2097"]
["AUG242_2098"]
["AUG242_2099"]
["AUG242_2100"]
["AUG242_2101"]
["AUG242_2102"]
["AUG242_2103"]
["AUG242_2104"]
["AUG242_2105"]
["AUG242_2106"]
["AUG242_2107"]
["AUG242_2108"]
["AUG242_2109"]
["AUG242_2110"]
["AUG242_2111"]
["AUG242_2112"]
["AUG242_2113"]
["AUG242_2114"]
["AUG242_2115"]
["AUG242_2116"]
["AUG242_2117"]
["AUG242_2118"]
["AUG242_2119"]
["AUG242_2120"]
["AUG242_2121"]
["AUG242_2122"]
["AUG242_2123"]
["AUG242_2124"]
["AUG242_2125"]
["AUG242_2126"]
["AUG242_2127"]
["AUG242_2128"]
["AUG242_2129"]
["AUG242_2130"]
["AUG242_2131"]
["AUG242_2132"]
["AUG242_2133"]
["AUG242_2134"]
["AUG242_2135"]
["AUG242_2136"]
["AUG242_2137"]
["AUG242_2138"]
["AUG242_2139"]
["AUG242_2140"]
["AUG242_2141"]
["AUG242_2142"]
["AUG242_2143"]
["AUG242_2144"]
["AUG242_2145"]
["AUG242_2146"]
["AUG242_2147"]
["AUG242_2148"]
["AUG242_2149"]
["AUG242_2150"]
["AUG242_2151"]
["AUG242_2152"]
["AUG242_2153"]
["AUG242_2154"]
["AUG242_2155"]
["AUG242_2156"]
["AUG242_2157"]
["AUG242_2158"]
["AUG242_2159"]
["AUG242_2160"]
["AUG242_2161"]
["AUG242_2162"]
["AUG242_2163"]
["AUG242_2164"]
["AUG242_2165"]
["AUG242_2166"]
["AUG242_2167"]
["AUG242_2168"]
["AUG242_2169"]
["AUG242_2170"]
["AUG242_2171"]
["AUG242_2172"]
["AUG242_2173"]
["AUG242_2174"]
["AUG242_2175"]
["AUG242_2176"]
["AUG242_2177"]
["AUG242_2178"]
["AUG242_2179"]
["AUG242_2180"]
["AUG242_2181"]
["AUG242_2182"]
["AUG242_2183"]
["AUG242_2184"]
["AUG242_2185"]
["AUG242_2186"]
["AUG242_2187"]
["AUG242_2188"]
["AUG242_2189"]
["AUG242_2190"]
["AUG242_2191"]
["AUG242_2192"]
["AUG242_2193"]
["AUG242_2194"]
["AUG242_2195"]
["AUG242_2196"]
["AUG242_2197"]
["AUG242_2198"]
["AUG242_2199"]
["AUG242_2200"]
["AUG242_2201"]
["AUG242_2202"]
["AUG242_2203"]
["AUG242_2204"]
["AUG242_2205"]
["AUG242_2206"]
["AUG242_2207"]
["AUG242_2208"]
["AUG242_2209"]
["AUG242_2210"]
["AUG242_2211"]
["AUG242_2212"]
["AUG242_2213"]
["AUG242_2214"]
["AUG242_2215"]
["AUG242_2216"]
["AUG242_2217"]
["AUG242_2218"]
["AUG242_2219"]
["AUG242_2220"]
["AUG242_2221"]
["AUG242_2222"]
["AUG242_2223"]
["AUG242_2224"]
["AUG242_2225"]
["AUG242_2226"]
["AUG242_2227"]
["AUG242_2228"]
["AUG242_2229"]
["AUG242_2230"]
["AUG242_2231"]
["AUG242_2232"]
["AUG242_2233"]
["AUG242_2234"]
["AUG242_2235"]
["AUG242_2236"]
["AUG242_2237"]
["AUG242_2238"]
["AUG242_2239"]
["AUG242_2240"]
["AUG242_2241"]
["AUG242_2242"]
["AUG242_2243"]
["AUG242_2244"]
["AUG242_2245"]
["AUG242_2246"]
["AUG242_2247"]
["AUG242_2248"]
["AUG242_2249"]
["AUG242_2250"]
["AUG242_2251"]
["AUG242_2252"]
["AUG242_2253"]
["AUG242_2254"]
["AUG242_2255"]
["AUG242_2256"]
["AUG242_2257"]
["AUG242_2258"]
["AUG242_2259"]
["AUG242_2260"]
["AUG242_2261"]
["AUG242_2262"]
["AUG242_2263"]
["AUG242_2264"]
["AUG242_2265"]
["AUG242_2266"]
["AUG242_2267"]
["AUG242_2268"]
["AUG242_2269"]
["AUG242_2270"]
["AUG242_2271"]
["AUG242_2272"]
["AUG242_2273"]
["AUG242_2274"]
["AUG242_2275"]
["AUG242_2276"]
["AUG242_2277"]
["AUG242_2278"]
["AUG242_2279"]
["AUG242_2280"]
["AUG242_2281"]
["AUG242_2282"]
["AUG242_2283"]
["AUG242_2284"]
["AUG242_2285"]
["AUG242_2286"]
["AUG242_2287"]
["AUG242_2288"]
["AUG242_2289"]
["AUG242_2290"]
["AUG242_2291"]
["AUG242_2292"]
["AUG242_2293"]
["AUG242_2294"]
["AUG242_2295"]
["AUG242_2296"]
["AUG242_2297"]
["AUG242_2298"]
["AUG242_2299"]
["AUG242_2300"]
["AUG242_2301"]
["AUG242_2302"]
["AUG242_2303"]
["AUG242_2304"]
["AUG242_2305"]
["AUG242_2306"]
["AUG242_2307"]
["AUG242_2308"]
["AUG242_2309"]
["AUG242_2310"]
["AUG242_2311"]
["AUG242_2312"]
["AUG242_2313"]
["AUG242_2314"]
["AUG242_2315"]
["AUG242_2316"]
["AUG242_2317"]
["AUG242_2318"]
["AUG242_2319"]
["AUG242_2320"]
["AUG242_2321"]
["AUG242_2322"]
["AUG242_2323"]
["AUG242_2324"]
["AUG242_2325"]
["AUG242_2326"]
["AUG242_2327"]
["AUG242_2328"]
["AUG242_2329"]
["AUG242_2330"]
["AUG242_2331"]
["AUG242_2332"]
["AUG242_2333"]
["AUG242_2334"]
["AUG242_2335"]
["AUG242_2336"]
["AUG242_2337"]
["AUG242_2338"]
["AUG242_2339"]
["AUG242_2340"]
["AUG242_2341"]
["AUG242_2342"]
["AUG242_2343"]
["AUG242_2344"]
["AUG242_2345"]
["AUG242_2346"]
["AUG242_2347"]
["AUG242_2348"]
["AUG242_2349"]
["AUG242_2350"]
["AUG242_2351"]
["AUG242_2352"]
["AUG242_2353"]
["AUG242_2354"]
["AUG242_2355"]
["AUG242_2356"]
["AUG242_2357"]
["AUG242_2358"]
["AUG242_2359"]
["AUG242_2360"]
["AUG242_2361"]
["AUG242_2362"]
["AUG242_2363"]
["AUG242_2364"]
["AUG242_2365"]
["AUG242_2366"]
["AUG242_2367"]
["AUG242_2368"]
["AUG242_2369"]
["AUG242_2370"]
["AUG242_2371"]
["AUG242_2372"]
["AUG242_2373"]
["AUG242_2374"]
["AUG242_2375"]
["AUG242_2376"]
["AUG242_2377"]
["AUG242_2378"]
["AUG242_2379"]
["AUG242_2380"]
["AUG242_2381"]
["AUG242_2382"]
["AUG242_2383"]
["AUG242_2384"]
["AUG242_2385"]
["AUG242_2386"]
["AUG242_2387"]
["AUG242_2388"]
["AUG242_2389"]
["AUG242_2390"]
["AUG242_2391"]
["AUG242_2392"]
["AUG242_2393"]
["AUG242_2394"]
["AUG242_2395"]
["AUG242_2396"]
["AUG242_2397"]
["AUG242_2398"]
["AUG242_2399"]
["AUG242_2400"]
["AUG242_2401"]
["AUG242_2402"]
["AUG242_2403"]
["AUG242_2404"]
["AUG242_2405"]
["AUG242_2406"]
["AUG242_2407"]
["AUG242_2408"]
["AUG242_2409"]
["AUG242_2410"]
["AUG242_2411"]
["AUG242_2412"]
["AUG242_2413"]
["AUG242_2414"]
["AUG242_2415"]
["AUG242_2416"]
["AUG242_2417"]
["AUG242_2418"]
["AUG242_2419"]
["AUG242_2420"]
["AUG242_2421"]
["AUG242_2422"]
["AUG242_2423"]
["AUG242_2424"]
["AUG242_2425"]
["AUG242_2426"]
["AUG242_2427"]
["AUG242_2428"]
["AUG242_2429"]
["AUG242_2430"]
["AUG242_2431"]
["AUG242_2432"]
["AUG242_2433"]
["AUG242_2434"]
["AUG242_2435"]
["AUG242_2436"]
["AUG242_2437"]
["AUG242_2438"]
["AUG242_2439"]
["AUG242_2440"]
["AUG242_2441"]
["AUG242_2442"]
["AUG242_2443"]
["AUG242_2444"]
["AUG242_2445"]
["AUG242_2446"]
["AUG242_2447"]
["AUG242_2448"]
["AUG242_2449"]
["AUG242_2450"]
["AUG242_2451"]
["AUG242_2452"]
["AUG242_2453"]
["AUG242_2454"]
["AUG242_2455"]
["AUG242_2456"]
["AUG242_2457"]
["AUG242_2458"]
["AUG242_2459"]
["AUG242_2460"]
["AUG242_2461"]
["AUG242_2462"]
["AUG242_2463"]
["AUG242_2464"]
["AUG242_2465"]
["AUG242_2466"]
["AUG242_2467"]
["AUG242_2468"]
["AUG242_2469"]
["AUG242_2470"]
["AUG242_2471"]
["AUG242_2472"]
["AUG242_2473"]
["AUG242_2474"]
["AUG242_2475"]
["AUG242_2476"]
["AUG242_2477"]
["AUG242_2478"]
["AUG242_2479"]
["AUG242_2480"]
["AUG242_2481"]
["AUG242_2482"]
["AUG242_2483"]
["AUG242_2484"]
["AUG242_2485"]
["AUG242_2486"]
["AUG242_2487"]
["AUG242_2488"]
["AUG242_2489"]
["AUG242_2490"]
["AUG242_2491"]
["AUG242_2492"]
["AUG242_2493"]
["AUG242_2494"]
["AUG242_2495"]
["AUG242_2496"]
["AUG242_2497"]
["AUG242_2498"]
["AUG242_2499"]
["AUG242_2500"]
["AUG242_2501"]
["AUG242_2502"]
["AUG242_2503"]
["AUG242_2504"]
["AUG242_2505"]
["AUG242_2506"]
["AUG242_2507"]
["AUG242_2508"]
["AUG242_2509"]
["AUG242_2510"]
["AUG242_2511"]
["AUG242_2512"]
["AUG242_2513"]
["AUG242_2514"]
["AUG242_2515"]
["AUG242_2516"]
["AUG242_2517"]
["AUG242_2518"]
["AUG242_2519"]
["AUG242_2520"]
["AUG242_2521"]
["AUG242_2522"]
["AUG242_2523"]
["AUG242_2524"]
["AUG242_2525"]
["AUG242_2526"]
["AUG242_2527"]
["AUG242_2528"]
["AUG242_2529"]
["AUG242_2530"]
["AUG242_2531"]
["AUG242_2532"]
["AUG242_2533"]
["AUG242_2534"]
["AUG242_2535"]
["AUG242_2536"]
["AUG242_2537"]
["AUG242_2538"]
["AUG242_2539"]
["AUG242_2540"]
["AUG242_2541"]
["AUG242_2542"]
["AUG242_2543"]
["AUG242_2544"]
["AUG242_2545"]
["AUG242_2546"]
["AUG242_2547"]
["AUG242_2548"]
["AUG242_2549"]
["AUG242_2550"]
["AUG242_2551"]
["AUG242_2552"]
["AUG242_2553"]
["AUG242_2554"]
["AUG242_2555"]
["AUG242_2556"]
["AUG242_2557"]
["AUG242_2558"]
["AUG242_2559"]
["AUG242_2560"]
["AUG242_2561"]
["AUG242_2562"]
["AUG242_2563"]
["AUG242_2564"]
["AUG242_2565"]
["AUG242_2566"]
["AUG242_2567"]
["AUG242_2568"]
["AUG242_2569"]
["AUG242_2570"]
["AUG242_2571"]
["AUG242_2572"]
["AUG242_2573"]
["AUG242_2574"]
["AUG242_2575"]
["AUG242_2576"]
["AUG242_2577"]
["AUG242_2578"]
["AUG242_2579"]
["AUG242_2580"]
["AUG242_2581"]
["AUG242_2582"]
["AUG242_2583"]
["AUG242_2584"]
["AUG242_2585"]
["AUG242_2586"]
["AUG242_2587"]
["AUG242_2588"]
["AUG242_2589"]
["AUG242_2590"]
["AUG242_2591"]
["AUG242_2592"]
["AUG242_2593"]
["AUG242_2594"]
["AUG242_2595"]
["AUG242_2596"]
["AUG242_2597"]
["AUG242_2598"]
["AUG242_2599"]
["AUG242_2600"]
["AUG242_2601"]
["AUG242_2602"]
["AUG242_2603"]
["AUG242_2604"]
["AUG242_2605"]
["AUG242_2606"]
["AUG242_2607"]
["AUG242_2608"]
["AUG242_2609"]
["AUG242_2610"]
["AUG242_2611"]
["AUG242_2612"]
["AUG242_2613"]
["AUG242_2614"]
["AUG242_2615"]
["AUG242_2616"]
["AUG242_2617"]
["AUG242_2618"]
["AUG242_2619"]
["AUG242_2620"]
["AUG242_2621"]
["AUG242_2622"]
["AUG242_2623"]
["AUG242_2624"]
["AUG242_2625"]
["AUG242_2626"]
["AUG242_2627"]
["AUG242_2628"]
["AUG242_2629"]
["AUG242_2630"]
["AUG242_2631"]
["AUG242_2632"]
["AUG242_2633"]
["AUG242_2634"]
["AUG242_2635"]
["AUG242_2636"]
["AUG242_2637"]
["AUG242_2638"]
["AUG242_2639"]
["AUG242_2640"]
["AUG242_2641"]
["AUG242_2642"]
["AUG242_2643"]
["AUG242_2644"]
["AUG242_2645"]
["AUG242_2646"]
["AUG242_2647"]
["AUG242_2648"]
["AUG242_2649"]
["AUG242_2650"]
["AUG242_2651"]
["AUG242_2652"]
["AUG242_2653"]
["AUG242_2654"]
["AUG242_2655"]
["AUG242_2656"]
["AUG242_2657"]
["AUG242_2658"]
["AUG242_2659"]
["AUG242_2660"]
["AUG242_2661"]
["AUG242_2662"]
["AUG242_2663"]
["AUG242_2664"]
["AUG242_2665"]
["AUG242_2666"]
["AUG242_2667"]
["AUG242_2668"]
["AUG242_2669"]
["AUG242_2670"]
["AUG242_2671"]
["AUG242_2672"]
["AUG242_2673"]
["AUG242_2674"]
["AUG242_2675"]
["AUG242_2676"]
["AUG242_2677"]
["AUG242_2678"]
["AUG242_2679"]
["AUG242_2680"]
["AUG242_2681"]
["AUG242_2682"]
["AUG242_2683"]
["AUG242_2684"]
["AUG242_2685"]
["AUG242_2686"]
["AUG242_2687"]
["AUG242_2688"]
["AUG242_2689"]
["AUG242_2690"]
["AUG242_2691"]
["AUG242_2692"]
["AUG242_2693"]
["AUG242_2694"]
["AUG242_2695"]
["AUG242_2696"]
["AUG242_2697"]
["AUG242_2698"]
["AUG242_2699"]
["AUG242_2700"]
["AUG242_2701"]
["AUG242_2702"]
["AUG242_2703"]
["AUG242_2704"]
["AUG242_2705"]
["AUG242_2706"]
["AUG242_2707"]
["AUG242_2708"]
["AUG242_2709"]
["AUG242_2710"]
["AUG242_2711"]
["AUG242_2712"]
["AUG242_2713"]
["AUG242_2714"]
["AUG242_2715"]
["AUG242_2716"]
["AUG242_2717"]
["AUG242_2718"]
["AUG242_2719"]
["AUG242_2720"]
["AUG242_2721"]
["AUG242_2722"]
["AUG242_2723"]
["AUG242_2724"]
["AUG242_2725"]
["AUG242_2726"]
["AUG242_2727"]
["AUG242_2728"]
["AUG242_2729"]
["AUG242_2730"]
["AUG242_2731"]
["AUG242_2732"]
["AUG242_2733"]
["AUG242_2734"]
["AUG242_2735"]
["AUG242_2736"]
["AUG242_2737"]
["AUG242_2738"]
["AUG242_2739"]
["AUG242_2740"]
["AUG242_2741"]
["AUG242_2742"]
["AUG242_2743"]
["AUG242_2744"]
["AUG242_2745"]
["AUG242_2746"]
["AUG242_2747"]
["AUG242_2748"]
["AUG242_2749"]
["AUG242_2750"]
["AUG242_2751"]
["AUG242_2752"]
["AUG242_2753"]
["AUG242_2754"]
["AUG242_2755"]
["AUG242_2756"]
["AUG242_2757"]
["AUG242_2758"]
["AUG242_2759"]
["AUG242_2760"]
["AUG242_2761"]
["AUG242_2762"]
["AUG242_2763"]
["AUG242_2764"]
["AUG242_2765"]
["AUG242_2766"]
["AUG242_2767"]
["AUG242_2768"]
["AUG242_2769"]
["AUG242_2770"]
["AUG242_2771"]
["AUG242_2772"]
["AUG242_2773"]
["AUG242_2774"]
["AUG242_2775"]
["AUG242_2776"]
["AUG242_2777"]
["AUG242_2778"]
["AUG242_2779"]
["AUG242_2780"]
["AUG242_2781"]
["AUG242_2782"]
["AUG242_2783"]
["AUG242_2784"]
["AUG242_2785"]
["AUG242_2786"]
["AUG242_2787"]
["AUG242_2788"]
["AUG242_2789"]
["AUG242_2790"]
["AUG242_2791"]
["AUG242_2792"]
["AUG242_2793"]
["AUG242_2794"]
["AUG242_2795"]
["AUG242_2796"]
["AUG242_2797"]
["AUG242_2798"]
["AUG242_2799"]
["AUG242_2800"]
["AUG242_2801"]
["AUG242_2802"]
["AUG242_2803"]
["AUG242_2804"]
["AUG242_2805"]
["AUG242_2806"]
["AUG242_2807"]
["AUG242_2808"]
["AUG242_2809"]
["AUG242_2810"]
["AUG242_2811"]
["AUG242_2812"]
["AUG242_2813"]
["AUG242_2814"]
["AUG242_2815"]
["AUG242_2816"]
["AUG242_2817"]
["AUG242_2818"]
["AUG242_2819"]
["AUG242_2820"]
["AUG242_2821"]
["AUG242_2822"]
["AUG242_2823"]
["AUG242_2824"]
["AUG242_2825"]
["AUG242_2826"]
["AUG242_2827"]
["AUG242_2828"]
["AUG242_2829"]
["AUG242_2830"]
["AUG242_2831"]
["AUG242_2832"]
["AUG242_2833"]
["AUG242_2834"]
["AUG242_2835"]
["AUG242_2836"]
["AUG242_2837"]
["AUG242_2838"]
["AUG242_2839"]
["AUG242_2840"]
["AUG242_2841"]
["AUG242_2842"]
["AUG242_2843"]
["AUG242_2844"]
["AUG242_2845"]
["AUG242_2846"]
["AUG242_2847"]
["AUG242_2848"]
["AUG242_2849"]
["AUG242_2850"]
["AUG242_2851"]
["AUG242_2852"]
["AUG242_2853"]
["AUG242_2854"]
["AUG242_2855"]
["AUG242_2856"]
["AUG242_2857"]
["AUG242_2858"]
["AUG242_2859"]
["AUG242_2860"]
["AUG242_2861"]
["AUG242_2862"]
["AUG242_2863"]
["AUG242_2864"]
["AUG242_2865"]
["AUG242_2866"]
["AUG242_2867"]
["AUG242_2868"]
["AUG242_2869"]
["AUG242_2870"]
["AUG242_2871"]
["AUG242_2872"]
["AUG242_2873"]
["AUG242_2874"]
["AUG242_2875"]
["AUG242_2876"]
["AUG242_2877"]
["AUG242_2878"]
["AUG242_2879"]
["AUG242_2880"]
["AUG242_2881"]
["AUG242_2882"]
["AUG242_2883"]
["AUG242_2884"]
["AUG242_2885"]
["AUG242_2886"]
["AUG242_2887"]
["AUG242_2888"]
["AUG242_2889"]
["AUG242_2890"]
["AUG242_2891"]
["AUG242_2892"]
["AUG242_2893"]
["AUG242_2894"]
["AUG242_2895"]
["AUG242_2896"]
["AUG242_2897"]
["AUG242_2898"]
["AUG242_2899"]
["AUG242_2900"]
["AUG242_2901"]
["AUG242_2902"]
["AUG242_2903"]
["AUG242_2904"]
["AUG242_2905"]
["AUG242_2906"]
["AUG242_2907"]
["AUG242_2908"]
["AUG242_2909"]
["AUG242_2910"]
["AUG242_2911"]
["AUG242_2912"]
["AUG242_2913"]
["AUG242_2914"]
["AUG242_2915"]
["AUG242_2916"]
["AUG242_2917"]
["AUG242_2918"]
["AUG242_2919"]
["AUG242_2920"]
["AUG242_2921"]
["AUG242_2922"]
["AUG242_2923"]
["AUG242_2924"]
["AUG242_2925"]
["AUG242_2926"]
["AUG242_2927"]
["AUG242_2928"]
["AUG242_2929"]
["AUG242_2930"]
["AUG242_2931"]
["AUG242_2932"]
["AUG242_2933"]
["AUG242_2934"]
["AUG242_2935"]
["AUG242_2936"]
["AUG242_2937"]
["AUG242_2938"]
["AUG242_2939"]
["AUG242_2940"]
["AUG242_2941"]
["AUG242_2942"]
["AUG242_2943"]
["AUG242_2944"]
["AUG242_2945"]
["AUG242_2946"]
["AUG242_2947"]
["AUG242_2948"]
["AUG242_2949"]
["AUG242_2950"]
["AUG242_2951"]
["AUG242_2952"]
["AUG242_2953"]
["AUG242_2954"]
["AUG242_2955"]
["AUG242_2956"]
["AUG242_2957"]
["AUG242_2958"]
["AUG242_2959"]
["AUG242_2960"]
["AUG242_2961"]
["AUG242_2962"]
["AUG242_2963"]
["AUG242_2964"]
["AUG242_2965"]
["AUG242_2966"]
["AUG242_2967"]
["AUG242_2968"]
["AUG242_2969"]
["AUG242_2970"]
["AUG242_2971"]
["AUG242_2972"]
["AUG242_2973"]
["AUG242_2974"]
["AUG242_2975"]
["AUG242_2976"]
["AUG242_2977"]
["AUG242_2978"]
["AUG242_2979"]
["AUG242_2980"]
["AUG242_2981"]
["AUG242_2982"]
["AUG242_2983"]
["AUG242_2984"]
["AUG242_2985"]
["AUG242_2986"]
["AUG242_2987"]
["AUG242_2988"]
["AUG242_2989"]
["AUG242_2990"]
["AUG242_2991"]
["AUG242_2992"]
["AUG242_2993"]
["AUG242_2994"]
["AUG242_2995"]
["AUG242_2996"]
["AUG242_2997"]
["AUG242_2998"]
["AUG242_2999"]
["AUG242_3000"]
["AUG242_3001"]
["AUG242_3002"]
["AUG242_3003"]
["AUG242_3004"]
["AUG242_3005"]
["AUG242_3006"]
["AUG242_3007"]
["AUG242_3008"]
["AUG242_3009"]
["AUG242_3010"]
["AUG242_3011"]
["AUG242_3012"]
["AUG242_3013"]
["AUG242_3014"]
["AUG242_3015"]
["AUG242_3016"]
["AUG242_3017"]
["AUG242_3018"]
["AUG242_3019"]
["AUG242_3020"]
["AUG242_3021"]
["AUG242_3022"]
["AUG242_3023"]
["AUG242_3024"]
["AUG242_3025"]
["AUG242_3026"]
["AUG242_3027"]
["AUG242_3028"]
["AUG242_3029"]
["AUG242_3030"]
["AUG242_3031"]
["AUG242_3032"]
["AUG242_3033"]
["AUG242_3034"]
["AUG242_3035"]
["AUG242_3036"]
["AUG242_3037"]
["AUG242_3038"]
["AUG242_3039"]
["AUG242_3040"]
["AUG242_3041"]
["AUG242_3042"]
["AUG242_3043"]
["AUG242_3044"]
["AUG242_3045"]
["AUG242_3046"]
["AUG242_3047"]
["AUG242_3048"]
["AUG242_3049"]
["AUG242_3050"]
["AUG242_3051"]
["AUG242_3052"]
["AUG242_3053"]
["AUG242_3054"]
["AUG242_3055"]
["AUG242_3056"]
["AUG242_3057"]
["AUG242_3058"]
["AUG242_3059"]
["AUG242_3060"]
["AUG242_3061"]
["AUG242_3062"]
["AUG242_3063"]
["AUG242_3064"]
["AUG242_3065"]
["AUG242_3066"]
["AUG242_3067"]
["AUG242_3068"]
["AUG242_3069"]
["AUG242_3070"]
["AUG242_3071"]
["AUG242_3072"]
["AUG242_3073"]
["AUG242_3074"]
["AUG242_3075"]
["AUG242_3076"]
["AUG242_3077"]
["AUG242_3078"]
["AUG242_3079"]
["AUG242_3080"]
["AUG242_3081"]
["AUG242_3082"]
["AUG242_3083"]
["AUG242_3084"]
["AUG242_3085"]
["AUG242_3086"]
["AUG242_3087"]
["AUG242_3088"]
["AUG242_3089"]
["AUG242_3090"]
["AUG242_3091"]
["AUG242_3092"]
["AUG242_3093"]
["AUG242_3094"]
["AUG242_3095"]
["AUG242_3096"]
["AUG242_3097"]
["AUG242_3098"]
["AUG242_3099"]
["AUG242_3100"]
["AUG242_3101"]
["AUG242_3102"]
["AUG242_3103"]
["AUG242_3104"]
["AUG242_3105"]
["AUG242_3106"]
["AUG242_3107"]
["AUG242_3108"]
["AUG242_3109"]
["AUG242_3110"]
["AUG242_3111"]
["AUG242_3112"]
["AUG242_3113"]
["AUG242_3114"]
["AUG242_3115"]
["AUG242_3116"]
["AUG242_3117"]
["AUG242_3118"]
["AUG242_3119"]
["AUG242_3120"]
["AUG242_3121"]
["AUG242_3122"]
["AUG242_3123"]
["AUG242_3124"]
["AUG242_3125"]
["AUG242_3126"]
["AUG242_3127"]
["AUG242_3128"]
["AUG242_3129"]
["AUG242_3130"]
["AUG242_3131"]
["AUG242_3132"]
["AUG242_3133"]
["AUG242_3134"]
["AUG242_3135"]
["AUG242_3136"]
["AUG242_3137"]
["AUG242_3138"]
["AUG242_3139"]
["AUG242_3140"]
["AUG242_3141"]
["AUG242_3142"]
["AUG242_3143"]
["AUG242_3144"]
["AUG242_3145"]
["AUG242_3146"]
["AUG242_3147"]
["AUG242_3148"]
["AUG242_3149"]
["AUG242_3150"]
["AUG242_3151"]
["AUG242_3152"]
["AUG242_3153"]
["AUG242_3154"]
["AUG242_3155"]
["AUG242_3156"]
["AUG242_3157"]
["AUG242_3158"]
["AUG242_3159"]
["AUG242_3160"]
["AUG242_3161"]
["AUG242_3162"]
["AUG242_3163"]
["AUG242_3164"]
["AUG242_3165"]
["AUG242_3166"]
["AUG242_3167"]
["AUG242_3168"]
["AUG242_3169"]
["AUG242_3170"]
["AUG242_3171"]
["AUG242_3172"]
["AUG242_3173"]
["AUG242_3174"]
["AUG242_3175"]
["AUG242_3176"]
["AUG242_3177"]
["AUG242_3178"]
["AUG242_3179"]
["AUG242_3180"]
["AUG242_3181"]
["AUG242_3182"]
["AUG242_3183"]
["AUG242_3184"]
["AUG242_3185"]
["AUG242_3186"]
["AUG242_3187"]
["AUG242_3188"]
["AUG242_3189"]
["AUG242_3190"]
["AUG242_3191"]
["AUG242_3192"]
["AUG242_3193"]
["AUG242_3194"]
["AUG242_3195"]
["AUG242_3196"]
["AUG242_3197"]
["AUG242_3198"]
["AUG242_3199"]
["AUG242_3200"]
["AUG242_3201"]
["AUG242_3202"]
["AUG242_3203"]
["AUG242_3204"]
["AUG242_3205"]
["AUG242_3206"]
["AUG242_3207"]
["AUG242_3208"]
["AUG242_3209"]
["AUG242_3210"]
["AUG242_3211"]
["AUG242_3212"]
["AUG242_3213"]
["AUG242_3214"]
["AUG242_3215"]
["AUG242_3216"]
["AUG242_3217"]
["AUG242_3218"]
["AUG242_3219"]
["AUG242_3220"]
["AUG242_3221"]
["AUG242_3222"]
["AUG242_3223"]
["AUG242_3224"]
["AUG242_3225"]
["AUG242_3226"]
["AUG242_3227"]
["AUG242_3228"]
["AUG242_3229"]
["AUG242_3230"]
["AUG242_3231"]
["AUG242_3232"]
["AUG242_3233"]
["AUG242_3234"]
["AUG242_3235"]
["AUG242_3236"]
["AUG242_3237"]
["AUG242_3238"]
["AUG242_3239"]
["AUG242_3240"]
["AUG242_3241"]
["AUG242_3242"]
["AUG242_3243"]
["AUG242_3244"]
["AUG242_3245"]
["AUG242_3246"]
["AUG242_3247"]
["AUG242_3248"]
["AUG242_3249"]
["AUG242_3250"]
["AUG242_3251"]
["AUG242_3252"]
["AUG242_3253"]
["AUG242_3254"]
["AUG242_3255"]
["AUG242_3256"]
["AUG242_3257"]
["AUG242_3258"]
["AUG242_3259"]
["AUG242_3260"]
["AUG242_3261"]
["AUG242_3262"]
["AUG242_3263"]
["AUG242_3264"]
["AUG242_3265"]
["AUG242_3266"]
["AUG242_3267"]
["AUG242_3268"]
["AUG242_3269"]
["AUG242_3270"]
["AUG242_3271"]
["AUG242_3272"]
["AUG242_3273"]
["AUG242_3274"]
["AUG242_3275"]
["AUG242_3276"]
["AUG242_3277"]
["AUG242_3278"]
["AUG242_3279"]
["AUG242_3280"]
["AUG242_3281"]
["AUG242_3282"]
["AUG242_3283"]
["AUG242_3284"]
["AUG242_3285"]
["AUG242_3286"]
["AUG242_3287"]
["AUG242_3288"]
["AUG242_3289"]
["AUG242_3290"]
["AUG242_3291"]
["AUG242_3292"]
["AUG242_3293"]
["AUG242_3294"]
["AUG242_3295"]
["AUG242_3296"]
["AUG242_3297"]
["AUG242_3298"]
["AUG242_3299"]
["AUG242_3300"]
["AUG242_3301"]
["AUG242_3302"]
["AUG242_3303"]
["AUG242_3304"]
["AUG242_3305"]
["AUG242_3306"]
["AUG242_3307"]
["AUG242_3308"]
["AUG242_3309"]
["AUG242_3310"]
["AUG242_3311"]
["AUG242_3312"]
["AUG242_3313"]
["AUG242_3314"]
["AUG242_3315"]
["AUG242_3316"]
["AUG242_3317"]
["AUG242_3318"]
["AUG242_3319"]
["AUG242_3320"]
["AUG242_3321"]
["AUG242_3322"]
["AUG242_3323"]
["AUG242_3324"]
["AUG242_3325"]
["AUG242_3326"]
["AUG242_3327"]
["AUG242_3328"]
["AUG242_3329"]
["AUG242_3330"]
["AUG242_3331"]
["AUG242_3332"]
["AUG242_3333"]
["AUG242_3334"]
["AUG242_3335"]
["AUG242_3336"]
["AUG242_3337"]
["AUG242_3338"]
["AUG242_3339"]
["AUG242_3340"]
["AUG242_3341"]
["AUG242_3342"]
["AUG242_3343"]
["AUG242_3344"]
["AUG242_3345"]
["AUG242_3346"]
["AUG242_3347"]
["AUG242_3348"]
["AUG242_3349"]
["AUG242_3350"]
["AUG242_3351"]
["AUG242_3352"]
["AUG242_3353"]
["AUG242_3354"]
["AUG242_3355"]
["AUG242_3356"]
["AUG242_3357"]
["AUG242_3358"]
["AUG242_3359"]
["AUG242_3360"]
["AUG242_3361"]
["AUG242_3362"]
["AUG242_3363"]
["AUG242_3364"]
["AUG242_3365"]
["AUG242_3366"]
["AUG242_3367"]
["AUG242_3368"]
["AUG242_3369"]
["AUG242_3370"]
["AUG242_3371"]
["AUG242_3372"]
["AUG242_3373"]
["AUG242_3374"]
["AUG242_3375"]
["AUG242_3376"]
["AUG242_3377"]
["AUG242_3378"]
["AUG242_3379"]
["AUG242_3380"]
["AUG242_3381"]
["AUG242_3382"]
["AUG242_3383"]
["AUG242_3384"]
["AUG242_3385"]
["AUG242_3386"]
["AUG242_3387"]
["AUG242_3388"]
["AUG242_3389"]
["AUG242_3390"]
["AUG242_3391"]
["AUG242_3392"]
["AUG242_3393"]
["AUG242_3394"]
["AUG242_3395"]
["AUG242_3396"]
["AUG242_3397"]
["AUG242_3398"]
["AUG242_3399"]
["AUG242_3400"]
["AUG242_3401"]
["AUG242_3402"]
["AUG242_3403"]
["AUG242_3404"]
["AUG242_3405"]
["AUG242_3406"]
["AUG242_3407"]
["AUG242_3408"]
["AUG242_3409"]
["AUG242_3410"]
["AUG242_3411"]
["AUG242_3412"]
["AUG242_3413"]
["AUG242_3414"]
["AUG242_3415"]
["AUG242_3416"]
["AUG242_3417"]
["AUG242_3418"]
["AUG242_3419"]
["AUG242_3420"]
["AUG242_3421"]
["AUG242_3422"]
["AUG242_3423"]
["AUG242_3424"]
["AUG242_3425"]
["AUG242_3426"]
["AUG242_3427"]
["AUG242_3428"]
["AUG242_3429"]
["AUG242_3430"]
["AUG242_3431"]
["AUG242_3432"]
["AUG242_3433"]
["AUG242_3434"]
["AUG242_3435"]
["AUG242_3436"]
["AUG242_3437"]
["AUG242_3438"]
["AUG242_3439"]
["AUG242_3440"]
["AUG242_3441"]
["AUG242_3442"]
["AUG242_3443"]
["AUG242_3444"]
["AUG242_3445"]
["AUG242_3446"]
["AUG242_3447"]
["AUG242_3448"]
["AUG242_3449"]
["AUG242_3450"]
["AUG242_3451"]
["AUG242_3452"]
["AUG242_3453"]
["AUG242_3454"]
["AUG242_3455"]
["AUG242_3456"]
["AUG242_3457"]
["AUG242_3458"]
["AUG242_3459"]
["AUG242_3460"]
["AUG242_3461"]
["AUG242_3462"]
["AUG242_3463"]
["AUG242_3464"]
["AUG242_3465"]
["AUG242_3466"]
["AUG242_3467"]
["AUG242_3468"]
["AUG242_3469"]
["AUG242_3470"]
["AUG242_3471"]
["AUG242_3472"]
["AUG242_3473"]
["AUG242_3474"]
["AUG242_3475"]
["AUG242_3476"]
["AUG242_3477"]
["AUG242_3478"]
["AUG242_3479"]
["AUG242_3480"]
["AUG242_3481"]
["AUG242_3482"]
["AUG242_3483"]
["AUG242_3484"]
["AUG242_3485"]
["AUG242_3486"]
["AUG242_3487"]
["AUG242_3488"]
["AUG242_3489"]
["AUG242_3490"]
["AUG242_3491"]
["AUG242_3492"]
["AUG242_3493"]
["AUG242_3494"]
["AUG242_3495"]
["AUG242_3496"]
["AUG242_3497"]
["AUG242_3498"]
["AUG242_3499"]
["AUG242_3500"]
["AUG242_3501"]
["AUG242_3502"]
["AUG242_3503"]
["AUG242_3504"]
["AUG242_3505"]
["AUG242_3506"]
["AUG242_3507"]
["AUG242_3508"]
["AUG242_3509"]
["AUG242_3510"]
["AUG242_3511"]
["AUG242_3512"]
["AUG242_3513"]
["AUG242_3514"]
["AUG242_3515"]
["AUG242_3516"]
["AUG242_3517"]
["AUG242_3518"]
["AUG242_3519"]
["AUG242_3520"]
["AUG242_3521"]
["AUG242_3522"]
["AUG242_3523"]
["AUG242_3524"]
["AUG242_3525"]
["AUG242_3526"]
["AUG242_3527"]
["AUG242_3528"]
["AUG242_3529"]
["AUG242_3530"]
["AUG242_3531"]
["AUG242_3532"]
["AUG242_3533"]
["AUG242_3534"]
["AUG242_3535"]
["AUG242_3536"]
["AUG242_3537"]
["AUG242_3538"]
["AUG242_3539"]
["AUG242_3540"]
["AUG242_3541"]
["AUG242_3542"]
["AUG242_3543"]
["AUG242_3544"]
["AUG242_3545"]
["AUG242_3546"]
["AUG242_3547"]
["AUG242_3548"]
["AUG242_3549"]
["AUG242_3550"]
["AUG242_3551"]
["AUG242_3552"]
["AUG242_3553"]
["AUG242_3554"]
["AUG242_3555"]
["AUG242_3556"]
["AUG242_3557"]
["AUG242_3558"]
["AUG242_3559"]
["AUG242_3560"]
["AUG242_3561"]
["AUG242_3562"]
["AUG242_3563"]
["AUG242_3564"]
["AUG242_3565"]
["AUG242_3566"]
["AUG242_3567"]
["AUG242_3568"]
["AUG242_3569"]
["AUG242_3570"]
["AUG242_3571"]
["AUG242_3572"]
["AUG242_3573"]
["AUG242_3574"]
["AUG242_3575"]
["AUG242_3576"]
["AUG242_3577"]
["AUG242_3578"]
["AUG242_3579"]
["AUG242_3580"]
["AUG242_3581"]
["AUG242_3582"]
["AUG242_3583"]
["AUG242_3584"]
["AUG242_3585"]
["AUG242_3586"]
["AUG242_3587"]
["AUG242_3588"]
["AUG242_3589"]
["AUG242_3590"]
["AUG242_3591"]
["AUG242_3592"]
["AUG242_3593"]
["AUG242_3594"]
["AUG242_3595"]
["AUG242_3596"]
["AUG242_3597"]
["AUG242_3598"]
["AUG242_3599"]
["AUG242_3600"]
["AUG242_3601"]
["AUG242_3602"]
["AUG242_3603"]
["AUG242_3604"]
["AUG242_3605"]
["AUG242_3606"]
["AUG242_3607"]
["AUG242_3608"]
["AUG242_3609"]
["AUG242_3610"]
["AUG242_3611"]
["AUG242_3612"]
["AUG242_3613"]
["AUG242_3614"]
["AUG242_3615"]
["AUG242_3616"]
["AUG242_3617"]
["AUG242_3618"]
["AUG242_3619"]
["AUG242_3620"]
["AUG242_3621"]
["AUG242_3622"]
["AUG242_3623"]
["AUG242_3624"]
["AUG242_3625"]
["AUG242_3626"]
["AUG242_3627"]
["AUG242_3628"]
["AUG242_3629"]
["AUG242_3630"]
["AUG242_3631"]
["AUG242_3632"]
["AUG242_3633"]
["AUG242_3634"]
["AUG242_3635"]
["AUG242_3636"]
["AUG242_3637"]
["AUG242_3638"]
["AUG242_3639"]
["AUG242_3640"]
["AUG242_3641"]
["AUG242_3642"]
["AUG242_3643"]
["AUG242_3644"]
["AUG242_3645"]
["AUG242_3646"]
["AUG242_3647"]
["AUG242_3648"]
["AUG242_3649"]
["AUG242_3650"]
["AUG242_3651"]
["AUG242_3652"]
["AUG242_3653"]
["AUG242_3654"]
["AUG242_3655"]
["AUG242_3656"]
["AUG242_3657"]
["AUG242_3658"]
["AUG242_3659"]
["AUG242_3660"]
["AUG242_3661"]
["AUG242_3662"]
["AUG242_3663"]
["AUG242_3664"]
["AUG242_3665"]
["AUG242_3666"]
["AUG242_3667"]
["AUG242_3668"]
["AUG242_3669"]
["AUG242_3670"]
["AUG242_3671"]
["AUG242_3672"]
["AUG242_3673"]
["AUG242_3674"]
["AUG242_3675"]
["AUG242_3676"]
["AUG242_3677"]
["AUG242_3678"]
["AUG242_3679"]
["AUG242_3680"]
["AUG242_3681"]
["AUG242_3682"]
["AUG242_3683"]
["AUG242_3684"]
["AUG242_3685"]
["AUG242_3686"]
["AUG242_3687"]
["AUG242_3688"]
["AUG242_3689"]
["AUG242_3690"]
["AUG242_3691"]
["AUG242_3692"]
["AUG242_3693"]
["AUG242_3694"]
["AUG242_3695"]
["AUG242_3696"]
["AUG242_3697"]
["AUG242_3698"]
["AUG242_3699"]
["AUG242_3700"]
["AUG242_3701"]
["AUG242_3702"]
["AUG242_3703"]
["AUG242_3704"]
["AUG242_3705"]
["AUG242_3706"]
["AUG242_3707"]
["AUG242_3708"]
["AUG242_3709"]
["AUG242_3710"]
["AUG242_3711"]
["AUG242_3712"]
["AUG242_3713"]
["AUG242_3714"]
["AUG242_3715"]
["AUG242_3716"]
["AUG242_3717"]
["AUG242_3718"]
["AUG242_3719"]
["AUG242_3720"]
["AUG242_3721"]
["AUG242_3722"]
["AUG242_3723"]
["AUG242_3724"]
["AUG242_3725"]
["AUG242_3726"]
["AUG242_3727"]
["AUG242_3728"]
["AUG242_3729"]
["AUG242_3730"]
["AUG242_3731"]
["AUG242_3732"]
["AUG242_3733"]
["AUG242_3734"]
["AUG242_3735"]
["AUG242_3736"]
["AUG242_3737"]
["AUG242_3738"]
["AUG242_3739"]
["AUG242_3740"]
["AUG242_3741"]
["AUG242_3742"]
["AUG242_3743"]
["AUG242_3744"]
["AUG242_3745"]
["AUG242_3746"]
["AUG242_3747"]
["AUG242_3748"]
["AUG242_3749"]
["AUG242_3750"]
["AUG242_3751"]
["AUG242_3752"]
["AUG242_3753"]
["AUG242_3754"]
["AUG242_3755"]
["AUG242_3756"]
["AUG242_3757"]
["AUG242_3758"]
["AUG242_3759"]
["AUG242_3760"]
["AUG242_3761"]
["AUG242_3762"]
["AUG242_3763"]
["AUG242_3764"]
["AUG242_3765"]
["AUG242_3766"]
["AUG242_3767"]
["AUG242_3768"]
["AUG242_3769"]
["AUG242_3770"]
["AUG242_3771"]
["AUG242_3772"]
["AUG242_3773"]
["AUG242_3774"]
["AUG242_3775"]
["AUG242_3776"]
["AUG242_3777"]
["AUG242_3778"]
["AUG242_3779"]
["AUG242_3780"]
["AUG242_3781"]
["AUG242_3782"]
["AUG242_3783"]
["AUG242_3784"]
["AUG242_3785"]
["AUG242_3786"]
["AUG242_3787"]
["AUG242_3788"]
["AUG242_3789"]
["AUG242_3790"]
["AUG242_3791"]
["AUG242_3792"]
["AUG242_3793"]
["AUG242_3794"]
["AUG242_3795"]
["AUG242_3796"]
["AUG242_3797"]
["AUG242_3798"]
["AUG242_3799"]
["AUG242_3800"]
["AUG242_3801"]
["AUG242_3802"]
["AUG242_3803"]
["AUG242_3804"]
["AUG242_3805"]
["AUG242_3806"]
["AUG242_3807"]
["AUG242_3808"]
["AUG242_3809"]
["AUG242_3810"]
["AUG242_3811"]
["AUG242_3812"]
["AUG242_3813"]
["AUG242_3814"]
["AUG242_3815"]
["AUG242_3816"]
["AUG242_3817"]
["AUG242_3818"]
["AUG242_3819"]
["AUG242_3820"]
["AUG242_3821"]
["AUG242_3822"]
["AUG242_3823"]
["AUG242_3824"]
["AUG242_3825"]
["AUG242_3826"]
["AUG242_3827"]
["AUG242_3828"]
["AUG242_3829"]
["AUG242_3830"]
["AUG242_3831"]
["AUG242_3832"]
["AUG242_3833"]
["AUG242_3834"]
["AUG242_3835"]
["AUG242_3836"]
["AUG242_3837"]
["AUG242_3838"]
["AUG242_3839"]
["AUG242_3840"]
["AUG242_3841"]
["AUG242_3842"]
["AUG242_3843"]
["AUG242_3844"]
["AUG242_3845"]
["AUG242_3846"]
["AUG242_3847"]
["AUG242_3848"]
["AUG242_3849"]
["AUG242_3850"]
["AUG242_3851"]
["AUG242_3852"]
["AUG242_3853"]
["AUG242_3854"]
["AUG242_3855"]
["AUG242_3856"]
["AUG242_3857"]
["AUG242_3858"]
["AUG242_3859"]
["AUG242_3860"]
["AUG242_3861"]
["AUG242_3862"]
["AUG242_3863"]
["AUG242_3864"]
["AUG242_3865"]
["AUG242_3866"]
["AUG242_3867"]
["AUG242_3868"]
["AUG242_3869"]
["AUG242_3870"]
["AUG242_3871"]
["AUG242_3872"]
["AUG242_3873"]
["AUG242_3874"]
["AUG242_3875"]
["AUG242_3876"]
["AUG242_3877"]
["AUG242_3878"]
["AUG242_3879"]
["AUG242_3880"]
["AUG242_3881"]
["AUG242_3882"]
["AUG242_3883"]
["AUG242_3884"]
["AUG242_3885"]
["AUG242_3886"]
["AUG242_3887"]
["AUG242_3888"]
["AUG242_3889"]
["AUG242_3890"]
["AUG242_3891"]
["AUG242_3892"]
["AUG242_3893"]
["AUG242_3894"]
["AUG242_3895"]
["AUG242_3896"]
["AUG242_3897"]
["AUG242_3898"]
["AUG242_3899"]
["AUG242_3900"]
["AUG242_3901"]
["AUG242_3902"]
["AUG242_3903"]
["AUG242_3904"]
["AUG242_3905"]
["AUG242_3906"]
["AUG242_3907"]
["AUG242_3908"]
["AUG242_3909"]
["AUG242_3910"]
["AUG242_3911"]
["AUG242_3912"]
["AUG242_3913"]
["AUG242_3914"]
["AUG242_3915"]
["AUG242_3916"]
["AUG242_3917"]
["AUG242_3918"]
["AUG242_3919"]
["AUG242_3920"]
["AUG242_3921"]
["AUG242_3922"]
["AUG242_3923"]
["AUG242_3924"]
["AUG242_3925"]
["AUG242_3926"]
["AUG242_3927"]
["AUG242_3928"]
["AUG242_3929"]
["AUG242_3930"]
["AUG242_3931"]
["AUG242_3932"]
["AUG242_3933"]
["AUG242_3934"]
["AUG242_3935"]
["AUG242_3936"]
["AUG242_3937"]
["AUG242_3938"]
["AUG242_3939"]
["AUG242_3940"]
["AUG242_3941"]
["AUG242_3942"]
["AUG242_3943"]
["AUG242_3944"]
["AUG242_3945"]
["AUG242_3946"]
["AUG242_3947"]
["AUG242_3948"]
["AUG242_3949"]
["AUG242_3950"]
["AUG242_3951"]
["AUG242_3952"]
["AUG242_3953"]
["AUG242_3954"]
["AUG242_3955"]
["AUG242_3956"]
["AUG242_3957"]
["AUG242_3958"]
["AUG242_3959"]
["AUG242_3960"]
["AUG242_3961"]
["AUG242_3962"]
["AUG242_3963"]
["AUG242_3964"]
["AUG242_3965"]
["AUG242_3966"]
["AUG242_3967"]
["AUG242_3968"]
["AUG242_3969"]
["AUG242_3970"]
["AUG242_3971"]
["AUG242_3972"]
["AUG242_3973"]
["AUG242_3974"]
["AUG242_3975"]
["AUG242_3976"]
["AUG242_3977"]
["AUG242_3978"]
["AUG242_3979"]
["AUG242_3980"]
["AUG242_3981"]
["AUG242_3982"]
["AUG242_3983"]
["AUG242_3984"]
["AUG242_3985"]
["AUG242_3986"]
["AUG242_3987"]
["AUG242_3988"]
["AUG242_3989"]
["AUG242_3990"]
["AUG242_3991"]
["AUG242_3992"]
["AUG242_3993"]
["AUG242_3994"]
["AUG242_3995"]
["AUG242_3996"]
["AUG242_3997"]
["AUG242_3998"]
["AUG242_3999"]
["AUG242_4000"]
["AUG242_4001"]
["AUG242_4002"]
["AUG242_4003"]
["AUG242_4004"]
["AUG242_4005"]
["AUG242_4006"]
["AUG242_4007"]
["AUG242_4008"]
["AUG242_4009"]
["AUG242_4010"]
["AUG242_4011"]
["AUG242_4012"]
["AUG242_4013"]
["AUG242_4014"]
["AUG242_4015"]
["AUG242_4016"]
["AUG242_4017"]
["AUG242_4018"]
["AUG242_4019"]
["AUG242_4020"]
["AUG242_4021"]
["AUG242_4022"]
["AUG242_4023"]
["AUG242_4024"]
["AUG242_4025"]
["AUG242_4026"]
["AUG242_4027"]
["AUG242_4028"]
["AUG242_4029"]
["AUG242_4030"]
["AUG242_4031"]
["AUG242_4032"]
["AUG242_4033"]
["AUG242_4034"]
["AUG242_4035"]
["AUG242_4036"]
["AUG242_4037"]
["AUG242_4038"]
["AUG242_4039"]
["AUG242_4040"]
["AUG242_4041"]
["AUG242_4042"]
["AUG242_4043"]
["AUG242_4044"]
["AUG242_4045"]
["AUG242_4046"]
["AUG242_4047"]
["AUG242_4048"]
["AUG242_4049"]
["AUG242_4050"]
["AUG242_4051"]
["AUG242_4052"]
["AUG242_4053"]
["AUG242_4054"]
["AUG242_4055"]
["AUG242_4056"]
["AUG242_4057"]
["AUG242_4058"]
["AUG242_4059"]
["AUG242_4060"]
["AUG242_4061"]
["AUG242_4062"]
["AUG242_4063"]
["AUG242_4064"]
["AUG242_4065"]
["AUG242_4066"]
["AUG242_4067"]
["AUG242_4068"]
["AUG242_4069"]
["AUG242_4070"]
["AUG242_4071"]
["AUG242_4072"]
["AUG242_4073"]
["AUG242_4074"]
["AUG242_4075"]
["AUG242_4076"]
["AUG242_4077"]
["AUG242_4078"]
["AUG242_4079"]
["AUG242_4080"]
["AUG242_4081"]
["AUG242_4082"]
["AUG242_4083"]
["AUG242_4084"]
["AUG242_4085"]
["AUG242_4086"]
["AUG242_4087"]
["AUG242_4088"]
["AUG242_4089"]
["AUG242_4090"]
["AUG242_4091"]
["AUG242_4092"]
["AUG242_4093"]
["AUG242_4094"]
["AUG242_4095"]
["AUG242_4096"]
["AUG242_4097"]
["AUG242_4098"]
["AUG242_4099"]
["AUG242_4100"]
["AUG242_4101"]
["AUG242_4102"]
["AUG242_4103"]
["AUG242_4104"]
["AUG242_4105"]
["AUG242_4106"]
["AUG242_4107"]
["AUG242_4108"]
["AUG242_4109"]
["AUG242_4110"]
["AUG242_4111"]
["AUG242_4112"]
["AUG242_4113"]
["AUG242_4114"]
["AUG242_4115"]
["AUG242_4116"]
["AUG242_4117"]
["AUG242_4118"]
["AUG242_4119"]
["AUG242_4120"]
["AUG242_4121"]
["AUG242_4122"]
["AUG242_4123"]
["AUG242_4124"]
["AUG242_4125"]
["AUG242_4126"]
["AUG242_4127"]
["AUG242_4128"]
["AUG242_4129"]
["AUG242_4130"]
["AUG242_4131"]
["AUG242_4132"]
["AUG242_4133"]
["AUG242_4134"]
["AUG242_4135"]
["AUG242_4136"]
["AUG242_4137"]
["AUG242_4138"]
["AUG242_4139"]
["AUG242_4140"]
["AUG242_4141"]
["AUG242_4142"]
["AUG242_4143"]
["AUG242_4144"]
["AUG242_4145"]
["AUG242_4146"]
["AUG242_4147"]
["AUG242_4148"]
["AUG242_4149"]
["AUG242_4150"]
["AUG242_4151"]
["AUG242_4152"]
["AUG242_4153"]
["AUG242_4154"]
["AUG242_4155"]
["AUG242_4156"]
["AUG242_4157"]
["AUG242_4158"]
["AUG242_4159"]
["AUG242_4160"]
["AUG242_4161"]
["AUG242_4162"]
["AUG242_4163"]
["AUG242_4164"]
["AUG242_4165"]
["AUG242_4166"]
["AUG242_4167"]
["AUG242_4168"]
["AUG242_4169"]
["AUG242_4170"]
["AUG242_4171"]
["AUG242_4172"]
["AUG242_4173"]
["AUG242_4174"]
["AUG242_4175"]
["AUG242_4176"]
["AUG242_4177"]
["AUG242_4178"]
["AUG242_4179"]
["AUG242_4180"]
["AUG242_4181"]
["AUG242_4182"]
["AUG242_4183"]
["AUG242_4184"]
["AUG242_4185"]
["AUG242_4186"]
["AUG242_4187"]
["AUG242_4188"]
["AUG242_4189"]
["AUG242_4190"]
["AUG242_4191"]
["AUG242_4192"]
["AUG242_4193"]
["AUG242_4194"]
["AUG242_4195"]
["AUG242_4196"]
["AUG242_4197"]
["AUG242_4198"]
["AUG242_4199"]
["AUG242_4200"]
["AUG242_4201"]
["AUG242_4202"]
["AUG242_4203"]
["AUG242_4204"]
["AUG242_4205"]
["AUG242_4206"]
["AUG242_4207"]
["AUG242_4208"]
["AUG242_4209"]
["AUG242_4210"]
["AUG242_4211"]
["AUG242_4212"]
["AUG242_4213"]
["AUG242_4214"]
["AUG242_4215"]
["AUG242_4216"]
["AUG242_4217"]
["AUG242_4218"]
["AUG242_4219"]
["AUG242_4220"]
["AUG242_4221"]
["AUG242_4222"]
["AUG242_4223"]
["AUG242_4224"]
["AUG242_4225"]
["AUG242_4226"]
["AUG242_4227"]
["AUG242_4228"]
["AUG242_4229"]
["AUG242_4230"]
["AUG242_4231"]
["AUG242_4232"]
["AUG242_4233"]
["AUG242_4234"]
["AUG242_4235"]
["AUG242_4236"]
["AUG242_4237"]
["AUG242_4238"]
["AUG242_4239"]
["AUG242_4240"]
["AUG242_4241"]
["AUG242_4242"]
["AUG242_4243"]
["AUG242_4244"]
["AUG242_4245"]
["AUG242_4246"]
["AUG242_4247"]
["AUG242_4248"]
["AUG242_4249"]
["AUG242_4250"]
["AUG242_4251"]
["AUG242_4252"]
["AUG242_4253"]
["AUG242_4254"]
["AUG242_4255"]
["AUG242_4256"]
["AUG242_4257"]
["AUG242_4258"]
["AUG242_4259"]
["AUG242_4260"]
["AUG242_4261"]
["AUG242_4262"]
["AUG242_4263"]
["AUG242_4264"]
["AUG242_4265"]
["AUG242_4266"]
["AUG242_4267"]
["AUG242_4268"]
["AUG242_4269"]
["AUG242_4270"]
["AUG242_4271"]
["AUG242_4272"]
["AUG242_4273"]
["AUG242_4274"]
["AUG242_4275"]
["AUG242_4276"]
["AUG242_4277"]
["AUG242_4278"]
["AUG242_4279"]
["AUG242_4280"]
["AUG242_4281"]
["AUG242_4282"]
["AUG242_4283"]
["AUG242_4284"]
["AUG242_4285"]
["AUG242_4286"]
["AUG242_4287"]
["AUG242_4288"]
["AUG242_4289"]
["AUG242_4290"]
["AUG242_4291"]
["AUG242_4292"]
["AUG242_4293"]
["AUG242_4294"]
["AUG242_4295"]
["AUG242_4296"]
["AUG242_4297"]
["AUG242_4298"]
["AUG242_4299"]
["AUG242_4300"]
["AUG242_4301"]
["AUG242_4302"]
["AUG242_4303"]
["AUG242_4304"]
["AUG242_4305"]
["AUG242_4306"]
["AUG242_4307"]
["AUG242_4308"]
["AUG242_4309"]
["AUG242_4310"]
["AUG242_4311"]
["AUG242_4312"]
["AUG242_4313"]
["AUG242_4314"]
["AUG242_4315"]
["AUG242_4316"]
["AUG242_4317"]
["AUG242_4318"]
["AUG242_4319"]
["AUG242_4320"]
["AUG242_4321"]
["AUG242_4322"]
["AUG242_4323"]
["AUG242_4324"]
["AUG242_4325"]
["AUG242_4326"]
["AUG242_4327"]
["AUG242_4328"]
["AUG242_4329"]
["AUG242_4330"]
["AUG242_4331"]
["AUG242_4332"]
["AUG242_4333"]
["AUG242_4334"]
["AUG242_4335"]
["AUG242_4336"]
["AUG242_4337"]
["AUG242_4338"]
["AUG242_4339"]
["AUG242_4340"]
["AUG242_4341"]
["AUG242_4342"]
["AUG242_4343"]
["AUG242_4344"]
["AUG242_4345"]
["AUG242_4346"]
["AUG242_4347"]
["AUG242_4348"]
["AUG242_4349"]
["AUG242_4350"]
["AUG242_4351"]
["AUG242_4352"]
["AUG242_4353"]
["AUG242_4354"]
["AUG242_4355"]
["AUG242_4356"]
["AUG242_4357"]
["AUG242_4358"]
["AUG242_4359"]
["AUG242_4360"]
["AUG242_4361"]
["AUG242_4362"]
["AUG242_4363"]
["AUG242_4364"]
["AUG242_4365"]
["AUG242_4366"]
["AUG242_4367"]
["AUG242_4368"]
["AUG242_4369"]
["AUG242_4370"]
["AUG242_4371"]
["AUG242_4372"]
["AUG242_4373"]
["AUG242_4374"]
["AUG242_4375"]
["AUG242_4376"]
["AUG242_4377"]
["AUG242_4378"]
["AUG242_4379"]
["AUG242_4380"]
["AUG242_4381"]
["AUG242_4382"]
["AUG242_4383"]
["AUG242_4384"]
["AUG242_4385"]
["AUG242_4386"]
["AUG242_4387"]
["AUG242_4388"]
["AUG242_4389"]
["AUG242_4390"]
["AUG242_4391"]
["AUG242_4392"]
["AUG242_4393"]
["AUG242_4394"]
["AUG242_4395"]
["AUG242_4396"]
["AUG242_4397"]
["AUG242_4398"]
["AUG242_4399"]
["AUG242_4400"]
["AUG242_4401"]
["AUG242_4402"]
["AUG242_4403"]
["AUG242_4404"]
["AUG242_4405"]
["AUG242_4406"]
["AUG242_4407"]
["AUG242_4408"]
["AUG242_4409"]
["AUG242_4410"]
["AUG242_4411"]
["AUG242_4412"]
["AUG242_4413"]
["AUG242_4414"]
["AUG242_4415"]
["AUG242_4416"]
["AUG242_4417"]
["AUG242_4418"]
["AUG242_4419"]
["AUG242_4420"]
["AUG242_4421"]
["AUG242_4422"]
["AUG242_4423"]
["AUG242_4424"]
["AUG242_4425"]
["AUG242_4426"]
["AUG242_4427"]
["AUG242_4428"]
["AUG242_4429"]
["AUG242_4430"]
["AUG242_4431"]
["AUG242_4432"]
["AUG242_4433"]
["AUG242_4434"]
["AUG242_4435"]
["AUG242_4436"]
["AUG242_4437"]
["AUG242_4438"]
["AUG242_4439"]
["AUG242_4440"]
["AUG242_4441"]
["AUG242_4442"]
["AUG242_4443"]
["AUG242_4444"]
["AUG242_4445"]
["AUG242_4446"]
["AUG242_4447"]
["AUG242_4448"]
["AUG242_4449"]
["AUG242_4450"]
["AUG242_4451"]
["AUG242_4452"]
["AUG242_4453"]
["AUG242_4454"]
["AUG242_4455"]
["AUG242_4456"]
["AUG242_4457"]
["AUG242_4458"]
["AUG242_4459"]
["AUG242_4460"]
["AUG242_4461"]
["AUG242_4462"]
["AUG242_4463"]
["AUG242_4464"]
["AUG242_4465"]
["AUG242_4466"]
["AUG242_4467"]
["AUG242_4468"]
["AUG242_4469"]
["AUG242_4470"]
["AUG242_4471"]
["AUG242_4472"]
["AUG242_4473"]
["AUG242_4474"]
["AUG242_4475"]
["AUG242_4476"]
["AUG242_4477"]
["AUG242_4478"]
["AUG242_4479"]
["AUG242_4480"]
["AUG242_4481"]
["AUG242_4482"]
["AUG242_4483"]
["AUG242_4484"]
["AUG242_4485"]
["AUG242_4486"]
["AUG242_4487"]
["AUG242_4488"]
["AUG242_4489"]
["AUG242_4490"]
["AUG242_4491"]
["AUG242_4492"]
["AUG242_4493"]
["AUG242_4494"]
["AUG242_4495"]
["AUG242_4496"]
["AUG242_4497"]
["AUG242_4498"]
["AUG242_4499"]
["AUG242_4500"]
["AUG242_4501"]
["AUG242_4502"]
["AUG242_4503"]
["AUG242_4504"]
["AUG242_4505"]
["AUG242_4506"]
["AUG242_4507"]
["AUG242_4508"]
["AUG242_4509"]
["AUG242_4510"]
["AUG242_4511"]
["AUG242_4512"]
["AUG242_4513"]
["AUG242_4514"]
["AUG242_4515"]
["AUG242_4516"]
["AUG242_4517"]
["AUG242_4518"]
["AUG242_4519"]
["AUG242_4520"]
["AUG242_4521"]
["AUG242_4522"]
["AUG242_4523"]
["AUG242_4524"]
["AUG242_4525"]
["AUG242_4526"]
["AUG242_4527"]
["AUG242_4528"]
["AUG242_4529"]
["AUG242_4530"]
["AUG242_4531"]
["AUG242_4532"]
["AUG242_4533"]
["AUG242_4534"]
["AUG242_4535"]
["AUG242_4536"]
["AUG242_4537"]
["AUG242_4538"]
["AUG242_4539"]
["AUG242_4540"]
["AUG242_4541"]
["AUG242_4542"]
["AUG242_4543"]
["AUG242_4544"]
["AUG242_4545"]
["AUG242_4546"]
["AUG242_4547"]
["AUG242_4548"]
["AUG242_4549"]
["AUG242_4550"]
["AUG242_4551"]
["AUG242_4552"]
["AUG242_4553"]
["AUG242_4554"]
["AUG242_4555"]
["AUG242_4556"]
["AUG242_4557"]
["AUG242_4558"]
["AUG242_4559"]
["AUG242_4560"]
["AUG242_4561"]
["AUG242_4562"]
["AUG242_4563"]
["AUG242_4564"]
["AUG242_4565"]
["AUG242_4566"]
["AUG242_4567"]
["AUG242_4568"]
["AUG242_4569"]
["AUG242_4570"]
["AUG242_4571"]
["AUG242_4572"]
["AUG242_4573"]
["AUG242_4574"]
["AUG242_4575"]
["AUG242_4576"]
["AUG242_4577"]
["AUG242_4578"]
["AUG242_4579"]
["AUG242_4580"]
["AUG242_4581"]
["AUG242_4582"]
["AUG242_4583"]
["AUG242_4584"]
["AUG242_4585"]
["AUG242_4586"]
["AUG242_4587"]
["AUG242_4588"]
["AUG242_4589"]
["AUG242_4590"]
["AUG242_4591"]
["AUG242_4592"]
["AUG242_4593"]
["AUG242_4594"]
["AUG242_4595"]
["AUG242_4596"]
["AUG242_4597"]
["AUG242_4598"]
["AUG242_4599"]
["AUG242_4600"]
["AUG242_4601"]
["AUG242_4602"]
["AUG242_4603"]
["AUG242_4604"]
["AUG242_4605"]
["AUG242_4606"]
["AUG242_4607"]
["AUG242_4608"]
["AUG242_4609"]
["AUG242_4610"]
["AUG242_4611"]
["AUG242_4612"]
["AUG242_4613"]
["AUG242_4614"]
["AUG242_4615"]
["AUG242_4616"]
["AUG242_4617"]
["AUG242_4618"]
["AUG242_4619"]
["AUG242_4620"]
["AUG242_4621"]
["AUG242_4622"]
["AUG242_4623"]
["AUG242_4624"]
["AUG242_4625"]
["AUG242_4626"]
["AUG242_4627"]
["AUG242_4628"]
["AUG242_4629"]
["AUG242_4630"]
["AUG242_4631"]
["AUG242_4632"]
["AUG242_4633"]
["AUG242_4634"]
["AUG242_4635"]
["AUG242_4636"]
["AUG242_4637"]
["AUG242_4638"]
["AUG242_4639"]
["AUG242_4640"]
["AUG242_4641"]
["AUG242_4642"]
["AUG242_4643"]
["AUG242_4644"]
["AUG242_4645"]
["AUG242_4646"]
["AUG242_4647"]
["AUG242_4648"]
["AUG242_4649"]
["AUG242_4650"]
["AUG242_4651"]
["AUG242_4652"]
["AUG242_4653"]
["AUG242_4654"]
["AUG242_4655"]
["AUG242_4656"]
["AUG242_4657"]
["AUG242_4658"]
["AUG242_4659"]
["AUG242_4660"]
["AUG242_4661"]
["AUG242_4662"]
["AUG242_4663"]
["AUG242_4664"]
["AUG242_4665"]
["AUG242_4666"]
["AUG242_4667"]
["AUG242_4668"]
["AUG242_4669"]
["AUG242_4670"]
["AUG242_4671"]
["AUG242_4672"]
["AUG242_4673"]
["AUG242_4674"]
["AUG242_4675"]
["AUG242_4676"]
["AUG242_4677"]
["AUG242_4678"]
["AUG242_4679"]
["AUG242_4680"]
["AUG242_4681"]
["AUG242_4682"]
["AUG242_4683"]
["AUG242_4684"]
["AUG242_4685"]
["AUG242_4686"]
["AUG242_4687"]
["AUG242_4688"]
["AUG242_4689"]
["AUG242_4690"]
["AUG242_4691"]
["AUG242_4692"]
["AUG242_4693"]
["AUG242_4694"]
["AUG242_4695"]
["AUG242_4696"]
["AUG242_4697"]
["AUG242_4698"]
["AUG242_4699"]
["AUG242_4700"]
["AUG242_4701"]
["AUG242_4702"]
["AUG242_4703"]
["AUG242_4704"]
["AUG242_4705"]
["AUG242_4706"]
["AUG242_4707"]
["AUG242_4708"]
["AUG242_4709"]
["AUG242_4710"]
["AUG242_4711"]
["AUG242_4712"]
["AUG242_4713"]
["AUG242_4714"]
["AUG242_4715"]
["AUG242_4716"]
["AUG242_4717"]
["AUG242_4718"]
["AUG242_4719"]
["AUG242_4720"]
["AUG242_4721"]
["AUG242_4722"]
["AUG242_4723"]
["AUG242_4724"]
["AUG242_4725"]
["AUG242_4726"]
["AUG242_4727"]
["AUG242_4728"]
["AUG242_4729"]
["AUG242_4730"]
["AUG242_4731"]
["AUG242_4732"]
["AUG242_4733"]
["AUG242_4734"]
["AUG242_4735"]
["AUG242_4736"]
["AUG242_4737"]
["AUG242_4738"]
["AUG242_4739"]
["AUG242_4740"]
["AUG242_4741"]
["AUG242_4742"]
["AUG242_4743"]
["AUG242_4744"]
["AUG242_4745"]
["AUG242_4746"]
["AUG242_4747"]
["AUG242_4748"]
["AUG242_4749"]
["AUG242_4750"]
["AUG242_4751"]
["AUG242_4752"]
["AUG242_4753"]
["AUG242_4754"]
["AUG242_4755"]
["AUG242_4756"]
["AUG242_4757"]
["AUG242_4758"]
["AUG242_4759"]
["AUG242_4760"]
["AUG242_4761"]
["AUG242_4762"]
["AUG242_4763"]
["AUG242_4764"]
["AUG242_4765"]
["AUG242_4766"]
["AUG242_4767"]
["AUG242_4768"]
["AUG242_4769"]
["AUG242_4770"]
["AUG242_4771"]
["AUG242_4772"]
["AUG242_4773"]
["AUG242_4774"]
["AUG242_4775"]
["AUG242_4776"]
["AUG242_4777"]
["AUG242_4778"]
["AUG242_4779"]
["AUG242_4780"]
["AUG242_4781"]
["AUG242_4782"]
["AUG242_4783"]
["AUG242_4784"]
["AUG242_4785"]
["AUG242_4786"]
["AUG242_4787"]
["AUG242_4788"]
["AUG242_4789"]
["AUG242_4790"]
["AUG242_4791"]
["AUG242_4792"]
["AUG242_4793"]
["AUG242_4794"]
["AUG242_4795"]
["AUG242_4796"]
["AUG242_4797"]
["AUG242_4798"]
["AUG242_4799"]
["AUG242_4800"]
["AUG242_4801"]
["AUG242_4802"]
["AUG242_4803"]
["AUG242_4804"]
["AUG242_4805"]
["AUG242_4806"]
["AUG242_4807"]
["AUG242_4808"]
["AUG242_4809"]
["AUG242_4810"]
["AUG242_4811"]
["AUG242_4812"]
["AUG242_4813"]
["AUG242_4814"]
["AUG242_4815"]
["AUG242_4816"]
["AUG242_4817"]
["AUG242_4818"]
["AUG242_4819"]
["AUG242_4820"]
["AUG242_4821"]
["AUG242_4822"]
["AUG242_4823"]
["AUG242_4824"]
["AUG242_4825"]
["AUG242_4826"]
["AUG242_4827"]
["AUG242_4828"]
["AUG242_4829"]
["AUG242_4830"]
["AUG242_4831"]
["AUG242_4832"]
["AUG242_4833"]
["AUG242_4834"]
["AUG242_4835"]
["AUG242_4836"]
["AUG242_4837"]
["AUG242_4838"]
["AUG242_4839"]
["AUG242_4840"]
["AUG242_4841"]
["AUG242_4842"]
["AUG242_4843"]
["AUG242_4844"]
["AUG242_4845"]
["AUG242_4846"]
["AUG242_4847"]
["AUG242_4848"]
["AUG242_4849"]
["AUG242_4850"]
["AUG242_4851"]
["AUG242_4852"]
["AUG242_4853"]
["AUG242_4854"]
["AUG242_4855"]
["AUG242_4856"]
["AUG242_4857"]
["AUG242_4858"]
["AUG242_4859"]
["AUG242_4860"]
["AUG242_4861"]
["AUG242_4862"]
["AUG242_4863"]
["AUG242_4864"]
["AUG242_4865"]
["AUG242_4866"]
["AUG242_4867"]
["AUG242_4868"]
["AUG242_4869"]
["AUG242_4870"]
["AUG242_4871"]
["AUG242_4872"]
["AUG242_4873"]
["AUG242_4874"]
["AUG242_4875"]
["AUG242_4876"]
["AUG242_4877"]
["AUG242_4878"]
["AUG242_4879"]
["AUG242_4880"]
["AUG242_4881"]
["AUG242_4882"]
["AUG242_4883"]
["AUG242_4884"]
["AUG242_4885"]
["AUG242_4886"]
["AUG242_4887"]
["AUG242_4888"]
["AUG242_4889"]
["AUG242_4890"]
["AUG242_4891"]
["AUG242_4892"]
["AUG242_4893"]
["AUG242_4894"]
["AUG242_4895"]
["AUG242_4896"]
["AUG242_4897"]
["AUG242_4898"]
["AUG242_4899"]
["AUG242_4900"]
["AUG242_4901"]
["AUG242_4902"]
["AUG242_4903"]
["AUG242_4904"]
["AUG242_4905"]
["AUG242_4906"]
["AUG242_4907"]
["AUG242_4908"]
["AUG242_4909"]
["AUG242_4910"]
["AUG242_4911"]
["AUG242_4912"]
["AUG242_4913"]
["AUG242_4914"]
["AUG242_4915"]
["AUG242_4916"]
["AUG242_4917"]
["AUG242_4918"]
["AUG242_4919"]
["AUG242_4920"]
["AUG242_4921"]
["AUG242_4922"]
["AUG242_4923"]
["AUG242_4924"]
["AUG242_4925"]
["AUG242_4926"]
["AUG242_4927"]
["AUG242_4928"]
["AUG242_4929"]
["AUG242_4930"]
["AUG242_4931"]
["AUG242_4932"]
["AUG242_4933"]
["AUG242_4934"]
["AUG242_4935"]
["AUG242_4936"]
["AUG242_4937"]
["AUG242_4938"]
["AUG242_4939"]
["AUG242_4940"]
["AUG242_4941"]
["AUG242_4942"]
["AUG242_4943"]
["AUG242_4944"]
["AUG242_4945"]
["AUG242_4946"]
["AUG242_4947"]
["AUG242_4948"]
["AUG242_4949"]
["AUG242_4950"]
["AUG242_4951"]
["AUG242_4952"]
["AUG242_4953"]
["AUG242_4954"]
["AUG242_4955"]
["AUG242_4956"]
["AUG242_4957"]
["AUG242_4958"]
["AUG242_4959"]
["AUG242_4960"]
["AUG242_4961"]
["AUG242_4962"]
["AUG242_4963"]
["AUG242_4964"]
["AUG242_4965"]
["AUG242_4966"]
["AUG242_4967"]
["AUG242_4968"]
["AUG242_4969"]
["AUG242_4970"]
["AUG242_4971"]
["AUG242_4972"]
["AUG242_4973"]
["AUG242_4974"]
["AUG242_4975"]
["AUG242_4976"]
["AUG242_4977"]
["AUG242_4978"]
["AUG242_4979"]
["AUG242_4980"]
["AUG242_4981"]
["AUG242_4982"]
["AUG242_4983"]
["AUG242_4984"]
["AUG242_4985"]
["AUG242_4986"]
["AUG242_4987"]
["AUG242_4988"]
["AUG242_4989"]
["AUG242_4990"]
["AUG242_4991"]
["AUG242_4992"]
["AUG242_4993"]
["AUG242_4994"]
["AUG242_4995"]
["AUG242_4996"]
["AUG242_4997"]
["AUG242_4998"]
["AUG242_4999"]
["AUG242_5000"]
["AUG242_5001"]
["AUG242_5002"]
["AUG242_5003"]
["AUG242_5004"]
["AUG242_5005"]
["AUG242_5006"]
["AUG242_5007"]
["AUG242_5008"]
["AUG242_5009"]
["AUG242_5010"]
["AUG242_5011"]
["AUG242_5012"]
["AUG242_5013"]
["AUG242_5014"]
["AUG242_5015"]
["AUG242_5016"]
["AUG242_5017"]
["AUG242_5018"]
["AUG242_5019"]
["AUG242_5020"]
["AUG242_5021"]
["AUG242_5022"]
["AUG242_5023"]
["AUG242_5024"]
["AUG242_5025"]
["AUG242_5026"]
["AUG242_5027"]
["AUG242_5028"]
["AUG242_5029"]
["AUG242_5030"]
["AUG242_5031"]
["AUG242_5032"]
["AUG242_5033"]
["AUG242_5034"]
["AUG242_5035"]
["AUG242_5036"]
["AUG242_5037"]
["AUG242_5038"]
["AUG242_5039"]
["AUG242_5040"]
["AUG242_5041"]
["AUG242_5042"]
["AUG242_5043"]
["AUG242_5044"]
["AUG242_5045"]
["AUG242_5046"]
["AUG242_5047"]
["AUG242_5048"]
["AUG242_5049"]
["AUG242_5050"]
["AUG242_5051"]
["AUG242_5052"]
["AUG242_5053"]
["AUG242_5054"]
["AUG242_5055"]
["AUG242_5056"]
["AUG242_5057"]
["AUG242_5058"]
["AUG242_5059"]
["AUG242_5060"]
["AUG242_5061"]
["AUG242_5062"]
["AUG242_5063"]
["AUG242_5064"]
["AUG242_5065"]
["AUG242_5066"]
["AUG242_5067"]
["AUG242_5068"]
["AUG242_5069"]
["AUG242_5070"]
["AUG242_5071"]
["AUG242_5072"]
["AUG242_5073"]
["AUG242_5074"]
["AUG242_5075"]
["AUG242_5076"]
["AUG242_5077"]
["AUG242_5078"]
["AUG242_5079"]
["AUG242_5080"]
["AUG242_5081"]
["AUG242_5082"]
["AUG242_5083"]
["AUG242_5084"]
["AUG242_5085"]
["AUG242_5086"]
["AUG242_5087"]
["AUG242_5088"]
["AUG242_5089"]
["AUG242_5090"]
["AUG242_5091"]
["AUG242_5092"]
["AUG242_5093"]
["AUG242_5094"]
["AUG242_5095"]
["AUG242_5096"]
["AUG242_5097"]
["AUG242_5098"]
["AUG242_5099"]
["AUG242_5100"]
["AUG242_5101"]
["AUG242_5102"]
["AUG242_5103"]
["AUG242_5104"]
["AUG242_5105"]
["AUG242_5106"]
["AUG242_5107"]
["AUG242_5108"]
["AUG242_5109"]
["AUG242_5110"]
["AUG242_5111"]
["AUG242_5112"]
["AUG242_5113"]
["AUG242_5114"]
["AUG242_5115"]
["AUG242_5116"]
["AUG242_5117"]
["AUG242_5118"]
["AUG242_5119"]
["AUG242_5120"]
["AUG242_5121"]
["AUG242_5122"]
["AUG242_5123"]
["AUG242_5124"]
["AUG242_5125"]
["AUG242_5126"]
["AUG242_5127"]
["AUG242_5128"]
["AUG242_5129"]
["AUG242_5130"]
["AUG242_5131"]
["AUG242_5132"]
["AUG242_5133"]
["AUG242_5134"]
["AUG242_5135"]
["AUG242_5136"]
["AUG242_5137"]
["AUG242_5138"]
["AUG242_5139"]
["AUG242_5140"]
["AUG242_5141"]
["AUG242_5142"]
["AUG242_5143"]
["AUG242_5144"]
["AUG242_5145"]
["AUG242_5146"]
["AUG242_5147"]
["AUG242_5148"]
["AUG242_5149"]
["AUG242_5150"]
["AUG242_5151"]
["AUG242_5152"]
["AUG242_5153"]
["AUG242_5154"]
["AUG242_5155"]
["AUG242_5156"]
["AUG242_5157"]
["AUG242_5158"]
["AUG242_5159"]
["AUG242_5160"]
["AUG242_5161"]
["AUG242_5162"]
["AUG242_5163"]
["AUG242_5164"]
["AUG242_5165"]
["AUG242_5166"]
["AUG242_5167"]
["AUG242_5168"]
["AUG242_5169"]
["AUG242_5170"]
["AUG242_5171"]
["AUG242_5172"]
["AUG242_5173"]
["AUG242_5174"]
["AUG242_5175"]
["AUG242_5176"]
["AUG242_5177"]
["AUG242_5178"]
["AUG242_5179"]
["AUG242_5180"]
["AUG242_5181"]
["AUG242_5182"]
["AUG242_5183"]
["AUG242_5184"]
["AUG242_5185"]
["AUG242_5186"]
["AUG242_5187"]
["AUG242_5188"]
["AUG242_5189"]
["AUG242_5190"]
["AUG242_5191"]
["AUG242_5192"]
["AUG242_5193"]
["AUG242_5194"]
["AUG242_5195"]
["AUG242_5196"]
["AUG242_5197"]
["AUG242_5198"]
["AUG242_5199"]
["AUG242_5200"]
["AUG242_5201"]
["AUG242_5202"]
["AUG242_5203"]
["AUG242_5204"]
["AUG242_5205"]
["AUG242_5206"]
["AUG242_5207"]
["AUG242_5208"]
["AUG242_5209"]
["AUG242_5210"]
["AUG242_5211"]
["AUG242_5212"]
["AUG242_5213"]
["AUG242_5214"]
["AUG242_5215"]
["AUG242_5216"]
["AUG242_5217"]
["AUG242_5218"]
["AUG242_5219"]
["AUG242_5220"]
["AUG242_5221"]
["AUG242_5222"]
["AUG242_5223"]
["AUG242_5224"]
["AUG242_5225"]
["AUG242_5226"]
["AUG242_5227"]
["AUG242_5228"]
["AUG242_5229"]
["AUG242_5230"]
["AUG242_5231"]
["AUG242_5232"]
["AUG242_5233"]
["AUG242_5234"]
["AUG242_5235"]
["AUG242_5236"]
["AUG242_5237"]
["AUG242_5238"]
["AUG242_5239"]
["AUG242_5240"]
["AUG242_5241"]
["AUG242_5242"]
["AUG242_5243"]
["AUG242_5244"]
["AUG242_5245"]
["AUG242_5246"]
["AUG242_5247"]
["AUG242_5248"]
["AUG242_5249"]
["AUG242_5250"]
["AUG242_5251"]
["AUG242_5252"]
["AUG242_5253"]
["AUG242_5254"]
["AUG242_5255"]
["AUG242_5256"]
["AUG242_5257"]
["AUG242_5258"]
["AUG242_5259"]
["AUG242_5260"]
["AUG242_5261"]
["AUG242_5262"]
["AUG242_5263"]
["AUG242_5264"]
["AUG242_5265"]
["AUG242_5266"]
["AUG242_5267"]
["AUG242_5268"]
["AUG242_5269"]
["AUG242_5270"]
["AUG242_5271"]
["AUG242_5272"]
["AUG242_5273"]
["AUG242_5274"]
["AUG242_5275"]
["AUG242_5276"]
["AUG242_5277"]
["AUG242_5278"]
["AUG242_5279"]
["AUG242_5280"]
["AUG242_5281"]
["AUG242_5282"]
["AUG242_5283"]
["AUG242_5284"]
["AUG242_5285"]
["AUG242_5286"]
["AUG242_5287"]
["AUG242_5288"]
["AUG242_5289"]
["AUG242_5290"]
["AUG242_5291"]
["AUG242_5292"]
["AUG242_5293"]
["AUG242_5294"]
["AUG242_5295"]
["AUG242_5296"]
["AUG242_5297"]
["AUG242_5298"]
["AUG242_5299"]
["AUG242_5300"]
["AUG242_5301"]
["AUG242_5302"]
["AUG242_5303"]
["AUG242_5304"]
["AUG242_5305"]
["AUG242_5306"]
["AUG242_5307"]
["AUG242_5308"]
["AUG242_5309"]
["AUG242_5310"]
["AUG242_5311"]
["AUG242_5312"]
["AUG242_5313"]
["AUG242_5314"]
["AUG242_5315"]
["AUG242_5316"]
["AUG242_5317"]
["AUG242_5318"]
["AUG242_5319"]
["AUG242_5320"]
["AUG242_5321"]
["AUG242_5322"]
["AUG242_5323"]
["AUG242_5324"]
["AUG242_5325"]
["AUG242_5326"]
["AUG242_5327"]
["AUG242_5328"]
["AUG242_5329"]
["AUG242_5330"]
["AUG242_5331"]
["AUG242_5332"]
["AUG242_5333"]
["AUG242_5334"]
["AUG242_5335"]
["AUG242_5336"]
["AUG242_5337"]
["AUG242_5338"]
["AUG242_5339"]
["AUG242_5340"]
["AUG242_5341"]
["AUG242_5342"]
["AUG242_5343"]
["AUG242_5344"]
["AUG242_5345"]
["AUG242_5346"]
["AUG242_5347"]
["AUG242_5348"]
["AUG242_5349"]
["AUG242_5350"]
["AUG242_5351"]
["AUG242_5352"]
["AUG242_5353"]
["AUG242_5354"]
["AUG242_5355"]
["AUG242_5356"]
["AUG242_5357"]
["AUG242_5358"]
["AUG242_5359"]
["AUG242_5360"]
["AUG242_5361"]
["AUG242_5362"]
["AUG242_5363"]
["AUG242_5364"]
["AUG242_5365"]
["AUG242_5366"]
["AUG242_5367"]
["AUG242_5368"]
["AUG242_5369"]
["AUG242_5370"]
["AUG242_5371"]
["AUG242_5372"]
["AUG242_5373"]
["AUG242_5374"]
["AUG242_5375"]
["AUG242_5376"]
["AUG242_5377"]
["AUG242_5378"]
["AUG242_5379"]
["AUG242_5380"]
["AUG242_5381"]
["AUG242_5382"]
["AUG242_5383"]
["AUG242_5384"]
["AUG242_5385"]
["AUG242_5386"]
["AUG242_5387"]
["AUG242_5388"]
["AUG242_5389"]
["AUG242_5390"]
["AUG242_5391"]
["AUG242_5392"]
["AUG242_5393"]
["AUG242_5394"]
["AUG242_5395"]
["AUG242_5396"]
["AUG242_5397"]
["AUG242_5398"]
["AUG242_5399"]
["AUG242_5400"]
["AUG242_5401"]
["AUG242_5402"]
["AUG242_5403"]
["AUG242_5404"]
["AUG242_5405"]
["AUG242_5406"]
["AUG242_5407"]
["AUG242_5408"]
["AUG242_5409"]
["AUG242_5410"]
["AUG242_5411"]
["AUG242_5412"]
["AUG242_5413"]
["AUG242_5414"]
["AUG242_5415"]
["AUG242_5416"]
["AUG242_5417"]
["AUG242_5418"]
["AUG242_5419"]
["AUG242_5420"]
["AUG242_5421"]
["AUG242_5422"]
["AUG242_5423"]
["AUG242_5424"]
["AUG242_5425"]
["AUG242_5426"]
["AUG242_5427"]
["AUG242_5428"]
["AUG242_5429"]
["AUG242_5430"]
["AUG242_5431"]
["AUG242_5432"]
["AUG242_5433"]
["AUG242_5434"]
["AUG242_5435"]
[]
[]
["AUG243",null,null,null,null,null,null,"ED_AUG243_00001","ED_AUG243_00002","ED_AUG243_00003","ED_AUG243_00004","ED_AUG243_00005","ED_AUG243_00006","ED_AUG243_00007","ED_AUG243_00008","ED_AUG243_00009","ED_AUG243_00010","ED_AUG243_00011","ED_AUG243_00012","ED_AUG243_00013","ED_AUG243_00014","ED_AUG243_00015","ED_AUG243_00016","ED_AUG243_00017"]
[null,null,"TABLE 2.4.3 - AUGEX MODEL INPUTS - ASSET STATUS - SUBTRANSMISSION SUBSTATIONS, SUBTRANSMISSION SWITCHING STATIONS AND ZONE SUBSTATIONS"]
[]
[null,null,"Substation ID","Subtransmission substation, subtransmission switching station, or zone substation","Primary type of area supplied by substation","Substation voltage",null,{"$f":"CRCP_y4","v":"2015-16"},null,null,null,null,null,null,null,{"$f":"PRCP_y5","v":"2011-12"},null,null,null,null,null,null,null,{"$f":"CONCATENATE(\"Average per annum growth rate in annual substation maximum demand (50% PoE) from \", CRCP_y4, \" to \", dms_FRCP_FinalYear_Num)","v":"Average per annum growth rate in annual substation maximum demand (50% PoE) from 2015-16 to 2018-19"},"Network segment ID"]
[null,null,null,null,null,null,null,{"$f":"CONCATENATE(IF(dms_RPT=\"Financial\",\"Number of transformers as at 30 June \",\"Number of transformers as at 31 December \"))","v":"Number of transformers as at 30 June "},"Maximum demand \n(weather corrected at 50% PoE)",null,{"$f":"CONCATENATE(IF(dms_RPT=\"Financial\",\"Substation rating as at 30 June \",\"Substation rating as at 31 December \"))","v":"Substation rating as at 30 June "},null,null,null,null,{"$f":"CONCATENATE(IF(dms_RPT=\"Financial\",\"Number of transformers as at 30 June \",\"Number of transformers as at 31 December \"))","v":"Number of transformers as at 30 June "},"Maximum demand \n(weather corrected at 50% PoE)",null,{"$f":"CONCATENATE(IF(dms_RPT=\"Financial\",\"Substation rating as at 30 June \",\"Substation rating as at 31 December \"))","v":"Substation rating as at 30 June "}]
[null,null,null,null,null,"Primary","Secondary",null,null,null,"tx name plate total\n(ONAN)","tx name plate total\n(in service)","tx normal cyclic total","Substation normal cyclic","N-1 emergency",null,null,null,"tx name plate\n(ONAN)","tx name plate\n(in service)","tx normal cyclic total","Substation normal cyclic","N-1 emergency"]
[null,null,null," STS, SSW or ZSS ","CBD, Urban, Short rural, Long rural"," kV "," kV ",null," MVA "," MW "," MVA ","MVA "," MVA "," MVA "," MVA ",null," MVA "," MW "," MVA ","MVA "," MVA "," MVA "," MVA "," % "]
["AUG243_1",null,"Bellerive","ZSS","Urban",33,11,2,17.591000000000001,17.379908,30,45,58.5,null,22.5,2,22.334,22.065991999999998,30,45,58.5,null,22.5,7.6E-3]
["AUG243_2",null,"Cambridge","ZSS","Urban",33,11,2,13.398999999999999,13.291808,30,40,52,null,20,2,15.755000000000001,15.628960000000001,30,40,52,null,20,7.6E-3]
["AUG243_3",null,"Claremont","ZSS","Urban",33,11,2,19.126000000000001,18.686102000000002,30,45,58.5,null,22.5,2,26.103000000000002,25.502631000000001,30,45,58.5,null,22.5,1.77E-2]
["AUG243_4",null,"Derwent Park","ZSS","Urban",33,11,2,20.111000000000001,19.306560000000001,30,45,58.5,null,22.5,2,24.3,23.327999999999999,30,45,58.5,null,22.5,1.9400000000000001E-2]
["AUG243_5",null,"East Hobart","ZSS","Urban",33,11,3,31.263000000000002,30.01248,60,90,117,null,60,3,31.789000000000001,30.517440000000001,60,90,117,null,60,8.5800000000000001E-2]
["AUG243_6",null,"Geilston Bay","ZSS","Urban",33,11,2,24.611999999999998,24.316655999999998,30,45,58.5,null,22.5,2,27.523,27.192723999999998,30,45,58.5,null,22.5,7.6E-3]
["AUG243_7",null,"Howrah","ZSS","Urban",33,11,2,16.588000000000001,16.538236000000001,40,50,65,null,25,0,0,0,0,0,0,null,0,7.6E-3]
["AUG243_8",null,"New Town","ZSS","Urban",33,11,2,22.375,21.48,30,45,58.5,null,22.5,2,22.419,21.52224,30,45,58.5,null,22.5,1.9400000000000001E-2]
["AUG243_9",null,"Sandy Bay","ZSS","Urban",33,11,3,36.520000000000003,35.680040000000005,60,90,117,null,60,3,44.347000000000001,43.327019,60,90,117,null,60,1.77E-2]
["AUG243_10",null,"Summerleas Rd","ZSS","Urban",33,11,1,12.413,12.264044,20,25,32.5,null,0,0,0,0,0,0,0,null,0,7.6E-3]
["AUG243_11",null,"Trial Harbour","ZSS","Long rural",44,22,2,3.28,3.0930399999999998,30,40,52,null,20,2,2.5680000000000001,2.421624,30,40,52,null,20,0]
["AUG243_12",null,"West Hobart","ZSS","Urban",33,11,3,36.598999999999997,35.757222999999996,60,90,117,null,60,3,44.765999999999998,43.736381999999999,60,90,117,null,60,1.77E-2]
["AUG243_13"]
["AUG243_14"]
["AUG243_15"]
["AUG243_16"]
["AUG243_17"]
["AUG243_18"]
["AUG243_19"]
["AUG243_20"]
["AUG243_21"]
["AUG243_22"]
["AUG243_23"]
["AUG243_24"]
["AUG243_25"]
["AUG243_26"]
["AUG243_27"]
["AUG243_28"]
["AUG243_29"]
["AUG243_30"]
["AUG243_31"]
["AUG243_32"]
["AUG243_33"]
["AUG243_34"]
["AUG243_35"]
["AUG243_36"]
["AUG243_37"]
["AUG243_38"]
["AUG243_39"]
["AUG243_40"]
["AUG243_41"]
["AUG243_42"]
["AUG243_43"]
["AUG243_44"]
["AUG243_45"]
["AUG243_46"]
["AUG243_47"]
["AUG243_48"]
["AUG243_49"]
["AUG243_50"]
["AUG243_51"]
["AUG243_52"]
["AUG243_53"]
["AUG243_54"]
["AUG243_55"]
["AUG243_56"]
["AUG243_57"]
["AUG243_58"]
["AUG243_59"]
["AUG243_60"]
["AUG243_61"]
["AUG243_62"]
["AUG243_63"]
["AUG243_64"]
["AUG243_65"]
["AUG243_66"]
["AUG243_67"]
["AUG243_68"]
["AUG243_69"]
["AUG243_70"]
["AUG243_71"]
["AUG243_72"]
["AUG243_73"]
["AUG243_74"]
["AUG243_75"]
["AUG243_76"]
["AUG243_77"]
["AUG243_78"]
["AUG243_79"]
["AUG243_80"]
["AUG243_81"]
["AUG243_82"]
["AUG243_83"]
["AUG243_84"]
["AUG243_85"]
["AUG243_86"]
["AUG243_87"]
["AUG243_88"]
["AUG243_89"]
["AUG243_90"]
["AUG243_91"]
["AUG243_92"]
["AUG243_93"]
["AUG243_94"]
["AUG243_95"]
["AUG243_96"]
["AUG243_97"]
["AUG243_98"]
["AUG243_99"]
["AUG243_100"]
["AUG243_101"]
["AUG243_102"]
["AUG243_103"]
["AUG243_104"]
["AUG243_105"]
["AUG243_106"]
["AUG243_107"]
["AUG243_108"]
["AUG243_109"]
["AUG243_110"]
["AUG243_111"]
["AUG243_112"]
["AUG243_113"]
["AUG243_114"]
["AUG243_115"]
["AUG243_116"]
["AUG243_117"]
["AUG243_118"]
["AUG243_119"]
["AUG243_120"]
["AUG243_121"]
["AUG243_122"]
["AUG243_123"]
["AUG243_124"]
["AUG243_125"]
["AUG243_126"]
["AUG243_127"]
["AUG243_128"]
["AUG243_129"]
["AUG243_130"]
["AUG243_131"]
["AUG243_132"]
["AUG243_133"]
["AUG243_134"]
["AUG243_135"]
["AUG243_136"]
["AUG243_137"]
["AUG243_138"]
["AUG243_139"]
["AUG243_140"]
["AUG243_141"]
["AUG243_142"]
["AUG243_143"]
["AUG243_144"]
["AUG243_145"]
["AUG243_146"]
["AUG243_147"]
["AUG243_148"]
["AUG243_149"]
["AUG243_150"]
["AUG243_151"]
["AUG243_152"]
["AUG243_153"]
["AUG243_154"]
["AUG243_155"]
["AUG243_156"]
["AUG243_157"]
["AUG243_158"]
["AUG243_159"]
["AUG243_160"]
["AUG243_161"]
["AUG243_162"]
["AUG243_163"]
["AUG243_164"]
["AUG243_165"]
["AUG243_166"]
["AUG243_167"]
["AUG243_168"]
["AUG243_169"]
["AUG243_170"]
["AUG243_171"]
["AUG243_172"]
["AUG243_173"]
["AUG243_174"]
["AUG243_175"]
["AUG243_176"]
["AUG243_177"]
["AUG243_178"]
["AUG243_179"]
["AUG243_180"]
["AUG243_181"]
["AUG243_182"]
["AUG243_183"]
["AUG243_184"]
["AUG243_185"]
["AUG243_186"]
["AUG243_187"]
["AUG243_188"]
["AUG243_189"]
["AUG243_190"]
["AUG243_191"]
["AUG243_192"]
["AUG243_193"]
["AUG243_194"]
["AUG243_195"]
["AUG243_196"]
["AUG243_197"]
["AUG243_198"]
["AUG243_199"]
["AUG243_200"]
["AUG243_201"]
["AUG243_202"]
["AUG243_203"]
["AUG243_204"]
["AUG243_205"]
["AUG243_206"]
["AUG243_207"]
["AUG243_208"]
["AUG243_209"]
["AUG243_210"]
["AUG243_211"]
["AUG243_212"]
["AUG243_213"]
["AUG243_214"]
["AUG243_215"]
["AUG243_216"]
["AUG243_217"]
["AUG243_218"]
["AUG243_219"]
["AUG243_220"]
["AUG243_221"]
["AUG243_222"]
["AUG243_223"]
["AUG243_224"]
["AUG243_225"]
["AUG243_226"]
["AUG243_227"]
["AUG243_228"]
["AUG243_229"]
["AUG243_230"]
["AUG243_231"]
["AUG243_232"]
["AUG243_233"]
["AUG243_234"]
["AUG243_235"]
["AUG243_236"]
["AUG243_237"]
["AUG243_238"]
["AUG243_239"]
["AUG243_240"]
["AUG243_241"]
["AUG243_242"]
["AUG243_243"]
["AUG243_244"]
["AUG243_245"]
["AUG243_246"]
["AUG243_247"]
["AUG243_248"]
["AUG243_249"]
["AUG243_250"]
["AUG243_251"]
["AUG243_252"]
["AUG243_253"]
["AUG243_254"]
["AUG243_255"]
["AUG243_256"]
["AUG243_257"]
["AUG243_258"]
["AUG243_259"]
["AUG243_260"]
["AUG243_261"]
["AUG243_262"]
["AUG243_263"]
["AUG243_264"]
["AUG243_265"]
["AUG243_266"]
["AUG243_267"]
["AUG243_268"]
["AUG243_269"]
["AUG243_270"]
["AUG243_271"]
["AUG243_272"]
["AUG243_273"]
["AUG243_274"]
["AUG243_275"]
["AUG243_276"]
["AUG243_277"]
["AUG243_278"]
["AUG243_279"]
["AUG243_280"]
["AUG243_281"]
["AUG243_282"]
["AUG243_283"]
["AUG243_284"]
["AUG243_285"]
["AUG243_286"]
["AUG243_287"]
["AUG243_288"]
["AUG243_289"]
["AUG243_290"]
["AUG243_291"]
["AUG243_292"]
["AUG243_293"]
["AUG243_294"]
["AUG243_295"]
["AUG243_296"]
["AUG243_297"]
["AUG243_298"]
["AUG243_299"]
["AUG243_300"]
["AUG243_301"]
["AUG243_302"]
["AUG243_303"]
["AUG243_304"]
["AUG243_305"]
["AUG243_306"]
["AUG243_307"]
["AUG243_308"]
["AUG243_309"]
["AUG243_310"]
["AUG243_311"]
["AUG243_312"]
["AUG243_313"]
["AUG243_314"]
["AUG243_315"]
["AUG243_316"]
["AUG243_317"]
["AUG243_318"]
["AUG243_319"]
["AUG243_320"]
["AUG243_321"]
["AUG243_322"]
["AUG243_323"]
["AUG243_324"]
["AUG243_325"]
["AUG243_326"]
["AUG243_327"]
["AUG243_328"]
["AUG243_329"]
["AUG243_330"]
["AUG243_331"]
["AUG243_332"]
["AUG243_333"]
["AUG243_334"]
["AUG243_335"]
["AUG243_336"]
["AUG243_337"]
["AUG243_338"]
["AUG243_339"]
["AUG243_340"]
["AUG243_341"]
["AUG243_342"]
["AUG243_343"]
["AUG243_344"]
["AUG243_345"]
["AUG243_346"]
["AUG243_347"]
["AUG243_348"]
["AUG243_349"]
["AUG243_350"]
["AUG243_351"]
["AUG243_352"]
["AUG243_353"]
["AUG243_354"]
["AUG243_355"]
["AUG243_356"]
["AUG243_357"]
["AUG243_358"]
["AUG243_359"]
["AUG243_360"]
["AUG243_361"]
["AUG243_362"]
["AUG243_363"]
["AUG243_364"]
["AUG243_365"]
["AUG243_366"]
["AUG243_367"]
["AUG243_368"]
["AUG243_369"]
["AUG243_370"]
["AUG243_371"]
["AUG243_372"]
["AUG243_373"]
["AUG243_374"]
["AUG243_375"]
["AUG243_376"]
["AUG243_377"]
["AUG243_378"]
["AUG243_379"]
["AUG243_380"]
["AUG243_381"]
["AUG243_382"]
["AUG243_383"]
["AUG243_384"]
["AUG243_385"]
["AUG243_386"]
["AUG243_387"]
["AUG243_388"]
["AUG243_389"]
["AUG243_390"]
["AUG243_391"]
["AUG243_392"]
["AUG243_393"]
["AUG243_394"]
["AUG243_395"]
["AUG243_396"]
["AUG243_397"]
["AUG243_398"]
["AUG243_399"]
["AUG243_400"]
["AUG243_401"]
["AUG243_402"]
["AUG243_403"]
["AUG243_404"]
["AUG243_405"]
["AUG243_406"]
["AUG243_407"]
["AUG243_408"]
["AUG243_409"]
["AUG243_410"]
["AUG243_411"]
["AUG243_412"]
["AUG243_413"]
["AUG243_414"]
["AUG243_415"]
["AUG243_416"]
["AUG243_417"]
["AUG243_418"]
["AUG243_419"]
["AUG243_420"]
["AUG243_421"]
["AUG243_422"]
["AUG243_423"]
["AUG243_424"]
["AUG243_425"]
["AUG243_426"]
["AUG243_427"]
["AUG243_428"]
["AUG243_429"]
["AUG243_430"]
["AUG243_431"]
["AUG243_432"]
["AUG243_433"]
["AUG243_434"]
["AUG243_435"]
["AUG243_436"]
["AUG243_437"]
["AUG243_438"]
["AUG243_439"]
["AUG243_440"]
["AUG243_441"]
["AUG243_442"]
["AUG243_443"]
["AUG243_444"]
["AUG243_445"]
["AUG243_446"]
["AUG243_447"]
["AUG243_448"]
["AUG243_449"]
["AUG243_450"]
["AUG243_451"]
["AUG243_452"]
["AUG243_453"]
["AUG243_454"]
["AUG243_455"]
["AUG243_456"]
["AUG243_457"]
["AUG243_458"]
["AUG243_459"]
["AUG243_460"]
["AUG243_461"]
["AUG243_462"]
["AUG243_463"]
["AUG243_464"]
["AUG243_465"]
["AUG243_466"]
["AUG243_467"]
["AUG243_468"]
["AUG243_469"]
["AUG243_470"]
["AUG243_471"]
["AUG243_472"]
["AUG243_473"]
["AUG243_474"]
["AUG243_475"]
["AUG243_476"]
["AUG243_477"]
["AUG243_478"]
["AUG243_479"]
["AUG243_480"]
["AUG243_481"]
["AUG243_482"]
["AUG243_483"]
["AUG243_484"]
["AUG243_485"]
["AUG243_486"]
["AUG243_487"]
["AUG243_488"]
["AUG243_489"]
["AUG243_490"]
["AUG243_491"]
["AUG243_492"]
["AUG243_493"]
["AUG243_494"]
["AUG243_495"]
["AUG243_496"]
["AUG243_497"]
["AUG243_498"]
["AUG243_499"]
["AUG243_500"]
["AUG243_501"]
["AUG243_502"]
["AUG243_503"]
["AUG243_504"]
["AUG243_505"]
["AUG243_506"]
["AUG243_507"]
["AUG243_508"]
["AUG243_509"]
["AUG243_510"]
["AUG243_511"]
["AUG243_512"]
["AUG243_513"]
["AUG243_514"]
["AUG243_515"]
["AUG243_516"]
["AUG243_517"]
["AUG243_518"]
["AUG243_519"]
["AUG243_520"]
["AUG243_521"]
["AUG243_522"]
["AUG243_523"]
["AUG243_524"]
["AUG243_525"]
["AUG243_526"]
["AUG243_527"]
["AUG243_528"]
["AUG243_529"]
["AUG243_530"]
["AUG243_531"]
["AUG243_532"]
["AUG243_533"]
["AUG243_534"]
["AUG243_535"]
["AUG243_536"]
["AUG243_537"]
["AUG243_538"]
["AUG243_539"]
["AUG243_540"]
["AUG243_541"]
["AUG243_542"]
["AUG243_543"]
["AUG243_544"]
["AUG243_545"]
["AUG243_546"]
["AUG243_547"]
["AUG243_548"]
["AUG243_549"]
["AUG243_550"]
["AUG243_551"]
["AUG243_552"]
["AUG243_553"]
["AUG243_554"]
["AUG243_555"]
["AUG243_556"]
["AUG243_557"]
["AUG243_558"]
["AUG243_559"]
["AUG243_560"]
["AUG243_561"]
["AUG243_562"]
["AUG243_563"]
["AUG243_564"]
["AUG243_565"]
["AUG243_566"]
["AUG243_567"]
["AUG243_568"]
["AUG243_569"]
["AUG243_570"]
["AUG243_571"]
["AUG243_572"]
["AUG243_573"]
["AUG243_574"]
["AUG243_575"]
["AUG243_576"]
["AUG243_577"]
["AUG243_578"]
["AUG243_579"]
["AUG243_580"]
["AUG243_581"]
["AUG243_582"]
["AUG243_583"]
["AUG243_584"]
["AUG243_585"]
["AUG243_586"]
["AUG243_587"]
["AUG243_588"]
["AUG243_589"]
["AUG243_590"]
["AUG243_591"]
["AUG243_592"]
["AUG243_593"]
["AUG243_594"]
["AUG243_595"]
["AUG243_596"]
["AUG243_597"]
["AUG243_598"]
["AUG243_599"]
["AUG243_600"]
["AUG243_601"]
["AUG243_602"]
["AUG243_603"]
["AUG243_604"]
["AUG243_605"]
["AUG243_606"]
["AUG243_607"]
["AUG243_608"]
["AUG243_609"]
["AUG243_610"]
["AUG243_611"]
["AUG243_612"]
["AUG243_613"]
["AUG243_614"]
["AUG243_615"]
["AUG243_616"]
["AUG243_617"]
["AUG243_618"]
["AUG243_619"]
["AUG243_620"]
["AUG243_621"]
["AUG243_622"]
["AUG243_623"]
["AUG243_624"]
["AUG243_625"]
["AUG243_626"]
["AUG243_627"]
["AUG243_628"]
["AUG243_629"]
["AUG243_630"]
["AUG243_631"]
["AUG243_632"]
["AUG243_633"]
["AUG243_634"]
["AUG243_635"]
["AUG243_636"]
["AUG243_637"]
["AUG243_638"]
["AUG243_639"]
["AUG243_640"]
["AUG243_641"]
["AUG243_642"]
["AUG243_643"]
["AUG243_644"]
["AUG243_645"]
["AUG243_646"]
["AUG243_647"]
["AUG243_648"]
["AUG243_649"]
["AUG243_650"]
["AUG243_651"]
["AUG243_652"]
["AUG243_653"]
["AUG243_654"]
["AUG243_655"]
["AUG243_656"]
["AUG243_657"]
["AUG243_658"]
["AUG243_659"]
["AUG243_660"]
["AUG243_661"]
["AUG243_662"]
["AUG243_663"]
["AUG243_664"]
["AUG243_665"]
["AUG243_666"]
["AUG243_667"]
["AUG243_668"]
["AUG243_669"]
["AUG243_670"]
["AUG243_671"]
["AUG243_672"]
["AUG243_673"]
["AUG243_674"]
["AUG243_675"]
["AUG243_676"]
["AUG243_677"]
["AUG243_678"]
["AUG243_679"]
["AUG243_680"]
["AUG243_681"]
["AUG243_682"]
["AUG243_683"]
["AUG243_684"]
["AUG243_685"]
["AUG243_686"]
["AUG243_687"]
["AUG243_688"]
["AUG243_689"]
["AUG243_690"]
["AUG243_691"]
["AUG243_692"]
["AUG243_693"]
["AUG243_694"]
["AUG243_695"]
["AUG243_696"]
["AUG243_697"]
["AUG243_698"]
["AUG243_699"]
["AUG243_700"]
["AUG243_701"]
["AUG243_702"]
["AUG243_703"]
["AUG243_704"]
["AUG243_705"]
["AUG243_706"]
["AUG243_707"]
["AUG243_708"]
["AUG243_709"]
["AUG243_710"]
["AUG243_711"]
["AUG243_712"]
["AUG243_713"]
["AUG243_714"]
["AUG243_715"]
["AUG243_716"]
["AUG243_717"]
["AUG243_718"]
["AUG243_719"]
["AUG243_720"]
["AUG243_721"]
["AUG243_722"]
["AUG243_723"]
["AUG243_724"]
["AUG243_725"]
["AUG243_726"]
["AUG243_727"]
["AUG243_728"]
["AUG243_729"]
["AUG243_730"]
["AUG243_731"]
["AUG243_732"]
["AUG243_733"]
["AUG243_734"]
["AUG243_735"]
["AUG243_736"]
["AUG243_737"]
["AUG243_738"]
["AUG243_739"]
["AUG243_740"]
["AUG243_741"]
["AUG243_742"]
["AUG243_743"]
["AUG243_744"]
["AUG243_745"]
["AUG243_746"]
["AUG243_747"]
["AUG243_748"]
["AUG243_749"]
["AUG243_750"]
["AUG243_751"]
["AUG243_752"]
["AUG243_753"]
["AUG243_754"]
["AUG243_755"]
["AUG243_756"]
["AUG243_757"]
["AUG243_758"]
["AUG243_759"]
["AUG243_760"]
["AUG243_761"]
["AUG243_762"]
["AUG243_763"]
["AUG243_764"]
["AUG243_765"]
["AUG243_766"]
["AUG243_767"]
["AUG243_768"]
["AUG243_769"]
["AUG243_770"]
["AUG243_771"]
["AUG243_772"]
["AUG243_773"]
["AUG243_774"]
["AUG243_775"]
["AUG243_776"]
["AUG243_777"]
["AUG243_778"]
["AUG243_779"]
["AUG243_780"]
["AUG243_781"]
["AUG243_782"]
["AUG243_783"]
["AUG243_784"]
["AUG243_785"]
["AUG243_786"]
["AUG243_787"]
["AUG243_788"]
["AUG243_789"]
["AUG243_790"]
["AUG243_791"]
["AUG243_792"]
["AUG243_793"]
["AUG243_794"]
["AUG243_795"]
["AUG243_796"]
["AUG243_797"]
["AUG243_798"]
["AUG243_799"]
["AUG243_800"]
["AUG243_801"]
["AUG243_802"]
["AUG243_803"]
["AUG243_804"]
["AUG243_805"]
["AUG243_806"]
["AUG243_807"]
["AUG243_808"]
["AUG243_809"]
["AUG243_810"]
["AUG243_811"]
["AUG243_812"]
["AUG243_813"]
["AUG243_814"]
["AUG243_815"]
["AUG243_816"]
["AUG243_817"]
["AUG243_818"]
["AUG243_819"]
["AUG243_820"]
["AUG243_821"]
["AUG243_822"]
["AUG243_823"]
["AUG243_824"]
["AUG243_825"]
["AUG243_826"]
["AUG243_827"]
["AUG243_828"]
["AUG243_829"]
["AUG243_830"]
["AUG243_831"]
["AUG243_832"]
["AUG243_833"]
["AUG243_834"]
["AUG243_835"]
["AUG243_836"]
["AUG243_837"]
["AUG243_838"]
["AUG243_839"]
["AUG243_840"]
["AUG243_841"]
["AUG243_842"]
["AUG243_843"]
["AUG243_844"]
["AUG243_845"]
["AUG243_846"]
["AUG243_847"]
["AUG243_848"]
["AUG243_849"]
["AUG243_850"]
["AUG243_851"]
["AUG243_852"]
["AUG243_853"]
["AUG243_854"]
["AUG243_855"]
["AUG243_856"]
["AUG243_857"]
["AUG243_858"]
["AUG243_859"]
["AUG243_860"]
["AUG243_861"]
["AUG243_862"]
["AUG243_863"]
["AUG243_864"]
["AUG243_865"]
["AUG243_866"]
["AUG243_867"]
["AUG243_868"]
["AUG243_869"]
["AUG243_870"]
["AUG243_871"]
["AUG243_872"]
["AUG243_873"]
["AUG243_874"]
["AUG243_875"]
["AUG243_876"]
["AUG243_877"]
["AUG243_878"]
["AUG243_879"]
["AUG243_880"]
["AUG243_881"]
["AUG243_882"]
["AUG243_883"]
["AUG243_884"]
["AUG243_885"]
["AUG243_886"]
["AUG243_887"]
["AUG243_888"]
["AUG243_889"]
["AUG243_890"]
["AUG243_891"]
["AUG243_892"]
["AUG243_893"]
["AUG243_894"]
["AUG243_895"]
["AUG243_896"]
["AUG243_897"]
["AUG243_898"]
["AUG243_899"]
["AUG243_900"]
["AUG243_901"]
["AUG243_902"]
["AUG243_903"]
["AUG243_904"]
["AUG243_905"]
["AUG243_906"]
["AUG243_907"]
["AUG243_908"]
["AUG243_909"]
["AUG243_910"]
["AUG243_911"]
["AUG243_912"]
["AUG243_913"]
["AUG243_914"]
["AUG243_915"]
["AUG243_916"]
["AUG243_917"]
["AUG243_918"]
["AUG243_919"]
["AUG243_920"]
["AUG243_921"]
["AUG243_922"]
["AUG243_923"]
["AUG243_924"]
["AUG243_925"]
["AUG243_926"]
["AUG243_927"]
["AUG243_928"]
["AUG243_929"]
["AUG243_930"]
["AUG243_931"]
["AUG243_932"]
["AUG243_933"]
["AUG243_934"]
["AUG243_935"]
["AUG243_936"]
["AUG243_937"]
["AUG243_938"]
["AUG243_939"]
["AUG243_940"]
[]
[]
["AUG244",null,null,null,"ED_AUG244_00001","ED_AUG244_00002","ED_AUG244_00003","ED_AUG244_00004","ED_AUG244_00005","ED_AUG244_00006","ED_AUG244_00007","ED_AUG244_00008","ED_AUG244_00009","ED_AUG244_00010","ED_AUG244_00011","ED_AUG244_00012","ED_AUG244_00013","ED_AUG244_00014","ED_AUG244_00015","ED_AUG244_00016","ED_AUG244_00017","ED_AUG244_00018","ED_AUG244_00019","ED_AUG244_00020","ED_AUG244_00021","ED_AUG244_00022","ED_AUG244_00023","ED_AUG244_00024","ED_AUG244_00025","ED_AUG244_00026"]
[null,null,"TABLE 2.4.4 - AUGEX MODEL INPUTS - ASSET STATUS - DISTRIBUTION SUBSTATIONS"]
[]
[null,null,"Distribution substation \ncategory ID","Description of distribution substation category",{"$f":"CRCP_y4","v":"2015-16"},null,null,null,null,null,null,null,null,null,null,null,{"$f":"PRCP_y5","v":"2011-12"},null,null,null,null,null,null,null,null,null,null,null,{"$f":"CONCATENATE(\"Average per annum growth rate in annual substation maximum demand (50% PoE) from \", CRCP_y4, \" to \", dms_FRCP_FinalYear_Num)","v":"Average per annum growth rate in annual substation maximum demand (50% PoE) from 2015-16 to 2018-19"},"Network segment ID"]
[null,null,null,null,"Aggregate of the normal cyclic ratings of all individual distribution substations in the distribution substation category that were within the following utilisation bands:",null,null,null,null,null,null,null,null,null,null,"Aggregate of the normal cyclic ratings of all individual distribution substations in the distribution substation category","Aggregate of the normal cyclic ratings of all individual distribution substations in the distribution substation category that were within the following utilisation bands:",null,null,null,null,null,null,null,null,null,null,"Aggregate of the normal cyclic ratings of all individual distribution substations in the distribution substation category"]
[null,null,null,null,"0-20 %","20-40 %","40-60 %","60-80 %","80-100 %","100-120 %","120-140 %","140-160 %","160-180 %","180-200 %",">200%",null,"0-20 %","20-40 %","40-60 %","60-80 %","80-100 %","100-120 %","120-140 %","140-160 %","160-180 %","180-200 %",">200%"]
[null,null,null,null," % "," % "," % "," % "," % "," % "," % "," % "," % "," % "," % "," MVA "," % "," % "," % "," % "," % "," % "," % "," % "," % "," % "," % "," MVA "," % "]
["AUG244_1",null,"Urban","Urban",8.0399999999999999E-2,0.46300000000000002,0.33589999999999998,7.4399999999999994E-2,1.9699999999999999E-2,1.5900000000000001E-2,6.8999999999999999E-3,0,1.6999999999999999E-3,1.8E-3,4.0000000000000002E-4,1441.3,0.1363,0.36059999999999998,0.32900000000000001,9.5000000000000001E-2,3.4000000000000002E-2,2.58E-2,3.8999999999999998E-3,7.3000000000000001E-3,4.4999999999999997E-3,1.6999999999999999E-3,1.6999999999999999E-3,1363,1.4999999999999999E-2]
["AUG244_2",null,"Long Rural","Long Rural",0.96599999999999997,3.4000000000000002E-2,0,0,0,0,0,0,0,0,0,760.53300000000002,0.78820000000000001,0.1731,3.8699999999999998E-2,0,0,0,0,0,0,0,0,514.78300000000002,1.4999999999999999E-2]
["AUG244_3",null,"Short Rural","Short Rural",0.43719999999999998,0.44679999999999997,0.1094,6.6E-3,0,0,0,0,0,0,0,2178.866,0.29409999999999997,0.51659999999999995,0.11849999999999999,5.1200000000000002E-2,1.0699999999999999E-2,5.0000000000000001E-4,4.0000000000000001E-3,0,3.3E-3,0,1.1000000000000001E-3,1881.6030000000001,1.4999999999999999E-2]
["AUG244_4"]
["AUG244_5"]
["AUG244_6"]
["AUG244_7"]
["AUG244_8"]
["AUG244_9"]
["AUG244_10"]
["AUG244_11"]
["AUG244_12"]
["AUG244_13"]
["AUG244_14"]
["AUG244_15"]
["AUG244_16"]
["AUG244_17"]
["AUG244_18"]
["AUG244_19"]
["AUG244_20"]
["AUG244_21"]
["AUG244_22"]
["AUG244_23"]
["AUG244_24"]
["AUG244_25"]
["AUG244_26"]
["AUG244_27"]
["AUG244_28"]
["AUG244_29"]
["AUG244_30"]
["AUG244_31"]
["AUG244_32"]
["AUG244_33"]
["AUG244_34"]
["AUG244_35"]
["AUG244_36"]
["AUG244_37"]
["AUG244_38"]
["AUG244_39"]
["AUG244_40"]
["AUG244_41"]
["AUG244_42"]
["AUG244_43"]
["AUG244_44"]
["AUG244_45"]
["AUG244_46"]
["AUG244_47"]
["AUG244_48"]
["AUG244_49"]
["AUG244_50"]
["AUG244_51"]
["AUG244_52"]
["AUG244_53"]
["AUG244_54"]
["AUG244_55"]
[]
[]
["AUG245",null,null,null,null,"ED_AUG245_00001","ED_AUG245_00002","ED_AUG245_00003","ED_AUG245_00004","ED_AUG245_00005","ED_AUG245_00006","ED_AUG245_00007","ED_AUG245_00008"]
[null,null,"TABLE 2.4.5 - AUGEX MODEL INPUTS - NETWORK SEGMENT DATA"]
[]
[null,null,null,null,null,"Historical",null,null,null,"Forecast"]
[null,null,"Network segment ID","Network segment title","AER segment group","Average unit cost of augmentation for the network segment for the next regulatory control period","Capacity factor for the period","Mean value of the utilisation threshold for the period","Standard deviation of the utilisation threshold for the period","Average unit cost of augmentation for the network segment for the next regulatory control period","Capacity factor for the period","Mean value of the utilisation threshold for the period","Standard deviation of the utilisation threshold for the period"]
[]
[]
[]
[]
[null,null,null,null," ID ","$0's \nper MVA",null," % "," % ","$0's \nper MVA",null," % "," % "]
["AUG245_1",null,1,"Subtransmission Lines",1,null,null,null,null,74,0.16,0.48799999999999999]
["AUG245_2",null,2,"Zone Substations",3]
["AUG245_3",null,3,"HV Feeders",5,184.6,0.17,0.75,null,76,1.35,0.92900000000000005]
["AUG245_4",null,4,"HV Feeders",6,184.6,0.17,0.56799999999999995,null,76,0.64,0.74199999999999999]
["AUG245_5",null,5,"HV Feeders",7,null,null,null,null,76,0.64,0.79500000000000004]
["AUG245_6",null,6,"Distribution Substations",9,536,0.61,0.91500000000000004,null,649,0.61,0.76200000000000001]
["AUG245_7",null,7,"Distribution Substations",11,536,0.61,0.23400000000000001,null,649,0.61,0.19600000000000001]
["AUG245_8",null,8,"Distribution Substations",10,536,0.61,0.72799999999999998,null,649,0.61,0.371]
["AUG245_9",null,9]
["AUG245_10",null,10]
["AUG245_11",null,11]
["AUG245_12",null,12]
["AUG245_13",null,13]
["AUG245_14",null,14]
["AUG245_15",null,15]
["AUG245_16",null,16]
["AUG245_17",null,17]
["AUG245_18",null,18]
["AUG245_19",null,19]
["AUG245_20",null,20]
["AUG245_21",null,21]
["AUG245_22",null,22]
["AUG245_23",null,23]
["AUG245_24",null,24]
["AUG245_25",null,25]
["AUG245_26",null,26]
["AUG245_27",null,27]
["AUG245_28",null,28]
["AUG245_29",null,29]
["AUG245_30",null,30]
["AUG245_31",null,31]
["AUG245_32",null,32]
["AUG245_33",null,33]
["AUG245_34",null,34]
["AUG245_35",null,35]
["AUG245_36",null,36]
["AUG245_37",null,37]
["AUG245_38",null,38]
["AUG245_39",null,39]
["AUG245_40",null,40]
["AUG245_41",null,41]
["AUG245_42",null,42]
["AUG245_43",null,43]
["AUG245_44",null,44]
["AUG245_45",null,45]
["AUG245_46",null,46]
["AUG245_47",null,47]
["AUG245_48",null,48]
["AUG245_49",null,49]
["AUG245_50",null,50]
["AUG245_51",null,51]
["AUG245_52",null,52]
["AUG245_53",null,53]
["AUG245_54",null,54]
["AUG245_55",null,55]
["AUG245_56",null,56]
["AUG245_57",null,57]
["AUG245_58",null,58]
["AUG245_59",null,59]
["AUG245_60",null,60]
["AUG245_61",null,61]
["AUG245_62",null,62]
["AUG245_63",null,63]
["AUG245_64",null,64]
["AUG245_65",null,65]
["AUG245_66",null,66]
["AUG245_67",null,67]
["AUG245_68",null,68]
["AUG245_69",null,69]
["AUG245_70",null,70]
["AUG245_71",null,71]
["AUG245_72",null,72]
["AUG245_73",null,73]
["AUG245_74",null,74]
["AUG245_75",null,75]
["AUG245_76",null,76]
["AUG245_77",null,77]
["AUG245_78",null,78]
["AUG245_79",null,79]
["AUG245_80",null,80]
["AUG245_81",null,81]
["AUG245_82",null,82]
["AUG245_83",null,83]
["AUG245_84",null,84]
["AUG245_85",null,85]
["AUG245_86",null,86]
["AUG245_87",null,87]
["AUG245_88",null,88]
["AUG245_89",null,89]
["AUG245_90",null,90]
["AUG245_91",null,91]
["AUG245_92",null,92]
["AUG245_93",null,93]
["AUG245_94",null,94]
["AUG245_95",null,95]
["AUG245_96",null,96]
["AUG245_97",null,97]
["AUG245_98",null,98]
["AUG245_99",null,99]
["AUG245_100",null,100]
[]
[]
[]
["AUG246"]
[null,null,"TABLE 2.4.6 - CAPEX AND NET CAPACITY ADDED BY SEGMENT GROUP"]
[null,null,"AER DNSP segment group",{"$f":"CONCATENATE(\"Capex ($0's, real \", dms_DollarReal, \")\")","v":"Capex ($0's, real June 2017)"},null,null,null,null,null,null,null,{"$f":"CONCATENATE(\"Capex ($0's, real \", dms_DollarReal, \")\")","v":"Capex ($0's, real June 2017)"},null,null,null,null,null,null,null,{"$f":"CONCATENATE(\"Capex ($0's, real \", dms_DollarReal, \")\")","v":"Capex ($0's, real June 2017)"},null,null,null,null,null,null,null,"Net capacity added (MVA)",null,null,null,null,null,"Net capacity added (MVA)",null,null,null,null,null,"Net capacity added (MVA)",null,null,null,null,null,"Net capacity added (MVA)"]
[null,null,null,"In total for all purposes",null,null,null,null,null,null,null,"For customer-initiated & capacity-related augmentation",null,null,null,null,null,null,null,"For NSP-initiated & capacity-related augmentation",null,null,null,null,null,null,null,"In total for all purposes",null,null,null,null,null,"For customer-initiated & capacity-related augmentation",null,null,null,null,null,"For NSP-initiated & capacity-related augmentation",null,null,null,null,null,"Residual"]
[null,null,null,null,null,null,null,null,null,null,null,null,null,null,null,null,null,null,null,null,null,null,null,null,null,null,null,{"$f":"CONCATENATE(\"over period \", CRCP_y4, \" to \", CRCP_y5)","v":"over period 2015-16 to 2016-17"},null,null,{"$f":"CONCATENATE(\"over period \", FRCP_y1, \" to \", dms_FRCP_FinalYear_Num)","v":"over period 2017-18 to 2018-19"},null,null,{"$f":"CONCATENATE(\"over period \", CRCP_y4, \" to \", CRCP_y5)","v":"over period 2015-16 to 2016-17"},null,null,{"$f":"CONCATENATE(\"over period \", FRCP_y1, \" to \", dms_FRCP_FinalYear_Num)","v":"over period 2017-18 to 2018-19"},null,null,{"$f":"CONCATENATE(\"over period \", CRCP_y4, \" to \", CRCP_y5)","v":"over period 2015-16 to 2016-17"},null,null,{"$f":"CONCATENATE(\"over period \", FRCP_y1, \" to \", dms_FRCP_FinalYear_Num)","v":"over period 2017-18 to 2018-19"},null,null,{"$f":"CONCATENATE(\"over period \", CRCP_y4, \" to \", CRCP_y5)","v":"over period 2015-16 to 2016-17"},null,null,{"$f":"CONCATENATE(\"over period \", FRCP_y1, \" to \", dms_FRCP_FinalYear_Num)","v":"over period 2017-18 to 2018-19"}]
[null,null,null,"Historical","Forecast",null,null,null,null,null,null,"Historical","Forecast",null,null,null,null,null,null,"Historical","Forecast",null,null,null,null,null,null,"Forecast",null,null,"Forecast",null,null,"Forecast",null,null,"Forecast",null,null,"Forecast",null,null,"Forecast",null,null,"Forecast",null,null,"Forecast"]
[null,null,null,{"$f":"CONCATENATE(PRCP_y5, \" to \", CRCP_y3)","v":"2011-12 to 2014-15"},{"$f":"CRCP_y4","v":"2015-16"},{"$f":"CRCP_y5","v":"2016-17"},{"$f":"FRCP_y1","v":"2017-18"},{"$f":"FRCP_y2","v":"2018-19"},{"$f":"FRCP_y3","v":"2019-20"},{"$f":"FRCP_y4","v":"2020-21"},{"$f":"FRCP_y5","v":"2021-22"},{"$f":"CONCATENATE(PRCP_y5, \" to \", CRCP_y3)","v":"2011-12 to 2014-15"},{"$f":"CRCP_y4","v":"2015-16"},{"$f":"CRCP_y5","v":"2016-17"},{"$f":"FRCP_y1","v":"2017-18"},{"$f":"FRCP_y2","v":"2018-19"},{"$f":"FRCP_y3","v":"2019-20"},{"$f":"FRCP_y4","v":"2020-21"},{"$f":"FRCP_y5","v":"2021-22"},{"$f":"CONCATENATE(PRCP_y5, \" to \", CRCP_y3)","v":"2011-12 to 2014-15"},{"$f":"CRCP_y4","v":"2015-16"},{"$f":"CRCP_y5","v":"2016-17"},{"$f":"FRCP_y1","v":"2017-18"},{"$f":"FRCP_y2","v":"2018-19"},{"$f":"FRCP_y3","v":"2019-20"},{"$f":"FRCP_y4","v":"2020-21"},{"$f":"FRCP_y5","v":"2021-22"},"type 1","type 2","type 3","type 1","type 2","type 3","type 1","type 2","type 3","type 1","type 2","type 3","type 1","type 2","type 3","type 1","type 2","type 3","type 1","type 2","type 3","type 1","type 2","type 3"]
["ED_AUG246_00001",null,"Subtransmission lines",0,0,0,0,0,0,0,0,null,null,null,null,null,null,null,null,0,0,0,0,0,0,0,0,18.347999999999999,null,null,0,null,null,0,null,null,0,null,null,18.347999999999999,null,null,0,null,null,{"$f":"AB7851-AH7851-AN7851","v":0},{"$f":"AC7851-AI7851-AO7851","v":0},null,{"$f":"AE7851-AK7851-AQ7851","v":0},{"$f":"AF7851-AL7851-AR7851","v":0},null,"ED_AUG2461_00001","ED_AUG2462_00001","ED_AUG2463_00001","ED_AUG2464_00001","ED_AUG2465_00001","ED_AUG2466_00001","ED_AUG2467_00001","ED_AUG2468_00001"]
["ED_AUG246_00002",null,"Subtransmission substations and subtransmission switching stations",0,0,0,0,0,0,0,0,null,null,null,null,null,null,null,null,0,0,0,0,0,0,0,0,0,null,null,0,null,null,0,null,null,0,null,null,0,null,null,0,null,null,{"$f":"AB7852-AH7852-AN7852","v":0},{"$f":"AC7852-AI7852-AO7852","v":0},{"$f":"AD7852-AJ7852-AP7852","v":0},{"$f":"AE7852-AK7852-AQ7852","v":0},{"$f":"AF7852-AL7852-AR7852","v":0},{"$f":"AG7852-AM7852-AS7852","v":0},"ED_AUG2461_00002","ED_AUG2462_00002","ED_AUG2463_00002","ED_AUG2464_00002","ED_AUG2465_00002","ED_AUG2466_00002","ED_AUG2467_00002","ED_AUG2468_00002"]
["ED_AUG246_00003",null,"Zone substations",14779805.655845614,5409360.4722861787,477488.99688746408,1184589.3730208175,1069971.3959046986,132214.5180346517,132959.74903103456,132706.39939279374,null,null,null,null,null,null,null,null,14779805.655845614,5409360.4722861787,477488.99688746408,1184589.3730208175,1069971.3959046986,132214.5180346517,132959.74903103456,132706.39939279374,25,null,null,0,null,null,0,null,null,0,null,null,25,null,null,0,null,null,0,{"$f":"AC7853-AI7853-AO7853","v":0},{"$f":"AD7853-AJ7853-AP7853","v":0},0,{"$f":"AF7853-AL7853-AR7853","v":0},{"$f":"AG7853-AM7853-AS7853","v":0},"ED_AUG2461_00003","ED_AUG2462_00003","ED_AUG2463_00003","ED_AUG2464_00003","ED_AUG2465_00003","ED_AUG2466_00003","ED_AUG2467_00003","ED_AUG2468_00003"]
["ED_AUG246_00004",null,"High voltage feeders - CBD",null,null,null,null,null,null,null,null,93627793.511297941,18613098.159075439,21250917.475661349,18830777.462610383,18812847.256846495,18794663.026679382,18946280.890643813,18877275.852281246,null,null,null,null,null,null,null,null,0,null,null,0,null,null,0,null,null,0,null,null,0,null,null,0,null,null,0,null,null,0,null,null,"ED_AUG2461_00004","ED_AUG2462_00004","ED_AUG2463_00004","ED_AUG2464_00004","ED_AUG2465_00004","ED_AUG2466_00004","ED_AUG2467_00004","ED_AUG2468_00004"]
["ED_AUG246_00005",null,"High voltage feeders - urban",11020421.679662742,3657803.6706860336,6556390.686300504,4002374.6654033666,3374589.4186703595,3179293.3778412188,3188451.419032326,2330306.8434026479,null,null,null,null,null,null,null,null,11020421.679662742,3657803.6706860336,6556390.686300504,4002374.6654033666,3374589.4186703595,3179293.3778412188,3188451.419032326,2330306.8434026479,48,null,null,0,null,null,0,null,null,0,null,null,48,null,null,0,null,null,0,null,null,0,null,null,"ED_AUG2461_00005","ED_AUG2462_00005","ED_AUG2463_00005","ED_AUG2464_00005","ED_AUG2465_00005","ED_AUG2466_00005","ED_AUG2467_00005","ED_AUG2468_00005"]
["ED_AUG246_00006",null,"High voltage feeders - short rural",10410956.017660242,3427387.0780351497,6221120.7080237735,3797707.7791043306,3202025.1870338074,3016715.8755652476,3025405.6078318092,2211143.4252741034,null,null,null,null,null,null,null,null,10410956.017660242,3427387.0780351497,6221120.7080237735,3797707.7791043306,3202025.1870338074,3016715.8755652476,3025405.6078318092,2211143.4252741034,41,null,null,0,null,null,0,null,null,0,null,null,41,null,null,0,null,null,0,null,null,0,null,null,"ED_AUG2461_00006","ED_AUG2462_00006","ED_AUG2463_00006","ED_AUG2464_00006","ED_AUG2465_00006","ED_AUG2466_00006","ED_AUG2467_00006","ED_AUG2468_00006"]
["ED_AUG246_00007",null,"High voltage feeders - long rural",1184480.0259613448,389942.24241118471,707792.1763619862,432074.53774240887,364302.26678827748,343219.17147149524,344207.82364553516,251567.21604914949,null,null,null,null,null,null,null,null,1184480.0259613448,389942.24241118471,707792.1763619862,432074.53774240887,364302.26678827748,343219.17147149524,344207.82364553516,251567.21604914949,0,null,null,0,null,null,0,null,null,0,null,null,0,null,null,0,null,null,0,null,null,0,null,null,"ED_AUG2461_00007","ED_AUG2462_00007","ED_AUG2463_00007","ED_AUG2464_00007","ED_AUG2465_00007","ED_AUG2466_00007","ED_AUG2467_00007","ED_AUG2468_00007"]
["ED_AUG246_00008",null,"Distribution substations - CBD",null,null,null,null,null,null,null,null,null,null,null,null,null,null,null,null,null,null,null,null,null,null,null,null,0,null,null,0,null,null,0,null,null,0,null,null,0,null,null,0,null,null,0,null,null,0,null,null,"ED_AUG2461_00008","ED_AUG2462_00008","ED_AUG2463_00008","ED_AUG2464_00008","ED_AUG2465_00008","ED_AUG2466_00008","ED_AUG2467_00008","ED_AUG2468_00008"]
["ED_AUG246_00009",null,"Distribution substations - urban ",933243.13075894176,28880.965598876246,210475.38050823024,210664.97051053125,210631.25181641101,210821.25180243232,211982.38859582477,211587.64711569052,null,null,null,null,null,null,null,null,933243.13075894176,28880.965598876246,210475.38050823024,210664.97051053125,210631.25181641101,210821.25180243232,211982.38859582477,211587.64711569052,86.316000000000003,null,null,96.48299999999999,null,null,84.805999999999997,null,null,93.462999999999994,null,null,1.51,null,null,3.02,null,null,5.1070259132757201E-15,null,null,-3.9968028886505635E-15,null,null,"ED_AUG2461_00009","ED_AUG2462_00009","ED_AUG2463_00009","ED_AUG2464_00009","ED_AUG2465_00009","ED_AUG2466_00009","ED_AUG2467_00009","ED_AUG2468_00009"]
["ED_AUG246_00010",null,"Distribution substations - short rural ",1410817.8223438649,43660.413509027334,318183.34172375331,318469.95187427959,318418.97808937501,318706.20802730764,320461.54104643752,319864.79589285795,null,null,null,null,null,null,null,null,1410817.8223438649,43660.413509027334,318183.34172375331,318469.95187427959,318418.97808937501,318706.20802730764,320461.54104643752,319864.79589285795,0,null,null,0,null,null,0,null,null,0,null,null,0,null,null,0,null,null,0,null,null,0,null,null,"ED_AUG2461_00010","ED_AUG2462_00010","ED_AUG2463_00010","ED_AUG2464_00010","ED_AUG2465_00010","ED_AUG2466_00010","ED_AUG2467_00010","ED_AUG2468_00010"]
["ED_AUG246_00011",null,"Distribution substations - long rural ",492445.84608720621,15239.663782564456,111061.86953726906,111161.91078698805,111144.11839151497,111244.37597797772,111857.07482546897,111648.78097817073,null,null,null,null,null,null,null,null,492445.84608720621,15239.663782564456,111061.86953726906,111161.91078698805,111144.11839151497,111244.37597797772,111857.07482546897,111648.78097817073,0,null,null,0,null,null,0,null,null,0,null,null,0,null,null,0,null,null,0,null,null,0,null,null,"ED_AUG2461_00011","ED_AUG2462_00011","ED_AUG2463_00011","ED_AUG2464_00011","ED_AUG2465_00011","ED_AUG2466_00011","ED_AUG2467_00011","ED_AUG2468_00011"]
[]
["ED_AUG246_00012",null,"Unmodelled augmentation",null,null,null,null,null,null,null,null,null,null,null,null,null,null,null,null,null,null,null,null,null,null,null,null,null,null,null,null,null,null,null,null,null,null,null,null,null,null,null,null,null,null,null,null,null,null,null,null,"ED_AUG2461_00012","ED_AUG2462_00012","ED_AUG2463_00012","ED_AUG2464_00012","ED_AUG2465_00012","ED_AUG2466_00012","ED_AUG2467_00012","ED_AUG2468_00012"]

{"sheet":"2.5 Connections","index":8,"n_rows":76,"n_cols":19,"rows_kept":76,"cut":false,"hidden":false,"merged":[[60,4,60,10],[9,4,9,10],[60,12,60,18],[60,1,61,1],[9,2,10,2],[9,1,10,1],[9,3,10,3],[60,2,61,3]]}
[null,{"$f":"SheetHeader","v":"REGULATORY REPORTING STATEMENT"}]
[null,{"$f":"dms_TradingName","v":"TasNetworks (D)"}]
[null,{"$f":"dms_Reg_Year_Span","v":"2017-18 to 2018-19"}]
[null,"2.5 CONNECTIONS"]
[]
[]
[]
[]
[null,"2.5.1 - DESCRIPTOR METRICS"]
[null,"CONNECTION SUBCATEGORY","DESCRIPTOR METRIC","Unit of Measure",{"$f":"CONCATENATE(\"VOLUMES and \nEXPENDITURE  (0's, real \", dms_DollarReal, \")\")","v":"VOLUMES and \nEXPENDITURE  (0's, real June 2017)"}]
[null,null,null,null,{"$f":"CRCP_y4","v":"2015-16"},{"$f":"CRCP_y5","v":"2016-17"},{"$f":"FRCP_y1","v":"2017-18"},{"$f":"FRCP_y2","v":"2018-19"},{"$f":"FRCP_y3","v":"2019-20"},{"$f":"FRCP_y4","v":"2020-21"},{"$f":"FRCP_y5","v":"2021-22"}]
[null,"RESIDENTIAL","Underground connections","0's",1215,1213,1279,1253,1191,1181,1167]
[null,null,"Overhead connections","0's",810,809,853,835,794,787,778]
[null,null,"Distribution substations installed","MVA added",6.7679999999999998,6.758,7.125,6.9779999999999998,6.6340000000000003,6.577,6.5]
[null,null,"Distribution substations installed","0's",102,102,107,105,100,99,98]
[null,null,"Distribution substations installed ","total spend $0's",20411.965836074945,160589.11136781218,155144.11245183629,146418.03073832497,164007.06985477518,168321.63448910302,173293.53331295101]
[null,null,"Augmentation HV ","net circuit KM added",6.06,6.05,6.38,6.25,5.94,5.89,5.82]
[null,null,"Augmentation HV","total spend $0's",103030.45109380494,135666.01592239205,133815.93323830893,133946.87409705078,130351.28143971281,130035.3620269431,126492.27733775901]
[null,null,"Augmentation LV","net circuit KM added",1.64,1.64,1.73,1.69,1.61,1.6,1.58]
[null,null,"Augmentation LV","total spend $0's",27882.828348818497,36775.581175656676,36285.511677472481,36219.234755842532,35330.902881807677,35323.697664364845,34339.827868326327]
[null,null,"Mean days to connect residential customer with LV single phase connection","0's",9,9,9,9]
[null,null,"Volume of GSL breaches for residential customers","0's",0,0,0,0]
[null,null,"Volume of customer complaints relating to connection services","0's",130,130,130,130]
[null,null,"GSL payments","$0's",0,0,0,0]
[null,"COMMERCIAL/INDUSTRIAL","Underground connections","0's",130,129,148,141,123,120,116]
[null,null,"Overhead connections","0's",303,302,345,328,287,280,271]
[null,null,"Distribution substations installed","MVA added",35.72,35.56,35.56,38.69,33.82,33,31.93]
[null,null,"Distribution substations installed","0's",178,177,202,193,168,164,159]
[null,null,"Distribution substations installed ","total spend $0's",107729.81969039554,845005.74137901771,774305.2124613754,811824.82219343563,836104.77878934215,844551.30578385282,851271.15672038856]
[null,null,"Augmentation HV ","net circuit KM added",62.65,62.36,71.33,67.849999999999994,59.32,57.87,55.99]
[null,null,"Augmentation HV","total spend $0's",1065158.0463740726,1398369.0500694823,1496095.6924590245,1454127.2651975832,1301757.241583125,1277613.9898979962,1216890.4824984754]
[null,null,"Augmentation LV","net circuit KM added",7.25,7.21,8.25,7.85,6.86,6.69,6.48]
[null,null,"Augmentation LV","total spend $0's",123262.50337130131,161678.01236371021,173037.8447047098,168237.27386589578,150540.36880074575,147697.21085912554,140836.76239668013]
[null,"SUBDIVISION","Underground connections","0's",729,722,974,874,635,598,544]
[null,null,"Overhead connections","0's",111,110,148,133,97,91,83]
[null,null,"Distribution substations installed","MVA added",5.16,5.1100000000000003,6.9,6.19,4.5,4.24,3.85]
[null,null,"Distribution substations installed","0's",23,22,30,27,20,19,17]
[null,null,"Distribution substations installed ","total spend $0's",15562.314378567778,121427.99039501633,150244.82469019937,129883.57842794953,111249.89664553637,108512.04656131928,102643.09280844021]
[null,null,"Augmentation HV ","net circuit KM added",5.12,5.07,6.84,6.14,4.46,4.2,3.82]
[null,null,"Augmentation HV","total spend $0's",87048.82996704313,113690.36375645085,143464.10397335942,131589.4091129427,97873.18438065979,92724.706368957734,83024.140795573767]
[null,null,"Augmentation LV","net circuit KM added",16.420000000000002,16.27,21.94,19.690000000000001,14.31,13.47,12.26]
[null,null,"Augmentation LV","total spend $0's",279168.31798024382,364840.67422435019,460175.79549349501,421986.23215534881,314028.08710476267,297381.37971187156,266459.6770035954]
[null,null,"Cost per lot","$0's",5320.42,5320.42,5320.42,5320.42,5320.42,5320.42,5320.42]
[null,"EMBEDDED GENERATION","Underground connections","0's",709,709,709,709,709,709,709]
[null,null,"Overhead connections","0's",1654,1654,1654,1654,1654,1654,1654]
[null,null,"Distribution substations installed","MVA added",0.98,0.98,0.98,0.98,0.98,0.98,0.98]
[null,null,"Distribution substations installed","0's",8.32,8.32,8.32,8.32,8.32,8.32,8.32]
[null,null,"Distribution substations installed ","total spend $0's",2955.6333509682991,23287.559801783951,21339.120028463098,20563.151350466967,24227.755269472364,25080.614535399265,26127.332714875687]
[null,null,"Augmentation HV ","net circuit KM added",0.71,0.71,0.71,0.71,0.71,0.71,0.71]
[null,null,"Augmentation HV","total spend $0's",12071.224468086059,15921.13575287576,14891.74178670836,15216.364897424968,15580.708724275435,15674.890838561902,15431.188472475753]
[null,null,"Augmentation LV","net circuit KM added",0.36,0.36,0.36,0.36,0.36,0.36,0.36]
[null,null,"Augmentation LV","total spend $0's",6120.6208570577201,8072.6885507539064,7550.7423143873375,7715.3399479901254,7900.0776630128976,7947.831974482091,7824.2645775933388]
[]
[]
[]
[]
[]
[]
[]
[null,"2.5.2 COST METRICS BY CONNECTION CLASSIFICATION"]
[null,"CONNECTION SUBCATEGORY","CONNECTION CLASSICIATION",null,{"$f":"CONCATENATE(\"EXPENDITURE \n($'0s,  real \", dms_DollarReal,\")\")","v":"EXPENDITURE \n($'0s,  real June 2017)"},null,null,null,null,null,null,null,"VOLUMES  (0's)"]
[null,null,null,null,{"$f":"CRCP_y4","v":"2015-16"},{"$f":"CRCP_y5","v":"2016-17"},{"$f":"FRCP_y1","v":"2017-18"},{"$f":"FRCP_y2","v":"2018-19"},{"$f":"FRCP_y3","v":"2019-20"},{"$f":"FRCP_y4","v":"2020-21"},{"$f":"FRCP_y5","v":"2021-22"},null,{"$f":"CRCP_y5","v":"2016-17"},{"$f":"FRCP_y1","v":"2017-18"},{"$f":"FRCP_y1","v":"2017-18"},{"$f":"FRCP_y2","v":"2018-19"},{"$f":"FRCP_y3","v":"2019-20"},{"$f":"FRCP_y4","v":"2020-21"},{"$f":"FRCP_y5","v":"2021-22"}]
[null,"RESIDENTIAL","Simple connection LV",null,682555.355606094,871660.54409197543,760522.35346993303,773903.00651944918,null,null,null,"ED_CON252_00001",2025.1714459590564,2022.3165440247869,2131.3684651585377,2088.2936519191358]
[null,null,"Complex connection LV",null,707389.22362225538,28425.60549110606,18529.1134343343,19074.50354594117,null,null,null,"ED_CON252_00002",178.58359233194369,177.83366217220461,206.47959345762246,195.16463332340589]
[null,null,"Complex connection HV",null,2052584.675517234,1251951.2542554943,816079.24980227137,840099.9108396729,null,null,null,"ED_CON252_00003",234.50370710255231,233.51895032713733,271.13481969182749,256.27679123275522]
[null,"COMMERCIAL/INDUSTRIAL","Simple connection LV",null,145795.13634488496,185753.26172442551,175848.02141015616,173578.65053959249,null,null,null,"ED_CON252_00004",432.58051476745652,430.96122319405345,492.81513657566359,468.38323533688379]
[null,null,"Complex connection HV (customer connected at LV, minor HV works)",null,0,0,0,0,null,null,null,"ED_CON252_00005",0,0,0,0]
[null,null,"Complex connection HV (customer connected at LV, upstream asset works)",null,10869107.82173113,15268192.287961967,13238340.97747021,13276534.390608981,null,null,null,"ED_CON252_00006",253.98672568109245,252.07393543194539,325.1389499921641,296.27873529997601]
[null,null,"Complex connection HV (customer connected at HV)",null,11349.284930547474,15942.712823587488,13823.186431241242,13863.067158830985,null,null,null,"ED_CON252_00007",2.4304949825941864,2.4121907696836882,3.1113775118867384,2.8352032086122105]
[null,null,"Complex connection sub-transmission",null,0,0,0,0,null,null,null,"ED_CON252_00008",0,0,0,0]
[null,"SUBDIVISION","Complex connection LV",null,1157880.6176624859,1090554.6183271236,1141002.8041445783,1115090.8911388707,null,null,null,"ED_CON252_00009",378.57986186358335,375.15414368265874,506.01017919416597,454.32287985724264]
[null,null,"Complex connection HV (no upstream asset works)",null,0,0,0,0,null,null,null,"ED_CON252_00010",0,0,0,0]
[null,null,"Complex connection HV (with upstream asset works)",null,2948034.6197497533,2776618.5222503557,2905062.6779126762,2839089.3681953214,null,null,null,"ED_CON252_00011",460.95218345587944,456.78108923119328,616.10909730454489,553.17555041958769]
[null,"EMBEDDED GENERATION","Simple connection LV",null,37221.597149193738,0,0,0,null,null,null,"ED_CON252_00012",2362,2362,2362,2362]
[null,null,"Complex connection HV (small capacity)",null,1179.826761868432,0,0,0,null,null,null,"ED_CON252_00013",1,1,1,1]
[null,null,"Complex connection HV (large capacity)",null,0,0,0,0,null,null,null,"ED_CON252_00014",0,0,0,0]

{"sheet":"2.6 Non-network","index":9,"n_rows":51,"n_cols":22,"rows_kept":51,"cut":false,"hidden":false,"merged":[[7,15,7,21],[7,4,7,10],[20,15,20,21],[20,14,21,14],[7,12,8,14],[20,12,21,13],[9,2,10,2],[11,2,12,2],[13,2,14,2],[15,2,16,2],[17,2,18,2],[19,2,20,2],[21,2,22,2],[23,2,24,2],[25,2,26,2],[27,2,28,2],[22,12,26,12],[27,12,31,12],[32,12,36,12],[37,12,41,12],[42,12,46,12],[9,1,14,1],[15,1,24,1],[25,1,26,1],[27,1,28,1],[39,2,40,2],[29,1,50,1],[49,2,50,2],[41,2,42,2],[43,2,44,2],[45,2,46,2],[47,2,48,2],[29,2,30,2],[31,2,32,2],[33,2,34,2],[35,2,36,2],[37,2,38,2]]}
[null,{"$f":"SheetHeader","v":"REGULATORY REPORTING STATEMENT"}]
[null,{"$f":"dms_TradingName","v":"TasNetworks (D)"}]
[null,{"$f":"dms_Reg_Year_Span","v":"2017-18 to 2018-19"}]
[null,"2.6 NON NETWORK EXPENDITURE"]
[]
[]
[null,"TABLE 2.6.1 NON-NETWORK EXPENDITURE",null,null,null,null,null,null,null,null,null,null,"TABLE 2.6.2 ANNUAL DESCRIPTOR METRICS - IT & COMMUNICATIONS EXPENDITURE"]
[null,null,null,null,{"$f":"CONCATENATE(\"EXPENDITURE\n($'0s, real \", dms_DollarReal,\")\")","v":"EXPENDITURE\n($'0s, real June 2017)"},null,null,null,null,null,null,null,"DESCRIPTOR METRIC",null,null,"VOLUMES  (0's)"]
[null,"SERVICE SUBCATEGORY","ASSET CATEGORY","ASSET REPORTING \nCATEGORY",{"$f":"CRCP_y4","v":"2015-16"},{"$f":"CRCP_y5","v":"2016-17"},{"$f":"FRCP_y1","v":"2017-18"},{"$f":"FRCP_y2","v":"2018-19"},{"$f":"FRCP_y3","v":"2019-20"},{"$f":"FRCP_y4","v":"2020-21"},{"$f":"FRCP_y5","v":"2021-22"},null,null,null,null,{"$f":"CRCP_y4","v":"2015-16"},{"$f":"CRCP_y5","v":"2016-17"},{"$f":"FRCP_y1","v":"2017-18"},{"$f":"FRCP_y2","v":"2018-19"},{"$f":"FRCP_y3","v":"2019-20"},{"$f":"FRCP_y4","v":"2020-21"},{"$f":"FRCP_y5","v":"2021-22"}]
[null,"IT & COMMUNICATIONS","Client device expenditure","Opex ",4481396.1716114376,4372224.6434800792,4260352.8925098609,4156441.8670165418,null,null,null,null,"Employee numbers",null,null,530.98147897235992,530.98147897235992,530.98147897235992,530.98147897235992,530.98147897235992,530.98147897235992,530.98147897235992]
[null,null,null,"Capex ",1705105.796851418,943066.34507923806,1077572.064346018,2165124.687000649,2829049.7250161422,3139696.0630823588,3055044.4308952582,null,"User numbers",null,null,610.62120000000004,610.62120000000004,610.62120000000004,610.62120000000004,610.62120000000004,610.62120000000004,610.62120000000004]
[null,null,"Recurrent expenditure","Opex ",7482142.2195234317,7299869.3588966504,7113088.2043072097,6939598.2826076588,null,null,null,null,"Number of devices",null,null,1451.0232000000001,1451.0232000000001,1451.0232000000001,1451.0232000000001,1451.0232000000001,1451.0232000000001,1451.0232000000001]
[null,null,null,"Capex ",7511273.6474776948,4154363.5583769293,4746883.545364948,9537733.1043045558,12462432.938857377,13830881.546041103,13457977.075692656]
[null,null,"Non-recurrent expenditure","Opex "]
[null,null,null,"Capex ",6604156.9650040967,14145204.119036257,8419104.64028503,0,0,0,0]
[null,"MOTOR VEHICLES","Car","Opex ",939766.51249761856,916872.81099763466,893412.86208209826,871622.30880396825]
[null,null,null,"Capex ",385502.931686403,447965.21268936113,350513.45520531869,347154.90433584905,376575.28316879994,359126.6751921571,343755.00089073344]
[null,null,"Light commercial vehicle","Opex ",2621453.9564279038,2557592.5785470186,2492151.6684013885,2431367.4934557509]
[null,null,null,"Capex ",1075350.2835538227,1249587.1727367816,977748.05964663427,968379.4703754324,1050446.842942162,1001774.410145812,958895.52918264573]
[null,null,"Elevated work platform (LCV)  ","Opex ",0,0,0,0,null,null,null,null,"TABLE 2.6.3 ANNUAL DESCRIPTOR METRICS - MOTOR VEHICLES"]
[null,null,null,"Capex ",0,0,0,0,0,0,0,null,"DESCRIPTOR METRIC",null,"Unit of Measure","VOLUMES  (0's or %)"]
[null,null,"Elevated work platform (HCV)","Opex ",49461.395754057172,48256.464087406814,47021.72992498448,45874.858691485199,null,null,null,null,null,null,null,{"$f":"CRCP_y4","v":"2015-16"},{"$f":"CRCP_y5","v":"2016-17"},{"$f":"FRCP_y1","v":"2017-18"},{"$f":"FRCP_y2","v":"2018-19"},{"$f":"FRCP_y3","v":"2019-20"},{"$f":"FRCP_y4","v":"2020-21"},{"$f":"FRCP_y5","v":"2021-22"}]
[null,null,null,"Capex ",633117.48227261729,509458.28071787267,971619.39088028588,1001961.5713948538,808541.27938515984,774079.88331100415,740946.99547087355,null,"CAR","Average kilometres travelled ","0's",20511,20511,20511,20511,20511,20511,20511]
[null,null,"Heavy commercial vehicle","Opex ",0,0,0,0,null,null,null,null,null,"Number purchased","0's",15.909984125133883,25.948902332599634,12.242955263022626,18.177093076624558,18.177093076624558,18.177093076624558,18.177093076624558]
[null,null,null,"Capex ",415575.91901324101,219274.33495565815,156294.10664677338,142820.72767528461,162479.09135442501,151948.27858311898,145444.44689812392,null,null,"Number leased","0's"]
[null,"BUILDINGS AND PROPERTY","Total buildings and property expenditure","Opex ",3020642.7966954364,2947056.7584551177,2871650.6604933781,2801610.4144107015,null,null,null,null,null,"Number in fleet","0's",87.097720101011674,87.097720101011674,87.097720101011674,87.097720101011674,87.097720101011674,87.097720101011674,87.097720101011674]
[null,null,null,"Capex ",552198.01579682715,229471.86805878862,205951.64788938296,191798.06662157911,235940.63670364398,225008.33216958339,215377.31605147777,null,null,"Proportion of total fleet expenditure allocated as regulatory expenditure","%",78.38,78.38,78.38,78.38,78.38,78.38,78.38]
[null,"OTHER","Other expenditure","Opex ",null,null,null,null,null,null,null,null,"LIGHT COMMERCIAL VEHICLE","Average kilometres travelled ","0's",21128,21128,21128,21128,21128,21128,21128]
[null,null,null,"Capex ",3695739.0503001967,2093115.0020543807,1656179.5436293031,2490472.8352510026,2708024.3949018265,1723500.3215230801,2421483.9215731211,null,null,"Number purchased","0's",29.927813673837072,47.729952375401659,24.889763461881287,36.035648442847197,35.021726796274123,35.021726796274123,35.021726796274123]
[null,"OTHER - DNSP nominated","Office furniture and equipment","Opex ",null,null,null,null,null,null,null,null,null,"Number leased","0's"]
[null,null,null,"Capex ",null,null,null,null,null,null,null,null,null,"Number in fleet","0's",191.92781367383708,191.92781367383708,191.92781367383708,191.92781367383708,191.92781367383708,191.92781367383708,191.92781367383708]
[null,null,"Plant and equipment","Opex ",null,null,null,null,null,null,null,null,null,"Proportion of total fleet expenditure allocated as regulatory expenditure","%",78.38,78.38,78.38,78.38,78.38,78.38,78.38]
[null,null,null,"Capex ",null,null,null,null,null,null,null,null,"ELEVATED WORK PLATFORM (LCV) ","Average kilometres travelled ","0's"]
[null,null,"Crane borer plant HCV","Opex ",null,null,null,null,null,null,null,null,null,"Number purchased","0's"]
[null,null,null,"Capex ",null,null,null,null,null,null,null,null,null,"Number leased","0's"]
[null,null,"Other fleet assets","Opex ",null,null,null,null,null,null,null,null,null,"Number in fleet","0's"]
[null,null,null,"Capex ",null,null,null,null,null,null,null,null,null,"Proportion of total fleet expenditure allocated as regulatory expenditure","%"]
[null,null,"EWP Hired","Opex ",null,null,null,null,null,null,null,null,"ELEVATED WORK PLATFORM (HCV)","Average kilometres travelled ","0's",16843,16843,16843,16843,16843,16843,16843]
[null,null,null,"Capex ",null,null,null,null,null,null,null,null,null,"Number purchased","0's",8,2,16,10,6.7915509160718299,6.9527141323271948,7.1177017448942053]
[null,null,"Car Hired","Opex ",null,null,null,null,null,null,null,null,null,"Number leased","0's"]
[null,null,null,"Capex ",null,null,null,null,null,null,null,null,null,"Number in fleet","0's",40,40,40,40,40,40,40]
[null,null,"LCV Hired","Opex ",null,null,null,null,null,null,null,null,null,"Proportion of total fleet expenditure allocated as regulatory expenditure","%",78.38,78.38,78.38,78.38,78.38,78.38,78.38]
[null,null,null,"Capex ",null,null,null,null,null,null,null,null,"HEAVY COMMERCIAL VEHICLE ","Average kilometres travelled ","0's",11638,11638,11638,11638,11638,11638,11638]
[null,null,"Other Hire","Opex ",null,null,null,null,null,null,null,null,null,"Number purchased","0's",5,0,5,1,2.75,2.75,2.75]
[null,null,null,"Capex ",null,null,null,null,null,null,null,null,null,"Number leased","0's"]
[null,null,null,"Opex ",null,null,null,null,null,null,null,null,null,"Number in fleet","0's",28,28,28,28,28,28,28]
[null,null,null,"Capex ",null,null,null,null,null,null,null,null,null,"Proportion of total fleet expenditure allocated as regulatory expenditure","%",78.38,78.38,78.38,78.38,78.38,78.38,78.38]
[null,null,null,"Opex "]
[null,null,null,"Capex "]
[null,null,null,"Opex "]
[null,null,null,"Capex "]

{"sheet":"2.10 Overheads","index":10,"n_rows":159,"n_cols":10,"rows_kept":159,"cut":false,"hidden":false,"merged":[[7,2,8,2],[95,2,96,2],[7,3,7,9],[95,3,95,9]]}
[null,{"$f":"SheetHeader","v":"REGULATORY REPORTING STATEMENT"},null,"Worksheet navigation"]
[null,{"$f":"dms_TradingName","v":"TasNetworks (D)"}]
[null,{"$f":"dms_Reg_Year_Span","v":"2017-18 to 2018-19"}]
[null,"2.10 OVERHEADS"]
[]
[]
[null,"TABLE 2.10.1 - NETWORK OVERHEADS EXPENDITURE"]
[null,null,"Expenditure categories currently reported under annual RIN",{"$f":"CONCATENATE(\"EXPENDITURE ($0's, real \", dms_DollarReal,\")\")","v":"EXPENDITURE ($0's, real June 2017)"}]
[null,null,null,{"$f":"CRCP_y4","v":"2015-16"},{"$f":"CRCP_y5","v":"2016-17"},{"$f":"FRCP_y1","v":"2017-18"},{"$f":"FRCP_y2","v":"2018-19"},{"$f":"FRCP_y3","v":"2019-20"},{"$f":"FRCP_y4","v":"2020-21"},{"$f":"FRCP_y5","v":"2021-22"}]
[null,"Total Overhead Expenditure - Standard Control Services","Network management",10205819.953009406,10131613.517678646,9795503.0187927168,9559606.1662917733]
[null,null,"Network planning",4787528.9218945187,4752718.8373572202,4595050.1011089096,4484391.3780340292]
[null,null,"Network control and operational switching",2826437.7670729421,2805886.7606526432,2712803.067981699,2647472.9155674679]
[null,null,"Quality and standard functions",3434385.6063876911,3409414.2160854209,3296308.8443617858,3216926.6135805626]
[null,null,"Project governance and related functions",4360678.8038856415,4328972.3431457253,4185361.1551173571,4084568.626017245]
[null,null,"Other - DNSP to  nominate",19071448.702993996,18932780.351861142,18304696.163863041,17863879.576623235]
[null,null,"   other expenditure categories currently reported under annual rin :","","","",""]
[null,null,"Other - Customer Support ",1438539.141681002,1419843.0200321728,1335160.8392130753,1275727.2303720715]
[null,null,"Other - Meter services",0,0,0,0]
[null,null,"Other - Safety",668138.3187308145,659454.79047405929,620123.63271854981,592519.32892412518]
[null,null,"Other - Business Support",637238.46567017154,628956.53052618878,591444.34791591403,565116.67937376676]
[null,null,"Other - Operating Costs",0,0,0,0]
[null,null,"Other - Business Costs",1059961.4752251059,1046185.5770867183,983789.0480625577,939996.47135766048]
[null,null,"Other - Field Services",4932385.8111904543,4868281.5525901522,4577927.8353845878,4374145.0668374272]
[null,null,"Other - Training",340945.48977754556,336514.35671497777,316443.9903424232,302357.74111331702]
[null,null,"Other - Non network IT & Expenditure ",341081.28692861134,336648.38896442752,316570.02864956856,302478.16892678558]
[null,null,"Other - NEM and contestability related costs",541288.97950757586,541288.97950757586,541288.97950757586,541288.97950757586]
[null,null,"Other - Electrical Safety",0,0,0,0]
[null,null,"Other - Trunk Mobile Radio",1251294.567627118,1235031.9893092711,1161372.29541319,1109674.7435549072]
[null,null,"Other - GSL",3654250.1014774204,3654250.1014774204,3654250.1014774204,3654250.1014774204]
[null,null,"Other - Electricial Safety Levy",0,0,0,0]
[null,null,"Other - National Electricity Market Levy",415052.1709465395,415052.1709465395,415052.1709465395,415052.1709465395]
[null,null,"Other - Electrical Inspectors Charges",3791272.8942316398,3791272.8942316398,3791272.8942316398,3791272.8942316398]
[]
[null,null,null,""]
[null,null,null,""]
[null,null,null,""]
[null,"Total Overhead Expenditure - Alternative Control Services","Network management",2393175.674136728,2375774.9129322735,2296959.9354528226,2241644.1831066124]
[null,null,"Network planning",690735.47953836841,685713.14738582924,662965.00488529506,646999.37681385491]
[null,null,"Network control and operational switching",372952.07592562388,370240.34436156799,357957.83214039746,349337.43502878607]
[null,null,"Quality and standard functions",604788.21985383239,600390.80953971506,580473.18692523183,566494.1398569853]
[null,null,"Project governance and related functions",924572.13141412823,917849.57483422582,887400.43877495243,866029.92109828396]
[null,null,"Other - DNSP to  nominate",4349442.7274087463,4317817.9640911138,4174576.8162248847,4074043.9972791313]
[null,null,"   other expenditure categories currently reported under annual rin :",0,0,0,0]
[null,null,"Other - Non network IT & Expenditure ",122031.36135309601,122031.36135309601,122031.36135309601,122031.36135309601]
[null,null,"Other - Customer Support ",1605451.4923292205,1605451.4923292205,1605451.4923292205,1605451.4923292205]
[null,null,"Other - Meter services",0,0,0,0]
[null,null,"Other - Safety",213272.20156181269,213272.20156181269,213272.20156181269,213272.20156181269]
[null,null,"Other - Business Support",203408.85514770757,203408.85514770757,203408.85514770757,203408.85514770757]
[null,null,"Other - Electricial Safety Levy",0,0,0,0]
[null,null,"Other - Operating Costs",0,0,0,0]
[null,null,"Other - Business Costs",338343.59002397279,338343.59002397279,338343.59002397279,338343.59002397279]
[null,null,"Other - Field Services",1574435.6391698753,1574435.6391698753,1574435.6391698753,1574435.6391698753]
[null,null,"Other - Training",194238.55542858591,194238.55542858591,194238.55542858591,194238.55542858591]
[null,null,"Other - GSL",0,0,0,0]
[null,null,"Other - National Electricity Market Levy",98261.032394475391,98261.032394475391,98261.032394475391,98261.032394475391]
[null,null,"Other - NEM and contestability related costs",0,0,0,0]
[null,null,"Other - Electrical Safety",0,0,0,0]
[null,null,"Other - Trunk Mobile Radio",0,0,0,0]
[null,null,"Other - Electrical Inspectors Charges",0,0,0,0]
[null,null,null,""]
[null,null,null,""]
[null,null,null,""]
[null,null,null,""]
[null,"Total Overhead Expenditure - Negotiated Services","Total  ",""]
[null,"Total Overhead Expenditure - Unregulated Services","Total  ",759904.78823669569,740907.16853077826,722384.48931750876,704324.87708457105]
[null,"Capitalised Overheads - Standard Control Services","Network management",6396767.5115780877,6470036.3280655127,6201549.6621373408,6058097.8532540984,5920823.246868588,5939802.7425003713,5727345.0359866591]
[null,null,"Network planning",3606988.6845803494,3648303.2690989198,3496909.8716976894,3416020.7272215309,3338614.7638163348,3349316.8607518538,3229516.8927274104]
[null,null,"Network control and operational switching",2357260.750699468,2384260.9042994543,2285321.388593575,2232458.2326190528,2181871.4259054139,2188865.5241026515,2110573.1347291241]
[null,null,"Quality and standard functions",2596604.6557689444,2626346.2634902783,2517360.9477821286,2459130.3439419069,2403407.2179389219,2411111.4602194857,2324869.6718648234]
[null,null,"Project governance and related functions",2524395.8726540226,2553310.3982484462,2447355.8469684497,2390744.5736004305,2336571.0478075105,2344061.0433953148,2260217.5464312606]
[null,null,"Other",4250657.8207305055,4299345.0158261908,4120935.3824881334,4025611.5252080578,3934392.4245976121,3947004.3166813469,3805825.9777574446]
[null,null,"   other expenditure categories currently reported under annual rin :",0,0,0,0,0,0,0]
[null,null,"Other - Business Costs",617388.85858348338,624460.45386954921,598547.26006935968,584701.90014532639,571452.73759635969,573284.557984296,552779.04161460605]
[null,null,"Other - Business Support",371168.1397496502,375419.51362998481,359840.75511487963,351517.06022514927,343551.79336266714,344653.06585291866,332325.35008719162]
[null,null,"Other - Field Services",2872934.6464384752,2905841.3483014507,2785257.8437023433,2720830.354179081,2659177.1876309281,2667701.3133669016,2572281.6963742054]
[null,null,"Other - Meter services",0,0,0,0,0,0,0]
[null,null,"Other - Safety",389166.17595889664,393623.70002520602,377289.52360155113,368562.21065850096,360210.70600765705,361365.37947723072,348439.88968144142]
[null,null,"Other - Training",0,0,0,0,0,0,0]
[null,null,null,""]
[null,null,null,""]
[null,null,null,""]
[null,null,null,""]
[null,null,null,""]
[null,null,null,""]
[null,null,null,""]
[null,null,null,""]
[null,null,null,""]
[null,null,null,""]
[null,null,null,""]
[null,null,null,""]
[null,null,null,""]
[null,null,null,""]
[]
[]
[null,"TABLE 2.10.2 - CORPORATE OVERHEADS EXPENDITURE"]
[null,null,"Expenditure categories currently reported under annual RIN",{"$f":"CONCATENATE(\"EXPENDITURE  \n($0's, real \", dms_DollarReal,\")\")","v":"EXPENDITURE  \n($0's, real June 2017)"}]
[null,null,null,{"$f":"CRCP_y4","v":"2015-16"},{"$f":"CRCP_y5","v":"2016-17"},{"$f":"FRCP_y1","v":"2017-18"},{"$f":"FRCP_y2","v":"2018-19"},{"$f":"FRCP_y3","v":"2019-20"},{"$f":"FRCP_y4","v":"2020-21"},{"$f":"FRCP_y5","v":"2021-22"}]
[null,"Total Overhead Expenditure - Standard Control Services","Accounts Payable",161786.80306935677,158612.36885546418,154248.73175049189,150435.75480776391]
[null,null,"Audit and Risk",178110.46713856739,174615.74476312939,169811.83351422107,165614.14191284412]
[null,null,"Facilities",904757.82710903464,887005.48793690337,862602.78789903573,841279.53613763885]
[null,null,"Finance & Regulatory Services",1077298.3534387951,1056160.5802283299,1027104.1987497008,1001714.5272550486]
[null,null,"Human Resources Services",1678827.1000796056,1645886.6742562575,1600606.1440290804,1561039.6966922958]
[null,null,"Non-Network IT Support",5282954.0980802318,5179296.7544575846,5036807.4160882141,4912299.225164664]
[null,null,"Legal",411993.29108897725,403909.53163322987,392797.44351548143,383087.62238249666]
[null,null,"Office of the CEO",383844.15363868431,376312.71107973269,365959.84817887913,356913.44340631051]
[null,null,"Strategy and Stakeholder Relations",1898386.5173175856,1861138.095336085,1809935.7123889737,1765194.7082922764]
[null,null,"Other Corporate Costs",-748979.14812512847,-734283.35719413834,-714082.24598107953,-696430.37222991267]
[null,null,"Treasury",146062.30389841937,143196.40157475241,139256.87822156737,135814.49487261369]
[null,null,"Treasury insurance",470921.42767072871,461681.43365581363,448979.96371929738,437881.32951997232]
[null,null,null,""]
[null,null,null,""]
[null,null,null,""]
[null,null,null,""]
[null,null,null,""]
[null,null,null,""]
[null,null,null,""]
[null,null,null,""]
[null,"Total Overhead Expenditure - Alternative Control Services","Accounts Payable",49185.080091648102,48220.014968326264,46893.418259403465,45734.228679303502]
[null,null,"Audit and Risk",27559.213504868061,27018.471561779417,26275.157494425348,25625.644408931403]
[null,null,"Facilities",267649.95869520173,262398.37346012692,255179.44540945027,248871.49505833662]
[null,null,"Finance & Regulatory Services",166691.4685466777,163420.79942608366,158924.87600443859,154996.30634325629]
[null,null,"Human Resources Services",259766.62254699026,254669.71699847662,247663.41456048706,241541.25797249028]
[null,null,"Non-Network IT Support",817436.8540179095,801397.84794410295,779350.32787761628,760085.04902066151]
[null,null,"Legal",63748.140432762841,62497.332120696505,60777.947438584102,59275.536951446236]
[null,null,"Office of the CEO",59392.595801200194,58227.248043618274,56625.33905053659,55225.579650743901]
[null,null,"Strategy and Stakeholder Relations",459544.05783721799,450527.30027532874,438132.69537490094,427302.20201290649]
[null,null,"Other Corporate Costs",-107112.89501204524,-105011.22273578697,-102122.22441065666,-99597.797255898637]
[null,null,"Treasury",38305.70958002175,37554.109617779308,36520.946142857203,35618.16059649318]
[null,null,"Treasury Insurance",72866.15086522694,71436.437205318143,69471.125859894601,67753.822916246325]
[null,null,null,""]
[null,null,null,""]
[null,null,null,""]
[null,null,null,""]
[null,null,null,""]
[null,null,null,""]
[null,null,null,""]
[null,null,null,""]
[null,"Total Overhead Expenditure - Negotiated Services","Total",""]
[null,"Total Overhead Expenditure - Unregulated Services","Total",592624.65157173644,577809.03528244304,563363.80940038199,549279.71416537242]
[null,"Capitalised Overheads - Standard Control Services","Accounts Payable",0,0,0,0,0,0,0]
[null,null,"Audit and Risk",0,0,0,0,0,0,0]
[null,null,"Facilities",832883.4001905456,842423.27808880131,807465.29551098647,788787.32571922767,770913.65112979792,773384.85347177612,745722.053991016]
[null,null,"Finance & Regulatory Services",0,0,0,0,0,0,0]
[null,null,"Human Resources Services",1233529.7361896536,1247658.632340573,1195884.6252982076,1168221.8922619682,1141750.348831045,1145410.2867914776,1104440.7036085702]
[null,null,"Non-Network IT Support",0,0,0,0,0,0,0]
[null,null,"Legal",0,0,0,0,0,0,0]
[null,null,"Office of the CEO",0,0,0,0,0,0,0]
[null,null,"Strategy and Stakeholder Relations",1564572.5495331746,1582493.2225614695,1516824.6068635276,1481738.0163389596,1448162.2953970933,1452804.4522076584,1400839.847437127]
[null,null,"Other Corporate Costs",-1883077.4708067093,-1904646.311223438,-1825609.330294203,-1783380.0529341036,-1742969.217597266,-1748556.3927707889,-1686013.191081638]
[null,null,null,""]
[null,null,null,""]
[null,null,null,""]
[null,null,null,""]
[null,null,null,""]
[null,null,null,""]
[null,null,null,""]
[null,null,null,""]
[null,null,null,""]
[null,null,null,""]

{"sheet":"2.11 Labour","index":11,"n_rows":30,"n_cols":14,"rows_kept":30,"cut":false,"hidden":false,"merged":[[10,2,10,13],[11,7,11,13],[11,2,11,6],[21,2,21,13],[22,2,22,6],[22,7,22,13]]}
[null,{"$f":"SheetHeader","v":"REGULATORY REPORTING STATEMENT"}]
[null,{"$f":"dms_TradingName","v":"TasNetworks (D)"}]
[null,{"$f":"dms_Reg_Year_Span","v":"2017-18 to 2018-19"}]
[null,"2.11 LABOUR"]
[]
[null,"Table numbering in this template starts at 2.11.3.\n\nTables 2.11.1 & 2.11.2 appear in the Category Analysis RIN and are not required for this RIN."]
[]
[null,"2.11.3 - LABOUR / NON-LABOUR EXPENDITURE SPLIT - STANDARD CONTROL SERVICES"]
[]
[null,"2.11.3.1 - Labour Opex"]
[null,null,"EXPENDITURE"]
[null,null,"($0's, nominal)",null,null,null,null,{"$f":"CONCATENATE(\"($0's, real \", dms_DollarReal,\")\")","v":"($0's, real June 2017)"}]
[null,null,{"$f":"PRCP_y4","v":"2010-11"},{"$f":"PRCP_y5","v":"2011-12"},{"$f":"CRCP_y1","v":"2012-13"},{"$f":"CRCP_y2","v":"2013-14"},{"$f":"CRCP_y3","v":"2014-15"},{"$f":"CRCP_y4","v":"2015-16"},{"$f":"CRCP_y5","v":"2016-17"},{"$f":"FRCP_y1","v":"2017-18"},{"$f":"FRCP_y2","v":"2018-19"},{"$f":"FRCP_y3","v":"2019-20"},{"$f":"FRCP_y4","v":"2020-21"},{"$f":"FRCP_y5","v":"2021-22"}]
[null,"In-house labour expenditure",28020317.499998696,21903161.499998007,21173825.309999742,21868326.939999793,14968295.909999942,15069674.506421626,14709324.926101357,14062422.646644551,13719436.72843371]
[null,"Labour expenditure outsourced to related parties","","","","","","","","",""]
[null,"Labour expenditure outsourced to unrelated parties",233373.72999999998,374746.3899999999,427565.62999999977,843672.97000000032,380637.80999999976,383215.82737451198,374052.28090855194,357601.81330576079,348879.81785927888]
[null,"Controllable non-labour expenditure",53901058.17811095,70257271.948351324,42639940.980200432,45339364.948845834,41589065.252880685,41870743.346845277,40869520.341908842,39072117.265811689,38119138.795913853]
[null,"Uncontrollable non-labour expenditure",3943161.3506992031,5323512.4527292307,7816396.6361369491,6943602.6638103127,7287891.6474065315,7337251.7235654872,7161801.6447887802,6846832.3425055575,6679836.431712741]
[null,"Total",{"$f":"SUM(C14:C18)","v":86097910.758808851},{"$f":"SUM(D14:D18)","v":97858692.291078553},72057728.556337118,74994967.522655934,64225890.620287165,64660885.404206902,{"$f":"SUM(I14:I18)","v":63114699.193707533},60338974.068267561,58867291.773919582,0,0,0]
[]
[null,"2.11.3.2 - Labour Capex"]
[null,null,"EXPENDITURE"]
[null,null,"($0's, nominal)",null,null,null,null,{"$f":"CONCATENATE(\"($0's, real \", dms_DollarReal,\")\")","v":"($0's, real June 2017)"}]
[null,null,{"$f":"PRCP_y4","v":"2010-11"},{"$f":"PRCP_y5","v":"2011-12"},{"$f":"CRCP_y1","v":"2012-13"},{"$f":"CRCP_y2","v":"2013-14"},{"$f":"CRCP_y3","v":"2014-15"},{"$f":"CRCP_y4","v":"2015-16"},{"$f":"CRCP_y5","v":"2016-17"},{"$f":"FRCP_y1","v":"2017-18"},{"$f":"FRCP_y2","v":"2018-19"},{"$f":"FRCP_y3","v":"2019-20"},{"$f":"FRCP_y4","v":"2020-21"},{"$f":"FRCP_y5","v":"2021-22"}]
[null,"In-house labour expenditure",22842735.419999141,19146633.159999236,19324967.849999454,21162171.060000543,17564581.320000414,21894435.313617632,23207283.405848589,21445169.34006789,19588202.387019966,19533174.668953463,18564289.488640342,17725712.911094654]
[null,"Labour expenditure outsourced to related parties","","","","","","","","","","","",""]
[null,"Labour expenditure outsourced to unrelated parties",478041.53999999986,262744.11000000004,1112022.5999999999,2715629.9500000007,183365.55000000008,228567.08623333278,242272.57161397577,223876.971460006,204491.15403151241,203916.69184509982,193802.00930651481,185047.68419295846]
[null,"Controllable non-labour expenditure",119202291.72932099,88155896.387238204,75943411.395661578,89564504.402149856,82043710.022218406,102268347.26343599,108400627.11798461,100169837.39375903,91495992.25956127,91238959.196149066,86713321.304176107,82796351.562276155]
[null,"Uncontrollable non-labour expenditure",795697.95930070023,1069303.7072705983,4095853.4238630426,1130227.5061896765,1066437.5525934726,1329325.6233032679,1409035.4940311036,1302048.3374649568,1189302.1662595882,1185961.1458327123,1127135.0615889244,1076220.6938207769]
[null,"Total",{"$f":"SUM(C25:C29)","v":143318766.64862081},{"$f":"SUM(D25:D29)","v":108634577.36450803},100476255.26952407,114572532.91834007,100858094.4448123,125720675.28659022,{"$f":"SUM(I25:I29)","v":133259218.58947827},{"$f":"SUM(J25:J29)","v":123140932.04275188},{"$f":"SUM(K25:K29)","v":112477987.96687233},{"$f":"SUM(L25:L29)","v":112162011.70278035},{"$f":"SUM(M25:M29)","v":106598547.86371189},{"$f":"SUM(N25:N29)","v":101783332.85138455}]

{"sheet":"2.12 Input tables","index":12,"n_rows":76,"n_cols":31,"rows_kept":76,"cut":false,"hidden":false,"merged":[[6,10,6,16],[6,17,6,23],[6,24,6,30],[61,1,62,1],[54,1,59,1],[6,3,6,9]]}
[null,{"$f":"SheetHeader","v":"REGULATORY REPORTING STATEMENT"}]
[null,{"$f":"dms_TradingName","v":"TasNetworks (D)"}]
[null,{"$f":"dms_Reg_Year_Span","v":"2017-18 to 2018-19"}]
[null,"2.12 INPUT TABLES"]
[]
[]
[null,null,null,{"$f":"CONCATENATE(\"CONTRACT EXPENDITURE  \n($0's, real \", dms_DollarReal,\")\")","v":"CONTRACT EXPENDITURE  \n($0's, real June 2017)"},null,null,null,null,null,null,{"$f":"CONCATENATE(\"OTHER EXPENDITURE  \n($0's, real \", dms_DollarReal,\")\")","v":"OTHER EXPENDITURE  \n($0's, real June 2017)"},null,null,null,null,null,null,{"$f":"CONCATENATE(\"RELATED PARTY CONTRACT EXPENDITURE  \n($0's, real \", dms_DollarReal,\")\")","v":"RELATED PARTY CONTRACT EXPENDITURE  \n($0's, real June 2017)"},null,null,null,null,null,null,{"$f":"CONCATENATE(\"RELATED PARTY CONTRACT MARGIN EXPENDITURE  \n($0's, real \", dms_DollarReal,\")\")","v":"RELATED PARTY CONTRACT MARGIN EXPENDITURE  \n($0's, real June 2017)"}]
[null,null,null,{"$f":"CRCP_y4","v":"2015-16"},{"$f":"CRCP_y5","v":"2016-17"},{"$f":"FRCP_y1","v":"2017-18"},{"$f":"FRCP_y2","v":"2018-19"},{"$f":"FRCP_y3","v":"2019-20"},{"$f":"FRCP_y4","v":"2020-21"},{"$f":"FRCP_y5","v":"2021-22"},{"$f":"CRCP_y4","v":"2015-16"},{"$f":"CRCP_y5","v":"2016-17"},{"$f":"FRCP_y1","v":"2017-18"},{"$f":"FRCP_y2","v":"2018-19"},{"$f":"FRCP_y3","v":"2019-20"},{"$f":"FRCP_y4","v":"2020-21"},{"$f":"FRCP_y5","v":"2021-22"},{"$f":"CRCP_y4","v":"2015-16"},{"$f":"CRCP_y5","v":"2016-17"},{"$f":"FRCP_y1","v":"2017-18"},{"$f":"FRCP_y2","v":"2018-19"},{"$f":"FRCP_y3","v":"2019-20"},{"$f":"FRCP_y4","v":"2020-21"},{"$f":"FRCP_y5","v":"2021-22"},{"$f":"CRCP_y4","v":"2015-16"},{"$f":"CRCP_y5","v":"2016-17"},{"$f":"FRCP_y1","v":"2017-18"},{"$f":"FRCP_y2","v":"2018-19"},{"$f":"FRCP_y3","v":"2019-20"},{"$f":"FRCP_y4","v":"2020-21"},{"$f":"FRCP_y5","v":"2021-22"}]
[null,"VEGETATION MANAGEMENT","ZONE 1",10422326.17612006,9736878.0687728338,9786665.0267750118,9480975.4354393594,null,null,null,317702.47981710173,296808.04993549734,298325.69961874001,289007.40161304735,null,null,null,0,0,0,0,null,null,null,0,0,0,0]
[null,null,"ZONE 2",87921.690490200286,82139.319518222939,82559.317265169826,79980.550761289924,null,null,null,2680.1060172583384,2503.8427180700237,2516.6454574458476,2438.0372370440455,null,null,null,0,0,0,0,null,null,null,0,0,0,0]
[]
[]
[]
[]
[]
[]
[]
[]
[]
[]
[]
[]
[]
[]
[]
[]
[]
[]
[]
[]
[null,"ROUTINE MAINTENANCE","Pole top, overhead line & service line maintenance",1086683.9556827887,1059516.8567907191,1033028.9353709511,1007203.2119866774,null,null,null,701129.81353261974,683601.56819430389,666511.52898944647,649848.74076471024,null,null,null,0,0,0,0,null,null,null,0,0,0,0]
[null,null,"Pole inspection and treatment",754343.45202615671,735484.86572550272,717097.74408236519,699170.30048030615,null,null,null,1646263.4904566272,1605106.9031952117,1564979.2306153313,1525854.7498499481,null,null,null,0,0,0,0,null,null,null,0,0,0,0]
[null,null,"Overhead asset inspection",11059.917069452902,10783.419142716579,10513.833664148664,10250.987822544948,null,null,null,251460.5192743447,245174.0062924861,239044.65613517392,233068.53973179462,null,null,null,0,0,0,0,null,null,null,0,0,0,0]
[null,null,"Network underground cable maintenance",54050.038685780819,52698.787718636297,51381.318025670393,50096.785075028631,null,null,null,60081.490645699741,58579.453379557242,57114.967045068319,55687.092868941618,null,null,null,0,0,0,0,null,null,null,0,0,0,0]
[null,null,"Distribution substation equipment & property maintenance",105341.2163840103,102707.68597441004,100139.99382504979,97636.493979423554,null,null,null,926541.73743897316,903378.19400299864,880793.73915292369,858773.89567410073,null,null,null,0,0,0,0,null,null,null,0,0,0,0]
[null,null,"Zone substation equipment maintenance",5565.6415576577338,5426.5005187162906,5290.8380057483828,5158.5670556046734,null,null,null,129943.96280752849,126695.36373734026,123527.97964390676,120439.78015280911,null,null,null,0,0,0,0,null,null,null,0,0,0,0]
[null,null,"Zone substation property maintenance",391574.21453143854,381784.85916815256,372240.23768894875,362934.2317467251,null,null,null,17070.867471001868,16644.095784226782,16227.993389621144,15822.29355488054,null,null,null,0,0,0,0,null,null,null,0,0,0,0]
[null,null,"Scada & network control maintenance",131231.18901448924,127950.40928912701,124751.64905689884,121632.85783047638,null,null,null,585707.72179472423,571065.02874985605,556788.4030311096,542868.69295533199,null,null,null,0,0,0,0,null,null,null,0,0,0,0]
[null,null,"Protection systems maintenance",0,0,0,0,null,null,null,0,0,0,0,null,null,null,0,0,0,0,null,null,null,0,0,0,0]
[null,null,"Subtransmission asset maintenance - for DNSP with dual function assets",0,0,0,0,null,null,null,0,0,0,0,null,null,null,0,0,0,0,null,null,null,0,0,0,0]
[null,null,"Other",0,0,0,0,null,null,null,0,0,0,0,null,null,null,0,0,0,0,null,null,null,0,0,0,0]
[null,"NON-ROUTINE MAINTENANCE","Pole top, overhead line & service line maintenance",1994107.1625279516,1944254.4834647528,1895648.121378134,1848256.9183436809,null,null,null,3061119.3473393032,2984591.363655821,2909976.5795644252,2837227.1650753152,null,null,null,0,0,0,0,null,null,null,0,0,0,0]
[null,null,"Pole inspection and treatment",0,0,0,0,null,null,null,0,0,0,0,null,null,null,0,0,0,0,null,null,null,0,0,0,0]
[null,null,"Overhead asset inspection",0,0,0,0,null,null,null,0,0,0,0,null,null,null,0,0,0,0,null,null,null,0,0,0,0]
[null,null,"Network underground cable maintenance",135172.01960275372,131792.71911268486,128497.90113486776,125285.45360649607,null,null,null,219290.33431044358,213808.07595268244,208462.87405386544,203251.30220251877,null,null,null,0,0,0,0,null,null,null,0,0,0,0]
[null,null,"Distribution substation equipment & property maintenance",166297.95986083732,162140.51086431637,158086.99809270847,154134.82314039077,null,null,null,323950.57292342518,315851.80860033951,307955.51338533103,300256.62555069779,null,null,null,0,0,0,0,null,null,null,0,0,0,0]
[null,null,"Zone substation equipment maintenance",13381.031061808324,13046.505285263114,12720.342653131538,12402.33408680325,null,null,null,23668.017566372342,23076.317127213035,22499.409199032711,21936.92396905689,null,null,null,0,0,0,0,null,null,null,0,0,0,0]
[null,null,"Zone substation property maintenance",0,0,0,0,null,null,null,0,0,0,0,null,null,null,0,0,0,0,null,null,null,0,0,0,0]
[null,null,"SCADA & network control maintenance",817.46678144188184,797.0301119058347,777.10435910818887,757.67675013048415,null,null,null,19756.147751103264,19262.244057325679,18780.687955892543,18311.170756995227,null,null,null,0,0,0,0,null,null,null,0,0,0,0]
[null,null,"Protection systems maintenance",0,0,0,0,null,null,null,0,0,0,0,null,null,null,0,0,0,0,null,null,null,0,0,0,0]
[null,null,"Subtransmission asset maintenance - for DNSP with dual function assets",0,0,0,0,null,null,null,0,0,0,0,null,null,null,0,0,0,0,null,null,null,0,0,0,0]
[null,null,"Other",64708.880628234569,63091.158612528699,61513.879647215486,59976.032656035102,null,null,null,0,0,0,0,null,null,null,0,0,0,0,null,null,null,0,0,0,0]
[null,"OVERHEADS","Network overheads",2096887.9225298853,2081641.4671999363,2012584.1989946922,1964116.8280975418,null,null,null,42589411.832714312,42279744.559580863,40877138.152230822,39892728.44801677,null,null,null,0,0,0,0,null,null,null,0,0,0,0]
[null,null,"Corporate overheads",1635930.289397981,1603831.5459672087,1559708.0082216433,1521152.5490924411,null,null,null,10210032.90500688,10009700.880615937,9734320.7038522195,9493691.5591215678,null,null,null,0,0,0,0,null,null,null,0,0,0,0]
[null,"AUGMENTATION","Subtransmission substations, switching stations, zone substations",2744760.961636839,192403.84805501261,455610.16199600161,432287.84120578947,53781.062210044787,53137.860577176405,48333.412320750831,2716788.550305557,320589.32847525063,787628.24930088129,663691.70229499997,110415.55688420107,106085.57329200415,118552.25854289008,0,0,0,0,null,null,null,0,0,0,0]
[null,null,"Subtransmission lines",0,0,0,0,0,0,0,0,0,0,0,0,0,0,0,0,0,0,null,null,null,0,0,0,0]
[null,null,"HV feeders",2525138.4749249495,4540609.2738937857,2482711.0163300415,2169417.0774782975,1616193.6699330981,1650110.1418835754,860541.3660259482,2499404.280553821,7565705.6379137198,4291944.0662721731,3330706.9408273981,3318136.8452974455,3294315.550066717,2110737.0163509119,0,0,0,0,null,null,null,0,0,0,0]
[null,null,"Distribution substations",44271.303022121094,239934.387371277,240975.38792711933,252512.2247205413,217753.6638913051,215023.48060945774,195620.96321902404,43820.1252636149,399786.2043979757,416582.06675228506,387682.12357675983,447060.56507829577,429277.52385827363,479819.36086052586,0,0,0,0,null,null,null,0,0,0,0]
[null,null,"LV feeders",1205186.5546596081,503888.93153617659,506312.75425308722,558034.34490162146,507318.95680930204,529757.04992979101,508346.86319052696,1192904.2559425042,839595.54769978405,875279.48561113549,856750.36168903497,1041554.45861664,1057618.4237914425,1246873.8675948367,0,0,0,0,null,null,null,0,0,0,0]
[null,null,"Other assets",0,0,0,0,0,0,0,0,0,0,0,0,0,0,0,0,0,0,null,null,null,0,0,0,0]
[null,"CONNECTIONS","Simple and complex customer connections",4697473.896381787,4533197.0153624993,4394777.3292062497,4391376.3195000002,4380058.8083937494,4377742.2012812495,4373945.1584812496,13915624.262693658,16955901.791563533,14674431.054869149,14659857.46904666,14653240.879918799,14808703.956731033,14742976.294498762]
[null,"EMERGENCY RESPONSE","Major storms"]
[null,null,"Major event days",0,0,0,0,null,null,null,0,0,0,0]
[null,"REPLACEMENT","Poles",4228340.8543732436,4066925.9590162714,2487846.667383621,2555702.9521423657,2508761.5095654423,2707831.508348471,2523775.2687367117,7455556.8177136881,6793818.9049519077,4786485.0375694521,5012274.1204079818,5130319.3391233031,5201511.693499133,5223004.521922105,0,0,0,0,null,null,null,0,0,0,0]
[null,null,"Pole top structures",178380.19367098692,249031.15522439816,350839.08314353111,346323.44081985648,337296.83238546673,183821.41513765606,174333.96211782302,314526.12617389043,416007.71377081273,674995.7881556832,679213.52841764654,689758.85336822295,353105.1460942782,360787.69918439101,0,0,0,0,null,null,null,0,0,0,0]
[null,null,"Overhead conductors",2059794.9170472638,2329278.3868651143,3452954.6856668638,3408651.2727711536,3319481.3673819122,2483871.4820493669,2357405.0055037201,3631901.6289806757,3891070.4790425678,6643301.6773220887,6685086.2091326714,6788209.7959517725,4771303.7237345502,4878697.8604124822,0,0,0,0,null,null,null,0,0,0,0]
[null,null,"Underground cables",903666.90709381877,1517957.062505638,1387121.3031010586,1350447.763132327,1035532.9396160446,1373018.0852754901,1029946.4350214262,1593376.7409402053,2535754.3983049449,2668747.8169904719,2648513.7360885097,2117624.4318781933,2637449.7836839473,2131495.2064440954,0,0,0,0,null,null,null,0,0,0,0]
[null,null,"Service lines",838210.94518469891,1133474.0690489018,1036079.9097557837,990069.79357803799,938064.47332321713,982745.67067117069,933600.74987989839,1477962.525322557,1893473.7529472646,1993362.7947367677,1941736.3037394322,1918305.2237070678,1887770.0041423365,1932105.8410772774,0,0,0,0,null,null,null,0,0,0,0]
[null,null,"Transformers",1531642.9534804514,2679361.8103362303,2921145.9322334155,3927398.056186066,2821350.68202062,2849513.1133466288,2503412.0031477753,2700645.8224184373,4475886.481265449,5620129.8418027125,7702458.3866683515,5769551.9925791249,5473669.8846124047,5180862.3274210254,0,0,0,0,null,null,null,0,0,0,0]
[null,null,"Switchgear",1758808.993953642,1053611.3600242175,1402295.6189421844,1384325.7187726621,1348021.3186580439,772276.25092427409,733520.09708246298,3101192.8407722753,1760062.7226407737,2697942.395853037,2714955.5736135002,2756650.9667392746,1483476.330565444,1518034.8390925317,0,0,0,0,null,null,null,0,0,0,0]
[null,null,"SCADA network control and protections systems",4742029.8998337593,2040454.7228624998,5144976.2050124994,2458168.6822124994,3202554.7965999991,2071975.8052499997,1789126.7843937497,196899.54973287135,1471194.9176394921,2057777.6792545002,1554096.3070183457,1870336.4971889341,1376663.9764664606,1007663.7282647835,0,0,0,0,null,null,null,0,0,0,0]
[null,null,"Other",5374283.2795880968,5291215.1657421933,3481093.1859245044,112580.24235377742,294798.13735550095,156646.70600944464,149062.88406018313,5989478.0218508458,5827990.6665191138,3881720.0964460508,220793.67038570595,602850.68128075195,300904.86448072991,308488.68642999139,0,0,0,0,null,null,null,0,0,0,0]
[null,"NON-NETWORK EXPENDITURE","IT and communications",13308481.186860239,14808053.867927995,12270460.072404193,10920597.734746018,7324570.3091733595,8128851.3100809185,7909683.4296940994,14475593.613607841,16106674.156941157,13346541.274408871,11878300.206183387,7966912.3547001602,8841726.2990425415,8603338.0768938139,0,0,0,0,null,null,null,0,0,0,0]
[null,null,"Motor vehicles",6120228.4812056636,5949006.8547317339,5888761.2727874834,5809181.3347326238,2398042.4968505469,2286929.2472320921,2189041.9724423764,0,0,0,0,0,0,0,0,0,0,0,null,null,null,0,0,0,0]
[null,null,"Buildings and property",3572840.8124922635,3176528.6265139063,3077602.3083827612,2993408.4810322807,235940.63670364398,225008.33216958339,215377.31605147777,0,0,0,0,0,0,0,0,0,0,0,null,null,null,0,0,0,0]
[null,null,"Other",3695739.0503001967,2093115.0020543807,1656179.5436293031,2490472.8352510026,2708024.3949018265,1723500.3215230801,2421483.9215731211,0,0,0,0,0,0,0,0,0,0,0,null,null,null,0,0,0,0]

{"sheet":"2.14 Forecast price changes","index":13,"n_rows":90,"n_cols":12,"rows_kept":90,"cut":false,"hidden":false,"merged":[[6,1,6,11],[9,1,11,1],[9,2,9,6],[9,7,9,11],[10,5,10,11],[10,2,10,4]]}
[null,{"$f":"SheetHeader","v":"REGULATORY REPORTING STATEMENT"}]
[null,{"$f":"dms_TradingName","v":"TasNetworks (D)"}]
[null,{"$f":"dms_Reg_Year_Span","v":"2017-18 to 2018-19"}]
[null,"2.14 FORECAST PRICE CHANGES"]
[]
[null,"Instructions"]
[null,{"$f":"CONCATENATE(dms_TradingName, \" must provide all forecast price changes used to forecast opex and capex, including forecast changes in CPI. Forecast price changes must be expressed in real terms, except for CPI. \"&\"If the same escalators are not used for capex and opex, report capex and opex escalators separately. Add additional rows as required. If price changes for a given year were not used to forecast either opex or capex enter '0' for that year.\")","v":"TasNetworks (D) must provide all forecast price changes used to forecast opex and capex, including forecast changes in CPI. Forecast price changes must be expressed in real terms, except for CPI. If the same escalators are not used for capex and opex, report capex and opex escalators separately. Add additional rows as required. If price changes for a given year were not used to forecast either opex or capex enter '0' for that year."}]
[]
[null,"TABLE 2.14.1 - FORECAST LABOUR AND MATERIALS PRICE CHANGES"]
[null,null,"Price changes\n(% YoY real)\nCurrent regulatory period",null,null,null,null,"Price changes\n(%YoY real)\nForthcoming regulatory period "]
[null,null,"Actual",null,null,"Forecast"]
[null,null,{"$f":"CRCP_y1","v":"2012-13"},{"$f":"CRCP_y2","v":"2013-14"},{"$f":"CRCP_y3","v":"2014-15"},{"$f":"CRCP_y4","v":"2015-16"},{"$f":"CRCP_y5","v":"2016-17"},{"$f":"FRCP_y1","v":"2017-18"},{"$f":"FRCP_y2","v":"2018-19"},{"$f":"FRCP_y3","v":"2019-20"},{"$f":"FRCP_y4","v":"2020-21"},{"$f":"FRCP_y5","v":"2021-22"}]
[null,"Materials price changes"]
[null,"NSP to insert description for material",null,null,null,0,0,0,0]
[]
[]
[]
[]
[]
[]
[]
[]
[]
[]
[]
[]
[]
[]
[]
[]
[]
[]
[]
[]
[]
[]
[]
[]
[]
[]
[]
[]
[]
[]
[]
[]
[]
[]
[]
[]
[]
[]
[]
[]
[]
[]
[]
[]
[]
[]
[]
[]
[]
[null,"Labour and Other price changes"]
[null,"NSP to insert description for other changes",null,null,null,0,0,0,0]
[]
[]
[]
[]
[]
[]
[]
[]
[]
[]
[]
[]
[]
[]
[]
[]
[]
[]
[]
[]
[]
[]
[]
[]
[null,"CPI"]

{"sheet":"2.15 Insurance & Self-insurance","index":14,"n_rows":28,"n_cols":13,"rows_kept":28,"cut":false,"hidden":false,"merged":[[6,1,6,2],[27,1,27,6],[10,5,11,5],[10,6,11,6],[10,7,10,12],[10,1,11,1],[10,3,11,3],[10,4,11,4],[7,1,7,2]]}
[null,{"$f":"SheetHeader","v":"REGULATORY REPORTING STATEMENT"}]
[null,{"$f":"dms_TradingName","v":"TasNetworks (D)"}]
[null,{"$f":"dms_Reg_Year_Span","v":"2017-18 to 2018-19"}]
[null,"2.15 COMMERCIAL INSURANCE AND SELF-INSURANCE"]
[]
[null,"Instructions"]
[null,"Previous tables 2.15.1, 2.15.2 & 2.15.3 have been remvoed from the RIN. "]
[null,{"$f":"CONCATENATE(dms_TradingName,\" is required to provide a list of proposed self insurance allowances by risk category including a description of the risk and the proposed self-insurance allowance in table 2.15.4 below.\")","v":"TasNetworks (D) is required to provide a list of proposed self insurance allowances by risk category including a description of the risk and the proposed self-insurance allowance in table 2.15.4 below."}]
[]
[null,"TABLE 2.15.4 - PROPOSED SELF-INSURANCE ALLOWANCES BY RISK CATEGORY"]
[null,"Risk class\n[drop down]","Risk category","Commercially insured \n(Yes/No)","Commercial insurance deductable \n($0's)","Commercial insurance limit ($0's)","Self insurance limit         ($0's)",{"$f":"CONCATENATE(\"Proposed self insurance allowance \n($0's, real \", dms_DollarReal, \")\")","v":"Proposed self insurance allowance \n($0's, real June 2017)"}]
[null,null,null,null,null,null,null,{"$f":"FRCP_y1","v":"2017-18"},{"$f":"FRCP_y2","v":"2018-19"},{"$f":"FRCP_y3","v":"2019-20"},{"$f":"FRCP_y4","v":"2020-21"},{"$f":"FRCP_y5","v":"2021-22"},"Total"]
[null,"Other insurnace",null,"No","n/a","n/a","n/a",851006,851006,null,null,null,{"$f":"+SUM(H13:L13)","v":1702012}]
[null,null,null,null,null,null,null,null,null,null,null,null,{"$f":"+SUM(H14:L14)","v":0}]
[null,null,null,null,null,null,null,null,null,null,null,null,0]
[null,null,null,null,null,null,null,null,null,null,null,null,0]
[null,null,null,null,null,null,null,null,null,null,null,null,0]
[null,null,null,null,null,null,null,null,null,null,null,null,0]
[null,null,null,null,null,null,null,null,null,null,null,null,0]
[null,null,null,null,null,null,null,null,null,null,null,null,0]
[null,null,null,null,null,null,null,null,null,null,null,null,{"$f":"+SUM(H21:L21)","v":0}]
[null,null,null,null,null,null,null,null,null,null,null,null,{"$f":"+SUM(H22:L22)","v":0}]
[null,null,null,null,null,null,null,null,null,null,null,null,{"$f":"+SUM(H23:L23)","v":0}]
[null,null,null,null,null,null,null,null,null,null,null,null,0]
[null,null,null,null,null,null,null,null,null,null,null,null,0]
[null,null,null,null,null,null,null,null,null,null,null,null,0]
[null,null,null,null,null,null,null,null,null,null,null,null,0]
[null,"Total",null,null,null,null,null,{"$f":"+SUM(H13:H27)","v":851006},851006,0,0,0,1702012]

{"sheet":"2.16 Opex Summary","index":15,"n_rows":34,"n_cols":18,"rows_kept":34,"cut":false,"hidden":false,"merged":[[11,1,14,1],[13,2,14,2],[13,3,14,3],[6,1,6,8],[24,10,26,10],[11,10,13,10],[7,1,7,8],[8,1,8,8],[13,4,14,4],[13,8,14,8],[13,7,14,7],[13,6,14,6],[13,5,14,5],[26,8,27,8],[26,7,27,7],[26,6,27,6],[12,2,12,8],[12,11,12,17],[24,2,24,3],[11,2,11,3],[11,11,11,12],[24,11,24,12],[11,4,11,8],[11,13,11,17],[24,13,24,17],[24,4,24,8],[26,4,27,4],[26,3,27,3],[26,2,27,2],[25,11,25,17],[25,2,25,8],[26,5,27,5]]}
[null,{"$f":"SheetHeader","v":"REGULATORY REPORTING STATEMENT"}]
[null,{"$f":"dms_TradingName","v":"TasNetworks (D)"}]
[null,{"$f":"dms_Reg_Year_Span","v":"2017-18 to 2018-19"}]
[null,"2.16 OPEX SUMMARY"]
[]
[null,"Instructions"]
[null,{"$f":"CONCATENATE(\"Complete the tables below in accordance with the regulatory information notice.\n\",dms_TradingName,\" must input forecast opex by category in Table 2.16.2 and Table 2.16.4 if it did not forecast its total opex using a Base Year approach. Otherwise input '0'.\")","v":"Complete the tables below in accordance with the regulatory information notice.\nTasNetworks (D) must input forecast opex by category in Table 2.16.2 and Table 2.16.4 if it did not forecast its total opex using a Base Year approach. Otherwise input '0'."}]
[null,{"$f":"CONCATENATE(dms_TradingName,\"'s total forecast opex must reconcile to Table 2.16.1 (and if \",dms_TradingName,\" owns any dual function assets) Table 2.16.3. If \",dms_TradingName,\" did not forecast its total opex using a Base Year approach, total forecast opex must, in addition, reconcile to Table 2.16.2 (and if \",dms_TradingName,\" owns any dual function assets) Table 2.16.4.\")","v":"TasNetworks (D)'s total forecast opex must reconcile to Table 2.16.1 (and if TasNetworks (D) owns any dual function assets) Table 2.16.3. If TasNetworks (D) did not forecast its total opex using a Base Year approach, total forecast opex must, in addition, reconcile to Table 2.16.2 (and if TasNetworks (D) owns any dual function assets) Table 2.16.4."}]
[null,{"$f":"CONCATENATE(\"If \",dms_TradingName,\" does not own any dual function assets,Table 2.16.3 and 2.16.4 may be left blank.\n\nThe total step changes in Table 2.16.1 and Table 2.16.3 must \"&\"reconcile (in each year) to the total step changes for each year in Table 2.17.1 and Table 2.17.3 of worksheet '2.17 Step Changes', respectively.\")","v":"If TasNetworks (D) does not own any dual function assets,Table 2.16.3 and 2.16.4 may be left blank.\n\nThe total step changes in Table 2.16.1 and Table 2.16.3 must reconcile (in each year) to the total step changes for each year in Table 2.17.1 and Table 2.17.3 of worksheet '2.17 Step Changes', respectively."}]
[]
[null,"TABLE 2.16.1 - STANDARD CONTROL SERVICES - OPEX BY DRIVER",null,null,null,null,null,null,null,null,"TABLE 2.16.2 - STANDARD CONTROL SERVICES - OPEX BY CATEGORY"]
[null,null,"Current regulatory period",null,"Forthcoming regulatory period",null,null,null,null,null,null,"Current regulatory period",null,"Forthcoming regulatory period"]
[null,null,{"$f":"CONCATENATE(\"Forecast ($0's, real \", dms_DollarReal,\")\")","v":"Forecast ($0's, real June 2017)"},null,null,null,null,null,null,null,null,{"$f":"CONCATENATE(\"Forecast ($0's, real \", dms_DollarReal,\")\")","v":"Forecast ($0's, real June 2017)"}]
[null,null,{"$f":"CRCP_y4","v":"2015-16"},{"$f":"CRCP_y5","v":"2016-17"},{"$f":"FRCP_y1","v":"2017-18"},{"$f":"FRCP_y2","v":"2018-19"},{"$f":"FRCP_y3","v":"2019-20"},{"$f":"FRCP_y4","v":"2020-21"},{"$f":"FRCP_y5","v":"2021-22"},null,null,{"$f":"CRCP_y4","v":"2015-16"},{"$f":"CRCP_y5","v":"2016-17"},{"$f":"FRCP_y1","v":"2017-18"},{"$f":"FRCP_y2","v":"2018-19"},{"$f":"FRCP_y3","v":"2019-20"},{"$f":"FRCP_y4","v":"2020-21"},{"$f":"FRCP_y5","v":"2021-22"}]
[null,null,null,null,null,null,null,null,null,null,"Vegetation management",0,0,0,0]
[null,"Efficient historic opex",66245726.269968726,66245726.269968726,66245726.269968726,66245726.269968726,null,null,null,null,"Maintenance",0,0,0,0]
[null,"Real price changes",0,0,0,0,null,null,null,null,"Emergency response",0,0,0,0]
[null,"Output growth",424704.957102997,883837.27468509856,1267830.4259893754,1700005.6390668147,null,null,null,null,"Non-network",0,0,0,0]
[null,"Productivity growth",-3718240.849442964,-8765930.1239462625,-8955182.0168712903,-11339669.770413905,null,null,null,null,"Network overheads",0,0,0,0]
[null,"Step changes",1708695.0265781246,4751065.7729999991,1780599.3891807671,2261229.6352979545,null,null,null,null,"Corporate overheads",0,0,0,0]
[null,"Total opex",{"$f":"SUM(C16:C20)","v":64660885.404206887},63114699.193707556,{"$f":"SUM(E16:E20)","v":60338974.068267584},58867291.773919582,0,0,0,null,"Total opex",{"$f":"SUM(L15:L20)","v":0},0,{"$f":"SUM(N15:N20)","v":0},0,0,0,0]
[]
[]
[null," TABLE 2.16.3 - DUAL FUNCTION ASSETS - OPEX BY DRIVER",null,null,null,null,null,null,null,null,"TABLE  2.16.4 - DUAL FUNCTION ASSETS - OPEX BY CATEGORY"]
[null,null,"Current regulatory period",null,"Forthcoming regulatory period",null,null,null,null,null,null,"Current regulatory period",null,"Forthcoming regulatory period"]
[null,null,{"$f":"CONCATENATE(\"Forecast ($0's, real \", dms_DollarReal,\")\")","v":"Forecast ($0's, real June 2017)"},null,null,null,null,null,null,null,null,{"$f":"CONCATENATE(\"Forecast ($0's, real \", dms_DollarReal,\")\")","v":"Forecast ($0's, real June 2017)"}]
[null,null,{"$f":"CRCP_y4","v":"2015-16"},{"$f":"CRCP_y5","v":"2016-17"},{"$f":"FRCP_y1","v":"2017-18"},{"$f":"FRCP_y2","v":"2018-19"},{"$f":"FRCP_y3","v":"2019-20"},{"$f":"FRCP_y4","v":"2020-21"},{"$f":"FRCP_y5","v":"2021-22"},null,null,{"$f":"CRCP_y4","v":"2015-16"},{"$f":"CRCP_y5","v":"2016-17"},{"$f":"FRCP_y1","v":"2017-18"},{"$f":"FRCP_y2","v":"2018-19"},{"$f":"FRCP_y3","v":"2019-20"},{"$f":"FRCP_y4","v":"2020-21"},{"$f":"FRCP_y5","v":"2021-22"}]
[null,null,null,null,null,null,null,null,null,null,"Vegetation management",0,0,0,0]
[null,"Efficent recurrent opex",null,null,null,null,null,null,null,null,"Maintenance",0,0,0,0]
[null,"Real price changes",null,null,null,null,null,null,null,null,"Emergency response",0,0,0,0]
[null,"Output growth",null,null,null,null,null,null,null,null,"Non-network",0,0,0,0]
[null,"Productivity growth",null,null,null,null,null,null,null,null,"Network overheads",0,0,0,0]
[null,"Step changes",null,null,null,null,null,null,null,null,"Corporate overheads",0,0,0,0]
[null,"Total opex",{"$f":"SUM(C29:C33)","v":0},0,{"$f":"SUM(E29:E33)","v":0},0,0,0,0,null,"Total opex",{"$f":"SUM(L28:L33)","v":0},0,{"$f":"SUM(N28:N33)","v":0},0,0,0,0]

{"sheet":"2.17 Step Changes","index":16,"n_rows":106,"n_cols":13,"rows_kept":106,"cut":false,"hidden":false,"merged":[[52,6,52,12],[52,3,52,5],[73,3,73,5],[73,6,73,12],[91,3,91,5],[91,6,91,12],[7,1,9,12],[105,1,105,2],[87,1,87,2],[88,1,88,2],[91,1,91,2],[73,1,73,2],[12,1,12,2],[70,1,70,2],[48,1,48,2],[49,1,49,2],[52,1,52,2],[12,3,12,5],[12,6,12,12]]}
[null,{"$f":"SheetHeader","v":"REGULATORY REPORTING STATEMENT"}]
[null,{"$f":"dms_TradingName","v":"TasNetworks (D)"}]
[null,{"$f":"dms_Reg_Year_Span","v":"2017-18 to 2018-19"}]
[null,"2.17 STEP CHANGES"]
[]
[]
[null,"Instructions"]
[null,{"$f":"CONCATENATE(\"Complete the Tables below in accordance with the regulatory information notice. If \",dms_TradingName,\" does not own any dual function assets,Table 2.17.3 and 2.17.4 may be left blank.\"&\"\n\nThe total step changes in Table 2.17.1 and Table 2.17.3 must reconcile (in each year) to the total step changes for each year in Table 2.16.1 and Table 2.16.3 of worksheet '2.16 Opex Summary', respectively.\")","v":"Complete the Tables below in accordance with the regulatory information notice. If TasNetworks (D) does not own any dual function assets,Table 2.17.3 and 2.17.4 may be left blank.\n\nThe total step changes in Table 2.17.1 and Table 2.17.3 must reconcile (in each year) to the total step changes for each year in Table 2.16.1 and Table 2.16.3 of worksheet '2.16 Opex Summary', respectively."}]
[]
[]
[]
[null,"TABLE 2.17.1 - FORECAST OPEX STEP CHANGES FOR STANDARD CONTROL SERVICES"]
[null,null,null,"Actual \n($0's, nominal)",null,null,{"$f":"CONCATENATE(\"Forecast\n($0's, real \", dms_DollarReal, \")\")","v":"Forecast\n($0's, real June 2017)"}]
[null,"Step change","Description",{"$f":"CRCP_y1","v":"2012-13"},{"$f":"CRCP_y2","v":"2013-14"},{"$f":"CRCP_y3","v":"2014-15"},{"$f":"CRCP_y4","v":"2015-16"},{"$f":"CRCP_y5","v":"2016-17"},{"$f":"FRCP_y1","v":"2017-18"},{"$f":"FRCP_y2","v":"2018-19"},{"$f":"FRCP_y3","v":"2019-20"},{"$f":"FRCP_y4","v":"2020-21"},{"$f":"FRCP_y5","v":"2021-22"}]
[null,null,null,0,0,0]
[null,"Damage to assets moving to unregulated","Asset damage costs recoverable from third parties are to be classified as unregulated from 1 July 2017, so the associated costs are removed from the efficient base year by applying a negative step change from 2017-18.",0,0,0,null,null,-848401.32853981212,-848401.32853981212]
[null,"Self insured expenses","The actual costs incurred in 2014-15 in relation to self-insured risks are deducted from the efficient base year because a self-insurance allowance is to be included for the forthcoming regulatory period.",0,0,0,null,null,-418849.44519348274,-418849.44519348274]
[null,"Metering Rule change","Additional operating expenditure will be required to administer new processes and systems associated with metering contestability, which is expected to commence in December 2017.",0,0,0,null,null,300566.89743749995,515257.69042968738]
[null,"OH switchgear and OH system asset repair","Additional operating expenditure is programmed to address recent failures associated with air break switches and to maintain the efficacy of the current asset repair program.",0,0,0,622051.52849999978,1781547.5441249998]
[null,"Increasing access track and corridor maintenance","We plan to increase track and corridor maintenance to ensure the continuation of prudent vegetation management practices. ",0,0,0,1086643.4980781248,1086643.4980781248,1086643.4980781248,1086643.4980781248]
[null,"Inspection of OH and structures","We expect to increase the ratio of the planned component of the work program and to reduce the reactive component to achieve efficiency improvements and improved safety outcomes.",0,0,0,null,1127273.7277265624,861334.2746015623,1127273.7277265624]
[null,"Increase in low conductor span rectification","We plan to increase expenditure on low conductor span rectification.",0,0,0,null,755601.00307031232,799305.49279687495,799305.49279687495]
[]
[]
[]
[]
[]
[]
[]
[]
[]
[]
[]
[]
[]
[]
[]
[]
[]
[]
[]
[]
[]
[]
[]
[]
[]
[]
[null,"Total",null,{"$f":"SUM(D15:D48)","v":0},0,0,1708695.0265781246,4751065.7729999991,1780599.3891807673,2261229.635297955,0,0,0]
[null,"Check",null,null,null,null,null,null,{"$f":"IF(I$49-'2.16 Opex Summary'!E$20=0,\"OK\",\"Error\")","v":"Error"},{"$f":"IF(J$49-'2.16 Opex Summary'!F$20=0,\"OK\",\"Error\")","v":"Error"},{"$f":"IF(K$49-'2.16 Opex Summary'!G$20=0,\"OK\",\"Error\")","v":"OK"},{"$f":"IF(L$49-'2.16 Opex Summary'!H$20=0,\"OK\",\"Error\")","v":"OK"},{"$f":"IF(M$49-'2.16 Opex Summary'!I$20=0,\"OK\",\"Error\")","v":"OK"}]
[]
[null,"TABLE 2.17.2 - FORECAST CAPEX STEP CHANGES FOR STANDARD CONTROL SERVICES"]
[null,null,null,"Actual \n($0's, nominal)",null,null,{"$f":"CONCATENATE(\"Forecast\n($0's, real \", dms_DollarReal, \")\")","v":"Forecast\n($0's, real June 2017)"}]
[null,"Step change","Description",{"$f":"CRCP_y1","v":"2012-13"},{"$f":"CRCP_y2","v":"2013-14"},{"$f":"CRCP_y3","v":"2014-15"},{"$f":"CRCP_y4","v":"2015-16"},{"$f":"CRCP_y5","v":"2016-17"},{"$f":"FRCP_y1","v":"2017-18"},{"$f":"FRCP_y2","v":"2018-19"},{"$f":"FRCP_y3","v":"2019-20"},{"$f":"FRCP_y4","v":"2020-21"},{"$f":"FRCP_y5","v":"2021-22"}]
[]
[]
[]
[]
[]
[]
[]
[]
[]
[]
[]
[]
[]
[]
[]
[]
[null,"Total",null,{"$f":"SUM(D55:D70)","v":0},0,0,0,0,0,0,0,0,0]
[]
[null,"TABLE 2.17.3 - FORECAST OPEX STEP CHANGES FOR DUAL FUNCTION ASSETS"]
[null,null,null,"Actual \n($0's, nominal)",null,null,{"$f":"CONCATENATE(\"Forecast\n($0's, real \", dms_DollarReal, \")\")","v":"Forecast\n($0's, real June 2017)"}]
[null,"Step change","Description",{"$f":"CRCP_y1","v":"2012-13"},{"$f":"CRCP_y2","v":"2013-14"},{"$f":"CRCP_y3","v":"2014-15"},{"$f":"CRCP_y4","v":"2015-16"},{"$f":"CRCP_y5","v":"2016-17"},{"$f":"FRCP_y1","v":"2017-18"},{"$f":"FRCP_y2","v":"2018-19"},{"$f":"FRCP_y3","v":"2019-20"},{"$f":"FRCP_y4","v":"2020-21"},{"$f":"FRCP_y5","v":"2021-22"}]
[]
[]
[]
[]
[]
[]
[]
[]
[]
[]
[]
[]
[null,"Total",null,{"$f":"SUM(D76:D87)","v":0},0,0,0,0,0,0,0,0,0]
[null,"Check",null,null,null,null,null,null,{"$f":"IF(I$49-'2.16 Opex Summary'!E$33=0,\"OK\",\"Error\")","v":"Error"},{"$f":"IF(J$49-'2.16 Opex Summary'!F$33=0,\"OK\",\"Error\")","v":"Error"},{"$f":"IF(K$49-'2.16 Opex Summary'!G$33=0,\"OK\",\"Error\")","v":"OK"},{"$f":"IF(L$49-'2.16 Opex Summary'!H$33=0,\"OK\",\"Error\")","v":"OK"},{"$f":"IF(M$49-'2.16 Opex Summary'!I$33=0,\"OK\",\"Error\")","v":"OK"}]
[]
[null,"TABLE 2.17.4 - FORECAST CAPEX STEP CHANGES FOR DUAL FUNCTION ASSETS"]
[null,null,null,"Actual \n($0's, nominal)",null,null,{"$f":"CONCATENATE(\"Forecast\n($0's, real \", dms_DollarReal, \")\")","v":"Forecast\n($0's, real June 2017)"}]
[null,"Step change","Description",{"$f":"CRCP_y1","v":"2012-13"},{"$f":"CRCP_y2","v":"2013-14"},{"$f":"CRCP_y3","v":"2014-15"},{"$f":"CRCP_y4","v":"2015-16"},{"$f":"CRCP_y5","v":"2016-17"},{"$f":"FRCP_y1","v":"2017-18"},{"$f":"FRCP_y2","v":"2018-19"},{"$f":"FRCP_y3","v":"2019-20"},{"$f":"FRCP_y4","v":"2020-21"},{"$f":"FRCP_y5","v":"2021-22"}]
[]
[]
[]
[]
[]
[]
[]
[]
[]
[]
[]
[]
[null,"Total",null,{"$f":"SUM(D94:D105)","v":0},0,0,0,0,0,0,0,0,0]

{"sheet":"3.1 Revenue","index":17,"n_rows":41,"n_cols":17,"rows_kept":41,"cut":false,"hidden":false,"merged":[[6,2,6,8],[6,10,6,16]]}
[null,{"$f":"SheetHeader","v":"REGULATORY REPORTING STATEMENT"}]
[null,{"$f":"dms_TradingName","v":"TasNetworks (D)"}]
[null,{"$f":"dms_Reg_Year_Span","v":"2017-18 to 2018-19"}]
[null,"3.1 REVENUE"]
[]
[null,null,"Standard control services",null,null,null,null,null,null,null,"Alternative control services"]
[null,null,{"$f":"CONCATENATE(\"Forecast ($0's, real \", dms_DollarReal,\")\")","v":"Forecast ($0's, real June 2017)"},null,null,null,null,null,null,null,{"$f":"CONCATENATE(\"Forecast ($0's, real \", dms_DollarReal,\")\")","v":"Forecast ($0's, real June 2017)"}]
[null,null,{"$f":"CRCP_y4","v":"2015-16"},{"$f":"CRCP_y5","v":"2016-17"},{"$f":"FRCP_y1","v":"2017-18"},{"$f":"FRCP_y2","v":"2018-19"},{"$f":"FRCP_y3","v":"2019-20"},{"$f":"FRCP_y4","v":"2020-21"},{"$f":"FRCP_y5","v":"2021-22"},null,{"$f":"CRCP_y4","v":"2015-16"},{"$f":"CRCP_y5","v":"2016-17"},{"$f":"FRCP_y1","v":"2017-18"},{"$f":"FRCP_y2","v":"2018-19"},{"$f":"FRCP_y3","v":"2019-20"},{"$f":"FRCP_y4","v":"2020-21"},{"$f":"FRCP_y5","v":"2021-22"}]
[]
[null,"TABLE 3.1.1 - REVENUE GROUPING BY CHARGEABLE QUANTITY"]
["DREV0101","Revenue from Fixed Customer Charges ",55222149.679499991,55185716.109999999,54482054.185365856,55400103.129089832]
["DREV0102","Revenue from Energy Delivery charges where time of use is not a determinant",253271165.02849996,250340863.78999999,208416542.46829271,200137501.70612732]
["DREV0103","Revenue from On–Peak Energy Delivery charges ",40150631.740999997,40323526.579999998,31635677.551219512,30994070.729327783]
["DREV0104","Revenue from Shoulder period Energy Delivery Charges",12527084.608999999,9560696.3300000001,6992913.5707317078,6827315.074360501]
["DREV0105","Revenue from Off–Peak Energy Delivery charges ",3979639.4774999996,4012371.79,4446510.204878049,4533840.3902439028]
["DREV0106","Revenue from controlled load customer charges",961099.4397499999,987456.72,1017858.312195122,986644.4544913742]
["DREV0107","Revenue from unmetered supplies",4501522.8297499996,4204276.6500000004,3329571.7268292685,3245514.9458655566]
["DREV0108","Revenue from Contracted Maximum Demand charges",650776.65125,344930.81,270207.62926829269,268343.46222486615]
["DREV0109","Revenue from Measured Maximum Demand charges",41065562.146749996,37613005.380000003,31448702.585365854,32701645.839381319]
["DREV0110","Revenue from metering charges",0,0,0,0,null,null,null,null,14790327.804803625,15697725.670837048,12433975.620178124,12648317.545082517]
["DREV0111","Revenue from connection charges",0,0,0,0,null,null,null,null,3867671.3273617644,3866666.2825480625,4466430.9787499988,6781341.5804477446]
["DREV0112","Revenue from public lighting charges",0,0,0,0,null,null,null,null,5329982.8951703385,4900847.7176112486,6200295.2127674976,6478792.6735969754]
["DREV0113","Revenue from other Sources",0,0,0,0,null,null,null,null,1757940.5754694322,1757940.5754694322,1864120.1862277859,1864120.1862277859]
["DREV01","Total revenue by chargeable quantity",{"$f":"SUM(C11:C23)","v":412329631.60299999},{"$f":"SUM(D11:D23)","v":402572844.15999997},342040038.23414636,335094979.73111242,0,0,0,null,{"$f":"SUM(K11:K23)","v":25745922.602805156},{"$f":"SUM(L11:L23)","v":26223180.246465791},24964821.997923408,27772571.985355023,0,0,0]
[]
[null,"TABLE 3.1.2 REVENUE GROUPING BY CUSTOMER TYPE OR CLASS"]
["DREV0201","Revenue from residential Customers ",224885359.37524998,222875049.44999999,199784514.69666609,195435675.04934803]
["DREV0202","Revenue from Non residential customers not on demand tariffs ",118005233.51724999,115487062.43000001,88410685.859496206,85652784.44349052]
["DREV0203","Revenue from Non-residential low voltage demand tariff customers ",42716814.914499998,39523829.359999999,32814979.048438542,33292882.83599158]
["DREV0204","Revenue from Non-residential high voltage demand tariff customers ",21992233.775749996,20095622.012798261,17333257.730920445,17016681.100013111]
["DREV0205","Revenue from unmetered supplies",4729990.0202500001,4591280.8994312119,3703844.7792305714,3613647.4651594353]
["DREV0206","Revenue from Other Customers",0,0,0,0]
["DREV02","Total revenue by customer class",{"$f":"SUM(C27:C32)","v":412329631.60299999},{"$f":"SUM(D27:D32)","v":402572844.15222949},342047282.11475188,335011670.89400268,0,0,0,null,{"$f":"SUM(K27:K32)","v":0},{"$f":"SUM(L27:L32)","v":0},0,0,0,0,0]
[]
[null,"TABLE 3.1.3 REVENUE (penalties) ALLOWED (deducted) THROUGH INCENTIVE SCHEMES"]
["DREV0301","EBSS",null,null,20568748.6414234,20568748.6414234]
["DREV0302","STPIS"]
["DREV0303","F-Factor"]
["DREV0304","S-Factor True  up"]
["DREV0305","Other",null,null,400000,400000]
["DREV03","Total revenue of incentive schemes",{"$f":"SUM(C36:C40)","v":0},{"$f":"SUM(D36:D40)","v":0},20968748.6414234,20968748.6414234,0,0,0,null,{"$f":"SUM(K36:K40)","v":0},{"$f":"SUM(L36:L40)","v":0},0,0,0,0,0]

{"sheet":"3.2 Operating expenditure","index":18,"n_rows":81,"n_cols":18,"rows_kept":81,"cut":false,"hidden":false,"merged":[[67,1,69,2],[10,3,10,9],[10,11,10,17],[11,11,11,17],[11,3,11,9],[68,3,68,9],[68,11,68,17],[67,3,67,9],[67,11,67,17]]}
[null,{"$f":"SheetHeader","v":"REGULATORY REPORTING STATEMENT"}]
[null,{"$f":"dms_TradingName","v":"TasNetworks (D)"}]
[null,{"$f":"dms_Reg_Year_Span","v":"2017-18 to 2018-19"}]
[null,"3.2 OPERATING EXPENDITURE"]
[]
[null,"Instructions"]
[null,{"$f":"CONCATENATE(\"Forecasts for opex in table 3.2.1 are to be for the opex categories that \",dms_TradingName,\" has reported in its response to its annual reporting RIN.\")","v":"Forecasts for opex in table 3.2.1 are to be for the opex categories that TasNetworks (D) has reported in its response to its annual reporting RIN."}]
[]
[null,"TABLE 3.2.1 - OPEX CATEGORIES"]
[null,"Table 3.2.1.1 - Current opex categories and cost allocations"]
[null,null,null,"Standard control services",null,null,null,null,null,null,null,"Alternative control services"]
[null,null,null,{"$f":"CONCATENATE(\"Forecast ($0's, real \",dms_DollarReal,\")\")","v":"Forecast ($0's, real June 2017)"},null,null,null,null,null,null,null,{"$f":"CONCATENATE(\"Forecast ($0's, real \",dms_DollarReal,\")\")","v":"Forecast ($0's, real June 2017)"}]
[null,null,null,{"$f":"CRCP_y4","v":"2015-16"},{"$f":"CRCP_y5","v":"2016-17"},{"$f":"FRCP_y1","v":"2017-18"},{"$f":"FRCP_y2","v":"2018-19"},{"$f":"FRCP_y3","v":"2019-20"},{"$f":"FRCP_y4","v":"2020-21"},{"$f":"FRCP_y5","v":"2021-22"},null,{"$f":"CRCP_y4","v":"2015-16"},{"$f":"CRCP_y5","v":"2016-17"},{"$f":"FRCP_y1","v":"2017-18"},{"$f":"FRCP_y2","v":"2018-19"},{"$f":"FRCP_y3","v":"2019-20"},{"$f":"FRCP_y4","v":"2020-21"},{"$f":"FRCP_y5","v":"2021-22"}]
["DOPEX0101","Overhead network & structures",null,3095299.024116233,3888901.3833131143,3672336.7790010381,3786694.0743856598]
["DOPEX0102","Underground network",null,130455.12025442523,121875.44103875903,122498.61896310355,118672.33568196905]
["DOPEX0103","Ground mounted substations",null,553525.0126694825,517121.17480332847,519765.33754523861,503530.30209751986]
["DOPEX0104","Zone substations",null,986779.28099353914,921881.48571284302,926595.28355317644,897652.78549199039]
["DOPEX0105","Decommissioned assets",null,0,0,0,0]
["DOPEX0106","Connection assets",null,0,0,0,0]
["DOPEX0107","Other Network asset maintenance - routine costs",null,1783195.4062141059,1665919.4837794129,1674437.7236904101,1622136.1294219287]
["DOPEX0108","Emergency & unscheduled power system response & repair",null,0,0,0,0]
["DOPEX0109","Vegetation management",null,11050897.620203901,10324110.074865667,10376899.688854536,10052773.930331225]
["DOPEX0110","Connection asset repair",null,614896.91473816987,574456.81343078299,577394.14683912322,559359.05722443224]
["DOPEX0111","Other Non-network asset maintenance - routine costs ",null,0,0,0,0]
["DOPEX0112","Overhead network & structures",null,4018912.7498135637,5448669.8457250148,3931396.2255500662,3808597.8154400848]
["DOPEX0113","Underground network",null,339617.56339169486,317281.83793895569,318904.17493740097,308943.10171734699]
["DOPEX0114","Ground mounted substations",null,486914.44131174276,454891.39994868543,457217.3671493461,442936.03742843866]
["DOPEX0115","Zone substations",null,37339.505320216616,34883.787391366292,35062.15643794815,33966.978842358672]
["DOPEX0116","Decommissioned assets",null,913224.13663306751,853163.86357491103,857526.29197801545,830741.18581190426]
["DOPEX0117","Connection assets",null,0,0,0,0]
["DOPEX0118","Other Network asset maintenance - non-routine costs ",null,872680.61525810475,815286.77956930781,819455.5334930449,793859.57956329489]
["DOPEX0119","Emergency & unscheduled power system response & repair",null,16081802.892992176,15024146.361287247,14346646.11062862,13898524.061432412]
["DOPEX0120","Vegetation management",null,1079749.7038464991,1008737.4961681328,1013895.4093105405,982226.06408606551]
["DOPEX0121","Connection asset repair",null,60671.887885221193,56681.662477059028,56971.489208923864,55191.966643636013]
["DOPEX0122","Other Non-network asset maintenance - non-routine costs ",null,315884.77702468855,295109.89252265904,296618.85912584304,287353.87482520979]
["DOPEX0123","Public Lighting",null,0,0,0,0,null,null,null,null,2551136.6672678958,2107485.6222999999,2047491.4133000001,2117205.6722000004]
["DOPEX0124","Metering",null,0,0,0,0,null,null,null,null,2718012.3595820074,2523884.348585573,2383084,2348497.7666666666]
["DOPEX0125","Fee Based",null,0,0,0,0,null,null,null,null,1981713.330193449,1981713.330193449,4277341.0329170125,4267235.2413173346]
["DOPEX0126","Quoted Services",null,0,0,0,0,null,null,null,null,1757940.5754694322,1757940.5754694322,1757940.5754694322,1757940.5754694322]
["DOPEX0127","Negotiated Services",null,0,0,0,0]
["DOPEX0128","Network management",null,5775715.851359155,5395862.6945887981,5537711.9751907857,5385636.8075482445,null,null,null,null,1899770.9910826653,1774828.2088068228,1821485.8275901612,1771464.6701463878]
["DOPEX0129","GSL payments",null,1622844.9948367963,1622844.9948367963,1622844.9948367963,1622844.9948367963,null,null,null,null,0,0,0,0]
["DOPEX0130","Customer service",null,1108690.2162492769,1035774.6696121285,1063003.6596858716,1033811.737015355,null,null,null,null,1906637.9430516029,1781243.5399810541,1828069.8083693571,1777867.8434034092]
["DOPEX0131","Regulatory compliance expenditure",null,525337.03548451001,525337.03548451001,525337.03548451001,525337.03548451001,null,null,null,null,159708.60215550291,159708.60215550291,159708.60215550291,159708.60215550291]
["DOPEX0132","Electrical safety levy",null,2034013.3064547295,2034013.3064547295,2034013.3064547295,2034013.3064547295,null,null,null,null,618638.73110688792,618638.73110688792,618638.73110688792,618638.73110688792]
["DOPEX0133","NEM levy",null,415052.17094653944,415052.17094653944,415052.17094653944,415052.17094653944,null,null,null,null,126236.80856103633,126236.80856103633,126236.80856103633,126236.80856103633]
["DOPEX0134","Other Network Division Management Costs (itemise in table 3)",null,877482.50970073033,819772.86644635163,1114190.6118639102,1273145.7983816364,null,null,null,null,0,0,0,0]
["DOPEX0135","System operations",null,133078.66008063193,124326.43777064736,127594.79665147277,124090.82241481698,null,null,null,null,0,0,0,0]
["DOPEX0136","Corporate and shared services costs",null,8012107.6062824242,7108780.4256382501,6165289.0745905526,5744995.1590093607,null,null,null,null,1532315.936822776,1359554.5732608465,1179111.8103190186,1098730.5802304812]
["DOPEX0137","NEM & contestability related costs *",null,1233042.5170617118,1241135.6550905802,1249314.1822740627,1257412.7201686078,null,null,null,null,374859.34456649469,377319.75316961191,379806.12107428489,382268.17129971448]
["DOPEX0138","Other Non-Network Division Management Costs ",null,501673.88308354997,468680.1532909589,481001.06402195699,467791.94123350433,null,null,null,null,0,0,0,0]
["DOPEX0139","Other Operating Costs ( Not allocated to the Distribution)",null,0,0,1927960.6043187205,1944137.0884029358]
["DOPEX0140"]
["DOPEX0141"]
["DOPEX0142"]
["DOPEX0143"]
["DOPEX0144"]
["DOPEX0145"]
["DOPEX0146"]
["DOPEX0147"]
["DOPEX0148"]
["DOPEX0149"]
["DOPEX01","Total opex ",null,{"$f":"SUM(D14:D62)","v":64660885.404206887},{"$f":"SUM(E14:E62)","v":63114699.193707541},62266934.672586314,60811428.862322502,0,0,0,null,{"$f":"SUM(L14:L62)","v":15626971.289859749},{"$f":"SUM(M14:M62)","v":14568554.093590215},16578914.730862696,16425794.662556855,0,0,0]
[]
[]
[null,"TABLE 3.2.2 - OPEX CONSISTENCY"]
[null,"Table 3.2.2.1 - Opex consistency - current cost allocation approach"]
[null,null,null,"Standard control services",null,null,null,null,null,null,null,"Alternative control services"]
[null,null,null,{"$f":"CONCATENATE(\"Forecast ($0's, real \",dms_DollarReal,\")\")","v":"Forecast ($0's, real June 2017)"},null,null,null,null,null,null,null,{"$f":"CONCATENATE(\"Forecast ($0's, real \",dms_DollarReal,\")\")","v":"Forecast ($0's, real June 2017)"}]
[null,null,null,{"$f":"CRCP_y4","v":"2015-16"},{"$f":"CRCP_y5","v":"2016-17"},{"$f":"FRCP_y1","v":"2017-18"},{"$f":"FRCP_y2","v":"2018-19"},{"$f":"FRCP_y3","v":"2019-20"},{"$f":"FRCP_y4","v":"2020-21"},{"$f":"FRCP_y5","v":"2021-22"},null,{"$f":"CRCP_y4","v":"2015-16"},{"$f":"CRCP_y5","v":"2016-17"},{"$f":"FRCP_y1","v":"2017-18"},{"$f":"FRCP_y2","v":"2018-19"},{"$f":"FRCP_y3","v":"2019-20"},{"$f":"FRCP_y4","v":"2020-21"},{"$f":"FRCP_y5","v":"2021-22"}]
["DOPEX0201","Opex for network services",null,64045988.489468716,62540242.380276754,61689540.525747195,60252069.805098072,null,null,null,null,4407831.1442975402,4239409.1609482095,5216968.761491511,5133083.4726918694]
["DOPEX0202","Opex for metering",null,0,0,0,0,null,null,null,null,4361182.9298822377,4062618.1358402288,3900844.8032763954,3822029.0833819825]
["DOPEX0203","Opex for connection services",null,614896.91473816987,574456.81343078299,577394.14683912322,559359.05722443224,null,null,null,null,3397462.0329541545,3307479.7494409727,4573655.1334545286,4537999.1643826747]
["DOPEX0204","Opex for public lighting",null,0,0,0,0,null,null,null,null,3460495.182725817,2959047.0473608044,2887446.0326402588,2932682.9421003279]
["DOPEX0205","Opex for amounts payable for easement levy or similar direct charges on DNSP"]
["DOPEX0207","Opex for transmission connection point planning"]
[null,"Total opex ",null,{"$f":"SUM(D71:D76)","v":64660885.404206887},{"$f":"SUM(E71:E76)","v":63114699.193707541},62266934.672586322,60811428.862322502,0,0,0,null,{"$f":"SUM(L71:L76)","v":15626971.289859749},{"$f":"SUM(M71:M76)","v":14568554.093590215},16578914.730862696,16425794.662556853,0,0,0]
[]
[]
[null,"TABLE 3.2.4 - OPEX FOR HIGH VOLTAGE CUSTOMERS",null,null,"End user costs (not standard control services)","End user costs (not standard control services)"]
["DOPEX0401","Opex for high voltage customers",null,262072.10249999995,255520.29993749995,249132.29243906244,242903.98512808589]

{"sheet":"3.3 Assets (RAB)","index":19,"n_rows":136,"n_cols":25,"rows_kept":136,"cut":false,"hidden":false,"merged":[[114,2,114,8],[114,10,114,16],[114,18,114,24],[6,2,6,8],[6,10,6,16],[6,18,6,24]]}
[null,{"$f":"SheetHeader","v":"REGULATORY REPORTING STATEMENT"}]
[null,{"$f":"dms_TradingName","v":"TasNetworks (D)"}]
[null,{"$f":"dms_Reg_Year_Span","v":"2017-18 to 2018-19"}]
[null,"3.3 ASSETS"]
[]
[null,null,"Network services",null,null,null,null,null,null,null,"Standard control services",null,null,null,null,null,null,null,"Alternative control services"]
[null,null,{"$f":"CONCATENATE(\"Forecast\n($0's, real \", dms_DollarReal,\")\")","v":"Forecast\n($0's, real June 2017)"},null,null,null,null,null,null,null,{"$f":"CONCATENATE(\"Forecast\n($0's, real \", dms_DollarReal,\")\")","v":"Forecast\n($0's, real June 2017)"},null,null,null,null,null,null,null,{"$f":"CONCATENATE(\"Forecast\n($0's, real \", dms_DollarReal,\")\")","v":"Forecast\n($0's, real June 2017)"}]
[null,null,{"$f":"CRCP_y4","v":"2015-16"},{"$f":"CRCP_y5","v":"2016-17"},{"$f":"FRCP_y1","v":"2017-18"},{"$f":"FRCP_y2","v":"2018-19"},{"$f":"FRCP_y3","v":"2019-20"},{"$f":"FRCP_y4","v":"2020-21"},{"$f":"FRCP_y5","v":"2021-22"},null,{"$f":"CRCP_y4","v":"2015-16"},{"$f":"CRCP_y5","v":"2016-17"},{"$f":"FRCP_y1","v":"2017-18"},{"$f":"FRCP_y2","v":"2018-19"},{"$f":"FRCP_y3","v":"2019-20"},{"$f":"FRCP_y4","v":"2020-21"},{"$f":"FRCP_y5","v":"2021-22"},null,{"$f":"CRCP_y4","v":"2015-16"},{"$f":"CRCP_y5","v":"2016-17"},{"$f":"FRCP_y1","v":"2017-18"},{"$f":"FRCP_y2","v":"2018-19"},{"$f":"FRCP_y3","v":"2019-20"},{"$f":"FRCP_y4","v":"2020-21"},{"$f":"FRCP_y5","v":"2021-22"}]
[]
[null,"TABLE 3.3.1 REGULATORY ASSET BASE VALUES"]
[null,"For total asset base:"]
["DRAB0101","Opening value",1545342661.7945802,{"$f":"C18","v":1576453397.1787007},1557683375.197793,1582116859.3192661,1589127726.023113,1589127726.023113,1589127726.023113,null,1635860262.9270594,{"$f":"K18","v":1665378639.7604022},1646719196.2059944,1672211395.3285074,1679771338.9641819,1679771338.9641819,1679771338.9641819,null,50433589.694542646,{"$f":"S18","v":48368691.351049393},46459508.505780607,43417202.025455177,38606607.361219294,38606607.361219294,38606607.361219294]
["DRAB0102","Inflation addition",0,0,null,null,null,null,null,null,0,0,null,null,null,null,null,null,0,0,0,0]
["DRAB0103","Straight line depreciation",-80727739.146951184,-84656945.55950579,-82977484.748789012,-89824087.252534747,null,null,null,null,-89725544.934173524,-90847142.033771828,-88581408.762315765,-95592985.516207427,null,null,null,null,-5079166.0109925587,-5027217.1644109776,-4591171.1086779945,-4744713.6585981799]
["DRAB0104","Regulatory depreciation",{"$f":"SUM(C14+C13)","v":-80727739.146951184},{"$f":"SUM(D14+D13)","v":-84656945.55950579},{"$f":"SUM(E14+E13)","v":-82977484.748789012},-89824087.252534747,0,0,0,null,{"$f":"SUM(K14+K13)","v":-89725544.934173524},{"$f":"SUM(L14+L13)","v":-90847142.033771828},{"$f":"SUM(M14+M13)","v":-88581408.762315765},-95592985.516207427,0,0,0,null,{"$f":"SUM(S14+S13)","v":-5079166.0109925587},{"$f":"SUM(T14+T13)","v":-5027217.1644109776},{"$f":"SUM(U14+U13)","v":-4591171.1086779945},-4744713.6585981799,0,0,0]
["DRAB0105","Actual additions (recognised in RAB)",112623346.15723218,120052716.82767956,108165559.09696923,97589544.183088571,null,null,null,null,120028793.39367707,128005779.50263198,113319017.6581219,102398338.92517486,null,null,null,null,3014267.6674993047,3118034.3191421917,1548864.6283525699,-65881.005637706214]
["DRAB0106","Disposals ",-784871.62616058125,-54165793.249081492,-754590.22670694254,-754590.22670694254,null,null,null,null,-784871.62616058125,-55818081.023268089,754590.22670694254,754590.22670694254,null,null,null,null,0,0,0,0]
["DRAB0107","Closing value for overhead distribution asset value",{"$f":"SUM(C12+C13+C14+C16+C17)","v":1576453397.1787007},{"$f":"SUM(D12+D13+D14+D16+D17)","v":1557683375.197793},{"$f":"SUM(E12+E13+E14+E16+E17)","v":1582116859.3192661},1589127726.023113,1589127726.023113,1589127726.023113,1589127726.023113,null,{"$f":"SUM(K12+K13+K14+K16+K17)","v":1665378639.7604022},{"$f":"SUM(L12+L13+L14+L16+L17)","v":1646719196.2059944},{"$f":"SUM(M12+M13+M14+M16+M17)","v":1672211395.3285074},1679771338.9641819,1679771338.9641819,1679771338.9641819,1679771338.9641819,null,{"$f":"SUM(S12+S13+S14+S16+S17)","v":48368691.351049393},{"$f":"SUM(T12+T13+T14+T16+T17)","v":46459508.505780607},{"$f":"SUM(U12+U13+U14+U16+U17)","v":43417202.025455177},38606607.361219294,38606607.361219294,38606607.361219294,38606607.361219294]
[]
[null,"TABLE 3.3.2 ASSET VALUE ROLL FORWARD"]
[null,"For overhead network assets less than 33kV:"]
["DRAB0201","Opening value",693826702.91605449,{"$f":"C28","v":699028691.09661674},{"$f":"D28","v":690702045.47207212},{"$f":"E28","v":696473552.07806671},{"$f":"F28","v":700566472.00280488},{"$f":"G28","v":700566472.00280488},{"$f":"H28","v":700566472.00280488},null,693826702.91605449,{"$f":"K28","v":699028691.09661674},{"$f":"L28","v":690702045.47207212},{"$f":"M28","v":696473552.07806671},{"$f":"N28","v":700566472.00280488},{"$f":"O28","v":700566472.00280488},{"$f":"P28","v":700566472.00280488},null,null,{"$f":"S28","v":0},{"$f":"T28","v":0},{"$f":"U28","v":0},{"$f":"V28","v":0},{"$f":"W28","v":0},{"$f":"X28","v":0}]
["DRAB0202","Inflation addition",0,0,null,null,null,null,null,null,0,0]
["DRAB0203","Straight line depreciation",-36276807.796057604,-37476547.221130893,-36694626.509610318,-37907944.598627597,null,null,null,null,-36276807.796057604,-37476547.221130893,-36694626.509610318,-37907944.598627597]
["DRAB0204","Regulatory depreciation",{"$f":"SUM(C24+C23)","v":-36276807.796057604},{"$f":"SUM(D24+D23)","v":-37476547.221130893},{"$f":"SUM(E24+E23)","v":-36694626.509610318},{"$f":"SUM(F24+F23)","v":-37907944.598627597},0,0,0,null,{"$f":"SUM(K24+K23)","v":-36276807.796057604},{"$f":"SUM(L24+L23)","v":-37476547.221130893},{"$f":"SUM(M24+M23)","v":-36694626.509610318},-37907944.598627597,0,0,0,null,{"$f":"SUM(S24+S23)","v":0},{"$f":"SUM(T24+T23)","v":0},{"$f":"SUM(U24+U23)","v":0},0,0,0,0]
["DRAB0205","Actual additions (recognised in RAB)",41478795.976619862,47737954.896979153,42466133.115604877,42000864.523365691,null,null,null,null,41478795.976619862,47737954.896979153,42466133.115604877,42000864.523365691]
["DRAB0206","Disposals ",0,-18588053.300392874,null,null,null,null,null,null,0,-18588053.300392874,0,0]
["DRAB0207","Closing value for overhead distribution asset value",{"$f":"SUM(C22+C23+C24+C26+C27)","v":699028691.09661674},{"$f":"SUM(D22+D23+D24+D26+D27)","v":690702045.47207212},{"$f":"SUM(E22+E23+E24+E26+E27)","v":696473552.07806671},{"$f":"SUM(F22+F23+F24+F26+F27)","v":700566472.00280488},700566472.00280488,700566472.00280488,700566472.00280488,null,{"$f":"SUM(K22+K23+K24+K26+K27)","v":699028691.09661674},{"$f":"SUM(L22+L23+L24+L26+L27)","v":690702045.47207212},{"$f":"SUM(M22+M23+M24+M26+M27)","v":696473552.07806671},700566472.00280488,700566472.00280488,700566472.00280488,700566472.00280488,null,{"$f":"SUM(S22+S23+S24+S26+S27)","v":0},{"$f":"SUM(T22+T23+T24+T26+T27)","v":0},{"$f":"SUM(U22+U23+U24+U26+U27)","v":0},0,0,0,0]
[null,"For underground network assets less than 33kV:"]
["DRAB0301","Opening value",404126580.32250452,{"$f":"C36","v":403781934.70414013},{"$f":"D36","v":392113248.58026868},{"$f":"E36","v":393548383.5817765},{"$f":"F36","v":394141756.81714994},{"$f":"G36","v":394141756.81714994},{"$f":"H36","v":394141756.81714994},null,404126580.32250452,{"$f":"K36","v":403781934.70414013},{"$f":"L36","v":392113248.58026868},{"$f":"M36","v":393548383.5817765},{"$f":"N36","v":394141756.81714994},{"$f":"O36","v":394141756.81714994},{"$f":"P36","v":394141756.81714994},null,null,{"$f":"S36","v":0},{"$f":"T36","v":0},{"$f":"U36","v":0},{"$f":"V36","v":0},{"$f":"W36","v":0},{"$f":"X36","v":0}]
["DRAB0302","Inflation addition",0,0,null,null,null,null,null,null,0,0]
["DRAB0303","Straight line depreciation",-10638028.741320055,-10811703.1067691,-10323418.551954798,-10519394.444512509,null,null,null,null,-10638028.741320055,-10811703.1067691,-10323418.551954798,-10519394.444512509]
["DRAB0304","Regulatory depreciation",{"$f":"SUM(C32+C31)","v":-10638028.741320055},{"$f":"SUM(D32+D31)","v":-10811703.1067691},{"$f":"SUM(E32+E31)","v":-10323418.551954798},{"$f":"SUM(F32+F31)","v":-10519394.444512509},0,0,0,null,{"$f":"SUM(K32+K31)","v":-10638028.741320055},{"$f":"SUM(L32+L31)","v":-10811703.1067691},{"$f":"SUM(M32+M31)","v":-10323418.551954798},-10519394.444512509,0,0,0,null,{"$f":"SUM(S32+S31)","v":0},{"$f":"SUM(T32+T31)","v":0},{"$f":"SUM(U32+U31)","v":0},0,0,0,0]
["DRAB0305","Actual additions (recognised in RAB)",10293383.122955708,13906195.435896844,11758553.553462645,11112767.679885916,null,null,null,null,10293383.122955708,13906195.435896844,11758553.553462645,11112767.679885916]
["DRAB0306","Disposals ",0,-14763178.452999201,null,null,null,null,null,null,0,-14763178.452999201,0,0]
["DRAB0307","Closing value for underground asset value",{"$f":"SUM(C30+C31+C32+C34+C35)","v":403781934.70414013},{"$f":"SUM(D30+D31+D32+D34+D35)","v":392113248.58026868},{"$f":"SUM(E30+E31+E32+E34+E35)","v":393548383.5817765},{"$f":"SUM(F30+F31+F32+F34+F35)","v":394141756.81714994},394141756.81714994,394141756.81714994,394141756.81714994,null,{"$f":"SUM(K30+K31+K32+K34+K35)","v":403781934.70414013},{"$f":"SUM(L30+L31+L32+L34+L35)","v":392113248.58026868},{"$f":"SUM(M30+M31+M32+M34+M35)","v":393548383.5817765},394141756.81714994,394141756.81714994,394141756.81714994,394141756.81714994,null,{"$f":"SUM(S30+S31+S32+S34+S35)","v":0},{"$f":"SUM(T30+T31+T32+T34+T35)","v":0},{"$f":"SUM(U30+U31+U32+U34+U35)","v":0},0,0,0,0]
[null,"For distribution substations and transformers:"]
["DRAB0401","Opening value",249837644.56229645,{"$f":"C44","v":251528123.48043507},{"$f":"D44","v":247250446.11077887},{"$f":"E44","v":251458960.2301698},{"$f":"F44","v":255032208.76120332},{"$f":"G44","v":255032208.76120332},{"$f":"H44","v":255032208.76120332},null,249837644.562296,{"$f":"K44","v":251528123.48043463},{"$f":"L44","v":247250446.11077845},{"$f":"M44","v":251458960.23016939},{"$f":"N44","v":255032208.7612029},{"$f":"O44","v":255032208.7612029},{"$f":"P44","v":255032208.7612029},null,null,{"$f":"S44","v":0},{"$f":"T44","v":0},{"$f":"U44","v":0},{"$f":"V44","v":0},{"$f":"W44","v":0},{"$f":"X44","v":0}]
["DRAB0402","Inflation addition",0,0,null,null,null,null,null,null,0,0]
["DRAB0403","Straight line depreciation",-12212097.877690144,-12563953.216350004,-12177271.805966552,-12586916.45410049,null,null,null,null,-12212097.877690144,-12563953.216350004,-12177271.805966552,-12586916.45410049]
["DRAB0404","Regulatory depreciation",{"$f":"SUM(C40+C39)","v":-12212097.877690144},{"$f":"SUM(D40+D39)","v":-12563953.216350004},{"$f":"SUM(E40+E39)","v":-12177271.805966552},{"$f":"SUM(F40+F39)","v":-12586916.45410049},0,0,0,null,{"$f":"SUM(K40+K39)","v":-12212097.877690144},{"$f":"SUM(L40+L39)","v":-12563953.216350004},{"$f":"SUM(M40+M39)","v":-12177271.805966552},-12586916.45410049,0,0,0,null,{"$f":"SUM(S40+S39)","v":0},{"$f":"SUM(T40+T39)","v":0},{"$f":"SUM(U40+U39)","v":0},0,0,0,0]
["DRAB0405","Actual additions (recognised in RAB)",13902576.795828767,16855824.692702707,16385785.925357504,16160164.985134004,null,null,null,null,13902576.795828767,16855824.692702707,16385785.925357504,16160164.985134004]
["DRAB0406","Disposals ",0,-8569548.8460089006,null,null,null,null,null,null,0,-8569548.8460089006,0,0]
["DRAB0407","Closing value for distribution substations and transformers asset value",{"$f":"SUM(C38+C39+C40+C42+C43)","v":251528123.48043507},{"$f":"SUM(D38+D39+D40+D42+D43)","v":247250446.11077887},{"$f":"SUM(E38+E39+E40+E42+E43)","v":251458960.2301698},{"$f":"SUM(F38+F39+F40+F42+F43)","v":255032208.76120332},255032208.76120332,255032208.76120332,255032208.76120332,null,{"$f":"SUM(K38+K39+K40+K42+K43)","v":251528123.48043463},{"$f":"SUM(L38+L39+L40+L42+L43)","v":247250446.11077845},{"$f":"SUM(M38+M39+M40+M42+M43)","v":251458960.23016939},255032208.7612029,255032208.7612029,255032208.7612029,255032208.7612029,null,{"$f":"SUM(S38+S39+S40+S42+S43)","v":0},{"$f":"SUM(T38+T39+T40+T42+T43)","v":0},{"$f":"SUM(U38+U39+U40+U42+U43)","v":0},0,0,0,0]
[null,"For overhead network assets 33kV and above:"]
["DRAB0501","Opening value",13628710.114382559,{"$f":"C52","v":13360006.443879865},{"$f":"D52","v":12190274.315547133},{"$f":"E52","v":11917704.087664768},{"$f":"F52","v":11646348.782514568},{"$f":"G52","v":11646348.782514568},{"$f":"H52","v":11646348.782514568},null,13628710.114382559,{"$f":"K52","v":13360006.443879865},{"$f":"L52","v":12190274.315547133},{"$f":"M52","v":11917704.087664768},{"$f":"N52","v":11646348.782514568},{"$f":"O52","v":11646348.782514568},{"$f":"P52","v":11646348.782514568},null,null,{"$f":"S52","v":0},{"$f":"T52","v":0},{"$f":"U52","v":0},{"$f":"V52","v":0},{"$f":"W52","v":0},{"$f":"X52","v":0}]
["DRAB0502","Inflation addition",0,0,null,null,null,null,null,null,0,0]
["DRAB0503","Straight line depreciation",-487752.1161122488,-492187.17106039287,-447729.12640794553,-451232.30437845719,null,null,null,null,-487752.1161122488,-492187.17106039287,-447729.12640794553,-451232.30437845719]
["DRAB0504","Regulatory depreciation",{"$f":"SUM(C48+C47)","v":-487752.1161122488},{"$f":"SUM(D48+D47)","v":-492187.17106039287},{"$f":"SUM(E48+E47)","v":-447729.12640794553},{"$f":"SUM(F48+F47)","v":-451232.30437845719},0,0,0,null,{"$f":"SUM(K48+K47)","v":-487752.1161122488},{"$f":"SUM(L48+L47)","v":-492187.17106039287},{"$f":"SUM(M48+M47)","v":-447729.12640794553},-451232.30437845719,0,0,0,null,{"$f":"SUM(S48+S47)","v":0},{"$f":"SUM(T48+T47)","v":0},{"$f":"SUM(U48+U47)","v":0},0,0,0,0]
["DRAB0505","Actual additions (recognised in RAB)",219048.44560955538,245102.60694477722,175158.89852558097,179876.99922825801,null,null,null,null,219048.44560955538,245102.60694477722,175158.89852558097,179876.99922825801]
["DRAB0506","Disposals ",0,-922647.56421711668,null,null,null,null,null,null,0,-922647.56421711668]
["DRAB0507","Closing value for overhead asset 33kV and above value",{"$f":"SUM(C46+C47+C48+C50+C51)","v":13360006.443879865},{"$f":"SUM(D46+D47+D48+D50+D51)","v":12190274.315547133},{"$f":"SUM(E46+E47+E48+E50+E51)","v":11917704.087664768},{"$f":"SUM(F46+F47+F48+F50+F51)","v":11646348.782514568},11646348.782514568,11646348.782514568,11646348.782514568,null,{"$f":"SUM(K46+K47+K48+K50+K51)","v":13360006.443879865},{"$f":"SUM(L46+L47+L48+L50+L51)","v":12190274.315547133},{"$f":"SUM(M46+M47+M48+M50+M51)","v":11917704.087664768},11646348.782514568,11646348.782514568,11646348.782514568,11646348.782514568,null,{"$f":"SUM(S46+S47+S48+S50+S51)","v":0},{"$f":"SUM(T46+T47+T48+T50+T51)","v":0},{"$f":"SUM(U46+U47+U48+U50+U51)","v":0},0,0,0,0]
[null,"For underground network assets 33kV and above:"]
["DRAB0601","Opening value",11227215.547769967,{"$f":"C60","v":10908034.993909698},{"$f":"D60","v":10012626.29415909},{"$f":"E60","v":9712271.6143072173},{"$f":"F60","v":9411916.9344553445},{"$f":"G60","v":9411916.9344553445},{"$f":"H60","v":9411916.9344553445},null,11227215.547769967,{"$f":"K60","v":10908034.993909698},{"$f":"L60","v":10012626.29415909},{"$f":"M60","v":9712271.6143072173},{"$f":"N60","v":9411916.9344553445},{"$f":"O60","v":9411916.9344553445},{"$f":"P60","v":9411916.9344553445},null,null,{"$f":"S60","v":0},{"$f":"T60","v":0},{"$f":"U60","v":0},{"$f":"V60","v":0},{"$f":"W60","v":0},{"$f":"X60","v":0}]
["DRAB0602","Inflation addition",0,0,null,null,null,null,null,null,0,0]
["DRAB0603","Straight line depreciation",-327881.33576207981,-328028.13907811849,-300354.6798518725,-300354.6798518725,null,null,null,null,-327881.33576207981,-328028.13907811849,-300354.6798518725,-300354.6798518725]
["DRAB0604","Regulatory depreciation",{"$f":"SUM(C56+C55)","v":-327881.33576207981},{"$f":"SUM(D56+D55)","v":-328028.13907811849},{"$f":"SUM(E56+E55)","v":-300354.6798518725},{"$f":"SUM(F56+F55)","v":-300354.6798518725},0,0,0,null,{"$f":"SUM(K56+K55)","v":-327881.33576207981},{"$f":"SUM(L56+L55)","v":-328028.13907811849},{"$f":"SUM(M56+M55)","v":-300354.6798518725},-300354.6798518725,0,0,0,null,{"$f":"SUM(S56+S55)","v":0},{"$f":"SUM(T56+T55)","v":0},{"$f":"SUM(U56+U55)","v":0},0,0,0,0]
["DRAB0605","Actual additions (recognised in RAB)",8700.7819018099308,0,0,0,null,null,null,null,8700.7819018099308,0,0,0]
["DRAB0606","Disposals ",0,-567380.56067248958,null,null,null,null,null,null,0,-567380.56067248958]
["DRAB0607","Closing value for underground asset 33kV and above value",{"$f":"SUM(C54+C55+C56+C58+C59)","v":10908034.993909698},{"$f":"SUM(D54+D55+D56+D58+D59)","v":10012626.29415909},{"$f":"SUM(E54+E55+E56+E58+E59)","v":9712271.6143072173},{"$f":"SUM(F54+F55+F56+F58+F59)","v":9411916.9344553445},9411916.9344553445,9411916.9344553445,9411916.9344553445,null,{"$f":"SUM(K54+K55+K56+K58+K59)","v":10908034.993909698},{"$f":"SUM(L54+L55+L56+L58+L59)","v":10012626.29415909},{"$f":"SUM(M54+M55+M56+M58+M59)","v":9712271.6143072173},9411916.9344553445,9411916.9344553445,9411916.9344553445,9411916.9344553445,null,{"$f":"SUM(S54+S55+S56+S58+S59)","v":0},{"$f":"SUM(T54+T55+T56+T58+T59)","v":0},{"$f":"SUM(U54+U55+U56+U58+U59)","v":0},0,0,0,0]
[null,"Zone substations and transformers"]
["DRAB0701","Opening value",54223603.995233975,{"$f":"C68","v":57044622.216585033},{"$f":"D68","v":47571706.742481425},{"$f":"E68","v":47843960.957644589},{"$f":"F68","v":52516386.925324425},{"$f":"G68","v":52516386.925324425},{"$f":"H68","v":52516386.925324425},null,54223603.995233975,{"$f":"K68","v":57044622.216585033},{"$f":"L68","v":47571706.742481425},{"$f":"M68","v":47843960.957644589},{"$f":"N68","v":52516386.925324425},{"$f":"O68","v":52516386.925324425},{"$f":"P68","v":52516386.925324425},null,null,{"$f":"S68","v":0},{"$f":"T68","v":0},{"$f":"U68","v":0},{"$f":"V68","v":0},{"$f":"W68","v":0},{"$f":"X68","v":0}]
["DRAB0702","Inflation addition",0,0,null,null,null,null,null,null,0,0]
["DRAB0703","Straight line depreciation",-1902035.1736866997,-2021569.2410919759,-1693221.6113778083,-1742358.5070413323,null,null,null,null,-1902035.1736866997,-2021569.2410919759,-1693221.6113778083,-1742358.5070413323]
["DRAB0704","Regulatory depreciation",{"$f":"SUM(C64+C63)","v":-1902035.1736866997},{"$f":"SUM(D64+D63)","v":-2021569.2410919759},{"$f":"SUM(E64+E63)","v":-1693221.6113778083},{"$f":"SUM(F64+F63)","v":-1742358.5070413323},0,0,0,null,{"$f":"SUM(K64+K63)","v":-1902035.1736866997},{"$f":"SUM(L64+L63)","v":-2021569.2410919759},{"$f":"SUM(M64+M63)","v":-1693221.6113778083},-1742358.5070413323,0,0,0,null,{"$f":"SUM(S64+S63)","v":0},{"$f":"SUM(T64+T63)","v":0},{"$f":"SUM(U64+U63)","v":0},0,0,0,0]
["DRAB0705","Actual additions (recognised in RAB)",4723053.3950377572,328824.83794455451,1965475.8265409688,6414784.4747211719,null,null,null,null,4723053.3950377572,328824.83794455451,1965475.8265409688,6414784.4747211719]
["DRAB0706","Disposals ",0,-7780171.0709561873,null,null,null,null,null,null,0,-7780171.0709561873]
["DRAB0707","Closing value for zone substations and transformers",{"$f":"SUM(C62+C63+C64+C66+C67)","v":57044622.216585033},{"$f":"SUM(D62+D63+D64+D66+D67)","v":47571706.742481425},{"$f":"SUM(E62+E63+E64+E66+E67)","v":47843960.957644589},{"$f":"SUM(F62+F63+F64+F66+F67)","v":52516386.925324425},52516386.925324425,52516386.925324425,52516386.925324425,null,{"$f":"SUM(K62+K63+K64+K66+K67)","v":57044622.216585033},{"$f":"SUM(L62+L63+L64+L66+L67)","v":47571706.742481425},{"$f":"SUM(M62+M63+M64+M66+M67)","v":47843960.957644589},52516386.925324425,52516386.925324425,52516386.925324425,52516386.925324425,null,{"$f":"SUM(S62+S63+S64+S66+S67)","v":0},{"$f":"SUM(T62+T63+T64+T66+T67)","v":0},{"$f":"SUM(U62+U63+U64+U66+U67)","v":0},0,0,0,0]
[null,"For easements:"]
["DRAB0801","Opening value",823364.40099620156,{"$f":"C74","v":1170462.2127176474},{"$f":"D74","v":1166177.0545482473},1166177.0545482473,2055941.8425444732,2055941.8425444732,2055941.8425444732,null,823364.40099620156,{"$f":"K74","v":1170462.2127176474},{"$f":"L74","v":1166177.0545482473},1166177.0545482473,2055941.8425444732,2055941.8425444732,2055941.8425444732,null,null,{"$f":"S74","v":0},{"$f":"T74","v":0},0,0,0,0]
["DRAB0802","Inflation addition",0,0,null,null,null,null,null,null,0,0]
["DRAB0803","Actual additions (recognised in RAB)",347097.81172144593,0,0,889764.78799622587,null,null,null,null,347097.81172144593,0,0,889764.78799622587]
["DRAB0804","Disposals ",0,-4285.1581694001798,null,null,null,null,null,null,0,-4285.1581694001798]
["DRAB0805","Closing value for easements asset value",{"$f":"SUM(C70+C71+C72+C73)","v":1170462.2127176474},{"$f":"SUM(D70+D71+D72+D73)","v":1166177.0545482473},{"$f":"SUM(E70+E71+E72+E73)","v":1166177.0545482473},2055941.8425444732,2055941.8425444732,2055941.8425444732,2055941.8425444732,null,{"$f":"SUM(K70+K71+K72+K73)","v":1170462.2127176474},{"$f":"SUM(L70+L71+L72+L73)","v":1166177.0545482473},{"$f":"SUM(M70+M71+M72+M73)","v":1166177.0545482473},2055941.8425444732,2055941.8425444732,2055941.8425444732,2055941.8425444732,null,{"$f":"SUM(S70+S71+S72+S73)","v":0},{"$f":"SUM(T70+T71+T72+T73)","v":0},{"$f":"SUM(U70+U71+U72+U73)","v":0},0,0,0,0]
[null,"For meters:"]
["DRAB0901","Opening value",null,{"$f":"C82","v":0},{"$f":"D82","v":0},{"$f":"E82","v":0},{"$f":"F82","v":0},{"$f":"G82","v":0},{"$f":"H82","v":0},null,null,{"$f":"K82","v":0},{"$f":"L82","v":0},{"$f":"M82","v":0},{"$f":"N82","v":0},{"$f":"O82","v":0},{"$f":"P82","v":0},null,46064058.46558319,{"$f":"S82","v":44560012.454753436},{"$f":"T82","v":42796359.680753842},{"$f":"U82","v":39600591.832758069},{"$f":"V82","v":35678942.717905387},{"$f":"W82","v":35678942.717905387},{"$f":"X82","v":35678942.717905387}]
["DRAB0902","Inflation addition",null,null,null,null,null,null,null,null,null,null,null,null,null,null,null,null,0,0,0,0]
["DRAB0903","Straight line depreciation",null,null,null,null,null,null,null,null,null,null,null,null,null,null,null,null,-4098194.14560246,-4273272.4559328016,-3879121.44184455,-3921649.1148526841]
["DRAB0904","Regulatory depreciation",{"$f":"SUM(C78+C77)","v":0},{"$f":"SUM(D78+D77)","v":0},{"$f":"SUM(E78+E77)","v":0},{"$f":"SUM(F78+F77)","v":0},0,0,0,null,{"$f":"SUM(K78+K77)","v":0},{"$f":"SUM(L78+L77)","v":0},{"$f":"SUM(M78+M77)","v":0},0,0,0,0,null,{"$f":"SUM(S78+S77)","v":-4098194.14560246},{"$f":"SUM(T78+T77)","v":-4273272.4559328016},{"$f":"SUM(U78+U77)","v":-3879121.44184455},-3921649.1148526841,0,0,0]
["DRAB0905","Actual additions (recognised in RAB)",null,null,null,null,null,null,null,null,null,null,null,null,null,null,null,null,2594148.1347727058,2509619.681933213,683353.59384878224,0]
["DRAB0906","Disposals ",null,null,null,null,null,null,null,null,null,null,null,null,null,null,null,null,0,0,0,0]
["DRAB0907","Closing value for meters asset value",{"$f":"SUM(C76+C77+C78+C80+C81)","v":0},{"$f":"SUM(D76+D77+D78+D80+D81)","v":0},{"$f":"SUM(E76+E77+E78+E80+E81)","v":0},{"$f":"SUM(F76+F77+F78+F80+F81)","v":0},0,0,0,null,{"$f":"SUM(K76+K77+K78+K80+K81)","v":0},{"$f":"SUM(L76+L77+L78+L80+L81)","v":0},{"$f":"SUM(M76+M77+M78+M80+M81)","v":0},0,0,0,0,null,{"$f":"SUM(S76+S77+S78+S80+S81)","v":44560012.454753436},{"$f":"SUM(T76+T77+T78+T80+T81)","v":42796359.680753842},{"$f":"SUM(U76+U77+U78+U80+U81)","v":39600591.832758069},35678942.717905387,35678942.717905387,35678942.717905387,35678942.717905387]
[null,"For “other” asset items with long lives:"]
["DRAB1001","Opening value",45049491.772641659,{"$f":"C90","v":47470156.27844011},{"$f":"D90","v":60586010.141820893},{"$f":"E90","v":72869108.986758873},{"$f":"F90","v":71570596.110523865},{"$f":"G90","v":71570596.110523865},{"$f":"H90","v":71570596.110523865},null,135567092.90512085,{"$f":"K90","v":136395398.86014184},{"$f":"L90","v":149621831.15002239},{"$f":"M90","v":161259197.71964106},{"$f":"N90","v":159005380.58805984},{"$f":"O90","v":159005380.58805984},{"$f":"P90","v":159005380.58805984},null,null,{"$f":"S90","v":0},{"$f":"T90","v":0},{"$f":"U90","v":0},{"$f":"V90","v":0},{"$f":"W90","v":0},{"$f":"X90","v":0}]
["DRAB1002","Inflation addition",0,0,null,null,null,null,null,null,0,0]
["DRAB1003","Straight line depreciation",-2377975.679056596,-2496486.3041980276,-1110296.475585859,-2310025.6322079939,null,null,null,null,-11375781.466278944,-8686682.7784640603,-6714220.4891125876,-8074124.629640446]
["DRAB1004","Regulatory depreciation",{"$f":"SUM(C86+C85)","v":-2377975.679056596},{"$f":"SUM(D86+D85)","v":-2496486.3041980276},{"$f":"SUM(E86+E85)","v":-1110296.475585859},{"$f":"SUM(F86+F85)","v":-2310025.6322079939},0,0,0,null,{"$f":"SUM(K86+K85)","v":-11375781.466278944},{"$f":"SUM(L86+L85)","v":-8686682.7784640603},{"$f":"SUM(M86+M85)","v":-6714220.4891125876},-8074124.629640446,0,0,0,null,{"$f":"SUM(S86+S85)","v":0},{"$f":"SUM(T86+T85)","v":0},{"$f":"SUM(U86+U85)","v":0},0,0,0,0]
["DRAB1005","Actual additions (recognised in RAB)",4798640.1848550495,2800768.6158907758,13393395.320523839,1011512.7559729855,null,null,null,null,12204087.421299938,10753831.290843185,18351587.058731247,5820307.4980592448]
["DRAB1006","Disposals ",0,12811571.551688027,null,null,null,null,null,null,0,11159283.77750144]
["DRAB1007","Closing value for “other” asset (long life) value",{"$f":"SUM(C84+C85+C86+C88+C89)","v":47470156.27844011},{"$f":"SUM(D84+D85+D86+D88+D89)","v":60586010.141820893},{"$f":"SUM(E84+E85+E86+E88+E89)","v":72869108.986758873},{"$f":"SUM(F84+F85+F86+F88+F89)","v":71570596.110523865},71570596.110523865,71570596.110523865,71570596.110523865,null,{"$f":"SUM(K84+K85+K86+K88+K89)","v":136395398.86014184},{"$f":"SUM(L84+L85+L86+L88+L89)","v":149621831.15002239},{"$f":"SUM(M84+M85+M86+M88+M89)","v":161259197.71964106},159005380.58805984,159005380.58805984,159005380.58805984,159005380.58805984,null,{"$f":"SUM(S84+S85+S86+S88+S89)","v":0},{"$f":"SUM(T84+T85+T86+T88+T89)","v":0},{"$f":"SUM(U84+U85+U86+U88+U89)","v":0},0,0,0,0]
[null,"For “other” asset items with short lives:"]
["DRAB1101","Opening value",72599348.162700415,{"$f":"C98","v":92161365.751976311},{"$f":"D98","v":96090840.486116409},{"$f":"E98","v":97126740.728329435},{"$f":"F98","v":92186097.846592337},{"$f":"G98","v":92186097.846592337},{"$f":"H98","v":92186097.846592337},null,72599348.162700415,{"$f":"K98","v":92161365.751976311},{"$f":"L98","v":96090840.486116409},{"$f":"M98","v":97126740.728329435},{"$f":"N98","v":92186097.846592337},{"$f":"O98","v":92186097.846592337},{"$f":"P98","v":92186097.846592337},null,4369531.2289594579,{"$f":"S98","v":3808678.896295961},{"$f":"T98","v":3663148.8250267627},{"$f":"U98","v":3816610.1926971059},{"$f":"V98","v":2927664.6433139043},{"$f":"W98","v":2927664.6433139043},{"$f":"X98","v":2927664.6433139043}]
["DRAB1102","Inflation addition",0,0,null,null,null,null,null,null,0,0,null,null,null,null,null,null,0,0,0,0]
["DRAB1103","Straight line depreciation",-16505160.427265761,-18466471.159827292,-20230565.988033857,-24005860.63181448,null,null,null,null,-16505160.427265761,-18466471.159827292,-20230565.988033857,-24005860.63181448,null,null,null,null,-980971.86539009586,-753944.70847817638,-712049.66683344403,-823064.5437454955]
["DRAB1104","Regulatory depreciation",{"$f":"SUM(C94+C93)","v":-16505160.427265761},{"$f":"SUM(D94+D93)","v":-18466471.159827292},{"$f":"SUM(E94+E93)","v":-20230565.988033857},{"$f":"SUM(F94+F93)","v":-24005860.63181448},0,0,0,null,{"$f":"SUM(K94+K93)","v":-16505160.427265761},{"$f":"SUM(L94+L93)","v":-18466471.159827292},{"$f":"SUM(M94+M93)","v":-20230565.988033857},-24005860.63181448,0,0,0,null,{"$f":"SUM(S94+S93)","v":-980971.86539009586},{"$f":"SUM(T94+T93)","v":-753944.70847817638},{"$f":"SUM(U94+U93)","v":-712049.66683344403},-823064.5437454955,0,0,0]
["DRAB1105","Actual additions (recognised in RAB)",36852049.642702237,38178045.741320744,22021056.45695382,19819807.976784315,null,null,null,null,36852049.642702237,38178045.741320744,22021056.45695382,19819807.976784315,null,null,null,null,420119.53272659896,608414.63720897841,865511.03450378752,-65881.005637706214]
["DRAB1106","Disposals ",-784871.62616058125,-15782099.847353358,-754590.22670694254,-754590.22670694254,null,null,null,null,-784871.62616058125,-15782099.847353358,-754590.22670694254,-754590.22670694254,null,null,null,null,0,0,0,0]
["DRAB1107","Closing value for “other” asset (short life) value",{"$f":"SUM(C92+C93+C94+C96+C97)","v":92161365.751976311},{"$f":"SUM(D92+D93+D94+D96+D97)","v":96090840.486116409},{"$f":"SUM(E92+E93+E94+E96+E97)","v":97126740.728329435},{"$f":"SUM(F92+F93+F94+F96+F97)","v":92186097.846592337},92186097.846592337,92186097.846592337,92186097.846592337,null,{"$f":"SUM(K92+K93+K94+K96+K97)","v":92161365.751976311},{"$f":"SUM(L92+L93+L94+L96+L97)","v":96090840.486116409},{"$f":"SUM(M92+M93+M94+M96+M97)","v":97126740.728329435},92186097.846592337,92186097.846592337,92186097.846592337,92186097.846592337,null,{"$f":"SUM(S92+S93+S94+S96+S97)","v":3808678.896295961},{"$f":"SUM(T92+T93+T94+T96+T97)","v":3663148.8250267627},{"$f":"SUM(U92+U93+U94+U96+U97)","v":3816610.1926971059},2927664.6433139043,2927664.6433139043,2927664.6433139043,2927664.6433139043]
[]
[null,"TABE 3.3.3 TOTAL DISAGGREGATED RAB ASSET VALUES"]
["DRAB1201","Distribution substations including transformers",696427697.00633562,694865368.28434443,693444402.22006822,698376615.48543453,null,null,null,null,696427697.00633562,694865368.28434443,693475439.79402566,698407653.05939198,null,null,null,null,0,0,0,0]
["DRAB1202","Underground distribution assets (cables, ducts etc)",403954257.51332235,397947591.6422044,392705490.70394051,393719744.82238114,null,null,null,null,403954257.51332235,397947591.6422044,392719682.13781142,393733936.25625205,null,null,null,null,0,0,0,0]
["DRAB1203","Distribution substations including transformers",250682884.02136576,249389284.79560697,249300865.95151603,253191747.27672827,null,null,null,null,250682884.02136576,249389284.79560697,249312565.41856891,253203446.74378115,null,null,null,null,0,0,0,0]
["DRAB1204","Overhead assets 33kV and above (wires and towers / poles etc)",13494358.279131211,12775140.379713498,12038662.233588845,11766699.467072563,null,null,null,null,13494358.279131211,12775140.379713498,12039451.956616636,11767489.190100353,null,null,null,null,0,0,0,0]
["DRAB1205","Underground assets 33kV and above (cables, ducts etc)",11067625.270839833,10460330.644034393,9848735.9282464981,9548381.2483946234,null,null,null,null,11067625.270839833,10460330.644034393,9849237.9374670088,9548883.2576151378,null,null,null,null,0,0,0,0]
["DRAB1206","Zone substations",55634113.105909504,52308164.479533225,47660725.267853245,50133065.359274745,null,null,null,null,55634113.105909504,52308164.479533225,47666163.717750967,50138503.809172466,null,null,null,null,0,0,0,0]
["DRAB1207","Easements ",996913.30685692444,1168319.6336329472,1170462.2127176477,1615344.6067157607,null,null,null,null,996913.30685692444,1168319.6336329472,1170462.2127176477,1615344.6067157607,null,null,null,null,0,0,0,0]
["DRAB1208","Meters",0,0,0,0,null,null,null,null,0,0,0,0,null,null,null,null,45312035.46016831,43678186.067753635,42962128.530755542,40835535.123327501]
["DRAB1209","Other assets with long lives (please specify)",46259824.025540888,54028083.210130498,66830109.70235227,72322402.686703756,null,null,null,null,135981245.88263136,143008615.00508213,155461088.71750051,160152863.43651921,null,null,null,null,0,0,0,0]
["DRAB1210","Other assets with short lives (please specify)",82380356.957338363,94126103.11904636,96900663.038246691,94948291.71848467,null,null,null,null,82380356.957338363,94126103.11904636,96918980.23661375,93930708.674638689,null,null,null,null,4089105.0626277095,3735913.8606613618,3885409.5801311326,3218676.0503351619]
[]
[null,"Capital Contributions"]
["DRAB13","Value of Capital Contributions or Contributed Assets ",10737001.552822225,10601077.429046761,11166859.384056993,11048781.021110913,null,null,null,null,10737001.552822225,10601077.429046761,11166859.384056993,11048781.021110913,null,null,null,null,0,0,0,0]
[]
[null,"TABLE 3.3.4 - ASSET LIVES","Forecast\n( years )",null,null,null,null,null,null,null,"Forecast\n( years )",null,null,null,null,null,null,null,"Forecast\n( years )"]
[null,"Table 3.3.4.1 - Asset Lives – estimated service life of new assets",{"$f":"CRCP_y4","v":"2015-16"},{"$f":"CRCP_y5","v":"2016-17"},{"$f":"FRCP_y1","v":"2017-18"},{"$f":"FRCP_y2","v":"2018-19"},{"$f":"FRCP_y3","v":"2019-20"},{"$f":"FRCP_y4","v":"2020-21"},{"$f":"FRCP_y5","v":"2021-22"},null,{"$f":"CRCP_y4","v":"2015-16"},{"$f":"CRCP_y5","v":"2016-17"},{"$f":"FRCP_y1","v":"2017-18"},{"$f":"FRCP_y2","v":"2018-19"},{"$f":"FRCP_y3","v":"2019-20"},{"$f":"FRCP_y4","v":"2020-21"},{"$f":"FRCP_y5","v":"2021-22"},null,{"$f":"CRCP_y4","v":"2015-16"},{"$f":"CRCP_y5","v":"2016-17"},{"$f":"FRCP_y1","v":"2017-18"},{"$f":"FRCP_y2","v":"2018-19"},{"$f":"FRCP_y3","v":"2019-20"},{"$f":"FRCP_y4","v":"2020-21"},{"$f":"FRCP_y5","v":"2021-22"}]
["DRAB1401","Overhead network assets less than 33kV (wires and poles)",35,35,35,35,null,null,null,null,35,35,35,35]
["DRAB1402","Underground network assets less than 33kV (cables)",60,60.000000000000007,60.000000000000007,60.000000000000007,null,null,null,null,60,60.000000000000007,60.000000000000007,60.000000000000007]
["DRAB1403","Distribution substations including transformers",40,40.000000000000007,40.000000000000007,40.000000000000007,null,null,null,null,40,40.000000000000007,40.000000000000007,40.000000000000007]
["DRAB1404","Overhead network assets 33kV and above (wires and towers / poles etc) ",50,50,50,50,null,null,null,null,50,50,50,50]
["DRAB1405","Underground network assets 33kV and above(cables, ducts etc)",60,60,60,60,null,null,null,null,60,60,60,60]
["DRAB1406","Zone substations and transformers",40.000000000000007,40.000000000000007,40.000000000000007,40.000000000000007,null,null,null,null,40.000000000000007,40.000000000000007,40.000000000000007,40.000000000000007]
["DRAB1407","Meters",null,null,null,null,null,null,null,null,null,null,null,null,null,null,null,null,15,15,15,15]
["DRAB1408","“Other” assets with long lives",40.000000000000007,40,39.020000000000003,39.020000000000003,null,null,null,null,36.525184508689776,36.413224884818291,35.578834594034355,35.578834594034355]
["DRAB1409","“Other” assets with short lives",5.7027712492050036,6.3458533834593256,6.31,6.31,null,null,null,null,5.5044388482413327,6.1981510309498882,6.31,6.31,null,null,null,null,6,6,6,6]
[]
[null,"Table 3.3.4.2 - Asset Lives – estimated residual service life"]
["DRAB1501","Overhead network assets less than 33kV (wires and poles)",18.60238685079737,19.196162668821255,19.219460805930829,19.226777621245517,null,null,null,null,18.60238685079737,19.196162668821255,19.219460805930829,19.226777621245517]
["DRAB1502","Underground network assets less than 33kV (cables)",37.664844714680257,38.127367693676526,37.787860559361803,37.434610033248511,null,null,null,null,37.664844714680257,38.127367693676526,37.787860559361803,37.434610033248511]
["DRAB1503","Distribution substations including transformers",19.756268203923021,20.413980238376723,20.727288376219846,20.995433249803106,null,null,null,null,19.756268203923021,20.413980238376723,20.727288376219846,20.995433249803106]
["DRAB1504","Overhead network assets 33kV and above (wires and towers / poles etc) ",26.997281720455284,27.226895898749373,26.570501341286544,25.941562498501611,null,null,null,null,26.997281720455284,27.226895898749373,26.570501341286544,25.941562498501611]
["DRAB1505","Underground network assets 33kV and above (cables, ducts etc)",33.336008944815084,33.336008944815084,32.336008944815084,31.336008944815088,null,null,null,null,33.336008944815084,33.336008944815084,32.336008944815084,31.336008944815088]
["DRAB1506","Zone substations and transformers",28.078319700625858,28.128719393108778,27.619684217800504,28.232246063033759,null,null,null,null,28.078319700625858,28.128719393108778,27.619684217800504,28.232246063033759]
["DRAB1507","Meters",null,null,null,null,null,null,null,null,null,null,null,null,null,null,null,null,11.626611432210559,11.061962611736993,10.11996358579756,9.1199635857975601]
["DRAB1508","“Other” assets with long lives",20.234460526309171,24.850685459670892,24.818856096016198,24.41158393821658,null,null,null,null,18.767808326512828,19.283338054153873,18.622382354129329,18.530547993177812]
["DRAB1509","“Other” assets with short lives",4.2033475977339672,5.2309580224446925,5.7951771226644722,5.4820981885930067,null,null,null,null,4.057162526526759,5.1092053188907354,5.5507653866849154,5.3102861236390986,null,null,null,null,5.086004955219499,5.1582157682643848,4.2379015348811171,3.6415572478006144]

{"sheet":"3.4 Operational data","index":20,"n_rows":91,"n_cols":10,"rows_kept":91,"cut":false,"hidden":false,"merged":[[6,3,6,9],[6,2,7,2],[5,3,5,9]]}
[null,{"$f":"SheetHeader","v":"REGULATORY REPORTING STATEMENT"}]
[null,{"$f":"dms_TradingName","v":"TasNetworks (D)"}]
[null,{"$f":"dms_Reg_Year_Span","v":"2017-18 to 2018-19"}]
[null,"3.4 OPERATIONAL DATA"]
[]
[null,null,null,"Standard control services"]
[null,null,"Unit of measure","Forecast"]
[null,null,null,{"$f":"CRCP_y4","v":"2015-16"},{"$f":"CRCP_y5","v":"2016-17"},{"$f":"FRCP_y1","v":"2017-18"},{"$f":"FRCP_y2","v":"2018-19"},{"$f":"FRCP_y3","v":"2019-20"},{"$f":"FRCP_y4","v":"2020-21"},{"$f":"FRCP_y5","v":"2021-22"}]
[]
[null,"TABLE 3.4.1 - ENERGY DELIVERY"]
["DOPED01","Total energy delivered","GWh",4081.3715496901686,4073.9865383721803,4038.228484162616,3996.6160339957219]
[]
[]
[null,"Table 3.4.1.1 Energy grouping - delivery by chargeable quantity"]
["DOPED0201","Energy Delivery where time of use is not a determinant","GWh",3011.6112475176374,2997.4964274820409,2961.3144962955589,2921.4973923471621]
["DOPED0202","Energy Delivery at On-peak times","GWh",364.61305779621699,369.86297330365193,366.53200122303724,362.61069682502358]
["DOPED0203","Energy Delivery at Shoulder times ","GWh",219.30473885399263,220.92071963690037,216.62602795546775,215.06471120686336]
["DOPED0204","Energy Delivery at Off-peak times","GWh",394.84734047450127,396.26751663259154,405.66503413229992,410.77628594541352]
["DOPED0205","Controlled load energy deliveries","GWh",57.139927860433815,56.837972711363705,55.987543672788938,55.088018968135422]
["DOPED0206","Energy Delivery to unmetered supplies","GWh",33.855237187386791,32.600928605631985,32.103380883463167,31.578928703124607]
[]
[null,"Table 3.4.1.2 Energy - received from TNSP and other DNSPs by time of receipt"]
["DOPED0301","Energy into DNSP network  at On-peak times","GWh"]
["DOPED0302","Energy into DNSP network  at Shoulder times ","GWh"]
["DOPED0303","Energy into DNSP network  at Off-peak times","GWh"]
["DOPED0304","Energy received from TNSP and other DNSPs not included in the above categories","GWh",3979.5791966612401,3979.5791966612401,3917.2351383080199,3865.8343258643599]
[]
[null,"Table 3.4.1.3 Energy - received into DNSP system from embedded generation by time of receipt"]
["DOPED0401","Energy into DNSP network  at On-peak times from non-residential embedded generation","GWh"]
["DOPED0402","Energy into DNSP network  at Shoulder times from non-residential embedded generation","GWh"]
["DOPED0403","Energy into DNSP network  at Off-peak times from non-residential embedded generation","GWh"]
["DOPED0404","Energy received from embedded generation not included in above categories from non-residential embedded generation","GWh",74.591519749442895,79.5970474988858,84.602575248328705,89.608102997771496]
["DOPED0405","Energy into DNSP network  at On-peak times from residential embedded generation","GWh"]
["DOPED0406","Energy into DNSP network  at Shoulder times from residential embedded generation","GWh"]
["DOPED0407","Energy into DNSP network  at Off-peak times from residential embedded generation","GWh"]
["DOPED0408","Energy received from embedded generation not included in above categories from residential embedded generation","GWh",64.159412250557097,68.464884501114199,72.770356751671301,77.075829002228502]
[]
[null,"Table 3.4.1.4 Energy grouping  - customer type or class"]
["DOPED0501","Residential customers energy deliveries","GWh",1831.9468167339624,1822.2659194201512,1795.0005582548295,1766.1611550394705]
["DOPED0502","Non residential customers not on demand tariffs energy deliveries","GWh",926.26977597872155,936.79114309627482,923.05123948477933,908.06079496770099]
["DOPED0503","Non-residential low voltage demand tariff customers energy deliveries","GWh",509.69739422695028,516.77020797669184,526.82239133749783,535.55234995429328]
["DOPED0504","Non-residential high voltage demand tariff customers energy deliveries","GWh",779.44055226253056,765.39425450721455,761.09836025871516,755.12170529183652]
["DOPED0505","Other Customer Class Energy Deliveries","GWh",33.855237187386791,32.600928605631985,32.103380883463167,31.578928703124607]
[]
[null,"TABLE 3.4.3 - SYSTEM DEMAND"]
[null,"Table 3.4.3.1 Annual system maximum demand characteristics at the zone substation level – MW measure"]
["DOPSD0102","Non–coincident Summated Weather Adjusted System Annual Maximum Demand 10% POE","MW ",266.77999999999997,277.13,280.26,284.8,289.75,294.70999999999998,299.3]
["DOPSD0103","Non–coincident Summated Weather Adjusted System Annual Maximum Demand 50% POE","MW ",259.13,269.52999999999997,272.66000000000003,277.14999999999998,282.05,287,291.52999999999997]
["DOPSD0105","Coincident Weather Adjusted System Annual Maximum Demand 10% POE","MW ",246.13,255.52,258.42,262.63,267.22000000000003,271.82,276.07]
["DOPSD0106","Coincident Weather Adjusted System Annual Maximum Demand 50% POE","MW ",239.03,248.46,251.36,255.52,260.07,264.66000000000003,268.86]
[]
[null,"Table 3.4.3.2 Annual system maximum demand characteristics at the transmission connection point  – MW measure"]
["DOPSD0108","Non–coincident Summated Weather Adjusted System Annual Maximum Demand 10% POE","MW ",1077.52,1088.55,1100.71,1118.3699999999999,1137.58,1156.8599999999999,1174.71]
["DOPSD0109","Non–coincident Summated Weather Adjusted System Annual Maximum Demand 50% POE","MW ",1056.23,1067.25,1079.52,1097.08,1116.3,1135.69,1153.43]
["DOPSD0111","Coincident Weather Adjusted System Annual Maximum Demand 10% POE","MW ",1004.42,1014.18,1025.44,1041.81,1059.6199999999999,1077.48,1094.02]
["DOPSD0112","Coincident Weather Adjusted System Annual Maximum Demand 50% POE","MW ",984.43,994.19,1005.56,1021.83,1039.6300000000001,1057.5899999999999,1074.03]
[]
[null,"Table 3.4.3.3 Annual system maximum demand characteristics at the zone substation level – MVA measure"]
["DOPSD0202","Non–coincident Summated Weather Adjusted System Annual Maximum Demand 10% POE"," MVA",273.34016393442619,283.94467213114757,287.15163934426226,291.80327868852459,296.875,301.95696721311475,306.65983606557381]
["DOPSD0203","Non–coincident Summated Weather Adjusted System Annual Maximum Demand 50% POE"," MVA",265.50204918032802,276.15778688524603,279.364754098361,283.96516393442602,288.98565573770492,294.05737704918033,298.69877049180326]
["DOPSD0205","Coincident Weather Adjusted System Annual Maximum Demand 10% POE"," MVA",252.18237704918033,261.80327868852459,264.77459016393448,269.08811475409834,273.7909836065574,278.50409836065575,282.85860655737707]
["DOPSD0206","Coincident Weather Adjusted System Annual Maximum Demand 50% POE"," MVA",244.90778688524591,254.56967213114754,257.5409836065574,261.80327868852459,266.46516393442624,271.16803278688531,275.47131147540983]
[]
[null,"Table 3.4.3.4 Annual system maximum demand characteristics at the transmission connection point – MVA measure"]
["DOPSD0208","Non–coincident Summated Weather Adjusted System Annual Maximum Demand 10% POE"," MVA",1093.4614858326197,1105.2080843637225,1117.5516873732254,1135.4706556857777,1154.950419961873,1174.5219027731373,1192.6202418602952]
["DOPSD0209","Non–coincident Summated Weather Adjusted System Annual Maximum Demand 50% POE"," MVA",1071.85194244385,1083.58847151953,1096.03121524325,1113.85029408023,1133.3511085674709,1153.0218928885488,1171.0209270690764]
["DOPSD0211","Coincident Weather Adjusted System Annual Maximum Demand 10% POE"," MVA",1019.28,1029.7,1041.1300000000001,1057.74,1075.8,1093.93,1110.7]
["DOPSD0212","Coincident Weather Adjusted System Annual Maximum Demand 50% POE"," MVA",998.99,1009.41,1020.94,1037.45,1055.51,1073.73,1090.4100000000001]
[]
[null,"Table 3.4.3.5 Power factor conversion between MVA and MW"]
["DOPSD0301","Average overall network power factor conversion between MVA and MW","Factor",0.98599999999999999,0.98599999999999999,0.98599999999999999,0.98599999999999999]
["DOPSD0302","Average power factor conversion for  low voltage distribution lines","Factor",0.98599999999999999,0.98599999999999999,0.98599999999999999,0.98599999999999999]
["DOPSD0303","Average power factor conversion for 3.3 kV lines","Factor",0,0,0,0]
["DOPSD0304","Average power factor conversion for 6.6 kV lines","Factor",0.81399999999999995,0.81399999999999995,0.81399999999999995,0.81399999999999995]
["DOPSD0305","Average power factor conversion for 7.6 kV lines","Factor",0,0,0,0]
["DOPSD0306","Average power factor conversion for 11 kV lines","Factor",0.98599999999999999,0.98599999999999999,0.98599999999999999,0.98599999999999999]
["DOPSD0307","Average power factor conversion for  SWER lines","Factor",0.98899999999999999,0.98899999999999999,0.98899999999999999,0.98899999999999999]
["DOPSD0308","Average power factor conversion for 22 kV lines","Factor",0.98899999999999999,0.98899999999999999,0.98899999999999999,0.98899999999999999]
["DOPSD0309","Average power factor conversion for 33 kV lines","Factor",0.97599999999999998,0.97599999999999998,0.97599999999999998,0.97599999999999998]
["DOPSD0310","Average power factor conversion for 44 kV lines","Factor",0.94299999999999995,0.94299999999999995,0.94299999999999995,0.94299999999999995]
["DOPSD0311","Average power factor conversion for 66 kV lines","Factor",0,0,0,0]
["DOPSD0312","Average power factor conversion for 110 kV lines","Factor",0,0,0,0]
["DOPSD0313","Average power factor conversion for 132 kV lines","Factor",0,0,0,0]
["DOPSD0314","Average power factor conversion for 220 kV lines","Factor",0,0,0,0]
[]
[null,"Table 3.4.3.6 Demand supplied (for customers charged on this basis) – MW measure"]
["DOPSD0401","Summated Chargeable Contracted Maximum Demand","MW ",0,0,0,0]
["DOPSD0402","Summated Chargeable Measured Maximum Demand ","MW ",0,0,10.39720621768047,20.616889875631603]
[null,"Table 3.4.3.7 Demand supplied (for customers charged on this basis) – MVA measure"]
["DOPSD0403","Summated Chargeable Contracted Maximum Demand"," MVA",154.75497983626687,153.84538116778785,153.37160767607782,153.3198872304435]
["DOPSD0404","Summated Chargeable Measured Maximum Demand "," MVA",120.62754683148576,123.59272826281084,124.56665176355428,126.05485035770624]

{"sheet":"3.5 Physical assets","index":21,"n_rows":90,"n_cols":10,"rows_kept":90,"cut":false,"hidden":false,"merged":[[6,3,6,9],[6,2,7,2]]}
[null,{"$f":"SheetHeader","v":"REGULATORY REPORTING STATEMENT"}]
[null,{"$f":"dms_TradingName","v":"TasNetworks (D)"}]
[null,{"$f":"dms_Reg_Year_Span","v":"2017-18 to 2018-19"}]
[null,"3.5 PHYSICAL ASSETS DATA"]
[]
[]
[null,null,"Unit of measure","Forecast"]
[null,null,null,{"$f":"CRCP_y4","v":"2015-16"},{"$f":"CRCP_y5","v":"2016-17"},{"$f":"FRCP_y1","v":"2017-18"},{"$f":"FRCP_y2","v":"2018-19"},{"$f":"FRCP_y3","v":"2019-20"},{"$f":"FRCP_y4","v":"2020-21"},{"$f":"FRCP_y5","v":"2021-22"}]
[]
[null,"TABLE 3.5.1 - NETWORK CAPACITIES VARIABLES"]
[null,"Circuit length"]
[null,"Table 3.5.1.1 Overhead network length of circuit at each voltage"]
["DPA0101","Overhead low voltage distribution","km",4985.3719999999994,5001.3449999999975,5017.3179999999993,5033.2909999999974,5049.2639999999992,5065.2369999999974,5081.2099999999991]
["DPA0102","Overhead 2.2 kV","km",0,0,0,0,0,0,0]
["DPA0103","Overhead 7.6 kV","km",6.1303999999999998,6.1379999999999999,6.1456,6.1532,6.1608000000000001,6.1684000000000001,6.1760000000000002]
["DPA0104","Overhead 11 kV","km",0,0,0,0,0,0,0]
["DPA0105","Overhead SWER","km",2966.7244000000001,2971.683,2976.6416000000017,2981.6002000000017,2986.5588000000016,2991.5174000000015,2996.4760000000015]
["DPA0106","Overhead 22 kV","km",484.23479999999972,482.27099999999973,480.30719999999974,478.34339999999975,476.37959999999975,474.41579999999976,472.45199999999977]
["DPA0107","Overhead 33 kV","km",11689.703600000008,11771.472000000009,11853.24040000001,11935.008800000011,12016.777200000011,12098.545600000012,12180.314000000013]
["DPA0108","Overhead 44 kV","km",87.582799999999992,87.600999999999999,87.619199999999992,87.637399999999985,87.655599999999993,87.673799999999986,87.691999999999979]
["DPA0109","Overhead 66 kV","km",46.636800000000001,46.646000000000001,46.655200000000001,46.664400000000001,46.6736,46.6828,46.692]
["DPA0110","Overhead 132 kV","km",0,0,0,0,0,0,0]
["DPA0111","Overhead 6.6kv","km",0,0,0,0,0,0,0]
["DPA0112","Overhead 110kV","km",0,0,0,0,0,0,0]
["DPA0113","Overhead 220kV","km",0,0,0,0,0,0,0]
["DPA0114","Other ","km",0,0,0,0,0,0,0]
["DPA01","Total overhead circuit km","km",{"$f":"SUM(D13:D26)","v":20266.384800000007},{"$f":"SUM(E13:E26)","v":20367.156000000006},20467.927200000013,20568.698400000008,20669.469600000008,20770.24080000001,20871.01200000001]
[]
[null,"Table 3.5.1.2 Underground network circuit length at each voltage"]
["DPA0201","Underground low voltage distribution","km",1276.3312000000005,1307.038999999997,1337.7468000000008,1368.4545999999973,1399.1624000000011,1429.8701999999976,1460.5779999999941]
["DPA0202","Underground 5 kV","km",0,0,0,0,0,0,0]
["DPA0203","Underground 6.6 Kv","km",0.10400000000000009,0.10499999999999998,0.10600000000000032,0.10700000000000021,0.1080000000000001,0.10899999999999999,0.11000000000000032]
["DPA0204","Underground 7.6 kV","km",0,0,0,0,0,0,0]
["DPA0205","Underground 11 kV","km",629.28720000000067,634.23400000000038,639.18080000000009,644.1275999999998,649.07439999999951,654.02120000000104,658.96800000000076]
["DPA0206","Underground SWER","km",5.9380000000000024,5.9570000000000007,5.9759999999999991,5.9949999999999974,6.0139999999999958,6.0330000000000013,6.0519999999999996]
["DPA0207","Underground 22 kV","km",535.16760000000068,543.17699999999968,551.1864000000005,559.19579999999951,567.20520000000033,575.21459999999934,583.22400000000016]
["DPA0208","Underground 33 kV","km",70.905999999999949,72.894999999999982,74.884000000000015,76.873000000000047,78.86200000000008,80.851000000000113,82.840000000000146]
["DPA0209","Underground 66 kV","km",0,0,0,0,0,0,0]
["DPA0210","Underground 110 kV","km",0,0,0,0,0,0,0]
["DPA0211","Underground 132 kV","km",0,0,0,0,0,0,0]
["DPA0212","Other ","km",0,0,0,0,0,0,0]
["DPA02","Total underground circuit km","km",{"$f":"SUM(D30:D41)","v":2517.7340000000022},{"$f":"SUM(E30:E41)","v":2563.406999999997},2609.0800000000013,2654.7529999999965,2700.4260000000013,2746.0989999999979,2791.7719999999949]
[]
[null,"Circuit Capacity MVA"]
[null,"Table 3.5.1.3 Estimated overhead network weighted average MVA capacity by voltage class"]
["DPA0301","Overhead low voltage distribution","MVA",0.13400000000000001,0.13400000000000001,0.13400000000000001,0.13400000000000001,0.13400000000000001,0.13400000000000001,0.13400000000000001]
["DPA0302","Overhead 6.6 kV","MVA",9.9000000000000005E-2,9.9000000000000005E-2,9.9000000000000005E-2,9.9000000000000005E-2,9.9000000000000005E-2,9.9000000000000005E-2,9.9000000000000005E-2]
["DPA0303","Overhead 7.6 kV","MVA",0,0,0,0,0,0,0]
["DPA0304","Overhead 11 kV","MVA",4.258,4.258,4.258,4.258,4.258,4.258,4.258]
["DPA0305","Overhead SWER","MVA",0.64100000000000001,0.64100000000000001,0.64100000000000001,0.64100000000000001,0.64100000000000001,0.64100000000000001,0.64100000000000001]
["DPA0306","Overhead 22 kV","MVA",7.2779999999999996,7.2779999999999996,7.2779999999999996,7.2779999999999996,7.2779999999999996,7.2779999999999996,7.2779999999999996]
["DPA0307","Overhead 33 kV","MVA",23.161000000000001,23.161000000000001,23.161000000000001,23.161000000000001,23.161000000000001,23.161000000000001,23.161000000000001]
["DPA0308","Overhead 44 kV","MVA",29.704000000000001,29.704000000000001,29.704000000000001,29.704000000000001,29.704000000000001,29.704000000000001,29.704000000000001]
["DPA0309","Overhead 66 kV","MVA",0,0,0,0,0,0,0]
["DPA0310","Overhead 110 kV","MVA",0,0,0,0,0,0,0]
["DPA0311","Overhead 132 kV","MVA",0,0,0,0,0,0,0]
["DPA0312","Overhead 220 kV","MVA",0,0,0,0,0,0,0]
["DPA0313","Other ","MVA",0,0,0,0,0,0,0]
[]
[null,"Table 3.5.1.4 Estimated underground network weighted average MVA capacity by voltage class"]
["DPA0401","Underground low voltage distribution","MVA",0.26,0.26,0.26,0.26,0.26,0.26,0.26]
["DPA0402","Underground 5 kV","MVA",0,0,0,0,0,0,0]
["DPA0403","Underground 6.6 kV","MVA",4.3600000000000003,4.3600000000000003,4.3600000000000003,4.3600000000000003,4.3600000000000003,4.3600000000000003,4.3600000000000003]
["DPA0404","Underground 7.6 kV","MVA",0,0,0,0,0,0,0]
["DPA0405","Underground 11 kV","MVA",5.9039999999999999,5.9039999999999999,5.9039999999999999,5.9039999999999999,5.9039999999999999,5.9039999999999999,5.9039999999999999]
["DPA0406","Underground SWER","MVA",0.432,0.432,0.432,0.432,0.432,0.432,0.432]
["DPA0407","Underground 12.7 kV","MVA",0,0,0,0,0,0,0]
["DPA0408","Underground 22 kV","MVA",11.394,11.394,11.394,11.394,11.394,11.394,11.394]
["DPA0409","Underground 33 kV","MVA",25.757999999999999,25.757999999999999,25.757999999999999,25.757999999999999,25.757999999999999,25.757999999999999,25.757999999999999]
["DPA0410","Underground 66 kV","MVA",0,0,0,0,0,0,0]
["DPA0411","Underground 110 kV","MVA",0,0,0,0,0,0,0]
["DPA0412","Underground 132 kV","MVA",0,0,0,0,0,0,0]
["DPA0413","Other","MVA",0.47599999999999998,0.47599999999999998,0.47599999999999998,0.47599999999999998,0.47599999999999998,0.47599999999999998,0.47599999999999998]
[]
[null,"TABLE 3.5.2 - TRANSFORMER CAPACITIES VARIABLES"]
[null,"Table 3.5.2.1 Distribution transformer total installed capacity"]
["DPA0501","Distribution transformer capacity owned by utility","MVA",3681.3844642857143,3759.7999285714286,3838.2153928571429,3916.6308571428572,3995.0463214285714,4073.4617857142857,4151.8772500000005]
["DPA0502","Distribution transformer capacity owned by High Voltage Customers","MVA",182.89226666666667,187.91610909090909,192.93995151515151,197.96379393939395,202.98763636363637,208.01147878787879,213.0353212121212]
["DPA0503","Cold spare capacity included in DPA0501","MVA",40.994500000000002,40.994500000000002,40.994500000000002,40.994500000000002,40.994500000000002,40.994500000000002,40.994500000000002]
[]
[null,"Table 3.5.2.2 Zone substation transformer capacity"]
["DPA0601","Total installed capacity for first step transformation where there are two steps to reach distribution voltage","MVA",0,0,0,0,0,0,0]
["DPA0602","Total installed capacity for second step transformation where there are two steps to reach distribution voltage","MVA",0,0,0,0,0,0,0]
["DPA0603","Total zone substation transformer capacity where there is only a single step transformation to reach distribution voltage","MVA",700,700,700,700,700,700,700]
["DPA0604","Total zone substation transformer  capacity ","MVA",700,700,700,700,700,700,700]
["DPA0605","Cold spare capacity of zone substation transformers included in DPA0604","MVA",0,0,0,0,0,0,0]
[]
[null,"TABLE 3.5.3 - PUBLIC LIGHTING"]
["DPA0701","Public lighting luminaires","0's",42878,43181,43293,43662,44049,44459,44917]
["DPA0702","Public lighting poles","0's",1604,0,0,0,0,0,0]

{"sheet":"3.6 Quality of service","index":22,"n_rows":19,"n_cols":10,"rows_kept":19,"cut":false,"hidden":false,"merged":[[6,3,6,9],[6,2,7,2]]}
[null,{"$f":"SheetHeader","v":"REGULATORY REPORTING STATEMENT"}]
[null,{"$f":"dms_TradingName","v":"TasNetworks (D)"}]
[null,{"$f":"dms_Reg_Year_Span","v":"2017-18 to 2018-19"}]
[null,"3.6 QUALITY OF SERVICE DATA"]
[]
[]
[null,null,"Unit of measure","Forecast"]
[null,null,null,{"$f":"CRCP_y4","v":"2015-16"},{"$f":"CRCP_y5","v":"2016-17"},{"$f":"FRCP_y1","v":"2017-18"},{"$f":"FRCP_y2","v":"2018-19"},{"$f":"FRCP_y3","v":"2019-20"},{"$f":"FRCP_y4","v":"2020-21"},{"$f":"FRCP_y5","v":"2021-22"}]
[]
[null,"TABLE 3.6.2 - ENERGY NOT SUPPLIED"]
["DQS0201","Energy Not Supplied (planned)","GWh",0.27309999999999945,0.23219999999999175,0.19129999999999825,0.15039999999999054,0.10949999999999704,6.8599999999989336E-2,2.7699999999995839E-2]
["DQS0202","Energy Not Supplied (unplanned)","GWh",1.956799999999987,2.1511999999999603,2.3455999999999904,2.5399999999999636,2.7343999999999937,2.928799999999967,3.1231999999999971]
["DQS02","Total","GWh",{"$f":"SUM(D11:D12)","v":2.2298999999999864},{"$f":"SUM(E11:E12)","v":2.383399999999952},2.5368999999999886,2.6903999999999542,2.8438999999999908,2.9973999999999563,3.1508999999999929]
[]
[null,"TABLE 3.6.3 - SYSTEM LOSSES"]
["DQS03","System losses","%",0.89741657017267129,1.2998850104117257,0.89283664701589449,0.8903176524105445]
[]
[null,"TABLE 3.6.4 - CAPACITY UTILISATION"]
[null,"Overall utilisation","%",37.928864171428572,39.451112414285717,39.90925058571429,40.566451985714288]

{"sheet":"3.7 Operating Environment","index":23,"n_rows":32,"n_cols":10,"rows_kept":32,"cut":false,"hidden":false,"merged":[[6,3,6,9],[6,2,7,2]]}
[null,{"$f":"SheetHeader","v":"REGULATORY REPORTING STATEMENT"}]
[null,{"$f":"dms_TradingName","v":"TasNetworks (D)"}]
[null,{"$f":"dms_Reg_Year_Span","v":"2017-18 to 2018-19"}]
[null,"3.7 OPERATING ENVIRONMENT FACTORS"]
[]
[]
[null,null,"Unit of measure","Forecast"]
[null,null,null,{"$f":"CRCP_y4","v":"2015-16"},{"$f":"CRCP_y5","v":"2016-17"},{"$f":"FRCP_y1","v":"2017-18"},{"$f":"FRCP_y2","v":"2018-19"},{"$f":"FRCP_y3","v":"2019-20"},{"$f":"FRCP_y4","v":"2020-21"},{"$f":"FRCP_y5","v":"2021-22"}]
[]
["DOEF01","TABLE 3.7.1 - DENSITY FACTORS"]
["DOEF0101","Customer density","Customer / km",16.099361588396164,16.061184496725794,16.022064808008817,15.982026209507744]
["DOEF0102","Energy density","MWh/customer",14.302084493025411,14.161570842404835,13.925454014333702,13.673040393554963]
["DOEF0103","Demand density","kVA / customer",0.93038153828902226,0.95995115006656728,0.9633632796416417,0.97148866024173874]
[]
["DOEF02","TABLE 3.7.2 - TERRAIN FACTORS"]
["DOEF0201","Rural proportion","%",0.92398000000000002,0.92398000000000002,0.92398000000000002,0.92398000000000002,0.92398000000000002,0.92398000000000002,0.92398000000000002]
["DOEF0202","Urban and CBD vegetation maintenance spans","0's",4113.172611821893,4156.3239149840856,4199.9279185652304,4243.9893718464464,4288.5130739335691,4333.5038742798652,4378.9666732142286]
["DOEF0203","Rural vegetation maintenance spans","0's",22639.034738455171,22876.540903037403,23116.538745328784,23359.0544055258,23604.114298061777,23851.745114483932,24101.973826360569]
["DOEF0204","Total vegetation maintenance spans","0's",26752.207350277065,27032.864818021488,27316.466663894014,27603.043777372244,27892.627371995346,28185.248988763797,28480.940499574797]
["DOEF0205","Total number of spans","0's",227339,229724.01396255396,232134.04911197675,234569.36794559637,237030.23571460083,239516.92045292896,242029.69300646425]
["DOEF0206","Average urban and CBD vegetation maintenance span cycle","Years",2.2999999999999998,2.2999999999999998,2.2999999999999998,2.2999999999999998,2.2999999999999998,2.2999999999999998,2.2999999999999998]
["DOEF0207","Average rural vegetation maintenance span cycle","Years",2.2999999999999998,2.2999999999999998,2.2999999999999998,2.2999999999999998,2.2999999999999998,2.2999999999999998,2.2999999999999998]
["DOEF0208","Average number of trees per urban and CBD vegetation maintenance span","Trees",16.309593690414438,16.309593690414438,16.309593690414438,16.309593690414438,16.309593690414438,16.309593690414438,16.309593690414438]
["DOEF0209","Average number of trees per rural vegetation maintenance span","Trees",42.449706667560484,42.449706667560484,42.449706667560484,42.449706667560484,42.449706667560484,42.449706667560484,42.449706667560484]
["DOEF0210","Average number of defects per urban and CBD vegetation maintenance span","Defects",2.8470543931192993,2.8470543931192993,2.8470543931192993,2.8470543931192993,2.8470543931192993,2.8470543931192993,2.8470543931192993]
["DOEF0211","Average number of defects per rural vegetation maintenance span","Defects",5.8130136879772625,5.8130136879772625,5.8130136879772625,5.8130136879772625,5.8130136879772625,5.8130136879772625,5.8130136879772625]
["DOEF0212","Tropical proportion","Spans",0,0,0,0,0,0,0]
["DOEF0213","Standard vehicle access","km",770.59437537668362,778.67868270951669,786.8478025288407,795.10262460264312,803.44404803346936,811.87298135635149,820.39034263776466]
["DOEF0214","Bushfire risk","Spans",5261.6266487625016,5316.826385820571,5372.6052234448116,5428.9692369805716,5485.9245655096602,5543.4774125190088,5601.6340465763433]
[]
["DOEF03 ","TABLE 3.7.3 - SERVICE AREA FACTORS"]
["DOEF0301","Route Line length","km",17725.4854755038,17911.443583668799,18099.3525787666,18289.232927556499,18481.105311514493,18674.990629086013,18870.909997962161]

{"sheet":"4.1 Public lighting","index":24,"n_rows":147,"n_cols":11,"rows_kept":147,"cut":false,"hidden":false,"merged":[[46,2,46,3],[47,2,47,3],[60,2,60,3],[61,2,61,3],[62,2,62,3],[7,4,7,10],[26,4,26,10],[28,2,28,3],[29,2,29,3],[45,2,45,3],[27,2,27,3],[30,2,30,3],[31,2,31,3],[32,2,32,3],[33,2,33,3],[34,2,34,3],[35,2,35,3],[36,2,36,3],[37,2,37,3],[38,2,38,3],[39,2,39,3],[40,2,40,3],[41,2,41,3],[42,2,42,3],[68,2,68,3],[69,2,69,3],[70,2,70,3],[71,2,71,3],[72,2,72,3],[63,2,63,3],[64,2,64,3],[65,2,65,3],[66,2,66,3],[67,2,67,3],[78,2,78,3],[79,2,79,3],[80,2,80,3],[81,2,81,3],[82,2,82,3],[73,2,73,3],[74,2,74,3],[75,2,75,3],[76,2,76,3],[77,2,77,3],[117,2,117,3],[118,2,118,3],[119,2,119,3],[86,2,86,3],[87,2,87,3],[88,2,88,3],[89,2,89,3],[90,2,90,3],[111,2,111,3],[112,2,112,3],[113,2,113,3],[114,2,114,3],[115,2,115,3],[116,2,116,3],[98,2,98,3],[99,2,99,3],[100,2,100,3],[101,2,101,3],[102,2,102,3],[103,2,103,3],[104,2,104,3],[105,2,105,3],[125,2,125,3],[126,2,126,3],[127,2,127,3],[128,2,128,3],[129,2,129,3],[120,2,120,3],[121,2,121,3],[122,2,122,3],[123,2,123,3],[124,2,124,3],[168,2,168,3],[169,2,169,3],[170,2,170,3],[171,2,171,3],[172,2,172,3],[143,2,143,3],[144,2,144,3],[145,2,145,3],[146,2,146,3],[167,2,167,3],[151,2,151,3],[152,2,152,3],[153,2,153,3],[154,2,154,3],[155,2,155,3],[156,2,156,3],[157,2,157,3],[158,2,158,3],[159,2,159,3],[160,2,160,3],[161,2,161,3],[162,2,162,3],[163,2,163,3],[164,2,164,3],[178,2,178,3],[179,2,179,3],[180,2,180,3],[181,2,181,3],[182,2,182,3],[173,2,173,3],[174,2,174,3],[175,2,175,3],[176,2,176,3],[177,2,177,3],[188,2,188,3],[189,2,189,3],[190,2,190,3],[191,2,191,3],[192,2,192,3],[183,2,183,3],[184,2,184,3],[185,2,185,3],[186,2,186,3],[187,2,187,3],[198,2,198,3],[199,2,199,3],[200,2,200,3],[201,2,201,3],[202,2,202,3],[193,2,193,3],[194,2,194,3],[195,2,195,3],[196,2,196,3],[197,2,197,3],[43,2,43,3],[44,2,44,3],[91,2,91,3],[92,2,92,3],[93,2,93,3],[94,2,94,3],[95,2,95,3],[96,2,96,3],[97,2,97,3],[48,2,48,3],[49,2,49,3],[50,2,50,3],[51,2,51,3],[52,2,52,3],[53,2,53,3],[54,2,54,3],[55,2,55,3],[56,2,56,3],[57,2,57,3],[58,2,58,3],[59,2,59,3],[85,2,85,3],[83,2,83,3],[84,2,84,3],[165,2,165,3],[166,2,166,3],[106,2,106,3],[107,2,107,3],[108,2,108,3],[109,2,109,3],[110,2,110,3],[147,2,147,3],[148,2,148,3],[149,2,149,3],[150,2,150,3],[140,2,140,3],[141,2,141,3],[142,2,142,3],[135,2,135,3],[136,2,136,3],[137,2,137,3],[138,2,138,3],[139,2,139,3],[130,2,130,3],[131,2,131,3],[132,2,132,3],[133,2,133,3],[134,2,134,3]]}
[null,{"$f":"SheetHeader","v":"REGULATORY REPORTING STATEMENT"}]
[null,{"$f":"dms_TradingName","v":"TasNetworks (D)"}]
[null,{"$f":"dms_Reg_Year_Span","v":"2017-18 to 2018-19"}]
[null,"4.1 PUBLIC LIGHTING"]
[]
[]
[null,"TABLE 4.1.2 - DESCRIPTOR METRICS ANNUALLY"]
[null,null,null,"Unit of Measure","VOLUMES & EXPENDITURE"]
[null,"SERVICE/SERVICE QUALITY","DESCRIPTOR METRIC",null,{"$f":"CRCP_y4","v":"2015-16"},{"$f":"CRCP_y5","v":"2016-17"},{"$f":"FRCP_y1","v":"2017-18"},{"$f":"FRCP_y2","v":"2018-19"},{"$f":"FRCP_y3","v":"2019-20"},{"$f":"FRCP_y4","v":"2020-21"},{"$f":"FRCP_y5","v":"2021-22"}]
[null,"LIGHT INSTALLATION ","Number of lights installed","0's",310,410,410,410,410,410,410]
[null,null,"Number of poles installed ","0's",0,0,0,0,0,0,0]
[null,null,"Total expenditure","$0's",553848.4115085263,338560.74900000001,338560.74900000001,338560.74900000001]
[null,"LIGHT REPLACEMENT","Number of lights replaced","0's",2550,4610,4610,4600,2590,1580,1580]
[null,null,"Number of poles replaced","0's",35,45,50,50,55,55,60]
[null,null,"Total expenditure","$0's",1012683.2201199919,3373463.7787000001,3014938.9650000003,3009093.5704000001]
[null,"LIGHT MAINTENANCE","Number of lights maintained","0's",10755,8135,7650,7613,7675,7738,7800]
[null,null,"Number of poles maintained","0's",0,0,0,0,0,0,0]
[null,null,"Total expenditure","$0's",2551136.6672678958,2107485.6222999999,2047491.4133000001,2117205.6722000004]
[null,"QUALITY OF SUPPLY","Mean days to rectify/replace public lighting assets ","days",9,8,8,8]
[null,null,"GSO breaches","0's",6,12,12,12]
[null,null,"GSL payments ","$0's",0,0,0,0]
[null,null,"Customer complaints ","0's",30,30,30,30]
[]
[]
[]
[null,"TABLE 4.1.3 - COST METRICS"]
[null,null,null,null,{"$f":"CONCATENATE(\"AVERAGE UNIT COST \n($0's, real \",dms_DollarReal, \")\")","v":"AVERAGE UNIT COST \n($0's, real June 2017)"}]
[null,null,"LIGHT TYPE",null,{"$f":"CRCP_y4","v":"2015-16"},{"$f":"CRCP_y5","v":"2016-17"},{"$f":"FRCP_y1","v":"2017-18"},{"$f":"FRCP_y2","v":"2018-19"},{"$f":"FRCP_y3","v":"2019-20"},{"$f":"FRCP_y4","v":"2020-21"},{"$f":"FRCP_y5","v":"2021-22"}]
[null,"LIGHT INSTALLATION","Light type"]
[]
[null,null,"250w Sodium",0,923.21726555393923,923.21726555393923,923.21726555393923,923.21726555393923]
[null,null,"18w LED",0,671.51555262568888,671.51555262568888,671.51555262568888,671.51555262568888]
[]
[]
[]
[]
[]
[]
[]
[]
[]
[]
[]
[]
[]
[]
[]
[]
[]
[]
[]
[]
[]
[]
[]
[]
[]
[]
[]
[]
[]
[]
[]
[]
[]
[]
[]
[]
[]
[]
[]
[]
[]
[]
[]
[]
[]
[]
[]
[]
[]
[]
[]
[null," LIGHT REPLACEMENT","Light type"]
[]
[null,null,"250w Sodium",0,731.18751460342526,731.18751460342526,731.18751460342526,731.18751460342526]
[null,null,"18w LED",0,531.83991056245702,531.83991056245702,531.83991056245702,531.83991056245702]
[]
[]
[]
[]
[]
[]
[]
[]
[]
[]
[]
[]
[]
[]
[]
[]
[]
[]
[]
[]
[]
[]
[]
[]
[]
[]
[]
[]
[]
[]
[]
[]
[]
[]
[]
[]
[]
[]
[]
[]
[]
[]
[]
[]
[]
[]
[]
[]
[]
[]
[]
[]
[]
[]
[]
[]
[null,"LIGHT MAINTENANCE ","Light type"]
[]
[null,null,"250w Sodium",0,431.73630207195089,431.73630207195089,431.73630207195089,431.73630207195089]
[null,null,"18w LED",0,134.39816699097435,134.39816699097435,134.39816699097435,134.39816699097435]

{"sheet":"4.2 Metering","index":25,"n_rows":43,"n_cols":27,"rows_kept":43,"cut":false,"hidden":false,"merged":[[7,3,7,9],[7,13,7,19],[7,20,7,26],[9,1,12,1],[13,1,16,1],[17,1,20,1],[9,11,11,11],[12,11,14,11],[15,11,17,11],[18,11,20,11],[21,11,23,11],[24,11,26,11],[27,11,29,11],[30,11,32,11],[35,11,37,11]]}
[null,{"$f":"SheetHeader","v":"REGULATORY REPORTING STATEMENT"}]
[null,{"$f":"dms_TradingName","v":"TasNetworks (D)"}]
[null,{"$f":"dms_Reg_Year_Span","v":"2017-18 to 2018-19"}]
[null,"4.2 METERING"]
[]
[]
[null,"TABLE 4.2.1 - METERING DESCRIPTOR METRIC",null,null,null,null,null,null,null,null,null,"TABLE 4.2.2 - COST METRICS"]
[null,null,null,"VOLUMES (0's)",null,null,null,null,null,null,null,null,null,{"$f":"CONCATENATE(\"EXPENDITURE \n($0's, real \",dms_DollarReal,\")\")","v":"EXPENDITURE \n($0's, real June 2017)"},null,null,null,null,null,null,"VOLUMES  (0's)"]
[null,"ASSET CATEGORY","ASSET SUBCATEGORY",{"$f":"CRCP_y4","v":"2015-16"},{"$f":"CRCP_y5","v":"2016-17"},{"$f":"FRCP_y1","v":"2017-18"},{"$f":"FRCP_y2","v":"2018-19"},{"$f":"FRCP_y3","v":"2019-20"},{"$f":"FRCP_y4","v":"2020-21"},{"$f":"FRCP_y5","v":"2021-22"},null,"SERVICE SUBCATEGORY","METER TYPE",{"$f":"CRCP_y4","v":"2015-16"},{"$f":"CRCP_y5","v":"2016-17"},{"$f":"FRCP_y1","v":"2017-18"},{"$f":"FRCP_y2","v":"2018-19"},{"$f":"FRCP_y3","v":"2019-20"},{"$f":"FRCP_y4","v":"2020-21"},{"$f":"FRCP_y5","v":"2021-22"},{"$f":"CRCP_y4","v":"2015-16"},{"$f":"CRCP_y5","v":"2016-17"},{"$f":"FRCP_y1","v":"2017-18"},{"$f":"FRCP_y2","v":"2018-19"},{"$f":"FRCP_y3","v":"2019-20"},{"$f":"FRCP_y4","v":"2020-21"},{"$f":"FRCP_y5","v":"2021-22"}]
[null,"Meter Type 4","Single phase meter population ",0,0,0,0,0,0,0,null,"Meter purchase ","Meter Type 4",0,0,0,0,0,0,0,0,0,0,0,0,0,0]
[null,null,"Multi phase meter population ",0,0,0,0,0,0,0,null,null,"Meter Type 5",0,0,0,0,0,0,0,0,0,0,0,0,0,0]
[null,null,"Current transformer connected meter population ",0,0,0,0,0,0,0,null,null,"Meter Type 6",3474067.3358303788,3206831.3869203497,935325.82118510199,0,0,0,0,13000,12000,3500,0,0,0,0]
[null,null,"Direct connect meter population ",0,0,0,0,0,0,0,null,"Meter testing ","Meter Type 4",0,0,0,0,0,0,0,0,0,0,0,0,0,0]
[null,"Meter Type 5","Single phase meter population ",0,0,0,0,0,0,0,null,null,"Meter Type 5",0,0,0,0,0,0,0,0,0,0,0,0,0,0]
[null,null,"Multi phase meter population ",0,0,0,0,0,0,0,null,null,"Meter Type 6",859387.33333333326,614836,267812,298616.66666666663,135792,255867.33333333331,190486,1367,978,426,475,216,407,303]
[null,null,"Current transformer connected meter population ",0,0,0,0,0,0,0,null,"Meter investigation ","Meter Type 4",0,0,0,0,0,0,0,0,0,0,0,0,0,0]
[null,null,"Direct connect meter population ",0,0,0,0,0,0,0,null,null,"Meter Type 5",0,0,0,0,0,0,0,0,0,0,0,0,0,0]
[null,"Meter Type 6","Single phase meter population ",387798,387423.5,382343.5,373230.5,364117.5,355004.5,345891.5,null,null,"Meter Type 6",44895,44895,44895,43398.5,41902,40405.5,38908.999999999993,750,750,750,725,700,675,650]
[null,null,"Multi phase meter population ",35094,35141,34794,33964,33134,32304,31474,null,"Scheduled meter reading ","Meter Type 4",0,0,0,0,0,0,0,0,0,0,0,0,0,0]
[null,null,"Current transformer connected meter population ",2401,2455,2430,2373,2316,2259,2202,null,null,"Meter Type 5",0,0,0,0,0,0,0,0,0,0,0,0,0,0]
[null,null,"Direct connect meter population ",420491,420109.5,414707.5,404821.5,394935.5,385049.5,375163.5,null,null,"Meter Type 6",1475002.2396039534,1527680.8910183804,1580359.5424328074,1527680.8910183806,1475002.2396039537,1422323.5881895267,1369644.9367751,1120000,1160000,1200000,1160000,1120000,1080000,1040000]
[null,null,null,null,null,null,null,null,null,null,null,"Special meter reading ","Meter Type 4",0,0,0,0,0,0,0,null,null,null,null,0,0,0]
[null,null,null,null,null,null,null,null,null,null,null,null,"Meter Type 5",0,0,0,0,0,0,0,0,0,0,0,0,0,0]
[null,null,null,null,null,null,null,null,null,null,null,null,"Meter Type 6",159147.78664472082,156892.45756719241,156892.45756719241,151662.70898161933,146432.96039604626,141203.21181047315,135973.4632249001,8115,8000,8000,8000,8000,8000,8000]
[null,null,null,null,null,null,null,null,null,null,null,"New meter installation ","Meter Type 4",0,0,0,0,0,0,0,0,0,0,0,0,0,0]
[null,null,null,null,null,null,null,null,null,null,null,null,"Meter Type 5",0,0,0,0,0,0,0,0,0,0,0,0,0,0]
[null,null,null,null,null,null,null,null,null,null,null,null,"Meter Type 6",451866.8571428571,301244.57142857142,150622.28571428571,0,0,0,0,3000,2000,1000,0,0,0,0]
[null,null,null,null,null,null,null,null,null,null,null,"Meter replacement ","Meter Type 4",0,0,0,0,0,0,0,0,0,0,0,0,0,0]
[null,null,null,null,null,null,null,null,null,null,null,null,"Meter Type 5",0,0,0,0,0,0,0,0,0,0,0,0,0,0]
[null,null,null,null,null,null,null,null,null,null,null,null,"Meter Type 6",1506222.857142857,1506222.857142857,376555.71428571426,0,0,0,0,10000,10000,2500,0,0,0,0]
[null,null,null,null,null,null,null,null,null,null,null,"Meter maintenance ","Meter Type 4",0,0,0,0,0,0,0,0,0,0,0,0,0,0]
[null,null,null,null,null,null,null,null,null,null,null,null,"Meter Type 5",0,0,0,0,0,0,0,0,0,0,0,0,0,0]
[null,null,null,null,null,null,null,null,null,null,null,null,"Meter Type 6",179580,179580,333125,327139,321153,315167,309181,750,750,750,725,700,675,650]
[null,null,null,null,null,null,null,null,null,null,null,"Remote meter reading ","Meter Type 4",0,0,0,0,0,0,0,0,0,0,0,0,0,0]
[null,null,null,null,null,null,null,null,null,null,null,"Remote meter re-configuration ","Meter Type 4",0,0,0,0,0,0,0,0,0,0,0,0,0,0]
[null,null,null,null,null,null,null,null,null,null,null,"Other metering ","Meter Type 4"]
[null,null,null,null,null,null,null,null,null,null,null,null,"Meter Type 5"]
[null,null,null,null,null,null,null,null,null,null,null,null,"Meter Type 6"]
[null,null,null,null,null,null,null,null,null,null,null,null,"Meter Type 7"]
[null,null,null,null,null,null,null,null,null,null,null,"IT infrastructure capex ","Meter Type 4"]
[null,null,null,null,null,null,null,null,null,null,null,"IT infrastructure opex ","Meter Type 4"]
[null,null,null,null,null,null,null,null,null,null,null,"Communications infrastructure capex ","Meter Type 4"]
[null,null,null,null,null,null,null,null,null,null,null,"Communications infrastructure opex ","Meter Type 4"]

{"sheet":"4.3 Fee-based services","index":26,"n_rows":479,"n_cols":17,"rows_kept":479,"cut":false,"hidden":false,"merged":[[6,3,6,9],[6,10,6,16],[6,1,7,1],[6,2,7,2]]}
[null,{"$f":"SheetHeader","v":"REGULATORY REPORTING STATEMENT"}]
[null,{"$f":"dms_TradingName","v":"TasNetworks (D)"}]
[null,{"$f":"dms_Reg_Year_Span","v":"2017-18 to 2018-19"}]
[null,"4.3 ANCILLARY SERVICES - FEE BASED SERVICES"]
[]
[null,"TABLE 4.3.1 - COST METRICS FOR FEE-BASED SERVICES"]
[null,"SERVICE","SERVICE SUBCATEGORY",{"$f":"CONCATENATE(\"EXPENDITURE \n($0's, real \", dms_DollarReal, \")\")","v":"EXPENDITURE \n($0's, real June 2017)"},null,null,null,null,null,null,"VOLUMES (0's)"]
[null,null,null,{"$f":"CRCP_y4","v":"2015-16"},{"$f":"CRCP_y5","v":"2016-17"},{"$f":"FRCP_y1","v":"2017-18"},{"$f":"FRCP_y2","v":"2018-19"},{"$f":"FRCP_y3","v":"2019-20"},{"$f":"FRCP_y4","v":"2020-21"},{"$f":"FRCP_y5","v":"2021-22"},{"$f":"CRCP_y4","v":"2015-16"},{"$f":"CRCP_y5","v":"2016-17"},{"$f":"FRCP_y1","v":"2017-18"},{"$f":"FRCP_y2","v":"2018-19"},{"$f":"FRCP_y3","v":"2019-20"},{"$f":"FRCP_y4","v":"2020-21"},{"$f":"FRCP_y5","v":"2021-22"}]
[null,"Common Fee-Based Services","Energisation"]
[null,"Common Fee-Based Services","De-energisation"]
[null,"Common Fee-Based Services","Re-energisation"]
[null,"Miscellaneous Fee-Based Services","Site visit - no appointment",1279139.0109608595,1279139.0109608595,2316508.7336831382,2315578.72902979,null,null,null,55812,55812,52308,52287]
[null,"Miscellaneous Fee-Based Services","Site visit – non-scheduled visit",60080.350373294335,60080.350373294335,105557.85196481949,96897.217392416351,null,null,null,1163,1163,1036,951]
[null,"Miscellaneous Fee-Based Services","Site visit – same day premium service",45776.352038131809,45776.352038131809,42997.455039382839,32964.715530193505,null,null,null,343,343,210,161]
[null,"Miscellaneous Fee-Based Services","Site visit – after hours",1377.6117842817328,1377.6117842817328,5124.5196364072381,5124.5196364072381,null,null,null,4,4,10,10]
[null,"Miscellaneous Fee-Based Services","Site visit – credit action or site issues",48069.663659248421,48069.663659248421,142894.6275835048,142801.1101570758,null,null,null,1431,1431,1528,1527]
[null,"Miscellaneous Fee-Based Services","Site visit - rectification of illegal connection",418.98998278144558,418.98998278144558,0,0,null,null,null,4,4,0,0]
[null,"Miscellaneous Fee-Based Services","Site visit - interval metering",1515.156833846888,1515.156833846888,3718.7406036569532,3807.2820466011663,null,null,null,50,50,42,43]
[null,"Miscellaneous Fee-Based Services","Tariff alteration – single phase",192017.76829518308,192017.76829518308,551165.05684503727,534078.36734464555,null,null,null,2983,2983,5774,5595]
[null,"Miscellaneous Fee-Based Services","Tariff alteration – three phase",110341.29635678019,110341.29635678019,122992.9417851841,125455.26294204463,null,null,null,1257,1257,999,1019]
[null,"Miscellaneous Fee-Based Services","Adjust time clock",0,0,0,0,null,null,null,0,0,0,0]
[null,"Miscellaneous Fee-Based Services","Install pulse outputs",3920.8254794604445,3920.8254794604445,4072.9063754338058,4338.5307042664454,null,null,null,67,67,46,49]
[null,"Miscellaneous Fee-Based Services","Remove meter",24713.494211505968,24713.494211505968,0,0,null,null,null,254,254,0,0]
[null,"Miscellaneous Fee-Based Services","Meter alteration – after hours visit",280.88995894755391,280.88995894755391,0,0,null,null,null,1,1,0,0]
[null,"Miscellaneous Fee-Based Services","Meter alteration Wasted visit",8778.1460904359737,8778.1460904359737,27883.841969524212,28431.777728750669,null,null,null,250,250,458,467]
[null,"Miscellaneous Fee-Based Services","Meter test – single phase",632.00508661859544,632.00508661859544,1438.6082678231548,1438.6082678231548,null,null,null,6,6,10,10]
[null,"Miscellaneous Fee-Based Services","Meter test – multi phase",421.33672441239707,421.33672441239707,0,0,null,null,null,2,2,0,0]
[null,"Miscellaneous Fee-Based Services","Meter test – after hours",280.88995894755391,280.88995894755391,0,0,null,null,null,1,1,0,0]
[null,"Miscellaneous Fee-Based Services","Meter test – wasted visit",105.3377530852317,105.3377530852317,0,0,null,null,null,3,3,0,0]
[null,"Miscellaneous Fee-Based Services","Remove service & meters ",33275.649686358425,33275.649686358425,55606.611999465356,55606.611999465356,null,null,null,342,342,310,310]
[null,"Miscellaneous Fee-Based Services","Supply abolishment – wasted visit",1342.6687917753361,1342.6687917753361,2400.7343411588217,2400.7343411588217,null,null,null,23,23,20,20]
[null,"Miscellaneous Fee-Based Services","Tee-up (initial 30 mins)",15089.899242128306,15089.899242128306,27176.140513566093,27698.75860036544,null,null,null,323,323,260,265]
[null,"Miscellaneous Fee-Based Services","Tee-up – no truck – after hours",148984.69575687352,148984.69575687352,0,0,null,null,null,319,319,0,0]
[null,"Miscellaneous Fee-Based Services","Tee-up – wasted visit",4144.7601833064718,4144.7601833064718,0,0,null,null,null,71,71,0,0]
[null,"Miscellaneous Fee-Based Services","Miscellaneous Service",140.44319348271074,140.44319348271074,0,0,null,null,null,3,3,0,0]
[null,"Miscellaneous Fee-Based Services","Data download",234.0719891378512,234.0719891378512,0,0,null,null,null,2,2,0,0]
[null,"Miscellaneous Fee-Based Services","Alteration to  unmetered supply",351.12584361743899,351.12584361743899,1509.6776209582888,1509.6776209582888,null,null,null,4,4,10,10]
[null,"Miscellaneous Fee-Based Services","Miscellaneous service – after hours",280.88995894755391,280.88995894755391,0,0,null,null,null,1,1,0,0]
[null,"Miscellaneous Fee-Based Services","Miscellaneous service – wasted visit",0,0,0,0,null,null,null,0,0,0,0]
[null,"Miscellaneous Fee-Based Services","Remove meter - single phase",0,0,22050.420528438448,22527.702358058326,null,null,null,0,0,231,236]
[null,"Miscellaneous Fee-Based Services","Remove meter - multi phase",0,0,2339.2050990175153,2339.2050990175153,null,null,null,0,0,19,19]
[null,"Miscellaneous Fee-Based Services"]
[null,"Miscellaneous Fee-Based Services","Overhead service, single span - single phase",0,0,531005.3965345294,541312.17829956301,null,null,null,0,0,1288,1313]
[null,"Miscellaneous Fee-Based Services","Overhead service, single span - multi phase",0,0,67560.523309664582,68756.284784171919,null,null,null,0,0,113,115]
[null,"Miscellaneous Fee-Based Services","Underground service in turret/cabinet - single phase ",0,0,103485.91872558347,105445.87930750739,null,null,null,0,0,792,807]
[null,"Miscellaneous Fee-Based Services","Underground service in turret/cabinet - multi phase ",0,0,11564.778643548105,11886.022494757774,null,null,null,0,0,72,74]
[null,"Miscellaneous Fee-Based Services","Underground service with pole mounted fuse - single phase",0,0,225266.32324101066,229643.2595734137,null,null,null,0,0,772,787]
[null,"Miscellaneous Fee-Based Services","Underground service with pole mounted fuse - multi phase",0,0,22750.241592241717,23484.120353281771,null,null,null,0,0,62,64]
[null,"Miscellaneous Fee-Based Services","Basic connection – after hours",0,0,1140.5732390704068,1140.5732390704068,null,null,null,0,0,1,1]
[null,"Miscellaneous Fee-Based Services","Connection establishment - wasted visit",0,0,1127.2453769681367,1127.2453769681367,null,null,null,0,0,10,10]
[null,"Miscellaneous Fee-Based Services",0,0,0,0,0,null,null,null,0,0,0,0]
[null,"Miscellaneous Fee-Based Services"]
[null,"Miscellaneous Fee-Based Services","Modify existing connection for micro embedded generation - multi phase",0,0,26358.775459023396,26885.950968203862,null,null,null,0,0,176.40350710496602,179.93157724706535]
[null,"Miscellaneous Fee-Based Services","Renewable energy connection - after hours",0,0,982.19347468373485,982.19347468373485,null,null,null,0,0,1,1]
[null,"Miscellaneous Fee-Based Services","Renewable energy - wasted visit - 1 worker",0,0,87.18888715151013,87.18888715151013,null,null,null,0,0,1,1]
[null,"Miscellaneous Fee-Based Services",0,0,0,0,0,null,null,null,0,0,0,0]
[null,"Miscellaneous Fee-Based Services"]
[null,"Miscellaneous Fee-Based Services","Disconnect/reconnect overhead service for facia repairs - multi phase",0,0,5677.9822856176725,5677.9822856176725,null,null,null,0,0,20,20]
[null,"Miscellaneous Fee-Based Services","Temporary disconnect/reconnect – after hours",0,0,1105.0220157350955,1105.0220157350955,null,null,null,0,0,1,1]
[null,"Miscellaneous Fee-Based Services","Temporary disconnect/reconnect – wasted visit",0,0,135.5504875752093,135.5504875752093,null,null,null,0,0,1,1]
[null,"Miscellaneous Fee-Based Services",0,0,0,0,0,null,null,null,0,0,0,0]
[null,"Miscellaneous Fee-Based Services"]
[null,"Miscellaneous Fee-Based Services","Connection alteration – overhead multi phase",0,0,38610.279542200187,39461.976885042837,null,null,null,0,0,136,139]
[null,"Miscellaneous Fee-Based Services","Connection of new consumer mains to an existing installation – underground single phase to turret or pole",0,0,27510.396056766862,28007.57188911807,null,null,null,0,0,166,169]
[null,"Miscellaneous Fee-Based Services","Connection of new consumer mains to an existing installation – underground multi phase to turret or pole",0,0,22774.673661471687,23174.229339743117,null,null,null,0,0,114,116]
[null,"Miscellaneous Fee-Based Services","Augment single phase overhead  service to multi phase supply",0,0,642.38532526537108,642.38532526537108,null,null,null,0,0,1,1]
[null,"Miscellaneous Fee-Based Services","Augment multi phase overhead  service to single phase supply",0,0,456.77585861304505,456.77585861304505,null,null,null,0,0,1,1]
[null,"Miscellaneous Fee-Based Services","Augment single phase overhead  service to underground supply (turret)",0,0,270.20790309628677,270.20790309628677,null,null,null,0,0,1,1]
[null,"Miscellaneous Fee-Based Services","Augment multi phase overhead service  to underground supply (turret)",0,0,329.54735377855656,329.54735377855656,null,null,null,0,0,1,1]
[null,"Miscellaneous Fee-Based Services","Augment single phase overhead service  to underground supply (pole)",0,0,336.30034350523937,336.30034350523937,null,null,null,0,0,1,1]
[null,"Miscellaneous Fee-Based Services","Augment multi phase overhead service  to underground supply (pole)",0,0,411.44396853172987,411.44396853172987,null,null,null,0,0,1,1]
[null,"Miscellaneous Fee-Based Services","Basic connection alteration – after hours",0,0,1105.0220157350955,1105.0220157350955,null,null,null,0,0,1,1]
[null,"Miscellaneous Fee-Based Services","Basic connection wasted visit",0,0,26651.675697904535,27164.20792286424,null,null,null,0,0,208,212]
[null,"Miscellaneous Fee-Based Services",0,0,0,0,0,null,null,null,0,0,0,0]
[null,"Miscellaneous Fee-Based Services"]
[null,"Miscellaneous Fee-Based Services"]
[null,"Miscellaneous Fee-Based Services","Standard Application Fee"]
[null,"Miscellaneous Fee-Based Services","Application Fee"]
[null,"Miscellaneous Fee-Based Services"]
[null,"Miscellaneous Fee-Based Services","Large - Design Audit Fee (small)"]
[null,"Miscellaneous Fee-Based Services","Large - Design Audit Fee (large)"]
[null,"Miscellaneous Fee-Based Services","Large - Design Audit Fee (major)"]
[null,"Miscellaneous Fee-Based Services","Large - Construction Audit Fee (small)"]
[null,"Miscellaneous Fee-Based Services","Large - Construction Audit Fee (large)"]
[null,"Miscellaneous Fee-Based Services","Large - Construction Audit Fee (major)"]
[null,"Miscellaneous Fee-Based Services"]
[null,"Miscellaneous Fee-Based Services","Small - Design Audit Fee (small)"]
[null,"Miscellaneous Fee-Based Services","Small - Design Audit Fee (large)"]
[null,"Miscellaneous Fee-Based Services","Small - Design Audit Fee (major)"]
[null,"Miscellaneous Fee-Based Services","Small - Construction Audit Fee (small)"]
[null,"Miscellaneous Fee-Based Services","Small - Construction Audit Fee (large)"]
[null,"Miscellaneous Fee-Based Services","Small - Construction Audit Fee (major)"]
[null,"Miscellaneous Fee-Based Services"]
[null,"Miscellaneous Fee-Based Services"]
[null,"Miscellaneous Fee-Based Services"]
[null,"Miscellaneous Fee-Based Services"]
[null,"Miscellaneous Fee-Based Services"]
[null,"Miscellaneous Fee-Based Services"]
[null,"Miscellaneous Fee-Based Services"]
[null,"Miscellaneous Fee-Based Services"]
[null,"Miscellaneous Fee-Based Services"]
[null,"Miscellaneous Fee-Based Services"]
[null,"Miscellaneous Fee-Based Services"]
[null,"Miscellaneous Fee-Based Services"]
[null,"Miscellaneous Fee-Based Services"]
[null,"Miscellaneous Fee-Based Services"]
[null,"Miscellaneous Fee-Based Services"]
[null,"Miscellaneous Fee-Based Services"]
[null,"Miscellaneous Fee-Based Services"]
[null,"Miscellaneous Fee-Based Services"]
[null,"Miscellaneous Fee-Based Services"]
[null,"Miscellaneous Fee-Based Services"]
[null,"Miscellaneous Fee-Based Services"]
[null,"Miscellaneous Fee-Based Services"]
[null,"Miscellaneous Fee-Based Services"]
[null,"Miscellaneous Fee-Based Services"]
[null,"Miscellaneous Fee-Based Services"]
[null,"Miscellaneous Fee-Based Services"]
[null,"Miscellaneous Fee-Based Services"]
[null,"Miscellaneous Fee-Based Services"]
[null,"Miscellaneous Fee-Based Services"]
[null,"Miscellaneous Fee-Based Services"]
[null,"Miscellaneous Fee-Based Services"]
[null,"Miscellaneous Fee-Based Services"]
[null,"Miscellaneous Fee-Based Services"]
[null,"Miscellaneous Fee-Based Services"]
[null,"Miscellaneous Fee-Based Services"]
[null,"Miscellaneous Fee-Based Services"]
[null,"Miscellaneous Fee-Based Services"]
[null,"Miscellaneous Fee-Based Services"]
[null,"Miscellaneous Fee-Based Services"]
[null,"Miscellaneous Fee-Based Services"]
[null,"Miscellaneous Fee-Based Services"]
[null,"Miscellaneous Fee-Based Services"]
[null,"Miscellaneous Fee-Based Services"]
[null,"Miscellaneous Fee-Based Services"]
[null,"Miscellaneous Fee-Based Services"]
[null,"Miscellaneous Fee-Based Services"]
[null,"Miscellaneous Fee-Based Services"]
[null,"Miscellaneous Fee-Based Services"]
[null,"Miscellaneous Fee-Based Services"]
[null,"Miscellaneous Fee-Based Services"]
[null,"Miscellaneous Fee-Based Services"]
[null,"Miscellaneous Fee-Based Services"]
[null,"Miscellaneous Fee-Based Services"]
[null,"Miscellaneous Fee-Based Services"]
[null,"Miscellaneous Fee-Based Services"]
[null,"Miscellaneous Fee-Based Services"]
[null,"Miscellaneous Fee-Based Services"]
[null,"Miscellaneous Fee-Based Services"]
[null,"Miscellaneous Fee-Based Services"]
[null,"Miscellaneous Fee-Based Services"]
[null,"Miscellaneous Fee-Based Services"]
[null,"Miscellaneous Fee-Based Services"]
[null,"Miscellaneous Fee-Based Services"]
[null,"Miscellaneous Fee-Based Services"]
[null,"Miscellaneous Fee-Based Services"]
[null,"Miscellaneous Fee-Based Services"]
[null,"Miscellaneous Fee-Based Services"]
[null,"Miscellaneous Fee-Based Services"]
[null,"Miscellaneous Fee-Based Services"]
[null,"Miscellaneous Fee-Based Services"]
[null,"Miscellaneous Fee-Based Services"]
[null,"Miscellaneous Fee-Based Services"]
[null,"Miscellaneous Fee-Based Services"]
[null,"Miscellaneous Fee-Based Services"]
[null,"Miscellaneous Fee-Based Services"]
[null,"Miscellaneous Fee-Based Services"]
[null,"Miscellaneous Fee-Based Services"]
[null,"Miscellaneous Fee-Based Services"]
[null,"Miscellaneous Fee-Based Services"]
[null,"Miscellaneous Fee-Based Services"]
[null,"Miscellaneous Fee-Based Services"]
[null,"Miscellaneous Fee-Based Services"]
[null,"Miscellaneous Fee-Based Services"]
[null,"Miscellaneous Fee-Based Services"]
[null,"Miscellaneous Fee-Based Services"]
[null,"Miscellaneous Fee-Based Services"]
[null,"Miscellaneous Fee-Based Services"]
[null,"Miscellaneous Fee-Based Services"]
[null,"Miscellaneous Fee-Based Services"]
[null,"Miscellaneous Fee-Based Services"]
[null,"Miscellaneous Fee-Based Services"]
[null,"Miscellaneous Fee-Based Services"]
[null,"Miscellaneous Fee-Based Services"]
[null,"Miscellaneous Fee-Based Services"]
[null,"Miscellaneous Fee-Based Services"]
[null,"Miscellaneous Fee-Based Services"]
[null,"Miscellaneous Fee-Based Services"]
[null,"Miscellaneous Fee-Based Services"]
[null,"Miscellaneous Fee-Based Services"]
[null,"Miscellaneous Fee-Based Services"]
[null,"Miscellaneous Fee-Based Services"]
[null,"Miscellaneous Fee-Based Services"]
[null,"Miscellaneous Fee-Based Services"]
[null,"Miscellaneous Fee-Based Services"]
[null,"Miscellaneous Fee-Based Services"]
[null,"Miscellaneous Fee-Based Services"]
[null,"Miscellaneous Fee-Based Services"]
[null,"Miscellaneous Fee-Based Services"]
[null,"Miscellaneous Fee-Based Services"]
[null,"Miscellaneous Fee-Based Services"]
[null,"Miscellaneous Fee-Based Services"]
[null,"Miscellaneous Fee-Based Services"]
[null,"Miscellaneous Fee-Based Services"]
[null,"Miscellaneous Fee-Based Services"]
[null,"Miscellaneous Fee-Based Services"]
[null,"Miscellaneous Fee-Based Services"]
[null,"Miscellaneous Fee-Based Services"]
[null,"Miscellaneous Fee-Based Services"]
[null,"Miscellaneous Fee-Based Services"]
[null,"Miscellaneous Fee-Based Services"]
[null,"Miscellaneous Fee-Based Services"]
[null,"Miscellaneous Fee-Based Services"]
[null,"Miscellaneous Fee-Based Services"]
[null,"Miscellaneous Fee-Based Services"]
[null,"Miscellaneous Fee-Based Services"]
[null,"Miscellaneous Fee-Based Services"]
[null,"Miscellaneous Fee-Based Services"]
[null,"Miscellaneous Fee-Based Services"]
[null,"Miscellaneous Fee-Based Services"]
[null,"Miscellaneous Fee-Based Services"]
[null,"Miscellaneous Fee-Based Services"]
[null,"Miscellaneous Fee-Based Services"]
[null,"Miscellaneous Fee-Based Services"]
[null,"Miscellaneous Fee-Based Services"]
[null,"Miscellaneous Fee-Based Services"]
[null,"Miscellaneous Fee-Based Services"]
[null,"Miscellaneous Fee-Based Services"]
[null,"Miscellaneous Fee-Based Services"]
[null,"Miscellaneous Fee-Based Services"]
[null,"Miscellaneous Fee-Based Services"]
[null,"Miscellaneous Fee-Based Services"]
[null,"Miscellaneous Fee-Based Services"]
[null,"Miscellaneous Fee-Based Services"]
[null,"Miscellaneous Fee-Based Services"]
[null,"Miscellaneous Fee-Based Services"]
[null,"Miscellaneous Fee-Based Services"]
[null,"Miscellaneous Fee-Based Services"]
[null,"Miscellaneous Fee-Based Services"]
[null,"Miscellaneous Fee-Based Services"]
[null,"Miscellaneous Fee-Based Services"]
[null,"Miscellaneous Fee-Based Services"]
[null,"Miscellaneous Fee-Based Services"]
[null,"Miscellaneous Fee-Based Services"]
[null,"Miscellaneous Fee-Based Services"]
[null,"Miscellaneous Fee-Based Services"]
[null,"Miscellaneous Fee-Based Services"]
[null,"Miscellaneous Fee-Based Services"]
[null,"Miscellaneous Fee-Based Services"]
[null,"Miscellaneous Fee-Based Services"]
[null,"Miscellaneous Fee-Based Services"]
[null,"Miscellaneous Fee-Based Services"]
[null,"Miscellaneous Fee-Based Services"]
[null,"Miscellaneous Fee-Based Services"]
[null,"Miscellaneous Fee-Based Services"]
[null,"Miscellaneous Fee-Based Services"]
[null,"Miscellaneous Fee-Based Services"]
[null,"Miscellaneous Fee-Based Services"]
[null,"Miscellaneous Fee-Based Services"]
[null,"Miscellaneous Fee-Based Services"]
[null,"Miscellaneous Fee-Based Services"]
[null,"Miscellaneous Fee-Based Services"]
[null,"Miscellaneous Fee-Based Services"]
[null,"Miscellaneous Fee-Based Services"]
[null,"Miscellaneous Fee-Based Services"]
[null,"Miscellaneous Fee-Based Services"]
[null,"Miscellaneous Fee-Based Services"]
[null,"Miscellaneous Fee-Based Services"]
[null,"Miscellaneous Fee-Based Services"]
[null,"Miscellaneous Fee-Based Services"]
[null,"Miscellaneous Fee-Based Services"]
[null,"Miscellaneous Fee-Based Services"]
[null,"Miscellaneous Fee-Based Services"]
[null,"Miscellaneous Fee-Based Services"]
[null,"Miscellaneous Fee-Based Services"]
[null,"Miscellaneous Fee-Based Services"]
[null,"Miscellaneous Fee-Based Services"]
[null,"Miscellaneous Fee-Based Services"]
[null,"Miscellaneous Fee-Based Services"]
[null,"Miscellaneous Fee-Based Services"]
[null,"Miscellaneous Fee-Based Services"]
[null,"Miscellaneous Fee-Based Services"]
[null,"Miscellaneous Fee-Based Services"]
[null,"Miscellaneous Fee-Based Services"]
[null,"Miscellaneous Fee-Based Services"]
[null,"Miscellaneous Fee-Based Services"]
[null,"Miscellaneous Fee-Based Services"]
[null,"Miscellaneous Fee-Based Services"]
[null,"Miscellaneous Fee-Based Services"]
[null,"Miscellaneous Fee-Based Services"]
[null,"Miscellaneous Fee-Based Services"]
[null,"Miscellaneous Fee-Based Services"]
[null,"Miscellaneous Fee-Based Services"]
[null,"Miscellaneous Fee-Based Services"]
[null,"Miscellaneous Fee-Based Services"]
[null,"Miscellaneous Fee-Based Services"]
[null,"Miscellaneous Fee-Based Services"]
[null,"Miscellaneous Fee-Based Services"]
[null,"Miscellaneous Fee-Based Services"]
[null,"Miscellaneous Fee-Based Services"]
[null,"Miscellaneous Fee-Based Services"]
[null,"Miscellaneous Fee-Based Services"]
[null,"Miscellaneous Fee-Based Services"]
[null,"Miscellaneous Fee-Based Services"]
[null,"Miscellaneous Fee-Based Services"]
[null,"Miscellaneous Fee-Based Services"]
[null,"Miscellaneous Fee-Based Services"]
[null,"Miscellaneous Fee-Based Services"]
[null,"Miscellaneous Fee-Based Services"]
[null,"Miscellaneous Fee-Based Services"]
[null,"Miscellaneous Fee-Based Services"]
[null,"Miscellaneous Fee-Based Services"]
[null,"Miscellaneous Fee-Based Services"]
[null,"Miscellaneous Fee-Based Services"]
[null,"Miscellaneous Fee-Based Services"]
[null,"Miscellaneous Fee-Based Services"]
[null,"Miscellaneous Fee-Based Services"]
[null,"Miscellaneous Fee-Based Services"]
[null,"Miscellaneous Fee-Based Services"]
[null,"Miscellaneous Fee-Based Services"]
[null,"Miscellaneous Fee-Based Services"]
[null,"Miscellaneous Fee-Based Services"]
[null,"Miscellaneous Fee-Based Services"]
[null,"Miscellaneous Fee-Based Services"]
[null,"Miscellaneous Fee-Based Services"]
[null,"Miscellaneous Fee-Based Services"]
[null,"Miscellaneous Fee-Based Services"]
[null,"Miscellaneous Fee-Based Services"]
[null,"Miscellaneous Fee-Based Services"]
[null,"Miscellaneous Fee-Based Services"]
[null,"Miscellaneous Fee-Based Services"]
[null,"Miscellaneous Fee-Based Services"]
[null,"Miscellaneous Fee-Based Services"]
[null,"Miscellaneous Fee-Based Services"]
[null,"Miscellaneous Fee-Based Services"]
[null,"Miscellaneous Fee-Based Services"]
[null,"Miscellaneous Fee-Based Services"]
[null,"Miscellaneous Fee-Based Services"]
[null,"Miscellaneous Fee-Based Services"]
[null,"Miscellaneous Fee-Based Services"]
[null,"Miscellaneous Fee-Based Services"]
[null,"Miscellaneous Fee-Based Services"]
[null,"Miscellaneous Fee-Based Services"]
[null,"Miscellaneous Fee-Based Services"]
[null,"Miscellaneous Fee-Based Services"]
[null,"Miscellaneous Fee-Based Services"]
[null,"Miscellaneous Fee-Based Services"]
[null,"Miscellaneous Fee-Based Services"]
[null,"Miscellaneous Fee-Based Services"]
[null,"Miscellaneous Fee-Based Services"]
[null,"Miscellaneous Fee-Based Services"]
[null,"Miscellaneous Fee-Based Services"]
[null,"Miscellaneous Fee-Based Services"]
[null,"Miscellaneous Fee-Based Services"]
[null,"Miscellaneous Fee-Based Services"]
[null,"Miscellaneous Fee-Based Services"]
[null,"Miscellaneous Fee-Based Services"]
[null,"Miscellaneous Fee-Based Services"]
[null,"Miscellaneous Fee-Based Services"]
[null,"Miscellaneous Fee-Based Services"]
[null,"Miscellaneous Fee-Based Services"]
[null,"Miscellaneous Fee-Based Services"]
[null,"Miscellaneous Fee-Based Services"]
[null,"Miscellaneous Fee-Based Services"]
[null,"Miscellaneous Fee-Based Services"]
[null,"Miscellaneous Fee-Based Services"]
[null,"Miscellaneous Fee-Based Services"]
[null,"Miscellaneous Fee-Based Services"]
[null,"Miscellaneous Fee-Based Services"]
[null,"Miscellaneous Fee-Based Services"]
[null,"Miscellaneous Fee-Based Services"]
[null,"Miscellaneous Fee-Based Services"]
[null,"Miscellaneous Fee-Based Services"]
[null,"Miscellaneous Fee-Based Services"]
[null,"Miscellaneous Fee-Based Services"]
[null,"Miscellaneous Fee-Based Services"]
[null,"Miscellaneous Fee-Based Services"]
[null,"Miscellaneous Fee-Based Services"]
[null,"Miscellaneous Fee-Based Services"]
[null,"Miscellaneous Fee-Based Services"]
[null,"Miscellaneous Fee-Based Services"]
[null,"Miscellaneous Fee-Based Services"]
[null,"Miscellaneous Fee-Based Services"]
[null,"Miscellaneous Fee-Based Services"]
[null,"Miscellaneous Fee-Based Services"]
[null,"Miscellaneous Fee-Based Services"]
[null,"Miscellaneous Fee-Based Services"]
[null,"Miscellaneous Fee-Based Services"]
[null,"Miscellaneous Fee-Based Services"]
[null,"Miscellaneous Fee-Based Services"]
[null,"Miscellaneous Fee-Based Services"]
[null,"Miscellaneous Fee-Based Services"]
[null,"Miscellaneous Fee-Based Services"]
[null,"Miscellaneous Fee-Based Services"]
[null,"Miscellaneous Fee-Based Services"]
[null,"Miscellaneous Fee-Based Services"]
[null,"Miscellaneous Fee-Based Services"]
[null,"Miscellaneous Fee-Based Services"]
[null,"Miscellaneous Fee-Based Services"]
[null,"Miscellaneous Fee-Based Services"]
[null,"Miscellaneous Fee-Based Services"]
[null,"Miscellaneous Fee-Based Services"]
[null,"Miscellaneous Fee-Based Services"]
[null,"Miscellaneous Fee-Based Services"]
[null,"Miscellaneous Fee-Based Services"]
[null,"Miscellaneous Fee-Based Services"]
[null,"Miscellaneous Fee-Based Services"]
[null,"Miscellaneous Fee-Based Services"]
[null,"Miscellaneous Fee-Based Services"]
[null,"Miscellaneous Fee-Based Services"]
[null,"Miscellaneous Fee-Based Services"]
[null,"Miscellaneous Fee-Based Services"]
[null,"Miscellaneous Fee-Based Services"]
[null,"Miscellaneous Fee-Based Services"]
[null,"Miscellaneous Fee-Based Services"]
[null,"Miscellaneous Fee-Based Services"]
[null,"Miscellaneous Fee-Based Services"]
[null,"Miscellaneous Fee-Based Services"]
[null,"Miscellaneous Fee-Based Services"]
[null,"Miscellaneous Fee-Based Services"]
[null,"Miscellaneous Fee-Based Services"]
[null,"Miscellaneous Fee-Based Services"]
[null,"Miscellaneous Fee-Based Services"]
[null,"Miscellaneous Fee-Based Services"]
[null,"Miscellaneous Fee-Based Services"]
[null,"Miscellaneous Fee-Based Services"]
[null,"Miscellaneous Fee-Based Services"]
[null,"Miscellaneous Fee-Based Services"]
[null,"Miscellaneous Fee-Based Services"]
[null,"Miscellaneous Fee-Based Services"]
[null,"Miscellaneous Fee-Based Services"]
[null,"Miscellaneous Fee-Based Services"]
[null,"Miscellaneous Fee-Based Services"]
[null,"Miscellaneous Fee-Based Services"]
[null,"Miscellaneous Fee-Based Services"]
[null,"Miscellaneous Fee-Based Services"]
[null,"Miscellaneous Fee-Based Services"]
[null,"Miscellaneous Fee-Based Services"]
[null,"Miscellaneous Fee-Based Services"]
[null,"Miscellaneous Fee-Based Services"]
[null,"Miscellaneous Fee-Based Services"]
[null,"Miscellaneous Fee-Based Services"]
[null,"Miscellaneous Fee-Based Services"]
[null,"Miscellaneous Fee-Based Services"]
[null,"Miscellaneous Fee-Based Services"]
[null,"Miscellaneous Fee-Based Services"]
[null,"Miscellaneous Fee-Based Services"]
[null,"Miscellaneous Fee-Based Services"]
[null,"Miscellaneous Fee-Based Services"]
[null,"Miscellaneous Fee-Based Services"]
[null,"Miscellaneous Fee-Based Services"]
[null,"Miscellaneous Fee-Based Services"]
[null,"Miscellaneous Fee-Based Services"]
[null,"Miscellaneous Fee-Based Services"]
[null,"Miscellaneous Fee-Based Services"]
[null,"Miscellaneous Fee-Based Services"]
[null,"Miscellaneous Fee-Based Services"]
[null,"Miscellaneous Fee-Based Services"]
[null,"Miscellaneous Fee-Based Services"]
[null,"Miscellaneous Fee-Based Services"]
[null,"Miscellaneous Fee-Based Services"]
[null,"Miscellaneous Fee-Based Services"]
[null,"Miscellaneous Fee-Based Services"]
[null,"Miscellaneous Fee-Based Services"]
[null,"Miscellaneous Fee-Based Services"]
[null,"Miscellaneous Fee-Based Services"]
[null,"Miscellaneous Fee-Based Services"]
[null,"Miscellaneous Fee-Based Services"]
[null,"Miscellaneous Fee-Based Services"]
[null,"Miscellaneous Fee-Based Services"]
[null,"Miscellaneous Fee-Based Services"]
[null,"Miscellaneous Fee-Based Services"]
[null,"Miscellaneous Fee-Based Services"]
[null,"Miscellaneous Fee-Based Services"]
[null,"Miscellaneous Fee-Based Services"]
[null,"Miscellaneous Fee-Based Services"]
[null,"Miscellaneous Fee-Based Services"]
[null,"Miscellaneous Fee-Based Services"]

{"sheet":"4.4 Quoted services.","index":27,"n_rows":471,"n_cols":17,"rows_kept":471,"cut":false,"hidden":false,"merged":[[6,3,6,9],[6,10,6,16],[6,1,7,1],[6,2,7,2]]}
[null,{"$f":"SheetHeader","v":"REGULATORY REPORTING STATEMENT"}]
[null,{"$f":"dms_TradingName","v":"TasNetworks (D)"}]
[null,{"$f":"dms_Reg_Year_Span","v":"2017-18 to 2018-19"}]
[null,"4.4 ANCILLARY SERVICES - QUOTED SERVICES"]
[]
[null,"TABLE 4.4.1 - COST METRICS FOR QUOTED SERVICES"]
[null,"SERVICE","SERVICE SUBCATEGORY",{"$f":"CONCATENATE(\"EXPENDITURE\n ($0's, real \", dms_DollarReal, \")\")","v":"EXPENDITURE\n ($0's, real June 2017)"},null,null,null,null,null,null,"VOLUMES (0's)"]
[null,null,null,{"$f":"CRCP_y4","v":"2015-16"},{"$f":"CRCP_y5","v":"2016-17"},{"$f":"FRCP_y1","v":"2017-18"},{"$f":"FRCP_y2","v":"2018-19"},{"$f":"FRCP_y3","v":"2019-20"},{"$f":"FRCP_y4","v":"2020-21"},{"$f":"FRCP_y5","v":"2021-22"},{"$f":"CRCP_y4","v":"2015-16"},{"$f":"CRCP_y5","v":"2016-17"},{"$f":"FRCP_y1","v":"2017-18"},{"$f":"FRCP_y2","v":"2018-19"},{"$f":"FRCP_y3","v":"2019-20"},{"$f":"FRCP_y4","v":"2020-21"},{"$f":"FRCP_y5","v":"2021-22"}]
[null,"Quoted Services ","Relocation/Removal -  Poles",932240.56632133422,932240.56632133422,932240.56632133422,932240.56632133422,null,null,null,187,187,187,187]
[null,"Quoted Services","Relocation/Removal -  Substations",9466.2818344499956,9466.2818344499956,9466.2818344499956,9466.2818344499956,null,null,null,1,1,1,1]
[null,"Quoted Services","Relocation/Removal -  Transformers",42275.732225618667,42275.732225618667,42275.732225618667,42275.732225618667,null,null,null,5,5,5,5]
[null,"Quoted Services","Relocation/Removal - Overhead",242481.88264930638,242481.88264930638,242481.88264930638,242481.88264930638,null,null,null,17,17,17,17]
[null,"Quoted Services","Relocation/Removal - Underground",387364.76977575087,387364.76977575087,387364.76977575087,387364.76977575087,null,null,null,14,14,14,14]
[null,"Quoted Services","Services of higher standard - Substation",63186.475011512623,63186.475011512623,63186.475011512623,63186.475011512623,null,null,null,1,1,1,1]
[null,"Quoted Services","Services of a non standard nature - Connections",1374.146403619045,1374.146403619045,1374.146403619045,1374.146403619045,null,null,null,1,1,1,1]
[null,"Quoted Services","Services of a non standard nature - Underground",27581.913733573107,27581.913733573107,27581.913733573107,27581.913733573107,null,null,null,1,1,1,1]
[null,"Quoted Services","Services of a non standard nature - Poles",38574.409319612008,38574.409319612008,38574.409319612008,38574.409319612008,null,null,null,10,10,10,10]
[null,"Quoted Services","Services of a non standard nature - Overhead",13394.398194655307,13394.398194655307,13394.398194655307,13394.398194655307,null,null,null,1,1,1,1]
[null,"Quoted Services"]
[null,"Quoted Services"]
[null,"Quoted Services"]
[null,"Quoted Services"]
[null,"Quoted Services"]
[null,"Quoted Services"]
[null,"Quoted Services"]
[null,"Quoted Services"]
[null,"Quoted Services"]
[null,"Quoted Services"]
[null,"Quoted Services"]
[null,"Quoted Services"]
[null,"Quoted Services"]
[null,"Quoted Services"]
[null,"Quoted Services"]
[null,"Quoted Services"]
[null,"Quoted Services"]
[null,"Quoted Services"]
[null,"Quoted Services"]
[null,"Quoted Services"]
[null,"Quoted Services"]
[null,"Quoted Services"]
[null,"Quoted Services"]
[null,"Quoted Services"]
[null,"Quoted Services"]
[null,"Quoted Services"]
[null,"Quoted Services"]
[null,"Quoted Services"]
[null,"Quoted Services"]
[null,"Quoted Services"]
[null,"Quoted Services"]
[null,"Quoted Services"]
[null,"Quoted Services"]
[null,"Quoted Services"]
[null,"Quoted Services"]
[null,"Quoted Services"]
[null,"Quoted Services"]
[null,"Quoted Services"]
[null,"Quoted Services"]
[null,"Quoted Services"]
[null,"Quoted Services"]
[null,"Quoted Services"]
[null,"Quoted Services"]
[null,"Quoted Services"]
[null,"Quoted Services"]
[null,"Quoted Services"]
[null,"Quoted Services"]
[null,"Quoted Services"]
[null,"Quoted Services"]
[null,"Quoted Services"]
[null,"Quoted Services"]
[null,"Quoted Services"]
[null,"Quoted Services"]
[null,"Quoted Services"]
[null,"Quoted Services"]
[null,"Quoted Services"]
[null,"Quoted Services"]
[null,"Quoted Services"]
[null,"Quoted Services"]
[null,"Quoted Services"]
[null,"Quoted Services"]
[null,"Quoted Services"]
[null,"Quoted Services"]
[null,"Quoted Services"]
[null,"Quoted Services"]
[null,"Quoted Services"]
[null,"Quoted Services"]
[null,"Quoted Services"]
[null,"Quoted Services"]
[null,"Quoted Services"]
[null,"Quoted Services"]
[null,"Quoted Services"]
[null,"Quoted Services"]
[null,"Quoted Services"]
[null,"Quoted Services"]
[null,"Quoted Services"]
[null,"Quoted Services"]
[null,"Quoted Services"]
[null,"Quoted Services"]
[null,"Quoted Services"]
[null,"Quoted Services"]
[null,"Quoted Services"]
[null,"Quoted Services"]
[null,"Quoted Services"]
[null,"Quoted Services"]
[null,"Quoted Services"]
[null,"Quoted Services"]
[null,"Quoted Services"]
[null,"Quoted Services"]
[null,"Quoted Services"]
[null,"Quoted Services"]
[null,"Quoted Services"]
[null,"Quoted Services"]
[null,"Quoted Services"]
[null,"Quoted Services"]
[null,"Quoted Services"]
[null,"Quoted Services"]
[null,"Quoted Services"]
[null,"Quoted Services"]
[null,"Quoted Services"]
[null,"Quoted Services"]
[null,"Quoted Services"]
[null,"Quoted Services"]
[null,"Quoted Services"]
[null,"Quoted Services"]
[null,"Quoted Services"]
[null,"Quoted Services"]
[null,"Quoted Services"]
[null,"Quoted Services"]
[null,"Quoted Services"]
[null,"Quoted Services"]
[null,"Quoted Services"]
[null,"Quoted Services"]
[null,"Quoted Services"]
[null,"Quoted Services"]
[null,"Quoted Services"]
[null,"Quoted Services"]
[null,"Quoted Services"]
[null,"Quoted Services"]
[null,"Quoted Services"]
[null,"Quoted Services"]
[null,"Quoted Services"]
[null,"Quoted Services"]
[null,"Quoted Services"]
[null,"Quoted Services"]
[null,"Quoted Services"]
[null,"Quoted Services"]
[null,"Quoted Services"]
[null,"Quoted Services"]
[null,"Quoted Services"]
[null,"Quoted Services"]
[null,"Quoted Services"]
[null,"Quoted Services"]
[null,"Quoted Services"]
[null,"Quoted Services"]
[null,"Quoted Services"]
[null,"Quoted Services"]
[null,"Quoted Services"]
[null,"Quoted Services"]
[null,"Quoted Services"]
[null,"Quoted Services"]
[null,"Quoted Services"]
[null,"Quoted Services"]
[null,"Quoted Services"]
[null,"Quoted Services"]
[null,"Quoted Services"]
[null,"Quoted Services"]
[null,"Quoted Services"]
[null,"Quoted Services"]
[null,"Quoted Services"]
[null,"Quoted Services"]
[null,"Quoted Services"]
[null,"Quoted Services"]
[null,"Quoted Services"]
[null,"Quoted Services"]
[null,"Quoted Services"]
[null,"Quoted Services"]
[null,"Quoted Services"]
[null,"Quoted Services"]
[null,"Quoted Services"]
[null,"Quoted Services"]
[null,"Quoted Services"]
[null,"Quoted Services"]
[null,"Quoted Services"]
[null,"Quoted Services"]
[null,"Quoted Services"]
[null,"Quoted Services"]
[null,"Quoted Services"]
[null,"Quoted Services"]
[null,"Quoted Services"]
[null,"Quoted Services"]
[null,"Quoted Services"]
[null,"Quoted Services"]
[null,"Quoted Services"]
[null,"Quoted Services"]
[null,"Quoted Services"]
[null,"Quoted Services"]
[null,"Quoted Services"]
[null,"Quoted Services"]
[null,"Quoted Services"]
[null,"Quoted Services"]
[null,"Quoted Services"]
[null,"Quoted Services"]
[null,"Quoted Services"]
[null,"Quoted Services"]
[null,"Quoted Services"]
[null,"Quoted Services"]
[null,"Quoted Services"]
[null,"Quoted Services"]
[null,"Quoted Services"]
[null,"Quoted Services"]
[null,"Quoted Services"]
[null,"Quoted Services"]
[null,"Quoted Services"]
[null,"Quoted Services"]
[null,"Quoted Services"]
[null,"Quoted Services"]
[null,"Quoted Services"]
[null,"Quoted Services"]
[null,"Quoted Services"]
[null,"Quoted Services"]
[null,"Quoted Services"]
[null,"Quoted Services"]
[null,"Quoted Services"]
[null,"Quoted Services"]
[null,"Quoted Services"]
[null,"Quoted Services"]
[null,"Quoted Services"]
[null,"Quoted Services"]
[null,"Quoted Services"]
[null,"Quoted Services"]
[null,"Quoted Services"]
[null,"Quoted Services"]
[null,"Quoted Services"]
[null,"Quoted Services"]
[null,"Quoted Services"]
[null,"Quoted Services"]
[null,"Quoted Services"]
[null,"Quoted Services"]
[null,"Quoted Services"]
[null,"Quoted Services"]
[null,"Quoted Services"]
[null,"Quoted Services"]
[null,"Quoted Services"]
[null,"Quoted Services"]
[null,"Quoted Services"]
[null,"Quoted Services"]
[null,"Quoted Services"]
[null,"Quoted Services"]
[null,"Quoted Services"]
[null,"Quoted Services"]
[null,"Quoted Services"]
[null,"Quoted Services"]
[null,"Quoted Services"]
[null,"Quoted Services"]
[null,"Quoted Services"]
[null,"Quoted Services"]
[null,"Quoted Services"]
[null,"Quoted Services"]
[null,"Quoted Services"]
[null,"Quoted Services"]
[null,"Quoted Services"]
[null,"Quoted Services"]
[null,"Quoted Services"]
[null,"Quoted Services"]
[null,"Quoted Services"]
[null,"Quoted Services"]
[null,"Quoted Services"]
[null,"Quoted Services"]
[null,"Quoted Services"]
[null,"Quoted Services"]
[null,"Quoted Services"]
[null,"Quoted Services"]
[null,"Quoted Services"]
[null,"Quoted Services"]
[null,"Quoted Services"]
[null,"Quoted Services"]
[null,"Quoted Services"]
[null,"Quoted Services"]
[null,"Quoted Services"]
[null,"Quoted Services"]
[null,"Quoted Services"]
[null,"Quoted Services"]
[null,"Quoted Services"]
[null,"Quoted Services"]
[null,"Quoted Services"]
[null,"Quoted Services"]
[null,"Quoted Services"]
[null,"Quoted Services"]
[null,"Quoted Services"]
[null,"Quoted Services"]
[null,"Quoted Services"]
[null,"Quoted Services"]
[null,"Quoted Services"]
[null,"Quoted Services"]
[null,"Quoted Services"]
[null,"Quoted Services"]
[null,"Quoted Services"]
[null,"Quoted Services"]
[null,"Quoted Services"]
[null,"Quoted Services"]
[null,"Quoted Services"]
[null,"Quoted Services"]
[null,"Quoted Services"]
[null,"Quoted Services"]
[null,"Quoted Services"]
[null,"Quoted Services"]
[null,"Quoted Services"]
[null,"Quoted Services"]
[null,"Quoted Services"]
[null,"Quoted Services"]
[null,"Quoted Services"]
[null,"Quoted Services"]
[null,"Quoted Services"]
[null,"Quoted Services"]
[null,"Quoted Services"]
[null,"Quoted Services"]
[null,"Quoted Services"]
[null,"Quoted Services"]
[null,"Quoted Services"]
[null,"Quoted Services"]
[null,"Quoted Services"]
[null,"Quoted Services"]
[null,"Quoted Services"]
[null,"Quoted Services"]
[null,"Quoted Services"]
[null,"Quoted Services"]
[null,"Quoted Services"]
[null,"Quoted Services"]
[null,"Quoted Services"]
[null,"Quoted Services"]
[null,"Quoted Services"]
[null,"Quoted Services"]
[null,"Quoted Services"]
[null,"Quoted Services"]
[null,"Quoted Services"]
[null,"Quoted Services"]
[null,"Quoted Services"]
[null,"Quoted Services"]
[null,"Quoted Services"]
[null,"Quoted Services"]
[null,"Quoted Services"]
[null,"Quoted Services"]
[null,"Quoted Services"]
[null,"Quoted Services"]
[null,"Quoted Services"]
[null,"Quoted Services"]
[null,"Quoted Services"]
[null,"Quoted Services"]
[null,"Quoted Services"]
[null,"Quoted Services"]
[null,"Quoted Services"]
[null,"Quoted Services"]
[null,"Quoted Services"]
[null,"Quoted Services"]
[null,"Quoted Services"]
[null,"Quoted Services"]
[null,"Quoted Services"]
[null,"Quoted Services"]
[null,"Quoted Services"]
[null,"Quoted Services"]
[null,"Quoted Services"]
[null,"Quoted Services"]
[null,"Quoted Services"]
[null,"Quoted Services"]
[null,"Quoted Services"]
[null,"Quoted Services"]
[null,"Quoted Services"]
[null,"Quoted Services"]
[null,"Quoted Services"]
[null,"Quoted Services"]
[null,"Quoted Services"]
[null,"Quoted Services"]
[null,"Quoted Services"]
[null,"Quoted Services"]
[null,"Quoted Services"]
[null,"Quoted Services"]
[null,"Quoted Services"]
[null,"Quoted Services"]
[null,"Quoted Services"]
[null,"Quoted Services"]
[null,"Quoted Services"]
[null,"Quoted Services"]
[null,"Quoted Services"]
[null,"Quoted Services"]
[null,"Quoted Services"]
[null,"Quoted Services"]
[null,"Quoted Services"]
[null,"Quoted Services"]
[null,"Quoted Services"]
[null,"Quoted Services"]
[null,"Quoted Services"]
[null,"Quoted Services"]
[null,"Quoted Services"]
[null,"Quoted Services"]
[null,"Quoted Services"]
[null,"Quoted Services"]
[null,"Quoted Services"]
[null,"Quoted Services"]
[null,"Quoted Services"]
[null,"Quoted Services"]
[null,"Quoted Services"]
[null,"Quoted Services"]
[null,"Quoted Services"]
[null,"Quoted Services"]
[null,"Quoted Services"]
[null,"Quoted Services"]
[null,"Quoted Services"]
[null,"Quoted Services"]
[null,"Quoted Services"]
[null,"Quoted Services"]
[null,"Quoted Services"]
[null,"Quoted Services"]
[null,"Quoted Services"]
[null,"Quoted Services"]
[null,"Quoted Services"]
[null,"Quoted Services"]
[null,"Quoted Services"]
[null,"Quoted Services"]
[null,"Quoted Services"]
[null,"Quoted Services"]
[null,"Quoted Services"]
[null,"Quoted Services"]
[null,"Quoted Services"]
[null,"Quoted Services"]
[null,"Quoted Services"]
[null,"Quoted Services"]
[null,"Quoted Services"]
[null,"Quoted Services"]
[null,"Quoted Services"]
[null,"Quoted Services"]
[null,"Quoted Services"]
[null,"Quoted Services"]
[null,"Quoted Services"]
[null,"Quoted Services"]
[null,"Quoted Services"]
[null,"Quoted Services"]
[null,"Quoted Services"]
[null,"Quoted Services"]
[null,"Quoted Services"]
[null,"Quoted Services"]
[null,"Quoted Services"]
[null,"Quoted Services"]
[null,"Quoted Services"]
[null,"Quoted Services"]
[null,"Quoted Services"]
[null,"Quoted Services"]
[null,"Quoted Services"]
[null,"Quoted Services"]
[null,"Quoted Services"]
[null,"Quoted Services"]
[null,"Quoted Services"]
[null,"Quoted Services"]
[null,"Quoted Services"]
[null,"Quoted Services"]
[null,"Quoted Services"]
[null,"Quoted Services"]
[null,"Quoted Services"]
[null,"Quoted Services"]
[null,"Quoted Services"]
[null,"Quoted Services"]
[null,"Quoted Services"]
[null,"Quoted Services"]
[null,"Quoted Services"]
[null,"Quoted Services"]
[null,"Quoted Services"]
[null,"Quoted Services"]
[null,"Quoted Services"]
[null,"Quoted Services"]
[null,"Quoted Services"]
[null,"Quoted Services"]
[null,"Quoted Services"]
[null,"Quoted Services"]

{"sheet":"5.3 MD - Network level","index":28,"n_rows":16,"n_cols":10,"rows_kept":16,"cut":false,"hidden":false,"merged":[[7,5,7,9]]}
[null,{"$f":"SheetHeader","v":"REGULATORY REPORTING STATEMENT"}]
[null,{"$f":"dms_TradingName","v":"TasNetworks (D)"}]
[null,{"$f":"dms_Reg_Year_Span","v":"2017-18 to 2018-19"}]
[null,"5.3 MAXIMUM DEMAND AT NETWORK LEVEL"]
[]
[]
[null,"TABLE 5.3.1 - RAW AND WEATHER CORRECTED COINCIDENT MD AT NETWORK LEVEL (SUMMED AT METERED CONNECTION POINT)"]
[null,null,null,null,null,"Forthcoming Period"]
[null,null,"UNIT",{"$f":"CRCP_y4","v":"2015-16"},{"$f":"CRCP_y5","v":"2016-17"},{"$f":"FRCP_y1","v":"2017-18"},{"$f":"FRCP_y2","v":"2018-19"},{"$f":"FRCP_y3","v":"2019-20"},{"$f":"FRCP_y4","v":"2020-21"},{"$f":"FRCP_y5","v":"2021-22"}]
[null,"Raw Network Coincident MD","MW"]
[null,"Date MD Occurred"]
[null,"Half hour time period MD occurred"]
[null,"Winter/Summer Peaking",null,"Winter","Winter","Winter","Winter","Winter","Winter","Winter"]
[null,"Embedded Generation","MW",7.4842899999999997,7.4842899999999997,7.4842899999999997,7.4842899999999997,7.4842899999999997,7.4842899999999997,7.4842899999999997]
[null,"Weather Corrected (50% POE) Network Coincident MD","MW",1004.42,1014.18,1025.44,1041.81,1059.6199999999999,1077.48,1094.02]
[null,"Weather Corrected (10% POE) Network Coincident MD","MW",984.43,994.19,1005.56,1021.83,1039.6300000000001,1057.5899999999999,1074.03]

{"sheet":"5.4 MD & utilisation-Spatial","index":29,"n_rows":11014,"n_cols":13,"rows_kept":11014,"cut":false,"hidden":false,"merged":[[7,6,7,7],[5532,3,5533,3],[5532,4,5533,4],[5534,3,5535,3],[5534,4,5535,4],[5526,3,5527,3],[5526,4,5527,4],[5528,3,5529,3],[5528,4,5529,4],[5530,3,5531,3],[5530,4,5531,4],[5520,3,5521,3],[5520,4,5521,4],[5522,3,5523,3],[5522,4,5523,4],[5524,3,5525,3],[5524,4,5525,4],[5514,3,5515,3],[5514,4,5515,4],[5516,3,5517,3],[5516,4,5517,4],[5518,3,5519,3],[5518,4,5519,4],[5490,3,5491,3],[5490,4,5491,4],[5492,3,5493,3],[5492,4,5493,4],[5494,3,5495,3],[5494,4,5495,4],[5484,3,5485,3],[5484,4,5485,4],[5486,3,5487,3],[5486,4,5487,4],[5488,3,5489,3],[5488,4,5489,4],[5478,3,5479,3],[5478,4,5479,4],[5480,3,5481,3],[5480,4,5481,4],[5482,3,5483,3],[5482,4,5483,4],[5508,3,5509,3],[5508,4,5509,4],[5510,3,5511,3],[5510,4,5511,4],[5512,3,5513,3],[5512,4,5513,4],[5502,3,5503,3],[5502,4,5503,4],[5504,3,5505,3],[5504,4,5505,4],[5506,3,5507,3],[5506,4,5507,4],[5496,3,5497,3],[5496,4,5497,4],[5498,3,5499,3],[5498,4,5499,4],[5500,3,5501,3],[5500,4,5501,4],[5454,3,5455,3],[5454,4,5455,4],[5456,3,5457,3],[5456,4,5457,4],[5458,3,5459,3],[5458,4,5459,4],[5448,3,5449,3],[5448,4,5449,4],[5450,3,5451,3],[5450,4,5451,4],[5452,3,5453,3],[5452,4,5453,4],[5442,3,5443,3],[5442,4,5443,4],[5444,3,5445,3],[5444,4,5445,4],[5446,3,5447,3],[5446,4,5447,4],[5472,3,5473,3],[5472,4,5473,4],[5474,3,5475,3],[5474,4,5475,4],[5476,3,5477,3],[5476,4,5477,4],[5466,3,5467,3],[5466,4,5467,4],[5468,3,5469,3],[5468,4,5469,4],[5470,3,5471,3],[5470,4,5471,4],[5460,3,5461,3],[5460,4,5461,4],[5462,3,5463,3],[5462,4,5463,4],[5464,3,5465,3],[5464,4,5465,4],[5418,3,5419,3],[5418,4,5419,4],[5420,3,5421,3],[5420,4,5421,4],[5422,3,5423,3],[5422,4,5423,4],[5412,3,5413,3],[5412,4,5413,4],[5414,3,5415,3],[5414,4,5415,4],[5416,3,5417,3],[5416,4,5417,4],[5406,3,5407,3],[5406,4,5407,4],[5408,3,5409,3],[5408,4,5409,4],[5410,3,5411,3],[5410,4,5411,4],[5436,3,5437,3],[5436,4,5437,4],[5438,3,5439,3],[5438,4,5439,4],[5440,3,5441,3],[5440,4,5441,4],[5430,3,5431,3],[5430,4,5431,4],[5432,3,5433,3],[5432,4,5433,4],[5434,3,5435,3],[5434,4,5435,4],[5424,3,5425,3],[5424,4,5425,4],[5426,3,5427,3],[5426,4,5427,4],[5428,3,5429,3],[5428,4,5429,4],[5382,3,5383,3],[5382,4,5383,4],[5384,3,5385,3],[5384,4,5385,4],[5386,3,5387,3],[5386,4,5387,4],[5376,3,5377,3],[5376,4,5377,4],[5378,3,5379,3],[5378,4,5379,4],[5380,3,5381,3],[5380,4,5381,4],[5370,3,5371,3],[5370,4,5371,4],[5372,3,5373,3],[5372,4,5373,4],[5374,3,5375,3],[5374,4,5375,4],[5400,3,5401,3],[5400,4,5401,4],[5402,3,5403,3],[5402,4,5403,4],[5404,3,5405,3],[5404,4,5405,4],[5394,3,5395,3],[5394,4,5395,4],[5396,3,5397,3],[5396,4,5397,4],[5398,3,5399,3],[5398,4,5399,4],[5388,3,5389,3],[5388,4,5389,4],[5390,3,5391,3],[5390,4,5391,4],[5392,3,5393,3],[5392,4,5393,4],[5346,3,5347,3],[5346,4,5347,4],[5348,3,5349,3],[5348,4,5349,4],[5350,3,5351,3],[5350,4,5351,4],[5340,3,5341,3],[5340,4,5341,4],[5342,3,5343,3],[5342,4,5343,4],[5344,3,5345,3],[5344,4,5345,4],[5334,3,5335,3],[5334,4,5335,4],[5336,3,5337,3],[5336,4,5337,4],[5338,3,5339,3],[5338,4,5339,4],[5364,3,5365,3],[5364,4,5365,4],[5366,3,5367,3],[5366,4,5367,4],[5368,3,5369,3],[5368,4,5369,4],[5358,3,5359,3],[5358,4,5359,4],[5360,3,5361,3],[5360,4,5361,4],[5362,3,5363,3],[5362,4,5363,4],[5352,3,5353,3],[5352,4,5353,4],[5354,3,5355,3],[5354,4,5355,4],[5356,3,5357,3],[5356,4,5357,4],[5310,3,5311,3],[5310,4,5311,4],[5312,3,5313,3],[5312,4,5313,4],[5314,3,5315,3],[5314,4,5315,4],[5304,3,5305,3],[5304,4,5305,4],[5306,3,5307,3],[5306,4,5307,4],[5308,3,5309,3],[5308,4,5309,4],[5298,3,5299,3],[5298,4,5299,4],[5300,3,5301,3],[5300,4,5301,4],[5302,3,5303,3],[5302,4,5303,4],[5328,3,5329,3],[5328,4,5329,4],[5330,3,5331,3],[5330,4,5331,4],[5332,3,5333,3],[5332,4,5333,4],[5322,3,5323,3],[5322,4,5323,4],[5324,3,5325,3],[5324,4,5325,4],[5326,3,5327,3],[5326,4,5327,4],[5316,3,5317,3],[5316,4,5317,4],[5318,3,5319,3],[5318,4,5319,4],[5320,3,5321,3],[5320,4,5321,4],[5274,3,5275,3],[5274,4,5275,4],[5276,3,5277,3],[5276,4,5277,4],[5278,3,5279,3],[5278,4,5279,4],[5268,3,5269,3],[5268,4,5269,4],[5270,3,5271,3],[5270,4,5271,4],[5272,3,5273,3],[5272,4,5273,4],[5262,3,5263,3],[5262,4,5263,4],[5264,3,5265,3],[5264,4,5265,4],[5266,3,5267,3],[5266,4,5267,4],[5292,3,5293,3],[5292,4,5293,4],[5294,3,5295,3],[5294,4,5295,4],[5296,3,5297,3],[5296,4,5297,4],[5286,3,5287,3],[5286,4,5287,4],[5288,3,5289,3],[5288,4,5289,4],[5290,3,5291,3],[5290,4,5291,4],[5280,3,5281,3],[5280,4,5281,4],[5282,3,5283,3],[5282,4,5283,4],[5284,3,5285,3],[5284,4,5285,4],[5238,3,5239,3],[5238,4,5239,4],[5240,3,5241,3],[5240,4,5241,4],[5242,3,5243,3],[5242,4,5243,4],[5232,3,5233,3],[5232,4,5233,4],[5234,3,5235,3],[5234,4,5235,4],[5236,3,5237,3],[5236,4,5237,4],[5226,3,5227,3],[5226,4,5227,4],[5228,3,5229,3],[5228,4,5229,4],[5230,3,5231,3],[5230,4,5231,4],[5256,3,5257,3],[5256,4,5257,4],[5258,3,5259,3],[5258,4,5259,4],[5260,3,5261,3],[5260,4,5261,4],[5250,3,5251,3],[5250,4,5251,4],[5252,3,5253,3],[5252,4,5253,4],[5254,3,5255,3],[5254,4,5255,4],[5244,3,5245,3],[5244,4,5245,4],[5246,3,5247,3],[5246,4,5247,4],[5248,3,5249,3],[5248,4,5249,4],[5202,3,5203,3],[5202,4,5203,4],[5204,3,5205,3],[5204,4,5205,4],[5206,3,5207,3],[5206,4,5207,4],[5196,3,5197,3],[5196,4,5197,4],[5198,3,5199,3],[5198,4,5199,4],[5200,3,5201,3],[5200,4,5201,4],[5190,3,5191,3],[5190,4,5191,4],[5192,3,5193,3],[5192,4,5193,4],[5194,3,5195,3],[5194,4,5195,4],[5220,3,5221,3],[5220,4,5221,4],[5222,3,5223,3],[5222,4,5223,4],[5224,3,5225,3],[5224,4,5225,4],[5214,3,5215,3],[5214,4,5215,4],[5216,3,5217,3],[5216,4,5217,4],[5218,3,5219,3],[5218,4,5219,4],[5208,3,5209,3],[5208,4,5209,4],[5210,3,5211,3],[5210,4,5211,4],[5212,3,5213,3],[5212,4,5213,4],[5166,3,5167,3],[5166,4,5167,4],[5168,3,5169,3],[5168,4,5169,4],[5170,3,5171,3],[5170,4,5171,4],[5160,3,5161,3],[5160,4,5161,4],[5162,3,5163,3],[5162,4,5163,4],[5164,3,5165,3],[5164,4,5165,4],[5154,3,5155,3],[5154,4,5155,4],[5156,3,5157,3],[5156,4,5157,4],[5158,3,5159,3],[5158,4,5159,4],[5184,3,5185,3],[5184,4,5185,4],[5186,3,5187,3],[5186,4,5187,4],[5188,3,5189,3],[5188,4,5189,4],[5178,3,5179,3],[5178,4,5179,4],[5180,3,5181,3],[5180,4,5181,4],[5182,3,5183,3],[5182,4,5183,4],[5172,3,5173,3],[5172,4,5173,4],[5174,3,5175,3],[5174,4,5175,4],[5176,3,5177,3],[5176,4,5177,4],[5130,3,5131,3],[5130,4,5131,4],[5132,3,5133,3],[5132,4,5133,4],[5134,3,5135,3],[5134,4,5135,4],[5124,3,5125,3],[5124,4,5125,4],[5126,3,5127,3],[5126,4,5127,4],[5128,3,5129,3],[5128,4,5129,4],[5118,3,5119,3],[5118,4,5119,4],[5120,3,5121,3],[5120,4,5121,4],[5122,3,5123,3],[5122,4,5123,4],[5148,3,5149,3],[5148,4,5149,4],[5150,3,5151,3],[5150,4,5151,4],[5152,3,5153,3],[5152,4,5153,4],[5142,3,5143,3],[5142,4,5143,4],[5144,3,5145,3],[5144,4,5145,4],[5146,3,5147,3],[5146,4,5147,4],[5136,3,5137,3],[5136,4,5137,4],[5138,3,5139,3],[5138,4,5139,4],[5140,3,5141,3],[5140,4,5141,4],[5094,3,5095,3],[5094,4,5095,4],[5096,3,5097,3],[5096,4,5097,4],[5098,3,5099,3],[5098,4,5099,4],[5088,3,5089,3],[5088,4,5089,4],[5090,3,5091,3],[5090,4,5091,4],[5092,3,5093,3],[5092,4,5093,4],[5082,3,5083,3],[5082,4,5083,4],[5084,3,5085,3],[5084,4,5085,4],[5086,3,5087,3],[5086,4,5087,4],[5112,3,5113,3],[5112,4,5113,4],[5114,3,5115,3],[5114,4,5115,4],[5116,3,5117,3],[5116,4,5117,4],[5106,3,5107,3],[5106,4,5107,4],[5108,3,5109,3],[5108,4,5109,4],[5110,3,5111,3],[5110,4,5111,4],[5100,3,5101,3],[5100,4,5101,4],[5102,3,5103,3],[5102,4,5103,4],[5104,3,5105,3],[5104,4,5105,4],[5058,3,5059,3],[5058,4,5059,4],[5060,3,5061,3],[5060,4,5061,4],[5062,3,5063,3],[5062,4,5063,4],[5052,3,5053,3],[5052,4,5053,4],[5054,3,5055,3],[5054,4,5055,4],[5056,3,5057,3],[5056,4,5057,4],[5046,3,5047,3],[5046,4,5047,4],[5048,3,5049,3],[5048,4,5049,4],[5050,3,5051,3],[5050,4,5051,4],[5076,3,5077,3],[5076,4,5077,4],[5078,3,5079,3],[5078,4,5079,4],[5080,3,5081,3],[5080,4,5081,4],[5070,3,5071,3],[5070,4,5071,4],[5072,3,5073,3],[5072,4,5073,4],[5074,3,5075,3],[5074,4,5075,4],[5064,3,5065,3],[5064,4,5065,4],[5066,3,5067,3],[5066,4,5067,4],[5068,3,5069,3],[5068,4,5069,4],[5022,3,5023,3],[5022,4,5023,4],[5024,3,5025,3],[5024,4,5025,4],[5026,3,5027,3],[5026,4,5027,4],[5016,3,5017,3],[5016,4,5017,4],[5018,3,5019,3],[5018,4,5019,4],[5020,3,5021,3],[5020,4,5021,4],[5010,3,5011,3],[5010,4,5011,4],[5012,3,5013,3],[5012,4,5013,4],[5014,3,5015,3],[5014,4,5015,4],[5040,3,5041,3],[5040,4,5041,4],[5042,3,5043,3],[5042,4,5043,4],[5044,3,5045,3],[5044,4,5045,4],[5034,3,5035,3],[5034,4,5035,4],[5036,3,5037,3],[5036,4,5037,4],[5038,3,5039,3],[5038,4,5039,4],[5028,3,5029,3],[5028,4,5029,4],[5030,3,5031,3],[5030,4,5031,4],[5032,3,5033,3],[5032,4,5033,4],[4986,3,4987,3],[4986,4,4987,4],[4988,3,4989,3],[4988,4,4989,4],[4990,3,4991,3],[4990,4,4991,4],[4980,3,4981,3],[4980,4,4981,4],[4982,3,4983,3],[4982,4,4983,4],[4984,3,4985,3],[4984,4,4985,4],[4974,3,4975,3],[4974,4,4975,4],[4976,3,4977,3],[4976,4,4977,4],[4978,3,4979,3],[4978,4,4979,4],[5004,3,5005,3],[5004,4,5005,4],[5006,3,5007,3],[5006,4,5007,4],[5008,3,5009,3],[5008,4,5009,4],[4998,3,4999,3],[4998,4,4999,4],[5000,3,5001,3],[5000,4,5001,4],[5002,3,5003,3],[5002,4,5003,4],[4992,3,4993,3],[4992,4,4993,4],[4994,3,4995,3],[4994,4,4995,4],[4996,3,4997,3],[4996,4,4997,4],[4950,3,4951,3],[4950,4,4951,4],[4952,3,4953,3],[4952,4,4953,4],[4954,3,4955,3],[4954,4,4955,4],[4944,3,4945,3],[4944,4,4945,4],[4946,3,4947,3],[4946,4,4947,4],[4948,3,4949,3],[4948,4,4949,4],[4938,3,4939,3],[4938,4,4939,4],[4940,3,4941,3],[4940,4,4941,4],[4942,3,4943,3],[4942,4,4943,4],[4968,3,4969,3],[4968,4,4969,4],[4970,3,4971,3],[4970,4,4971,4],[4972,3,4973,3],[4972,4,4973,4],[4962,3,4963,3],[4962,4,4963,4],[4964,3,4965,3],[4964,4,4965,4],[4966,3,4967,3],[4966,4,4967,4],[4956,3,4957,3],[4956,4,4957,4],[4958,3,4959,3],[4958,4,4959,4],[4960,3,4961,3],[4960,4,4961,4],[4914,3,4915,3],[4914,4,4915,4],[4916,3,4917,3],[4916,4,4917,4],[4918,3,4919,3],[4918,4,4919,4],[4908,3,4909,3],[4908,4,4909,4],[4910,3,4911,3],[4910,4,4911,4],[4912,3,4913,3],[4912,4,4913,4],[4902,3,4903,3],[4902,4,4903,4],[4904,3,4905,3],[4904,4,4905,4],[4906,3,4907,3],[4906,4,4907,4],[4932,3,4933,3],[4932,4,4933,4],[4934,3,4935,3],[4934,4,4935,4],[4936,3,4937,3],[4936,4,4937,4],[4926,3,4927,3],[4926,4,4927,4],[4928,3,4929,3],[4928,4,4929,4],[4930,3,4931,3],[4930,4,4931,4],[4920,3,4921,3],[4920,4,4921,4],[4922,3,4923,3],[4922,4,4923,4],[4924,3,4925,3],[4924,4,4925,4],[4878,3,4879,3],[4878,4,4879,4],[4880,3,4881,3],[4880,4,4881,4],[4882,3,4883,3],[4882,4,4883,4],[4872,3,4873,3],[4872,4,4873,4],[4874,3,4875,3],[4874,4,4875,4],[4876,3,4877,3],[4876,4,4877,4],[4866,3,4867,3],[4866,4,4867,4],[4868,3,4869,3],[4868,4,4869,4],[4870,3,4871,3],[4870,4,4871,4],[4896,3,4897,3],[4896,4,4897,4],[4898,3,4899,3],[4898,4,4899,4],[4900,3,4901,3],[4900,4,4901,4],[4890,3,4891,3],[4890,4,4891,4],[4892,3,4893,3],[4892,4,4893,4],[4894,3,4895,3],[4894,4,4895,4],[4884,3,4885,3],[4884,4,4885,4],[4886,3,4887,3],[4886,4,4887,4],[4888,3,4889,3],[4888,4,4889,4],[4842,3,4843,3],[4842,4,4843,4],[4844,3,4845,3],[4844,4,4845,4],[4846,3,4847,3],[4846,4,4847,4],[4836,3,4837,3],[4836,4,4837,4],[4838,3,4839,3],[4838,4,4839,4],[4840,3,4841,3],[4840,4,4841,4],[4830,3,4831,3],[4830,4,4831,4],[4832,3,4833,3],[4832,4,4833,4],[4834,3,4835,3],[4834,4,4835,4],[4860,3,4861,3],[4860,4,4861,4],[4862,3,4863,3],[4862,4,4863,4],[4864,3,4865,3],[4864,4,4865,4],[4854,3,4855,3],[4854,4,4855,4],[4856,3,4857,3],[4856,4,4857,4],[4858,3,4859,3],[4858,4,4859,4],[4848,3,4849,3],[4848,4,4849,4],[4850,3,4851,3],[4850,4,4851,4],[4852,3,4853,3],[4852,4,4853,4],[4806,3,4807,3],[4806,4,4807,4],[4808,3,4809,3],[4808,4,4809,4],[4810,3,4811,3],[4810,4,4811,4],[4800,3,4801,3],[4800,4,4801,4],[4802,3,4803,3],[4802,4,4803,4],[4804,3,4805,3],[4804,4,4805,4],[4794,3,4795,3],[4794,4,4795,4],[4796,3,4797,3],[4796,4,4797,4],[4798,3,4799,3],[4798,4,4799,4],[4824,3,4825,3],[4824,4,4825,4],[4826,3,4827,3],[4826,4,4827,4],[4828,3,4829,3],[4828,4,4829,4],[4818,3,4819,3],[4818,4,4819,4],[4820,3,4821,3],[4820,4,4821,4],[4822,3,4823,3],[4822,4,4823,4],[4812,3,4813,3],[4812,4,4813,4],[4814,3,4815,3],[4814,4,4815,4],[4816,3,4817,3],[4816,4,4817,4],[4770,3,4771,3],[4770,4,4771,4],[4772,3,4773,3],[4772,4,4773,4],[4774,3,4775,3],[4774,4,4775,4],[4764,3,4765,3],[4764,4,4765,4],[4766,3,4767,3],[4766,4,4767,4],[4768,3,4769,3],[4768,4,4769,4],[4758,3,4759,3],[4758,4,4759,4],[4760,3,4761,3],[4760,4,4761,4],[4762,3,4763,3],[4762,4,4763,4],[4788,3,4789,3],[4788,4,4789,4],[4790,3,4791,3],[4790,4,4791,4],[4792,3,4793,3],[4792,4,4793,4],[4782,3,4783,3],[4782,4,4783,4],[4784,3,4785,3],[4784,4,4785,4],[4786,3,4787,3],[4786,4,4787,4],[4776,3,4777,3],[4776,4,4777,4],[4778,3,4779,3],[4778,4,4779,4],[4780,3,4781,3],[4780,4,4781,4],[4734,3,4735,3],[4734,4,4735,4],[4736,3,4737,3],[4736,4,4737,4],[4738,3,4739,3],[4738,4,4739,4],[4728,3,4729,3],[4728,4,4729,4],[4730,3,4731,3],[4730,4,4731,4],[4732,3,4733,3],[4732,4,4733,4],[4722,3,4723,3],[4722,4,4723,4],[4724,3,4725,3],[4724,4,4725,4],[4726,3,4727,3],[4726,4,4727,4],[4752,3,4753,3],[4752,4,4753,4],[4754,3,4755,3],[4754,4,4755,4],[4756,3,4757,3],[4756,4,4757,4],[4746,3,4747,3],[4746,4,4747,4],[4748,3,4749,3],[4748,4,4749,4],[4750,3,4751,3],[4750,4,4751,4],[4740,3,4741,3],[4740,4,4741,4],[4742,3,4743,3],[4742,4,4743,4],[4744,3,4745,3],[4744,4,4745,4],[4698,3,4699,3],[4698,4,4699,4],[4700,3,4701,3],[4700,4,4701,4],[4702,3,4703,3],[4702,4,4703,4],[4692,3,4693,3],[4692,4,4693,4],[4694,3,4695,3],[4694,4,4695,4],[4696,3,4697,3],[4696,4,4697,4],[4686,3,4687,3],[4686,4,4687,4],[4688,3,4689,3],[4688,4,4689,4],[4690,3,4691,3],[4690,4,4691,4],[4716,3,4717,3],[4716,4,4717,4],[4718,3,4719,3],[4718,4,4719,4],[4720,3,4721,3],[4720,4,4721,4],[4710,3,4711,3],[4710,4,4711,4],[4712,3,4713,3],[4712,4,4713,4],[4714,3,4715,3],[4714,4,4715,4],[4704,3,4705,3],[4704,4,4705,4],[4706,3,4707,3],[4706,4,4707,4],[4708,3,4709,3],[4708,4,4709,4],[4662,3,4663,3],[4662,4,4663,4],[4664,3,4665,3],[4664,4,4665,4],[4666,3,4667,3],[4666,4,4667,4],[4656,3,4657,3],[4656,4,4657,4],[4658,3,4659,3],[4658,4,4659,4],[4660,3,4661,3],[4660,4,4661,4],[4650,3,4651,3],[4650,4,4651,4],[4652,3,4653,3],[4652,4,4653,4],[4654,3,4655,3],[4654,4,4655,4],[4680,3,4681,3],[4680,4,4681,4],[4682,3,4683,3],[4682,4,4683,4],[4684,3,4685,3],[4684,4,4685,4],[4674,3,4675,3],[4674,4,4675,4],[4676,3,4677,3],[4676,4,4677,4],[4678,3,4679,3],[4678,4,4679,4],[4668,3,4669,3],[4668,4,4669,4],[4670,3,4671,3],[4670,4,4671,4],[4672,3,4673,3],[4672,4,4673,4],[4626,3,4627,3],[4626,4,4627,4],[4628,3,4629,3],[4628,4,4629,4],[4630,3,4631,3],[4630,4,4631,4],[4620,3,4621,3],[4620,4,4621,4],[4622,3,4623,3],[4622,4,4623,4],[4624,3,4625,3],[4624,4,4625,4],[4614,3,4615,3],[4614,4,4615,4],[4616,3,4617,3],[4616,4,4617,4],[4618,3,4619,3],[4618,4,4619,4],[4644,3,4645,3],[4644,4,4645,4],[4646,3,4647,3],[4646,4,4647,4],[4648,3,4649,3],[4648,4,4649,4],[4638,3,4639,3],[4638,4,4639,4],[4640,3,4641,3],[4640,4,4641,4],[4642,3,4643,3],[4642,4,4643,4],[4632,3,4633,3],[4632,4,4633,4],[4634,3,4635,3],[4634,4,4635,4],[4636,3,4637,3],[4636,4,4637,4],[4590,3,4591,3],[4590,4,4591,4],[4592,3,4593,3],[4592,4,4593,4],[4594,3,4595,3],[4594,4,4595,4],[4584,3,4585,3],[4584,4,4585,4],[4586,3,4587,3],[4586,4,4587,4],[4588,3,4589,3],[4588,4,4589,4],[4578,3,4579,3],[4578,4,4579,4],[4580,3,4581,3],[4580,4,4581,4],[4582,3,4583,3],[4582,4,4583,4],[4608,3,4609,3],[4608,4,4609,4],[4610,3,4611,3],[4610,4,4611,4],[4612,3,4613,3],[4612,4,4613,4],[4602,3,4603,3],[4602,4,4603,4],[4604,3,4605,3],[4604,4,4605,4],[4606,3,4607,3],[4606,4,4607,4],[4596,3,4597,3],[4596,4,4597,4],[4598,3,4599,3],[4598,4,4599,4],[4600,3,4601,3],[4600,4,4601,4],[4554,3,4555,3],[4554,4,4555,4],[4556,3,4557,3],[4556,4,4557,4],[4558,3,4559,3],[4558,4,4559,4],[4548,3,4549,3],[4548,4,4549,4],[4550,3,4551,3],[4550,4,4551,4],[4552,3,4553,3],[4552,4,4553,4],[4542,3,4543,3],[4542,4,4543,4],[4544,3,4545,3],[4544,4,4545,4],[4546,3,4547,3],[4546,4,4547,4],[4572,3,4573,3],[4572,4,4573,4],[4574,3,4575,3],[4574,4,4575,4],[4576,3,4577,3],[4576,4,4577,4],[4566,3,4567,3],[4566,4,4567,4],[4568,3,4569,3],[4568,4,4569,4],[4570,3,4571,3],[4570,4,4571,4],[4560,3,4561,3],[4560,4,4561,4],[4562,3,4563,3],[4562,4,4563,4],[4564,3,4565,3],[4564,4,4565,4],[4518,3,4519,3],[4518,4,4519,4],[4520,3,4521,3],[4520,4,4521,4],[4522,3,4523,3]],"merged_total":11003,"flags":["merged_cut"]}
[null,{"$f":"SheetHeader","v":"REGULATORY REPORTING STATEMENT"},null,null,null,null,"Worksheet navigation"]
[null,{"$f":"dms_TradingName","v":"TasNetworks (D)"}]
[null,{"$f":"dms_Reg_Year_Span","v":"2017-18 to 2018-19"}]
[null,"5.4 MAXIMUM DEMAND AND UTILISATION AT SPATIAL LEVEL"]
[]
[]
[null,"TABLE 5.4.1 - NON-COINCIDENT & COINCIDENT MAXIMUM DEMAND"]
[null,null,null,null,null,null,null,null,"Forthcoming Period"]
[null,"NETWORK LEVEL","SUBSTATION","FORECASTING ELEMENTS","UNIT","MAX DEMAND",{"$f":"CRCP_y4","v":"2015-16"},{"$f":"CRCP_y5","v":"2016-17"},{"$f":"FRCP_y1","v":"2017-18"},{"$f":"FRCP_y2","v":"2018-19"},{"$f":"FRCP_y3","v":"2019-20"},{"$f":"FRCP_y4","v":"2020-21"},{"$f":"FRCP_y5","v":"2021-22"}]
[null,"SUBSTRANSMISSION SUBSTATION","<Enter substation name>","Substation Rating","MVA","Non-Coincident"]
[null,null,null,null,null,"Coincident"]
[null,null,null,"Raw Adjusted MD","MW","Non-Coincident"]
[null,null,null,null,null,"Coincident"]
[null,null,null,"Raw Adjusted MD","MVA","Non-Coincident"]
[null,null,null,null,null,"Coincident"]
[null,null,null,"Date MD occurred",null,"Non-Coincident"]
[null,null,null,null,null,"Coincident"]
[null,null,null,"Half hour time period MD occurred",null,"Non-Coincident"]
[null,null,null,null,null,"Coincident"]
[null,null,null,"Winter/Summer Peaking",null,"Non-Coincident"]
[null,null,null,null,null,"Coincident"]
[null,null,null,"Adjustments - Embedded generation","MW","Non-Coincident"]
[null,null,null,null,null,"Coincident"]
[null,null,null,"Weather Corrected 10% POE","MW","Non-Coincident"]
[null,null,null,null,null,"Coincident"]
[null,null,null,"Weather Corrected MD 10% POE","MVA","Non-Coincident"]
[null,null,null,null,null,"Coincident"]
[null,null,null,"Weather Corrected MD 50% POE","MW","Non-Coincident"]
[null,null,null,null,null,"Coincident"]
[null,null,null,"Weather Corrected MD 50% POE","MVA","Non-Coincident"]
[null,null,null,null,null,"Coincident"]
[null,null,"<Enter substation name>","Substation Rating","MVA","Non-Coincident"]
[null,null,null,null,null,"Coincident"]
[null,null,null,"Raw Adjusted MD","MW","Non-Coincident"]
[null,null,null,null,null,"Coincident"]
[null,null,null,"Raw Adjusted MD","MVA","Non-Coincident"]
[null,null,null,null,null,"Coincident"]
[null,null,null,"Date MD occurred",null,"Non-Coincident"]
[null,null,null,null,null,"Coincident"]
[null,null,null,"Half hour time period MD occurred",null,"Non-Coincident"]
[null,null,null,null,null,"Coincident"]
[null,null,null,"Winter/Summer Peaking",null,"Non-Coincident"]
[null,null,null,null,null,"Coincident"]
[null,null,null,"Adjustments - Embedded generation","MW","Non-Coincident"]
[null,null,null,null,null,"Coincident"]
[null,null,null,"Weather Corrected 10% POE","MW","Non-Coincident"]
[null,null,null,null,null,"Coincident"]
[null,null,null,"Weather Corrected MD 10% POE","MVA","Non-Coincident"]
[null,null,null,null,null,"Coincident"]
[null,null,null,"Weather Corrected MD 50% POE","MW","Non-Coincident"]
[null,null,null,null,null,"Coincident"]
[null,null,null,"Weather Corrected MD 50% POE","MVA","Non-Coincident"]
[null,null,null,null,null,"Coincident"]
[null,null,"<Enter substation name>","Substation Rating","MVA","Non-Coincident"]
[null,null,null,null,null,"Coincident"]
[null,null,null,"Raw Adjusted MD","MW","Non-Coincident"]
[null,null,null,null,null,"Coincident"]
[null,null,null,"Raw Adjusted MD","MVA","Non-Coincident"]
[null,null,null,null,null,"Coincident"]
[null,null,null,"Date MD occurred",null,"Non-Coincident"]
[null,null,null,null,null,"Coincident"]
[null,null,null,"Half hour time period MD occurred",null,"Non-Coincident"]
[null,null,null,null,null,"Coincident"]
[null,null,null,"Winter/Summer Peaking",null,"Non-Coincident"]
[null,null,null,null,null,"Coincident"]
[null,null,null,"Adjustments - Embedded generation","MW","Non-Coincident"]
[null,null,null,null,null,"Coincident"]
[null,null,null,"Weather Corrected 10% POE","MW","Non-Coincident"]
[null,null,null,null,null,"Coincident"]
[null,null,null,"Weather Corrected MD 10% POE","MVA","Non-Coincident"]
[null,null,null,null,null,"Coincident"]
[null,null,null,"Weather Corrected MD 50% POE","MW","Non-Coincident"]
[null,null,null,null,null,"Coincident"]
[null,null,null,"Weather Corrected MD 50% POE","MVA","Non-Coincident"]
[null,null,null,null,null,"Coincident"]
[null,null,"<Enter substation name>","Substation Rating","MVA","Non-Coincident"]
[null,null,null,null,null,"Coincident"]
[null,null,null,"Raw Adjusted MD","MW","Non-Coincident"]
[null,null,null,null,null,"Coincident"]
[null,null,null,"Raw Adjusted MD","MVA","Non-Coincident"]
[null,null,null,null,null,"Coincident"]
[null,null,null,"Date MD occurred",null,"Non-Coincident"]
[null,null,null,null,null,"Coincident"]
[null,null,null,"Half hour time period MD occurred",null,"Non-Coincident"]
[null,null,null,null,null,"Coincident"]
[null,null,null,"Winter/Summer Peaking",null,"Non-Coincident"]
[null,null,null,null,null,"Coincident"]
[null,null,null,"Adjustments - Embedded generation","MW","Non-Coincident"]
[null,null,null,null,null,"Coincident"]
[null,null,null,"Weather Corrected 10% POE","MW","Non-Coincident"]
[null,null,null,null,null,"Coincident"]
[null,null,null,"Weather Corrected MD 10% POE","MVA","Non-Coincident"]
[null,null,null,null,null,"Coincident"]
[null,null,null,"Weather Corrected MD 50% POE","MW","Non-Coincident"]
[null,null,null,null,null,"Coincident"]
[null,null,null,"Weather Corrected MD 50% POE","MVA","Non-Coincident"]
[null,null,null,null,null,"Coincident"]
[null,null,"<Enter substation name>","Substation Rating","MVA","Non-Coincident"]
[null,null,null,null,null,"Coincident"]
[null,null,null,"Raw Adjusted MD","MW","Non-Coincident"]
[null,null,null,null,null,"Coincident"]
[null,null,null,"Raw Adjusted MD","MVA","Non-Coincident"]
[null,null,null,null,null,"Coincident"]
[null,null,null,"Date MD occurred",null,"Non-Coincident"]
[null,null,null,null,null,"Coincident"]
[null,null,null,"Half hour time period MD occurred",null,"Non-Coincident"]
[null,null,null,null,null,"Coincident"]
[null,null,null,"Winter/Summer Peaking",null,"Non-Coincident"]
[null,null,null,null,null,"Coincident"]
[null,null,null,"Adjustments - Embedded generation","MW","Non-Coincident"]
[null,null,null,null,null,"Coincident"]
[null,null,null,"Weather Corrected 10% POE","MW","Non-Coincident"]
[null,null,null,null,null,"Coincident"]
[null,null,null,"Weather Corrected MD 10% POE","MVA","Non-Coincident"]
[null,null,null,null,null,"Coincident"]
[null,null,null,"Weather Corrected MD 50% POE","MW","Non-Coincident"]
[null,null,null,null,null,"Coincident"]
[null,null,null,"Weather Corrected MD 50% POE","MVA","Non-Coincident"]
[null,null,null,null,null,"Coincident"]
[null,null,"<Enter substation name>","Substation Rating","MVA","Non-Coincident"]
[null,null,null,null,null,"Coincident"]
[null,null,null,"Raw Adjusted MD","MW","Non-Coincident"]
[null,null,null,null,null,"Coincident"]
[null,null,null,"Raw Adjusted MD","MVA","Non-Coincident"]
[null,null,null,null,null,"Coincident"]
[null,null,null,"Date MD occurred",null,"Non-Coincident"]
[null,null,null,null,null,"Coincident"]
[null,null,null,"Half hour time period MD occurred",null,"Non-Coincident"]
[null,null,null,null,null,"Coincident"]
[null,null,null,"Winter/Summer Peaking",null,"Non-Coincident"]
[null,null,null,null,null,"Coincident"]
[null,null,null,"Adjustments - Embedded generation","MW","Non-Coincident"]
[null,null,null,null,null,"Coincident"]
[null,null,null,"Weather Corrected 10% POE","MW","Non-Coincident"]
[null,null,null,null,null,"Coincident"]
[null,null,null,"Weather Corrected MD 10% POE","MVA","Non-Coincident"]
[null,null,null,null,null,"Coincident"]
[null,null,null,"Weather Corrected MD 50% POE","MW","Non-Coincident"]
[null,null,null,null,null,"Coincident"]
[null,null,null,"Weather Corrected MD 50% POE","MVA","Non-Coincident"]
[null,null,null,null,null,"Coincident"]
[null,null,"<Enter substation name>","Substation Rating","MVA","Non-Coincident"]
[null,null,null,null,null,"Coincident"]
[null,null,null,"Raw Adjusted MD","MW","Non-Coincident"]
[null,null,null,null,null,"Coincident"]
[null,null,null,"Raw Adjusted MD","MVA","Non-Coincident"]
[null,null,null,null,null,"Coincident"]
[null,null,null,"Date MD occurred",null,"Non-Coincident"]
[null,null,null,null,null,"Coincident"]
[null,null,null,"Half hour time period MD occurred",null,"Non-Coincident"]
[null,null,null,null,null,"Coincident"]
[null,null,null,"Winter/Summer Peaking",null,"Non-Coincident"]
[null,null,null,null,null,"Coincident"]
[null,null,null,"Adjustments - Embedded generation","MW","Non-Coincident"]
[null,null,null,null,null,"Coincident"]
[null,null,null,"Weather Corrected 10% POE","MW","Non-Coincident"]
[null,null,null,null,null,"Coincident"]
[null,null,null,"Weather Corrected MD 10% POE","MVA","Non-Coincident"]
[null,null,null,null,null,"Coincident"]
[null,null,null,"Weather Corrected MD 50% POE","MW","Non-Coincident"]
[null,null,null,null,null,"Coincident"]
[null,null,null,"Weather Corrected MD 50% POE","MVA","Non-Coincident"]
[null,null,null,null,null,"Coincident"]
[null,null,"<Enter substation name>","Substation Rating","MVA","Non-Coincident"]
[null,null,null,null,null,"Coincident"]
[null,null,null,"Raw Adjusted MD","MW","Non-Coincident"]
[null,null,null,null,null,"Coincident"]
[null,null,null,"Raw Adjusted MD","MVA","Non-Coincident"]
[null,null,null,null,null,"Coincident"]
[null,null,null,"Date MD occurred",null,"Non-Coincident"]
[null,null,null,null,null,"Coincident"]
[null,null,null,"Half hour time period MD occurred",null,"Non-Coincident"]
[null,null,null,null,null,"Coincident"]
[null,null,null,"Winter/Summer Peaking",null,"Non-Coincident"]
[null,null,null,null,null,"Coincident"]
[null,null,null,"Adjustments - Embedded generation","MW","Non-Coincident"]
[null,null,null,null,null,"Coincident"]
[null,null,null,"Weather Corrected 10% POE","MW","Non-Coincident"]
[null,null,null,null,null,"Coincident"]
[null,null,null,"Weather Corrected MD 10% POE","MVA","Non-Coincident"]
[null,null,null,null,null,"Coincident"]
[null,null,null,"Weather Corrected MD 50% POE","MW","Non-Coincident"]
[null,null,null,null,null,"Coincident"]
[null,null,null,"Weather Corrected MD 50% POE","MVA","Non-Coincident"]
[null,null,null,null,null,"Coincident"]
[null,null,"<Enter substation name>","Substation Rating","MVA","Non-Coincident"]
[null,null,null,null,null,"Coincident"]
[null,null,null,"Raw Adjusted MD","MW","Non-Coincident"]
[null,null,null,null,null,"Coincident"]
[null,null,null,"Raw Adjusted MD","MVA","Non-Coincident"]
[null,null,null,null,null,"Coincident"]
[null,null,null,"Date MD occurred",null,"Non-Coincident"]
[null,null,null,null,null,"Coincident"]
[null,null,null,"Half hour time period MD occurred",null,"Non-Coincident"]
[null,null,null,null,null,"Coincident"]
[null,null,null,"Winter/Summer Peaking",null,"Non-Coincident"]
[null,null,null,null,null,"Coincident"]
[null,null,null,"Adjustments - Embedded generation","MW","Non-Coincident"]
[null,null,null,null,null,"Coincident"]
[null,null,null,"Weather Corrected 10% POE","MW","Non-Coincident"]
[null,null,null,null,null,"Coincident"]
[null,null,null,"Weather Corrected MD 10% POE","MVA","Non-Coincident"]
[null,null,null,null,null,"Coincident"]
[null,null,null,"Weather Corrected MD 50% POE","MW","Non-Coincident"]
[null,null,null,null,null,"Coincident"]
[null,null,null,"Weather Corrected MD 50% POE","MVA","Non-Coincident"]
[null,null,null,null,null,"Coincident"]
[null,null,"<Enter substation name>","Substation Rating","MVA","Non-Coincident"]
[null,null,null,null,null,"Coincident"]
[null,null,null,"Raw Adjusted MD","MW","Non-Coincident"]
[null,null,null,null,null,"Coincident"]
[null,null,null,"Raw Adjusted MD","MVA","Non-Coincident"]
[null,null,null,null,null,"Coincident"]
[null,null,null,"Date MD occurred",null,"Non-Coincident"]
[null,null,null,null,null,"Coincident"]
[null,null,null,"Half hour time period MD occurred",null,"Non-Coincident"]
[null,null,null,null,null,"Coincident"]
[null,null,null,"Winter/Summer Peaking",null,"Non-Coincident"]
[null,null,null,null,null,"Coincident"]
[null,null,null,"Adjustments - Embedded generation","MW","Non-Coincident"]
[null,null,null,null,null,"Coincident"]
[null,null,null,"Weather Corrected 10% POE","MW","Non-Coincident"]
[null,null,null,null,null,"Coincident"]
[null,null,null,"Weather Corrected MD 10% POE","MVA","Non-Coincident"]
[null,null,null,null,null,"Coincident"]
[null,null,null,"Weather Corrected MD 50% POE","MW","Non-Coincident"]
[null,null,null,null,null,"Coincident"]
[null,null,null,"Weather Corrected MD 50% POE","MVA","Non-Coincident"]
[null,null,null,null,null,"Coincident"]
[null,null,"<Enter substation name>","Substation Rating","MVA","Non-Coincident"]
[null,null,null,null,null,"Coincident"]
[null,null,null,"Raw Adjusted MD","MW","Non-Coincident"]
[null,null,null,null,null,"Coincident"]
[null,null,null,"Raw Adjusted MD","MVA","Non-Coincident"]
[null,null,null,null,null,"Coincident"]
[null,null,null,"Date MD occurred",null,"Non-Coincident"]
[null,null,null,null,null,"Coincident"]
[null,null,null,"Half hour time period MD occurred",null,"Non-Coincident"]
[null,null,null,null,null,"Coincident"]
[null,null,null,"Winter/Summer Peaking",null,"Non-Coincident"]
[null,null,null,null,null,"Coincident"]
[null,null,null,"Adjustments - Embedded generation","MW","Non-Coincident"]
[null,null,null,null,null,"Coincident"]
[null,null,null,"Weather Corrected 10% POE","MW","Non-Coincident"]
[null,null,null,null,null,"Coincident"]
[null,null,null,"Weather Corrected MD 10% POE","MVA","Non-Coincident"]
[null,null,null,null,null,"Coincident"]
[null,null,null,"Weather Corrected MD 50% POE","MW","Non-Coincident"]
[null,null,null,null,null,"Coincident"]
[null,null,null,"Weather Corrected MD 50% POE","MVA","Non-Coincident"]
[null,null,null,null,null,"Coincident"]
[null,null,"<Enter substation name>","Substation Rating","MVA","Non-Coincident"]
[null,null,null,null,null,"Coincident"]
[null,null,null,"Raw Adjusted MD","MW","Non-Coincident"]
[null,null,null,null,null,"Coincident"]
[null,null,null,"Raw Adjusted MD","MVA","Non-Coincident"]
[null,null,null,null,null,"Coincident"]
[null,null,null,"Date MD occurred",null,"Non-Coincident"]
[null,null,null,null,null,"Coincident"]
[null,null,null,"Half hour time period MD occurred",null,"Non-Coincident"]
[null,null,null,null,null,"Coincident"]
[null,null,null,"Winter/Summer Peaking",null,"Non-Coincident"]
[null,null,null,null,null,"Coincident"]
[null,null,null,"Adjustments - Embedded generation","MW","Non-Coincident"]
[null,null,null,null,null,"Coincident"]
[null,null,null,"Weather Corrected 10% POE","MW","Non-Coincident"]
[null,null,null,null,null,"Coincident"]
[null,null,null,"Weather Corrected MD 10% POE","MVA","Non-Coincident"]
[null,null,null,null,null,"Coincident"]
[null,null,null,"Weather Corrected MD 50% POE","MW","Non-Coincident"]
[null,null,null,null,null,"Coincident"]
[null,null,null,"Weather Corrected MD 50% POE","MVA","Non-Coincident"]
[null,null,null,null,null,"Coincident"]
[null,null,"<Enter substation name>","Substation Rating","MVA","Non-Coincident"]
[null,null,null,null,null,"Coincident"]
[null,null,null,"Raw Adjusted MD","MW","Non-Coincident"]
[null,null,null,null,null,"Coincident"]
[null,null,null,"Raw Adjusted MD","MVA","Non-Coincident"]
[null,null,null,null,null,"Coincident"]
[null,null,null,"Date MD occurred",null,"Non-Coincident"]
[null,null,null,null,null,"Coincident"]
[null,null,null,"Half hour time period MD occurred",null,"Non-Coincident"]
[null,null,null,null,null,"Coincident"]
[null,null,null,"Winter/Summer Peaking",null,"Non-Coincident"]
[null,null,null,null,null,"Coincident"]
[null,null,null,"Adjustments - Embedded generation","MW","Non-Coincident"]
[null,null,null,null,null,"Coincident"]
[null,null,null,"Weather Corrected 10% POE","MW","Non-Coincident"]
[null,null,null,null,null,"Coincident"]
[null,null,null,"Weather Corrected MD 10% POE","MVA","Non-Coincident"]
[null,null,null,null,null,"Coincident"]
[null,null,null,"Weather Corrected MD 50% POE","MW","Non-Coincident"]
[null,null,null,null,null,"Coincident"]
[null,null,null,"Weather Corrected MD 50% POE","MVA","Non-Coincident"]
[null,null,null,null,null,"Coincident"]
[null,null,"<Enter substation name>","Substation Rating","MVA","Non-Coincident"]
[null,null,null,null,null,"Coincident"]
[null,null,null,"Raw Adjusted MD","MW","Non-Coincident"]
[null,null,null,null,null,"Coincident"]
[null,null,null,"Raw Adjusted MD","MVA","Non-Coincident"]
[null,null,null,null,null,"Coincident"]
[null,null,null,"Date MD occurred",null,"Non-Coincident"]
[null,null,null,null,null,"Coincident"]
[null,null,null,"Half hour time period MD occurred",null,"Non-Coincident"]
[null,null,null,null,null,"Coincident"]
[null,null,null,"Winter/Summer Peaking",null,"Non-Coincident"]
[null,null,null,null,null,"Coincident"]
[null,null,null,"Adjustments - Embedded generation","MW","Non-Coincident"]
[null,null,null,null,null,"Coincident"]
[null,null,null,"Weather Corrected 10% POE","MW","Non-Coincident"]
[null,null,null,null,null,"Coincident"]
[null,null,null,"Weather Corrected MD 10% POE","MVA","Non-Coincident"]
[null,null,null,null,null,"Coincident"]
[null,null,null,"Weather Corrected MD 50% POE","MW","Non-Coincident"]
[null,null,null,null,null,"Coincident"]
[null,null,null,"Weather Corrected MD 50% POE","MVA","Non-Coincident"]
[null,null,null,null,null,"Coincident"]
[null,null,"<Enter substation name>","Substation Rating","MVA","Non-Coincident"]
[null,null,null,null,null,"Coincident"]
[null,null,null,"Raw Adjusted MD","MW","Non-Coincident"]
[null,null,null,null,null,"Coincident"]
[null,null,null,"Raw Adjusted MD","MVA","Non-Coincident"]
[null,null,null,null,null,"Coincident"]
[null,null,null,"Date MD occurred",null,"Non-Coincident"]
[null,null,null,null,null,"Coincident"]
[null,null,null,"Half hour time period MD occurred",null,"Non-Coincident"]
[null,null,null,null,null,"Coincident"]
[null,null,null,"Winter/Summer Peaking",null,"Non-Coincident"]
[null,null,null,null,null,"Coincident"]
[null,null,null,"Adjustments - Embedded generation","MW","Non-Coincident"]
[null,null,null,null,null,"Coincident"]
[null,null,null,"Weather Corrected 10% POE","MW","Non-Coincident"]
[null,null,null,null,null,"Coincident"]
[null,null,null,"Weather Corrected MD 10% POE","MVA","Non-Coincident"]
[null,null,null,null,null,"Coincident"]
[null,null,null,"Weather Corrected MD 50% POE","MW","Non-Coincident"]
[null,null,null,null,null,"Coincident"]
[null,null,null,"Weather Corrected MD 50% POE","MVA","Non-Coincident"]
[null,null,null,null,null,"Coincident"]
[null,null,"<Enter substation name>","Substation Rating","MVA","Non-Coincident"]
[null,null,null,null,null,"Coincident"]
[null,null,null,"Raw Adjusted MD","MW","Non-Coincident"]
[null,null,null,null,null,"Coincident"]
[null,null,null,"Raw Adjusted MD","MVA","Non-Coincident"]
[null,null,null,null,null,"Coincident"]
[null,null,null,"Date MD occurred",null,"Non-Coincident"]
[null,null,null,null,null,"Coincident"]
[null,null,null,"Half hour time period MD occurred",null,"Non-Coincident"]
[null,null,null,null,null,"Coincident"]
[null,null,null,"Winter/Summer Peaking",null,"Non-Coincident"]
[null,null,null,null,null,"Coincident"]
[null,null,null,"Adjustments - Embedded generation","MW","Non-Coincident"]
[null,null,null,null,null,"Coincident"]
[null,null,null,"Weather Corrected 10% POE","MW","Non-Coincident"]
[null,null,null,null,null,"Coincident"]
[null,null,null,"Weather Corrected MD 10% POE","MVA","Non-Coincident"]
[null,null,null,null,null,"Coincident"]
[null,null,null,"Weather Corrected MD 50% POE","MW","Non-Coincident"]
[null,null,null,null,null,"Coincident"]
[null,null,null,"Weather Corrected MD 50% POE","MVA","Non-Coincident"]
[null,null,null,null,null,"Coincident"]
[null,null,"<Enter substation name>","Substation Rating","MVA","Non-Coincident"]
[null,null,null,null,null,"Coincident"]
[null,null,null,"Raw Adjusted MD","MW","Non-Coincident"]
[null,null,null,null,null,"Coincident"]
[null,null,null,"Raw Adjusted MD","MVA","Non-Coincident"]
[null,null,null,null,null,"Coincident"]
[null,null,null,"Date MD occurred",null,"Non-Coincident"]
[null,null,null,null,null,"Coincident"]
[null,null,null,"Half hour time period MD occurred",null,"Non-Coincident"]
[null,null,null,null,null,"Coincident"]
[null,null,null,"Winter/Summer Peaking",null,"Non-Coincident"]
[null,null,null,null,null,"Coincident"]
[null,null,null,"Adjustments - Embedded generation","MW","Non-Coincident"]
[null,null,null,null,null,"Coincident"]
[null,null,null,"Weather Corrected 10% POE","MW","Non-Coincident"]
[null,null,null,null,null,"Coincident"]
[null,null,null,"Weather Corrected MD 10% POE","MVA","Non-Coincident"]
[null,null,null,null,null,"Coincident"]
[null,null,null,"Weather Corrected MD 50% POE","MW","Non-Coincident"]
[null,null,null,null,null,"Coincident"]
[null,null,null,"Weather Corrected MD 50% POE","MVA","Non-Coincident"]
[null,null,null,null,null,"Coincident"]
[null,null,"<Enter substation name>","Substation Rating","MVA","Non-Coincident"]
[null,null,null,null,null,"Coincident"]
[null,null,null,"Raw Adjusted MD","MW","Non-Coincident"]
[null,null,null,null,null,"Coincident"]
[null,null,null,"Raw Adjusted MD","MVA","Non-Coincident"]
[null,null,null,null,null,"Coincident"]
[null,null,null,"Date MD occurred",null,"Non-Coincident"]
[null,null,null,null,null,"Coincident"]
[null,null,null,"Half hour time period MD occurred",null,"Non-Coincident"]
[null,null,null,null,null,"Coincident"]
[null,null,null,"Winter/Summer Peaking",null,"Non-Coincident"]
[null,null,null,null,null,"Coincident"]
[null,null,null,"Adjustments - Embedded generation","MW","Non-Coincident"]
[null,null,null,null,null,"Coincident"]
[null,null,null,"Weather Corrected 10% POE","MW","Non-Coincident"]
[null,null,null,null,null,"Coincident"]
[null,null,null,"Weather Corrected MD 10% POE","MVA","Non-Coincident"]
[null,null,null,null,null,"Coincident"]
[null,null,null,"Weather Corrected MD 50% POE","MW","Non-Coincident"]
[null,null,null,null,null,"Coincident"]
[null,null,null,"Weather Corrected MD 50% POE","MVA","Non-Coincident"]
[null,null,null,null,null,"Coincident"]
[null,null,"<Enter substation name>","Substation Rating","MVA","Non-Coincident"]
[null,null,null,null,null,"Coincident"]
[null,null,null,"Raw Adjusted MD","MW","Non-Coincident"]
[null,null,null,null,null,"Coincident"]
[null,null,null,"Raw Adjusted MD","MVA","Non-Coincident"]
[null,null,null,null,null,"Coincident"]
[null,null,null,"Date MD occurred",null,"Non-Coincident"]
[null,null,null,null,null,"Coincident"]
[null,null,null,"Half hour time period MD occurred",null,"Non-Coincident"]
[null,null,null,null,null,"Coincident"]
[null,null,null,"Winter/Summer Peaking",null,"Non-Coincident"]
[null,null,null,null,null,"Coincident"]
[null,null,null,"Adjustments - Embedded generation","MW","Non-Coincident"]
[null,null,null,null,null,"Coincident"]
[null,null,null,"Weather Corrected 10% POE","MW","Non-Coincident"]
[null,null,null,null,null,"Coincident"]
[null,null,null,"Weather Corrected MD 10% POE","MVA","Non-Coincident"]
[null,null,null,null,null,"Coincident"]
[null,null,null,"Weather Corrected MD 50% POE","MW","Non-Coincident"]
[null,null,null,null,null,"Coincident"]
[null,null,null,"Weather Corrected MD 50% POE","MVA","Non-Coincident"]
[null,null,null,null,null,"Coincident"]
[null,null,"<Enter substation name>","Substation Rating","MVA","Non-Coincident"]
[null,null,null,null,null,"Coincident"]
[null,null,null,"Raw Adjusted MD","MW","Non-Coincident"]
[null,null,null,null,null,"Coincident"]
[null,null,null,"Raw Adjusted MD","MVA","Non-Coincident"]
[null,null,null,null,null,"Coincident"]
[null,null,null,"Date MD occurred",null,"Non-Coincident"]
[null,null,null,null,null,"Coincident"]
[null,null,null,"Half hour time period MD occurred",null,"Non-Coincident"]
[null,null,null,null,null,"Coincident"]
[null,null,null,"Winter/Summer Peaking",null,"Non-Coincident"]
[null,null,null,null,null,"Coincident"]
[null,null,null,"Adjustments - Embedded generation","MW","Non-Coincident"]
[null,null,null,null,null,"Coincident"]
[null,null,null,"Weather Corrected 10% POE","MW","Non-Coincident"]
[null,null,null,null,null,"Coincident"]
[null,null,null,"Weather Corrected MD 10% POE","MVA","Non-Coincident"]
[null,null,null,null,null,"Coincident"]
[null,null,null,"Weather Corrected MD 50% POE","MW","Non-Coincident"]
[null,null,null,null,null,"Coincident"]
[null,null,null,"Weather Corrected MD 50% POE","MVA","Non-Coincident"]
[null,null,null,null,null,"Coincident"]
[null,null,"<Enter substation name>","Substation Rating","MVA","Non-Coincident"]
[null,null,null,null,null,"Coincident"]
[null,null,null,"Raw Adjusted MD","MW","Non-Coincident"]
[null,null,null,null,null,"Coincident"]
[null,null,null,"Raw Adjusted MD","MVA","Non-Coincident"]
[null,null,null,null,null,"Coincident"]
[null,null,null,"Date MD occurred",null,"Non-Coincident"]
[null,null,null,null,null,"Coincident"]
[null,null,null,"Half hour time period MD occurred",null,"Non-Coincident"]
[null,null,null,null,null,"Coincident"]
[null,null,null,"Winter/Summer Peaking",null,"Non-Coincident"]
[null,null,null,null,null,"Coincident"]
[null,null,null,"Adjustments - Embedded generation","MW","Non-Coincident"]
[null,null,null,null,null,"Coincident"]
[null,null,null,"Weather Corrected 10% POE","MW","Non-Coincident"]
[null,null,null,null,null,"Coincident"]
[null,null,null,"Weather Corrected MD 10% POE","MVA","Non-Coincident"]
[null,null,null,null,null,"Coincident"]
[null,null,null,"Weather Corrected MD 50% POE","MW","Non-Coincident"]
[null,null,null,null,null,"Coincident"]
[null,null,null,"Weather Corrected MD 50% POE","MVA","Non-Coincident"]
[null,null,null,null,null,"Coincident"]
[null,null,"<Enter substation name>","Substation Rating","MVA","Non-Coincident"]
[null,null,null,null,null,"Coincident"]
[null,null,null,"Raw Adjusted MD","MW","Non-Coincident"]
[null,null,null,null,null,"Coincident"]
[null,null,null,"Raw Adjusted MD","MVA","Non-Coincident"]
[null,null,null,null,null,"Coincident"]
[null,null,null,"Date MD occurred",null,"Non-Coincident"]
[null,null,null,null,null,"Coincident"]
[null,null,null,"Half hour time period MD occurred",null,"Non-Coincident"]
[null,null,null,null,null,"Coincident"]
[null,null,null,"Winter/Summer Peaking",null,"Non-Coincident"]
[null,null,null,null,null,"Coincident"]
[null,null,null,"Adjustments - Embedded generation","MW","Non-Coincident"]
[null,null,null,null,null,"Coincident"]
[null,null,null,"Weather Corrected 10% POE","MW","Non-Coincident"]
[null,null,null,null,null,"Coincident"]
[null,null,null,"Weather Corrected MD 10% POE","MVA","Non-Coincident"]
[null,null,null,null,null,"Coincident"]
[null,null,null,"Weather Corrected MD 50% POE","MW","Non-Coincident"]
[null,null,null,null,null,"Coincident"]
[null,null,null,"Weather Corrected MD 50% POE","MVA","Non-Coincident"]
[null,null,null,null,null,"Coincident"]
[null,null,"<Enter substation name>","Substation Rating","MVA","Non-Coincident"]
[null,null,null,null,null,"Coincident"]
[null,null,null,"Raw Adjusted MD","MW","Non-Coincident"]
[null,null,null,null,null,"Coincident"]
[null,null,null,"Raw Adjusted MD","MVA","Non-Coincident"]
[null,null,null,null,null,"Coincident"]
[null,null,null,"Date MD occurred",null,"Non-Coincident"]
[null,null,null,null,null,"Coincident"]
[null,null,null,"Half hour time period MD occurred",null,"Non-Coincident"]
[null,null,null,null,null,"Coincident"]
[null,null,null,"Winter/Summer Peaking",null,"Non-Coincident"]
[null,null,null,null,null,"Coincident"]
[null,null,null,"Adjustments - Embedded generation","MW","Non-Coincident"]
[null,null,null,null,null,"Coincident"]
[null,null,null,"Weather Corrected 10% POE","MW","Non-Coincident"]
[null,null,null,null,null,"Coincident"]
[null,null,null,"Weather Corrected MD 10% POE","MVA","Non-Coincident"]
[null,null,null,null,null,"Coincident"]
[null,null,null,"Weather Corrected MD 50% POE","MW","Non-Coincident"]
[null,null,null,null,null,"Coincident"]
[null,null,null,"Weather Corrected MD 50% POE","MVA","Non-Coincident"]
[null,null,null,null,null,"Coincident"]
[null,null,"<Enter substation name>","Substation Rating","MVA","Non-Coincident"]
[null,null,null,null,null,"Coincident"]
[null,null,null,"Raw Adjusted MD","MW","Non-Coincident"]
[null,null,null,null,null,"Coincident"]
[null,null,null,"Raw Adjusted MD","MVA","Non-Coincident"]
[null,null,null,null,null,"Coincident"]
[null,null,null,"Date MD occurred",null,"Non-Coincident"]
[null,null,null,null,null,"Coincident"]
[null,null,null,"Half hour time period MD occurred",null,"Non-Coincident"]
[null,null,null,null,null,"Coincident"]
[null,null,null,"Winter/Summer Peaking",null,"Non-Coincident"]
[null,null,null,null,null,"Coincident"]
[null,null,null,"Adjustments - Embedded generation","MW","Non-Coincident"]
[null,null,null,null,null,"Coincident"]
[null,null,null,"Weather Corrected 10% POE","MW","Non-Coincident"]
[null,null,null,null,null,"Coincident"]
[null,null,null,"Weather Corrected MD 10% POE","MVA","Non-Coincident"]
[null,null,null,null,null,"Coincident"]
[null,null,null,"Weather Corrected MD 50% POE","MW","Non-Coincident"]
[null,null,null,null,null,"Coincident"]
[null,null,null,"Weather Corrected MD 50% POE","MVA","Non-Coincident"]
[null,null,null,null,null,"Coincident"]
[null,null,"<Enter substation name>","Substation Rating","MVA","Non-Coincident"]
[null,null,null,null,null,"Coincident"]
[null,null,null,"Raw Adjusted MD","MW","Non-Coincident"]
[null,null,null,null,null,"Coincident"]
[null,null,null,"Raw Adjusted MD","MVA","Non-Coincident"]
[null,null,null,null,null,"Coincident"]
[null,null,null,"Date MD occurred",null,"Non-Coincident"]
[null,null,null,null,null,"Coincident"]
[null,null,null,"Half hour time period MD occurred",null,"Non-Coincident"]
[null,null,null,null,null,"Coincident"]
[null,null,null,"Winter/Summer Peaking",null,"Non-Coincident"]
[null,null,null,null,null,"Coincident"]
[null,null,null,"Adjustments - Embedded generation","MW","Non-Coincident"]
[null,null,null,null,null,"Coincident"]
[null,null,null,"Weather Corrected 10% POE","MW","Non-Coincident"]
[null,null,null,null,null,"Coincident"]
[null,null,null,"Weather Corrected MD 10% POE","MVA","Non-Coincident"]
[null,null,null,null,null,"Coincident"]
[null,null,null,"Weather Corrected MD 50% POE","MW","Non-Coincident"]
[null,null,null,null,null,"Coincident"]
[null,null,null,"Weather Corrected MD 50% POE","MVA","Non-Coincident"]
[null,null,null,null,null,"Coincident"]
[null,null,"<Enter substation name>","Substation Rating","MVA","Non-Coincident"]
[null,null,null,null,null,"Coincident"]
[null,null,null,"Raw Adjusted MD","MW","Non-Coincident"]
[null,null,null,null,null,"Coincident"]
[null,null,null,"Raw Adjusted MD","MVA","Non-Coincident"]
[null,null,null,null,null,"Coincident"]
[null,null,null,"Date MD occurred",null,"Non-Coincident"]
[null,null,null,null,null,"Coincident"]
[null,null,null,"Half hour time period MD occurred",null,"Non-Coincident"]
[null,null,null,null,null,"Coincident"]
[null,null,null,"Winter/Summer Peaking",null,"Non-Coincident"]
[null,null,null,null,null,"Coincident"]
[null,null,null,"Adjustments - Embedded generation","MW","Non-Coincident"]
[null,null,null,null,null,"Coincident"]
[null,null,null,"Weather Corrected 10% POE","MW","Non-Coincident"]
[null,null,null,null,null,"Coincident"]
[null,null,null,"Weather Corrected MD 10% POE","MVA","Non-Coincident"]
[null,null,null,null,null,"Coincident"]
[null,null,null,"Weather Corrected MD 50% POE","MW","Non-Coincident"]
[null,null,null,null,null,"Coincident"]
[null,null,null,"Weather Corrected MD 50% POE","MVA","Non-Coincident"]
[null,null,null,null,null,"Coincident"]
[null,null,"<Enter substation name>","Substation Rating","MVA","Non-Coincident"]
[null,null,null,null,null,"Coincident"]
[null,null,null,"Raw Adjusted MD","MW","Non-Coincident"]
[null,null,null,null,null,"Coincident"]
[null,null,null,"Raw Adjusted MD","MVA","Non-Coincident"]
[null,null,null,null,null,"Coincident"]
[null,null,null,"Date MD occurred",null,"Non-Coincident"]
[null,null,null,null,null,"Coincident"]
[null,null,null,"Half hour time period MD occurred",null,"Non-Coincident"]
[null,null,null,null,null,"Coincident"]
[null,null,null,"Winter/Summer Peaking",null,"Non-Coincident"]
[null,null,null,null,null,"Coincident"]
[null,null,null,"Adjustments - Embedded generation","MW","Non-Coincident"]
[null,null,null,null,null,"Coincident"]
[null,null,null,"Weather Corrected 10% POE","MW","Non-Coincident"]
[null,null,null,null,null,"Coincident"]
[null,null,null,"Weather Corrected MD 10% POE","MVA","Non-Coincident"]
[null,null,null,null,null,"Coincident"]
[null,null,null,"Weather Corrected MD 50% POE","MW","Non-Coincident"]
[null,null,null,null,null,"Coincident"]
[null,null,null,"Weather Corrected MD 50% POE","MVA","Non-Coincident"]
[null,null,null,null,null,"Coincident"]
[null,null,"<Enter substation name>","Substation Rating","MVA","Non-Coincident"]
[null,null,null,null,null,"Coincident"]
[null,null,null,"Raw Adjusted MD","MW","Non-Coincident"]
[null,null,null,null,null,"Coincident"]
[null,null,null,"Raw Adjusted MD","MVA","Non-Coincident"]
[null,null,null,null,null,"Coincident"]
[null,null,null,"Date MD occurred",null,"Non-Coincident"]
[null,null,null,null,null,"Coincident"]
[null,null,null,"Half hour time period MD occurred",null,"Non-Coincident"]
[null,null,null,null,null,"Coincident"]
[null,null,null,"Winter/Summer Peaking",null,"Non-Coincident"]
[null,null,null,null,null,"Coincident"]
[null,null,null,"Adjustments - Embedded generation","MW","Non-Coincident"]
[null,null,null,null,null,"Coincident"]
[null,null,null,"Weather Corrected 10% POE","MW","Non-Coincident"]
[null,null,null,null,null,"Coincident"]
[null,null,null,"Weather Corrected MD 10% POE","MVA","Non-Coincident"]
[null,null,null,null,null,"Coincident"]
[null,null,null,"Weather Corrected MD 50% POE","MW","Non-Coincident"]
[null,null,null,null,null,"Coincident"]
[null,null,null,"Weather Corrected MD 50% POE","MVA","Non-Coincident"]
[null,null,null,null,null,"Coincident"]
[null,null,"<Enter substation name>","Substation Rating","MVA","Non-Coincident"]
[null,null,null,null,null,"Coincident"]
[null,null,null,"Raw Adjusted MD","MW","Non-Coincident"]
[null,null,null,null,null,"Coincident"]
[null,null,null,"Raw Adjusted MD","MVA","Non-Coincident"]
[null,null,null,null,null,"Coincident"]
[null,null,null,"Date MD occurred",null,"Non-Coincident"]
[null,null,null,null,null,"Coincident"]
[null,null,null,"Half hour time period MD occurred",null,"Non-Coincident"]
[null,null,null,null,null,"Coincident"]
[null,null,null,"Winter/Summer Peaking",null,"Non-Coincident"]
[null,null,null,null,null,"Coincident"]
[null,null,null,"Adjustments - Embedded generation","MW","Non-Coincident"]
[null,null,null,null,null,"Coincident"]
[null,null,null,"Weather Corrected 10% POE","MW","Non-Coincident"]
[null,null,null,null,null,"Coincident"]
[null,null,null,"Weather Corrected MD 10% POE","MVA","Non-Coincident"]
[null,null,null,null,null,"Coincident"]
[null,null,null,"Weather Corrected MD 50% POE","MW","Non-Coincident"]
[null,null,null,null,null,"Coincident"]
[null,null,null,"Weather Corrected MD 50% POE","MVA","Non-Coincident"]
[null,null,null,null,null,"Coincident"]
[null,null,"<Enter substation name>","Substation Rating","MVA","Non-Coincident"]
[null,null,null,null,null,"Coincident"]
[null,null,null,"Raw Adjusted MD","MW","Non-Coincident"]
[null,null,null,null,null,"Coincident"]
[null,null,null,"Raw Adjusted MD","MVA","Non-Coincident"]
[null,null,null,null,null,"Coincident"]
[null,null,null,"Date MD occurred",null,"Non-Coincident"]
[null,null,null,null,null,"Coincident"]
[null,null,null,"Half hour time period MD occurred",null,"Non-Coincident"]
[null,null,null,null,null,"Coincident"]
[null,null,null,"Winter/Summer Peaking",null,"Non-Coincident"]
[null,null,null,null,null,"Coincident"]
[null,null,null,"Adjustments - Embedded generation","MW","Non-Coincident"]
[null,null,null,null,null,"Coincident"]
[null,null,null,"Weather Corrected 10% POE","MW","Non-Coincident"]
[null,null,null,null,null,"Coincident"]
[null,null,null,"Weather Corrected MD 10% POE","MVA","Non-Coincident"]
[null,null,null,null,null,"Coincident"]
[null,null,null,"Weather Corrected MD 50% POE","MW","Non-Coincident"]
[null,null,null,null,null,"Coincident"]
[null,null,null,"Weather Corrected MD 50% POE","MVA","Non-Coincident"]
[null,null,null,null,null,"Coincident"]
[null,null,"<Enter substation name>","Substation Rating","MVA","Non-Coincident"]
[null,null,null,null,null,"Coincident"]
[null,null,null,"Raw Adjusted MD","MW","Non-Coincident"]
[null,null,null,null,null,"Coincident"]
[null,null,null,"Raw Adjusted MD","MVA","Non-Coincident"]
[null,null,null,null,null,"Coincident"]
[null,null,null,"Date MD occurred",null,"Non-Coincident"]
[null,null,null,null,null,"Coincident"]
[null,null,null,"Half hour time period MD occurred",null,"Non-Coincident"]
[null,null,null,null,null,"Coincident"]
[null,null,null,"Winter/Summer Peaking",null,"Non-Coincident"]
[null,null,null,null,null,"Coincident"]
[null,null,null,"Adjustments - Embedded generation","MW","Non-Coincident"]
[null,null,null,null,null,"Coincident"]
[null,null,null,"Weather Corrected 10% POE","MW","Non-Coincident"]
[null,null,null,null,null,"Coincident"]
[null,null,null,"Weather Corrected MD 10% POE","MVA","Non-Coincident"]
[null,null,null,null,null,"Coincident"]
[null,null,null,"Weather Corrected MD 50% POE","MW","Non-Coincident"]
[null,null,null,null,null,"Coincident"]
[null,null,null,"Weather Corrected MD 50% POE","MVA","Non-Coincident"]
[null,null,null,null,null,"Coincident"]
[null,null,"<Enter substation name>","Substation Rating","MVA","Non-Coincident"]
[null,null,null,null,null,"Coincident"]
[null,null,null,"Raw Adjusted MD","MW","Non-Coincident"]
[null,null,null,null,null,"Coincident"]
[null,null,null,"Raw Adjusted MD","MVA","Non-Coincident"]
[null,null,null,null,null,"Coincident"]
[null,null,null,"Date MD occurred",null,"Non-Coincident"]
[null,null,null,null,null,"Coincident"]
[null,null,null,"Half hour time period MD occurred",null,"Non-Coincident"]
[null,null,null,null,null,"Coincident"]
[null,null,null,"Winter/Summer Peaking",null,"Non-Coincident"]
[null,null,null,null,null,"Coincident"]
[null,null,null,"Adjustments - Embedded generation","MW","Non-Coincident"]
[null,null,null,null,null,"Coincident"]
[null,null,null,"Weather Corrected 10% POE","MW","Non-Coincident"]
[null,null,null,null,null,"Coincident"]
[null,null,null,"Weather Corrected MD 10% POE","MVA","Non-Coincident"]
[null,null,null,null,null,"Coincident"]
[null,null,null,"Weather Corrected MD 50% POE","MW","Non-Coincident"]
[null,null,null,null,null,"Coincident"]
[null,null,null,"Weather Corrected MD 50% POE","MVA","Non-Coincident"]
[null,null,null,null,null,"Coincident"]
[null,null,"<Enter substation name>","Substation Rating","MVA","Non-Coincident"]
[null,null,null,null,null,"Coincident"]
[null,null,null,"Raw Adjusted MD","MW","Non-Coincident"]
[null,null,null,null,null,"Coincident"]
[null,null,null,"Raw Adjusted MD","MVA","Non-Coincident"]
[null,null,null,null,null,"Coincident"]
[null,null,null,"Date MD occurred",null,"Non-Coincident"]
[null,null,null,null,null,"Coincident"]
[null,null,null,"Half hour time period MD occurred",null,"Non-Coincident"]
[null,null,null,null,null,"Coincident"]
[null,null,null,"Winter/Summer Peaking",null,"Non-Coincident"]
[null,null,null,null,null,"Coincident"]
[null,null,null,"Adjustments - Embedded generation","MW","Non-Coincident"]
[null,null,null,null,null,"Coincident"]
[null,null,null,"Weather Corrected 10% POE","MW","Non-Coincident"]
[null,null,null,null,null,"Coincident"]
[null,null,null,"Weather Corrected MD 10% POE","MVA","Non-Coincident"]
[null,null,null,null,null,"Coincident"]
[null,null,null,"Weather Corrected MD 50% POE","MW","Non-Coincident"]
[null,null,null,null,null,"Coincident"]
[null,null,null,"Weather Corrected MD 50% POE","MVA","Non-Coincident"]
[null,null,null,null,null,"Coincident"]
[null,null,"<Enter substation name>","Substation Rating","MVA","Non-Coincident"]
[null,null,null,null,null,"Coincident"]
[null,null,null,"Raw Adjusted MD","MW","Non-Coincident"]
[null,null,null,null,null,"Coincident"]
[null,null,null,"Raw Adjusted MD","MVA","Non-Coincident"]
[null,null,null,null,null,"Coincident"]
[null,null,null,"Date MD occurred",null,"Non-Coincident"]
[null,null,null,null,null,"Coincident"]
[null,null,null,"Half hour time period MD occurred",null,"Non-Coincident"]
[null,null,null,null,null,"Coincident"]
[null,null,null,"Winter/Summer Peaking",null,"Non-Coincident"]
[null,null,null,null,null,"Coincident"]
[null,null,null,"Adjustments - Embedded generation","MW","Non-Coincident"]
[null,null,null,null,null,"Coincident"]
[null,null,null,"Weather Corrected 10% POE","MW","Non-Coincident"]
[null,null,null,null,null,"Coincident"]
[null,null,null,"Weather Corrected MD 10% POE","MVA","Non-Coincident"]
[null,null,null,null,null,"Coincident"]
[null,null,null,"Weather Corrected MD 50% POE","MW","Non-Coincident"]
[null,null,null,null,null,"Coincident"]
[null,null,null,"Weather Corrected MD 50% POE","MVA","Non-Coincident"]
[null,null,null,null,null,"Coincident"]
[null,null,"<Enter substation name>","Substation Rating","MVA","Non-Coincident"]
[null,null,null,null,null,"Coincident"]
[null,null,null,"Raw Adjusted MD","MW","Non-Coincident"]
[null,null,null,null,null,"Coincident"]
[null,null,null,"Raw Adjusted MD","MVA","Non-Coincident"]
[null,null,null,null,null,"Coincident"]
[null,null,null,"Date MD occurred",null,"Non-Coincident"]
[null,null,null,null,null,"Coincident"]
[null,null,null,"Half hour time period MD occurred",null,"Non-Coincident"]
[null,null,null,null,null,"Coincident"]
[null,null,null,"Winter/Summer Peaking",null,"Non-Coincident"]
[null,null,null,null,null,"Coincident"]
[null,null,null,"Adjustments - Embedded generation","MW","Non-Coincident"]
[null,null,null,null,null,"Coincident"]
[null,null,null,"Weather Corrected 10% POE","MW","Non-Coincident"]
[null,null,null,null,null,"Coincident"]
[null,null,null,"Weather Corrected MD 10% POE","MVA","Non-Coincident"]
[null,null,null,null,null,"Coincident"]
[null,null,null,"Weather Corrected MD 50% POE","MW","Non-Coincident"]
[null,null,null,null,null,"Coincident"]
[null,null,null,"Weather Corrected MD 50% POE","MVA","Non-Coincident"]
[null,null,null,null,null,"Coincident"]
[null,null,"<Enter substation name>","Substation Rating","MVA","Non-Coincident"]
[null,null,null,null,null,"Coincident"]
[null,null,null,"Raw Adjusted MD","MW","Non-Coincident"]
[null,null,null,null,null,"Coincident"]
[null,null,null,"Raw Adjusted MD","MVA","Non-Coincident"]
[null,null,null,null,null,"Coincident"]
[null,null,null,"Date MD occurred",null,"Non-Coincident"]
[null,null,null,null,null,"Coincident"]
[null,null,null,"Half hour time period MD occurred",null,"Non-Coincident"]
[null,null,null,null,null,"Coincident"]
[null,null,null,"Winter/Summer Peaking",null,"Non-Coincident"]
[null,null,null,null,null,"Coincident"]
[null,null,null,"Adjustments - Embedded generation","MW","Non-Coincident"]
[null,null,null,null,null,"Coincident"]
[null,null,null,"Weather Corrected 10% POE","MW","Non-Coincident"]
[null,null,null,null,null,"Coincident"]
[null,null,null,"Weather Corrected MD 10% POE","MVA","Non-Coincident"]
[null,null,null,null,null,"Coincident"]
[null,null,null,"Weather Corrected MD 50% POE","MW","Non-Coincident"]
[null,null,null,null,null,"Coincident"]
[null,null,null,"Weather Corrected MD 50% POE","MVA","Non-Coincident"]
[null,null,null,null,null,"Coincident"]
[null,null,"<Enter substation name>","Substation Rating","MVA","Non-Coincident"]
[null,null,null,null,null,"Coincident"]
[null,null,null,"Raw Adjusted MD","MW","Non-Coincident"]
[null,null,null,null,null,"Coincident"]
[null,null,null,"Raw Adjusted MD","MVA","Non-Coincident"]
[null,null,null,null,null,"Coincident"]
[null,null,null,"Date MD occurred",null,"Non-Coincident"]
[null,null,null,null,null,"Coincident"]
[null,null,null,"Half hour time period MD occurred",null,"Non-Coincident"]
[null,null,null,null,null,"Coincident"]
[null,null,null,"Winter/Summer Peaking",null,"Non-Coincident"]
[null,null,null,null,null,"Coincident"]
[null,null,null,"Adjustments - Embedded generation","MW","Non-Coincident"]
[null,null,null,null,null,"Coincident"]
[null,null,null,"Weather Corrected 10% POE","MW","Non-Coincident"]
[null,null,null,null,null,"Coincident"]
[null,null,null,"Weather Corrected MD 10% POE","MVA","Non-Coincident"]
[null,null,null,null,null,"Coincident"]
[null,null,null,"Weather Corrected MD 50% POE","MW","Non-Coincident"]
[null,null,null,null,null,"Coincident"]
[null,null,null,"Weather Corrected MD 50% POE","MVA","Non-Coincident"]
[null,null,null,null,null,"Coincident"]
[null,null,"<Enter substation name>","Substation Rating","MVA","Non-Coincident"]
[null,null,null,null,null,"Coincident"]
[null,null,null,"Raw Adjusted MD","MW","Non-Coincident"]
[null,null,null,null,null,"Coincident"]
[null,null,null,"Raw Adjusted MD","MVA","Non-Coincident"]
[null,null,null,null,null,"Coincident"]
[null,null,null,"Date MD occurred",null,"Non-Coincident"]
[null,null,null,null,null,"Coincident"]
[null,null,null,"Half hour time period MD occurred",null,"Non-Coincident"]
[null,null,null,null,null,"Coincident"]
[null,null,null,"Winter/Summer Peaking",null,"Non-Coincident"]
[null,null,null,null,null,"Coincident"]
[null,null,null,"Adjustments - Embedded generation","MW","Non-Coincident"]
[null,null,null,null,null,"Coincident"]
[null,null,null,"Weather Corrected 10% POE","MW","Non-Coincident"]
[null,null,null,null,null,"Coincident"]
[null,null,null,"Weather Corrected MD 10% POE","MVA","Non-Coincident"]
[null,null,null,null,null,"Coincident"]
[null,null,null,"Weather Corrected MD 50% POE","MW","Non-Coincident"]
[null,null,null,null,null,"Coincident"]
[null,null,null,"Weather Corrected MD 50% POE","MVA","Non-Coincident"]
[null,null,null,null,null,"Coincident"]
[null,null,"<Enter substation name>","Substation Rating","MVA","Non-Coincident"]
[null,null,null,null,null,"Coincident"]
[null,null,null,"Raw Adjusted MD","MW","Non-Coincident"]
[null,null,null,null,null,"Coincident"]
[null,null,null,"Raw Adjusted MD","MVA","Non-Coincident"]
[null,null,null,null,null,"Coincident"]
[null,null,null,"Date MD occurred",null,"Non-Coincident"]
[null,null,null,null,null,"Coincident"]
[null,null,null,"Half hour time period MD occurred",null,"Non-Coincident"]
[null,null,null,null,null,"Coincident"]
[null,null,null,"Winter/Summer Peaking",null,"Non-Coincident"]
[null,null,null,null,null,"Coincident"]
[null,null,null,"Adjustments - Embedded generation","MW","Non-Coincident"]
[null,null,null,null,null,"Coincident"]
[null,null,null,"Weather Corrected 10% POE","MW","Non-Coincident"]
[null,null,null,null,null,"Coincident"]
[null,null,null,"Weather Corrected MD 10% POE","MVA","Non-Coincident"]
[null,null,null,null,null,"Coincident"]
[null,null,null,"Weather Corrected MD 50% POE","MW","Non-Coincident"]
[null,null,null,null,null,"Coincident"]
[null,null,null,"Weather Corrected MD 50% POE","MVA","Non-Coincident"]
[null,null,null,null,null,"Coincident"]
[null,null,"<Enter substation name>","Substation Rating","MVA","Non-Coincident"]
[null,null,null,null,null,"Coincident"]
[null,null,null,"Raw Adjusted MD","MW","Non-Coincident"]
[null,null,null,null,null,"Coincident"]
[null,null,null,"Raw Adjusted MD","MVA","Non-Coincident"]
[null,null,null,null,null,"Coincident"]
[null,null,null,"Date MD occurred",null,"Non-Coincident"]
[null,null,null,null,null,"Coincident"]
[null,null,null,"Half hour time period MD occurred",null,"Non-Coincident"]
[null,null,null,null,null,"Coincident"]
[null,null,null,"Winter/Summer Peaking",null,"Non-Coincident"]
[null,null,null,null,null,"Coincident"]
[null,null,null,"Adjustments - Embedded generation","MW","Non-Coincident"]
[null,null,null,null,null,"Coincident"]
[null,null,null,"Weather Corrected 10% POE","MW","Non-Coincident"]
[null,null,null,null,null,"Coincident"]
[null,null,null,"Weather Corrected MD 10% POE","MVA","Non-Coincident"]
[null,null,null,null,null,"Coincident"]
[null,null,null,"Weather Corrected MD 50% POE","MW","Non-Coincident"]
[null,null,null,null,null,"Coincident"]
[null,null,null,"Weather Corrected MD 50% POE","MVA","Non-Coincident"]
[null,null,null,null,null,"Coincident"]
[null,null,"<Enter substation name>","Substation Rating","MVA","Non-Coincident"]
[null,null,null,null,null,"Coincident"]
[null,null,null,"Raw Adjusted MD","MW","Non-Coincident"]
[null,null,null,null,null,"Coincident"]
[null,null,null,"Raw Adjusted MD","MVA","Non-Coincident"]
[null,null,null,null,null,"Coincident"]
[null,null,null,"Date MD occurred",null,"Non-Coincident"]
[null,null,null,null,null,"Coincident"]
[null,null,null,"Half hour time period MD occurred",null,"Non-Coincident"]
[null,null,null,null,null,"Coincident"]
[null,null,null,"Winter/Summer Peaking",null,"Non-Coincident"]
[null,null,null,null,null,"Coincident"]
[null,null,null,"Adjustments - Embedded generation","MW","Non-Coincident"]
[null,null,null,null,null,"Coincident"]
[null,null,null,"Weather Corrected 10% POE","MW","Non-Coincident"]
[null,null,null,null,null,"Coincident"]
[null,null,null,"Weather Corrected MD 10% POE","MVA","Non-Coincident"]
[null,null,null,null,null,"Coincident"]
[null,null,null,"Weather Corrected MD 50% POE","MW","Non-Coincident"]
[null,null,null,null,null,"Coincident"]
[null,null,null,"Weather Corrected MD 50% POE","MVA","Non-Coincident"]
[null,null,null,null,null,"Coincident"]
[null,null,"<Enter substation name>","Substation Rating","MVA","Non-Coincident"]
[null,null,null,null,null,"Coincident"]
[null,null,null,"Raw Adjusted MD","MW","Non-Coincident"]
[null,null,null,null,null,"Coincident"]
[null,null,null,"Raw Adjusted MD","MVA","Non-Coincident"]
[null,null,null,null,null,"Coincident"]
[null,null,null,"Date MD occurred",null,"Non-Coincident"]
[null,null,null,null,null,"Coincident"]
[null,null,null,"Half hour time period MD occurred",null,"Non-Coincident"]
[null,null,null,null,null,"Coincident"]
[null,null,null,"Winter/Summer Peaking",null,"Non-Coincident"]
[null,null,null,null,null,"Coincident"]
[null,null,null,"Adjustments - Embedded generation","MW","Non-Coincident"]
[null,null,null,null,null,"Coincident"]
[null,null,null,"Weather Corrected 10% POE","MW","Non-Coincident"]
[null,null,null,null,null,"Coincident"]
[null,null,null,"Weather Corrected MD 10% POE","MVA","Non-Coincident"]
[null,null,null,null,null,"Coincident"]
[null,null,null,"Weather Corrected MD 50% POE","MW","Non-Coincident"]
[null,null,null,null,null,"Coincident"]
[null,null,null,"Weather Corrected MD 50% POE","MVA","Non-Coincident"]
[null,null,null,null,null,"Coincident"]
[null,null,"<Enter substation name>","Substation Rating","MVA","Non-Coincident"]
[null,null,null,null,null,"Coincident"]
[null,null,null,"Raw Adjusted MD","MW","Non-Coincident"]
[null,null,null,null,null,"Coincident"]
[null,null,null,"Raw Adjusted MD","MVA","Non-Coincident"]
[null,null,null,null,null,"Coincident"]
[null,null,null,"Date MD occurred",null,"Non-Coincident"]
[null,null,null,null,null,"Coincident"]
[null,null,null,"Half hour time period MD occurred",null,"Non-Coincident"]
[null,null,null,null,null,"Coincident"]
[null,null,null,"Winter/Summer Peaking",null,"Non-Coincident"]
[null,null,null,null,null,"Coincident"]
[null,null,null,"Adjustments - Embedded generation","MW","Non-Coincident"]
[null,null,null,null,null,"Coincident"]
[null,null,null,"Weather Corrected 10% POE","MW","Non-Coincident"]
[null,null,null,null,null,"Coincident"]
[null,null,null,"Weather Corrected MD 10% POE","MVA","Non-Coincident"]
[null,null,null,null,null,"Coincident"]
[null,null,null,"Weather Corrected MD 50% POE","MW","Non-Coincident"]
[null,null,null,null,null,"Coincident"]
[null,null,null,"Weather Corrected MD 50% POE","MVA","Non-Coincident"]
[null,null,null,null,null,"Coincident"]
[null,null,"<Enter substation name>","Substation Rating","MVA","Non-Coincident"]
[null,null,null,null,null,"Coincident"]
[null,null,null,"Raw Adjusted MD","MW","Non-Coincident"]
[null,null,null,null,null,"Coincident"]
[null,null,null,"Raw Adjusted MD","MVA","Non-Coincident"]
[null,null,null,null,null,"Coincident"]
[null,null,null,"Date MD occurred",null,"Non-Coincident"]
[null,null,null,null,null,"Coincident"]
[null,null,null,"Half hour time period MD occurred",null,"Non-Coincident"]
[null,null,null,null,null,"Coincident"]
[null,null,null,"Winter/Summer Peaking",null,"Non-Coincident"]
[null,null,null,null,null,"Coincident"]
[null,null,null,"Adjustments - Embedded generation","MW","Non-Coincident"]
[null,null,null,null,null,"Coincident"]
[null,null,null,"Weather Corrected 10% POE","MW","Non-Coincident"]
[null,null,null,null,null,"Coincident"]
[null,null,null,"Weather Corrected MD 10% POE","MVA","Non-Coincident"]
[null,null,null,null,null,"Coincident"]
[null,null,null,"Weather Corrected MD 50% POE","MW","Non-Coincident"]
[null,null,null,null,null,"Coincident"]
[null,null,null,"Weather Corrected MD 50% POE","MVA","Non-Coincident"]
[null,null,null,null,null,"Coincident"]
[null,null,"<Enter substation name>","Substation Rating","MVA","Non-Coincident"]
[null,null,null,null,null,"Coincident"]
[null,null,null,"Raw Adjusted MD","MW","Non-Coincident"]
[null,null,null,null,null,"Coincident"]
[null,null,null,"Raw Adjusted MD","MVA","Non-Coincident"]
[null,null,null,null,null,"Coincident"]
[null,null,null,"Date MD occurred",null,"Non-Coincident"]
[null,null,null,null,null,"Coincident"]
[null,null,null,"Half hour time period MD occurred",null,"Non-Coincident"]
[null,null,null,null,null,"Coincident"]
[null,null,null,"Winter/Summer Peaking",null,"Non-Coincident"]
[null,null,null,null,null,"Coincident"]
[null,null,null,"Adjustments - Embedded generation","MW","Non-Coincident"]
[null,null,null,null,null,"Coincident"]
[null,null,null,"Weather Corrected 10% POE","MW","Non-Coincident"]
[null,null,null,null,null,"Coincident"]
[null,null,null,"Weather Corrected MD 10% POE","MVA","Non-Coincident"]
[null,null,null,null,null,"Coincident"]
[null,null,null,"Weather Corrected MD 50% POE","MW","Non-Coincident"]
[null,null,null,null,null,"Coincident"]
[null,null,null,"Weather Corrected MD 50% POE","MVA","Non-Coincident"]
[null,null,null,null,null,"Coincident"]
[null,null,"<Enter substation name>","Substation Rating","MVA","Non-Coincident"]
[null,null,null,null,null,"Coincident"]
[null,null,null,"Raw Adjusted MD","MW","Non-Coincident"]
[null,null,null,null,null,"Coincident"]
[null,null,null,"Raw Adjusted MD","MVA","Non-Coincident"]
[null,null,null,null,null,"Coincident"]
[null,null,null,"Date MD occurred",null,"Non-Coincident"]
[null,null,null,null,null,"Coincident"]
[null,null,null,"Half hour time period MD occurred",null,"Non-Coincident"]
[null,null,null,null,null,"Coincident"]
[null,null,null,"Winter/Summer Peaking",null,"Non-Coincident"]
[null,null,null,null,null,"Coincident"]
[null,null,null,"Adjustments - Embedded generation","MW","Non-Coincident"]
[null,null,null,null,null,"Coincident"]
[null,null,null,"Weather Corrected 10% POE","MW","Non-Coincident"]
[null,null,null,null,null,"Coincident"]
[null,null,null,"Weather Corrected MD 10% POE","MVA","Non-Coincident"]
[null,null,null,null,null,"Coincident"]
[null,null,null,"Weather Corrected MD 50% POE","MW","Non-Coincident"]
[null,null,null,null,null,"Coincident"]
[null,null,null,"Weather Corrected MD 50% POE","MVA","Non-Coincident"]
[null,null,null,null,null,"Coincident"]
[null,null,"<Enter substation name>","Substation Rating","MVA","Non-Coincident"]
[null,null,null,null,null,"Coincident"]
[null,null,null,"Raw Adjusted MD","MW","Non-Coincident"]
[null,null,null,null,null,"Coincident"]
[null,null,null,"Raw Adjusted MD","MVA","Non-Coincident"]
[null,null,null,null,null,"Coincident"]
[null,null,null,"Date MD occurred",null,"Non-Coincident"]
[null,null,null,null,null,"Coincident"]
[null,null,null,"Half hour time period MD occurred",null,"Non-Coincident"]
[null,null,null,null,null,"Coincident"]
[null,null,null,"Winter/Summer Peaking",null,"Non-Coincident"]
[null,null,null,null,null,"Coincident"]
[null,null,null,"Adjustments - Embedded generation","MW","Non-Coincident"]
[null,null,null,null,null,"Coincident"]
[null,null,null,"Weather Corrected 10% POE","MW","Non-Coincident"]
[null,null,null,null,null,"Coincident"]
[null,null,null,"Weather Corrected MD 10% POE","MVA","Non-Coincident"]
[null,null,null,null,null,"Coincident"]
[null,null,null,"Weather Corrected MD 50% POE","MW","Non-Coincident"]
[null,null,null,null,null,"Coincident"]
[null,null,null,"Weather Corrected MD 50% POE","MVA","Non-Coincident"]
[null,null,null,null,null,"Coincident"]
[null,null,"<Enter substation name>","Substation Rating","MVA","Non-Coincident"]
[null,null,null,null,null,"Coincident"]
[null,null,null,"Raw Adjusted MD","MW","Non-Coincident"]
[null,null,null,null,null,"Coincident"]
[null,null,null,"Raw Adjusted MD","MVA","Non-Coincident"]
[null,null,null,null,null,"Coincident"]
[null,null,null,"Date MD occurred",null,"Non-Coincident"]
[null,null,null,null,null,"Coincident"]
[null,null,null,"Half hour time period MD occurred",null,"Non-Coincident"]
[null,null,null,null,null,"Coincident"]
[null,null,null,"Winter/Summer Peaking",null,"Non-Coincident"]
[null,null,null,null,null,"Coincident"]
[null,null,null,"Adjustments - Embedded generation","MW","Non-Coincident"]
[null,null,null,null,null,"Coincident"]
[null,null,null,"Weather Corrected 10% POE","MW","Non-Coincident"]
[null,null,null,null,null,"Coincident"]
[null,null,null,"Weather Corrected MD 10% POE","MVA","Non-Coincident"]
[null,null,null,null,null,"Coincident"]
[null,null,null,"Weather Corrected MD 50% POE","MW","Non-Coincident"]
[null,null,null,null,null,"Coincident"]
[null,null,null,"Weather Corrected MD 50% POE","MVA","Non-Coincident"]
[null,null,null,null,null,"Coincident"]
[null,null,"<Enter substation name>","Substation Rating","MVA","Non-Coincident"]
[null,null,null,null,null,"Coincident"]
[null,null,null,"Raw Adjusted MD","MW","Non-Coincident"]
[null,null,null,null,null,"Coincident"]
[null,null,null,"Raw Adjusted MD","MVA","Non-Coincident"]
[null,null,null,null,null,"Coincident"]
[null,null,null,"Date MD occurred",null,"Non-Coincident"]
[null,null,null,null,null,"Coincident"]
[null,null,null,"Half hour time period MD occurred",null,"Non-Coincident"]
[null,null,null,null,null,"Coincident"]
[null,null,null,"Winter/Summer Peaking",null,"Non-Coincident"]
[null,null,null,null,null,"Coincident"]
[null,null,null,"Adjustments - Embedded generation","MW","Non-Coincident"]
[null,null,null,null,null,"Coincident"]
[null,null,null,"Weather Corrected 10% POE","MW","Non-Coincident"]
[null,null,null,null,null,"Coincident"]
[null,null,null,"Weather Corrected MD 10% POE","MVA","Non-Coincident"]
[null,null,null,null,null,"Coincident"]
[null,null,null,"Weather Corrected MD 50% POE","MW","Non-Coincident"]
[null,null,null,null,null,"Coincident"]
[null,null,null,"Weather Corrected MD 50% POE","MVA","Non-Coincident"]
[null,null,null,null,null,"Coincident"]
[null,null,"<Enter substation name>","Substation Rating","MVA","Non-Coincident"]
[null,null,null,null,null,"Coincident"]
[null,null,null,"Raw Adjusted MD","MW","Non-Coincident"]
[null,null,null,null,null,"Coincident"]
[null,null,null,"Raw Adjusted MD","MVA","Non-Coincident"]
[null,null,null,null,null,"Coincident"]
[null,null,null,"Date MD occurred",null,"Non-Coincident"]
[null,null,null,null,null,"Coincident"]
[null,null,null,"Half hour time period MD occurred",null,"Non-Coincident"]
[null,null,null,null,null,"Coincident"]
[null,null,null,"Winter/Summer Peaking",null,"Non-Coincident"]
[null,null,null,null,null,"Coincident"]
[null,null,null,"Adjustments - Embedded generation","MW","Non-Coincident"]
[null,null,null,null,null,"Coincident"]
[null,null,null,"Weather Corrected 10% POE","MW","Non-Coincident"]
[null,null,null,null,null,"Coincident"]
[null,null,null,"Weather Corrected MD 10% POE","MVA","Non-Coincident"]
[null,null,null,null,null,"Coincident"]
[null,null,null,"Weather Corrected MD 50% POE","MW","Non-Coincident"]
[null,null,null,null,null,"Coincident"]
[null,null,null,"Weather Corrected MD 50% POE","MVA","Non-Coincident"]
[null,null,null,null,null,"Coincident"]
[]
[]
[]
[null,null,null,null,null,null,null,null,"Forthcoming Period"]
[null,"NETWORK LEVEL","SUBSTATION","FORECASTING ELEMENTS","UNIT","MAX DEMAND",{"$f":"CRCP_y4","v":"2015-16"},{"$f":"CRCP_y5","v":"2016-17"},{"$f":"FRCP_y1","v":"2017-18"},{"$f":"FRCP_y2","v":"2018-19"},{"$f":"FRCP_y3","v":"2019-20"},{"$f":"FRCP_y4","v":"2020-21"},{"$f":"FRCP_y5","v":"2021-22"}]
[null,"ZONE SUBSTATION","Bellerive","Substation Rating","MVA","Non-Coincident",58.5,58.5,58.5,58.5,58.5,58.5,58.5]
[null,null,null,null,null,"Coincident",58.5,58.5,58.5,58.5,58.5,58.5,58.5]
[null,null,null,"Raw Adjusted MD","MW","Non-Coincident"]
[null,null,null,null,null,"Coincident"]
[null,null,null,"Raw Adjusted MD","MVA","Non-Coincident"]
[null,null,null,null,null,"Coincident"]
[null,null,null,"Date MD occurred",null,"Non-Coincident"]
[null,null,null,null,null,"Coincident"]
[null,null,null,"Half hour time period MD occurred",null,"Non-Coincident"]
[null,null,null,null,null,"Coincident"]
[null,null,null,"Winter/Summer Peaking",null,"Non-Coincident","Winter","Winter","Winter","Winter"]
[null,null,null,null,null,"Coincident","Winter","Winter","Winter","Winter"]
[null,null,null,"Adjustments - Embedded generation","MW","Non-Coincident",0,0,0,0]
[null,null,null,null,null,"Coincident",0,0,0,0]
[null,null,null,"Weather Corrected 10% POE","MW","Non-Coincident",18.62,18.5,18.71,19.02]
[null,null,null,null,null,"Coincident",18.29,18.18,18.39,18.690000000000001]
[null,null,null,"Weather Corrected MD 10% POE","MVA","Non-Coincident",18.850000000000001,18.73,18.95,19.260000000000002]
[null,null,null,null,null,"Coincident",18.52,18.41,18.62,18.920000000000002]
[null,null,null,"Weather Corrected MD 50% POE","MW","Non-Coincident",18.03,17.920000000000002,18.13,18.43]
[null,null,null,null,null,"Coincident",17.72,17.61,17.809999999999999,18.11]
[null,null,null,"Weather Corrected MD 50% POE","MVA","Non-Coincident",18.260000000000002,18.14,18.36,18.66]
[null,null,null,null,null,"Coincident",17.940000000000001,17.829999999999998,18.04,18.34]
[null,null,"Cambridge","Substation Rating","MVA","Non-Coincident",52,52,52,52]
[null,null,null,null,null,"Coincident",52,52,52,52]
[null,null,null,"Raw Adjusted MD","MW","Non-Coincident"]
[null,null,null,null,null,"Coincident"]
[null,null,null,"Raw Adjusted MD","MVA","Non-Coincident"]
[null,null,null,null,null,"Coincident"]
[null,null,null,"Date MD occurred",null,"Non-Coincident"]
[null,null,null,null,null,"Coincident"]
[null,null,null,"Half hour time period MD occurred",null,"Non-Coincident"]
[null,null,null,null,null,"Coincident"]
[null,null,null,"Winter/Summer Peaking",null,"Non-Coincident","Winter","Winter","Winter","Winter"]
[null,null,null,null,null,"Coincident","Winter","Winter","Winter","Winter"]
[null,null,null,"Adjustments - Embedded generation","MW","Non-Coincident",0,0,0,0]
[null,null,null,null,null,"Coincident",0,0,0,0]
[null,null,null,"Weather Corrected 10% POE","MW","Non-Coincident",13.68,13.59,13.75,13.97]
[null,null,null,null,null,"Coincident",13.66,13.58,13.73,13.96]
[null,null,null,"Weather Corrected MD 10% POE","MVA","Non-Coincident",13.79,13.7,13.86,14.09]
[null,null,null,null,null,"Coincident",13.77,13.68,13.84,14.07]
[null,null,null,"Weather Corrected MD 50% POE","MW","Non-Coincident",13.26,13.17,13.33,13.55]
[null,null,null,null,null,"Coincident",13.24,13.16,13.31,13.53]
[null,null,null,"Weather Corrected MD 50% POE","MVA","Non-Coincident",13.36,13.28,13.44,13.66]
[null,null,null,null,null,"Coincident",13.35,13.26,13.42,13.64]
[null,null,"Claremont","Substation Rating","MVA","Non-Coincident",58.5,58.5,58.5,65]
[null,null,null,null,null,"Coincident",58.5,58.5,58.5,65]
[null,null,null,"Raw Adjusted MD","MW","Non-Coincident"]
[null,null,null,null,null,"Coincident"]
[null,null,null,"Raw Adjusted MD","MVA","Non-Coincident"]
[null,null,null,null,null,"Coincident"]
[null,null,null,"Date MD occurred",null,"Non-Coincident"]
[null,null,null,null,null,"Coincident"]
[null,null,null,"Half hour time period MD occurred",null,"Non-Coincident"]
[null,null,null,null,null,"Coincident"]
[null,null,null,"Winter/Summer Peaking",null,"Non-Coincident","Winter","Winter","Winter","Winter"]
[null,null,null,null,null,"Coincident","Winter","Winter","Winter","Winter"]
[null,null,null,"Adjustments - Embedded generation","MW","Non-Coincident",0,0,0,0]
[null,null,null,null,null,"Coincident",0,0,0,0]
[null,null,null,"Weather Corrected 10% POE","MW","Non-Coincident",20.65,21.07,21.31,21.66]
[null,null,null,null,null,"Coincident",19.61,20.010000000000002,20.23,20.57]
[null,null,null,"Weather Corrected MD 10% POE","MVA","Non-Coincident",21.13,21.56,21.81,22.16]
[null,null,null,null,null,"Coincident",20.059999999999999,20.47,20.7,21.04]
[null,null,null,"Weather Corrected MD 50% POE","MW","Non-Coincident",20.07,20.5,20.74,21.08]
[null,null,null,null,null,"Coincident",19.059999999999999,19.46,19.690000000000001,20.02]
[null,null,null,"Weather Corrected MD 50% POE","MVA","Non-Coincident",20.54,20.97,21.22,21.57]
[null,null,null,null,null,"Coincident",19.5,19.91,20.149999999999999,20.48]
[null,null,"Derwent Park","Substation Rating","MVA","Non-Coincident",58.5,58.5,58.5,58.5]
[null,null,null,null,null,"Coincident",58.5,58.5,58.5,58.5]
[null,null,null,"Raw Adjusted MD","MW","Non-Coincident"]
[null,null,null,null,null,"Coincident"]
[null,null,null,"Raw Adjusted MD","MVA","Non-Coincident"]
[null,null,null,null,null,"Coincident"]
[null,null,null,"Date MD occurred",null,"Non-Coincident"]
[null,null,null,null,null,"Coincident"]
[null,null,null,"Half hour time period MD occurred",null,"Non-Coincident"]
[null,null,null,null,null,"Coincident"]
[null,null,null,"Winter/Summer Peaking",null,"Non-Coincident","Winter","Winter","Winter","Winter"]
[null,null,null,null,null,"Coincident","Winter","Winter","Winter","Winter"]
[null,null,null,"Adjustments - Embedded generation","MW","Non-Coincident",0,0,0,0]
[null,null,null,null,null,"Coincident",0,0,0,0]
[null,null,null,"Weather Corrected 10% POE","MW","Non-Coincident",18.66,18.899999999999999,19.13,19.48]
[null,null,null,null,null,"Coincident",17.829999999999998,18.059999999999999,18.29,18.62]
[null,null,null,"Weather Corrected MD 10% POE","MVA","Non-Coincident",19.440000000000001,19.690000000000001,19.940000000000001,20.3]
[null,null,null,null,null,"Coincident",18.579999999999998,18.82,19.059999999999999,19.399999999999999]
[null,null,null,"Weather Corrected MD 50% POE","MW","Non-Coincident",18.13,18.37,18.61,18.95]
[null,null,null,null,null,"Coincident",17.329999999999998,17.55,17.78,18.11]
[null,null,null,"Weather Corrected MD 50% POE","MVA","Non-Coincident",18.89,19.14,19.39,19.75]
[null,null,null,null,null,"Coincident",18.05,18.29,18.53,18.87]
[null,null,"East Hobart","Substation Rating","MVA","Non-Coincident",117,117,117,117]
[null,null,null,null,null,"Coincident",117,117,117,117]
[null,null,null,"Raw Adjusted MD","MW","Non-Coincident"]
[null,null,null,null,null,"Coincident"]
[null,null,null,"Raw Adjusted MD","MVA","Non-Coincident"]
[null,null,null,null,null,"Coincident"]
[null,null,null,"Date MD occurred",null,"Non-Coincident"]
[null,null,null,null,null,"Coincident"]
[null,null,null,"Half hour time period MD occurred",null,"Non-Coincident"]
[null,null,null,null,null,"Coincident"]
[null,null,null,"Winter/Summer Peaking",null,"Non-Coincident","Winter","Winter","Winter","Winter"]
[null,null,null,null,null,"Coincident","Winter","Winter","Winter","Winter"]
[null,null,null,"Adjustments - Embedded generation","MW","Non-Coincident",0,0,0,0]
[null,null,null,null,null,"Coincident",0,0,0,0]
[null,null,null,"Weather Corrected 10% POE","MW","Non-Coincident",31.62,39.9,40.31,40.9]
[null,null,null,null,null,"Coincident",28.72,36.25,36.619999999999997,37.15]
[null,null,null,"Weather Corrected MD 10% POE","MVA","Non-Coincident",32.94,41.57,42,42.61]
[null,null,null,null,null,"Coincident",29.92,37.770000000000003,38.15,38.71]
[null,null,null,"Weather Corrected MD 50% POE","MW","Non-Coincident",30.72,39.04,39.450000000000003,40.03]
[null,null,null,null,null,"Coincident",27.91,35.47,35.840000000000003,36.36]
[null,null,null,"Weather Corrected MD 50% POE","MVA","Non-Coincident",32.01,40.68,41.1,41.71]
[null,null,null,null,null,"Coincident",29.08,36.950000000000003,37.340000000000003,37.89]
[null,null,"Geilston Bay","Substation Rating","MVA","Non-Coincident",58.5,58.5,58.5,58.5]
[null,null,null,null,null,"Coincident",58.5,58.5,58.5,58.5]
[null,null,null,"Raw Adjusted MD","MW","Non-Coincident"]
[null,null,null,null,null,"Coincident"]
[null,null,null,"Raw Adjusted MD","MVA","Non-Coincident"]
[null,null,null,null,null,"Coincident"]
[null,null,null,"Date MD occurred",null,"Non-Coincident"]
[null,null,null,null,null,"Coincident"]
[null,null,null,"Half hour time period MD occurred",null,"Non-Coincident"]
[null,null,null,null,null,"Coincident"]
[null,null,null,"Winter/Summer Peaking",null,"Non-Coincident","Winter","Winter","Winter","Winter"]
[null,null,null,null,null,"Coincident","Winter","Winter","Winter","Winter"]
[null,null,null,"Adjustments - Embedded generation","MW","Non-Coincident",0,0,0,0]
[null,null,null,null,null,"Coincident",0,0,0,0]
[null,null,null,"Weather Corrected 10% POE","MW","Non-Coincident",26.22,26.06,26.35,26.79]
[null,null,null,null,null,"Coincident",25.82,25.65,25.95,26.37]
[null,null,null,"Weather Corrected MD 10% POE","MVA","Non-Coincident",26.55,26.38,26.68,27.12]
[null,null,null,null,null,"Coincident",26.14,25.98,26.27,26.7]
[null,null,null,"Weather Corrected MD 50% POE","MW","Non-Coincident",25.4,25.24,25.53,25.96]
[null,null,null,null,null,"Coincident",25.01,24.85,25.14,25.56]
[null,null,null,"Weather Corrected MD 50% POE","MVA","Non-Coincident",25.72,25.55,25.85,26.28]
[null,null,null,null,null,"Coincident",25.32,25.16,25.46,25.88]
[null,null,"Howrah","Substation Rating","MVA","Non-Coincident",65,65,65,65]
[null,null,null,null,null,"Coincident",65,65,65,65]
[null,null,null,"Raw Adjusted MD","MW","Non-Coincident"]
[null,null,null,null,null,"Coincident"]
[null,null,null,"Raw Adjusted MD","MVA","Non-Coincident"]
[null,null,null,null,null,"Coincident"]
[null,null,null,"Date MD occurred",null,"Non-Coincident"]
[null,null,null,null,null,"Coincident"]
[null,null,null,"Half hour time period MD occurred",null,"Non-Coincident"]
[null,null,null,null,null,"Coincident"]
[null,null,null,"Winter/Summer Peaking",null,"Non-Coincident","Winter","Winter","Winter","Winter"]
[null,null,null,null,null,"Coincident","Winter","Winter","Winter","Winter"]
[null,null,null,"Adjustments - Embedded generation","MW","Non-Coincident",0,0,0,0]
[null,null,null,null,null,"Coincident",0,0,0,0]
[null,null,null,"Weather Corrected 10% POE","MW","Non-Coincident",17.29,17.18,17.38,17.66]
[null,null,null,null,null,"Coincident",15.76,15.66,15.84,16.100000000000001]
[null,null,null,"Weather Corrected MD 10% POE","MVA","Non-Coincident",17.350000000000001,17.239999999999998,17.440000000000001,17.72]
[null,null,null,null,null,"Coincident",15.81,15.71,15.89,16.149999999999999]
[null,null,null,"Weather Corrected MD 50% POE","MW","Non-Coincident",16.77,16.66,16.86,17.14]
[null,null,null,null,null,"Coincident",15.28,15.19,15.37,15.62]
[null,null,null,"Weather Corrected MD 50% POE","MVA","Non-Coincident",16.829999999999998,16.72,16.920000000000002,17.2]
[null,null,null,null,null,"Coincident",15.34,15.24,15.42,15.67]
[null,null,"New Town","Substation Rating","MVA","Non-Coincident",58.5,58.5,58.5,58.5]
[null,null,null,null,null,"Coincident",58.5,58.5,58.5,58.5]
[null,null,null,"Raw Adjusted MD","MW","Non-Coincident"]
[null,null,null,null,null,"Coincident"]
[null,null,null,"Raw Adjusted MD","MVA","Non-Coincident"]
[null,null,null,null,null,"Coincident"]
[null,null,null,"Date MD occurred",null,"Non-Coincident"]
[null,null,null,null,null,"Coincident"]
[null,null,null,"Half hour time period MD occurred",null,"Non-Coincident"]
[null,null,null,null,null,"Coincident"]
[null,null,null,"Winter/Summer Peaking",null,"Non-Coincident","Winter","Winter","Winter","Winter"]
[null,null,null,null,null,"Coincident","Winter","Winter","Winter","Winter"]
[null,null,null,"Adjustments - Embedded generation","MW","Non-Coincident",0,0,0,0]
[null,null,null,null,null,"Coincident",0,0,0,0]
[null,null,null,"Weather Corrected 10% POE","MW","Non-Coincident",22.59,22.89,23.18,23.6]
[null,null,null,null,null,"Coincident",21.62,21.9,22.18,22.58]
[null,null,null,"Weather Corrected MD 10% POE","MVA","Non-Coincident",23.54,23.84,24.14,24.58]
[null,null,null,null,null,"Coincident",22.53,22.81,23.1,23.52]
[null,null,null,"Weather Corrected MD 50% POE","MW","Non-Coincident",21.96,22.25,22.54,22.95]
[null,null,null,null,null,"Coincident",21.01,21.29,21.57,21.97]
[null,null,null,"Weather Corrected MD 50% POE","MVA","Non-Coincident",22.87,23.17,23.47,23.91]
[null,null,null,null,null,"Coincident",21.89,22.17,22.46,22.88]
[null,null,"Sandy Bay","Substation Rating","MVA","Non-Coincident",117,117,117,117]
[null,null,null,null,null,"Coincident",117,117,117,117]
[null,null,null,"Raw Adjusted MD","MW","Non-Coincident"]
[null,null,null,null,null,"Coincident"]
[null,null,null,"Raw Adjusted MD","MVA","Non-Coincident"]
[null,null,null,null,null,"Coincident"]
[null,null,null,"Date MD occurred",null,"Non-Coincident"]
[null,null,null,null,null,"Coincident"]
[null,null,null,"Half hour time period MD occurred",null,"Non-Coincident"]
[null,null,null,null,null,"Coincident"]
[null,null,null,"Winter/Summer Peaking",null,"Non-Coincident","Winter","Winter","Winter","Winter"]
[null,null,null,null,null,"Coincident","Winter","Winter","Winter","Winter"]
[null,null,null,"Adjustments - Embedded generation","MW","Non-Coincident",0,0,0,0]
[null,null,null,null,null,"Coincident",0,0,0,0]
[null,null,null,"Weather Corrected 10% POE","MW","Non-Coincident",39.86,40.67,41.13,41.81]
[null,null,null,null,null,"Coincident",34.97,35.68,36.090000000000003,36.68]
[null,null,null,"Weather Corrected MD 10% POE","MVA","Non-Coincident",40.78,41.61,42.09,42.78]
[null,null,null,null,null,"Coincident",35.78,36.51,36.93,37.53]
[null,null,null,"Weather Corrected MD 50% POE","MW","Non-Coincident",38.74,39.56,40.020000000000003,40.69]
[null,null,null,null,null,"Coincident",33.99,34.71,35.119999999999997,35.700000000000003]
[null,null,null,"Weather Corrected MD 50% POE","MVA","Non-Coincident",39.64,40.479999999999997,40.950000000000003,41.63]
[null,null,null,null,null,"Coincident",34.78,35.520000000000003,35.93,36.53]
[null,null,"Summerleas Rd","Substation Rating","MVA","Non-Coincident",32.5,32.5,32.5,32.5]
[null,null,null,null,null,"Coincident",32.5,32.5,32.5,32.5]
[null,null,null,"Raw Adjusted MD","MW","Non-Coincident"]
[null,null,null,null,null,"Coincident"]
[null,null,null,"Raw Adjusted MD","MVA","Non-Coincident"]
[null,null,null,null,null,"Coincident"]
[null,null,null,"Date MD occurred",null,"Non-Coincident"]
[null,null,null,null,null,"Coincident"]
[null,null,null,"Half hour time period MD occurred",null,"Non-Coincident"]
[null,null,null,null,null,"Coincident"]
[null,null,null,"Winter/Summer Peaking",null,"Non-Coincident","Winter","Winter","Winter","Winter"]
[null,null,null,null,null,"Coincident","Winter","Winter","Winter","Winter"]
[null,null,null,"Adjustments - Embedded generation","MW","Non-Coincident",0,0,0,0]
[null,null,null,null,null,"Coincident",0,0,0,0]
[null,null,null,"Weather Corrected 10% POE","MW","Non-Coincident",12.33,12.25,12.39,12.6]
[null,null,null,null,null,"Coincident",10.74,10.67,10.8,10.97]
[null,null,null,"Weather Corrected MD 10% POE","MVA","Non-Coincident",12.48,12.4,12.54,12.74]
[null,null,null,null,null,"Coincident",10.87,10.8,10.92,11.1]
[null,null,null,"Weather Corrected MD 50% POE","MW","Non-Coincident",11.96,11.88,12.02,12.22]
[null,null,null,null,null,"Coincident",10.42,10.35,10.47,10.65]
[null,null,null,"Weather Corrected MD 50% POE","MVA","Non-Coincident",12.1,12.02,12.16,12.36]
[null,null,null,null,null,"Coincident",10.54,10.47,10.6,10.77]
[null,null,"Trial Harbour","Substation Rating","MVA","Non-Coincident",52,52,52,52]
[null,null,null,null,null,"Coincident",52,52,52,52]
[null,null,null,"Raw Adjusted MD","MW","Non-Coincident"]
[null,null,null,null,null,"Coincident"]
[null,null,null,"Raw Adjusted MD","MVA","Non-Coincident"]
[null,null,null,null,null,"Coincident"]
[null,null,null,"Date MD occurred",null,"Non-Coincident"]
[null,null,null,null,null,"Coincident"]
[null,null,null,"Half hour time period MD occurred",null,"Non-Coincident"]
[null,null,null,null,null,"Coincident"]
[null,null,null,"Winter/Summer Peaking",null,"Non-Coincident","Winter","Winter","Winter","Winter"]
[null,null,null,null,null,"Coincident","Winter","Winter","Winter","Winter"]
[null,null,null,"Adjustments - Embedded generation","MW","Non-Coincident",0,0,0,0]
[null,null,null,null,null,"Coincident",0,0,0,0]
[null,null,null,"Weather Corrected 10% POE","MW","Non-Coincident",3.22,3.22,3.22,3.22]
[null,null,null,null,null,"Coincident",1.71,1.71,1.71,1.71]
[null,null,null,"Weather Corrected MD 10% POE","MVA","Non-Coincident",3.41,3.41,3.41,3.41]
[null,null,null,null,null,"Coincident",1.81,1.81,1.81,1.81]
[null,null,null,"Weather Corrected MD 50% POE","MW","Non-Coincident",3.22,3.22,3.22,3.22]
[null,null,null,null,null,"Coincident",1.71,1.71,1.71,1.71]
[null,null,null,"Weather Corrected MD 50% POE","MVA","Non-Coincident",3.41,3.41,3.41,3.41]
[null,null,null,null,null,"Coincident",1.81,1.81,1.81,1.81]
[null,null,"West Hobart","Substation Rating","MVA","Non-Coincident",117,117,117,117]
[null,null,null,null,null,"Coincident",117,117,117,117]
[null,null,null,"Raw Adjusted MD","MW","Non-Coincident"]
[null,null,null,null,null,"Coincident"]
[null,null,null,"Raw Adjusted MD","MVA","Non-Coincident"]
[null,null,null,null,null,"Coincident"]
[null,null,null,"Date MD occurred",null,"Non-Coincident"]
[null,null,null,null,null,"Coincident"]
[null,null,null,"Half hour time period MD occurred",null,"Non-Coincident"]
[null,null,null,null,null,"Coincident"]
[null,null,null,"Winter/Summer Peaking",null,"Non-Coincident","Winter","Winter","Winter","Winter"]
[null,null,null,null,null,"Coincident","Winter","Winter","Winter","Winter"]
[null,null,null,"Adjustments - Embedded generation","MW","Non-Coincident",0.98199999999999998,0.98199999999999998,0.98199999999999998,0.98199999999999998]
[null,null,null,null,null,"Coincident",0.89600000000000002,0.89600000000000002,0.89600000000000002,0.89600000000000002]
[null,null,null,"Weather Corrected 10% POE","MW","Non-Coincident",42.05,42.9,43.39,44.11]
[null,null,null,null,null,"Coincident",37.4,38.159999999999997,38.6,39.229999999999997]
[null,null,null,"Weather Corrected MD 10% POE","MVA","Non-Coincident",43.02,43.9,44.4,45.13]
[null,null,null,null,null,"Coincident",38.270000000000003,39.049999999999997,39.49,40.14]
[null,null,null,"Weather Corrected MD 50% POE","MW","Non-Coincident",40.869999999999997,41.73,42.22,42.93]
[null,null,null,null,null,"Coincident",36.35,37.119999999999997,37.56,38.18]
[null,null,null,"Weather Corrected MD 50% POE","MVA","Non-Coincident",41.82,42.7,43.2,43.92]
[null,null,null,null,null,"Coincident",37.200000000000003,37.979999999999997,38.43,39.07]
[null,null,"<Enter substation name>","Substation Rating","MVA","Non-Coincident"]
[null,null,null,null,null,"Coincident"]
[null,null,null,"Raw Adjusted MD","MW","Non-Coincident"]
[null,null,null,null,null,"Coincident"]
[null,null,null,"Raw Adjusted MD","MVA","Non-Coincident"]
[null,null,null,null,null,"Coincident"]
[null,null,null,"Date MD occurred",null,"Non-Coincident"]
[null,null,null,null,null,"Coincident"]
[null,null,null,"Half hour time period MD occurred",null,"Non-Coincident"]
[null,null,null,null,null,"Coincident"]
[null,null,null,"Winter/Summer Peaking",null,"Non-Coincident"]
[null,null,null,null,null,"Coincident"]
[null,null,null,"Adjustments - Embedded generation","MW","Non-Coincident"]
[null,null,null,null,null,"Coincident"]
[null,null,null,"Weather Corrected 10% POE","MW","Non-Coincident"]
[null,null,null,null,null,"Coincident"]
[null,null,null,"Weather Corrected MD 10% POE","MVA","Non-Coincident"]
[null,null,null,null,null,"Coincident"]
[null,null,null,"Weather Corrected MD 50% POE","MW","Non-Coincident"]
[null,null,null,null,null,"Coincident"]
[null,null,null,"Weather Corrected MD 50% POE","MVA","Non-Coincident"]
[null,null,null,null,null,"Coincident"]
[null,null,"<Enter substation name>","Substation Rating","MVA","Non-Coincident"]
[null,null,null,null,null,"Coincident"]
[null,null,null,"Raw Adjusted MD","MW","Non-Coincident"]
[null,null,null,null,null,"Coincident"]
[null,null,null,"Raw Adjusted MD","MVA","Non-Coincident"]
[null,null,null,null,null,"Coincident"]
[null,null,null,"Date MD occurred",null,"Non-Coincident"]
[null,null,null,null,null,"Coincident"]
[null,null,null,"Half hour time period MD occurred",null,"Non-Coincident"]
[null,null,null,null,null,"Coincident"]
[null,null,null,"Winter/Summer Peaking",null,"Non-Coincident"]
[null,null,null,null,null,"Coincident"]
[null,null,null,"Adjustments - Embedded generation","MW","Non-Coincident"]
[null,null,null,null,null,"Coincident"]
[null,null,null,"Weather Corrected 10% POE","MW","Non-Coincident"]
[null,null,null,null,null,"Coincident"]
[null,null,null,"Weather Corrected MD 10% POE","MVA","Non-Coincident"]
[null,null,null,null,null,"Coincident"]
[null,null,null,"Weather Corrected MD 50% POE","MW","Non-Coincident"]
[null,null,null,null,null,"Coincident"]
[null,null,null,"Weather Corrected MD 50% POE","MVA","Non-Coincident"]
[null,null,null,null,null,"Coincident"]
[null,null,"<Enter substation name>","Substation Rating","MVA","Non-Coincident"]
[null,null,null,null,null,"Coincident"]
[null,null,null,"Raw Adjusted MD","MW","Non-Coincident"]
[null,null,null,null,null,"Coincident"]
[null,null,null,"Raw Adjusted MD","MVA","Non-Coincident"]
[null,null,null,null,null,"Coincident"]
[null,null,null,"Date MD occurred",null,"Non-Coincident"]
[null,null,null,null,null,"Coincident"]
[null,null,null,"Half hour time period MD occurred",null,"Non-Coincident"]
[null,null,null,null,null,"Coincident"]
[null,null,null,"Winter/Summer Peaking",null,"Non-Coincident"]
[null,null,null,null,null,"Coincident"]
[null,null,null,"Adjustments - Embedded generation","MW","Non-Coincident"]
[null,null,null,null,null,"Coincident"]
[null,null,null,"Weather Corrected 10% POE","MW","Non-Coincident"]
[null,null,null,null,null,"Coincident"]
[null,null,null,"Weather Corrected MD 10% POE","MVA","Non-Coincident"]
[null,null,null,null,null,"Coincident"]
[null,null,null,"Weather Corrected MD 50% POE","MW","Non-Coincident"]
[null,null,null,null,null,"Coincident"]
[null,null,null,"Weather Corrected MD 50% POE","MVA","Non-Coincident"]
[null,null,null,null,null,"Coincident"]
[null,null,"<Enter substation name>","Substation Rating","MVA","Non-Coincident"]
[null,null,null,null,null,"Coincident"]
[null,null,null,"Raw Adjusted MD","MW","Non-Coincident"]
[null,null,null,null,null,"Coincident"]
[null,null,null,"Raw Adjusted MD","MVA","Non-Coincident"]
[null,null,null,null,null,"Coincident"]
[null,null,null,"Date MD occurred",null,"Non-Coincident"]
[null,null,null,null,null,"Coincident"]
[null,null,null,"Half hour time period MD occurred",null,"Non-Coincident"]
[null,null,null,null,null,"Coincident"]
[null,null,null,"Winter/Summer Peaking",null,"Non-Coincident"]
[null,null,null,null,null,"Coincident"]
[null,null,null,"Adjustments - Embedded generation","MW","Non-Coincident"]
[null,null,null,null,null,"Coincident"]
[null,null,null,"Weather Corrected 10% POE","MW","Non-Coincident"]
[null,null,null,null,null,"Coincident"]
[null,null,null,"Weather Corrected MD 10% POE","MVA","Non-Coincident"]
[null,null,null,null,null,"Coincident"]
[null,null,null,"Weather Corrected MD 50% POE","MW","Non-Coincident"]
[null,null,null,null,null,"Coincident"]
[null,null,null,"Weather Corrected MD 50% POE","MVA","Non-Coincident"]
[null,null,null,null,null,"Coincident"]
[null,null,"<Enter substation name>","Substation Rating","MVA","Non-Coincident"]
[null,null,null,null,null,"Coincident"]
[null,null,null,"Raw Adjusted MD","MW","Non-Coincident"]
[null,null,null,null,null,"Coincident"]
[null,null,null,"Raw Adjusted MD","MVA","Non-Coincident"]
[null,null,null,null,null,"Coincident"]
[null,null,null,"Date MD occurred",null,"Non-Coincident"]
[null,null,null,null,null,"Coincident"]
[null,null,null,"Half hour time period MD occurred",null,"Non-Coincident"]
[null,null,null,null,null,"Coincident"]
[null,null,null,"Winter/Summer Peaking",null,"Non-Coincident"]
[null,null,null,null,null,"Coincident"]
[null,null,null,"Adjustments - Embedded generation","MW","Non-Coincident"]
[null,null,null,null,null,"Coincident"]
[null,null,null,"Weather Corrected 10% POE","MW","Non-Coincident"]
[null,null,null,null,null,"Coincident"]
[null,null,null,"Weather Corrected MD 10% POE","MVA","Non-Coincident"]
[null,null,null,null,null,"Coincident"]
[null,null,null,"Weather Corrected MD 50% POE","MW","Non-Coincident"]
[null,null,null,null,null,"Coincident"]
[null,null,null,"Weather Corrected MD 50% POE","MVA","Non-Coincident"]
[null,null,null,null,null,"Coincident"]
[null,null,"<Enter substation name>","Substation Rating","MVA","Non-Coincident"]
[null,null,null,null,null,"Coincident"]
[null,null,null,"Raw Adjusted MD","MW","Non-Coincident"]
[null,null,null,null,null,"Coincident"]
[null,null,null,"Raw Adjusted MD","MVA","Non-Coincident"]
[null,null,null,null,null,"Coincident"]
[null,null,null,"Date MD occurred",null,"Non-Coincident"]
[null,null,null,null,null,"Coincident"]
[null,null,null,"Half hour time period MD occurred",null,"Non-Coincident"]
[null,null,null,null,null,"Coincident"]
[null,null,null,"Winter/Summer Peaking",null,"Non-Coincident"]
[null,null,null,null,null,"Coincident"]
[null,null,null,"Adjustments - Embedded generation","MW","Non-Coincident"]
[null,null,null,null,null,"Coincident"]
[null,null,null,"Weather Corrected 10% POE","MW","Non-Coincident"]
[null,null,null,null,null,"Coincident"]
[null,null,null,"Weather Corrected MD 10% POE","MVA","Non-Coincident"]
[null,null,null,null,null,"Coincident"]
[null,null,null,"Weather Corrected MD 50% POE","MW","Non-Coincident"]
[null,null,null,null,null,"Coincident"]
[null,null,null,"Weather Corrected MD 50% POE","MVA","Non-Coincident"]
[null,null,null,null,null,"Coincident"]
[null,null,"<Enter substation name>","Substation Rating","MVA","Non-Coincident"]
[null,null,null,null,null,"Coincident"]
[null,null,null,"Raw Adjusted MD","MW","Non-Coincident"]
[null,null,null,null,null,"Coincident"]
[null,null,null,"Raw Adjusted MD","MVA","Non-Coincident"]
[null,null,null,null,null,"Coincident"]
[null,null,null,"Date MD occurred",null,"Non-Coincident"]
[null,null,null,null,null,"Coincident"]
[null,null,null,"Half hour time period MD occurred",null,"Non-Coincident"]
[null,null,null,null,null,"Coincident"]
[null,null,null,"Winter/Summer Peaking",null,"Non-Coincident"]
[null,null,null,null,null,"Coincident"]
[null,null,null,"Adjustments - Embedded generation","MW","Non-Coincident"]
[null,null,null,null,null,"Coincident"]
[null,null,null,"Weather Corrected 10% POE","MW","Non-Coincident"]
[null,null,null,null,null,"Coincident"]
[null,null,null,"Weather Corrected MD 10% POE","MVA","Non-Coincident"]
[null,null,null,null,null,"Coincident"]
[null,null,null,"Weather Corrected MD 50% POE","MW","Non-Coincident"]
[null,null,null,null,null,"Coincident"]
[null,null,null,"Weather Corrected MD 50% POE","MVA","Non-Coincident"]
[null,null,null,null,null,"Coincident"]
[null,null,"<Enter substation name>","Substation Rating","MVA","Non-Coincident"]
[null,null,null,null,null,"Coincident"]
[null,null,null,"Raw Adjusted MD","MW","Non-Coincident"]
[null,null,null,null,null,"Coincident"]
[null,null,null,"Raw Adjusted MD","MVA","Non-Coincident"]
[null,null,null,null,null,"Coincident"]
[null,null,null,"Date MD occurred",null,"Non-Coincident"]
[null,null,null,null,null,"Coincident"]
[null,null,null,"Half hour time period MD occurred",null,"Non-Coincident"]
[null,null,null,null,null,"Coincident"]
[null,null,null,"Winter/Summer Peaking",null,"Non-Coincident"]
[null,null,null,null,null,"Coincident"]
[null,null,null,"Adjustments - Embedded generation","MW","Non-Coincident"]
[null,null,null,null,null,"Coincident"]
[null,null,null,"Weather Corrected 10% POE","MW","Non-Coincident"]
[null,null,null,null,null,"Coincident"]
[null,null,null,"Weather Corrected MD 10% POE","MVA","Non-Coincident"]
[null,null,null,null,null,"Coincident"]
[null,null,null,"Weather Corrected MD 50% POE","MW","Non-Coincident"]
[null,null,null,null,null,"Coincident"]
[null,null,null,"Weather Corrected MD 50% POE","MVA","Non-Coincident"]
[null,null,null,null,null,"Coincident"]
[null,null,"<Enter substation name>","Substation Rating","MVA","Non-Coincident"]
[null,null,null,null,null,"Coincident"]
[null,null,null,"Raw Adjusted MD","MW","Non-Coincident"]
[null,null,null,null,null,"Coincident"]
[null,null,null,"Raw Adjusted MD","MVA","Non-Coincident"]
[null,null,null,null,null,"Coincident"]
[null,null,null,"Date MD occurred",null,"Non-Coincident"]
[null,null,null,null,null,"Coincident"]
[null,null,null,"Half hour time period MD occurred",null,"Non-Coincident"]
[null,null,null,null,null,"Coincident"]
[null,null,null,"Winter/Summer Peaking",null,"Non-Coincident"]
[null,null,null,null,null,"Coincident"]
[null,null,null,"Adjustments - Embedded generation","MW","Non-Coincident"]
[null,null,null,null,null,"Coincident"]
[null,null,null,"Weather Corrected 10% POE","MW","Non-Coincident"]
[null,null,null,null,null,"Coincident"]
[null,null,null,"Weather Corrected MD 10% POE","MVA","Non-Coincident"]
[null,null,null,null,null,"Coincident"]
[null,null,null,"Weather Corrected MD 50% POE","MW","Non-Coincident"]
[null,null,null,null,null,"Coincident"]
[null,null,null,"Weather Corrected MD 50% POE","MVA","Non-Coincident"]
[null,null,null,null,null,"Coincident"]
[null,null,"<Enter substation name>","Substation Rating","MVA","Non-Coincident"]
[null,null,null,null,null,"Coincident"]
[null,null,null,"Raw Adjusted MD","MW","Non-Coincident"]
[null,null,null,null,null,"Coincident"]
[null,null,null,"Raw Adjusted MD","MVA","Non-Coincident"]
[null,null,null,null,null,"Coincident"]
[null,null,null,"Date MD occurred",null,"Non-Coincident"]
[null,null,null,null,null,"Coincident"]
[null,null,null,"Half hour time period MD occurred",null,"Non-Coincident"]
[null,null,null,null,null,"Coincident"]
[null,null,null,"Winter/Summer Peaking",null,"Non-Coincident"]
[null,null,null,null,null,"Coincident"]
[null,null,null,"Adjustments - Embedded generation","MW","Non-Coincident"]
[null,null,null,null,null,"Coincident"]
[null,null,null,"Weather Corrected 10% POE","MW","Non-Coincident"]
[null,null,null,null,null,"Coincident"]
[null,null,null,"Weather Corrected MD 10% POE","MVA","Non-Coincident"]
[null,null,null,null,null,"Coincident"]
[null,null,null,"Weather Corrected MD 50% POE","MW","Non-Coincident"]
[null,null,null,null,null,"Coincident"]
[null,null,null,"Weather Corrected MD 50% POE","MVA","Non-Coincident"]
[null,null,null,null,null,"Coincident"]
[null,null,"<Enter substation name>","Substation Rating","MVA","Non-Coincident"]
[null,null,null,null,null,"Coincident"]
[null,null,null,"Raw Adjusted MD","MW","Non-Coincident"]
[null,null,null,null,null,"Coincident"]
[null,null,null,"Raw Adjusted MD","MVA","Non-Coincident"]
[null,null,null,null,null,"Coincident"]
[null,null,null,"Date MD occurred",null,"Non-Coincident"]
[null,null,null,null,null,"Coincident"]
[null,null,null,"Half hour time period MD occurred",null,"Non-Coincident"]
[null,null,null,null,null,"Coincident"]
[null,null,null,"Winter/Summer Peaking",null,"Non-Coincident"]
[null,null,null,null,null,"Coincident"]
[null,null,null,"Adjustments - Embedded generation","MW","Non-Coincident"]
[null,null,null,null,null,"Coincident"]
[null,null,null,"Weather Corrected 10% POE","MW","Non-Coincident"]
[null,null,null,null,null,"Coincident"]
[null,null,null,"Weather Corrected MD 10% POE","MVA","Non-Coincident"]
[null,null,null,null,null,"Coincident"]
[null,null,null,"Weather Corrected MD 50% POE","MW","Non-Coincident"]
[null,null,null,null,null,"Coincident"]
[null,null,null,"Weather Corrected MD 50% POE","MVA","Non-Coincident"]
[null,null,null,null,null,"Coincident"]
[null,null,"<Enter substation name>","Substation Rating","MVA","Non-Coincident"]
[null,null,null,null,null,"Coincident"]
[null,null,null,"Raw Adjusted MD","MW","Non-Coincident"]
[null,null,null,null,null,"Coincident"]
[null,null,null,"Raw Adjusted MD","MVA","Non-Coincident"]
[null,null,null,null,null,"Coincident"]
[null,null,null,"Date MD occurred",null,"Non-Coincident"]
[null,null,null,null,null,"Coincident"]
[null,null,null,"Half hour time period MD occurred",null,"Non-Coincident"]
[null,null,null,null,null,"Coincident"]
[null,null,null,"Winter/Summer Peaking",null,"Non-Coincident"]
[null,null,null,null,null,"Coincident"]
[null,null,null,"Adjustments - Embedded generation","MW","Non-Coincident"]
[null,null,null,null,null,"Coincident"]
[null,null,null,"Weather Corrected 10% POE","MW","Non-Coincident"]
[null,null,null,null,null,"Coincident"]
[null,null,null,"Weather Corrected MD 10% POE","MVA","Non-Coincident"]
[null,null,null,null,null,"Coincident"]
[null,null,null,"Weather Corrected MD 50% POE","MW","Non-Coincident"]
[null,null,null,null,null,"Coincident"]
[null,null,null,"Weather Corrected MD 50% POE","MVA","Non-Coincident"]
[null,null,null,null,null,"Coincident"]
[null,null,"<Enter substation name>","Substation Rating","MVA","Non-Coincident"]
[null,null,null,null,null,"Coincident"]
[null,null,null,"Raw Adjusted MD","MW","Non-Coincident"]
[null,null,null,null,null,"Coincident"]
[null,null,null,"Raw Adjusted MD","MVA","Non-Coincident"]
[null,null,null,null,null,"Coincident"]
[null,null,null,"Date MD occurred",null,"Non-Coincident"]
[null,null,null,null,null,"Coincident"]
[null,null,null,"Half hour time period MD occurred",null,"Non-Coincident"]
[null,null,null,null,null,"Coincident"]
[null,null,null,"Winter/Summer Peaking",null,"Non-Coincident"]
[null,null,null,null,null,"Coincident"]
[null,null,null,"Adjustments - Embedded generation","MW","Non-Coincident"]
[null,null,null,null,null,"Coincident"]
[null,null,null,"Weather Corrected 10% POE","MW","Non-Coincident"]
[null,null,null,null,null,"Coincident"]
[null,null,null,"Weather Corrected MD 10% POE","MVA","Non-Coincident"]
[null,null,null,null,null,"Coincident"]
[null,null,null,"Weather Corrected MD 50% POE","MW","Non-Coincident"]
[null,null,null,null,null,"Coincident"]
[null,null,null,"Weather Corrected MD 50% POE","MVA","Non-Coincident"]
[null,null,null,null,null,"Coincident"]
[null,null,"<Enter substation name>","Substation Rating","MVA","Non-Coincident"]
[null,null,null,null,null,"Coincident"]
[null,null,null,"Raw Adjusted MD","MW","Non-Coincident"]
[null,null,null,null,null,"Coincident"]
[null,null,null,"Raw Adjusted MD","MVA","Non-Coincident"]
[null,null,null,null,null,"Coincident"]
[null,null,null,"Date MD occurred",null,"Non-Coincident"]
[null,null,null,null,null,"Coincident"]
[null,null,null,"Half hour time period MD occurred",null,"Non-Coincident"]
[null,null,null,null,null,"Coincident"]
[null,null,null,"Winter/Summer Peaking",null,"Non-Coincident"]
[null,null,null,null,null,"Coincident"]
[null,null,null,"Adjustments - Embedded generation","MW","Non-Coincident"]
[null,null,null,null,null,"Coincident"]
[null,null,null,"Weather Corrected 10% POE","MW","Non-Coincident"]
[null,null,null,null,null,"Coincident"]
[null,null,null,"Weather Corrected MD 10% POE","MVA","Non-Coincident"]
[null,null,null,null,null,"Coincident"]
[null,null,null,"Weather Corrected MD 50% POE","MW","Non-Coincident"]
[null,null,null,null,null,"Coincident"]
[null,null,null,"Weather Corrected MD 50% POE","MVA","Non-Coincident"]
[null,null,null,null,null,"Coincident"]
[null,null,"<Enter substation name>","Substation Rating","MVA","Non-Coincident"]
[null,null,null,null,null,"Coincident"]
[null,null,null,"Raw Adjusted MD","MW","Non-Coincident"]
[null,null,null,null,null,"Coincident"]
[null,null,null,"Raw Adjusted MD","MVA","Non-Coincident"]
[null,null,null,null,null,"Coincident"]
[null,null,null,"Date MD occurred",null,"Non-Coincident"]
[null,null,null,null,null,"Coincident"]
[null,null,null,"Half hour time period MD occurred",null,"Non-Coincident"]
[null,null,null,null,null,"Coincident"]
[null,null,null,"Winter/Summer Peaking",null,"Non-Coincident"]
[null,null,null,null,null,"Coincident"]
[null,null,null,"Adjustments - Embedded generation","MW","Non-Coincident"]
[null,null,null,null,null,"Coincident"]
[null,null,null,"Weather Corrected 10% POE","MW","Non-Coincident"]
[null,null,null,null,null,"Coincident"]
[null,null,null,"Weather Corrected MD 10% POE","MVA","Non-Coincident"]
[null,null,null,null,null,"Coincident"]
[null,null,null,"Weather Corrected MD 50% POE","MW","Non-Coincident"]
[null,null,null,null,null,"Coincident"]
[null,null,null,"Weather Corrected MD 50% POE","MVA","Non-Coincident"]
[null,null,null,null,null,"Coincident"]
[null,null,"<Enter substation name>","Substation Rating","MVA","Non-Coincident"]
[null,null,null,null,null,"Coincident"]
[null,null,null,"Raw Adjusted MD","MW","Non-Coincident"]
[null,null,null,null,null,"Coincident"]
[null,null,null,"Raw Adjusted MD","MVA","Non-Coincident"]
[null,null,null,null,null,"Coincident"]
[null,null,null,"Date MD occurred",null,"Non-Coincident"]
[null,null,null,null,null,"Coincident"]
[null,null,null,"Half hour time period MD occurred",null,"Non-Coincident"]
[null,null,null,null,null,"Coincident"]
[null,null,null,"Winter/Summer Peaking",null,"Non-Coincident"]
[null,null,null,null,null,"Coincident"]
[null,null,null,"Adjustments - Embedded generation","MW","Non-Coincident"]
[null,null,null,null,null,"Coincident"]
[null,null,null,"Weather Corrected 10% POE","MW","Non-Coincident"]
[null,null,null,null,null,"Coincident"]
[null,null,null,"Weather Corrected MD 10% POE","MVA","Non-Coincident"]
[null,null,null,null,null,"Coincident"]
[null,null,null,"Weather Corrected MD 50% POE","MW","Non-Coincident"]
[null,null,null,null,null,"Coincident"]
[null,null,null,"Weather Corrected MD 50% POE","MVA","Non-Coincident"]
[null,null,null,null,null,"Coincident"]
[null,null,"<Enter substation name>","Substation Rating","MVA","Non-Coincident"]
[null,null,null,null,null,"Coincident"]
[null,null,null,"Raw Adjusted MD","MW","Non-Coincident"]
[null,null,null,null,null,"Coincident"]
[null,null,null,"Raw Adjusted MD","MVA","Non-Coincident"]
[null,null,null,null,null,"Coincident"]
[null,null,null,"Date MD occurred",null,"Non-Coincident"]
[null,null,null,null,null,"Coincident"]
[null,null,null,"Half hour time period MD occurred",null,"Non-Coincident"]
[null,null,null,null,null,"Coincident"]
[null,null,null,"Winter/Summer Peaking",null,"Non-Coincident"]
[null,null,null,null,null,"Coincident"]
[null,null,null,"Adjustments - Embedded generation","MW","Non-Coincident"]
[null,null,null,null,null,"Coincident"]
[null,null,null,"Weather Corrected 10% POE","MW","Non-Coincident"]
[null,null,null,null,null,"Coincident"]
[null,null,null,"Weather Corrected MD 10% POE","MVA","Non-Coincident"]
[null,null,null,null,null,"Coincident"]
[null,null,null,"Weather Corrected MD 50% POE","MW","Non-Coincident"]
[null,null,null,null,null,"Coincident"]
[null,null,null,"Weather Corrected MD 50% POE","MVA","Non-Coincident"]
[null,null,null,null,null,"Coincident"]
[null,null,"<Enter substation name>","Substation Rating","MVA","Non-Coincident"]
[null,null,null,null,null,"Coincident"]
[null,null,null,"Raw Adjusted MD","MW","Non-Coincident"]
[null,null,null,null,null,"Coincident"]
[null,null,null,"Raw Adjusted MD","MVA","Non-Coincident"]
[null,null,null,null,null,"Coincident"]
[null,null,null,"Date MD occurred",null,"Non-Coincident"]
[null,null,null,null,null,"Coincident"]
[null,null,null,"Half hour time period MD occurred",null,"Non-Coincident"]
[null,null,null,null,null,"Coincident"]
[null,null,null,"Winter/Summer Peaking",null,"Non-Coincident"]
[null,null,null,null,null,"Coincident"]
[null,null,null,"Adjustments - Embedded generation","MW","Non-Coincident"]
[null,null,null,null,null,"Coincident"]
[null,null,null,"Weather Corrected 10% POE","MW","Non-Coincident"]
[null,null,null,null,null,"Coincident"]
[null,null,null,"Weather Corrected MD 10% POE","MVA","Non-Coincident"]
[null,null,null,null,null,"Coincident"]
[null,null,null,"Weather Corrected MD 50% POE","MW","Non-Coincident"]
[null,null,null,null,null,"Coincident"]
[null,null,null,"Weather Corrected MD 50% POE","MVA","Non-Coincident"]
[null,null,null,null,null,"Coincident"]
[null,null,"<Enter substation name>","Substation Rating","MVA","Non-Coincident"]
[null,null,null,null,null,"Coincident"]
[null,null,null,"Raw Adjusted MD","MW","Non-Coincident"]
[null,null,null,null,null,"Coincident"]
[null,null,null,"Raw Adjusted MD","MVA","Non-Coincident"]
[null,null,null,null,null,"Coincident"]
[null,null,null,"Date MD occurred",null,"Non-Coincident"]
[null,null,null,null,null,"Coincident"]
[null,null,null,"Half hour time period MD occurred",null,"Non-Coincident"]
[null,null,null,null,null,"Coincident"]
[null,null,null,"Winter/Summer Peaking",null,"Non-Coincident"]
[null,null,null,null,null,"Coincident"]
[null,null,null,"Adjustments - Embedded generation","MW","Non-Coincident"]
[null,null,null,null,null,"Coincident"]
[null,null,null,"Weather Corrected 10% POE","MW","Non-Coincident"]
[null,null,null,null,null,"Coincident"]
[null,null,null,"Weather Corrected MD 10% POE","MVA","Non-Coincident"]
[null,null,null,null,null,"Coincident"]
[null,null,null,"Weather Corrected MD 50% POE","MW","Non-Coincident"]
[null,null,null,null,null,"Coincident"]
[null,null,null,"Weather Corrected MD 50% POE","MVA","Non-Coincident"]
[null,null,null,null,null,"Coincident"]
[null,null,"<Enter substation name>","Substation Rating","MVA","Non-Coincident"]
[null,null,null,null,null,"Coincident"]
[null,null,null,"Raw Adjusted MD","MW","Non-Coincident"]
[null,null,null,null,null,"Coincident"]
[null,null,null,"Raw Adjusted MD","MVA","Non-Coincident"]
[null,null,null,null,null,"Coincident"]
[null,null,null,"Date MD occurred",null,"Non-Coincident"]
[null,null,null,null,null,"Coincident"]
[null,null,null,"Half hour time period MD occurred",null,"Non-Coincident"]
[null,null,null,null,null,"Coincident"]
[null,null,null,"Winter/Summer Peaking",null,"Non-Coincident"]
[null,null,null,null,null,"Coincident"]
[null,null,null,"Adjustments - Embedded generation","MW","Non-Coincident"]
[null,null,null,null,null,"Coincident"]
[null,null,null,"Weather Corrected 10% POE","MW","Non-Coincident"]
[null,null,null,null,null,"Coincident"]
[null,null,null,"Weather Corrected MD 10% POE","MVA","Non-Coincident"]
[null,null,null,null,null,"Coincident"]
[null,null,null,"Weather Corrected MD 50% POE","MW","Non-Coincident"]
[null,null,null,null,null,"Coincident"]
[null,null,null,"Weather Corrected MD 50% POE","MVA","Non-Coincident"]
[null,null,null,null,null,"Coincident"]
[null,null,"<Enter substation name>","Substation Rating","MVA","Non-Coincident"]
[null,null,null,null,null,"Coincident"]
[null,null,null,"Raw Adjusted MD","MW","Non-Coincident"]
[null,null,null,null,null,"Coincident"]
[null,null,null,"Raw Adjusted MD","MVA","Non-Coincident"]
[null,null,null,null,null,"Coincident"]
[null,null,null,"Date MD occurred",null,"Non-Coincident"]
[null,null,null,null,null,"Coincident"]
[null,null,null,"Half hour time period MD occurred",null,"Non-Coincident"]
[null,null,null,null,null,"Coincident"]
[null,null,null,"Winter/Summer Peaking",null,"Non-Coincident"]
[null,null,null,null,null,"Coincident"]
[null,null,null,"Adjustments - Embedded generation","MW","Non-Coincident"]
[null,null,null,null,null,"Coincident"]
[null,null,null,"Weather Corrected 10% POE","MW","Non-Coincident"]
[null,null,null,null,null,"Coincident"]
[null,null,null,"Weather Corrected MD 10% POE","MVA","Non-Coincident"]
[null,null,null,null,null,"Coincident"]
[null,null,null,"Weather Corrected MD 50% POE","MW","Non-Coincident"]
[null,null,null,null,null,"Coincident"]
[null,null,null,"Weather Corrected MD 50% POE","MVA","Non-Coincident"]
[null,null,null,null,null,"Coincident"]
[null,null,"<Enter substation name>","Substation Rating","MVA","Non-Coincident"]
[null,null,null,null,null,"Coincident"]
[null,null,null,"Raw Adjusted MD","MW","Non-Coincident"]
[null,null,null,null,null,"Coincident"]
[null,null,null,"Raw Adjusted MD","MVA","Non-Coincident"]
[null,null,null,null,null,"Coincident"]
[null,null,null,"Date MD occurred",null,"Non-Coincident"]
[null,null,null,null,null,"Coincident"]
[null,null,null,"Half hour time period MD occurred",null,"Non-Coincident"]
[null,null,null,null,null,"Coincident"]
[null,null,null,"Winter/Summer Peaking",null,"Non-Coincident"]
[null,null,null,null,null,"Coincident"]
[null,null,null,"Adjustments - Embedded generation","MW","Non-Coincident"]
[null,null,null,null,null,"Coincident"]
[null,null,null,"Weather Corrected 10% POE","MW","Non-Coincident"]
[null,null,null,null,null,"Coincident"]
[null,null,null,"Weather Corrected MD 10% POE","MVA","Non-Coincident"]
[null,null,null,null,null,"Coincident"]
[null,null,null,"Weather Corrected MD 50% POE","MW","Non-Coincident"]
[null,null,null,null,null,"Coincident"]
[null,null,null,"Weather Corrected MD 50% POE","MVA","Non-Coincident"]
[null,null,null,null,null,"Coincident"]
[null,null,"<Enter substation name>","Substation Rating","MVA","Non-Coincident"]
[null,null,null,null,null,"Coincident"]
[null,null,null,"Raw Adjusted MD","MW","Non-Coincident"]
[null,null,null,null,null,"Coincident"]
[null,null,null,"Raw Adjusted MD","MVA","Non-Coincident"]
[null,null,null,null,null,"Coincident"]
[null,null,null,"Date MD occurred",null,"Non-Coincident"]
[null,null,null,null,null,"Coincident"]
[null,null,null,"Half hour time period MD occurred",null,"Non-Coincident"]
[null,null,null,null,null,"Coincident"]
[null,null,null,"Winter/Summer Peaking",null,"Non-Coincident"]
[null,null,null,null,null,"Coincident"]
[null,null,null,"Adjustments - Embedded generation","MW","Non-Coincident"]
[null,null,null,null,null,"Coincident"]
[null,null,null,"Weather Corrected 10% POE","MW","Non-Coincident"]
[null,null,null,null,null,"Coincident"]
[null,null,null,"Weather Corrected MD 10% POE","MVA","Non-Coincident"]
[null,null,null,null,null,"Coincident"]
[null,null,null,"Weather Corrected MD 50% POE","MW","Non-Coincident"]
[null,null,null,null,null,"Coincident"]
[null,null,null,"Weather Corrected MD 50% POE","MVA","Non-Coincident"]
[null,null,null,null,null,"Coincident"]
[null,null,"<Enter substation name>","Substation Rating","MVA","Non-Coincident"]
[null,null,null,null,null,"Coincident"]
[null,null,null,"Raw Adjusted MD","MW","Non-Coincident"]
[null,null,null,null,null,"Coincident"]
[null,null,null,"Raw Adjusted MD","MVA","Non-Coincident"]
[null,null,null,null,null,"Coincident"]
[null,null,null,"Date MD occurred",null,"Non-Coincident"]
[null,null,null,null,null,"Coincident"]
[null,null,null,"Half hour time period MD occurred",null,"Non-Coincident"]
[null,null,null,null,null,"Coincident"]
[null,null,null,"Winter/Summer Peaking",null,"Non-Coincident"]
[null,null,null,null,null,"Coincident"]
[null,null,null,"Adjustments - Embedded generation","MW","Non-Coincident"]
[null,null,null,null,null,"Coincident"]
[null,null,null,"Weather Corrected 10% POE","MW","Non-Coincident"]
[null,null,null,null,null,"Coincident"]
[null,null,null,"Weather Corrected MD 10% POE","MVA","Non-Coincident"]
[null,null,null,null,null,"Coincident"]
[null,null,null,"Weather Corrected MD 50% POE","MW","Non-Coincident"]
[null,null,null,null,null,"Coincident"]
[null,null,null,"Weather Corrected MD 50% POE","MVA","Non-Coincident"]
[null,null,null,null,null,"Coincident"]
[null,null,"<Enter substation name>","Substation Rating","MVA","Non-Coincident"]
[null,null,null,null,null,"Coincident"]
[null,null,null,"Raw Adjusted MD","MW","Non-Coincident"]
[null,null,null,null,null,"Coincident"]
[null,null,null,"Raw Adjusted MD","MVA","Non-Coincident"]
[null,null,null,null,null,"Coincident"]
[null,null,null,"Date MD occurred",null,"Non-Coincident"]
[null,null,null,null,null,"Coincident"]
[null,null,null,"Half hour time period MD occurred",null,"Non-Coincident"]
[null,null,null,null,null,"Coincident"]
[null,null,null,"Winter/Summer Peaking",null,"Non-Coincident"]
[null,null,null,null,null,"Coincident"]
[null,null,null,"Adjustments - Embedded generation","MW","Non-Coincident"]
[null,null,null,null,null,"Coincident"]
[null,null,null,"Weather Corrected 10% POE","MW","Non-Coincident"]
[null,null,null,null,null,"Coincident"]
[null,null,null,"Weather Corrected MD 10% POE","MVA","Non-Coincident"]
[null,null,null,null,null,"Coincident"]
[null,null,null,"Weather Corrected MD 50% POE","MW","Non-Coincident"]
[null,null,null,null,null,"Coincident"]
[null,null,null,"Weather Corrected MD 50% POE","MVA","Non-Coincident"]
[null,null,null,null,null,"Coincident"]
[null,null,"<Enter substation name>","Substation Rating","MVA","Non-Coincident"]
[null,null,null,null,null,"Coincident"]
[null,null,null,"Raw Adjusted MD","MW","Non-Coincident"]
[null,null,null,null,null,"Coincident"]
[null,null,null,"Raw Adjusted MD","MVA","Non-Coincident"]
[null,null,null,null,null,"Coincident"]
[null,null,null,"Date MD occurred",null,"Non-Coincident"]
[null,null,null,null,null,"Coincident"]
[null,null,null,"Half hour time period MD occurred",null,"Non-Coincident"]
[null,null,null,null,null,"Coincident"]
[null,null,null,"Winter/Summer Peaking",null,"Non-Coincident"]
[null,null,null,null,null,"Coincident"]
[null,null,null,"Adjustments - Embedded generation","MW","Non-Coincident"]
[null,null,null,null,null,"Coincident"]
[null,null,null,"Weather Corrected 10% POE","MW","Non-Coincident"]
[null,null,null,null,null,"Coincident"]
[null,null,null,"Weather Corrected MD 10% POE","MVA","Non-Coincident"]
[null,null,null,null,null,"Coincident"]
[null,null,null,"Weather Corrected MD 50% POE","MW","Non-Coincident"]
[null,null,null,null,null,"Coincident"]
[null,null,null,"Weather Corrected MD 50% POE","MVA","Non-Coincident"]
[null,null,null,null,null,"Coincident"]
[null,null,"<Enter substation name>","Substation Rating","MVA","Non-Coincident"]
[null,null,null,null,null,"Coincident"]
[null,null,null,"Raw Adjusted MD","MW","Non-Coincident"]
[null,null,null,null,null,"Coincident"]
[null,null,null,"Raw Adjusted MD","MVA","Non-Coincident"]
[null,null,null,null,null,"Coincident"]
[null,null,null,"Date MD occurred",null,"Non-Coincident"]
[null,null,null,null,null,"Coincident"]
[null,null,null,"Half hour time period MD occurred",null,"Non-Coincident"]
[null,null,null,null,null,"Coincident"]
[null,null,null,"Winter/Summer Peaking",null,"Non-Coincident"]
[null,null,null,null,null,"Coincident"]
[null,null,null,"Adjustments - Embedded generation","MW","Non-Coincident"]
[null,null,null,null,null,"Coincident"]
[null,null,null,"Weather Corrected 10% POE","MW","Non-Coincident"]
[null,null,null,null,null,"Coincident"]
[null,null,null,"Weather Corrected MD 10% POE","MVA","Non-Coincident"]
[null,null,null,null,null,"Coincident"]
[null,null,null,"Weather Corrected MD 50% POE","MW","Non-Coincident"]
[null,null,null,null,null,"Coincident"]
[null,null,null,"Weather Corrected MD 50% POE","MVA","Non-Coincident"]
[null,null,null,null,null,"Coincident"]
[null,null,"<Enter substation name>","Substation Rating","MVA","Non-Coincident"]
[null,null,null,null,null,"Coincident"]
[null,null,null,"Raw Adjusted MD","MW","Non-Coincident"]
[null,null,null,null,null,"Coincident"]
[null,null,null,"Raw Adjusted MD","MVA","Non-Coincident"]
[null,null,null,null,null,"Coincident"]
[null,null,null,"Date MD occurred",null,"Non-Coincident"]
[null,null,null,null,null,"Coincident"]
[null,null,null,"Half hour time period MD occurred",null,"Non-Coincident"]
[null,null,null,null,null,"Coincident"]
[null,null,null,"Winter/Summer Peaking",null,"Non-Coincident"]
[null,null,null,null,null,"Coincident"]
[null,null,null,"Adjustments - Embedded generation","MW","Non-Coincident"]
[null,null,null,null,null,"Coincident"]
[null,null,null,"Weather Corrected 10% POE","MW","Non-Coincident"]
[null,null,null,null,null,"Coincident"]
[null,null,null,"Weather Corrected MD 10% POE","MVA","Non-Coincident"]
[null,null,null,null,null,"Coincident"]
[null,null,null,"Weather Corrected MD 50% POE","MW","Non-Coincident"]
[null,null,null,null,null,"Coincident"]
[null,null,null,"Weather Corrected MD 50% POE","MVA","Non-Coincident"]
[null,null,null,null,null,"Coincident"]
[null,null,"<Enter substation name>","Substation Rating","MVA","Non-Coincident"]
[null,null,null,null,null,"Coincident"]
[null,null,null,"Raw Adjusted MD","MW","Non-Coincident"]
[null,null,null,null,null,"Coincident"]
[null,null,null,"Raw Adjusted MD","MVA","Non-Coincident"]
[null,null,null,null,null,"Coincident"]
[null,null,null,"Date MD occurred",null,"Non-Coincident"]
[null,null,null,null,null,"Coincident"]
[null,null,null,"Half hour time period MD occurred",null,"Non-Coincident"]
[null,null,null,null,null,"Coincident"]
[null,null,null,"Winter/Summer Peaking",null,"Non-Coincident"]
[null,null,null,null,null,"Coincident"]
[null,null,null,"Adjustments - Embedded generation","MW","Non-Coincident"]
[null,null,null,null,null,"Coincident"]
[null,null,null,"Weather Corrected 10% POE","MW","Non-Coincident"]
[null,null,null,null,null,"Coincident"]
[null,null,null,"Weather Corrected MD 10% POE","MVA","Non-Coincident"]
[null,null,null,null,null,"Coincident"]
[null,null,null,"Weather Corrected MD 50% POE","MW","Non-Coincident"]
[null,null,null,null,null,"Coincident"]
[null,null,null,"Weather Corrected MD 50% POE","MVA","Non-Coincident"]
[null,null,null,null,null,"Coincident"]
[null,null,"<Enter substation name>","Substation Rating","MVA","Non-Coincident"]
[null,null,null,null,null,"Coincident"]
[null,null,null,"Raw Adjusted MD","MW","Non-Coincident"]
[null,null,null,null,null,"Coincident"]
[null,null,null,"Raw Adjusted MD","MVA","Non-Coincident"]
[null,null,null,null,null,"Coincident"]
[null,null,null,"Date MD occurred",null,"Non-Coincident"]
[null,null,null,null,null,"Coincident"]
[null,null,null,"Half hour time period MD occurred",null,"Non-Coincident"]
[null,null,null,null,null,"Coincident"]
[null,null,null,"Winter/Summer Peaking",null,"Non-Coincident"]
[null,null,null,null,null,"Coincident"]
[null,null,null,"Adjustments - Embedded generation","MW","Non-Coincident"]
[null,null,null,null,null,"Coincident"]
[null,null,null,"Weather Corrected 10% POE","MW","Non-Coincident"]
[null,null,null,null,null,"Coincident"]
[null,null,null,"Weather Corrected MD 10% POE","MVA","Non-Coincident"]
[null,null,null,null,null,"Coincident"]
[null,null,null,"Weather Corrected MD 50% POE","MW","Non-Coincident"]
[null,null,null,null,null,"Coincident"]
[null,null,null,"Weather Corrected MD 50% POE","MVA","Non-Coincident"]
[null,null,null,null,null,"Coincident"]
[null,null,"<Enter substation name>","Substation Rating","MVA","Non-Coincident"]
[null,null,null,null,null,"Coincident"]
[null,null,null,"Raw Adjusted MD","MW","Non-Coincident"]
[null,null,null,null,null,"Coincident"]
[null,null,null,"Raw Adjusted MD","MVA","Non-Coincident"]
[null,null,null,null,null,"Coincident"]
[null,null,null,"Date MD occurred",null,"Non-Coincident"]
[null,null,null,null,null,"Coincident"]
[null,null,null,"Half hour time period MD occurred",null,"Non-Coincident"]
[null,null,null,null,null,"Coincident"]
[null,null,null,"Winter/Summer Peaking",null,"Non-Coincident"]
[null,null,null,null,null,"Coincident"]
[null,null,null,"Adjustments - Embedded generation","MW","Non-Coincident"]
[null,null,null,null,null,"Coincident"]
[null,null,null,"Weather Corrected 10% POE","MW","Non-Coincident"]
[null,null,null,null,null,"Coincident"]
[null,null,null,"Weather Corrected MD 10% POE","MVA","Non-Coincident"]
[null,null,null,null,null,"Coincident"]
[null,null,null,"Weather Corrected MD 50% POE","MW","Non-Coincident"]
[null,null,null,null,null,"Coincident"]
[null,null,null,"Weather Corrected MD 50% POE","MVA","Non-Coincident"]
[null,null,null,null,null,"Coincident"]
[null,null,"<Enter substation name>","Substation Rating","MVA","Non-Coincident"]
[null,null,null,null,null,"Coincident"]
[null,null,null,"Raw Adjusted MD","MW","Non-Coincident"]
[null,null,null,null,null,"Coincident"]
[null,null,null,"Raw Adjusted MD","MVA","Non-Coincident"]
[null,null,null,null,null,"Coincident"]
[null,null,null,"Date MD occurred",null,"Non-Coincident"]
[null,null,null,null,null,"Coincident"]
[null,null,null,"Half hour time period MD occurred",null,"Non-Coincident"]
[null,null,null,null,null,"Coincident"]
[null,null,null,"Winter/Summer Peaking",null,"Non-Coincident"]
[null,null,null,null,null,"Coincident"]
[null,null,null,"Adjustments - Embedded generation","MW","Non-Coincident"]
[null,null,null,null,null,"Coincident"]
[null,null,null,"Weather Corrected 10% POE","MW","Non-Coincident"]
[null,null,null,null,null,"Coincident"]
[null,null,null,"Weather Corrected MD 10% POE","MVA","Non-Coincident"]
[null,null,null,null,null,"Coincident"]
[null,null,null,"Weather Corrected MD 50% POE","MW","Non-Coincident"]
[null,null,null,null,null,"Coincident"]
[null,null,null,"Weather Corrected MD 50% POE","MVA","Non-Coincident"]
[null,null,null,null,null,"Coincident"]
[null,null,"<Enter substation name>","Substation Rating","MVA","Non-Coincident"]
[null,null,null,null,null,"Coincident"]
[null,null,null,"Raw Adjusted MD","MW","Non-Coincident"]
[null,null,null,null,null,"Coincident"]
[null,null,null,"Raw Adjusted MD","MVA","Non-Coincident"]
[null,null,null,null,null,"Coincident"]
[null,null,null,"Date MD occurred",null,"Non-Coincident"]
[null,null,null,null,null,"Coincident"]
[null,null,null,"Half hour time period MD occurred",null,"Non-Coincident"]
[null,null,null,null,null,"Coincident"]
[null,null,null,"Winter/Summer Peaking",null,"Non-Coincident"]
[null,null,null,null,null,"Coincident"]
[null,null,null,"Adjustments - Embedded generation","MW","Non-Coincident"]
[null,null,null,null,null,"Coincident"]
[null,null,null,"Weather Corrected 10% POE","MW","Non-Coincident"]
[null,null,null,null,null,"Coincident"]
[null,null,null,"Weather Corrected MD 10% POE","MVA","Non-Coincident"]
[null,null,null,null,null,"Coincident"]
[null,null,null,"Weather Corrected MD 50% POE","MW","Non-Coincident"]
[null,null,null,null,null,"Coincident"]
[null,null,null,"Weather Corrected MD 50% POE","MVA","Non-Coincident"]
[null,null,null,null,null,"Coincident"]
[null,null,"<Enter substation name>","Substation Rating","MVA","Non-Coincident"]
[null,null,null,null,null,"Coincident"]
[null,null,null,"Raw Adjusted MD","MW","Non-Coincident"]
[null,null,null,null,null,"Coincident"]
[null,null,null,"Raw Adjusted MD","MVA","Non-Coincident"]
[null,null,null,null,null,"Coincident"]
[null,null,null,"Date MD occurred",null,"Non-Coincident"]
[null,null,null,null,null,"Coincident"]
[null,null,null,"Half hour time period MD occurred",null,"Non-Coincident"]
[null,null,null,null,null,"Coincident"]
[null,null,null,"Winter/Summer Peaking",null,"Non-Coincident"]
[null,null,null,null,null,"Coincident"]
[null,null,null,"Adjustments - Embedded generation","MW","Non-Coincident"]
[null,null,null,null,null,"Coincident"]
[null,null,null,"Weather Corrected 10% POE","MW","Non-Coincident"]
[null,null,null,null,null,"Coincident"]
[null,null,null,"Weather Corrected MD 10% POE","MVA","Non-Coincident"]
[null,null,null,null,null,"Coincident"]
[null,null,null,"Weather Corrected MD 50% POE","MW","Non-Coincident"]
[null,null,null,null,null,"Coincident"]
[null,null,null,"Weather Corrected MD 50% POE","MVA","Non-Coincident"]
[null,null,null,null,null,"Coincident"]
[null,null,"<Enter substation name>","Substation Rating","MVA","Non-Coincident"]
[null,null,null,null,null,"Coincident"]
[null,null,null,"Raw Adjusted MD","MW","Non-Coincident"]
[null,null,null,null,null,"Coincident"]
[null,null,null,"Raw Adjusted MD","MVA","Non-Coincident"]
[null,null,null,null,null,"Coincident"]
[null,null,null,"Date MD occurred",null,"Non-Coincident"]
[null,null,null,null,null,"Coincident"]
[null,null,null,"Half hour time period MD occurred",null,"Non-Coincident"]
[null,null,null,null,null,"Coincident"]
[null,null,null,"Winter/Summer Peaking",null,"Non-Coincident"]
[null,null,null,null,null,"Coincident"]
[null,null,null,"Adjustments - Embedded generation","MW","Non-Coincident"]
[null,null,null,null,null,"Coincident"]
[null,null,null,"Weather Corrected 10% POE","MW","Non-Coincident"]
[null,null,null,null,null,"Coincident"]
[null,null,null,"Weather Corrected MD 10% POE","MVA","Non-Coincident"]
[null,null,null,null,null,"Coincident"]
[null,null,null,"Weather Corrected MD 50% POE","MW","Non-Coincident"]
[null,null,null,null,null,"Coincident"]
[null,null,null,"Weather Corrected MD 50% POE","MVA","Non-Coincident"]
[null,null,null,null,null,"Coincident"]
[null,null,"<Enter substation name>","Substation Rating","MVA","Non-Coincident"]
[null,null,null,null,null,"Coincident"]
[null,null,null,"Raw Adjusted MD","MW","Non-Coincident"]
[null,null,null,null,null,"Coincident"]
[null,null,null,"Raw Adjusted MD","MVA","Non-Coincident"]
[null,null,null,null,null,"Coincident"]
[null,null,null,"Date MD occurred",null,"Non-Coincident"]
[null,null,null,null,null,"Coincident"]
[null,null,null,"Half hour time period MD occurred",null,"Non-Coincident"]
[null,null,null,null,null,"Coincident"]
[null,null,null,"Winter/Summer Peaking",null,"Non-Coincident"]
[null,null,null,null,null,"Coincident"]
[null,null,null,"Adjustments - Embedded generation","MW","Non-Coincident"]
[null,null,null,null,null,"Coincident"]
[null,null,null,"Weather Corrected 10% POE","MW","Non-Coincident"]
[null,null,null,null,null,"Coincident"]
[null,null,null,"Weather Corrected MD 10% POE","MVA","Non-Coincident"]
[null,null,null,null,null,"Coincident"]
[null,null,null,"Weather Corrected MD 50% POE","MW","Non-Coincident"]
[null,null,null,null,null,"Coincident"]
[null,null,null,"Weather Corrected MD 50% POE","MVA","Non-Coincident"]
[null,null,null,null,null,"Coincident"]
[null,null,"<Enter substation name>","Substation Rating","MVA","Non-Coincident"]
[null,null,null,null,null,"Coincident"]
[null,null,null,"Raw Adjusted MD","MW","Non-Coincident"]
[null,null,null,null,null,"Coincident"]
[null,null,null,"Raw Adjusted MD","MVA","Non-Coincident"]
[null,null,null,null,null,"Coincident"]
[null,null,null,"Date MD occurred",null,"Non-Coincident"]
[null,null,null,null,null,"Coincident"]
[null,null,null,"Half hour time period MD occurred",null,"Non-Coincident"]
[null,null,null,null,null,"Coincident"]
[null,null,null,"Winter/Summer Peaking",null,"Non-Coincident"]
[null,null,null,null,null,"Coincident"]
[null,null,null,"Adjustments - Embedded generation","MW","Non-Coincident"]
[null,null,null,null,null,"Coincident"]
[null,null,null,"Weather Corrected 10% POE","MW","Non-Coincident"]
[null,null,null,null,null,"Coincident"]
[null,null,null,"Weather Corrected MD 10% POE","MVA","Non-Coincident"]
[null,null,null,null,null,"Coincident"]
[null,null,null,"Weather Corrected MD 50% POE","MW","Non-Coincident"]
[null,null,null,null,null,"Coincident"]
[null,null,null,"Weather Corrected MD 50% POE","MVA","Non-Coincident"]
[null,null,null,null,null,"Coincident"]
[null,null,"<Enter substation name>","Substation Rating","MVA","Non-Coincident"]
[null,null,null,null,null,"Coincident"]
[null,null,null,"Raw Adjusted MD","MW","Non-Coincident"]
[null,null,null,null,null,"Coincident"]
[null,null,null,"Raw Adjusted MD","MVA","Non-Coincident"]
[null,null,null,null,null,"Coincident"]
[null,null,null,"Date MD occurred",null,"Non-Coincident"]
[null,null,null,null,null,"Coincident"]
[null,null,null,"Half hour time period MD occurred",null,"Non-Coincident"]
[null,null,null,null,null,"Coincident"]
[null,null,null,"Winter/Summer Peaking",null,"Non-Coincident"]
[null,null,null,null,null,"Coincident"]
[null,null,null,"Adjustments - Embedded generation","MW","Non-Coincident"]
[null,null,null,null,null,"Coincident"]
[null,null,null,"Weather Corrected 10% POE","MW","Non-Coincident"]
[null,null,null,null,null,"Coincident"]
[null,null,null,"Weather Corrected MD 10% POE","MVA","Non-Coincident"]
[null,null,null,null,null,"Coincident"]
[null,null,null,"Weather Corrected MD 50% POE","MW","Non-Coincident"]
[null,null,null,null,null,"Coincident"]
[null,null,null,"Weather Corrected MD 50% POE","MVA","Non-Coincident"]
[null,null,null,null,null,"Coincident"]
[null,null,"<Enter substation name>","Substation Rating","MVA","Non-Coincident"]
[null,null,null,null,null,"Coincident"]
[null,null,null,"Raw Adjusted MD","MW","Non-Coincident"]
[null,null,null,null,null,"Coincident"]
[null,null,null,"Raw Adjusted MD","MVA","Non-Coincident"]
[null,null,null,null,null,"Coincident"]
[null,null,null,"Date MD occurred",null,"Non-Coincident"]
[null,null,null,null,null,"Coincident"]
[null,null,null,"Half hour time period MD occurred",null,"Non-Coincident"]
[null,null,null,null,null,"Coincident"]
[null,null,null,"Winter/Summer Peaking",null,"Non-Coincident"]
[null,null,null,null,null,"Coincident"]
[null,null,null,"Adjustments - Embedded generation","MW","Non-Coincident"]
[null,null,null,null,null,"Coincident"]
[null,null,null,"Weather Corrected 10% POE","MW","Non-Coincident"]
[null,null,null,null,null,"Coincident"]
[null,null,null,"Weather Corrected MD 10% POE","MVA","Non-Coincident"]
[null,null,null,null,null,"Coincident"]
[null,null,null,"Weather Corrected MD 50% POE","MW","Non-Coincident"]
[null,null,null,null,null,"Coincident"]
[null,null,null,"Weather Corrected MD 50% POE","MVA","Non-Coincident"]
[null,null,null,null,null,"Coincident"]
[null,null,"<Enter substation name>","Substation Rating","MVA","Non-Coincident"]
[null,null,null,null,null,"Coincident"]
[null,null,null,"Raw Adjusted MD","MW","Non-Coincident"]
[null,null,null,null,null,"Coincident"]
[null,null,null,"Raw Adjusted MD","MVA","Non-Coincident"]
[null,null,null,null,null,"Coincident"]
[null,null,null,"Date MD occurred",null,"Non-Coincident"]
[null,null,null,null,null,"Coincident"]
[null,null,null,"Half hour time period MD occurred",null,"Non-Coincident"]
[null,null,null,null,null,"Coincident"]
[null,null,null,"Winter/Summer Peaking",null,"Non-Coincident"]
[null,null,null,null,null,"Coincident"]
[null,null,null,"Adjustments - Embedded generation","MW","Non-Coincident"]
[null,null,null,null,null,"Coincident"]
[null,null,null,"Weather Corrected 10% POE","MW","Non-Coincident"]
[null,null,null,null,null,"Coincident"]
[null,null,null,"Weather Corrected MD 10% POE","MVA","Non-Coincident"]
[null,null,null,null,null,"Coincident"]
[null,null,null,"Weather Corrected MD 50% POE","MW","Non-Coincident"]
[null,null,null,null,null,"Coincident"]
[null,null,null,"Weather Corrected MD 50% POE","MVA","Non-Coincident"]
[null,null,null,null,null,"Coincident"]
[null,null,"<Enter substation name>","Substation Rating","MVA","Non-Coincident"]
[null,null,null,null,null,"Coincident"]
[null,null,null,"Raw Adjusted MD","MW","Non-Coincident"]
[null,null,null,null,null,"Coincident"]
[null,null,null,"Raw Adjusted MD","MVA","Non-Coincident"]
[null,null,null,null,null,"Coincident"]
[null,null,null,"Date MD occurred",null,"Non-Coincident"]
[null,null,null,null,null,"Coincident"]
[null,null,null,"Half hour time period MD occurred",null,"Non-Coincident"]
[null,null,null,null,null,"Coincident"]
[null,null,null,"Winter/Summer Peaking",null,"Non-Coincident"]
[null,null,null,null,null,"Coincident"]
[null,null,null,"Adjustments - Embedded generation","MW","Non-Coincident"]
[null,null,null,null,null,"Coincident"]
[null,null,null,"Weather Corrected 10% POE","MW","Non-Coincident"]
[null,null,null,null,null,"Coincident"]
[null,null,null,"Weather Corrected MD 10% POE","MVA","Non-Coincident"]
[null,null,null,null,null,"Coincident"]
[null,null,null,"Weather Corrected MD 50% POE","MW","Non-Coincident"]
[null,null,null,null,null,"Coincident"]
[null,null,null,"Weather Corrected MD 50% POE","MVA","Non-Coincident"]
[null,null,null,null,null,"Coincident"]
[null,null,"<Enter substation name>","Substation Rating","MVA","Non-Coincident"]
[null,null,null,null,null,"Coincident"]
[null,null,null,"Raw Adjusted MD","MW","Non-Coincident"]
[null,null,null,null,null,"Coincident"]
[null,null,null,"Raw Adjusted MD","MVA","Non-Coincident"]
[null,null,null,null,null,"Coincident"]
[null,null,null,"Date MD occurred",null,"Non-Coincident"]
[null,null,null,null,null,"Coincident"]
[null,null,null,"Half hour time period MD occurred",null,"Non-Coincident"]
[null,null,null,null,null,"Coincident"]
[null,null,null,"Winter/Summer Peaking",null,"Non-Coincident"]
[null,null,null,null,null,"Coincident"]
[null,null,null,"Adjustments - Embedded generation","MW","Non-Coincident"]
[null,null,null,null,null,"Coincident"]
[null,null,null,"Weather Corrected 10% POE","MW","Non-Coincident"]
[null,null,null,null,null,"Coincident"]
[null,null,null,"Weather Corrected MD 10% POE","MVA","Non-Coincident"]
[null,null,null,null,null,"Coincident"]
[null,null,null,"Weather Corrected MD 50% POE","MW","Non-Coincident"]
[null,null,null,null,null,"Coincident"]
[null,null,null,"Weather Corrected MD 50% POE","MVA","Non-Coincident"]
[null,null,null,null,null,"Coincident"]
[null,null,"<Enter substation name>","Substation Rating","MVA","Non-Coincident"]
[null,null,null,null,null,"Coincident"]
[null,null,null,"Raw Adjusted MD","MW","Non-Coincident"]
[null,null,null,null,null,"Coincident"]
[null,null,null,"Raw Adjusted MD","MVA","Non-Coincident"]
[null,null,null,null,null,"Coincident"]
[null,null,null,"Date MD occurred",null,"Non-Coincident"]
[null,null,null,null,null,"Coincident"]
[null,null,null,"Half hour time period MD occurred",null,"Non-Coincident"]
[null,null,null,null,null,"Coincident"]
[null,null,null,"Winter/Summer Peaking",null,"Non-Coincident"]
[null,null,null,null,null,"Coincident"]
[null,null,null,"Adjustments - Embedded generation","MW","Non-Coincident"]
[null,null,null,null,null,"Coincident"]
[null,null,null,"Weather Corrected 10% POE","MW","Non-Coincident"]
[null,null,null,null,null,"Coincident"]
[null,null,null,"Weather Corrected MD 10% POE","MVA","Non-Coincident"]
[null,null,null,null,null,"Coincident"]
[null,null,null,"Weather Corrected MD 50% POE","MW","Non-Coincident"]
[null,null,null,null,null,"Coincident"]
[null,null,null,"Weather Corrected MD 50% POE","MVA","Non-Coincident"]
[null,null,null,null,null,"Coincident"]
[null,null,"<Enter substation name>","Substation Rating","MVA","Non-Coincident"]
[null,null,null,null,null,"Coincident"]
[null,null,null,"Raw Adjusted MD","MW","Non-Coincident"]
[null,null,null,null,null,"Coincident"]
[null,null,null,"Raw Adjusted MD","MVA","Non-Coincident"]
[null,null,null,null,null,"Coincident"]
[null,null,null,"Date MD occurred",null,"Non-Coincident"]
[null,null,null,null,null,"Coincident"]
[null,null,null,"Half hour time period MD occurred",null,"Non-Coincident"]
[null,null,null,null,null,"Coincident"]
[null,null,null,"Winter/Summer Peaking",null,"Non-Coincident"]
[null,null,null,null,null,"Coincident"]
[null,null,null,"Adjustments - Embedded generation","MW","Non-Coincident"]
[null,null,null,null,null,"Coincident"]
[null,null,null,"Weather Corrected 10% POE","MW","Non-Coincident"]
[null,null,null,null,null,"Coincident"]
[null,null,null,"Weather Corrected MD 10% POE","MVA","Non-Coincident"]
[null,null,null,null,null,"Coincident"]
[null,null,null,"Weather Corrected MD 50% POE","MW","Non-Coincident"]
[null,null,null,null,null,"Coincident"]
[null,null,null,"Weather Corrected MD 50% POE","MVA","Non-Coincident"]
[null,null,null,null,null,"Coincident"]
[null,null,"<Enter substation name>","Substation Rating","MVA","Non-Coincident"]
[null,null,null,null,null,"Coincident"]
[null,null,null,"Raw Adjusted MD","MW","Non-Coincident"]
[null,null,null,null,null,"Coincident"]
[null,null,null,"Raw Adjusted MD","MVA","Non-Coincident"]
[null,null,null,null,null,"Coincident"]
[null,null,null,"Date MD occurred",null,"Non-Coincident"]
[null,null,null,null,null,"Coincident"]
[null,null,null,"Half hour time period MD occurred",null,"Non-Coincident"]
[null,null,null,null,null,"Coincident"]
[null,null,null,"Winter/Summer Peaking",null,"Non-Coincident"]
[null,null,null,null,null,"Coincident"]
[null,null,null,"Adjustments - Embedded generation","MW","Non-Coincident"]
[null,null,null,null,null,"Coincident"]
[null,null,null,"Weather Corrected 10% POE","MW","Non-Coincident"]
[null,null,null,null,null,"Coincident"]
[null,null,null,"Weather Corrected MD 10% POE","MVA","Non-Coincident"]
[null,null,null,null,null,"Coincident"]
[null,null,null,"Weather Corrected MD 50% POE","MW","Non-Coincident"]
[null,null,null,null,null,"Coincident"]
[null,null,null,"Weather Corrected MD 50% POE","MVA","Non-Coincident"]
[null,null,null,null,null,"Coincident"]
[null,null,"<Enter substation name>","Substation Rating","MVA","Non-Coincident"]
[null,null,null,null,null,"Coincident"]
[null,null,null,"Raw Adjusted MD","MW","Non-Coincident"]
[null,null,null,null,null,"Coincident"]
[null,null,null,"Raw Adjusted MD","MVA","Non-Coincident"]
[null,null,null,null,null,"Coincident"]
[null,null,null,"Date MD occurred",null,"Non-Coincident"]
[null,null,null,null,null,"Coincident"]
[null,null,null,"Half hour time period MD occurred",null,"Non-Coincident"]
[null,null,null,null,null,"Coincident"]
[null,null,null,"Winter/Summer Peaking",null,"Non-Coincident"]
[null,null,null,null,null,"Coincident"]
[null,null,null,"Adjustments - Embedded generation","MW","Non-Coincident"]
[null,null,null,null,null,"Coincident"]
[null,null,null,"Weather Corrected 10% POE","MW","Non-Coincident"]
[null,null,null,null,null,"Coincident"]
[null,null,null,"Weather Corrected MD 10% POE","MVA","Non-Coincident"]
[null,null,null,null,null,"Coincident"]
[null,null,null,"Weather Corrected MD 50% POE","MW","Non-Coincident"]
[null,null,null,null,null,"Coincident"]
[null,null,null,"Weather Corrected MD 50% POE","MVA","Non-Coincident"]
[null,null,null,null,null,"Coincident"]
[null,null,"<Enter substation name>","Substation Rating","MVA","Non-Coincident"]
[null,null,null,null,null,"Coincident"]
[null,null,null,"Raw Adjusted MD","MW","Non-Coincident"]
[null,null,null,null,null,"Coincident"]
[null,null,null,"Raw Adjusted MD","MVA","Non-Coincident"]
[null,null,null,null,null,"Coincident"]
[null,null,null,"Date MD occurred",null,"Non-Coincident"]
[null,null,null,null,null,"Coincident"]
[null,null,null,"Half hour time period MD occurred",null,"Non-Coincident"]
[null,null,null,null,null,"Coincident"]
[null,null,null,"Winter/Summer Peaking",null,"Non-Coincident"]
[null,null,null,null,null,"Coincident"]
[null,null,null,"Adjustments - Embedded generation","MW","Non-Coincident"]
[null,null,null,null,null,"Coincident"]
[null,null,null,"Weather Corrected 10% POE","MW","Non-Coincident"]
[null,null,null,null,null,"Coincident"]
[null,null,null,"Weather Corrected MD 10% POE","MVA","Non-Coincident"]
[null,null,null,null,null,"Coincident"]
[null,null,null,"Weather Corrected MD 50% POE","MW","Non-Coincident"]
[null,null,null,null,null,"Coincident"]
[null,null,null,"Weather Corrected MD 50% POE","MVA","Non-Coincident"]
[null,null,null,null,null,"Coincident"]
[null,null,"<Enter substation name>","Substation Rating","MVA","Non-Coincident"]
[null,null,null,null,null,"Coincident"]
[null,null,null,"Raw Adjusted MD","MW","Non-Coincident"]
[null,null,null,null,null,"Coincident"]
[null,null,null,"Raw Adjusted MD","MVA","Non-Coincident"]
[null,null,null,null,null,"Coincident"]
[null,null,null,"Date MD occurred",null,"Non-Coincident"]
[null,null,null,null,null,"Coincident"]
[null,null,null,"Half hour time period MD occurred",null,"Non-Coincident"]
[null,null,null,null,null,"Coincident"]
[null,null,null,"Winter/Summer Peaking",null,"Non-Coincident"]
[null,null,null,null,null,"Coincident"]
[null,null,null,"Adjustments - Embedded generation","MW","Non-Coincident"]
[null,null,null,null,null,"Coincident"]
[null,null,null,"Weather Corrected 10% POE","MW","Non-Coincident"]
[null,null,null,null,null,"Coincident"]
[null,null,null,"Weather Corrected MD 10% POE","MVA","Non-Coincident"]
[null,null,null,null,null,"Coincident"]
[null,null,null,"Weather Corrected MD 50% POE","MW","Non-Coincident"]
[null,null,null,null,null,"Coincident"]
[null,null,null,"Weather Corrected MD 50% POE","MVA","Non-Coincident"]
[null,null,null,null,null,"Coincident"]
[null,null,"<Enter substation name>","Substation Rating","MVA","Non-Coincident"]
[null,null,null,null,null,"Coincident"]
[null,null,null,"Raw Adjusted MD","MW","Non-Coincident"]
[null,null,null,null,null,"Coincident"]
[null,null,null,"Raw Adjusted MD","MVA","Non-Coincident"]
[null,null,null,null,null,"Coincident"]
[null,null,null,"Date MD occurred",null,"Non-Coincident"]
[null,null,null,null,null,"Coincident"]
[null,null,null,"Half hour time period MD occurred",null,"Non-Coincident"]
[null,null,null,null,null,"Coincident"]
[null,null,null,"Winter/Summer Peaking",null,"Non-Coincident"]
[null,null,null,null,null,"Coincident"]
[null,null,null,"Adjustments - Embedded generation","MW","Non-Coincident"]
[null,null,null,null,null,"Coincident"]
[null,null,null,"Weather Corrected 10% POE","MW","Non-Coincident"]
[null,null,null,null,null,"Coincident"]
[null,null,null,"Weather Corrected MD 10% POE","MVA","Non-Coincident"]
[null,null,null,null,null,"Coincident"]
[null,null,null,"Weather Corrected MD 50% POE","MW","Non-Coincident"]
[null,null,null,null,null,"Coincident"]
[null,null,null,"Weather Corrected MD 50% POE","MVA","Non-Coincident"]
[null,null,null,null,null,"Coincident"]
[null,null,"<Enter substation name>","Substation Rating","MVA","Non-Coincident"]
[null,null,null,null,null,"Coincident"]
[null,null,null,"Raw Adjusted MD","MW","Non-Coincident"]
[null,null,null,null,null,"Coincident"]
[null,null,null,"Raw Adjusted MD","MVA","Non-Coincident"]
[null,null,null,null,null,"Coincident"]
[null,null,null,"Date MD occurred",null,"Non-Coincident"]
[null,null,null,null,null,"Coincident"]
[null,null,null,"Half hour time period MD occurred",null,"Non-Coincident"]
[null,null,null,null,null,"Coincident"]
[null,null,null,"Winter/Summer Peaking",null,"Non-Coincident"]
[null,null,null,null,null,"Coincident"]
[null,null,null,"Adjustments - Embedded generation","MW","Non-Coincident"]
[null,null,null,null,null,"Coincident"]
[null,null,null,"Weather Corrected 10% POE","MW","Non-Coincident"]
[null,null,null,null,null,"Coincident"]
[null,null,null,"Weather Corrected MD 10% POE","MVA","Non-Coincident"]
[null,null,null,null,null,"Coincident"]
[null,null,null,"Weather Corrected MD 50% POE","MW","Non-Coincident"]
[null,null,null,null,null,"Coincident"]
[null,null,null,"Weather Corrected MD 50% POE","MVA","Non-Coincident"]
[null,null,null,null,null,"Coincident"]
[null,null,"<Enter substation name>","Substation Rating","MVA","Non-Coincident"]
[null,null,null,null,null,"Coincident"]
[null,null,null,"Raw Adjusted MD","MW","Non-Coincident"]
[null,null,null,null,null,"Coincident"]
[null,null,null,"Raw Adjusted MD","MVA","Non-Coincident"]
[null,null,null,null,null,"Coincident"]
[null,null,null,"Date MD occurred",null,"Non-Coincident"]
[null,null,null,null,null,"Coincident"]
[null,null,null,"Half hour time period MD occurred",null,"Non-Coincident"]
[null,null,null,null,null,"Coincident"]
[null,null,null,"Winter/Summer Peaking",null,"Non-Coincident"]
[null,null,null,null,null,"Coincident"]
[null,null,null,"Adjustments - Embedded generation","MW","Non-Coincident"]
[null,null,null,null,null,"Coincident"]
[null,null,null,"Weather Corrected 10% POE","MW","Non-Coincident"]
[null,null,null,null,null,"Coincident"]
[null,null,null,"Weather Corrected MD 10% POE","MVA","Non-Coincident"]
[null,null,null,null,null,"Coincident"]
[null,null,null,"Weather Corrected MD 50% POE","MW","Non-Coincident"]
[null,null,null,null,null,"Coincident"]
[null,null,null,"Weather Corrected MD 50% POE","MVA","Non-Coincident"]
[null,null,null,null,null,"Coincident"]
[null,null,"<Enter substation name>","Substation Rating","MVA","Non-Coincident"]
[null,null,null,null,null,"Coincident"]
[null,null,null,"Raw Adjusted MD","MW","Non-Coincident"]
[null,null,null,null,null,"Coincident"]
[null,null,null,"Raw Adjusted MD","MVA","Non-Coincident"]
[null,null,null,null,null,"Coincident"]
[null,null,null,"Date MD occurred",null,"Non-Coincident"]
[null,null,null,null,null,"Coincident"]
[null,null,null,"Half hour time period MD occurred",null,"Non-Coincident"]
[null,null,null,null,null,"Coincident"]
[null,null,null,"Winter/Summer Peaking",null,"Non-Coincident"]
[null,null,null,null,null,"Coincident"]
[null,null,null,"Adjustments - Embedded generation","MW","Non-Coincident"]
[null,null,null,null,null,"Coincident"]
[null,null,null,"Weather Corrected 10% POE","MW","Non-Coincident"]
[null,null,null,null,null,"Coincident"]
[null,null,null,"Weather Corrected MD 10% POE","MVA","Non-Coincident"]
[null,null,null,null,null,"Coincident"]
[null,null,null,"Weather Corrected MD 50% POE","MW","Non-Coincident"]
[null,null,null,null,null,"Coincident"]
[null,null,null,"Weather Corrected MD 50% POE","MVA","Non-Coincident"]
[null,null,null,null,null,"Coincident"]
[null,null,"<Enter substation name>","Substation Rating","MVA","Non-Coincident"]
[null,null,null,null,null,"Coincident"]
[null,null,null,"Raw Adjusted MD","MW","Non-Coincident"]
[null,null,null,null,null,"Coincident"]
[null,null,null,"Raw Adjusted MD","MVA","Non-Coincident"]
[null,null,null,null,null,"Coincident"]
[null,null,null,"Date MD occurred",null,"Non-Coincident"]
[null,null,null,null,null,"Coincident"]
[null,null,null,"Half hour time period MD occurred",null,"Non-Coincident"]
[null,null,null,null,null,"Coincident"]
[null,null,null,"Winter/Summer Peaking",null,"Non-Coincident"]
[null,null,null,null,null,"Coincident"]
[null,null,null,"Adjustments - Embedded generation","MW","Non-Coincident"]
[null,null,null,null,null,"Coincident"]
[null,null,null,"Weather Corrected 10% POE","MW","Non-Coincident"]
[null,null,null,null,null,"Coincident"]
[null,null,null,"Weather Corrected MD 10% POE","MVA","Non-Coincident"]
[null,null,null,null,null,"Coincident"]
[null,null,null,"Weather Corrected MD 50% POE","MW","Non-Coincident"]
[null,null,null,null,null,"Coincident"]
[null,null,null,"Weather Corrected MD 50% POE","MVA","Non-Coincident"]
[null,null,null,null,null,"Coincident"]
[null,null,"<Enter substation name>","Substation Rating","MVA","Non-Coincident"]
[null,null,null,null,null,"Coincident"]
[null,null,null,"Raw Adjusted MD","MW","Non-Coincident"]
[null,null,null,null,null,"Coincident"]
[null,null,null,"Raw Adjusted MD","MVA","Non-Coincident"]
[null,null,null,null,null,"Coincident"]
[null,null,null,"Date MD occurred",null,"Non-Coincident"]
[null,null,null,null,null,"Coincident"]
[null,null,null,"Half hour time period MD occurred",null,"Non-Coincident"]
[null,null,null,null,null,"Coincident"]
[null,null,null,"Winter/Summer Peaking",null,"Non-Coincident"]
[null,null,null,null,null,"Coincident"]
[null,null,null,"Adjustments - Embedded generation","MW","Non-Coincident"]
[null,null,null,null,null,"Coincident"]
[null,null,null,"Weather Corrected 10% POE","MW","Non-Coincident"]
[null,null,null,null,null,"Coincident"]
[null,null,null,"Weather Corrected MD 10% POE","MVA","Non-Coincident"]
[null,null,null,null,null,"Coincident"]
[null,null,null,"Weather Corrected MD 50% POE","MW","Non-Coincident"]
[null,null,null,null,null,"Coincident"]
[null,null,null,"Weather Corrected MD 50% POE","MVA","Non-Coincident"]
[null,null,null,null,null,"Coincident"]
[null,null,"<Enter substation name>","Substation Rating","MVA","Non-Coincident"]
[null,null,null,null,null,"Coincident"]
[null,null,null,"Raw Adjusted MD","MW","Non-Coincident"]
[null,null,null,null,null,"Coincident"]
[null,null,null,"Raw Adjusted MD","MVA","Non-Coincident"]
[null,null,null,null,null,"Coincident"]
[null,null,null,"Date MD occurred",null,"Non-Coincident"]
[null,null,null,null,null,"Coincident"]
[null,null,null,"Half hour time period MD occurred",null,"Non-Coincident"]
[null,null,null,null,null,"Coincident"]
[null,null,null,"Winter/Summer Peaking",null,"Non-Coincident"]
[null,null,null,null,null,"Coincident"]
[null,null,null,"Adjustments - Embedded generation","MW","Non-Coincident"]
[null,null,null,null,null,"Coincident"]
[null,null,null,"Weather Corrected 10% POE","MW","Non-Coincident"]
[null,null,null,null,null,"Coincident"]
[null,null,null,"Weather Corrected MD 10% POE","MVA","Non-Coincident"]
[null,null,null,null,null,"Coincident"]
[null,null,null,"Weather Corrected MD 50% POE","MW","Non-Coincident"]
[null,null,null,null,null,"Coincident"]
[null,null,null,"Weather Corrected MD 50% POE","MVA","Non-Coincident"]
[null,null,null,null,null,"Coincident"]
[null,null,"<Enter substation name>","Substation Rating","MVA","Non-Coincident"]
[null,null,null,null,null,"Coincident"]
[null,null,null,"Raw Adjusted MD","MW","Non-Coincident"]
[null,null,null,null,null,"Coincident"]
[null,null,null,"Raw Adjusted MD","MVA","Non-Coincident"]
[null,null,null,null,null,"Coincident"]
[null,null,null,"Date MD occurred",null,"Non-Coincident"]
[null,null,null,null,null,"Coincident"]
[null,null,null,"Half hour time period MD occurred",null,"Non-Coincident"]
[null,null,null,null,null,"Coincident"]
[null,null,null,"Winter/Summer Peaking",null,"Non-Coincident"]
[null,null,null,null,null,"Coincident"]
[null,null,null,"Adjustments - Embedded generation","MW","Non-Coincident"]
[null,null,null,null,null,"Coincident"]
[null,null,null,"Weather Corrected 10% POE","MW","Non-Coincident"]
[null,null,null,null,null,"Coincident"]
[null,null,null,"Weather Corrected MD 10% POE","MVA","Non-Coincident"]
[null,null,null,null,null,"Coincident"]
[null,null,null,"Weather Corrected MD 50% POE","MW","Non-Coincident"]
[null,null,null,null,null,"Coincident"]
[null,null,null,"Weather Corrected MD 50% POE","MVA","Non-Coincident"]
[null,null,null,null,null,"Coincident"]
[null,null,"<Enter substation name>","Substation Rating","MVA","Non-Coincident"]
[null,null,null,null,null,"Coincident"]
[null,null,null,"Raw Adjusted MD","MW","Non-Coincident"]
[null,null,null,null,null,"Coincident"]
[null,null,null,"Raw Adjusted MD","MVA","Non-Coincident"]
[null,null,null,null,null,"Coincident"]
[null,null,null,"Date MD occurred",null,"Non-Coincident"]
[null,null,null,null,null,"Coincident"]
[null,null,null,"Half hour time period MD occurred",null,"Non-Coincident"]
[null,null,null,null,null,"Coincident"]
[null,null,null,"Winter/Summer Peaking",null,"Non-Coincident"]
[null,null,null,null,null,"Coincident"]
[null,null,null,"Adjustments - Embedded generation","MW","Non-Coincident"]
[null,null,null,null,null,"Coincident"]
[null,null,null,"Weather Corrected 10% POE","MW","Non-Coincident"]
[null,null,null,null,null,"Coincident"]
[null,null,null,"Weather Corrected MD 10% POE","MVA","Non-Coincident"]
[null,null,null,null,null,"Coincident"]
[null,null,null,"Weather Corrected MD 50% POE","MW","Non-Coincident"]
[null,null,null,null,null,"Coincident"]
[null,null,null,"Weather Corrected MD 50% POE","MVA","Non-Coincident"]
[null,null,null,null,null,"Coincident"]
[null,null,"<Enter substation name>","Substation Rating","MVA","Non-Coincident"]
[null,null,null,null,null,"Coincident"]
[null,null,null,"Raw Adjusted MD","MW","Non-Coincident"]
[null,null,null,null,null,"Coincident"]
[null,null,null,"Raw Adjusted MD","MVA","Non-Coincident"]
[null,null,null,null,null,"Coincident"]
[null,null,null,"Date MD occurred",null,"Non-Coincident"]
[null,null,null,null,null,"Coincident"]
[null,null,null,"Half hour time period MD occurred",null,"Non-Coincident"]
[null,null,null,null,null,"Coincident"]
[null,null,null,"Winter/Summer Peaking",null,"Non-Coincident"]
[null,null,null,null,null,"Coincident"]
[null,null,null,"Adjustments - Embedded generation","MW","Non-Coincident"]
[null,null,null,null,null,"Coincident"]
[null,null,null,"Weather Corrected 10% POE","MW","Non-Coincident"]
[null,null,null,null,null,"Coincident"]
[null,null,null,"Weather Corrected MD 10% POE","MVA","Non-Coincident"]
[null,null,null,null,null,"Coincident"]
[null,null,null,"Weather Corrected MD 50% POE","MW","Non-Coincident"]
[null,null,null,null,null,"Coincident"]
[null,null,null,"Weather Corrected MD 50% POE","MVA","Non-Coincident"]
[null,null,null,null,null,"Coincident"]
[null,null,"<Enter substation name>","Substation Rating","MVA","Non-Coincident"]
[null,null,null,null,null,"Coincident"]
[null,null,null,"Raw Adjusted MD","MW","Non-Coincident"]
[null,null,null,null,null,"Coincident"]
[null,null,null,"Raw Adjusted MD","MVA","Non-Coincident"]
[null,null,null,null,null,"Coincident"]
[null,null,null,"Date MD occurred",null,"Non-Coincident"]
[null,null,null,null,null,"Coincident"]
[null,null,null,"Half hour time period MD occurred",null,"Non-Coincident"]
[null,null,null,null,null,"Coincident"]
[null,null,null,"Winter/Summer Peaking",null,"Non-Coincident"]
[null,null,null,null,null,"Coincident"]
[null,null,null,"Adjustments - Embedded generation","MW","Non-Coincident"]
[null,null,null,null,null,"Coincident"]
[null,null,null,"Weather Corrected 10% POE","MW","Non-Coincident"]
[null,null,null,null,null,"Coincident"]
[null,null,null,"Weather Corrected MD 10% POE","MVA","Non-Coincident"]
[null,null,null,null,null,"Coincident"]
[null,null,null,"Weather Corrected MD 50% POE","MW","Non-Coincident"]
[null,null,null,null,null,"Coincident"]
[null,null,null,"Weather Corrected MD 50% POE","MVA","Non-Coincident"]
[null,null,null,null,null,"Coincident"]
[null,null,"<Enter substation name>","Substation Rating","MVA","Non-Coincident"]
[null,null,null,null,null,"Coincident"]
[null,null,null,"Raw Adjusted MD","MW","Non-Coincident"]
[null,null,null,null,null,"Coincident"]
[null,null,null,"Raw Adjusted MD","MVA","Non-Coincident"]
[null,null,null,null,null,"Coincident"]
[null,null,null,"Date MD occurred",null,"Non-Coincident"]
[null,null,null,null,null,"Coincident"]
[null,null,null,"Half hour time period MD occurred",null,"Non-Coincident"]
[null,null,null,null,null,"Coincident"]
[null,null,null,"Winter/Summer Peaking",null,"Non-Coincident"]
[null,null,null,null,null,"Coincident"]
[null,null,null,"Adjustments - Embedded generation","MW","Non-Coincident"]
[null,null,null,null,null,"Coincident"]
[null,null,null,"Weather Corrected 10% POE","MW","Non-Coincident"]
[null,null,null,null,null,"Coincident"]
[null,null,null,"Weather Corrected MD 10% POE","MVA","Non-Coincident"]
[null,null,null,null,null,"Coincident"]
[null,null,null,"Weather Corrected MD 50% POE","MW","Non-Coincident"]
[null,null,null,null,null,"Coincident"]
[null,null,null,"Weather Corrected MD 50% POE","MVA","Non-Coincident"]
[null,null,null,null,null,"Coincident"]
[null,null,"<Enter substation name>","Substation Rating","MVA","Non-Coincident"]
[null,null,null,null,null,"Coincident"]
[null,null,null,"Raw Adjusted MD","MW","Non-Coincident"]
[null,null,null,null,null,"Coincident"]
[null,null,null,"Raw Adjusted MD","MVA","Non-Coincident"]
[null,null,null,null,null,"Coincident"]
[null,null,null,"Date MD occurred",null,"Non-Coincident"]
[null,null,null,null,null,"Coincident"]
[null,null,null,"Half hour time period MD occurred",null,"Non-Coincident"]
[null,null,null,null,null,"Coincident"]
[null,null,null,"Winter/Summer Peaking",null,"Non-Coincident"]
[null,null,null,null,null,"Coincident"]
[null,null,null,"Adjustments - Embedded generation","MW","Non-Coincident"]
[null,null,null,null,null,"Coincident"]
[null,null,null,"Weather Corrected 10% POE","MW","Non-Coincident"]
[null,null,null,null,null,"Coincident"]
[null,null,null,"Weather Corrected MD 10% POE","MVA","Non-Coincident"]
[null,null,null,null,null,"Coincident"]
[null,null,null,"Weather Corrected MD 50% POE","MW","Non-Coincident"]
[null,null,null,null,null,"Coincident"]
[null,null,null,"Weather Corrected MD 50% POE","MVA","Non-Coincident"]
[null,null,null,null,null,"Coincident"]
[null,null,"<Enter substation name>","Substation Rating","MVA","Non-Coincident"]
[null,null,null,null,null,"Coincident"]
[null,null,null,"Raw Adjusted MD","MW","Non-Coincident"]
[null,null,null,null,null,"Coincident"]
[null,null,null,"Raw Adjusted MD","MVA","Non-Coincident"]
[null,null,null,null,null,"Coincident"]
[null,null,null,"Date MD occurred",null,"Non-Coincident"]
[null,null,null,null,null,"Coincident"]
[null,null,null,"Half hour time period MD occurred",null,"Non-Coincident"]
[null,null,null,null,null,"Coincident"]
[null,null,null,"Winter/Summer Peaking",null,"Non-Coincident"]
[null,null,null,null,null,"Coincident"]
[null,null,null,"Adjustments - Embedded generation","MW","Non-Coincident"]
[null,null,null,null,null,"Coincident"]
[null,null,null,"Weather Corrected 10% POE","MW","Non-Coincident"]
[null,null,null,null,null,"Coincident"]
[null,null,null,"Weather Corrected MD 10% POE","MVA","Non-Coincident"]
[null,null,null,null,null,"Coincident"]
[null,null,null,"Weather Corrected MD 50% POE","MW","Non-Coincident"]
[null,null,null,null,null,"Coincident"]
[null,null,null,"Weather Corrected MD 50% POE","MVA","Non-Coincident"]
[null,null,null,null,null,"Coincident"]
[null,null,"<Enter substation name>","Substation Rating","MVA","Non-Coincident"]
[null,null,null,null,null,"Coincident"]
[null,null,null,"Raw Adjusted MD","MW","Non-Coincident"]
[null,null,null,null,null,"Coincident"]
[null,null,null,"Raw Adjusted MD","MVA","Non-Coincident"]
[null,null,null,null,null,"Coincident"]
[null,null,null,"Date MD occurred",null,"Non-Coincident"]
[null,null,null,null,null,"Coincident"]
[null,null,null,"Half hour time period MD occurred",null,"Non-Coincident"]
[null,null,null,null,null,"Coincident"]
[null,null,null,"Winter/Summer Peaking",null,"Non-Coincident"]
[null,null,null,null,null,"Coincident"]
[null,null,null,"Adjustments - Embedded generation","MW","Non-Coincident"]
[null,null,null,null,null,"Coincident"]
[null,null,null,"Weather Corrected 10% POE","MW","Non-Coincident"]
[null,null,null,null,null,"Coincident"]
[null,null,null,"Weather Corrected MD 10% POE","MVA","Non-Coincident"]
[null,null,null,null,null,"Coincident"]
[null,null,null,"Weather Corrected MD 50% POE","MW","Non-Coincident"]
[null,null,null,null,null,"Coincident"]
[null,null,null,"Weather Corrected MD 50% POE","MVA","Non-Coincident"]
[null,null,null,null,null,"Coincident"]
[null,null,"<Enter substation name>","Substation Rating","MVA","Non-Coincident"]
[null,null,null,null,null,"Coincident"]
[null,null,null,"Raw Adjusted MD","MW","Non-Coincident"]
[null,null,null,null,null,"Coincident"]
[null,null,null,"Raw Adjusted MD","MVA","Non-Coincident"]
[null,null,null,null,null,"Coincident"]
[null,null,null,"Date MD occurred",null,"Non-Coincident"]
[null,null,null,null,null,"Coincident"]
[null,null,null,"Half hour time period MD occurred",null,"Non-Coincident"]
[null,null,null,null,null,"Coincident"]
[null,null,null,"Winter/Summer Peaking",null,"Non-Coincident"]
[null,null,null,null,null,"Coincident"]
[null,null,null,"Adjustments - Embedded generation","MW","Non-Coincident"]
[null,null,null,null,null,"Coincident"]
[null,null,null,"Weather Corrected 10% POE","MW","Non-Coincident"]
[null,null,null,null,null,"Coincident"]
[null,null,null,"Weather Corrected MD 10% POE","MVA","Non-Coincident"]
[null,null,null,null,null,"Coincident"]
[null,null,null,"Weather Corrected MD 50% POE","MW","Non-Coincident"]
[null,null,null,null,null,"Coincident"]
[null,null,null,"Weather Corrected MD 50% POE","MVA","Non-Coincident"]
[null,null,null,null,null,"Coincident"]
[null,null,"<Enter substation name>","Substation Rating","MVA","Non-Coincident"]
[null,null,null,null,null,"Coincident"]
[null,null,null,"Raw Adjusted MD","MW","Non-Coincident"]
[null,null,null,null,null,"Coincident"]
[null,null,null,"Raw Adjusted MD","MVA","Non-Coincident"]
[null,null,null,null,null,"Coincident"]
[null,null,null,"Date MD occurred",null,"Non-Coincident"]
[null,null,null,null,null,"Coincident"]
[null,null,null,"Half hour time period MD occurred",null,"Non-Coincident"]
[null,null,null,null,null,"Coincident"]
[null,null,null,"Winter/Summer Peaking",null,"Non-Coincident"]
[null,null,null,null,null,"Coincident"]
[null,null,null,"Adjustments - Embedded generation","MW","Non-Coincident"]
[null,null,null,null,null,"Coincident"]
[null,null,null,"Weather Corrected 10% POE","MW","Non-Coincident"]
[null,null,null,null,null,"Coincident"]
[null,null,null,"Weather Corrected MD 10% POE","MVA","Non-Coincident"]
[null,null,null,null,null,"Coincident"]
[null,null,null,"Weather Corrected MD 50% POE","MW","Non-Coincident"]
[null,null,null,null,null,"Coincident"]
[null,null,null,"Weather Corrected MD 50% POE","MVA","Non-Coincident"]
[null,null,null,null,null,"Coincident"]
[null,null,"<Enter substation name>","Substation Rating","MVA","Non-Coincident"]
[null,null,null,null,null,"Coincident"]
[null,null,null,"Raw Adjusted MD","MW","Non-Coincident"]
[null,null,null,null,null,"Coincident"]
[null,null,null,"Raw Adjusted MD","MVA","Non-Coincident"]
[null,null,null,null,null,"Coincident"]
[null,null,null,"Date MD occurred",null,"Non-Coincident"]
[null,null,null,null,null,"Coincident"]
[null,null,null,"Half hour time period MD occurred",null,"Non-Coincident"]
[null,null,null,null,null,"Coincident"]
[null,null,null,"Winter/Summer Peaking",null,"Non-Coincident"]
[null,null,null,null,null,"Coincident"]
[null,null,null,"Adjustments - Embedded generation","MW","Non-Coincident"]
[null,null,null,null,null,"Coincident"]
[null,null,null,"Weather Corrected 10% POE","MW","Non-Coincident"]
[null,null,null,null,null,"Coincident"]
[null,null,null,"Weather Corrected MD 10% POE","MVA","Non-Coincident"]
[null,null,null,null,null,"Coincident"]
[null,null,null,"Weather Corrected MD 50% POE","MW","Non-Coincident"]
[null,null,null,null,null,"Coincident"]
[null,null,null,"Weather Corrected MD 50% POE","MVA","Non-Coincident"]
[null,null,null,null,null,"Coincident"]
[null,null,"<Enter substation name>","Substation Rating","MVA","Non-Coincident"]
[null,null,null,null,null,"Coincident"]
[null,null,null,"Raw Adjusted MD","MW","Non-Coincident"]
[null,null,null,null,null,"Coincident"]
[null,null,null,"Raw Adjusted MD","MVA","Non-Coincident"]
[null,null,null,null,null,"Coincident"]
[null,null,null,"Date MD occurred",null,"Non-Coincident"]
[null,null,null,null,null,"Coincident"]
[null,null,null,"Half hour time period MD occurred",null,"Non-Coincident"]
[null,null,null,null,null,"Coincident"]
[null,null,null,"Winter/Summer Peaking",null,"Non-Coincident"]
[null,null,null,null,null,"Coincident"]
[null,null,null,"Adjustments - Embedded generation","MW","Non-Coincident"]
[null,null,null,null,null,"Coincident"]
[null,null,null,"Weather Corrected 10% POE","MW","Non-Coincident"]
[null,null,null,null,null,"Coincident"]
[null,null,null,"Weather Corrected MD 10% POE","MVA","Non-Coincident"]
[null,null,null,null,null,"Coincident"]
[null,null,null,"Weather Corrected MD 50% POE","MW","Non-Coincident"]
[null,null,null,null,null,"Coincident"]
[null,null,null,"Weather Corrected MD 50% POE","MVA","Non-Coincident"]
[null,null,null,null,null,"Coincident"]
[null,null,"<Enter substation name>","Substation Rating","MVA","Non-Coincident"]
[null,null,null,null,null,"Coincident"]
[null,null,null,"Raw Adjusted MD","MW","Non-Coincident"]
[null,null,null,null,null,"Coincident"]
[null,null,null,"Raw Adjusted MD","MVA","Non-Coincident"]
[null,null,null,null,null,"Coincident"]
[null,null,null,"Date MD occurred",null,"Non-Coincident"]
[null,null,null,null,null,"Coincident"]
[null,null,null,"Half hour time period MD occurred",null,"Non-Coincident"]
[null,null,null,null,null,"Coincident"]
[null,null,null,"Winter/Summer Peaking",null,"Non-Coincident"]
[null,null,null,null,null,"Coincident"]
[null,null,null,"Adjustments - Embedded generation","MW","Non-Coincident"]
[null,null,null,null,null,"Coincident"]
[null,null,null,"Weather Corrected 10% POE","MW","Non-Coincident"]
[null,null,null,null,null,"Coincident"]
[null,null,null,"Weather Corrected MD 10% POE","MVA","Non-Coincident"]
[null,null,null,null,null,"Coincident"]
[null,null,null,"Weather Corrected MD 50% POE","MW","Non-Coincident"]
[null,null,null,null,null,"Coincident"]
[null,null,null,"Weather Corrected MD 50% POE","MVA","Non-Coincident"]
[null,null,null,null,null,"Coincident"]
[null,null,"<Enter substation name>","Substation Rating","MVA","Non-Coincident"]
[null,null,null,null,null,"Coincident"]
[null,null,null,"Raw Adjusted MD","MW","Non-Coincident"]
[null,null,null,null,null,"Coincident"]
[null,null,null,"Raw Adjusted MD","MVA","Non-Coincident"]
[null,null,null,null,null,"Coincident"]
[null,null,null,"Date MD occurred",null,"Non-Coincident"]
[null,null,null,null,null,"Coincident"]
[null,null,null,"Half hour time period MD occurred",null,"Non-Coincident"]
[null,null,null,null,null,"Coincident"]
[null,null,null,"Winter/Summer Peaking",null,"Non-Coincident"]
[null,null,null,null,null,"Coincident"]
[null,null,null,"Adjustments - Embedded generation","MW","Non-Coincident"]
[null,null,null,null,null,"Coincident"]
[null,null,null,"Weather Corrected 10% POE","MW","Non-Coincident"]
[null,null,null,null,null,"Coincident"]
[null,null,null,"Weather Corrected MD 10% POE","MVA","Non-Coincident"]
[null,null,null,null,null,"Coincident"]
[null,null,null,"Weather Corrected MD 50% POE","MW","Non-Coincident"]
[null,null,null,null,null,"Coincident"]
[null,null,null,"Weather Corrected MD 50% POE","MVA","Non-Coincident"]
[null,null,null,null,null,"Coincident"]
[null,null,"<Enter substation name>","Substation Rating","MVA","Non-Coincident"]
[null,null,null,null,null,"Coincident"]
[null,null,null,"Raw Adjusted MD","MW","Non-Coincident"]
[null,null,null,null,null,"Coincident"]
[null,null,null,"Raw Adjusted MD","MVA","Non-Coincident"]
[null,null,null,null,null,"Coincident"]
[null,null,null,"Date MD occurred",null,"Non-Coincident"]
[null,null,null,null,null,"Coincident"]
[null,null,null,"Half hour time period MD occurred",null,"Non-Coincident"]
[null,null,null,null,null,"Coincident"]
[null,null,null,"Winter/Summer Peaking",null,"Non-Coincident"]
[null,null,null,null,null,"Coincident"]
[null,null,null,"Adjustments - Embedded generation","MW","Non-Coincident"]
[null,null,null,null,null,"Coincident"]
[null,null,null,"Weather Corrected 10% POE","MW","Non-Coincident"]
[null,null,null,null,null,"Coincident"]
[null,null,null,"Weather Corrected MD 10% POE","MVA","Non-Coincident"]
[null,null,null,null,null,"Coincident"]
[null,null,null,"Weather Corrected MD 50% POE","MW","Non-Coincident"]
[null,null,null,null,null,"Coincident"]
[null,null,null,"Weather Corrected MD 50% POE","MVA","Non-Coincident"]
[null,null,null,null,null,"Coincident"]
[null,null,"<Enter substation name>","Substation Rating","MVA","Non-Coincident"]
[null,null,null,null,null,"Coincident"]
[null,null,null,"Raw Adjusted MD","MW","Non-Coincident"]
[null,null,null,null,null,"Coincident"]
[null,null,null,"Raw Adjusted MD","MVA","Non-Coincident"]
[null,null,null,null,null,"Coincident"]
[null,null,null,"Date MD occurred",null,"Non-Coincident"]
[null,null,null,null,null,"Coincident"]
[null,null,null,"Half hour time period MD occurred",null,"Non-Coincident"]
[null,null,null,null,null,"Coincident"]
[null,null,null,"Winter/Summer Peaking",null,"Non-Coincident"]
[null,null,null,null,null,"Coincident"]
[null,null,null,"Adjustments - Embedded generation","MW","Non-Coincident"]
[null,null,null,null,null,"Coincident"]
[null,null,null,"Weather Corrected 10% POE","MW","Non-Coincident"]
[null,null,null,null,null,"Coincident"]
[null,null,null,"Weather Corrected MD 10% POE","MVA","Non-Coincident"]
[null,null,null,null,null,"Coincident"]
[null,null,null,"Weather Corrected MD 50% POE","MW","Non-Coincident"]
[null,null,null,null,null,"Coincident"]
[null,null,null,"Weather Corrected MD 50% POE","MVA","Non-Coincident"]
[null,null,null,null,null,"Coincident"]
[null,null,"<Enter substation name>","Substation Rating","MVA","Non-Coincident"]
[null,null,null,null,null,"Coincident"]
[null,null,null,"Raw Adjusted MD","MW","Non-Coincident"]
[null,null,null,null,null,"Coincident"]
[null,null,null,"Raw Adjusted MD","MVA","Non-Coincident"]
[null,null,null,null,null,"Coincident"]
[null,null,null,"Date MD occurred",null,"Non-Coincident"]
[null,null,null,null,null,"Coincident"]
[null,null,null,"Half hour time period MD occurred",null,"Non-Coincident"]
[null,null,null,null,null,"Coincident"]
[null,null,null,"Winter/Summer Peaking",null,"Non-Coincident"]
[null,null,null,null,null,"Coincident"]
[null,null,null,"Adjustments - Embedded generation","MW","Non-Coincident"]
[null,null,null,null,null,"Coincident"]
[null,null,null,"Weather Corrected 10% POE","MW","Non-Coincident"]
[null,null,null,null,null,"Coincident"]
[null,null,null,"Weather Corrected MD 10% POE","MVA","Non-Coincident"]
[null,null,null,null,null,"Coincident"]
[null,null,null,"Weather Corrected MD 50% POE","MW","Non-Coincident"]
[null,null,null,null,null,"Coincident"]
[null,null,null,"Weather Corrected MD 50% POE","MVA","Non-Coincident"]
[null,null,null,null,null,"Coincident"]
[null,null,"<Enter substation name>","Substation Rating","MVA","Non-Coincident"]
[null,null,null,null,null,"Coincident"]
[null,null,null,"Raw Adjusted MD","MW","Non-Coincident"]
[null,null,null,null,null,"Coincident"]
[null,null,null,"Raw Adjusted MD","MVA","Non-Coincident"]
[null,null,null,null,null,"Coincident"]
[null,null,null,"Date MD occurred",null,"Non-Coincident"]
[null,null,null,null,null,"Coincident"]
[null,null,null,"Half hour time period MD occurred",null,"Non-Coincident"]
[null,null,null,null,null,"Coincident"]
[null,null,null,"Winter/Summer Peaking",null,"Non-Coincident"]
[null,null,null,null,null,"Coincident"]
[null,null,null,"Adjustments - Embedded generation","MW","Non-Coincident"]
[null,null,null,null,null,"Coincident"]
[null,null,null,"Weather Corrected 10% POE","MW","Non-Coincident"]
[null,null,null,null,null,"Coincident"]
[null,null,null,"Weather Corrected MD 10% POE","MVA","Non-Coincident"]
[null,null,null,null,null,"Coincident"]
[null,null,null,"Weather Corrected MD 50% POE","MW","Non-Coincident"]
[null,null,null,null,null,"Coincident"]
[null,null,null,"Weather Corrected MD 50% POE","MVA","Non-Coincident"]
[null,null,null,null,null,"Coincident"]
[null,null,"<Enter substation name>","Substation Rating","MVA","Non-Coincident"]
[null,null,null,null,null,"Coincident"]
[null,null,null,"Raw Adjusted MD","MW","Non-Coincident"]
[null,null,null,null,null,"Coincident"]
[null,null,null,"Raw Adjusted MD","MVA","Non-Coincident"]
[null,null,null,null,null,"Coincident"]
[null,null,null,"Date MD occurred",null,"Non-Coincident"]
[null,null,null,null,null,"Coincident"]
[null,null,null,"Half hour time period MD occurred",null,"Non-Coincident"]
[null,null,null,null,null,"Coincident"]
[null,null,null,"Winter/Summer Peaking",null,"Non-Coincident"]
[null,null,null,null,null,"Coincident"]
[null,null,null,"Adjustments - Embedded generation","MW","Non-Coincident"]
[null,null,null,null,null,"Coincident"]
[null,null,null,"Weather Corrected 10% POE","MW","Non-Coincident"]
[null,null,null,null,null,"Coincident"]
[null,null,null,"Weather Corrected MD 10% POE","MVA","Non-Coincident"]
[null,null,null,null,null,"Coincident"]
[null,null,null,"Weather Corrected MD 50% POE","MW","Non-Coincident"]
[null,null,null,null,null,"Coincident"]
[null,null,null,"Weather Corrected MD 50% POE","MVA","Non-Coincident"]
[null,null,null,null,null,"Coincident"]
[null,null,"<Enter substation name>","Substation Rating","MVA","Non-Coincident"]
[null,null,null,null,null,"Coincident"]
[null,null,null,"Raw Adjusted MD","MW","Non-Coincident"]
[null,null,null,null,null,"Coincident"]
[null,null,null,"Raw Adjusted MD","MVA","Non-Coincident"]
[null,null,null,null,null,"Coincident"]
[null,null,null,"Date MD occurred",null,"Non-Coincident"]
[null,null,null,null,null,"Coincident"]
[null,null,null,"Half hour time period MD occurred",null,"Non-Coincident"]
[null,null,null,null,null,"Coincident"]
[null,null,null,"Winter/Summer Peaking",null,"Non-Coincident"]
[null,null,null,null,null,"Coincident"]
[null,null,null,"Adjustments - Embedded generation","MW","Non-Coincident"]
[null,null,null,null,null,"Coincident"]
[null,null,null,"Weather Corrected 10% POE","MW","Non-Coincident"]
[null,null,null,null,null,"Coincident"]
[null,null,null,"Weather Corrected MD 10% POE","MVA","Non-Coincident"]
[null,null,null,null,null,"Coincident"]
[null,null,null,"Weather Corrected MD 50% POE","MW","Non-Coincident"]
[null,null,null,null,null,"Coincident"]
[null,null,null,"Weather Corrected MD 50% POE","MVA","Non-Coincident"]
[null,null,null,null,null,"Coincident"]
[null,null,"<Enter substation name>","Substation Rating","MVA","Non-Coincident"]
[null,null,null,null,null,"Coincident"]
[null,null,null,"Raw Adjusted MD","MW","Non-Coincident"]
[null,null,null,null,null,"Coincident"]
[null,null,null,"Raw Adjusted MD","MVA","Non-Coincident"]
[null,null,null,null,null,"Coincident"]
[null,null,null,"Date MD occurred",null,"Non-Coincident"]
[null,null,null,null,null,"Coincident"]
[null,null,null,"Half hour time period MD occurred",null,"Non-Coincident"]
[null,null,null,null,null,"Coincident"]
[null,null,null,"Winter/Summer Peaking",null,"Non-Coincident"]
[null,null,null,null,null,"Coincident"]
[null,null,null,"Adjustments - Embedded generation","MW","Non-Coincident"]
[null,null,null,null,null,"Coincident"]
[null,null,null,"Weather Corrected 10% POE","MW","Non-Coincident"]
[null,null,null,null,null,"Coincident"]
[null,null,null,"Weather Corrected MD 10% POE","MVA","Non-Coincident"]
[null,null,null,null,null,"Coincident"]
[null,null,null,"Weather Corrected MD 50% POE","MW","Non-Coincident"]
[null,null,null,null,null,"Coincident"]
[null,null,null,"Weather Corrected MD 50% POE","MVA","Non-Coincident"]
[null,null,null,null,null,"Coincident"]
[null,null,"<Enter substation name>","Substation Rating","MVA","Non-Coincident"]
[null,null,null,null,null,"Coincident"]
[null,null,null,"Raw Adjusted MD","MW","Non-Coincident"]
[null,null,null,null,null,"Coincident"]
[null,null,null,"Raw Adjusted MD","MVA","Non-Coincident"]
[null,null,null,null,null,"Coincident"]
[null,null,null,"Date MD occurred",null,"Non-Coincident"]
[null,null,null,null,null,"Coincident"]
[null,null,null,"Half hour time period MD occurred",null,"Non-Coincident"]
[null,null,null,null,null,"Coincident"]
[null,null,null,"Winter/Summer Peaking",null,"Non-Coincident"]
[null,null,null,null,null,"Coincident"]
[null,null,null,"Adjustments - Embedded generation","MW","Non-Coincident"]
[null,null,null,null,null,"Coincident"]
[null,null,null,"Weather Corrected 10% POE","MW","Non-Coincident"]
[null,null,null,null,null,"Coincident"]
[null,null,null,"Weather Corrected MD 10% POE","MVA","Non-Coincident"]
[null,null,null,null,null,"Coincident"]
[null,null,null,"Weather Corrected MD 50% POE","MW","Non-Coincident"]
[null,null,null,null,null,"Coincident"]
[null,null,null,"Weather Corrected MD 50% POE","MVA","Non-Coincident"]
[null,null,null,null,null,"Coincident"]
[null,null,"<Enter substation name>","Substation Rating","MVA","Non-Coincident"]
[null,null,null,null,null,"Coincident"]
[null,null,null,"Raw Adjusted MD","MW","Non-Coincident"]
[null,null,null,null,null,"Coincident"]
[null,null,null,"Raw Adjusted MD","MVA","Non-Coincident"]
[null,null,null,null,null,"Coincident"]
[null,null,null,"Date MD occurred",null,"Non-Coincident"]
[null,null,null,null,null,"Coincident"]
[null,null,null,"Half hour time period MD occurred",null,"Non-Coincident"]
[null,null,null,null,null,"Coincident"]
[null,null,null,"Winter/Summer Peaking",null,"Non-Coincident"]
[null,null,null,null,null,"Coincident"]
[null,null,null,"Adjustments - Embedded generation","MW","Non-Coincident"]
[null,null,null,null,null,"Coincident"]
[null,null,null,"Weather Corrected 10% POE","MW","Non-Coincident"]
[null,null,null,null,null,"Coincident"]
[null,null,null,"Weather Corrected MD 10% POE","MVA","Non-Coincident"]
[null,null,null,null,null,"Coincident"]
[null,null,null,"Weather Corrected MD 50% POE","MW","Non-Coincident"]
[null,null,null,null,null,"Coincident"]
[null,null,null,"Weather Corrected MD 50% POE","MVA","Non-Coincident"]
[null,null,null,null,null,"Coincident"]
[null,null,"<Enter substation name>","Substation Rating","MVA","Non-Coincident"]
[null,null,null,null,null,"Coincident"]
[null,null,null,"Raw Adjusted MD","MW","Non-Coincident"]
[null,null,null,null,null,"Coincident"]
[null,null,null,"Raw Adjusted MD","MVA","Non-Coincident"]
[null,null,null,null,null,"Coincident"]
[null,null,null,"Date MD occurred",null,"Non-Coincident"]
[null,null,null,null,null,"Coincident"]
[null,null,null,"Half hour time period MD occurred",null,"Non-Coincident"]
[null,null,null,null,null,"Coincident"]
[null,null,null,"Winter/Summer Peaking",null,"Non-Coincident"]
[null,null,null,null,null,"Coincident"]
[null,null,null,"Adjustments - Embedded generation","MW","Non-Coincident"]
[null,null,null,null,null,"Coincident"]
[null,null,null,"Weather Corrected 10% POE","MW","Non-Coincident"]
[null,null,null,null,null,"Coincident"]
[null,null,null,"Weather Corrected MD 10% POE","MVA","Non-Coincident"]
[null,null,null,null,null,"Coincident"]
[null,null,null,"Weather Corrected MD 50% POE","MW","Non-Coincident"]
[null,null,null,null,null,"Coincident"]
[null,null,null,"Weather Corrected MD 50% POE","MVA","Non-Coincident"]
[null,null,null,null,null,"Coincident"]
[null,null,"<Enter substation name>","Substation Rating","MVA","Non-Coincident"]
[null,null,null,null,null,"Coincident"]
[null,null,null,"Raw Adjusted MD","MW","Non-Coincident"]
[null,null,null,null,null,"Coincident"]
[null,null,null,"Raw Adjusted MD","MVA","Non-Coincident"]
[null,null,null,null,null,"Coincident"]
[null,null,null,"Date MD occurred",null,"Non-Coincident"]
[null,null,null,null,null,"Coincident"]
[null,null,null,"Half hour time period MD occurred",null,"Non-Coincident"]
[null,null,null,null,null,"Coincident"]
[null,null,null,"Winter/Summer Peaking",null,"Non-Coincident"]
[null,null,null,null,null,"Coincident"]
[null,null,null,"Adjustments - Embedded generation","MW","Non-Coincident"]
[null,null,null,null,null,"Coincident"]
[null,null,null,"Weather Corrected 10% POE","MW","Non-Coincident"]
[null,null,null,null,null,"Coincident"]
[null,null,null,"Weather Corrected MD 10% POE","MVA","Non-Coincident"]
[null,null,null,null,null,"Coincident"]
[null,null,null,"Weather Corrected MD 50% POE","MW","Non-Coincident"]
[null,null,null,null,null,"Coincident"]
[null,null,null,"Weather Corrected MD 50% POE","MVA","Non-Coincident"]
[null,null,null,null,null,"Coincident"]
[null,null,"<Enter substation name>","Substation Rating","MVA","Non-Coincident"]
[null,null,null,null,null,"Coincident"]
[null,null,null,"Raw Adjusted MD","MW","Non-Coincident"]
[null,null,null,null,null,"Coincident"]
[null,null,null,"Raw Adjusted MD","MVA","Non-Coincident"]
[null,null,null,null,null,"Coincident"]
[null,null,null,"Date MD occurred",null,"Non-Coincident"]
[null,null,null,null,null,"Coincident"]
[null,null,null,"Half hour time period MD occurred",null,"Non-Coincident"]
[null,null,null,null,null,"Coincident"]
[null,null,null,"Winter/Summer Peaking",null,"Non-Coincident"]
[null,null,null,null,null,"Coincident"]
[null,null,null,"Adjustments - Embedded generation","MW","Non-Coincident"]
[null,null,null,null,null,"Coincident"]
[null,null,null,"Weather Corrected 10% POE","MW","Non-Coincident"]
[null,null,null,null,null,"Coincident"]
[null,null,null,"Weather Corrected MD 10% POE","MVA","Non-Coincident"]
[null,null,null,null,null,"Coincident"]
[null,null,null,"Weather Corrected MD 50% POE","MW","Non-Coincident"]
[null,null,null,null,null,"Coincident"]
[null,null,null,"Weather Corrected MD 50% POE","MVA","Non-Coincident"]
[null,null,null,null,null,"Coincident"]
[null,null,"<Enter substation name>","Substation Rating","MVA","Non-Coincident"]
[null,null,null,null,null,"Coincident"]
[null,null,null,"Raw Adjusted MD","MW","Non-Coincident"]
[null,null,null,null,null,"Coincident"]
[null,null,null,"Raw Adjusted MD","MVA","Non-Coincident"]
[null,null,null,null,null,"Coincident"]
[null,null,null,"Date MD occurred",null,"Non-Coincident"]
[null,null,null,null,null,"Coincident"]
[null,null,null,"Half hour time period MD occurred",null,"Non-Coincident"]
[null,null,null,null,null,"Coincident"]
[null,null,null,"Winter/Summer Peaking",null,"Non-Coincident"]
[null,null,null,null,null,"Coincident"]
[null,null,null,"Adjustments - Embedded generation","MW","Non-Coincident"]
[null,null,null,null,null,"Coincident"]
[null,null,null,"Weather Corrected 10% POE","MW","Non-Coincident"]
[null,null,null,null,null,"Coincident"]
[null,null,null,"Weather Corrected MD 10% POE","MVA","Non-Coincident"]
[null,null,null,null,null,"Coincident"]
[null,null,null,"Weather Corrected MD 50% POE","MW","Non-Coincident"]
[null,null,null,null,null,"Coincident"]
[null,null,null,"Weather Corrected MD 50% POE","MVA","Non-Coincident"]
[null,null,null,null,null,"Coincident"]
[null,null,"<Enter substation name>","Substation Rating","MVA","Non-Coincident"]
[null,null,null,null,null,"Coincident"]
[null,null,null,"Raw Adjusted MD","MW","Non-Coincident"]
[null,null,null,null,null,"Coincident"]
[null,null,null,"Raw Adjusted MD","MVA","Non-Coincident"]
[null,null,null,null,null,"Coincident"]
[null,null,null,"Date MD occurred",null,"Non-Coincident"]
[null,null,null,null,null,"Coincident"]
[null,null,null,"Half hour time period MD occurred",null,"Non-Coincident"]
[null,null,null,null,null,"Coincident"]
[null,null,null,"Winter/Summer Peaking",null,"Non-Coincident"]
[null,null,null,null,null,"Coincident"]
[null,null,null,"Adjustments - Embedded generation","MW","Non-Coincident"]
[null,null,null,null,null,"Coincident"]
[null,null,null,"Weather Corrected 10% POE","MW","Non-Coincident"]
[null,null,null,null,null,"Coincident"]
[null,null,null,"Weather Corrected MD 10% POE","MVA","Non-Coincident"]
[null,null,null,null,null,"Coincident"]
[null,null,null,"Weather Corrected MD 50% POE","MW","Non-Coincident"]
[null,null,null,null,null,"Coincident"]
[null,null,null,"Weather Corrected MD 50% POE","MVA","Non-Coincident"]
[null,null,null,null,null,"Coincident"]
[null,null,"<Enter substation name>","Substation Rating","MVA","Non-Coincident"]
[null,null,null,null,null,"Coincident"]
[null,null,null,"Raw Adjusted MD","MW","Non-Coincident"]
[null,null,null,null,null,"Coincident"]
[null,null,null,"Raw Adjusted MD","MVA","Non-Coincident"]
[null,null,null,null,null,"Coincident"]
[null,null,null,"Date MD occurred",null,"Non-Coincident"]
[null,null,null,null,null,"Coincident"]
[null,null,null,"Half hour time period MD occurred",null,"Non-Coincident"]
[null,null,null,null,null,"Coincident"]
[null,null,null,"Winter/Summer Peaking",null,"Non-Coincident"]
[null,null,null,null,null,"Coincident"]
[null,null,null,"Adjustments - Embedded generation","MW","Non-Coincident"]
[null,null,null,null,null,"Coincident"]
[null,null,null,"Weather Corrected 10% POE","MW","Non-Coincident"]
[null,null,null,null,null,"Coincident"]
[null,null,null,"Weather Corrected MD 10% POE","MVA","Non-Coincident"]
[null,null,null,null,null,"Coincident"]
[null,null,null,"Weather Corrected MD 50% POE","MW","Non-Coincident"]
[null,null,null,null,null,"Coincident"]
[null,null,null,"Weather Corrected MD 50% POE","MVA","Non-Coincident"]
[null,null,null,null,null,"Coincident"]
[null,null,"<Enter substation name>","Substation Rating","MVA","Non-Coincident"]
[null,null,null,null,null,"Coincident"]
[null,null,null,"Raw Adjusted MD","MW","Non-Coincident"]
[null,null,null,null,null,"Coincident"]
[null,null,null,"Raw Adjusted MD","MVA","Non-Coincident"]
[null,null,null,null,null,"Coincident"]
[null,null,null,"Date MD occurred",null,"Non-Coincident"]
[null,null,null,null,null,"Coincident"]
[null,null,null,"Half hour time period MD occurred",null,"Non-Coincident"]
[null,null,null,null,null,"Coincident"]
[null,null,null,"Winter/Summer Peaking",null,"Non-Coincident"]
[null,null,null,null,null,"Coincident"]
[null,null,null,"Adjustments - Embedded generation","MW","Non-Coincident"]
[null,null,null,null,null,"Coincident"]
[null,null,null,"Weather Corrected 10% POE","MW","Non-Coincident"]
[null,null,null,null,null,"Coincident"]
[null,null,null,"Weather Corrected MD 10% POE","MVA","Non-Coincident"]
[null,null,null,null,null,"Coincident"]
[null,null,null,"Weather Corrected MD 50% POE","MW","Non-Coincident"]
[null,null,null,null,null,"Coincident"]
[null,null,null,"Weather Corrected MD 50% POE","MVA","Non-Coincident"]
[null,null,null,null,null,"Coincident"]
[null,null,"<Enter substation name>","Substation Rating","MVA","Non-Coincident"]
[null,null,null,null,null,"Coincident"]
[null,null,null,"Raw Adjusted MD","MW","Non-Coincident"]
[null,null,null,null,null,"Coincident"]
[null,null,null,"Raw Adjusted MD","MVA","Non-Coincident"]
[null,null,null,null,null,"Coincident"]
[null,null,null,"Date MD occurred",null,"Non-Coincident"]
[null,null,null,null,null,"Coincident"]
[null,null,null,"Half hour time period MD occurred",null,"Non-Coincident"]
[null,null,null,null,null,"Coincident"]
[null,null,null,"Winter/Summer Peaking",null,"Non-Coincident"]
[null,null,null,null,null,"Coincident"]
[null,null,null,"Adjustments - Embedded generation","MW","Non-Coincident"]
[null,null,null,null,null,"Coincident"]
[null,null,null,"Weather Corrected 10% POE","MW","Non-Coincident"]
[null,null,null,null,null,"Coincident"]
[null,null,null,"Weather Corrected MD 10% POE","MVA","Non-Coincident"]
[null,null,null,null,null,"Coincident"]
[null,null,null,"Weather Corrected MD 50% POE","MW","Non-Coincident"]
[null,null,null,null,null,"Coincident"]
[null,null,null,"Weather Corrected MD 50% POE","MVA","Non-Coincident"]
[null,null,null,null,null,"Coincident"]
[null,null,"<Enter substation name>","Substation Rating","MVA","Non-Coincident"]
[null,null,null,null,null,"Coincident"]
[null,null,null,"Raw Adjusted MD","MW","Non-Coincident"]
[null,null,null,null,null,"Coincident"]
[null,null,null,"Raw Adjusted MD","MVA","Non-Coincident"]
[null,null,null,null,null,"Coincident"]
[null,null,null,"Date MD occurred",null,"Non-Coincident"]
[null,null,null,null,null,"Coincident"]
[null,null,null,"Half hour time period MD occurred",null,"Non-Coincident"]
[null,null,null,null,null,"Coincident"]
[null,null,null,"Winter/Summer Peaking",null,"Non-Coincident"]
[null,null,null,null,null,"Coincident"]
[null,null,null,"Adjustments - Embedded generation","MW","Non-Coincident"]
[null,null,null,null,null,"Coincident"]
[null,null,null,"Weather Corrected 10% POE","MW","Non-Coincident"]
[null,null,null,null,null,"Coincident"]
[null,null,null,"Weather Corrected MD 10% POE","MVA","Non-Coincident"]
[null,null,null,null,null,"Coincident"]
[null,null,null,"Weather Corrected MD 50% POE","MW","Non-Coincident"]
[null,null,null,null,null,"Coincident"]
[null,null,null,"Weather Corrected MD 50% POE","MVA","Non-Coincident"]
[null,null,null,null,null,"Coincident"]
[null,null,"<Enter substation name>","Substation Rating","MVA","Non-Coincident"]
[null,null,null,null,null,"Coincident"]
[null,null,null,"Raw Adjusted MD","MW","Non-Coincident"]
[null,null,null,null,null,"Coincident"]
[null,null,null,"Raw Adjusted MD","MVA","Non-Coincident"]
[null,null,null,null,null,"Coincident"]
[null,null,null,"Date MD occurred",null,"Non-Coincident"]
[null,null,null,null,null,"Coincident"]
[null,null,null,"Half hour time period MD occurred",null,"Non-Coincident"]
[null,null,null,null,null,"Coincident"]
[null,null,null,"Winter/Summer Peaking",null,"Non-Coincident"]
[null,null,null,null,null,"Coincident"]
[null,null,null,"Adjustments - Embedded generation","MW","Non-Coincident"]
[null,null,null,null,null,"Coincident"]
[null,null,null,"Weather Corrected 10% POE","MW","Non-Coincident"]
[null,null,null,null,null,"Coincident"]
[null,null,null,"Weather Corrected MD 10% POE","MVA","Non-Coincident"]
[null,null,null,null,null,"Coincident"]
[null,null,null,"Weather Corrected MD 50% POE","MW","Non-Coincident"]
[null,null,null,null,null,"Coincident"]
[null,null,null,"Weather Corrected MD 50% POE","MVA","Non-Coincident"]
[null,null,null,null,null,"Coincident"]
[null,null,"<Enter substation name>","Substation Rating","MVA","Non-Coincident"]
[null,null,null,null,null,"Coincident"]
[null,null,null,"Raw Adjusted MD","MW","Non-Coincident"]
[null,null,null,null,null,"Coincident"]
[null,null,null,"Raw Adjusted MD","MVA","Non-Coincident"]
[null,null,null,null,null,"Coincident"]
[null,null,null,"Date MD occurred",null,"Non-Coincident"]
[null,null,null,null,null,"Coincident"]
[null,null,null,"Half hour time period MD occurred",null,"Non-Coincident"]
[null,null,null,null,null,"Coincident"]
[null,null,null,"Winter/Summer Peaking",null,"Non-Coincident"]
[null,null,null,null,null,"Coincident"]
[null,null,null,"Adjustments - Embedded generation","MW","Non-Coincident"]
[null,null,null,null,null,"Coincident"]
[null,null,null,"Weather Corrected 10% POE","MW","Non-Coincident"]
[null,null,null,null,null,"Coincident"]
[null,null,null,"Weather Corrected MD 10% POE","MVA","Non-Coincident"]
[null,null,null,null,null,"Coincident"]
[null,null,null,"Weather Corrected MD 50% POE","MW","Non-Coincident"]
[null,null,null,null,null,"Coincident"]
[null,null,null,"Weather Corrected MD 50% POE","MVA","Non-Coincident"]
[null,null,null,null,null,"Coincident"]
[null,null,"<Enter substation name>","Substation Rating","MVA","Non-Coincident"]
[null,null,null,null,null,"Coincident"]
[null,null,null,"Raw Adjusted MD","MW","Non-Coincident"]
[null,null,null,null,null,"Coincident"]
[null,null,null,"Raw Adjusted MD","MVA","Non-Coincident"]
[null,null,null,null,null,"Coincident"]
[null,null,null,"Date MD occurred",null,"Non-Coincident"]
[null,null,null,null,null,"Coincident"]
[null,null,null,"Half hour time period MD occurred",null,"Non-Coincident"]
[null,null,null,null,null,"Coincident"]
[null,null,null,"Winter/Summer Peaking",null,"Non-Coincident"]
[null,null,null,null,null,"Coincident"]
[null,null,null,"Adjustments - Embedded generation","MW","Non-Coincident"]
[null,null,null,null,null,"Coincident"]
[null,null,null,"Weather Corrected 10% POE","MW","Non-Coincident"]
[null,null,null,null,null,"Coincident"]
[null,null,null,"Weather Corrected MD 10% POE","MVA","Non-Coincident"]
[null,null,null,null,null,"Coincident"]
[null,null,null,"Weather Corrected MD 50% POE","MW","Non-Coincident"]
[null,null,null,null,null,"Coincident"]
[null,null,null,"Weather Corrected MD 50% POE","MVA","Non-Coincident"]
[null,null,null,null,null,"Coincident"]
[null,null,"<Enter substation name>","Substation Rating","MVA","Non-Coincident"]
[null,null,null,null,null,"Coincident"]
[null,null,null,"Raw Adjusted MD","MW","Non-Coincident"]
[null,null,null,null,null,"Coincident"]
[null,null,null,"Raw Adjusted MD","MVA","Non-Coincident"]
[null,null,null,null,null,"Coincident"]
[null,null,null,"Date MD occurred",null,"Non-Coincident"]
[null,null,null,null,null,"Coincident"]
[null,null,null,"Half hour time period MD occurred",null,"Non-Coincident"]
[null,null,null,null,null,"Coincident"]
[null,null,null,"Winter/Summer Peaking",null,"Non-Coincident"]
[null,null,null,null,null,"Coincident"]
[null,null,null,"Adjustments - Embedded generation","MW","Non-Coincident"]
[null,null,null,null,null,"Coincident"]
[null,null,null,"Weather Corrected 10% POE","MW","Non-Coincident"]
[null,null,null,null,null,"Coincident"]
[null,null,null,"Weather Corrected MD 10% POE","MVA","Non-Coincident"]
[null,null,null,null,null,"Coincident"]
[null,null,null,"Weather Corrected MD 50% POE","MW","Non-Coincident"]
[null,null,null,null,null,"Coincident"]
[null,null,null,"Weather Corrected MD 50% POE","MVA","Non-Coincident"]
[null,null,null,null,null,"Coincident"]
[null,null,"<Enter substation name>","Substation Rating","MVA","Non-Coincident"]
[null,null,null,null,null,"Coincident"]
[null,null,null,"Raw Adjusted MD","MW","Non-Coincident"]
[null,null,null,null,null,"Coincident"]
[null,null,null,"Raw Adjusted MD","MVA","Non-Coincident"]
[null,null,null,null,null,"Coincident"]
[null,null,null,"Date MD occurred",null,"Non-Coincident"]
[null,null,null,null,null,"Coincident"]
[null,null,null,"Half hour time period MD occurred",null,"Non-Coincident"]
[null,null,null,null,null,"Coincident"]
[null,null,null,"Winter/Summer Peaking",null,"Non-Coincident"]
[null,null,null,null,null,"Coincident"]
[null,null,null,"Adjustments - Embedded generation","MW","Non-Coincident"]
[null,null,null,null,null,"Coincident"]
[null,null,null,"Weather Corrected 10% POE","MW","Non-Coincident"]
[null,null,null,null,null,"Coincident"]
[null,null,null,"Weather Corrected MD 10% POE","MVA","Non-Coincident"]
[null,null,null,null,null,"Coincident"]
[null,null,null,"Weather Corrected MD 50% POE","MW","Non-Coincident"]
[null,null,null,null,null,"Coincident"]
[null,null,null,"Weather Corrected MD 50% POE","MVA","Non-Coincident"]
[null,null,null,null,null,"Coincident"]
[null,null,"<Enter substation name>","Substation Rating","MVA","Non-Coincident"]
[null,null,null,null,null,"Coincident"]
[null,null,null,"Raw Adjusted MD","MW","Non-Coincident"]
[null,null,null,null,null,"Coincident"]
[null,null,null,"Raw Adjusted MD","MVA","Non-Coincident"]
[null,null,null,null,null,"Coincident"]
[null,null,null,"Date MD occurred",null,"Non-Coincident"]
[null,null,null,null,null,"Coincident"]
[null,null,null,"Half hour time period MD occurred",null,"Non-Coincident"]
[null,null,null,null,null,"Coincident"]
[null,null,null,"Winter/Summer Peaking",null,"Non-Coincident"]
[null,null,null,null,null,"Coincident"]
[null,null,null,"Adjustments - Embedded generation","MW","Non-Coincident"]
[null,null,null,null,null,"Coincident"]
[null,null,null,"Weather Corrected 10% POE","MW","Non-Coincident"]
[null,null,null,null,null,"Coincident"]
[null,null,null,"Weather Corrected MD 10% POE","MVA","Non-Coincident"]
[null,null,null,null,null,"Coincident"]
[null,null,null,"Weather Corrected MD 50% POE","MW","Non-Coincident"]
[null,null,null,null,null,"Coincident"]
[null,null,null,"Weather Corrected MD 50% POE","MVA","Non-Coincident"]
[null,null,null,null,null,"Coincident"]
[null,null,"<Enter substation name>","Substation Rating","MVA","Non-Coincident"]
[null,null,null,null,null,"Coincident"]
[null,null,null,"Raw Adjusted MD","MW","Non-Coincident"]
[null,null,null,null,null,"Coincident"]
[null,null,null,"Raw Adjusted MD","MVA","Non-Coincident"]
[null,null,null,null,null,"Coincident"]
[null,null,null,"Date MD occurred",null,"Non-Coincident"]
[null,null,null,null,null,"Coincident"]
[null,null,null,"Half hour time period MD occurred",null,"Non-Coincident"]
[null,null,null,null,null,"Coincident"]
[null,null,null,"Winter/Summer Peaking",null,"Non-Coincident"]
[null,null,null,null,null,"Coincident"]
[null,null,null,"Adjustments - Embedded generation","MW","Non-Coincident"]
[null,null,null,null,null,"Coincident"]
[null,null,null,"Weather Corrected 10% POE","MW","Non-Coincident"]
[null,null,null,null,null,"Coincident"]
[null,null,null,"Weather Corrected MD 10% POE","MVA","Non-Coincident"]
[null,null,null,null,null,"Coincident"]
[null,null,null,"Weather Corrected MD 50% POE","MW","Non-Coincident"]
[null,null,null,null,null,"Coincident"]
[null,null,null,"Weather Corrected MD 50% POE","MVA","Non-Coincident"]
[null,null,null,null,null,"Coincident"]
[null,null,"<Enter substation name>","Substation Rating","MVA","Non-Coincident"]
[null,null,null,null,null,"Coincident"]
[null,null,null,"Raw Adjusted MD","MW","Non-Coincident"]
[null,null,null,null,null,"Coincident"]
[null,null,null,"Raw Adjusted MD","MVA","Non-Coincident"]
[null,null,null,null,null,"Coincident"]
[null,null,null,"Date MD occurred",null,"Non-Coincident"]
[null,null,null,null,null,"Coincident"]
[null,null,null,"Half hour time period MD occurred",null,"Non-Coincident"]
[null,null,null,null,null,"Coincident"]
[null,null,null,"Winter/Summer Peaking",null,"Non-Coincident"]
[null,null,null,null,null,"Coincident"]
[null,null,null,"Adjustments - Embedded generation","MW","Non-Coincident"]
[null,null,null,null,null,"Coincident"]
[null,null,null,"Weather Corrected 10% POE","MW","Non-Coincident"]
[null,null,null,null,null,"Coincident"]
[null,null,null,"Weather Corrected MD 10% POE","MVA","Non-Coincident"]
[null,null,null,null,null,"Coincident"]
[null,null,null,"Weather Corrected MD 50% POE","MW","Non-Coincident"]
[null,null,null,null,null,"Coincident"]
[null,null,null,"Weather Corrected MD 50% POE","MVA","Non-Coincident"]
[null,null,null,null,null,"Coincident"]
[null,null,"<Enter substation name>","Substation Rating","MVA","Non-Coincident"]
[null,null,null,null,null,"Coincident"]
[null,null,null,"Raw Adjusted MD","MW","Non-Coincident"]
[null,null,null,null,null,"Coincident"]
[null,null,null,"Raw Adjusted MD","MVA","Non-Coincident"]
[null,null,null,null,null,"Coincident"]
[null,null,null,"Date MD occurred",null,"Non-Coincident"]
[null,null,null,null,null,"Coincident"]
[null,null,null,"Half hour time period MD occurred",null,"Non-Coincident"]
[null,null,null,null,null,"Coincident"]
[null,null,null,"Winter/Summer Peaking",null,"Non-Coincident"]
[null,null,null,null,null,"Coincident"]
[null,null,null,"Adjustments - Embedded generation","MW","Non-Coincident"]
[null,null,null,null,null,"Coincident"]
[null,null,null,"Weather Corrected 10% POE","MW","Non-Coincident"]
[null,null,null,null,null,"Coincident"]
[null,null,null,"Weather Corrected MD 10% POE","MVA","Non-Coincident"]
[null,null,null,null,null,"Coincident"]
[null,null,null,"Weather Corrected MD 50% POE","MW","Non-Coincident"]
[null,null,null,null,null,"Coincident"]
[null,null,null,"Weather Corrected MD 50% POE","MVA","Non-Coincident"]
[null,null,null,null,null,"Coincident"]
[null,null,"<Enter substation name>","Substation Rating","MVA","Non-Coincident"]
[null,null,null,null,null,"Coincident"]
[null,null,null,"Raw Adjusted MD","MW","Non-Coincident"]
[null,null,null,null,null,"Coincident"]
[null,null,null,"Raw Adjusted MD","MVA","Non-Coincident"]
[null,null,null,null,null,"Coincident"]
[null,null,null,"Date MD occurred",null,"Non-Coincident"]
[null,null,null,null,null,"Coincident"]
[null,null,null,"Half hour time period MD occurred",null,"Non-Coincident"]
[null,null,null,null,null,"Coincident"]
[null,null,null,"Winter/Summer Peaking",null,"Non-Coincident"]
[null,null,null,null,null,"Coincident"]
[null,null,null,"Adjustments - Embedded generation","MW","Non-Coincident"]
[null,null,null,null,null,"Coincident"]
[null,null,null,"Weather Corrected 10% POE","MW","Non-Coincident"]
[null,null,null,null,null,"Coincident"]
[null,null,null,"Weather Corrected MD 10% POE","MVA","Non-Coincident"]
[null,null,null,null,null,"Coincident"]
[null,null,null,"Weather Corrected MD 50% POE","MW","Non-Coincident"]
[null,null,null,null,null,"Coincident"]
[null,null,null,"Weather Corrected MD 50% POE","MVA","Non-Coincident"]
[null,null,null,null,null,"Coincident"]
[null,null,"<Enter substation name>","Substation Rating","MVA","Non-Coincident"]
[null,null,null,null,null,"Coincident"]
[null,null,null,"Raw Adjusted MD","MW","Non-Coincident"]
[null,null,null,null,null,"Coincident"]
[null,null,null,"Raw Adjusted MD","MVA","Non-Coincident"]
[null,null,null,null,null,"Coincident"]
[null,null,null,"Date MD occurred",null,"Non-Coincident"]
[null,null,null,null,null,"Coincident"]
[null,null,null,"Half hour time period MD occurred",null,"Non-Coincident"]
[null,null,null,null,null,"Coincident"]
[null,null,null,"Winter/Summer Peaking",null,"Non-Coincident"]
[null,null,null,null,null,"Coincident"]
[null,null,null,"Adjustments - Embedded generation","MW","Non-Coincident"]
[null,null,null,null,null,"Coincident"]
[null,null,null,"Weather Corrected 10% POE","MW","Non-Coincident"]
[null,null,null,null,null,"Coincident"]
[null,null,null,"Weather Corrected MD 10% POE","MVA","Non-Coincident"]
[null,null,null,null,null,"Coincident"]
[null,null,null,"Weather Corrected MD 50% POE","MW","Non-Coincident"]
[null,null,null,null,null,"Coincident"]
[null,null,null,"Weather Corrected MD 50% POE","MVA","Non-Coincident"]
[null,null,null,null,null,"Coincident"]
[null,null,"<Enter substation name>","Substation Rating","MVA","Non-Coincident"]
[null,null,null,null,null,"Coincident"]
[null,null,null,"Raw Adjusted MD","MW","Non-Coincident"]
[null,null,null,null,null,"Coincident"]
[null,null,null,"Raw Adjusted MD","MVA","Non-Coincident"]
[null,null,null,null,null,"Coincident"]
[null,null,null,"Date MD occurred",null,"Non-Coincident"]
[null,null,null,null,null,"Coincident"]
[null,null,null,"Half hour time period MD occurred",null,"Non-Coincident"]
[null,null,null,null,null,"Coincident"]
[null,null,null,"Winter/Summer Peaking",null,"Non-Coincident"]
[null,null,null,null,null,"Coincident"]
[null,null,null,"Adjustments - Embedded generation","MW","Non-Coincident"]
[null,null,null,null,null,"Coincident"]
[null,null,null,"Weather Corrected 10% POE","MW","Non-Coincident"]
[null,null,null,null,null,"Coincident"]
[null,null,null,"Weather Corrected MD 10% POE","MVA","Non-Coincident"]
[null,null,null,null,null,"Coincident"]
[null,null,null,"Weather Corrected MD 50% POE","MW","Non-Coincident"]
[null,null,null,null,null,"Coincident"]
[null,null,null,"Weather Corrected MD 50% POE","MVA","Non-Coincident"]
[null,null,null,null,null,"Coincident"]
[null,null,"<Enter substation name>","Substation Rating","MVA","Non-Coincident"]
[null,null,null,null,null,"Coincident"]
[null,null,null,"Raw Adjusted MD","MW","Non-Coincident"]
[null,null,null,null,null,"Coincident"]
[null,null,null,"Raw Adjusted MD","MVA","Non-Coincident"]
[null,null,null,null,null,"Coincident"]
[null,null,null,"Date MD occurred",null,"Non-Coincident"]
[null,null,null,null,null,"Coincident"]
[null,null,null,"Half hour time period MD occurred",null,"Non-Coincident"]
[null,null,null,null,null,"Coincident"]
[null,null,null,"Winter/Summer Peaking",null,"Non-Coincident"]
[null,null,null,null,null,"Coincident"]
[null,null,null,"Adjustments - Embedded generation","MW","Non-Coincident"]
[null,null,null,null,null,"Coincident"]
[null,null,null,"Weather Corrected 10% POE","MW","Non-Coincident"]
[null,null,null,null,null,"Coincident"]
[null,null,null,"Weather Corrected MD 10% POE","MVA","Non-Coincident"]
[null,null,null,null,null,"Coincident"]
[null,null,null,"Weather Corrected MD 50% POE","MW","Non-Coincident"]
[null,null,null,null,null,"Coincident"]
[null,null,null,"Weather Corrected MD 50% POE","MVA","Non-Coincident"]
[null,null,null,null,null,"Coincident"]
[null,null,"<Enter substation name>","Substation Rating","MVA","Non-Coincident"]
[null,null,null,null,null,"Coincident"]
[null,null,null,"Raw Adjusted MD","MW","Non-Coincident"]
[null,null,null,null,null,"Coincident"]
[null,null,null,"Raw Adjusted MD","MVA","Non-Coincident"]
[null,null,null,null,null,"Coincident"]
[null,null,null,"Date MD occurred",null,"Non-Coincident"]
[null,null,null,null,null,"Coincident"]
[null,null,null,"Half hour time period MD occurred",null,"Non-Coincident"]
[null,null,null,null,null,"Coincident"]
[null,null,null,"Winter/Summer Peaking",null,"Non-Coincident"]
[null,null,null,null,null,"Coincident"]
[null,null,null,"Adjustments - Embedded generation","MW","Non-Coincident"]
[null,null,null,null,null,"Coincident"]
[null,null,null,"Weather Corrected 10% POE","MW","Non-Coincident"]
[null,null,null,null,null,"Coincident"]
[null,null,null,"Weather Corrected MD 10% POE","MVA","Non-Coincident"]
[null,null,null,null,null,"Coincident"]
[null,null,null,"Weather Corrected MD 50% POE","MW","Non-Coincident"]
[null,null,null,null,null,"Coincident"]
[null,null,null,"Weather Corrected MD 50% POE","MVA","Non-Coincident"]
[null,null,null,null,null,"Coincident"]
[null,null,"<Enter substation name>","Substation Rating","MVA","Non-Coincident"]
[null,null,null,null,null,"Coincident"]
[null,null,null,"Raw Adjusted MD","MW","Non-Coincident"]
[null,null,null,null,null,"Coincident"]
[null,null,null,"Raw Adjusted MD","MVA","Non-Coincident"]
[null,null,null,null,null,"Coincident"]
[null,null,null,"Date MD occurred",null,"Non-Coincident"]
[null,null,null,null,null,"Coincident"]
[null,null,null,"Half hour time period MD occurred",null,"Non-Coincident"]
[null,null,null,null,null,"Coincident"]
[null,null,null,"Winter/Summer Peaking",null,"Non-Coincident"]
[null,null,null,null,null,"Coincident"]
[null,null,null,"Adjustments - Embedded generation","MW","Non-Coincident"]
[null,null,null,null,null,"Coincident"]
[null,null,null,"Weather Corrected 10% POE","MW","Non-Coincident"]
[null,null,null,null,null,"Coincident"]
[null,null,null,"Weather Corrected MD 10% POE","MVA","Non-Coincident"]
[null,null,null,null,null,"Coincident"]
[null,null,null,"Weather Corrected MD 50% POE","MW","Non-Coincident"]
[null,null,null,null,null,"Coincident"]
[null,null,null,"Weather Corrected MD 50% POE","MVA","Non-Coincident"]
[null,null,null,null,null,"Coincident"]
[null,null,"<Enter substation name>","Substation Rating","MVA","Non-Coincident"]
[null,null,null,null,null,"Coincident"]
[null,null,null,"Raw Adjusted MD","MW","Non-Coincident"]
[null,null,null,null,null,"Coincident"]
[null,null,null,"Raw Adjusted MD","MVA","Non-Coincident"]
[null,null,null,null,null,"Coincident"]
[null,null,null,"Date MD occurred",null,"Non-Coincident"]
[null,null,null,null,null,"Coincident"]
[null,null,null,"Half hour time period MD occurred",null,"Non-Coincident"]
[null,null,null,null,null,"Coincident"]
[null,null,null,"Winter/Summer Peaking",null,"Non-Coincident"]
[null,null,null,null,null,"Coincident"]
[null,null,null,"Adjustments - Embedded generation","MW","Non-Coincident"]
[null,null,null,null,null,"Coincident"]
[null,null,null,"Weather Corrected 10% POE","MW","Non-Coincident"]
[null,null,null,null,null,"Coincident"]
[null,null,null,"Weather Corrected MD 10% POE","MVA","Non-Coincident"]
[null,null,null,null,null,"Coincident"]
[null,null,null,"Weather Corrected MD 50% POE","MW","Non-Coincident"]
[null,null,null,null,null,"Coincident"]
[null,null,null,"Weather Corrected MD 50% POE","MVA","Non-Coincident"]
[null,null,null,null,null,"Coincident"]
[null,null,"<Enter substation name>","Substation Rating","MVA","Non-Coincident"]
[null,null,null,null,null,"Coincident"]
[null,null,null,"Raw Adjusted MD","MW","Non-Coincident"]
[null,null,null,null,null,"Coincident"]
[null,null,null,"Raw Adjusted MD","MVA","Non-Coincident"]
[null,null,null,null,null,"Coincident"]
[null,null,null,"Date MD occurred",null,"Non-Coincident"]
[null,null,null,null,null,"Coincident"]
[null,null,null,"Half hour time period MD occurred",null,"Non-Coincident"]
[null,null,null,null,null,"Coincident"]
[null,null,null,"Winter/Summer Peaking",null,"Non-Coincident"]
[null,null,null,null,null,"Coincident"]
[null,null,null,"Adjustments - Embedded generation","MW","Non-Coincident"]
[null,null,null,null,null,"Coincident"]
[null,null,null,"Weather Corrected 10% POE","MW","Non-Coincident"]
[null,null,null,null,null,"Coincident"]
[null,null,null,"Weather Corrected MD 10% POE","MVA","Non-Coincident"]
[null,null,null,null,null,"Coincident"]
[null,null,null,"Weather Corrected MD 50% POE","MW","Non-Coincident"]
[null,null,null,null,null,"Coincident"]
[null,null,null,"Weather Corrected MD 50% POE","MVA","Non-Coincident"]
[null,null,null,null,null,"Coincident"]
[null,null,"<Enter substation name>","Substation Rating","MVA","Non-Coincident"]
[null,null,null,null,null,"Coincident"]
[null,null,null,"Raw Adjusted MD","MW","Non-Coincident"]
[null,null,null,null,null,"Coincident"]
[null,null,null,"Raw Adjusted MD","MVA","Non-Coincident"]
[null,null,null,null,null,"Coincident"]
[null,null,null,"Date MD occurred",null,"Non-Coincident"]
[null,null,null,null,null,"Coincident"]
[null,null,null,"Half hour time period MD occurred",null,"Non-Coincident"]
[null,null,null,null,null,"Coincident"]
[null,null,null,"Winter/Summer Peaking",null,"Non-Coincident"]
[null,null,null,null,null,"Coincident"]
[null,null,null,"Adjustments - Embedded generation","MW","Non-Coincident"]
[null,null,null,null,null,"Coincident"]
[null,null,null,"Weather Corrected 10% POE","MW","Non-Coincident"]
[null,null,null,null,null,"Coincident"]
[null,null,null,"Weather Corrected MD 10% POE","MVA","Non-Coincident"]
[null,null,null,null,null,"Coincident"]
[null,null,null,"Weather Corrected MD 50% POE","MW","Non-Coincident"]
[null,null,null,null,null,"Coincident"]
[null,null,null,"Weather Corrected MD 50% POE","MVA","Non-Coincident"]
[null,null,null,null,null,"Coincident"]
[null,null,"<Enter substation name>","Substation Rating","MVA","Non-Coincident"]
[null,null,null,null,null,"Coincident"]
[null,null,null,"Raw Adjusted MD","MW","Non-Coincident"]
[null,null,null,null,null,"Coincident"]
[null,null,null,"Raw Adjusted MD","MVA","Non-Coincident"]
[null,null,null,null,null,"Coincident"]
[null,null,null,"Date MD occurred",null,"Non-Coincident"]
[null,null,null,null,null,"Coincident"]
[null,null,null,"Half hour time period MD occurred",null,"Non-Coincident"]
[null,null,null,null,null,"Coincident"]
[null,null,null,"Winter/Summer Peaking",null,"Non-Coincident"]
[null,null,null,null,null,"Coincident"]
[null,null,null,"Adjustments - Embedded generation","MW","Non-Coincident"]
[null,null,null,null,null,"Coincident"]
[null,null,null,"Weather Corrected 10% POE","MW","Non-Coincident"]
[null,null,null,null,null,"Coincident"]
[null,null,null,"Weather Corrected MD 10% POE","MVA","Non-Coincident"]
[null,null,null,null,null,"Coincident"]
[null,null,null,"Weather Corrected MD 50% POE","MW","Non-Coincident"]
[null,null,null,null,null,"Coincident"]
[null,null,null,"Weather Corrected MD 50% POE","MVA","Non-Coincident"]
[null,null,null,null,null,"Coincident"]
[null,null,"<Enter substation name>","Substation Rating","MVA","Non-Coincident"]
[null,null,null,null,null,"Coincident"]
[null,null,null,"Raw Adjusted MD","MW","Non-Coincident"]
[null,null,null,null,null,"Coincident"]
[null,null,null,"Raw Adjusted MD","MVA","Non-Coincident"]
[null,null,null,null,null,"Coincident"]
[null,null,null,"Date MD occurred",null,"Non-Coincident"]
[null,null,null,null,null,"Coincident"]
[null,null,null,"Half hour time period MD occurred",null,"Non-Coincident"]
[null,null,null,null,null,"Coincident"]
[null,null,null,"Winter/Summer Peaking",null,"Non-Coincident"]
[null,null,null,null,null,"Coincident"]
[null,null,null,"Adjustments - Embedded generation","MW","Non-Coincident"]
[null,null,null,null,null,"Coincident"]
[null,null,null,"Weather Corrected 10% POE","MW","Non-Coincident"]
[null,null,null,null,null,"Coincident"]
[null,null,null,"Weather Corrected MD 10% POE","MVA","Non-Coincident"]
[null,null,null,null,null,"Coincident"]
[null,null,null,"Weather Corrected MD 50% POE","MW","Non-Coincident"]
[null,null,null,null,null,"Coincident"]
[null,null,null,"Weather Corrected MD 50% POE","MVA","Non-Coincident"]
[null,null,null,null,null,"Coincident"]
[null,null,"<Enter substation name>","Substation Rating","MVA","Non-Coincident"]
[null,null,null,null,null,"Coincident"]
[null,null,null,"Raw Adjusted MD","MW","Non-Coincident"]
[null,null,null,null,null,"Coincident"]
[null,null,null,"Raw Adjusted MD","MVA","Non-Coincident"]
[null,null,null,null,null,"Coincident"]
[null,null,null,"Date MD occurred",null,"Non-Coincident"]
[null,null,null,null,null,"Coincident"]
[null,null,null,"Half hour time period MD occurred",null,"Non-Coincident"]
[null,null,null,null,null,"Coincident"]
[null,null,null,"Winter/Summer Peaking",null,"Non-Coincident"]
[null,null,null,null,null,"Coincident"]
[null,null,null,"Adjustments - Embedded generation","MW","Non-Coincident"]
[null,null,null,null,null,"Coincident"]
[null,null,null,"Weather Corrected 10% POE","MW","Non-Coincident"]
[null,null,null,null,null,"Coincident"]
[null,null,null,"Weather Corrected MD 10% POE","MVA","Non-Coincident"]
[null,null,null,null,null,"Coincident"]
[null,null,null,"Weather Corrected MD 50% POE","MW","Non-Coincident"]
[null,null,null,null,null,"Coincident"]
[null,null,null,"Weather Corrected MD 50% POE","MVA","Non-Coincident"]
[null,null,null,null,null,"Coincident"]
[null,null,"<Enter substation name>","Substation Rating","MVA","Non-Coincident"]
[null,null,null,null,null,"Coincident"]
[null,null,null,"Raw Adjusted MD","MW","Non-Coincident"]
[null,null,null,null,null,"Coincident"]
[null,null,null,"Raw Adjusted MD","MVA","Non-Coincident"]
[null,null,null,null,null,"Coincident"]
[null,null,null,"Date MD occurred",null,"Non-Coincident"]
[null,null,null,null,null,"Coincident"]
[null,null,null,"Half hour time period MD occurred",null,"Non-Coincident"]
[null,null,null,null,null,"Coincident"]
[null,null,null,"Winter/Summer Peaking",null,"Non-Coincident"]
[null,null,null,null,null,"Coincident"]
[null,null,null,"Adjustments - Embedded generation","MW","Non-Coincident"]
[null,null,null,null,null,"Coincident"]
[null,null,null,"Weather Corrected 10% POE","MW","Non-Coincident"]
[null,null,null,null,null,"Coincident"]
[null,null,null,"Weather Corrected MD 10% POE","MVA","Non-Coincident"]
[null,null,null,null,null,"Coincident"]
[null,null,null,"Weather Corrected MD 50% POE","MW","Non-Coincident"]
[null,null,null,null,null,"Coincident"]
[null,null,null,"Weather Corrected MD 50% POE","MVA","Non-Coincident"]
[null,null,null,null,null,"Coincident"]
[null,null,"<Enter substation name>","Substation Rating","MVA","Non-Coincident"]
[null,null,null,null,null,"Coincident"]
[null,null,null,"Raw Adjusted MD","MW","Non-Coincident"]
[null,null,null,null,null,"Coincident"]
[null,null,null,"Raw Adjusted MD","MVA","Non-Coincident"]
[null,null,null,null,null,"Coincident"]
[null,null,null,"Date MD occurred",null,"Non-Coincident"]
[null,null,null,null,null,"Coincident"]
[null,null,null,"Half hour time period MD occurred",null,"Non-Coincident"]
[null,null,null,null,null,"Coincident"]
[null,null,null,"Winter/Summer Peaking",null,"Non-Coincident"]
[null,null,null,null,null,"Coincident"]
[null,null,null,"Adjustments - Embedded generation","MW","Non-Coincident"]
[null,null,null,null,null,"Coincident"]
[null,null,null,"Weather Corrected 10% POE","MW","Non-Coincident"]
[null,null,null,null,null,"Coincident"]
[null,null,null,"Weather Corrected MD 10% POE","MVA","Non-Coincident"]
[null,null,null,null,null,"Coincident"]
[null,null,null,"Weather Corrected MD 50% POE","MW","Non-Coincident"]
[null,null,null,null,null,"Coincident"]
[null,null,null,"Weather Corrected MD 50% POE","MVA","Non-Coincident"]
[null,null,null,null,null,"Coincident"]
[null,null,"<Enter substation name>","Substation Rating","MVA","Non-Coincident"]
[null,null,null,null,null,"Coincident"]
[null,null,null,"Raw Adjusted MD","MW","Non-Coincident"]
[null,null,null,null,null,"Coincident"]
[null,null,null,"Raw Adjusted MD","MVA","Non-Coincident"]
[null,null,null,null,null,"Coincident"]
[null,null,null,"Date MD occurred",null,"Non-Coincident"]
[null,null,null,null,null,"Coincident"]
[null,null,null,"Half hour time period MD occurred",null,"Non-Coincident"]
[null,null,null,null,null,"Coincident"]
[null,null,null,"Winter/Summer Peaking",null,"Non-Coincident"]
[null,null,null,null,null,"Coincident"]
[null,null,null,"Adjustments - Embedded generation","MW","Non-Coincident"]
[null,null,null,null,null,"Coincident"]
[null,null,null,"Weather Corrected 10% POE","MW","Non-Coincident"]
[null,null,null,null,null,"Coincident"]
[null,null,null,"Weather Corrected MD 10% POE","MVA","Non-Coincident"]
[null,null,null,null,null,"Coincident"]
[null,null,null,"Weather Corrected MD 50% POE","MW","Non-Coincident"]
[null,null,null,null,null,"Coincident"]
[null,null,null,"Weather Corrected MD 50% POE","MVA","Non-Coincident"]
[null,null,null,null,null,"Coincident"]
[null,null,"<Enter substation name>","Substation Rating","MVA","Non-Coincident"]
[null,null,null,null,null,"Coincident"]
[null,null,null,"Raw Adjusted MD","MW","Non-Coincident"]
[null,null,null,null,null,"Coincident"]
[null,null,null,"Raw Adjusted MD","MVA","Non-Coincident"]
[null,null,null,null,null,"Coincident"]
[null,null,null,"Date MD occurred",null,"Non-Coincident"]
[null,null,null,null,null,"Coincident"]
[null,null,null,"Half hour time period MD occurred",null,"Non-Coincident"]
[null,null,null,null,null,"Coincident"]
[null,null,null,"Winter/Summer Peaking",null,"Non-Coincident"]
[null,null,null,null,null,"Coincident"]
[null,null,null,"Adjustments - Embedded generation","MW","Non-Coincident"]
[null,null,null,null,null,"Coincident"]
[null,null,null,"Weather Corrected 10% POE","MW","Non-Coincident"]
[null,null,null,null,null,"Coincident"]
[null,null,null,"Weather Corrected MD 10% POE","MVA","Non-Coincident"]
[null,null,null,null,null,"Coincident"]
[null,null,null,"Weather Corrected MD 50% POE","MW","Non-Coincident"]
[null,null,null,null,null,"Coincident"]
[null,null,null,"Weather Corrected MD 50% POE","MVA","Non-Coincident"]
[null,null,null,null,null,"Coincident"]
[null,null,"<Enter substation name>","Substation Rating","MVA","Non-Coincident"]
[null,null,null,null,null,"Coincident"]
[null,null,null,"Raw Adjusted MD","MW","Non-Coincident"]
[null,null,null,null,null,"Coincident"]
[null,null,null,"Raw Adjusted MD","MVA","Non-Coincident"]
[null,null,null,null,null,"Coincident"]
[null,null,null,"Date MD occurred",null,"Non-Coincident"]
[null,null,null,null,null,"Coincident"]
[null,null,null,"Half hour time period MD occurred",null,"Non-Coincident"]
[null,null,null,null,null,"Coincident"]
[null,null,null,"Winter/Summer Peaking",null,"Non-Coincident"]
[null,null,null,null,null,"Coincident"]
[null,null,null,"Adjustments - Embedded generation","MW","Non-Coincident"]
[null,null,null,null,null,"Coincident"]
[null,null,null,"Weather Corrected 10% POE","MW","Non-Coincident"]
[null,null,null,null,null,"Coincident"]
[null,null,null,"Weather Corrected MD 10% POE","MVA","Non-Coincident"]
[null,null,null,null,null,"Coincident"]
[null,null,null,"Weather Corrected MD 50% POE","MW","Non-Coincident"]
[null,null,null,null,null,"Coincident"]
[null,null,null,"Weather Corrected MD 50% POE","MVA","Non-Coincident"]
[null,null,null,null,null,"Coincident"]
[null,null,"<Enter substation name>","Substation Rating","MVA","Non-Coincident"]
[null,null,null,null,null,"Coincident"]
[null,null,null,"Raw Adjusted MD","MW","Non-Coincident"]
[null,null,null,null,null,"Coincident"]
[null,null,null,"Raw Adjusted MD","MVA","Non-Coincident"]
[null,null,null,null,null,"Coincident"]
[null,null,null,"Date MD occurred",null,"Non-Coincident"]
[null,null,null,null,null,"Coincident"]
[null,null,null,"Half hour time period MD occurred",null,"Non-Coincident"]
[null,null,null,null,null,"Coincident"]
[null,null,null,"Winter/Summer Peaking",null,"Non-Coincident"]
[null,null,null,null,null,"Coincident"]
[null,null,null,"Adjustments - Embedded generation","MW","Non-Coincident"]
[null,null,null,null,null,"Coincident"]
[null,null,null,"Weather Corrected 10% POE","MW","Non-Coincident"]
[null,null,null,null,null,"Coincident"]
[null,null,null,"Weather Corrected MD 10% POE","MVA","Non-Coincident"]
[null,null,null,null,null,"Coincident"]
[null,null,null,"Weather Corrected MD 50% POE","MW","Non-Coincident"]
[null,null,null,null,null,"Coincident"]
[null,null,null,"Weather Corrected MD 50% POE","MVA","Non-Coincident"]
[null,null,null,null,null,"Coincident"]
[null,null,"<Enter substation name>","Substation Rating","MVA","Non-Coincident"]
[null,null,null,null,null,"Coincident"]
[null,null,null,"Raw Adjusted MD","MW","Non-Coincident"]
[null,null,null,null,null,"Coincident"]
[null,null,null,"Raw Adjusted MD","MVA","Non-Coincident"]
[null,null,null,null,null,"Coincident"]
[null,null,null,"Date MD occurred",null,"Non-Coincident"]
[null,null,null,null,null,"Coincident"]
[null,null,null,"Half hour time period MD occurred",null,"Non-Coincident"]
[null,null,null,null,null,"Coincident"]
[null,null,null,"Winter/Summer Peaking",null,"Non-Coincident"]
[null,null,null,null,null,"Coincident"]
[null,null,null,"Adjustments - Embedded generation","MW","Non-Coincident"]
[null,null,null,null,null,"Coincident"]
[null,null,null,"Weather Corrected 10% POE","MW","Non-Coincident"]
[null,null,null,null,null,"Coincident"]
[null,null,null,"Weather Corrected MD 10% POE","MVA","Non-Coincident"]
[null,null,null,null,null,"Coincident"]
[null,null,null,"Weather Corrected MD 50% POE","MW","Non-Coincident"]
[null,null,null,null,null,"Coincident"]
[null,null,null,"Weather Corrected MD 50% POE","MVA","Non-Coincident"]
[null,null,null,null,null,"Coincident"]
[null,null,"<Enter substation name>","Substation Rating","MVA","Non-Coincident"]
[null,null,null,null,null,"Coincident"]
[null,null,null,"Raw Adjusted MD","MW","Non-Coincident"]
[null,null,null,null,null,"Coincident"]
[null,null,null,"Raw Adjusted MD","MVA","Non-Coincident"]
[null,null,null,null,null,"Coincident"]
[null,null,null,"Date MD occurred",null,"Non-Coincident"]
[null,null,null,null,null,"Coincident"]
[null,null,null,"Half hour time period MD occurred",null,"Non-Coincident"]
[null,null,null,null,null,"Coincident"]
[null,null,null,"Winter/Summer Peaking",null,"Non-Coincident"]
[null,null,null,null,null,"Coincident"]
[null,null,null,"Adjustments - Embedded generation","MW","Non-Coincident"]
[null,null,null,null,null,"Coincident"]
[null,null,null,"Weather Corrected 10% POE","MW","Non-Coincident"]
[null,null,null,null,null,"Coincident"]
[null,null,null,"Weather Corrected MD 10% POE","MVA","Non-Coincident"]
[null,null,null,null,null,"Coincident"]
[null,null,null,"Weather Corrected MD 50% POE","MW","Non-Coincident"]
[null,null,null,null,null,"Coincident"]
[null,null,null,"Weather Corrected MD 50% POE","MVA","Non-Coincident"]
[null,null,null,null,null,"Coincident"]
[null,null,"<Enter substation name>","Substation Rating","MVA","Non-Coincident"]
[null,null,null,null,null,"Coincident"]
[null,null,null,"Raw Adjusted MD","MW","Non-Coincident"]
[null,null,null,null,null,"Coincident"]
[null,null,null,"Raw Adjusted MD","MVA","Non-Coincident"]
[null,null,null,null,null,"Coincident"]
[null,null,null,"Date MD occurred",null,"Non-Coincident"]
[null,null,null,null,null,"Coincident"]
[null,null,null,"Half hour time period MD occurred",null,"Non-Coincident"]
[null,null,null,null,null,"Coincident"]
[null,null,null,"Winter/Summer Peaking",null,"Non-Coincident"]
[null,null,null,null,null,"Coincident"]
[null,null,null,"Adjustments - Embedded generation","MW","Non-Coincident"]
[null,null,null,null,null,"Coincident"]
[null,null,null,"Weather Corrected 10% POE","MW","Non-Coincident"]
[null,null,null,null,null,"Coincident"]
[null,null,null,"Weather Corrected MD 10% POE","MVA","Non-Coincident"]
[null,null,null,null,null,"Coincident"]
[null,null,null,"Weather Corrected MD 50% POE","MW","Non-Coincident"]
[null,null,null,null,null,"Coincident"]
[null,null,null,"Weather Corrected MD 50% POE","MVA","Non-Coincident"]
[null,null,null,null,null,"Coincident"]
[null,null,"<Enter substation name>","Substation Rating","MVA","Non-Coincident"]
[null,null,null,null,null,"Coincident"]
[null,null,null,"Raw Adjusted MD","MW","Non-Coincident"]
[null,null,null,null,null,"Coincident"]
[null,null,null,"Raw Adjusted MD","MVA","Non-Coincident"]
[null,null,null,null,null,"Coincident"]
[null,null,null,"Date MD occurred",null,"Non-Coincident"]
[null,null,null,null,null,"Coincident"]
[null,null,null,"Half hour time period MD occurred",null,"Non-Coincident"]
[null,null,null,null,null,"Coincident"]
[null,null,null,"Winter/Summer Peaking",null,"Non-Coincident"]
[null,null,null,null,null,"Coincident"]
[null,null,null,"Adjustments - Embedded generation","MW","Non-Coincident"]
[null,null,null,null,null,"Coincident"]
[null,null,null,"Weather Corrected 10% POE","MW","Non-Coincident"]
[null,null,null,null,null,"Coincident"]
[null,null,null,"Weather Corrected MD 10% POE","MVA","Non-Coincident"]
[null,null,null,null,null,"Coincident"]
[null,null,null,"Weather Corrected MD 50% POE","MW","Non-Coincident"]
[null,null,null,null,null,"Coincident"]
[null,null,null,"Weather Corrected MD 50% POE","MVA","Non-Coincident"]
[null,null,null,null,null,"Coincident"]
[null,null,"<Enter substation name>","Substation Rating","MVA","Non-Coincident"]
[null,null,null,null,null,"Coincident"]
[null,null,null,"Raw Adjusted MD","MW","Non-Coincident"]
[null,null,null,null,null,"Coincident"]
[null,null,null,"Raw Adjusted MD","MVA","Non-Coincident"]
[null,null,null,null,null,"Coincident"]
[null,null,null,"Date MD occurred",null,"Non-Coincident"]
[null,null,null,null,null,"Coincident"]
[null,null,null,"Half hour time period MD occurred",null,"Non-Coincident"]
[null,null,null,null,null,"Coincident"]
[null,null,null,"Winter/Summer Peaking",null,"Non-Coincident"]
[null,null,null,null,null,"Coincident"]
[null,null,null,"Adjustments - Embedded generation","MW","Non-Coincident"]
[null,null,null,null,null,"Coincident"]
[null,null,null,"Weather Corrected 10% POE","MW","Non-Coincident"]
[null,null,null,null,null,"Coincident"]
[null,null,null,"Weather Corrected MD 10% POE","MVA","Non-Coincident"]
[null,null,null,null,null,"Coincident"]
[null,null,null,"Weather Corrected MD 50% POE","MW","Non-Coincident"]
[null,null,null,null,null,"Coincident"]
[null,null,null,"Weather Corrected MD 50% POE","MVA","Non-Coincident"]
[null,null,null,null,null,"Coincident"]
[null,null,"<Enter substation name>","Substation Rating","MVA","Non-Coincident"]
[null,null,null,null,null,"Coincident"]
[null,null,null,"Raw Adjusted MD","MW","Non-Coincident"]
[null,null,null,null,null,"Coincident"]
[null,null,null,"Raw Adjusted MD","MVA","Non-Coincident"]
[null,null,null,null,null,"Coincident"]
[null,null,null,"Date MD occurred",null,"Non-Coincident"]
[null,null,null,null,null,"Coincident"]
[null,null,null,"Half hour time period MD occurred",null,"Non-Coincident"]
[null,null,null,null,null,"Coincident"]
[null,null,null,"Winter/Summer Peaking",null,"Non-Coincident"]
[null,null,null,null,null,"Coincident"]
[null,null,null,"Adjustments - Embedded generation","MW","Non-Coincident"]
[null,null,null,null,null,"Coincident"]
[null,null,null,"Weather Corrected 10% POE","MW","Non-Coincident"]
[null,null,null,null,null,"Coincident"]
[null,null,null,"Weather Corrected MD 10% POE","MVA","Non-Coincident"]
[null,null,null,null,null,"Coincident"]
[null,null,null,"Weather Corrected MD 50% POE","MW","Non-Coincident"]
[null,null,null,null,null,"Coincident"]
[null,null,null,"Weather Corrected MD 50% POE","MVA","Non-Coincident"]
[null,null,null,null,null,"Coincident"]
[null,null,"<Enter substation name>","Substation Rating","MVA","Non-Coincident"]
[null,null,null,null,null,"Coincident"]
[null,null,null,"Raw Adjusted MD","MW","Non-Coincident"]
[null,null,null,null,null,"Coincident"]
[null,null,null,"Raw Adjusted MD","MVA","Non-Coincident"]
[null,null,null,null,null,"Coincident"]
[null,null,null,"Date MD occurred",null,"Non-Coincident"]
[null,null,null,null,null,"Coincident"]
[null,null,null,"Half hour time period MD occurred",null,"Non-Coincident"]
[null,null,null,null,null,"Coincident"]
[null,null,null,"Winter/Summer Peaking",null,"Non-Coincident"]
[null,null,null,null,null,"Coincident"]
[null,null,null,"Adjustments - Embedded generation","MW","Non-Coincident"]
[null,null,null,null,null,"Coincident"]
[null,null,null,"Weather Corrected 10% POE","MW","Non-Coincident"]
[null,null,null,null,null,"Coincident"]
[null,null,null,"Weather Corrected MD 10% POE","MVA","Non-Coincident"]
[null,null,null,null,null,"Coincident"]
[null,null,null,"Weather Corrected MD 50% POE","MW","Non-Coincident"]
[null,null,null,null,null,"Coincident"]
[null,null,null,"Weather Corrected MD 50% POE","MVA","Non-Coincident"]
[null,null,null,null,null,"Coincident"]
[null,null,"<Enter substation name>","Substation Rating","MVA","Non-Coincident"]
[null,null,null,null,null,"Coincident"]
[null,null,null,"Raw Adjusted MD","MW","Non-Coincident"]
[null,null,null,null,null,"Coincident"]
[null,null,null,"Raw Adjusted MD","MVA","Non-Coincident"]
[null,null,null,null,null,"Coincident"]
[null,null,null,"Date MD occurred",null,"Non-Coincident"]
[null,null,null,null,null,"Coincident"]
[null,null,null,"Half hour time period MD occurred",null,"Non-Coincident"]
[null,null,null,null,null,"Coincident"]
[null,null,null,"Winter/Summer Peaking",null,"Non-Coincident"]
[null,null,null,null,null,"Coincident"]
[null,null,null,"Adjustments - Embedded generation","MW","Non-Coincident"]
[null,null,null,null,null,"Coincident"]
[null,null,null,"Weather Corrected 10% POE","MW","Non-Coincident"]
[null,null,null,null,null,"Coincident"]
[null,null,null,"Weather Corrected MD 10% POE","MVA","Non-Coincident"]
[null,null,null,null,null,"Coincident"]
[null,null,null,"Weather Corrected MD 50% POE","MW","Non-Coincident"]
[null,null,null,null,null,"Coincident"]
[null,null,null,"Weather Corrected MD 50% POE","MVA","Non-Coincident"]
[null,null,null,null,null,"Coincident"]
[null,null,"<Enter substation name>","Substation Rating","MVA","Non-Coincident"]
[null,null,null,null,null,"Coincident"]
[null,null,null,"Raw Adjusted MD","MW","Non-Coincident"]
[null,null,null,null,null,"Coincident"]
[null,null,null,"Raw Adjusted MD","MVA","Non-Coincident"]
[null,null,null,null,null,"Coincident"]
[null,null,null,"Date MD occurred",null,"Non-Coincident"]
[null,null,null,null,null,"Coincident"]
[null,null,null,"Half hour time period MD occurred",null,"Non-Coincident"]
[null,null,null,null,null,"Coincident"]
[null,null,null,"Winter/Summer Peaking",null,"Non-Coincident"]
[null,null,null,null,null,"Coincident"]
[null,null,null,"Adjustments - Embedded generation","MW","Non-Coincident"]
[null,null,null,null,null,"Coincident"]
[null,null,null,"Weather Corrected 10% POE","MW","Non-Coincident"]
[null,null,null,null,null,"Coincident"]
[null,null,null,"Weather Corrected MD 10% POE","MVA","Non-Coincident"]
[null,null,null,null,null,"Coincident"]
[null,null,null,"Weather Corrected MD 50% POE","MW","Non-Coincident"]
[null,null,null,null,null,"Coincident"]
[null,null,null,"Weather Corrected MD 50% POE","MVA","Non-Coincident"]
[null,null,null,null,null,"Coincident"]
[null,null,"<Enter substation name>","Substation Rating","MVA","Non-Coincident"]
[null,null,null,null,null,"Coincident"]
[null,null,null,"Raw Adjusted MD","MW","Non-Coincident"]
[null,null,null,null,null,"Coincident"]
[null,null,null,"Raw Adjusted MD","MVA","Non-Coincident"]
[null,null,null,null,null,"Coincident"]
[null,null,null,"Date MD occurred",null,"Non-Coincident"]
[null,null,null,null,null,"Coincident"]
[null,null,null,"Half hour time period MD occurred",null,"Non-Coincident"]
[null,null,null,null,null,"Coincident"]
[null,null,null,"Winter/Summer Peaking",null,"Non-Coincident"]
[null,null,null,null,null,"Coincident"]
[null,null,null,"Adjustments - Embedded generation","MW","Non-Coincident"]
[null,null,null,null,null,"Coincident"]
[null,null,null,"Weather Corrected 10% POE","MW","Non-Coincident"]
[null,null,null,null,null,"Coincident"]
[null,null,null,"Weather Corrected MD 10% POE","MVA","Non-Coincident"]
[null,null,null,null,null,"Coincident"]
[null,null,null,"Weather Corrected MD 50% POE","MW","Non-Coincident"]
[null,null,null,null,null,"Coincident"]
[null,null,null,"Weather Corrected MD 50% POE","MVA","Non-Coincident"]
[null,null,null,null,null,"Coincident"]
[null,null,"<Enter substation name>","Substation Rating","MVA","Non-Coincident"]
[null,null,null,null,null,"Coincident"]
[null,null,null,"Raw Adjusted MD","MW","Non-Coincident"]
[null,null,null,null,null,"Coincident"]
[null,null,null,"Raw Adjusted MD","MVA","Non-Coincident"]
[null,null,null,null,null,"Coincident"]
[null,null,null,"Date MD occurred",null,"Non-Coincident"]
[null,null,null,null,null,"Coincident"]
[null,null,null,"Half hour time period MD occurred",null,"Non-Coincident"]
[null,null,null,null,null,"Coincident"]
[null,null,null,"Winter/Summer Peaking",null,"Non-Coincident"]
[null,null,null,null,null,"Coincident"]
[null,null,null,"Adjustments - Embedded generation","MW","Non-Coincident"]
[null,null,null,null,null,"Coincident"]
[null,null,null,"Weather Corrected 10% POE","MW","Non-Coincident"]
[null,null,null,null,null,"Coincident"]
[null,null,null,"Weather Corrected MD 10% POE","MVA","Non-Coincident"]
[null,null,null,null,null,"Coincident"]
[null,null,null,"Weather Corrected MD 50% POE","MW","Non-Coincident"]
[null,null,null,null,null,"Coincident"]
[null,null,null,"Weather Corrected MD 50% POE","MVA","Non-Coincident"]
[null,null,null,null,null,"Coincident"]
[null,null,"<Enter substation name>","Substation Rating","MVA","Non-Coincident"]
[null,null,null,null,null,"Coincident"]
[null,null,null,"Raw Adjusted MD","MW","Non-Coincident"]
[null,null,null,null,null,"Coincident"]
[null,null,null,"Raw Adjusted MD","MVA","Non-Coincident"]
[null,null,null,null,null,"Coincident"]
[null,null,null,"Date MD occurred",null,"Non-Coincident"]
[null,null,null,null,null,"Coincident"]
[null,null,null,"Half hour time period MD occurred",null,"Non-Coincident"]
[null,null,null,null,null,"Coincident"]
[null,null,null,"Winter/Summer Peaking",null,"Non-Coincident"]
[null,null,null,null,null,"Coincident"]
[null,null,null,"Adjustments - Embedded generation","MW","Non-Coincident"]
[null,null,null,null,null,"Coincident"]
[null,null,null,"Weather Corrected 10% POE","MW","Non-Coincident"]
[null,null,null,null,null,"Coincident"]
[null,null,null,"Weather Corrected MD 10% POE","MVA","Non-Coincident"]
[null,null,null,null,null,"Coincident"]
[null,null,null,"Weather Corrected MD 50% POE","MW","Non-Coincident"]
[null,null,null,null,null,"Coincident"]
[null,null,null,"Weather Corrected MD 50% POE","MVA","Non-Coincident"]
[null,null,null,null,null,"Coincident"]
[null,null,"<Enter substation name>","Substation Rating","MVA","Non-Coincident"]
[null,null,null,null,null,"Coincident"]
[null,null,null,"Raw Adjusted MD","MW","Non-Coincident"]
[null,null,null,null,null,"Coincident"]
[null,null,null,"Raw Adjusted MD","MVA","Non-Coincident"]
[null,null,null,null,null,"Coincident"]
[null,null,null,"Date MD occurred",null,"Non-Coincident"]
[null,null,null,null,null,"Coincident"]
[null,null,null,"Half hour time period MD occurred",null,"Non-Coincident"]
[null,null,null,null,null,"Coincident"]
[null,null,null,"Winter/Summer Peaking",null,"Non-Coincident"]
[null,null,null,null,null,"Coincident"]
[null,null,null,"Adjustments - Embedded generation","MW","Non-Coincident"]
[null,null,null,null,null,"Coincident"]
[null,null,null,"Weather Corrected 10% POE","MW","Non-Coincident"]
[null,null,null,null,null,"Coincident"]
[null,null,null,"Weather Corrected MD 10% POE","MVA","Non-Coincident"]
[null,null,null,null,null,"Coincident"]
[null,null,null,"Weather Corrected MD 50% POE","MW","Non-Coincident"]
[null,null,null,null,null,"Coincident"]
[null,null,null,"Weather Corrected MD 50% POE","MVA","Non-Coincident"]
[null,null,null,null,null,"Coincident"]
[null,null,"<Enter substation name>","Substation Rating","MVA","Non-Coincident"]
[null,null,null,null,null,"Coincident"]
[null,null,null,"Raw Adjusted MD","MW","Non-Coincident"]
[null,null,null,null,null,"Coincident"]
[null,null,null,"Raw Adjusted MD","MVA","Non-Coincident"]
[null,null,null,null,null,"Coincident"]
[null,null,null,"Date MD occurred",null,"Non-Coincident"]
[null,null,null,null,null,"Coincident"]
[null,null,null,"Half hour time period MD occurred",null,"Non-Coincident"]
[null,null,null,null,null,"Coincident"]
[null,null,null,"Winter/Summer Peaking",null,"Non-Coincident"]
[null,null,null,null,null,"Coincident"]
[null,null,null,"Adjustments - Embedded generation","MW","Non-Coincident"]
[null,null,null,null,null,"Coincident"]
[null,null,null,"Weather Corrected 10% POE","MW","Non-Coincident"]
[null,null,null,null,null,"Coincident"]
[null,null,null,"Weather Corrected MD 10% POE","MVA","Non-Coincident"]
[null,null,null,null,null,"Coincident"]
[null,null,null,"Weather Corrected MD 50% POE","MW","Non-Coincident"]
[null,null,null,null,null,"Coincident"]
[null,null,null,"Weather Corrected MD 50% POE","MVA","Non-Coincident"]
[null,null,null,null,null,"Coincident"]
[null,null,"<Enter substation name>","Substation Rating","MVA","Non-Coincident"]
[null,null,null,null,null,"Coincident"]
[null,null,null,"Raw Adjusted MD","MW","Non-Coincident"]
[null,null,null,null,null,"Coincident"]
[null,null,null,"Raw Adjusted MD","MVA","Non-Coincident"]
[null,null,null,null,null,"Coincident"]
[null,null,null,"Date MD occurred",null,"Non-Coincident"]
[null,null,null,null,null,"Coincident"]
[null,null,null,"Half hour time period MD occurred",null,"Non-Coincident"]
[null,null,null,null,null,"Coincident"]
[null,null,null,"Winter/Summer Peaking",null,"Non-Coincident"]
[null,null,null,null,null,"Coincident"]
[null,null,null,"Adjustments - Embedded generation","MW","Non-Coincident"]
[null,null,null,null,null,"Coincident"]
[null,null,null,"Weather Corrected 10% POE","MW","Non-Coincident"]
[null,null,null,null,null,"Coincident"]
[null,null,null,"Weather Corrected MD 10% POE","MVA","Non-Coincident"]
[null,null,null,null,null,"Coincident"]
[null,null,null,"Weather Corrected MD 50% POE","MW","Non-Coincident"]
[null,null,null,null,null,"Coincident"]
[null,null,null,"Weather Corrected MD 50% POE","MVA","Non-Coincident"]
[null,null,null,null,null,"Coincident"]
[null,null,"<Enter substation name>","Substation Rating","MVA","Non-Coincident"]
[null,null,null,null,null,"Coincident"]
[null,null,null,"Raw Adjusted MD","MW","Non-Coincident"]
[null,null,null,null,null,"Coincident"]
[null,null,null,"Raw Adjusted MD","MVA","Non-Coincident"]
[null,null,null,null,null,"Coincident"]
[null,null,null,"Date MD occurred",null,"Non-Coincident"]
[null,null,null,null,null,"Coincident"]
[null,null,null,"Half hour time period MD occurred",null,"Non-Coincident"]
[null,null,null,null,null,"Coincident"]
[null,null,null,"Winter/Summer Peaking",null,"Non-Coincident"]
[null,null,null,null,null,"Coincident"]
[null,null,null,"Adjustments - Embedded generation","MW","Non-Coincident"]
[null,null,null,null,null,"Coincident"]
[null,null,null,"Weather Corrected 10% POE","MW","Non-Coincident"]
[null,null,null,null,null,"Coincident"]
[null,null,null,"Weather Corrected MD 10% POE","MVA","Non-Coincident"]
[null,null,null,null,null,"Coincident"]
[null,null,null,"Weather Corrected MD 50% POE","MW","Non-Coincident"]
[null,null,null,null,null,"Coincident"]
[null,null,null,"Weather Corrected MD 50% POE","MVA","Non-Coincident"]
[null,null,null,null,null,"Coincident"]
[null,null,"<Enter substation name>","Substation Rating","MVA","Non-Coincident"]
[null,null,null,null,null,"Coincident"]
[null,null,null,"Raw Adjusted MD","MW","Non-Coincident"]
[null,null,null,null,null,"Coincident"]
[null,null,null,"Raw Adjusted MD","MVA","Non-Coincident"]
[null,null,null,null,null,"Coincident"]
[null,null,null,"Date MD occurred",null,"Non-Coincident"]
[null,null,null,null,null,"Coincident"]
[null,null,null,"Half hour time period MD occurred",null,"Non-Coincident"]
[null,null,null,null,null,"Coincident"]
[null,null,null,"Winter/Summer Peaking",null,"Non-Coincident"]
[null,null,null,null,null,"Coincident"]
[null,null,null,"Adjustments - Embedded generation","MW","Non-Coincident"]
[null,null,null,null,null,"Coincident"]
[null,null,null,"Weather Corrected 10% POE","MW","Non-Coincident"]
[null,null,null,null,null,"Coincident"]
[null,null,null,"Weather Corrected MD 10% POE","MVA","Non-Coincident"]
[null,null,null,null,null,"Coincident"]
[null,null,null,"Weather Corrected MD 50% POE","MW","Non-Coincident"]
[null,null,null,null,null,"Coincident"]
[null,null,null,"Weather Corrected MD 50% POE","MVA","Non-Coincident"]
[null,null,null,null,null,"Coincident"]
[null,null,"<Enter substation name>","Substation Rating","MVA","Non-Coincident"]
[null,null,null,null,null,"Coincident"]
[null,null,null,"Raw Adjusted MD","MW","Non-Coincident"]
[null,null,null,null,null,"Coincident"]
[null,null,null,"Raw Adjusted MD","MVA","Non-Coincident"]
[null,null,null,null,null,"Coincident"]
[null,null,null,"Date MD occurred",null,"Non-Coincident"]
[null,null,null,null,null,"Coincident"]
[null,null,null,"Half hour time period MD occurred",null,"Non-Coincident"]
[null,null,null,null,null,"Coincident"]
[null,null,null,"Winter/Summer Peaking",null,"Non-Coincident"]
[null,null,null,null,null,"Coincident"]
[null,null,null,"Adjustments - Embedded generation","MW","Non-Coincident"]
[null,null,null,null,null,"Coincident"]
[null,null,null,"Weather Corrected 10% POE","MW","Non-Coincident"]
[null,null,null,null,null,"Coincident"]
[null,null,null,"Weather Corrected MD 10% POE","MVA","Non-Coincident"]
[null,null,null,null,null,"Coincident"]
[null,null,null,"Weather Corrected MD 50% POE","MW","Non-Coincident"]
[null,null,null,null,null,"Coincident"]
[null,null,null,"Weather Corrected MD 50% POE","MVA","Non-Coincident"]
[null,null,null,null,null,"Coincident"]
[null,null,"<Enter substation name>","Substation Rating","MVA","Non-Coincident"]
[null,null,null,null,null,"Coincident"]
[null,null,null,"Raw Adjusted MD","MW","Non-Coincident"]
[null,null,null,null,null,"Coincident"]
[null,null,null,"Raw Adjusted MD","MVA","Non-Coincident"]
[null,null,null,null,null,"Coincident"]
[null,null,null,"Date MD occurred",null,"Non-Coincident"]
[null,null,null,null,null,"Coincident"]
[null,null,null,"Half hour time period MD occurred",null,"Non-Coincident"]
[null,null,null,null,null,"Coincident"]
[null,null,null,"Winter/Summer Peaking",null,"Non-Coincident"]
[null,null,null,null,null,"Coincident"]
[null,null,null,"Adjustments - Embedded generation","MW","Non-Coincident"]
[null,null,null,null,null,"Coincident"]
[null,null,null,"Weather Corrected 10% POE","MW","Non-Coincident"]
[null,null,null,null,null,"Coincident"]
[null,null,null,"Weather Corrected MD 10% POE","MVA","Non-Coincident"]
[null,null,null,null,null,"Coincident"]
[null,null,null,"Weather Corrected MD 50% POE","MW","Non-Coincident"]
[null,null,null,null,null,"Coincident"]
[null,null,null,"Weather Corrected MD 50% POE","MVA","Non-Coincident"]
[null,null,null,null,null,"Coincident"]
[null,null,"<Enter substation name>","Substation Rating","MVA","Non-Coincident"]
[null,null,null,null,null,"Coincident"]
[null,null,null,"Raw Adjusted MD","MW","Non-Coincident"]
[null,null,null,null,null,"Coincident"]
[null,null,null,"Raw Adjusted MD","MVA","Non-Coincident"]
[null,null,null,null,null,"Coincident"]
[null,null,null,"Date MD occurred",null,"Non-Coincident"]
[null,null,null,null,null,"Coincident"]
[null,null,null,"Half hour time period MD occurred",null,"Non-Coincident"]
[null,null,null,null,null,"Coincident"]
[null,null,null,"Winter/Summer Peaking",null,"Non-Coincident"]
[null,null,null,null,null,"Coincident"]
[null,null,null,"Adjustments - Embedded generation","MW","Non-Coincident"]
[null,null,null,null,null,"Coincident"]
[null,null,null,"Weather Corrected 10% POE","MW","Non-Coincident"]
[null,null,null,null,null,"Coincident"]
[null,null,null,"Weather Corrected MD 10% POE","MVA","Non-Coincident"]
[null,null,null,null,null,"Coincident"]
[null,null,null,"Weather Corrected MD 50% POE","MW","Non-Coincident"]
[null,null,null,null,null,"Coincident"]
[null,null,null,"Weather Corrected MD 50% POE","MVA","Non-Coincident"]
[null,null,null,null,null,"Coincident"]
[null,null,"<Enter substation name>","Substation Rating","MVA","Non-Coincident"]
[null,null,null,null,null,"Coincident"]
[null,null,null,"Raw Adjusted MD","MW","Non-Coincident"]
[null,null,null,null,null,"Coincident"]
[null,null,null,"Raw Adjusted MD","MVA","Non-Coincident"]
[null,null,null,null,null,"Coincident"]
[null,null,null,"Date MD occurred",null,"Non-Coincident"]
[null,null,null,null,null,"Coincident"]
[null,null,null,"Half hour time period MD occurred",null,"Non-Coincident"]
[null,null,null,null,null,"Coincident"]
[null,null,null,"Winter/Summer Peaking",null,"Non-Coincident"]
[null,null,null,null,null,"Coincident"]
[null,null,null,"Adjustments - Embedded generation","MW","Non-Coincident"]
[null,null,null,null,null,"Coincident"]
[null,null,null,"Weather Corrected 10% POE","MW","Non-Coincident"]
[null,null,null,null,null,"Coincident"]
[null,null,null,"Weather Corrected MD 10% POE","MVA","Non-Coincident"]
[null,null,null,null,null,"Coincident"]
[null,null,null,"Weather Corrected MD 50% POE","MW","Non-Coincident"]
[null,null,null,null,null,"Coincident"]
[null,null,null,"Weather Corrected MD 50% POE","MVA","Non-Coincident"]
[null,null,null,null,null,"Coincident"]
[null,null,"<Enter substation name>","Substation Rating","MVA","Non-Coincident"]
[null,null,null,null,null,"Coincident"]
[null,null,null,"Raw Adjusted MD","MW","Non-Coincident"]
[null,null,null,null,null,"Coincident"]
[null,null,null,"Raw Adjusted MD","MVA","Non-Coincident"]
[null,null,null,null,null,"Coincident"]
[null,null,null,"Date MD occurred",null,"Non-Coincident"]
[null,null,null,null,null,"Coincident"]
[null,null,null,"Half hour time period MD occurred",null,"Non-Coincident"]
[null,null,null,null,null,"Coincident"]
[null,null,null,"Winter/Summer Peaking",null,"Non-Coincident"]
[null,null,null,null,null,"Coincident"]
[null,null,null,"Adjustments - Embedded generation","MW","Non-Coincident"]
[null,null,null,null,null,"Coincident"]
[null,null,null,"Weather Corrected 10% POE","MW","Non-Coincident"]
[null,null,null,null,null,"Coincident"]
[null,null,null,"Weather Corrected MD 10% POE","MVA","Non-Coincident"]
[null,null,null,null,null,"Coincident"]
[null,null,null,"Weather Corrected MD 50% POE","MW","Non-Coincident"]
[null,null,null,null,null,"Coincident"]
[null,null,null,"Weather Corrected MD 50% POE","MVA","Non-Coincident"]
[null,null,null,null,null,"Coincident"]
[null,null,"<Enter substation name>","Substation Rating","MVA","Non-Coincident"]
[null,null,null,null,null,"Coincident"]
[null,null,null,"Raw Adjusted MD","MW","Non-Coincident"]
[null,null,null,null,null,"Coincident"]
[null,null,null,"Raw Adjusted MD","MVA","Non-Coincident"]
[null,null,null,null,null,"Coincident"]
[null,null,null,"Date MD occurred",null,"Non-Coincident"]
[null,null,null,null,null,"Coincident"]
[null,null,null,"Half hour time period MD occurred",null,"Non-Coincident"]
[null,null,null,null,null,"Coincident"]
[null,null,null,"Winter/Summer Peaking",null,"Non-Coincident"]
[null,null,null,null,null,"Coincident"]
[null,null,null,"Adjustments - Embedded generation","MW","Non-Coincident"]
[null,null,null,null,null,"Coincident"]
[null,null,null,"Weather Corrected 10% POE","MW","Non-Coincident"]
[null,null,null,null,null,"Coincident"]
[null,null,null,"Weather Corrected MD 10% POE","MVA","Non-Coincident"]
[null,null,null,null,null,"Coincident"]
[null,null,null,"Weather Corrected MD 50% POE","MW","Non-Coincident"]
[null,null,null,null,null,"Coincident"]
[null,null,null,"Weather Corrected MD 50% POE","MVA","Non-Coincident"]
[null,null,null,null,null,"Coincident"]
[null,null,"<Enter substation name>","Substation Rating","MVA","Non-Coincident"]
[null,null,null,null,null,"Coincident"]
[null,null,null,"Raw Adjusted MD","MW","Non-Coincident"]
[null,null,null,null,null,"Coincident"]
[null,null,null,"Raw Adjusted MD","MVA","Non-Coincident"]
[null,null,null,null,null,"Coincident"]
[null,null,null,"Date MD occurred",null,"Non-Coincident"]
[null,null,null,null,null,"Coincident"]
[null,null,null,"Half hour time period MD occurred",null,"Non-Coincident"]
[null,null,null,null,null,"Coincident"]
[null,null,null,"Winter/Summer Peaking",null,"Non-Coincident"]
[null,null,null,null,null,"Coincident"]
[null,null,null,"Adjustments - Embedded generation","MW","Non-Coincident"]
[null,null,null,null,null,"Coincident"]
[null,null,null,"Weather Corrected 10% POE","MW","Non-Coincident"]
[null,null,null,null,null,"Coincident"]
[null,null,null,"Weather Corrected MD 10% POE","MVA","Non-Coincident"]
[null,null,null,null,null,"Coincident"]
[null,null,null,"Weather Corrected MD 50% POE","MW","Non-Coincident"]
[null,null,null,null,null,"Coincident"]
[null,null,null,"Weather Corrected MD 50% POE","MVA","Non-Coincident"]
[null,null,null,null,null,"Coincident"]
[null,null,"<Enter substation name>","Substation Rating","MVA","Non-Coincident"]
[null,null,null,null,null,"Coincident"]
[null,null,null,"Raw Adjusted MD","MW","Non-Coincident"]
[null,null,null,null,null,"Coincident"]
[null,null,null,"Raw Adjusted MD","MVA","Non-Coincident"]
[null,null,null,null,null,"Coincident"]
[null,null,null,"Date MD occurred",null,"Non-Coincident"]
[null,null,null,null,null,"Coincident"]
[null,null,null,"Half hour time period MD occurred",null,"Non-Coincident"]
[null,null,null,null,null,"Coincident"]
[null,null,null,"Winter/Summer Peaking",null,"Non-Coincident"]
[null,null,null,null,null,"Coincident"]
[null,null,null,"Adjustments - Embedded generation","MW","Non-Coincident"]
[null,null,null,null,null,"Coincident"]
[null,null,null,"Weather Corrected 10% POE","MW","Non-Coincident"]
[null,null,null,null,null,"Coincident"]
[null,null,null,"Weather Corrected MD 10% POE","MVA","Non-Coincident"]
[null,null,null,null,null,"Coincident"]
[null,null,null,"Weather Corrected MD 50% POE","MW","Non-Coincident"]
[null,null,null,null,null,"Coincident"]
[null,null,null,"Weather Corrected MD 50% POE","MVA","Non-Coincident"]
[null,null,null,null,null,"Coincident"]
[null,null,"<Enter substation name>","Substation Rating","MVA","Non-Coincident"]
[null,null,null,null,null,"Coincident"]
[null,null,null,"Raw Adjusted MD","MW","Non-Coincident"]
[null,null,null,null,null,"Coincident"]
[null,null,null,"Raw Adjusted MD","MVA","Non-Coincident"]
[null,null,null,null,null,"Coincident"]
[null,null,null,"Date MD occurred",null,"Non-Coincident"]
[null,null,null,null,null,"Coincident"]
[null,null,null,"Half hour time period MD occurred",null,"Non-Coincident"]
[null,null,null,null,null,"Coincident"]
[null,null,null,"Winter/Summer Peaking",null,"Non-Coincident"]
[null,null,null,null,null,"Coincident"]
[null,null,null,"Adjustments - Embedded generation","MW","Non-Coincident"]
[null,null,null,null,null,"Coincident"]
[null,null,null,"Weather Corrected 10% POE","MW","Non-Coincident"]
[null,null,null,null,null,"Coincident"]
[null,null,null,"Weather Corrected MD 10% POE","MVA","Non-Coincident"]
[null,null,null,null,null,"Coincident"]
[null,null,null,"Weather Corrected MD 50% POE","MW","Non-Coincident"]
[null,null,null,null,null,"Coincident"]
[null,null,null,"Weather Corrected MD 50% POE","MVA","Non-Coincident"]
[null,null,null,null,null,"Coincident"]
[null,null,"<Enter substation name>","Substation Rating","MVA","Non-Coincident"]
[null,null,null,null,null,"Coincident"]
[null,null,null,"Raw Adjusted MD","MW","Non-Coincident"]
[null,null,null,null,null,"Coincident"]
[null,null,null,"Raw Adjusted MD","MVA","Non-Coincident"]
[null,null,null,null,null,"Coincident"]
[null,null,null,"Date MD occurred",null,"Non-Coincident"]
[null,null,null,null,null,"Coincident"]
[null,null,null,"Half hour time period MD occurred",null,"Non-Coincident"]
[null,null,null,null,null,"Coincident"]
[null,null,null,"Winter/Summer Peaking",null,"Non-Coincident"]
[null,null,null,null,null,"Coincident"]
[null,null,null,"Adjustments - Embedded generation","MW","Non-Coincident"]
[null,null,null,null,null,"Coincident"]
[null,null,null,"Weather Corrected 10% POE","MW","Non-Coincident"]
[null,null,null,null,null,"Coincident"]
[null,null,null,"Weather Corrected MD 10% POE","MVA","Non-Coincident"]
[null,null,null,null,null,"Coincident"]
[null,null,null,"Weather Corrected MD 50% POE","MW","Non-Coincident"]
[null,null,null,null,null,"Coincident"]
[null,null,null,"Weather Corrected MD 50% POE","MVA","Non-Coincident"]
[null,null,null,null,null,"Coincident"]
[null,null,"<Enter substation name>","Substation Rating","MVA","Non-Coincident"]
[null,null,null,null,null,"Coincident"]
[null,null,null,"Raw Adjusted MD","MW","Non-Coincident"]
[null,null,null,null,null,"Coincident"]
[null,null,null,"Raw Adjusted MD","MVA","Non-Coincident"]
[null,null,null,null,null,"Coincident"]
[null,null,null,"Date MD occurred",null,"Non-Coincident"]
[null,null,null,null,null,"Coincident"]
[null,null,null,"Half hour time period MD occurred",null,"Non-Coincident"]
[null,null,null,null,null,"Coincident"]
[null,null,null,"Winter/Summer Peaking",null,"Non-Coincident"]
[null,null,null,null,null,"Coincident"]
[null,null,null,"Adjustments - Embedded generation","MW","Non-Coincident"]
[null,null,null,null,null,"Coincident"]
[null,null,null,"Weather Corrected 10% POE","MW","Non-Coincident"]
[null,null,null,null,null,"Coincident"]
[null,null,null,"Weather Corrected MD 10% POE","MVA","Non-Coincident"]
[null,null,null,null,null,"Coincident"]
[null,null,null,"Weather Corrected MD 50% POE","MW","Non-Coincident"]
[null,null,null,null,null,"Coincident"]
[null,null,null,"Weather Corrected MD 50% POE","MVA","Non-Coincident"]
[null,null,null,null,null,"Coincident"]
[null,null,"<Enter substation name>","Substation Rating","MVA","Non-Coincident"]
[null,null,null,null,null,"Coincident"]
[null,null,null,"Raw Adjusted MD","MW","Non-Coincident"]
[null,null,null,null,null,"Coincident"]
[null,null,null,"Raw Adjusted MD","MVA","Non-Coincident"]
[null,null,null,null,null,"Coincident"]
[null,null,null,"Date MD occurred",null,"Non-Coincident"]
[null,null,null,null,null,"Coincident"]
[null,null,null,"Half hour time period MD occurred",null,"Non-Coincident"]
[null,null,null,null,null,"Coincident"]
[null,null,null,"Winter/Summer Peaking",null,"Non-Coincident"]
[null,null,null,null,null,"Coincident"]
[null,null,null,"Adjustments - Embedded generation","MW","Non-Coincident"]
[null,null,null,null,null,"Coincident"]
[null,null,null,"Weather Corrected 10% POE","MW","Non-Coincident"]
[null,null,null,null,null,"Coincident"]
[null,null,null,"Weather Corrected MD 10% POE","MVA","Non-Coincident"]
[null,null,null,null,null,"Coincident"]
[null,null,null,"Weather Corrected MD 50% POE","MW","Non-Coincident"]
[null,null,null,null,null,"Coincident"]
[null,null,null,"Weather Corrected MD 50% POE","MVA","Non-Coincident"]
[null,null,null,null,null,"Coincident"]
[null,null,"<Enter substation name>","Substation Rating","MVA","Non-Coincident"]
[null,null,null,null,null,"Coincident"]
[null,null,null,"Raw Adjusted MD","MW","Non-Coincident"]
[null,null,null,null,null,"Coincident"]
[null,null,null,"Raw Adjusted MD","MVA","Non-Coincident"]
[null,null,null,null,null,"Coincident"]
[null,null,null,"Date MD occurred",null,"Non-Coincident"]
[null,null,null,null,null,"Coincident"]
[null,null,null,"Half hour time period MD occurred",null,"Non-Coincident"]
[null,null,null,null,null,"Coincident"]
[null,null,null,"Winter/Summer Peaking",null,"Non-Coincident"]
[null,null,null,null,null,"Coincident"]
[null,null,null,"Adjustments - Embedded generation","MW","Non-Coincident"]
[null,null,null,null,null,"Coincident"]
[null,null,null,"Weather Corrected 10% POE","MW","Non-Coincident"]
[null,null,null,null,null,"Coincident"]
[null,null,null,"Weather Corrected MD 10% POE","MVA","Non-Coincident"]
[null,null,null,null,null,"Coincident"]
[null,null,null,"Weather Corrected MD 50% POE","MW","Non-Coincident"]
[null,null,null,null,null,"Coincident"]
[null,null,null,"Weather Corrected MD 50% POE","MVA","Non-Coincident"]
[null,null,null,null,null,"Coincident"]
[null,null,"<Enter substation name>","Substation Rating","MVA","Non-Coincident"]
[null,null,null,null,null,"Coincident"]
[null,null,null,"Raw Adjusted MD","MW","Non-Coincident"]
[null,null,null,null,null,"Coincident"]
[null,null,null,"Raw Adjusted MD","MVA","Non-Coincident"]
[null,null,null,null,null,"Coincident"]
[null,null,null,"Date MD occurred",null,"Non-Coincident"]
[null,null,null,null,null,"Coincident"]
[null,null,null,"Half hour time period MD occurred",null,"Non-Coincident"]
[null,null,null,null,null,"Coincident"]
[null,null,null,"Winter/Summer Peaking",null,"Non-Coincident"]
[null,null,null,null,null,"Coincident"]
[null,null,null,"Adjustments - Embedded generation","MW","Non-Coincident"]
[null,null,null,null,null,"Coincident"]
[null,null,null,"Weather Corrected 10% POE","MW","Non-Coincident"]
[null,null,null,null,null,"Coincident"]
[null,null,null,"Weather Corrected MD 10% POE","MVA","Non-Coincident"]
[null,null,null,null,null,"Coincident"]
[null,null,null,"Weather Corrected MD 50% POE","MW","Non-Coincident"]
[null,null,null,null,null,"Coincident"]
[null,null,null,"Weather Corrected MD 50% POE","MVA","Non-Coincident"]
[null,null,null,null,null,"Coincident"]
[null,null,"<Enter substation name>","Substation Rating","MVA","Non-Coincident"]
[null,null,null,null,null,"Coincident"]
[null,null,null,"Raw Adjusted MD","MW","Non-Coincident"]
[null,null,null,null,null,"Coincident"]
[null,null,null,"Raw Adjusted MD","MVA","Non-Coincident"]
[null,null,null,null,null,"Coincident"]
[null,null,null,"Date MD occurred",null,"Non-Coincident"]
[null,null,null,null,null,"Coincident"]
[null,null,null,"Half hour time period MD occurred",null,"Non-Coincident"]
[null,null,null,null,null,"Coincident"]
[null,null,null,"Winter/Summer Peaking",null,"Non-Coincident"]
[null,null,null,null,null,"Coincident"]
[null,null,null,"Adjustments - Embedded generation","MW","Non-Coincident"]
[null,null,null,null,null,"Coincident"]
[null,null,null,"Weather Corrected 10% POE","MW","Non-Coincident"]
[null,null,null,null,null,"Coincident"]
[null,null,null,"Weather Corrected MD 10% POE","MVA","Non-Coincident"]
[null,null,null,null,null,"Coincident"]
[null,null,null,"Weather Corrected MD 50% POE","MW","Non-Coincident"]
[null,null,null,null,null,"Coincident"]
[null,null,null,"Weather Corrected MD 50% POE","MVA","Non-Coincident"]
[null,null,null,null,null,"Coincident"]
[null,null,"<Enter substation name>","Substation Rating","MVA","Non-Coincident"]
[null,null,null,null,null,"Coincident"]
[null,null,null,"Raw Adjusted MD","MW","Non-Coincident"]
[null,null,null,null,null,"Coincident"]
[null,null,null,"Raw Adjusted MD","MVA","Non-Coincident"]
[null,null,null,null,null,"Coincident"]
[null,null,null,"Date MD occurred",null,"Non-Coincident"]
[null,null,null,null,null,"Coincident"]
[null,null,null,"Half hour time period MD occurred",null,"Non-Coincident"]
[null,null,null,null,null,"Coincident"]
[null,null,null,"Winter/Summer Peaking",null,"Non-Coincident"]
[null,null,null,null,null,"Coincident"]
[null,null,null,"Adjustments - Embedded generation","MW","Non-Coincident"]
[null,null,null,null,null,"Coincident"]
[null,null,null,"Weather Corrected 10% POE","MW","Non-Coincident"]
[null,null,null,null,null,"Coincident"]
[null,null,null,"Weather Corrected MD 10% POE","MVA","Non-Coincident"]
[null,null,null,null,null,"Coincident"]
[null,null,null,"Weather Corrected MD 50% POE","MW","Non-Coincident"]
[null,null,null,null,null,"Coincident"]
[null,null,null,"Weather Corrected MD 50% POE","MVA","Non-Coincident"]
[null,null,null,null,null,"Coincident"]
[null,null,"<Enter substation name>","Substation Rating","MVA","Non-Coincident"]
[null,null,null,null,null,"Coincident"]
[null,null,null,"Raw Adjusted MD","MW","Non-Coincident"]
[null,null,null,null,null,"Coincident"]
[null,null,null,"Raw Adjusted MD","MVA","Non-Coincident"]
[null,null,null,null,null,"Coincident"]
[null,null,null,"Date MD occurred",null,"Non-Coincident"]
[null,null,null,null,null,"Coincident"]
[null,null,null,"Half hour time period MD occurred",null,"Non-Coincident"]
[null,null,null,null,null,"Coincident"]
[null,null,null,"Winter/Summer Peaking",null,"Non-Coincident"]
[null,null,null,null,null,"Coincident"]
[null,null,null,"Adjustments - Embedded generation","MW","Non-Coincident"]
[null,null,null,null,null,"Coincident"]
[null,null,null,"Weather Corrected 10% POE","MW","Non-Coincident"]
[null,null,null,null,null,"Coincident"]
[null,null,null,"Weather Corrected MD 10% POE","MVA","Non-Coincident"]
[null,null,null,null,null,"Coincident"]
[null,null,null,"Weather Corrected MD 50% POE","MW","Non-Coincident"]
[null,null,null,null,null,"Coincident"]
[null,null,null,"Weather Corrected MD 50% POE","MVA","Non-Coincident"]
[null,null,null,null,null,"Coincident"]
[null,null,"<Enter substation name>","Substation Rating","MVA","Non-Coincident"]
[null,null,null,null,null,"Coincident"]
[null,null,null,"Raw Adjusted MD","MW","Non-Coincident"]
[null,null,null,null,null,"Coincident"]
[null,null,null,"Raw Adjusted MD","MVA","Non-Coincident"]
[null,null,null,null,null,"Coincident"]
[null,null,null,"Date MD occurred",null,"Non-Coincident"]
[null,null,null,null,null,"Coincident"]
[null,null,null,"Half hour time period MD occurred",null,"Non-Coincident"]
[null,null,null,null,null,"Coincident"]
[null,null,null,"Winter/Summer Peaking",null,"Non-Coincident"]
[null,null,null,null,null,"Coincident"]
[null,null,null,"Adjustments - Embedded generation","MW","Non-Coincident"]
[null,null,null,null,null,"Coincident"]
[null,null,null,"Weather Corrected 10% POE","MW","Non-Coincident"]
[null,null,null,null,null,"Coincident"]
[null,null,null,"Weather Corrected MD 10% POE","MVA","Non-Coincident"]
[null,null,null,null,null,"Coincident"]
[null,null,null,"Weather Corrected MD 50% POE","MW","Non-Coincident"]
[null,null,null,null,null,"Coincident"]
[null,null,null,"Weather Corrected MD 50% POE","MVA","Non-Coincident"]
[null,null,null,null,null,"Coincident"]
[null,null,"<Enter substation name>","Substation Rating","MVA","Non-Coincident"]
[null,null,null,null,null,"Coincident"]
[null,null,null,"Raw Adjusted MD","MW","Non-Coincident"]
[null,null,null,null,null,"Coincident"]
[null,null,null,"Raw Adjusted MD","MVA","Non-Coincident"]
[null,null,null,null,null,"Coincident"]
[null,null,null,"Date MD occurred",null,"Non-Coincident"]
[null,null,null,null,null,"Coincident"]
[null,null,null,"Half hour time period MD occurred",null,"Non-Coincident"]
[null,null,null,null,null,"Coincident"]
[null,null,null,"Winter/Summer Peaking",null,"Non-Coincident"]
[null,null,null,null,null,"Coincident"]
[null,null,null,"Adjustments - Embedded generation","MW","Non-Coincident"]
[null,null,null,null,null,"Coincident"]
[null,null,null,"Weather Corrected 10% POE","MW","Non-Coincident"]
[null,null,null,null,null,"Coincident"]
[null,null,null,"Weather Corrected MD 10% POE","MVA","Non-Coincident"]
[null,null,null,null,null,"Coincident"]
[null,null,null,"Weather Corrected MD 50% POE","MW","Non-Coincident"]
[null,null,null,null,null,"Coincident"]
[null,null,null,"Weather Corrected MD 50% POE","MVA","Non-Coincident"]
[null,null,null,null,null,"Coincident"]
[null,null,"<Enter substation name>","Substation Rating","MVA","Non-Coincident"]
[null,null,null,null,null,"Coincident"]
[null,null,null,"Raw Adjusted MD","MW","Non-Coincident"]
[null,null,null,null,null,"Coincident"]
[null,null,null,"Raw Adjusted MD","MVA","Non-Coincident"]
[null,null,null,null,null,"Coincident"]
[null,null,null,"Date MD occurred",null,"Non-Coincident"]
[null,null,null,null,null,"Coincident"]
[null,null,null,"Half hour time period MD occurred",null,"Non-Coincident"]
[null,null,null,null,null,"Coincident"]
[null,null,null,"Winter/Summer Peaking",null,"Non-Coincident"]
[null,null,null,null,null,"Coincident"]
[null,null,null,"Adjustments - Embedded generation","MW","Non-Coincident"]
[null,null,null,null,null,"Coincident"]
[null,null,null,"Weather Corrected 10% POE","MW","Non-Coincident"]
[null,null,null,null,null,"Coincident"]
[null,null,null,"Weather Corrected MD 10% POE","MVA","Non-Coincident"]
[null,null,null,null,null,"Coincident"]
[null,null,null,"Weather Corrected MD 50% POE","MW","Non-Coincident"]
[null,null,null,null,null,"Coincident"]
[null,null,null,"Weather Corrected MD 50% POE","MVA","Non-Coincident"]
[null,null,null,null,null,"Coincident"]
[null,null,"<Enter substation name>","Substation Rating","MVA","Non-Coincident"]
[null,null,null,null,null,"Coincident"]
[null,null,null,"Raw Adjusted MD","MW","Non-Coincident"]
[null,null,null,null,null,"Coincident"]
[null,null,null,"Raw Adjusted MD","MVA","Non-Coincident"]
[null,null,null,null,null,"Coincident"]
[null,null,null,"Date MD occurred",null,"Non-Coincident"]
[null,null,null,null,null,"Coincident"]
[null,null,null,"Half hour time period MD occurred",null,"Non-Coincident"]
[null,null,null,null,null,"Coincident"]
[null,null,null,"Winter/Summer Peaking",null,"Non-Coincident"]
[null,null,null,null,null,"Coincident"]
[null,null,null,"Adjustments - Embedded generation","MW","Non-Coincident"]
[null,null,null,null,null,"Coincident"]
[null,null,null,"Weather Corrected 10% POE","MW","Non-Coincident"]
[null,null,null,null,null,"Coincident"]
[null,null,null,"Weather Corrected MD 10% POE","MVA","Non-Coincident"]
[null,null,null,null,null,"Coincident"]
[null,null,null,"Weather Corrected MD 50% POE","MW","Non-Coincident"]
[null,null,null,null,null,"Coincident"]
[null,null,null,"Weather Corrected MD 50% POE","MVA","Non-Coincident"]
[null,null,null,null,null,"Coincident"]
[null,null,"<Enter substation name>","Substation Rating","MVA","Non-Coincident"]
[null,null,null,null,null,"Coincident"]
[null,null,null,"Raw Adjusted MD","MW","Non-Coincident"]
[null,null,null,null,null,"Coincident"]
[null,null,null,"Raw Adjusted MD","MVA","Non-Coincident"]
[null,null,null,null,null,"Coincident"]
[null,null,null,"Date MD occurred",null,"Non-Coincident"]
[null,null,null,null,null,"Coincident"]
[null,null,null,"Half hour time period MD occurred",null,"Non-Coincident"]
[null,null,null,null,null,"Coincident"]
[null,null,null,"Winter/Summer Peaking",null,"Non-Coincident"]
[null,null,null,null,null,"Coincident"]
[null,null,null,"Adjustments - Embedded generation","MW","Non-Coincident"]
[null,null,null,null,null,"Coincident"]
[null,null,null,"Weather Corrected 10% POE","MW","Non-Coincident"]
[null,null,null,null,null,"Coincident"]
[null,null,null,"Weather Corrected MD 10% POE","MVA","Non-Coincident"]
[null,null,null,null,null,"Coincident"]
[null,null,null,"Weather Corrected MD 50% POE","MW","Non-Coincident"]
[null,null,null,null,null,"Coincident"]
[null,null,null,"Weather Corrected MD 50% POE","MVA","Non-Coincident"]
[null,null,null,null,null,"Coincident"]
[null,null,"<Enter substation name>","Substation Rating","MVA","Non-Coincident"]
[null,null,null,null,null,"Coincident"]
[null,null,null,"Raw Adjusted MD","MW","Non-Coincident"]
[null,null,null,null,null,"Coincident"]
[null,null,null,"Raw Adjusted MD","MVA","Non-Coincident"]
[null,null,null,null,null,"Coincident"]
[null,null,null,"Date MD occurred",null,"Non-Coincident"]
[null,null,null,null,null,"Coincident"]
[null,null,null,"Half hour time period MD occurred",null,"Non-Coincident"]
[null,null,null,null,null,"Coincident"]
[null,null,null,"Winter/Summer Peaking",null,"Non-Coincident"]
[null,null,null,null,null,"Coincident"]
[null,null,null,"Adjustments - Embedded generation","MW","Non-Coincident"]
[null,null,null,null,null,"Coincident"]
[null,null,null,"Weather Corrected 10% POE","MW","Non-Coincident"]
[null,null,null,null,null,"Coincident"]
[null,null,null,"Weather Corrected MD 10% POE","MVA","Non-Coincident"]
[null,null,null,null,null,"Coincident"]
[null,null,null,"Weather Corrected MD 50% POE","MW","Non-Coincident"]
[null,null,null,null,null,"Coincident"]
[null,null,null,"Weather Corrected MD 50% POE","MVA","Non-Coincident"]
[null,null,null,null,null,"Coincident"]
[null,null,"<Enter substation name>","Substation Rating","MVA","Non-Coincident"]
[null,null,null,null,null,"Coincident"]
[null,null,null,"Raw Adjusted MD","MW","Non-Coincident"]
[null,null,null,null,null,"Coincident"]
[null,null,null,"Raw Adjusted MD","MVA","Non-Coincident"]
[null,null,null,null,null,"Coincident"]
[null,null,null,"Date MD occurred",null,"Non-Coincident"]
[null,null,null,null,null,"Coincident"]
[null,null,null,"Half hour time period MD occurred",null,"Non-Coincident"]
[null,null,null,null,null,"Coincident"]
[null,null,null,"Winter/Summer Peaking",null,"Non-Coincident"]
[null,null,null,null,null,"Coincident"]
[null,null,null,"Adjustments - Embedded generation","MW","Non-Coincident"]
[null,null,null,null,null,"Coincident"]
[null,null,null,"Weather Corrected 10% POE","MW","Non-Coincident"]
[null,null,null,null,null,"Coincident"]
[null,null,null,"Weather Corrected MD 10% POE","MVA","Non-Coincident"]
[null,null,null,null,null,"Coincident"]
[null,null,null,"Weather Corrected MD 50% POE","MW","Non-Coincident"]
[null,null,null,null,null,"Coincident"]
[null,null,null,"Weather Corrected MD 50% POE","MVA","Non-Coincident"]
[null,null,null,null,null,"Coincident"]
[null,null,"<Enter substation name>","Substation Rating","MVA","Non-Coincident"]
[null,null,null,null,null,"Coincident"]
[null,null,null,"Raw Adjusted MD","MW","Non-Coincident"]
[null,null,null,null,null,"Coincident"]
[null,null,null,"Raw Adjusted MD","MVA","Non-Coincident"]
[null,null,null,null,null,"Coincident"]
[null,null,null,"Date MD occurred",null,"Non-Coincident"]
[null,null,null,null,null,"Coincident"]
[null,null,null,"Half hour time period MD occurred",null,"Non-Coincident"]
[null,null,null,null,null,"Coincident"]
[null,null,null,"Winter/Summer Peaking",null,"Non-Coincident"]
[null,null,null,null,null,"Coincident"]
[null,null,null,"Adjustments - Embedded generation","MW","Non-Coincident"]
[null,null,null,null,null,"Coincident"]
[null,null,null,"Weather Corrected 10% POE","MW","Non-Coincident"]
[null,null,null,null,null,"Coincident"]
[null,null,null,"Weather Corrected MD 10% POE","MVA","Non-Coincident"]
[null,null,null,null,null,"Coincident"]
[null,null,null,"Weather Corrected MD 50% POE","MW","Non-Coincident"]
[null,null,null,null,null,"Coincident"]
[null,null,null,"Weather Corrected MD 50% POE","MVA","Non-Coincident"]
[null,null,null,null,null,"Coincident"]
[null,null,"<Enter substation name>","Substation Rating","MVA","Non-Coincident"]
[null,null,null,null,null,"Coincident"]
[null,null,null,"Raw Adjusted MD","MW","Non-Coincident"]
[null,null,null,null,null,"Coincident"]
[null,null,null,"Raw Adjusted MD","MVA","Non-Coincident"]
[null,null,null,null,null,"Coincident"]
[null,null,null,"Date MD occurred",null,"Non-Coincident"]
[null,null,null,null,null,"Coincident"]
[null,null,null,"Half hour time period MD occurred",null,"Non-Coincident"]
[null,null,null,null,null,"Coincident"]
[null,null,null,"Winter/Summer Peaking",null,"Non-Coincident"]
[null,null,null,null,null,"Coincident"]
[null,null,null,"Adjustments - Embedded generation","MW","Non-Coincident"]
[null,null,null,null,null,"Coincident"]
[null,null,null,"Weather Corrected 10% POE","MW","Non-Coincident"]
[null,null,null,null,null,"Coincident"]
[null,null,null,"Weather Corrected MD 10% POE","MVA","Non-Coincident"]
[null,null,null,null,null,"Coincident"]
[null,null,null,"Weather Corrected MD 50% POE","MW","Non-Coincident"]
[null,null,null,null,null,"Coincident"]
[null,null,null,"Weather Corrected MD 50% POE","MVA","Non-Coincident"]
[null,null,null,null,null,"Coincident"]
[null,null,"<Enter substation name>","Substation Rating","MVA","Non-Coincident"]
[null,null,null,null,null,"Coincident"]
[null,null,null,"Raw Adjusted MD","MW","Non-Coincident"]
[null,null,null,null,null,"Coincident"]
[null,null,null,"Raw Adjusted MD","MVA","Non-Coincident"]
[null,null,null,null,null,"Coincident"]
[null,null,null,"Date MD occurred",null,"Non-Coincident"]
[null,null,null,null,null,"Coincident"]
[null,null,null,"Half hour time period MD occurred",null,"Non-Coincident"]
[null,null,null,null,null,"Coincident"]
[null,null,null,"Winter/Summer Peaking",null,"Non-Coincident"]
[null,null,null,null,null,"Coincident"]
[null,null,null,"Adjustments - Embedded generation","MW","Non-Coincident"]
[null,null,null,null,null,"Coincident"]
[null,null,null,"Weather Corrected 10% POE","MW","Non-Coincident"]
[null,null,null,null,null,"Coincident"]
[null,null,null,"Weather Corrected MD 10% POE","MVA","Non-Coincident"]
[null,null,null,null,null,"Coincident"]
[null,null,null,"Weather Corrected MD 50% POE","MW","Non-Coincident"]
[null,null,null,null,null,"Coincident"]
[null,null,null,"Weather Corrected MD 50% POE","MVA","Non-Coincident"]
[null,null,null,null,null,"Coincident"]
[null,null,"<Enter substation name>","Substation Rating","MVA","Non-Coincident"]
[null,null,null,null,null,"Coincident"]
[null,null,null,"Raw Adjusted MD","MW","Non-Coincident"]
[null,null,null,null,null,"Coincident"]
[null,null,null,"Raw Adjusted MD","MVA","Non-Coincident"]
[null,null,null,null,null,"Coincident"]
[null,null,null,"Date MD occurred",null,"Non-Coincident"]
[null,null,null,null,null,"Coincident"]
[null,null,null,"Half hour time period MD occurred",null,"Non-Coincident"]
[null,null,null,null,null,"Coincident"]
[null,null,null,"Winter/Summer Peaking",null,"Non-Coincident"]
[null,null,null,null,null,"Coincident"]
[null,null,null,"Adjustments - Embedded generation","MW","Non-Coincident"]
[null,null,null,null,null,"Coincident"]
[null,null,null,"Weather Corrected 10% POE","MW","Non-Coincident"]
[null,null,null,null,null,"Coincident"]
[null,null,null,"Weather Corrected MD 10% POE","MVA","Non-Coincident"]
[null,null,null,null,null,"Coincident"]
[null,null,null,"Weather Corrected MD 50% POE","MW","Non-Coincident"]
[null,null,null,null,null,"Coincident"]
[null,null,null,"Weather Corrected MD 50% POE","MVA","Non-Coincident"]
[null,null,null,null,null,"Coincident"]
[null,null,"<Enter substation name>","Substation Rating","MVA","Non-Coincident"]
[null,null,null,null,null,"Coincident"]
[null,null,null,"Raw Adjusted MD","MW","Non-Coincident"]
[null,null,null,null,null,"Coincident"]
[null,null,null,"Raw Adjusted MD","MVA","Non-Coincident"]
[null,null,null,null,null,"Coincident"]
[null,null,null,"Date MD occurred",null,"Non-Coincident"]
[null,null,null,null,null,"Coincident"]
[null,null,null,"Half hour time period MD occurred",null,"Non-Coincident"]
[null,null,null,null,null,"Coincident"]
[null,null,null,"Winter/Summer Peaking",null,"Non-Coincident"]
[null,null,null,null,null,"Coincident"]
[null,null,null,"Adjustments - Embedded generation","MW","Non-Coincident"]
[null,null,null,null,null,"Coincident"]
[null,null,null,"Weather Corrected 10% POE","MW","Non-Coincident"]
[null,null,null,null,null,"Coincident"]
[null,null,null,"Weather Corrected MD 10% POE","MVA","Non-Coincident"]
[null,null,null,null,null,"Coincident"]
[null,null,null,"Weather Corrected MD 50% POE","MW","Non-Coincident"]
[null,null,null,null,null,"Coincident"]
[null,null,null,"Weather Corrected MD 50% POE","MVA","Non-Coincident"]
[null,null,null,null,null,"Coincident"]
[null,null,"<Enter substation name>","Substation Rating","MVA","Non-Coincident"]
[null,null,null,null,null,"Coincident"]
[null,null,null,"Raw Adjusted MD","MW","Non-Coincident"]
[null,null,null,null,null,"Coincident"]
[null,null,null,"Raw Adjusted MD","MVA","Non-Coincident"]
[null,null,null,null,null,"Coincident"]
[null,null,null,"Date MD occurred",null,"Non-Coincident"]
[null,null,null,null,null,"Coincident"]
[null,null,null,"Half hour time period MD occurred",null,"Non-Coincident"]
[null,null,null,null,null,"Coincident"]
[null,null,null,"Winter/Summer Peaking",null,"Non-Coincident"]
[null,null,null,null,null,"Coincident"]
[null,null,null,"Adjustments - Embedded generation","MW","Non-Coincident"]
[null,null,null,null,null,"Coincident"]
[null,null,null,"Weather Corrected 10% POE","MW","Non-Coincident"]
[null,null,null,null,null,"Coincident"]
[null,null,null,"Weather Corrected MD 10% POE","MVA","Non-Coincident"]
[null,null,null,null,null,"Coincident"]
[null,null,null,"Weather Corrected MD 50% POE","MW","Non-Coincident"]
[null,null,null,null,null,"Coincident"]
[null,null,null,"Weather Corrected MD 50% POE","MVA","Non-Coincident"]
[null,null,null,null,null,"Coincident"]
[null,null,"<Enter substation name>","Substation Rating","MVA","Non-Coincident"]
[null,null,null,null,null,"Coincident"]
[null,null,null,"Raw Adjusted MD","MW","Non-Coincident"]
[null,null,null,null,null,"Coincident"]
[null,null,null,"Raw Adjusted MD","MVA","Non-Coincident"]
[null,null,null,null,null,"Coincident"]
[null,null,null,"Date MD occurred",null,"Non-Coincident"]
[null,null,null,null,null,"Coincident"]
[null,null,null,"Half hour time period MD occurred",null,"Non-Coincident"]
[null,null,null,null,null,"Coincident"]
[null,null,null,"Winter/Summer Peaking",null,"Non-Coincident"]
[null,null,null,null,null,"Coincident"]
[null,null,null,"Adjustments - Embedded generation","MW","Non-Coincident"]
[null,null,null,null,null,"Coincident"]
[null,null,null,"Weather Corrected 10% POE","MW","Non-Coincident"]
[null,null,null,null,null,"Coincident"]
[null,null,null,"Weather Corrected MD 10% POE","MVA","Non-Coincident"]
[null,null,null,null,null,"Coincident"]
[null,null,null,"Weather Corrected MD 50% POE","MW","Non-Coincident"]
[null,null,null,null,null,"Coincident"]
[null,null,null,"Weather Corrected MD 50% POE","MVA","Non-Coincident"]
[null,null,null,null,null,"Coincident"]
[null,null,"<Enter substation name>","Substation Rating","MVA","Non-Coincident"]
[null,null,null,null,null,"Coincident"]
[null,null,null,"Raw Adjusted MD","MW","Non-Coincident"]
[null,null,null,null,null,"Coincident"]
[null,null,null,"Raw Adjusted MD","MVA","Non-Coincident"]
[null,null,null,null,null,"Coincident"]
[null,null,null,"Date MD occurred",null,"Non-Coincident"]
[null,null,null,null,null,"Coincident"]
[null,null,null,"Half hour time period MD occurred",null,"Non-Coincident"]
[null,null,null,null,null,"Coincident"]
[null,null,null,"Winter/Summer Peaking",null,"Non-Coincident"]
[null,null,null,null,null,"Coincident"]
[null,null,null,"Adjustments - Embedded generation","MW","Non-Coincident"]
[null,null,null,null,null,"Coincident"]
[null,null,null,"Weather Corrected 10% POE","MW","Non-Coincident"]
[null,null,null,null,null,"Coincident"]
[null,null,null,"Weather Corrected MD 10% POE","MVA","Non-Coincident"]
[null,null,null,null,null,"Coincident"]
[null,null,null,"Weather Corrected MD 50% POE","MW","Non-Coincident"]
[null,null,null,null,null,"Coincident"]
[null,null,null,"Weather Corrected MD 50% POE","MVA","Non-Coincident"]
[null,null,null,null,null,"Coincident"]
[null,null,"<Enter substation name>","Substation Rating","MVA","Non-Coincident"]
[null,null,null,null,null,"Coincident"]
[null,null,null,"Raw Adjusted MD","MW","Non-Coincident"]
[null,null,null,null,null,"Coincident"]
[null,null,null,"Raw Adjusted MD","MVA","Non-Coincident"]
[null,null,null,null,null,"Coincident"]
[null,null,null,"Date MD occurred",null,"Non-Coincident"]
[null,null,null,null,null,"Coincident"]
[null,null,null,"Half hour time period MD occurred",null,"Non-Coincident"]
[null,null,null,null,null,"Coincident"]
[null,null,null,"Winter/Summer Peaking",null,"Non-Coincident"]
[null,null,null,null,null,"Coincident"]
[null,null,null,"Adjustments - Embedded generation","MW","Non-Coincident"]
[null,null,null,null,null,"Coincident"]
[null,null,null,"Weather Corrected 10% POE","MW","Non-Coincident"]
[null,null,null,null,null,"Coincident"]
[null,null,null,"Weather Corrected MD 10% POE","MVA","Non-Coincident"]
[null,null,null,null,null,"Coincident"]
[null,null,null,"Weather Corrected MD 50% POE","MW","Non-Coincident"]
[null,null,null,null,null,"Coincident"]
[null,null,null,"Weather Corrected MD 50% POE","MVA","Non-Coincident"]
[null,null,null,null,null,"Coincident"]
[null,null,"<Enter substation name>","Substation Rating","MVA","Non-Coincident"]
[null,null,null,null,null,"Coincident"]
[null,null,null,"Raw Adjusted MD","MW","Non-Coincident"]
[null,null,null,null,null,"Coincident"]
[null,null,null,"Raw Adjusted MD","MVA","Non-Coincident"]
[null,null,null,null,null,"Coincident"]
[null,null,null,"Date MD occurred",null,"Non-Coincident"]
[null,null,null,null,null,"Coincident"]
[null,null,null,"Half hour time period MD occurred",null,"Non-Coincident"]
[null,null,null,null,null,"Coincident"]
[null,null,null,"Winter/Summer Peaking",null,"Non-Coincident"]
[null,null,null,null,null,"Coincident"]
[null,null,null,"Adjustments - Embedded generation","MW","Non-Coincident"]
[null,null,null,null,null,"Coincident"]
[null,null,null,"Weather Corrected 10% POE","MW","Non-Coincident"]
[null,null,null,null,null,"Coincident"]
[null,null,null,"Weather Corrected MD 10% POE","MVA","Non-Coincident"]
[null,null,null,null,null,"Coincident"]
[null,null,null,"Weather Corrected MD 50% POE","MW","Non-Coincident"]
[null,null,null,null,null,"Coincident"]
[null,null,null,"Weather Corrected MD 50% POE","MVA","Non-Coincident"]
[null,null,null,null,null,"Coincident"]
[null,null,"<Enter substation name>","Substation Rating","MVA","Non-Coincident"]
[null,null,null,null,null,"Coincident"]
[null,null,null,"Raw Adjusted MD","MW","Non-Coincident"]
[null,null,null,null,null,"Coincident"]
[null,null,null,"Raw Adjusted MD","MVA","Non-Coincident"]
[null,null,null,null,null,"Coincident"]
[null,null,null,"Date MD occurred",null,"Non-Coincident"]
[null,null,null,null,null,"Coincident"]
[null,null,null,"Half hour time period MD occurred",null,"Non-Coincident"]
[null,null,null,null,null,"Coincident"]
[null,null,null,"Winter/Summer Peaking",null,"Non-Coincident"]
[null,null,null,null,null,"Coincident"]
[null,null,null,"Adjustments - Embedded generation","MW","Non-Coincident"]
[null,null,null,null,null,"Coincident"]
[null,null,null,"Weather Corrected 10% POE","MW","Non-Coincident"]
[null,null,null,null,null,"Coincident"]
[null,null,null,"Weather Corrected MD 10% POE","MVA","Non-Coincident"]
[null,null,null,null,null,"Coincident"]
[null,null,null,"Weather Corrected MD 50% POE","MW","Non-Coincident"]
[null,null,null,null,null,"Coincident"]
[null,null,null,"Weather Corrected MD 50% POE","MVA","Non-Coincident"]
[null,null,null,null,null,"Coincident"]
[null,null,"<Enter substation name>","Substation Rating","MVA","Non-Coincident"]
[null,null,null,null,null,"Coincident"]
[null,null,null,"Raw Adjusted MD","MW","Non-Coincident"]
[null,null,null,null,null,"Coincident"]
[null,null,null,"Raw Adjusted MD","MVA","Non-Coincident"]
[null,null,null,null,null,"Coincident"]
[null,null,null,"Date MD occurred",null,"Non-Coincident"]
[null,null,null,null,null,"Coincident"]
[null,null,null,"Half hour time period MD occurred",null,"Non-Coincident"]
[null,null,null,null,null,"Coincident"]
[null,null,null,"Winter/Summer Peaking",null,"Non-Coincident"]
[null,null,null,null,null,"Coincident"]
[null,null,null,"Adjustments - Embedded generation","MW","Non-Coincident"]
[null,null,null,null,null,"Coincident"]
[null,null,null,"Weather Corrected 10% POE","MW","Non-Coincident"]
[null,null,null,null,null,"Coincident"]
[null,null,null,"Weather Corrected MD 10% POE","MVA","Non-Coincident"]
[null,null,null,null,null,"Coincident"]
[null,null,null,"Weather Corrected MD 50% POE","MW","Non-Coincident"]
[null,null,null,null,null,"Coincident"]
[null,null,null,"Weather Corrected MD 50% POE","MVA","Non-Coincident"]
[null,null,null,null,null,"Coincident"]
[null,null,"<Enter substation name>","Substation Rating","MVA","Non-Coincident"]
[null,null,null,null,null,"Coincident"]
[null,null,null,"Raw Adjusted MD","MW","Non-Coincident"]
[null,null,null,null,null,"Coincident"]
[null,null,null,"Raw Adjusted MD","MVA","Non-Coincident"]
[null,null,null,null,null,"Coincident"]
[null,null,null,"Date MD occurred",null,"Non-Coincident"]
[null,null,null,null,null,"Coincident"]
[null,null,null,"Half hour time period MD occurred",null,"Non-Coincident"]
[null,null,null,null,null,"Coincident"]
[null,null,null,"Winter/Summer Peaking",null,"Non-Coincident"]
[null,null,null,null,null,"Coincident"]
[null,null,null,"Adjustments - Embedded generation","MW","Non-Coincident"]
[null,null,null,null,null,"Coincident"]
[null,null,null,"Weather Corrected 10% POE","MW","Non-Coincident"]
[null,null,null,null,null,"Coincident"]
[null,null,null,"Weather Corrected MD 10% POE","MVA","Non-Coincident"]
[null,null,null,null,null,"Coincident"]
[null,null,null,"Weather Corrected MD 50% POE","MW","Non-Coincident"]
[null,null,null,null,null,"Coincident"]
[null,null,null,"Weather Corrected MD 50% POE","MVA","Non-Coincident"]
[null,null,null,null,null,"Coincident"]
[null,null,"<Enter substation name>","Substation Rating","MVA","Non-Coincident"]
[null,null,null,null,null,"Coincident"]
[null,null,null,"Raw Adjusted MD","MW","Non-Coincident"]
[null,null,null,null,null,"Coincident"]
[null,null,null,"Raw Adjusted MD","MVA","Non-Coincident"]
[null,null,null,null,null,"Coincident"]
[null,null,null,"Date MD occurred",null,"Non-Coincident"]
[null,null,null,null,null,"Coincident"]
[null,null,null,"Half hour time period MD occurred",null,"Non-Coincident"]
[null,null,null,null,null,"Coincident"]
[null,null,null,"Winter/Summer Peaking",null,"Non-Coincident"]
[null,null,null,null,null,"Coincident"]
[null,null,null,"Adjustments - Embedded generation","MW","Non-Coincident"]
[null,null,null,null,null,"Coincident"]
[null,null,null,"Weather Corrected 10% POE","MW","Non-Coincident"]
[null,null,null,null,null,"Coincident"]
[null,null,null,"Weather Corrected MD 10% POE","MVA","Non-Coincident"]
[null,null,null,null,null,"Coincident"]
[null,null,null,"Weather Corrected MD 50% POE","MW","Non-Coincident"]
[null,null,null,null,null,"Coincident"]
[null,null,null,"Weather Corrected MD 50% POE","MVA","Non-Coincident"]
[null,null,null,null,null,"Coincident"]
[null,null,"<Enter substation name>","Substation Rating","MVA","Non-Coincident"]
[null,null,null,null,null,"Coincident"]
[null,null,null,"Raw Adjusted MD","MW","Non-Coincident"]
[null,null,null,null,null,"Coincident"]
[null,null,null,"Raw Adjusted MD","MVA","Non-Coincident"]
[null,null,null,null,null,"Coincident"]
[null,null,null,"Date MD occurred",null,"Non-Coincident"]
[null,null,null,null,null,"Coincident"]
[null,null,null,"Half hour time period MD occurred",null,"Non-Coincident"]
[null,null,null,null,null,"Coincident"]
[null,null,null,"Winter/Summer Peaking",null,"Non-Coincident"]
[null,null,null,null,null,"Coincident"]
[null,null,null,"Adjustments - Embedded generation","MW","Non-Coincident"]
[null,null,null,null,null,"Coincident"]
[null,null,null,"Weather Corrected 10% POE","MW","Non-Coincident"]
[null,null,null,null,null,"Coincident"]
[null,null,null,"Weather Corrected MD 10% POE","MVA","Non-Coincident"]
[null,null,null,null,null,"Coincident"]
[null,null,null,"Weather Corrected MD 50% POE","MW","Non-Coincident"]
[null,null,null,null,null,"Coincident"]
[null,null,null,"Weather Corrected MD 50% POE","MVA","Non-Coincident"]
[null,null,null,null,null,"Coincident"]
[null,null,"<Enter substation name>","Substation Rating","MVA","Non-Coincident"]
[null,null,null,null,null,"Coincident"]
[null,null,null,"Raw Adjusted MD","MW","Non-Coincident"]
[null,null,null,null,null,"Coincident"]
[null,null,null,"Raw Adjusted MD","MVA","Non-Coincident"]
[null,null,null,null,null,"Coincident"]
[null,null,null,"Date MD occurred",null,"Non-Coincident"]
[null,null,null,null,null,"Coincident"]
[null,null,null,"Half hour time period MD occurred",null,"Non-Coincident"]
[null,null,null,null,null,"Coincident"]
[null,null,null,"Winter/Summer Peaking",null,"Non-Coincident"]
[null,null,null,null,null,"Coincident"]
[null,null,null,"Adjustments - Embedded generation","MW","Non-Coincident"]
[null,null,null,null,null,"Coincident"]
[null,null,null,"Weather Corrected 10% POE","MW","Non-Coincident"]
[null,null,null,null,null,"Coincident"]
[null,null,null,"Weather Corrected MD 10% POE","MVA","Non-Coincident"]
[null,null,null,null,null,"Coincident"]
[null,null,null,"Weather Corrected MD 50% POE","MW","Non-Coincident"]
[null,null,null,null,null,"Coincident"]
[null,null,null,"Weather Corrected MD 50% POE","MVA","Non-Coincident"]
[null,null,null,null,null,"Coincident"]
[null,null,"<Enter substation name>","Substation Rating","MVA","Non-Coincident"]
[null,null,null,null,null,"Coincident"]
[null,null,null,"Raw Adjusted MD","MW","Non-Coincident"]
[null,null,null,null,null,"Coincident"]
[null,null,null,"Raw Adjusted MD","MVA","Non-Coincident"]
[null,null,null,null,null,"Coincident"]
[null,null,null,"Date MD occurred",null,"Non-Coincident"]
[null,null,null,null,null,"Coincident"]
[null,null,null,"Half hour time period MD occurred",null,"Non-Coincident"]
[null,null,null,null,null,"Coincident"]
[null,null,null,"Winter/Summer Peaking",null,"Non-Coincident"]
[null,null,null,null,null,"Coincident"]
[null,null,null,"Adjustments - Embedded generation","MW","Non-Coincident"]
[null,null,null,null,null,"Coincident"]
[null,null,null,"Weather Corrected 10% POE","MW","Non-Coincident"]
[null,null,null,null,null,"Coincident"]
[null,null,null,"Weather Corrected MD 10% POE","MVA","Non-Coincident"]
[null,null,null,null,null,"Coincident"]
[null,null,null,"Weather Corrected MD 50% POE","MW","Non-Coincident"]
[null,null,null,null,null,"Coincident"]
[null,null,null,"Weather Corrected MD 50% POE","MVA","Non-Coincident"]
[null,null,null,null,null,"Coincident"]
[null,null,"<Enter substation name>","Substation Rating","MVA","Non-Coincident"]
[null,null,null,null,null,"Coincident"]
[null,null,null,"Raw Adjusted MD","MW","Non-Coincident"]
[null,null,null,null,null,"Coincident"]
[null,null,null,"Raw Adjusted MD","MVA","Non-Coincident"]
[null,null,null,null,null,"Coincident"]
[null,null,null,"Date MD occurred",null,"Non-Coincident"]
[null,null,null,null,null,"Coincident"]
[null,null,null,"Half hour time period MD occurred",null,"Non-Coincident"]
[null,null,null,null,null,"Coincident"]
[null,null,null,"Winter/Summer Peaking",null,"Non-Coincident"]
[null,null,null,null,null,"Coincident"]
[null,null,null,"Adjustments - Embedded generation","MW","Non-Coincident"]
[null,null,null,null,null,"Coincident"]
[null,null,null,"Weather Corrected 10% POE","MW","Non-Coincident"]
[null,null,null,null,null,"Coincident"]
[null,null,null,"Weather Corrected MD 10% POE","MVA","Non-Coincident"]
[null,null,null,null,null,"Coincident"]
[null,null,null,"Weather Corrected MD 50% POE","MW","Non-Coincident"]
[null,null,null,null,null,"Coincident"]
[null,null,null,"Weather Corrected MD 50% POE","MVA","Non-Coincident"]
[null,null,null,null,null,"Coincident"]
[null,null,"<Enter substation name>","Substation Rating","MVA","Non-Coincident"]
[null,null,null,null,null,"Coincident"]
[null,null,null,"Raw Adjusted MD","MW","Non-Coincident"]
[null,null,null,null,null,"Coincident"]
[null,null,null,"Raw Adjusted MD","MVA","Non-Coincident"]
[null,null,null,null,null,"Coincident"]
[null,null,null,"Date MD occurred",null,"Non-Coincident"]
[null,null,null,null,null,"Coincident"]
[null,null,null,"Half hour time period MD occurred",null,"Non-Coincident"]
[null,null,null,null,null,"Coincident"]
[null,null,null,"Winter/Summer Peaking",null,"Non-Coincident"]
[null,null,null,null,null,"Coincident"]
[null,null,null,"Adjustments - Embedded generation","MW","Non-Coincident"]
[null,null,null,null,null,"Coincident"]
[null,null,null,"Weather Corrected 10% POE","MW","Non-Coincident"]
[null,null,null,null,null,"Coincident"]
[null,null,null,"Weather Corrected MD 10% POE","MVA","Non-Coincident"]
[null,null,null,null,null,"Coincident"]
[null,null,null,"Weather Corrected MD 50% POE","MW","Non-Coincident"]
[null,null,null,null,null,"Coincident"]
[null,null,null,"Weather Corrected MD 50% POE","MVA","Non-Coincident"]
[null,null,null,null,null,"Coincident"]
[null,null,"<Enter substation name>","Substation Rating","MVA","Non-Coincident"]
[null,null,null,null,null,"Coincident"]
[null,null,null,"Raw Adjusted MD","MW","Non-Coincident"]
[null,null,null,null,null,"Coincident"]
[null,null,null,"Raw Adjusted MD","MVA","Non-Coincident"]
[null,null,null,null,null,"Coincident"]
[null,null,null,"Date MD occurred",null,"Non-Coincident"]
[null,null,null,null,null,"Coincident"]
[null,null,null,"Half hour time period MD occurred",null,"Non-Coincident"]
[null,null,null,null,null,"Coincident"]
[null,null,null,"Winter/Summer Peaking",null,"Non-Coincident"]
[null,null,null,null,null,"Coincident"]
[null,null,null,"Adjustments - Embedded generation","MW","Non-Coincident"]
[null,null,null,null,null,"Coincident"]
[null,null,null,"Weather Corrected 10% POE","MW","Non-Coincident"]
[null,null,null,null,null,"Coincident"]
[null,null,null,"Weather Corrected MD 10% POE","MVA","Non-Coincident"]
[null,null,null,null,null,"Coincident"]
[null,null,null,"Weather Corrected MD 50% POE","MW","Non-Coincident"]
[null,null,null,null,null,"Coincident"]
[null,null,null,"Weather Corrected MD 50% POE","MVA","Non-Coincident"]
[null,null,null,null,null,"Coincident"]
[null,null,"<Enter substation name>","Substation Rating","MVA","Non-Coincident"]
[null,null,null,null,null,"Coincident"]
[null,null,null,"Raw Adjusted MD","MW","Non-Coincident"]
[null,null,null,null,null,"Coincident"]
[null,null,null,"Raw Adjusted MD","MVA","Non-Coincident"]
[null,null,null,null,null,"Coincident"]
[null,null,null,"Date MD occurred",null,"Non-Coincident"]
[null,null,null,null,null,"Coincident"]
[null,null,null,"Half hour time period MD occurred",null,"Non-Coincident"]
[null,null,null,null,null,"Coincident"]
[null,null,null,"Winter/Summer Peaking",null,"Non-Coincident"]
[null,null,null,null,null,"Coincident"]
[null,null,null,"Adjustments - Embedded generation","MW","Non-Coincident"]
[null,null,null,null,null,"Coincident"]
[null,null,null,"Weather Corrected 10% POE","MW","Non-Coincident"]
[null,null,null,null,null,"Coincident"]
[null,null,null,"Weather Corrected MD 10% POE","MVA","Non-Coincident"]
[null,null,null,null,null,"Coincident"]
[null,null,null,"Weather Corrected MD 50% POE","MW","Non-Coincident"]
[null,null,null,null,null,"Coincident"]
[null,null,null,"Weather Corrected MD 50% POE","MVA","Non-Coincident"]
[null,null,null,null,null,"Coincident"]
[null,null,"<Enter substation name>","Substation Rating","MVA","Non-Coincident"]
[null,null,null,null,null,"Coincident"]
[null,null,null,"Raw Adjusted MD","MW","Non-Coincident"]
[null,null,null,null,null,"Coincident"]
[null,null,null,"Raw Adjusted MD","MVA","Non-Coincident"]
[null,null,null,null,null,"Coincident"]
[null,null,null,"Date MD occurred",null,"Non-Coincident"]
[null,null,null,null,null,"Coincident"]
[null,null,null,"Half hour time period MD occurred",null,"Non-Coincident"]
[null,null,null,null,null,"Coincident"]
[null,null,null,"Winter/Summer Peaking",null,"Non-Coincident"]
[null,null,null,null,null,"Coincident"]
[null,null,null,"Adjustments - Embedded generation","MW","Non-Coincident"]
[null,null,null,null,null,"Coincident"]
[null,null,null,"Weather Corrected 10% POE","MW","Non-Coincident"]
[null,null,null,null,null,"Coincident"]
[null,null,null,"Weather Corrected MD 10% POE","MVA","Non-Coincident"]
[null,null,null,null,null,"Coincident"]
[null,null,null,"Weather Corrected MD 50% POE","MW","Non-Coincident"]
[null,null,null,null,null,"Coincident"]
[null,null,null,"Weather Corrected MD 50% POE","MVA","Non-Coincident"]
[null,null,null,null,null,"Coincident"]
[null,null,"<Enter substation name>","Substation Rating","MVA","Non-Coincident"]
[null,null,null,null,null,"Coincident"]
[null,null,null,"Raw Adjusted MD","MW","Non-Coincident"]
[null,null,null,null,null,"Coincident"]
[null,null,null,"Raw Adjusted MD","MVA","Non-Coincident"]
[null,null,null,null,null,"Coincident"]
[null,null,null,"Date MD occurred",null,"Non-Coincident"]
[null,null,null,null,null,"Coincident"]
[null,null,null,"Half hour time period MD occurred",null,"Non-Coincident"]
[null,null,null,null,null,"Coincident"]
[null,null,null,"Winter/Summer Peaking",null,"Non-Coincident"]
[null,null,null,null,null,"Coincident"]
[null,null,null,"Adjustments - Embedded generation","MW","Non-Coincident"]
[null,null,null,null,null,"Coincident"]
[null,null,null,"Weather Corrected 10% POE","MW","Non-Coincident"]
[null,null,null,null,null,"Coincident"]
[null,null,null,"Weather Corrected MD 10% POE","MVA","Non-Coincident"]
[null,null,null,null,null,"Coincident"]
[null,null,null,"Weather Corrected MD 50% POE","MW","Non-Coincident"]
[null,null,null,null,null,"Coincident"]
[null,null,null,"Weather Corrected MD 50% POE","MVA","Non-Coincident"]
[null,null,null,null,null,"Coincident"]
[null,null,"<Enter substation name>","Substation Rating","MVA","Non-Coincident"]
[null,null,null,null,null,"Coincident"]
[null,null,null,"Raw Adjusted MD","MW","Non-Coincident"]
[null,null,null,null,null,"Coincident"]
[null,null,null,"Raw Adjusted MD","MVA","Non-Coincident"]
[null,null,null,null,null,"Coincident"]
[null,null,null,"Date MD occurred",null,"Non-Coincident"]
[null,null,null,null,null,"Coincident"]
[null,null,null,"Half hour time period MD occurred",null,"Non-Coincident"]
[null,null,null,null,null,"Coincident"]
[null,null,null,"Winter/Summer Peaking",null,"Non-Coincident"]
[null,null,null,null,null,"Coincident"]
[null,null,null,"Adjustments - Embedded generation","MW","Non-Coincident"]
[null,null,null,null,null,"Coincident"]
[null,null,null,"Weather Corrected 10% POE","MW","Non-Coincident"]
[null,null,null,null,null,"Coincident"]
[null,null,null,"Weather Corrected MD 10% POE","MVA","Non-Coincident"]
[null,null,null,null,null,"Coincident"]
[null,null,null,"Weather Corrected MD 50% POE","MW","Non-Coincident"]
[null,null,null,null,null,"Coincident"]
[null,null,null,"Weather Corrected MD 50% POE","MVA","Non-Coincident"]
[null,null,null,null,null,"Coincident"]
[null,null,"<Enter substation name>","Substation Rating","MVA","Non-Coincident"]
[null,null,null,null,null,"Coincident"]
[null,null,null,"Raw Adjusted MD","MW","Non-Coincident"]
[null,null,null,null,null,"Coincident"]
[null,null,null,"Raw Adjusted MD","MVA","Non-Coincident"]
[null,null,null,null,null,"Coincident"]
[null,null,null,"Date MD occurred",null,"Non-Coincident"]
[null,null,null,null,null,"Coincident"]
[null,null,null,"Half hour time period MD occurred",null,"Non-Coincident"]
[null,null,null,null,null,"Coincident"]
[null,null,null,"Winter/Summer Peaking",null,"Non-Coincident"]
[null,null,null,null,null,"Coincident"]
[null,null,null,"Adjustments - Embedded generation","MW","Non-Coincident"]
[null,null,null,null,null,"Coincident"]
[null,null,null,"Weather Corrected 10% POE","MW","Non-Coincident"]
[null,null,null,null,null,"Coincident"]
[null,null,null,"Weather Corrected MD 10% POE","MVA","Non-Coincident"]
[null,null,null,null,null,"Coincident"]
[null,null,null,"Weather Corrected MD 50% POE","MW","Non-Coincident"]
[null,null,null,null,null,"Coincident"]
[null,null,null,"Weather Corrected MD 50% POE","MVA","Non-Coincident"]
[null,null,null,null,null,"Coincident"]
[null,null,"<Enter substation name>","Substation Rating","MVA","Non-Coincident"]
[null,null,null,null,null,"Coincident"]
[null,null,null,"Raw Adjusted MD","MW","Non-Coincident"]
[null,null,null,null,null,"Coincident"]
[null,null,null,"Raw Adjusted MD","MVA","Non-Coincident"]
[null,null,null,null,null,"Coincident"]
[null,null,null,"Date MD occurred",null,"Non-Coincident"]
[null,null,null,null,null,"Coincident"]
[null,null,null,"Half hour time period MD occurred",null,"Non-Coincident"]
[null,null,null,null,null,"Coincident"]
[null,null,null,"Winter/Summer Peaking",null,"Non-Coincident"]
[null,null,null,null,null,"Coincident"]
[null,null,null,"Adjustments - Embedded generation","MW","Non-Coincident"]
[null,null,null,null,null,"Coincident"]
[null,null,null,"Weather Corrected 10% POE","MW","Non-Coincident"]
[null,null,null,null,null,"Coincident"]
[null,null,null,"Weather Corrected MD 10% POE","MVA","Non-Coincident"]
[null,null,null,null,null,"Coincident"]
[null,null,null,"Weather Corrected MD 50% POE","MW","Non-Coincident"]
[null,null,null,null,null,"Coincident"]
[null,null,null,"Weather Corrected MD 50% POE","MVA","Non-Coincident"]
[null,null,null,null,null,"Coincident"]
[null,null,"<Enter substation name>","Substation Rating","MVA","Non-Coincident"]
[null,null,null,null,null,"Coincident"]
[null,null,null,"Raw Adjusted MD","MW","Non-Coincident"]
[null,null,null,null,null,"Coincident"]
[null,null,null,"Raw Adjusted MD","MVA","Non-Coincident"]
[null,null,null,null,null,"Coincident"]
[null,null,null,"Date MD occurred",null,"Non-Coincident"]
[null,null,null,null,null,"Coincident"]
[null,null,null,"Half hour time period MD occurred",null,"Non-Coincident"]
[null,null,null,null,null,"Coincident"]
[null,null,null,"Winter/Summer Peaking",null,"Non-Coincident"]
[null,null,null,null,null,"Coincident"]
[null,null,null,"Adjustments - Embedded generation","MW","Non-Coincident"]
[null,null,null,null,null,"Coincident"]
[null,null,null,"Weather Corrected 10% POE","MW","Non-Coincident"]
[null,null,null,null,null,"Coincident"]
[null,null,null,"Weather Corrected MD 10% POE","MVA","Non-Coincident"]
[null,null,null,null,null,"Coincident"]
[null,null,null,"Weather Corrected MD 50% POE","MW","Non-Coincident"]
[null,null,null,null,null,"Coincident"]
[null,null,null,"Weather Corrected MD 50% POE","MVA","Non-Coincident"]
[null,null,null,null,null,"Coincident"]
[null,null,"<Enter substation name>","Substation Rating","MVA","Non-Coincident"]
[null,null,null,null,null,"Coincident"]
[null,null,null,"Raw Adjusted MD","MW","Non-Coincident"]
[null,null,null,null,null,"Coincident"]
[null,null,null,"Raw Adjusted MD","MVA","Non-Coincident"]
[null,null,null,null,null,"Coincident"]
[null,null,null,"Date MD occurred",null,"Non-Coincident"]
[null,null,null,null,null,"Coincident"]
[null,null,null,"Half hour time period MD occurred",null,"Non-Coincident"]
[null,null,null,null,null,"Coincident"]
[null,null,null,"Winter/Summer Peaking",null,"Non-Coincident"]
[null,null,null,null,null,"Coincident"]
[null,null,null,"Adjustments - Embedded generation","MW","Non-Coincident"]
[null,null,null,null,null,"Coincident"]
[null,null,null,"Weather Corrected 10% POE","MW","Non-Coincident"]
[null,null,null,null,null,"Coincident"]
[null,null,null,"Weather Corrected MD 10% POE","MVA","Non-Coincident"]
[null,null,null,null,null,"Coincident"]
[null,null,null,"Weather Corrected MD 50% POE","MW","Non-Coincident"]
[null,null,null,null,null,"Coincident"]
[null,null,null,"Weather Corrected MD 50% POE","MVA","Non-Coincident"]
[null,null,null,null,null,"Coincident"]
[null,null,"<Enter substation name>","Substation Rating","MVA","Non-Coincident"]
[null,null,null,null,null,"Coincident"]
[null,null,null,"Raw Adjusted MD","MW","Non-Coincident"]
[null,null,null,null,null,"Coincident"]
[null,null,null,"Raw Adjusted MD","MVA","Non-Coincident"]
[null,null,null,null,null,"Coincident"]
[null,null,null,"Date MD occurred",null,"Non-Coincident"]
[null,null,null,null,null,"Coincident"]
[null,null,null,"Half hour time period MD occurred",null,"Non-Coincident"]
[null,null,null,null,null,"Coincident"]
[null,null,null,"Winter/Summer Peaking",null,"Non-Coincident"]
[null,null,null,null,null,"Coincident"]
[null,null,null,"Adjustments - Embedded generation","MW","Non-Coincident"]
[null,null,null,null,null,"Coincident"]
[null,null,null,"Weather Corrected 10% POE","MW","Non-Coincident"]
[null,null,null,null,null,"Coincident"]
[null,null,null,"Weather Corrected MD 10% POE","MVA","Non-Coincident"]
[null,null,null,null,null,"Coincident"]
[null,null,null,"Weather Corrected MD 50% POE","MW","Non-Coincident"]
[null,null,null,null,null,"Coincident"]
[null,null,null,"Weather Corrected MD 50% POE","MVA","Non-Coincident"]
[null,null,null,null,null,"Coincident"]
[null,null,"<Enter substation name>","Substation Rating","MVA","Non-Coincident"]
[null,null,null,null,null,"Coincident"]
[null,null,null,"Raw Adjusted MD","MW","Non-Coincident"]
[null,null,null,null,null,"Coincident"]
[null,null,null,"Raw Adjusted MD","MVA","Non-Coincident"]
[null,null,null,null,null,"Coincident"]
[null,null,null,"Date MD occurred",null,"Non-Coincident"]
[null,null,null,null,null,"Coincident"]
[null,null,null,"Half hour time period MD occurred",null,"Non-Coincident"]
[null,null,null,null,null,"Coincident"]
[null,null,null,"Winter/Summer Peaking",null,"Non-Coincident"]
[null,null,null,null,null,"Coincident"]
[null,null,null,"Adjustments - Embedded generation","MW","Non-Coincident"]
[null,null,null,null,null,"Coincident"]
[null,null,null,"Weather Corrected 10% POE","MW","Non-Coincident"]
[null,null,null,null,null,"Coincident"]
[null,null,null,"Weather Corrected MD 10% POE","MVA","Non-Coincident"]
[null,null,null,null,null,"Coincident"]
[null,null,null,"Weather Corrected MD 50% POE","MW","Non-Coincident"]
[null,null,null,null,null,"Coincident"]
[null,null,null,"Weather Corrected MD 50% POE","MVA","Non-Coincident"]
[null,null,null,null,null,"Coincident"]
[null,null,"<Enter substation name>","Substation Rating","MVA","Non-Coincident"]
[null,null,null,null,null,"Coincident"]
[null,null,null,"Raw Adjusted MD","MW","Non-Coincident"]
[null,null,null,null,null,"Coincident"]
[null,null,null,"Raw Adjusted MD","MVA","Non-Coincident"]
[null,null,null,null,null,"Coincident"]
[null,null,null,"Date MD occurred",null,"Non-Coincident"]
[null,null,null,null,null,"Coincident"]
[null,null,null,"Half hour time period MD occurred",null,"Non-Coincident"]
[null,null,null,null,null,"Coincident"]
[null,null,null,"Winter/Summer Peaking",null,"Non-Coincident"]
[null,null,null,null,null,"Coincident"]
[null,null,null,"Adjustments - Embedded generation","MW","Non-Coincident"]
[null,null,null,null,null,"Coincident"]
[null,null,null,"Weather Corrected 10% POE","MW","Non-Coincident"]
[null,null,null,null,null,"Coincident"]
[null,null,null,"Weather Corrected MD 10% POE","MVA","Non-Coincident"]
[null,null,null,null,null,"Coincident"]
[null,null,null,"Weather Corrected MD 50% POE","MW","Non-Coincident"]
[null,null,null,null,null,"Coincident"]
[null,null,null,"Weather Corrected MD 50% POE","MVA","Non-Coincident"]
[null,null,null,null,null,"Coincident"]
[null,null,"<Enter substation name>","Substation Rating","MVA","Non-Coincident"]
[null,null,null,null,null,"Coincident"]
[null,null,null,"Raw Adjusted MD","MW","Non-Coincident"]
[null,null,null,null,null,"Coincident"]
[null,null,null,"Raw Adjusted MD","MVA","Non-Coincident"]
[null,null,null,null,null,"Coincident"]
[null,null,null,"Date MD occurred",null,"Non-Coincident"]
[null,null,null,null,null,"Coincident"]
[null,null,null,"Half hour time period MD occurred",null,"Non-Coincident"]
[null,null,null,null,null,"Coincident"]
[null,null,null,"Winter/Summer Peaking",null,"Non-Coincident"]
[null,null,null,null,null,"Coincident"]
[null,null,null,"Adjustments - Embedded generation","MW","Non-Coincident"]
[null,null,null,null,null,"Coincident"]
[null,null,null,"Weather Corrected 10% POE","MW","Non-Coincident"]
[null,null,null,null,null,"Coincident"]
[null,null,null,"Weather Corrected MD 10% POE","MVA","Non-Coincident"]
[null,null,null,null,null,"Coincident"]
[null,null,null,"Weather Corrected MD 50% POE","MW","Non-Coincident"]
[null,null,null,null,null,"Coincident"]
[null,null,null,"Weather Corrected MD 50% POE","MVA","Non-Coincident"]
[null,null,null,null,null,"Coincident"]
[null,null,"<Enter substation name>","Substation Rating","MVA","Non-Coincident"]
[null,null,null,null,null,"Coincident"]
[null,null,null,"Raw Adjusted MD","MW","Non-Coincident"]
[null,null,null,null,null,"Coincident"]
[null,null,null,"Raw Adjusted MD","MVA","Non-Coincident"]
[null,null,null,null,null,"Coincident"]
[null,null,null,"Date MD occurred",null,"Non-Coincident"]
[null,null,null,null,null,"Coincident"]
[null,null,null,"Half hour time period MD occurred",null,"Non-Coincident"]
[null,null,null,null,null,"Coincident"]
[null,null,null,"Winter/Summer Peaking",null,"Non-Coincident"]
[null,null,null,null,null,"Coincident"]
[null,null,null,"Adjustments - Embedded generation","MW","Non-Coincident"]
[null,null,null,null,null,"Coincident"]
[null,null,null,"Weather Corrected 10% POE","MW","Non-Coincident"]
[null,null,null,null,null,"Coincident"]
[null,null,null,"Weather Corrected MD 10% POE","MVA","Non-Coincident"]
[null,null,null,null,null,"Coincident"]
[null,null,null,"Weather Corrected MD 50% POE","MW","Non-Coincident"]
[null,null,null,null,null,"Coincident"]
[null,null,null,"Weather Corrected MD 50% POE","MVA","Non-Coincident"]
[null,null,null,null,null,"Coincident"]
[null,null,"<Enter substation name>","Substation Rating","MVA","Non-Coincident"]
[null,null,null,null,null,"Coincident"]
[null,null,null,"Raw Adjusted MD","MW","Non-Coincident"]
[null,null,null,null,null,"Coincident"]
[null,null,null,"Raw Adjusted MD","MVA","Non-Coincident"]
[null,null,null,null,null,"Coincident"]
[null,null,null,"Date MD occurred",null,"Non-Coincident"]
[null,null,null,null,null,"Coincident"]
[null,null,null,"Half hour time period MD occurred",null,"Non-Coincident"]
[null,null,null,null,null,"Coincident"]
[null,null,null,"Winter/Summer Peaking",null,"Non-Coincident"]
[null,null,null,null,null,"Coincident"]
[null,null,null,"Adjustments - Embedded generation","MW","Non-Coincident"]
[null,null,null,null,null,"Coincident"]
[null,null,null,"Weather Corrected 10% POE","MW","Non-Coincident"]
[null,null,null,null,null,"Coincident"]
[null,null,null,"Weather Corrected MD 10% POE","MVA","Non-Coincident"]
[null,null,null,null,null,"Coincident"]
[null,null,null,"Weather Corrected MD 50% POE","MW","Non-Coincident"]
[null,null,null,null,null,"Coincident"]
[null,null,null,"Weather Corrected MD 50% POE","MVA","Non-Coincident"]
[null,null,null,null,null,"Coincident"]
[null,null,"<Enter substation name>","Substation Rating","MVA","Non-Coincident"]
[null,null,null,null,null,"Coincident"]
[null,null,null,"Raw Adjusted MD","MW","Non-Coincident"]
[null,null,null,null,null,"Coincident"]
[null,null,null,"Raw Adjusted MD","MVA","Non-Coincident"]
[null,null,null,null,null,"Coincident"]
[null,null,null,"Date MD occurred",null,"Non-Coincident"]
[null,null,null,null,null,"Coincident"]
[null,null,null,"Half hour time period MD occurred",null,"Non-Coincident"]
[null,null,null,null,null,"Coincident"]
[null,null,null,"Winter/Summer Peaking",null,"Non-Coincident"]
[null,null,null,null,null,"Coincident"]
[null,null,null,"Adjustments - Embedded generation","MW","Non-Coincident"]
[null,null,null,null,null,"Coincident"]
[null,null,null,"Weather Corrected 10% POE","MW","Non-Coincident"]
[null,null,null,null,null,"Coincident"]
[null,null,null,"Weather Corrected MD 10% POE","MVA","Non-Coincident"]
[null,null,null,null,null,"Coincident"]
[null,null,null,"Weather Corrected MD 50% POE","MW","Non-Coincident"]
[null,null,null,null,null,"Coincident"]
[null,null,null,"Weather Corrected MD 50% POE","MVA","Non-Coincident"]
[null,null,null,null,null,"Coincident"]
[null,null,"<Enter substation name>","Substation Rating","MVA","Non-Coincident"]
[null,null,null,null,null,"Coincident"]
[null,null,null,"Raw Adjusted MD","MW","Non-Coincident"]
[null,null,null,null,null,"Coincident"]
[null,null,null,"Raw Adjusted MD","MVA","Non-Coincident"]
[null,null,null,null,null,"Coincident"]
[null,null,null,"Date MD occurred",null,"Non-Coincident"]
[null,null,null,null,null,"Coincident"]
[null,null,null,"Half hour time period MD occurred",null,"Non-Coincident"]
[null,null,null,null,null,"Coincident"]
[null,null,null,"Winter/Summer Peaking",null,"Non-Coincident"]
[null,null,null,null,null,"Coincident"]
[null,null,null,"Adjustments - Embedded generation","MW","Non-Coincident"]
[null,null,null,null,null,"Coincident"]
[null,null,null,"Weather Corrected 10% POE","MW","Non-Coincident"]
[null,null,null,null,null,"Coincident"]
[null,null,null,"Weather Corrected MD 10% POE","MVA","Non-Coincident"]
[null,null,null,null,null,"Coincident"]
[null,null,null,"Weather Corrected MD 50% POE","MW","Non-Coincident"]
[null,null,null,null,null,"Coincident"]
[null,null,null,"Weather Corrected MD 50% POE","MVA","Non-Coincident"]
[null,null,null,null,null,"Coincident"]
[null,null,"<Enter substation name>","Substation Rating","MVA","Non-Coincident"]
[null,null,null,null,null,"Coincident"]
[null,null,null,"Raw Adjusted MD","MW","Non-Coincident"]
[null,null,null,null,null,"Coincident"]
[null,null,null,"Raw Adjusted MD","MVA","Non-Coincident"]
[null,null,null,null,null,"Coincident"]
[null,null,null,"Date MD occurred",null,"Non-Coincident"]
[null,null,null,null,null,"Coincident"]
[null,null,null,"Half hour time period MD occurred",null,"Non-Coincident"]
[null,null,null,null,null,"Coincident"]
[null,null,null,"Winter/Summer Peaking",null,"Non-Coincident"]
[null,null,null,null,null,"Coincident"]
[null,null,null,"Adjustments - Embedded generation","MW","Non-Coincident"]
[null,null,null,null,null,"Coincident"]
[null,null,null,"Weather Corrected 10% POE","MW","Non-Coincident"]
[null,null,null,null,null,"Coincident"]
[null,null,null,"Weather Corrected MD 10% POE","MVA","Non-Coincident"]
[null,null,null,null,null,"Coincident"]
[null,null,null,"Weather Corrected MD 50% POE","MW","Non-Coincident"]
[null,null,null,null,null,"Coincident"]
[null,null,null,"Weather Corrected MD 50% POE","MVA","Non-Coincident"]
[null,null,null,null,null,"Coincident"]
[null,null,"<Enter substation name>","Substation Rating","MVA","Non-Coincident"]
[null,null,null,null,null,"Coincident"]
[null,null,null,"Raw Adjusted MD","MW","Non-Coincident"]
[null,null,null,null,null,"Coincident"]
[null,null,null,"Raw Adjusted MD","MVA","Non-Coincident"]
[null,null,null,null,null,"Coincident"]
[null,null,null,"Date MD occurred",null,"Non-Coincident"]
[null,null,null,null,null,"Coincident"]
[null,null,null,"Half hour time period MD occurred",null,"Non-Coincident"]
[null,null,null,null,null,"Coincident"]
[null,null,null,"Winter/Summer Peaking",null,"Non-Coincident"]
[null,null,null,null,null,"Coincident"]
[null,null,null,"Adjustments - Embedded generation","MW","Non-Coincident"]
[null,null,null,null,null,"Coincident"]
[null,null,null,"Weather Corrected 10% POE","MW","Non-Coincident"]
[null,null,null,null,null,"Coincident"]
[null,null,null,"Weather Corrected MD 10% POE","MVA","Non-Coincident"]
[null,null,null,null,null,"Coincident"]
[null,null,null,"Weather Corrected MD 50% POE","MW","Non-Coincident"]
[null,null,null,null,null,"Coincident"]
[null,null,null,"Weather Corrected MD 50% POE","MVA","Non-Coincident"]
[null,null,null,null,null,"Coincident"]
[null,null,"<Enter substation name>","Substation Rating","MVA","Non-Coincident"]
[null,null,null,null,null,"Coincident"]
[null,null,null,"Raw Adjusted MD","MW","Non-Coincident"]
[null,null,null,null,null,"Coincident"]
[null,null,null,"Raw Adjusted MD","MVA","Non-Coincident"]
[null,null,null,null,null,"Coincident"]
[null,null,null,"Date MD occurred",null,"Non-Coincident"]
[null,null,null,null,null,"Coincident"]
[null,null,null,"Half hour time period MD occurred",null,"Non-Coincident"]
[null,null,null,null,null,"Coincident"]
[null,null,null,"Winter/Summer Peaking",null,"Non-Coincident"]
[null,null,null,null,null,"Coincident"]
[null,null,null,"Adjustments - Embedded generation","MW","Non-Coincident"]
[null,null,null,null,null,"Coincident"]
[null,null,null,"Weather Corrected 10% POE","MW","Non-Coincident"]
[null,null,null,null,null,"Coincident"]
[null,null,null,"Weather Corrected MD 10% POE","MVA","Non-Coincident"]
[null,null,null,null,null,"Coincident"]
[null,null,null,"Weather Corrected MD 50% POE","MW","Non-Coincident"]
[null,null,null,null,null,"Coincident"]
[null,null,null,"Weather Corrected MD 50% POE","MVA","Non-Coincident"]
[null,null,null,null,null,"Coincident"]
[null,null,"<Enter substation name>","Substation Rating","MVA","Non-Coincident"]
[null,null,null,null,null,"Coincident"]
[null,null,null,"Raw Adjusted MD","MW","Non-Coincident"]
[null,null,null,null,null,"Coincident"]
[null,null,null,"Raw Adjusted MD","MVA","Non-Coincident"]
[null,null,null,null,null,"Coincident"]
[null,null,null,"Date MD occurred",null,"Non-Coincident"]
[null,null,null,null,null,"Coincident"]
[null,null,null,"Half hour time period MD occurred",null,"Non-Coincident"]
[null,null,null,null,null,"Coincident"]
[null,null,null,"Winter/Summer Peaking",null,"Non-Coincident"]
[null,null,null,null,null,"Coincident"]
[null,null,null,"Adjustments - Embedded generation","MW","Non-Coincident"]
[null,null,null,null,null,"Coincident"]
[null,null,null,"Weather Corrected 10% POE","MW","Non-Coincident"]
[null,null,null,null,null,"Coincident"]
[null,null,null,"Weather Corrected MD 10% POE","MVA","Non-Coincident"]
[null,null,null,null,null,"Coincident"]
[null,null,null,"Weather Corrected MD 50% POE","MW","Non-Coincident"]
[null,null,null,null,null,"Coincident"]
[null,null,null,"Weather Corrected MD 50% POE","MVA","Non-Coincident"]
[null,null,null,null,null,"Coincident"]
[null,null,"<Enter substation name>","Substation Rating","MVA","Non-Coincident"]
[null,null,null,null,null,"Coincident"]
[null,null,null,"Raw Adjusted MD","MW","Non-Coincident"]
[null,null,null,null,null,"Coincident"]
[null,null,null,"Raw Adjusted MD","MVA","Non-Coincident"]
[null,null,null,null,null,"Coincident"]
[null,null,null,"Date MD occurred",null,"Non-Coincident"]
[null,null,null,null,null,"Coincident"]
[null,null,null,"Half hour time period MD occurred",null,"Non-Coincident"]
[null,null,null,null,null,"Coincident"]
[null,null,null,"Winter/Summer Peaking",null,"Non-Coincident"]
[null,null,null,null,null,"Coincident"]
[null,null,null,"Adjustments - Embedded generation","MW","Non-Coincident"]
[null,null,null,null,null,"Coincident"]
[null,null,null,"Weather Corrected 10% POE","MW","Non-Coincident"]
[null,null,null,null,null,"Coincident"]
[null,null,null,"Weather Corrected MD 10% POE","MVA","Non-Coincident"]
[null,null,null,null,null,"Coincident"]
[null,null,null,"Weather Corrected MD 50% POE","MW","Non-Coincident"]
[null,null,null,null,null,"Coincident"]
[null,null,null,"Weather Corrected MD 50% POE","MVA","Non-Coincident"]
[null,null,null,null,null,"Coincident"]
[null,null,"<Enter substation name>","Substation Rating","MVA","Non-Coincident"]
[null,null,null,null,null,"Coincident"]
[null,null,null,"Raw Adjusted MD","MW","Non-Coincident"]
[null,null,null,null,null,"Coincident"]
[null,null,null,"Raw Adjusted MD","MVA","Non-Coincident"]
[null,null,null,null,null,"Coincident"]
[null,null,null,"Date MD occurred",null,"Non-Coincident"]
[null,null,null,null,null,"Coincident"]
[null,null,null,"Half hour time period MD occurred",null,"Non-Coincident"]
[null,null,null,null,null,"Coincident"]
[null,null,null,"Winter/Summer Peaking",null,"Non-Coincident"]
[null,null,null,null,null,"Coincident"]
[null,null,null,"Adjustments - Embedded generation","MW","Non-Coincident"]
[null,null,null,null,null,"Coincident"]
[null,null,null,"Weather Corrected 10% POE","MW","Non-Coincident"]
[null,null,null,null,null,"Coincident"]
[null,null,null,"Weather Corrected MD 10% POE","MVA","Non-Coincident"]
[null,null,null,null,null,"Coincident"]
[null,null,null,"Weather Corrected MD 50% POE","MW","Non-Coincident"]
[null,null,null,null,null,"Coincident"]
[null,null,null,"Weather Corrected MD 50% POE","MVA","Non-Coincident"]
[null,null,null,null,null,"Coincident"]
[null,null,"<Enter substation name>","Substation Rating","MVA","Non-Coincident"]
[null,null,null,null,null,"Coincident"]
[null,null,null,"Raw Adjusted MD","MW","Non-Coincident"]
[null,null,null,null,null,"Coincident"]
[null,null,null,"Raw Adjusted MD","MVA","Non-Coincident"]
[null,null,null,null,null,"Coincident"]
[null,null,null,"Date MD occurred",null,"Non-Coincident"]
[null,null,null,null,null,"Coincident"]
[null,null,null,"Half hour time period MD occurred",null,"Non-Coincident"]
[null,null,null,null,null,"Coincident"]
[null,null,null,"Winter/Summer Peaking",null,"Non-Coincident"]
[null,null,null,null,null,"Coincident"]
[null,null,null,"Adjustments - Embedded generation","MW","Non-Coincident"]
[null,null,null,null,null,"Coincident"]
[null,null,null,"Weather Corrected 10% POE","MW","Non-Coincident"]
[null,null,null,null,null,"Coincident"]
[null,null,null,"Weather Corrected MD 10% POE","MVA","Non-Coincident"]
[null,null,null,null,null,"Coincident"]
[null,null,null,"Weather Corrected MD 50% POE","MW","Non-Coincident"]
[null,null,null,null,null,"Coincident"]
[null,null,null,"Weather Corrected MD 50% POE","MVA","Non-Coincident"]
[null,null,null,null,null,"Coincident"]
[null,null,"<Enter substation name>","Substation Rating","MVA","Non-Coincident"]
[null,null,null,null,null,"Coincident"]
[null,null,null,"Raw Adjusted MD","MW","Non-Coincident"]
[null,null,null,null,null,"Coincident"]
[null,null,null,"Raw Adjusted MD","MVA","Non-Coincident"]
[null,null,null,null,null,"Coincident"]
[null,null,null,"Date MD occurred",null,"Non-Coincident"]
[null,null,null,null,null,"Coincident"]
[null,null,null,"Half hour time period MD occurred",null,"Non-Coincident"]
[null,null,null,null,null,"Coincident"]
[null,null,null,"Winter/Summer Peaking",null,"Non-Coincident"]
[null,null,null,null,null,"Coincident"]
[null,null,null,"Adjustments - Embedded generation","MW","Non-Coincident"]
[null,null,null,null,null,"Coincident"]
[null,null,null,"Weather Corrected 10% POE","MW","Non-Coincident"]
[null,null,null,null,null,"Coincident"]
[null,null,null,"Weather Corrected MD 10% POE","MVA","Non-Coincident"]
[null,null,null,null,null,"Coincident"]
[null,null,null,"Weather Corrected MD 50% POE","MW","Non-Coincident"]
[null,null,null,null,null,"Coincident"]
[null,null,null,"Weather Corrected MD 50% POE","MVA","Non-Coincident"]
[null,null,null,null,null,"Coincident"]
[null,null,"<Enter substation name>","Substation Rating","MVA","Non-Coincident"]
[null,null,null,null,null,"Coincident"]
[null,null,null,"Raw Adjusted MD","MW","Non-Coincident"]
[null,null,null,null,null,"Coincident"]
[null,null,null,"Raw Adjusted MD","MVA","Non-Coincident"]
[null,null,null,null,null,"Coincident"]
[null,null,null,"Date MD occurred",null,"Non-Coincident"]
[null,null,null,null,null,"Coincident"]
[null,null,null,"Half hour time period MD occurred",null,"Non-Coincident"]
[null,null,null,null,null,"Coincident"]
[null,null,null,"Winter/Summer Peaking",null,"Non-Coincident"]
[null,null,null,null,null,"Coincident"]
[null,null,null,"Adjustments - Embedded generation","MW","Non-Coincident"]
[null,null,null,null,null,"Coincident"]
[null,null,null,"Weather Corrected 10% POE","MW","Non-Coincident"]
[null,null,null,null,null,"Coincident"]
[null,null,null,"Weather Corrected MD 10% POE","MVA","Non-Coincident"]
[null,null,null,null,null,"Coincident"]
[null,null,null,"Weather Corrected MD 50% POE","MW","Non-Coincident"]
[null,null,null,null,null,"Coincident"]
[null,null,null,"Weather Corrected MD 50% POE","MVA","Non-Coincident"]
[null,null,null,null,null,"Coincident"]
[null,null,"<Enter substation name>","Substation Rating","MVA","Non-Coincident"]
[null,null,null,null,null,"Coincident"]
[null,null,null,"Raw Adjusted MD","MW","Non-Coincident"]
[null,null,null,null,null,"Coincident"]
[null,null,null,"Raw Adjusted MD","MVA","Non-Coincident"]
[null,null,null,null,null,"Coincident"]
[null,null,null,"Date MD occurred",null,"Non-Coincident"]
[null,null,null,null,null,"Coincident"]
[null,null,null,"Half hour time period MD occurred",null,"Non-Coincident"]
[null,null,null,null,null,"Coincident"]
[null,null,null,"Winter/Summer Peaking",null,"Non-Coincident"]
[null,null,null,null,null,"Coincident"]
[null,null,null,"Adjustments - Embedded generation","MW","Non-Coincident"]
[null,null,null,null,null,"Coincident"]
[null,null,null,"Weather Corrected 10% POE","MW","Non-Coincident"]
[null,null,null,null,null,"Coincident"]
[null,null,null,"Weather Corrected MD 10% POE","MVA","Non-Coincident"]
[null,null,null,null,null,"Coincident"]
[null,null,null,"Weather Corrected MD 50% POE","MW","Non-Coincident"]
[null,null,null,null,null,"Coincident"]
[null,null,null,"Weather Corrected MD 50% POE","MVA","Non-Coincident"]
[null,null,null,null,null,"Coincident"]
[null,null,"<Enter substation name>","Substation Rating","MVA","Non-Coincident"]
[null,null,null,null,null,"Coincident"]
[null,null,null,"Raw Adjusted MD","MW","Non-Coincident"]
[null,null,null,null,null,"Coincident"]
[null,null,null,"Raw Adjusted MD","MVA","Non-Coincident"]
[null,null,null,null,null,"Coincident"]
[null,null,null,"Date MD occurred",null,"Non-Coincident"]
[null,null,null,null,null,"Coincident"]
[null,null,null,"Half hour time period MD occurred",null,"Non-Coincident"]
[null,null,null,null,null,"Coincident"]
[null,null,null,"Winter/Summer Peaking",null,"Non-Coincident"]
[null,null,null,null,null,"Coincident"]
[null,null,null,"Adjustments - Embedded generation","MW","Non-Coincident"]
[null,null,null,null,null,"Coincident"]
[null,null,null,"Weather Corrected 10% POE","MW","Non-Coincident"]
[null,null,null,null,null,"Coincident"]
[null,null,null,"Weather Corrected MD 10% POE","MVA","Non-Coincident"]
[null,null,null,null,null,"Coincident"]
[null,null,null,"Weather Corrected MD 50% POE","MW","Non-Coincident"]
[null,null,null,null,null,"Coincident"]
[null,null,null,"Weather Corrected MD 50% POE","MVA","Non-Coincident"]
[null,null,null,null,null,"Coincident"]
[null,null,"<Enter substation name>","Substation Rating","MVA","Non-Coincident"]
[null,null,null,null,null,"Coincident"]
[null,null,null,"Raw Adjusted MD","MW","Non-Coincident"]
[null,null,null,null,null,"Coincident"]
[null,null,null,"Raw Adjusted MD","MVA","Non-Coincident"]
[null,null,null,null,null,"Coincident"]
[null,null,null,"Date MD occurred",null,"Non-Coincident"]
[null,null,null,null,null,"Coincident"]
[null,null,null,"Half hour time period MD occurred",null,"Non-Coincident"]
[null,null,null,null,null,"Coincident"]
[null,null,null,"Winter/Summer Peaking",null,"Non-Coincident"]
[null,null,null,null,null,"Coincident"]
[null,null,null,"Adjustments - Embedded generation","MW","Non-Coincident"]
[null,null,null,null,null,"Coincident"]
[null,null,null,"Weather Corrected 10% POE","MW","Non-Coincident"]
[null,null,null,null,null,"Coincident"]
[null,null,null,"Weather Corrected MD 10% POE","MVA","Non-Coincident"]
[null,null,null,null,null,"Coincident"]
[null,null,null,"Weather Corrected MD 50% POE","MW","Non-Coincident"]
[null,null,null,null,null,"Coincident"]
[null,null,null,"Weather Corrected MD 50% POE","MVA","Non-Coincident"]
[null,null,null,null,null,"Coincident"]
[null,null,"<Enter substation name>","Substation Rating","MVA","Non-Coincident"]
[null,null,null,null,null,"Coincident"]
[null,null,null,"Raw Adjusted MD","MW","Non-Coincident"]
[null,null,null,null,null,"Coincident"]
[null,null,null,"Raw Adjusted MD","MVA","Non-Coincident"]
[null,null,null,null,null,"Coincident"]
[null,null,null,"Date MD occurred",null,"Non-Coincident"]
[null,null,null,null,null,"Coincident"]
[null,null,null,"Half hour time period MD occurred",null,"Non-Coincident"]
[null,null,null,null,null,"Coincident"]
[null,null,null,"Winter/Summer Peaking",null,"Non-Coincident"]
[null,null,null,null,null,"Coincident"]
[null,null,null,"Adjustments - Embedded generation","MW","Non-Coincident"]
[null,null,null,null,null,"Coincident"]
[null,null,null,"Weather Corrected 10% POE","MW","Non-Coincident"]
[null,null,null,null,null,"Coincident"]
[null,null,null,"Weather Corrected MD 10% POE","MVA","Non-Coincident"]
[null,null,null,null,null,"Coincident"]
[null,null,null,"Weather Corrected MD 50% POE","MW","Non-Coincident"]
[null,null,null,null,null,"Coincident"]
[null,null,null,"Weather Corrected MD 50% POE","MVA","Non-Coincident"]
[null,null,null,null,null,"Coincident"]
[null,null,"<Enter substation name>","Substation Rating","MVA","Non-Coincident"]
[null,null,null,null,null,"Coincident"]
[null,null,null,"Raw Adjusted MD","MW","Non-Coincident"]
[null,null,null,null,null,"Coincident"]
[null,null,null,"Raw Adjusted MD","MVA","Non-Coincident"]
[null,null,null,null,null,"Coincident"]
[null,null,null,"Date MD occurred",null,"Non-Coincident"]
[null,null,null,null,null,"Coincident"]
[null,null,null,"Half hour time period MD occurred",null,"Non-Coincident"]
[null,null,null,null,null,"Coincident"]
[null,null,null,"Winter/Summer Peaking",null,"Non-Coincident"]
[null,null,null,null,null,"Coincident"]
[null,null,null,"Adjustments - Embedded generation","MW","Non-Coincident"]
[null,null,null,null,null,"Coincident"]
[null,null,null,"Weather Corrected 10% POE","MW","Non-Coincident"]
[null,null,null,null,null,"Coincident"]
[null,null,null,"Weather Corrected MD 10% POE","MVA","Non-Coincident"]
[null,null,null,null,null,"Coincident"]
[null,null,null,"Weather Corrected MD 50% POE","MW","Non-Coincident"]
[null,null,null,null,null,"Coincident"]
[null,null,null,"Weather Corrected MD 50% POE","MVA","Non-Coincident"]
[null,null,null,null,null,"Coincident"]
[null,null,"<Enter substation name>","Substation Rating","MVA","Non-Coincident"]
[null,null,null,null,null,"Coincident"]
[null,null,null,"Raw Adjusted MD","MW","Non-Coincident"]
[null,null,null,null,null,"Coincident"]
[null,null,null,"Raw Adjusted MD","MVA","Non-Coincident"]
[null,null,null,null,null,"Coincident"]
[null,null,null,"Date MD occurred",null,"Non-Coincident"]
[null,null,null,null,null,"Coincident"]
[null,null,null,"Half hour time period MD occurred",null,"Non-Coincident"]
[null,null,null,null,null,"Coincident"]
[null,null,null,"Winter/Summer Peaking",null,"Non-Coincident"]
[null,null,null,null,null,"Coincident"]
[null,null,null,"Adjustments - Embedded generation","MW","Non-Coincident"]
[null,null,null,null,null,"Coincident"]
[null,null,null,"Weather Corrected 10% POE","MW","Non-Coincident"]
[null,null,null,null,null,"Coincident"]
[null,null,null,"Weather Corrected MD 10% POE","MVA","Non-Coincident"]
[null,null,null,null,null,"Coincident"]
[null,null,null,"Weather Corrected MD 50% POE","MW","Non-Coincident"]
[null,null,null,null,null,"Coincident"]
[null,null,null,"Weather Corrected MD 50% POE","MVA","Non-Coincident"]
[null,null,null,null,null,"Coincident"]
[null,null,"<Enter substation name>","Substation Rating","MVA","Non-Coincident"]
[null,null,null,null,null,"Coincident"]
[null,null,null,"Raw Adjusted MD","MW","Non-Coincident"]
[null,null,null,null,null,"Coincident"]
[null,null,null,"Raw Adjusted MD","MVA","Non-Coincident"]
[null,null,null,null,null,"Coincident"]
[null,null,null,"Date MD occurred",null,"Non-Coincident"]
[null,null,null,null,null,"Coincident"]
[null,null,null,"Half hour time period MD occurred",null,"Non-Coincident"]
[null,null,null,null,null,"Coincident"]
[null,null,null,"Winter/Summer Peaking",null,"Non-Coincident"]
[null,null,null,null,null,"Coincident"]
[null,null,null,"Adjustments - Embedded generation","MW","Non-Coincident"]
[null,null,null,null,null,"Coincident"]
[null,null,null,"Weather Corrected 10% POE","MW","Non-Coincident"]
[null,null,null,null,null,"Coincident"]
[null,null,null,"Weather Corrected MD 10% POE","MVA","Non-Coincident"]
[null,null,null,null,null,"Coincident"]
[null,null,null,"Weather Corrected MD 50% POE","MW","Non-Coincident"]
[null,null,null,null,null,"Coincident"]
[null,null,null,"Weather Corrected MD 50% POE","MVA","Non-Coincident"]
[null,null,null,null,null,"Coincident"]
[null,null,"<Enter substation name>","Substation Rating","MVA","Non-Coincident"]
[null,null,null,null,null,"Coincident"]
[null,null,null,"Raw Adjusted MD","MW","Non-Coincident"]
[null,null,null,null,null,"Coincident"]
[null,null,null,"Raw Adjusted MD","MVA","Non-Coincident"]
[null,null,null,null,null,"Coincident"]
[null,null,null,"Date MD occurred",null,"Non-Coincident"]
[null,null,null,null,null,"Coincident"]
[null,null,null,"Half hour time period MD occurred",null,"Non-Coincident"]
[null,null,null,null,null,"Coincident"]
[null,null,null,"Winter/Summer Peaking",null,"Non-Coincident"]
[null,null,null,null,null,"Coincident"]
[null,null,null,"Adjustments - Embedded generation","MW","Non-Coincident"]
[null,null,null,null,null,"Coincident"]
[null,null,null,"Weather Corrected 10% POE","MW","Non-Coincident"]
[null,null,null,null,null,"Coincident"]
[null,null,null,"Weather Corrected MD 10% POE","MVA","Non-Coincident"]
[null,null,null,null,null,"Coincident"]
[null,null,null,"Weather Corrected MD 50% POE","MW","Non-Coincident"]
[null,null,null,null,null,"Coincident"]
[null,null,null,"Weather Corrected MD 50% POE","MVA","Non-Coincident"]
[null,null,null,null,null,"Coincident"]
[null,null,"<Enter substation name>","Substation Rating","MVA","Non-Coincident"]
[null,null,null,null,null,"Coincident"]
[null,null,null,"Raw Adjusted MD","MW","Non-Coincident"]
[null,null,null,null,null,"Coincident"]
[null,null,null,"Raw Adjusted MD","MVA","Non-Coincident"]
[null,null,null,null,null,"Coincident"]
[null,null,null,"Date MD occurred",null,"Non-Coincident"]
[null,null,null,null,null,"Coincident"]
[null,null,null,"Half hour time period MD occurred",null,"Non-Coincident"]
[null,null,null,null,null,"Coincident"]
[null,null,null,"Winter/Summer Peaking",null,"Non-Coincident"]
[null,null,null,null,null,"Coincident"]
[null,null,null,"Adjustments - Embedded generation","MW","Non-Coincident"]
[null,null,null,null,null,"Coincident"]
[null,null,null,"Weather Corrected 10% POE","MW","Non-Coincident"]
[null,null,null,null,null,"Coincident"]
[null,null,null,"Weather Corrected MD 10% POE","MVA","Non-Coincident"]
[null,null,null,null,null,"Coincident"]
[null,null,null,"Weather Corrected MD 50% POE","MW","Non-Coincident"]
[null,null,null,null,null,"Coincident"]
[null,null,null,"Weather Corrected MD 50% POE","MVA","Non-Coincident"]
[null,null,null,null,null,"Coincident"]
[null,null,"<Enter substation name>","Substation Rating","MVA","Non-Coincident"]
[null,null,null,null,null,"Coincident"]
[null,null,null,"Raw Adjusted MD","MW","Non-Coincident"]
[null,null,null,null,null,"Coincident"]
[null,null,null,"Raw Adjusted MD","MVA","Non-Coincident"]
[null,null,null,null,null,"Coincident"]
[null,null,null,"Date MD occurred",null,"Non-Coincident"]
[null,null,null,null,null,"Coincident"]
[null,null,null,"Half hour time period MD occurred",null,"Non-Coincident"]
[null,null,null,null,null,"Coincident"]
[null,null,null,"Winter/Summer Peaking",null,"Non-Coincident"]
[null,null,null,null,null,"Coincident"]
[null,null,null,"Adjustments - Embedded generation","MW","Non-Coincident"]
[null,null,null,null,null,"Coincident"]
[null,null,null,"Weather Corrected 10% POE","MW","Non-Coincident"]
[null,null,null,null,null,"Coincident"]
[null,null,null,"Weather Corrected MD 10% POE","MVA","Non-Coincident"]
[null,null,null,null,null,"Coincident"]
[null,null,null,"Weather Corrected MD 50% POE","MW","Non-Coincident"]
[null,null,null,null,null,"Coincident"]
[null,null,null,"Weather Corrected MD 50% POE","MVA","Non-Coincident"]
[null,null,null,null,null,"Coincident"]
[null,null,"<Enter substation name>","Substation Rating","MVA","Non-Coincident"]
[null,null,null,null,null,"Coincident"]
[null,null,null,"Raw Adjusted MD","MW","Non-Coincident"]
[null,null,null,null,null,"Coincident"]
[null,null,null,"Raw Adjusted MD","MVA","Non-Coincident"]
[null,null,null,null,null,"Coincident"]
[null,null,null,"Date MD occurred",null,"Non-Coincident"]
[null,null,null,null,null,"Coincident"]
[null,null,null,"Half hour time period MD occurred",null,"Non-Coincident"]
[null,null,null,null,null,"Coincident"]
[null,null,null,"Winter/Summer Peaking",null,"Non-Coincident"]
[null,null,null,null,null,"Coincident"]
[null,null,null,"Adjustments - Embedded generation","MW","Non-Coincident"]
[null,null,null,null,null,"Coincident"]
[null,null,null,"Weather Corrected 10% POE","MW","Non-Coincident"]
[null,null,null,null,null,"Coincident"]
[null,null,null,"Weather Corrected MD 10% POE","MVA","Non-Coincident"]
[null,null,null,null,null,"Coincident"]
[null,null,null,"Weather Corrected MD 50% POE","MW","Non-Coincident"]
[null,null,null,null,null,"Coincident"]
[null,null,null,"Weather Corrected MD 50% POE","MVA","Non-Coincident"]
[null,null,null,null,null,"Coincident"]
[null,null,"<Enter substation name>","Substation Rating","MVA","Non-Coincident"]
[null,null,null,null,null,"Coincident"]
[null,null,null,"Raw Adjusted MD","MW","Non-Coincident"]
[null,null,null,null,null,"Coincident"]
[null,null,null,"Raw Adjusted MD","MVA","Non-Coincident"]
[null,null,null,null,null,"Coincident"]
[null,null,null,"Date MD occurred",null,"Non-Coincident"]
[null,null,null,null,null,"Coincident"]
[null,null,null,"Half hour time period MD occurred",null,"Non-Coincident"]
[null,null,null,null,null,"Coincident"]
[null,null,null,"Winter/Summer Peaking",null,"Non-Coincident"]
[null,null,null,null,null,"Coincident"]
[null,null,null,"Adjustments - Embedded generation","MW","Non-Coincident"]
[null,null,null,null,null,"Coincident"]
[null,null,null,"Weather Corrected 10% POE","MW","Non-Coincident"]
[null,null,null,null,null,"Coincident"]
[null,null,null,"Weather Corrected MD 10% POE","MVA","Non-Coincident"]
[null,null,null,null,null,"Coincident"]
[null,null,null,"Weather Corrected MD 50% POE","MW","Non-Coincident"]
[null,null,null,null,null,"Coincident"]
[null,null,null,"Weather Corrected MD 50% POE","MVA","Non-Coincident"]
[null,null,null,null,null,"Coincident"]
[null,null,"<Enter substation name>","Substation Rating","MVA","Non-Coincident"]
[null,null,null,null,null,"Coincident"]
[null,null,null,"Raw Adjusted MD","MW","Non-Coincident"]
[null,null,null,null,null,"Coincident"]
[null,null,null,"Raw Adjusted MD","MVA","Non-Coincident"]
[null,null,null,null,null,"Coincident"]
[null,null,null,"Date MD occurred",null,"Non-Coincident"]
[null,null,null,null,null,"Coincident"]
[null,null,null,"Half hour time period MD occurred",null,"Non-Coincident"]
[null,null,null,null,null,"Coincident"]
[null,null,null,"Winter/Summer Peaking",null,"Non-Coincident"]
[null,null,null,null,null,"Coincident"]
[null,null,null,"Adjustments - Embedded generation","MW","Non-Coincident"]
[null,null,null,null,null,"Coincident"]
[null,null,null,"Weather Corrected 10% POE","MW","Non-Coincident"]
[null,null,null,null,null,"Coincident"]
[null,null,null,"Weather Corrected MD 10% POE","MVA","Non-Coincident"]
[null,null,null,null,null,"Coincident"]
[null,null,null,"Weather Corrected MD 50% POE","MW","Non-Coincident"]
[null,null,null,null,null,"Coincident"]
[null,null,null,"Weather Corrected MD 50% POE","MVA","Non-Coincident"]
[null,null,null,null,null,"Coincident"]
[null,null,"<Enter substation name>","Substation Rating","MVA","Non-Coincident"]
[null,null,null,null,null,"Coincident"]
[null,null,null,"Raw Adjusted MD","MW","Non-Coincident"]
[null,null,null,null,null,"Coincident"]
[null,null,null,"Raw Adjusted MD","MVA","Non-Coincident"]
[null,null,null,null,null,"Coincident"]
[null,null,null,"Date MD occurred",null,"Non-Coincident"]
[null,null,null,null,null,"Coincident"]
[null,null,null,"Half hour time period MD occurred",null,"Non-Coincident"]
[null,null,null,null,null,"Coincident"]
[null,null,null,"Winter/Summer Peaking",null,"Non-Coincident"]
[null,null,null,null,null,"Coincident"]
[null,null,null,"Adjustments - Embedded generation","MW","Non-Coincident"]
[null,null,null,null,null,"Coincident"]
[null,null,null,"Weather Corrected 10% POE","MW","Non-Coincident"]
[null,null,null,null,null,"Coincident"]
[null,null,null,"Weather Corrected MD 10% POE","MVA","Non-Coincident"]
[null,null,null,null,null,"Coincident"]
[null,null,null,"Weather Corrected MD 50% POE","MW","Non-Coincident"]
[null,null,null,null,null,"Coincident"]
[null,null,null,"Weather Corrected MD 50% POE","MVA","Non-Coincident"]
[null,null,null,null,null,"Coincident"]
[null,null,"<Enter substation name>","Substation Rating","MVA","Non-Coincident"]
[null,null,null,null,null,"Coincident"]
[null,null,null,"Raw Adjusted MD","MW","Non-Coincident"]
[null,null,null,null,null,"Coincident"]
[null,null,null,"Raw Adjusted MD","MVA","Non-Coincident"]
[null,null,null,null,null,"Coincident"]
[null,null,null,"Date MD occurred",null,"Non-Coincident"]
[null,null,null,null,null,"Coincident"]
[null,null,null,"Half hour time period MD occurred",null,"Non-Coincident"]
[null,null,null,null,null,"Coincident"]
[null,null,null,"Winter/Summer Peaking",null,"Non-Coincident"]
[null,null,null,null,null,"Coincident"]
[null,null,null,"Adjustments - Embedded generation","MW","Non-Coincident"]
[null,null,null,null,null,"Coincident"]
[null,null,null,"Weather Corrected 10% POE","MW","Non-Coincident"]
[null,null,null,null,null,"Coincident"]
[null,null,null,"Weather Corrected MD 10% POE","MVA","Non-Coincident"]
[null,null,null,null,null,"Coincident"]
[null,null,null,"Weather Corrected MD 50% POE","MW","Non-Coincident"]
[null,null,null,null,null,"Coincident"]
[null,null,null,"Weather Corrected MD 50% POE","MVA","Non-Coincident"]
[null,null,null,null,null,"Coincident"]
[null,null,"<Enter substation name>","Substation Rating","MVA","Non-Coincident"]
[null,null,null,null,null,"Coincident"]
[null,null,null,"Raw Adjusted MD","MW","Non-Coincident"]
[null,null,null,null,null,"Coincident"]
[null,null,null,"Raw Adjusted MD","MVA","Non-Coincident"]
[null,null,null,null,null,"Coincident"]
[null,null,null,"Date MD occurred",null,"Non-Coincident"]
[null,null,null,null,null,"Coincident"]
[null,null,null,"Half hour time period MD occurred",null,"Non-Coincident"]
[null,null,null,null,null,"Coincident"]
[null,null,null,"Winter/Summer Peaking",null,"Non-Coincident"]
[null,null,null,null,null,"Coincident"]
[null,null,null,"Adjustments - Embedded generation","MW","Non-Coincident"]
[null,null,null,null,null,"Coincident"]
[null,null,null,"Weather Corrected 10% POE","MW","Non-Coincident"]
[null,null,null,null,null,"Coincident"]
[null,null,null,"Weather Corrected MD 10% POE","MVA","Non-Coincident"]
[null,null,null,null,null,"Coincident"]
[null,null,null,"Weather Corrected MD 50% POE","MW","Non-Coincident"]
[null,null,null,null,null,"Coincident"]
[null,null,null,"Weather Corrected MD 50% POE","MVA","Non-Coincident"]
[null,null,null,null,null,"Coincident"]
[null,null,"<Enter substation name>","Substation Rating","MVA","Non-Coincident"]
[null,null,null,null,null,"Coincident"]
[null,null,null,"Raw Adjusted MD","MW","Non-Coincident"]
[null,null,null,null,null,"Coincident"]
[null,null,null,"Raw Adjusted MD","MVA","Non-Coincident"]
[null,null,null,null,null,"Coincident"]
[null,null,null,"Date MD occurred",null,"Non-Coincident"]
[null,null,null,null,null,"Coincident"]
[null,null,null,"Half hour time period MD occurred",null,"Non-Coincident"]
[null,null,null,null,null,"Coincident"]
[null,null,null,"Winter/Summer Peaking",null,"Non-Coincident"]
[null,null,null,null,null,"Coincident"]
[null,null,null,"Adjustments - Embedded generation","MW","Non-Coincident"]
[null,null,null,null,null,"Coincident"]
[null,null,null,"Weather Corrected 10% POE","MW","Non-Coincident"]
[null,null,null,null,null,"Coincident"]
[null,null,null,"Weather Corrected MD 10% POE","MVA","Non-Coincident"]
[null,null,null,null,null,"Coincident"]
[null,null,null,"Weather Corrected MD 50% POE","MW","Non-Coincident"]
[null,null,null,null,null,"Coincident"]
[null,null,null,"Weather Corrected MD 50% POE","MVA","Non-Coincident"]
[null,null,null,null,null,"Coincident"]
[null,null,"<Enter substation name>","Substation Rating","MVA","Non-Coincident"]
[null,null,null,null,null,"Coincident"]
[null,null,null,"Raw Adjusted MD","MW","Non-Coincident"]
[null,null,null,null,null,"Coincident"]
[null,null,null,"Raw Adjusted MD","MVA","Non-Coincident"]
[null,null,null,null,null,"Coincident"]
[null,null,null,"Date MD occurred",null,"Non-Coincident"]
[null,null,null,null,null,"Coincident"]
[null,null,null,"Half hour time period MD occurred",null,"Non-Coincident"]
[null,null,null,null,null,"Coincident"]
[null,null,null,"Winter/Summer Peaking",null,"Non-Coincident"]
[null,null,null,null,null,"Coincident"]
[null,null,null,"Adjustments - Embedded generation","MW","Non-Coincident"]
[null,null,null,null,null,"Coincident"]
[null,null,null,"Weather Corrected 10% POE","MW","Non-Coincident"]
[null,null,null,null,null,"Coincident"]
[null,null,null,"Weather Corrected MD 10% POE","MVA","Non-Coincident"]
[null,null,null,null,null,"Coincident"]
[null,null,null,"Weather Corrected MD 50% POE","MW","Non-Coincident"]
[null,null,null,null,null,"Coincident"]
[null,null,null,"Weather Corrected MD 50% POE","MVA","Non-Coincident"]
[null,null,null,null,null,"Coincident"]
[null,null,"<Enter substation name>","Substation Rating","MVA","Non-Coincident"]
[null,null,null,null,null,"Coincident"]
[null,null,null,"Raw Adjusted MD","MW","Non-Coincident"]
[null,null,null,null,null,"Coincident"]
[null,null,null,"Raw Adjusted MD","MVA","Non-Coincident"]
[null,null,null,null,null,"Coincident"]
[null,null,null,"Date MD occurred",null,"Non-Coincident"]
[null,null,null,null,null,"Coincident"]
[null,null,null,"Half hour time period MD occurred",null,"Non-Coincident"]
[null,null,null,null,null,"Coincident"]
[null,null,null,"Winter/Summer Peaking",null,"Non-Coincident"]
[null,null,null,null,null,"Coincident"]
[null,null,null,"Adjustments - Embedded generation","MW","Non-Coincident"]
[null,null,null,null,null,"Coincident"]
[null,null,null,"Weather Corrected 10% POE","MW","Non-Coincident"]
[null,null,null,null,null,"Coincident"]
[null,null,null,"Weather Corrected MD 10% POE","MVA","Non-Coincident"]
[null,null,null,null,null,"Coincident"]
[null,null,null,"Weather Corrected MD 50% POE","MW","Non-Coincident"]
[null,null,null,null,null,"Coincident"]
[null,null,null,"Weather Corrected MD 50% POE","MVA","Non-Coincident"]
[null,null,null,null,null,"Coincident"]
[null,null,"<Enter substation name>","Substation Rating","MVA","Non-Coincident"]
[null,null,null,null,null,"Coincident"]
[null,null,null,"Raw Adjusted MD","MW","Non-Coincident"]
[null,null,null,null,null,"Coincident"]
[null,null,null,"Raw Adjusted MD","MVA","Non-Coincident"]
[null,null,null,null,null,"Coincident"]
[null,null,null,"Date MD occurred",null,"Non-Coincident"]
[null,null,null,null,null,"Coincident"]
[null,null,null,"Half hour time period MD occurred",null,"Non-Coincident"]
[null,null,null,null,null,"Coincident"]
[null,null,null,"Winter/Summer Peaking",null,"Non-Coincident"]
[null,null,null,null,null,"Coincident"]
[null,null,null,"Adjustments - Embedded generation","MW","Non-Coincident"]
[null,null,null,null,null,"Coincident"]
[null,null,null,"Weather Corrected 10% POE","MW","Non-Coincident"]
[null,null,null,null,null,"Coincident"]
[null,null,null,"Weather Corrected MD 10% POE","MVA","Non-Coincident"]
[null,null,null,null,null,"Coincident"]
[null,null,null,"Weather Corrected MD 50% POE","MW","Non-Coincident"]
[null,null,null,null,null,"Coincident"]
[null,null,null,"Weather Corrected MD 50% POE","MVA","Non-Coincident"]
[null,null,null,null,null,"Coincident"]
[null,null,"<Enter substation name>","Substation Rating","MVA","Non-Coincident"]
[null,null,null,null,null,"Coincident"]
[null,null,null,"Raw Adjusted MD","MW","Non-Coincident"]
[null,null,null,null,null,"Coincident"]
[null,null,null,"Raw Adjusted MD","MVA","Non-Coincident"]
[null,null,null,null,null,"Coincident"]
[null,null,null,"Date MD occurred",null,"Non-Coincident"]
[null,null,null,null,null,"Coincident"]
[null,null,null,"Half hour time period MD occurred",null,"Non-Coincident"]
[null,null,null,null,null,"Coincident"]
[null,null,null,"Winter/Summer Peaking",null,"Non-Coincident"]
[null,null,null,null,null,"Coincident"]
[null,null,null,"Adjustments - Embedded generation","MW","Non-Coincident"]
[null,null,null,null,null,"Coincident"]
[null,null,null,"Weather Corrected 10% POE","MW","Non-Coincident"]
[null,null,null,null,null,"Coincident"]
[null,null,null,"Weather Corrected MD 10% POE","MVA","Non-Coincident"]
[null,null,null,null,null,"Coincident"]
[null,null,null,"Weather Corrected MD 50% POE","MW","Non-Coincident"]
[null,null,null,null,null,"Coincident"]
[null,null,null,"Weather Corrected MD 50% POE","MVA","Non-Coincident"]
[null,null,null,null,null,"Coincident"]
[null,null,"<Enter substation name>","Substation Rating","MVA","Non-Coincident"]
[null,null,null,null,null,"Coincident"]
[null,null,null,"Raw Adjusted MD","MW","Non-Coincident"]
[null,null,null,null,null,"Coincident"]
[null,null,null,"Raw Adjusted MD","MVA","Non-Coincident"]
[null,null,null,null,null,"Coincident"]
[null,null,null,"Date MD occurred",null,"Non-Coincident"]
[null,null,null,null,null,"Coincident"]
[null,null,null,"Half hour time period MD occurred",null,"Non-Coincident"]
[null,null,null,null,null,"Coincident"]
[null,null,null,"Winter/Summer Peaking",null,"Non-Coincident"]
[null,null,null,null,null,"Coincident"]
[null,null,null,"Adjustments - Embedded generation","MW","Non-Coincident"]
[null,null,null,null,null,"Coincident"]
[null,null,null,"Weather Corrected 10% POE","MW","Non-Coincident"]
[null,null,null,null,null,"Coincident"]
[null,null,null,"Weather Corrected MD 10% POE","MVA","Non-Coincident"]
[null,null,null,null,null,"Coincident"]
[null,null,null,"Weather Corrected MD 50% POE","MW","Non-Coincident"]
[null,null,null,null,null,"Coincident"]
[null,null,null,"Weather Corrected MD 50% POE","MVA","Non-Coincident"]
[null,null,null,null,null,"Coincident"]
[null,null,"<Enter substation name>","Substation Rating","MVA","Non-Coincident"]
[null,null,null,null,null,"Coincident"]
[null,null,null,"Raw Adjusted MD","MW","Non-Coincident"]
[null,null,null,null,null,"Coincident"]
[null,null,null,"Raw Adjusted MD","MVA","Non-Coincident"]
[null,null,null,null,null,"Coincident"]
[null,null,null,"Date MD occurred",null,"Non-Coincident"]
[null,null,null,null,null,"Coincident"]
[null,null,null,"Half hour time period MD occurred",null,"Non-Coincident"]
[null,null,null,null,null,"Coincident"]
[null,null,null,"Winter/Summer Peaking",null,"Non-Coincident"]
[null,null,null,null,null,"Coincident"]
[null,null,null,"Adjustments - Embedded generation","MW","Non-Coincident"]
[null,null,null,null,null,"Coincident"]
[null,null,null,"Weather Corrected 10% POE","MW","Non-Coincident"]
[null,null,null,null,null,"Coincident"]
[null,null,null,"Weather Corrected MD 10% POE","MVA","Non-Coincident"]
[null,null,null,null,null,"Coincident"]
[null,null,null,"Weather Corrected MD 50% POE","MW","Non-Coincident"]
[null,null,null,null,null,"Coincident"]
[null,null,null,"Weather Corrected MD 50% POE","MVA","Non-Coincident"]
[null,null,null,null,null,"Coincident"]
[null,null,"<Enter substation name>","Substation Rating","MVA","Non-Coincident"]
[null,null,null,null,null,"Coincident"]
[null,null,null,"Raw Adjusted MD","MW","Non-Coincident"]
[null,null,null,null,null,"Coincident"]
[null,null,null,"Raw Adjusted MD","MVA","Non-Coincident"]
[null,null,null,null,null,"Coincident"]
[null,null,null,"Date MD occurred",null,"Non-Coincident"]
[null,null,null,null,null,"Coincident"]
[null,null,null,"Half hour time period MD occurred",null,"Non-Coincident"]
[null,null,null,null,null,"Coincident"]
[null,null,null,"Winter/Summer Peaking",null,"Non-Coincident"]
[null,null,null,null,null,"Coincident"]
[null,null,null,"Adjustments - Embedded generation","MW","Non-Coincident"]
[null,null,null,null,null,"Coincident"]
[null,null,null,"Weather Corrected 10% POE","MW","Non-Coincident"]
[null,null,null,null,null,"Coincident"]
[null,null,null,"Weather Corrected MD 10% POE","MVA","Non-Coincident"]
[null,null,null,null,null,"Coincident"]
[null,null,null,"Weather Corrected MD 50% POE","MW","Non-Coincident"]
[null,null,null,null,null,"Coincident"]
[null,null,null,"Weather Corrected MD 50% POE","MVA","Non-Coincident"]
[null,null,null,null,null,"Coincident"]
[null,null,"<Enter substation name>","Substation Rating","MVA","Non-Coincident"]
[null,null,null,null,null,"Coincident"]
[null,null,null,"Raw Adjusted MD","MW","Non-Coincident"]
[null,null,null,null,null,"Coincident"]
[null,null,null,"Raw Adjusted MD","MVA","Non-Coincident"]
[null,null,null,null,null,"Coincident"]
[null,null,null,"Date MD occurred",null,"Non-Coincident"]
[null,null,null,null,null,"Coincident"]
[null,null,null,"Half hour time period MD occurred",null,"Non-Coincident"]
[null,null,null,null,null,"Coincident"]
[null,null,null,"Winter/Summer Peaking",null,"Non-Coincident"]
[null,null,null,null,null,"Coincident"]
[null,null,null,"Adjustments - Embedded generation","MW","Non-Coincident"]
[null,null,null,null,null,"Coincident"]
[null,null,null,"Weather Corrected 10% POE","MW","Non-Coincident"]
[null,null,null,null,null,"Coincident"]
[null,null,null,"Weather Corrected MD 10% POE","MVA","Non-Coincident"]
[null,null,null,null,null,"Coincident"]
[null,null,null,"Weather Corrected MD 50% POE","MW","Non-Coincident"]
[null,null,null,null,null,"Coincident"]
[null,null,null,"Weather Corrected MD 50% POE","MVA","Non-Coincident"]
[null,null,null,null,null,"Coincident"]
[null,null,"<Enter substation name>","Substation Rating","MVA","Non-Coincident"]
[null,null,null,null,null,"Coincident"]
[null,null,null,"Raw Adjusted MD","MW","Non-Coincident"]
[null,null,null,null,null,"Coincident"]
[null,null,null,"Raw Adjusted MD","MVA","Non-Coincident"]
[null,null,null,null,null,"Coincident"]
[null,null,null,"Date MD occurred",null,"Non-Coincident"]
[null,null,null,null,null,"Coincident"]
[null,null,null,"Half hour time period MD occurred",null,"Non-Coincident"]
[null,null,null,null,null,"Coincident"]
[null,null,null,"Winter/Summer Peaking",null,"Non-Coincident"]
[null,null,null,null,null,"Coincident"]
[null,null,null,"Adjustments - Embedded generation","MW","Non-Coincident"]
[null,null,null,null,null,"Coincident"]
[null,null,null,"Weather Corrected 10% POE","MW","Non-Coincident"]
[null,null,null,null,null,"Coincident"]
[null,null,null,"Weather Corrected MD 10% POE","MVA","Non-Coincident"]
[null,null,null,null,null,"Coincident"]
[null,null,null,"Weather Corrected MD 50% POE","MW","Non-Coincident"]
[null,null,null,null,null,"Coincident"]
[null,null,null,"Weather Corrected MD 50% POE","MVA","Non-Coincident"]
[null,null,null,null,null,"Coincident"]
[null,null,"<Enter substation name>","Substation Rating","MVA","Non-Coincident"]
[null,null,null,null,null,"Coincident"]
[null,null,null,"Raw Adjusted MD","MW","Non-Coincident"]
[null,null,null,null,null,"Coincident"]
[null,null,null,"Raw Adjusted MD","MVA","Non-Coincident"]
[null,null,null,null,null,"Coincident"]
[null,null,null,"Date MD occurred",null,"Non-Coincident"]
[null,null,null,null,null,"Coincident"]
[null,null,null,"Half hour time period MD occurred",null,"Non-Coincident"]
[null,null,null,null,null,"Coincident"]
[null,null,null,"Winter/Summer Peaking",null,"Non-Coincident"]
[null,null,null,null,null,"Coincident"]
[null,null,null,"Adjustments - Embedded generation","MW","Non-Coincident"]
[null,null,null,null,null,"Coincident"]
[null,null,null,"Weather Corrected 10% POE","MW","Non-Coincident"]
[null,null,null,null,null,"Coincident"]
[null,null,null,"Weather Corrected MD 10% POE","MVA","Non-Coincident"]
[null,null,null,null,null,"Coincident"]
[null,null,null,"Weather Corrected MD 50% POE","MW","Non-Coincident"]
[null,null,null,null,null,"Coincident"]
[null,null,null,"Weather Corrected MD 50% POE","MVA","Non-Coincident"]
[null,null,null,null,null,"Coincident"]
[null,null,"<Enter substation name>","Substation Rating","MVA","Non-Coincident"]
[null,null,null,null,null,"Coincident"]
[null,null,null,"Raw Adjusted MD","MW","Non-Coincident"]
[null,null,null,null,null,"Coincident"]
[null,null,null,"Raw Adjusted MD","MVA","Non-Coincident"]
[null,null,null,null,null,"Coincident"]
[null,null,null,"Date MD occurred",null,"Non-Coincident"]
[null,null,null,null,null,"Coincident"]
[null,null,null,"Half hour time period MD occurred",null,"Non-Coincident"]
[null,null,null,null,null,"Coincident"]
[null,null,null,"Winter/Summer Peaking",null,"Non-Coincident"]
[null,null,null,null,null,"Coincident"]
[null,null,null,"Adjustments - Embedded generation","MW","Non-Coincident"]
[null,null,null,null,null,"Coincident"]
[null,null,null,"Weather Corrected 10% POE","MW","Non-Coincident"]
[null,null,null,null,null,"Coincident"]
[null,null,null,"Weather Corrected MD 10% POE","MVA","Non-Coincident"]
[null,null,null,null,null,"Coincident"]
[null,null,null,"Weather Corrected MD 50% POE","MW","Non-Coincident"]
[null,null,null,null,null,"Coincident"]
[null,null,null,"Weather Corrected MD 50% POE","MVA","Non-Coincident"]
[null,null,null,null,null,"Coincident"]
[null,null,"<Enter substation name>","Substation Rating","MVA","Non-Coincident"]
[null,null,null,null,null,"Coincident"]
[null,null,null,"Raw Adjusted MD","MW","Non-Coincident"]
[null,null,null,null,null,"Coincident"]
[null,null,null,"Raw Adjusted MD","MVA","Non-Coincident"]
[null,null,null,null,null,"Coincident"]
[null,null,null,"Date MD occurred",null,"Non-Coincident"]
[null,null,null,null,null,"Coincident"]
[null,null,null,"Half hour time period MD occurred",null,"Non-Coincident"]
[null,null,null,null,null,"Coincident"]
[null,null,null,"Winter/Summer Peaking",null,"Non-Coincident"]
[null,null,null,null,null,"Coincident"]
[null,null,null,"Adjustments - Embedded generation","MW","Non-Coincident"]
[null,null,null,null,null,"Coincident"]
[null,null,null,"Weather Corrected 10% POE","MW","Non-Coincident"]
[null,null,null,null,null,"Coincident"]
[null,null,null,"Weather Corrected MD 10% POE","MVA","Non-Coincident"]
[null,null,null,null,null,"Coincident"]
[null,null,null,"Weather Corrected MD 50% POE","MW","Non-Coincident"]
[null,null,null,null,null,"Coincident"]
[null,null,null,"Weather Corrected MD 50% POE","MVA","Non-Coincident"]
[null,null,null,null,null,"Coincident"]
[null,null,"<Enter substation name>","Substation Rating","MVA","Non-Coincident"]
[null,null,null,null,null,"Coincident"]
[null,null,null,"Raw Adjusted MD","MW","Non-Coincident"]
[null,null,null,null,null,"Coincident"]
[null,null,null,"Raw Adjusted MD","MVA","Non-Coincident"]
[null,null,null,null,null,"Coincident"]
[null,null,null,"Date MD occurred",null,"Non-Coincident"]
[null,null,null,null,null,"Coincident"]
[null,null,null,"Half hour time period MD occurred",null,"Non-Coincident"]
[null,null,null,null,null,"Coincident"]
[null,null,null,"Winter/Summer Peaking",null,"Non-Coincident"]
[null,null,null,null,null,"Coincident"]
[null,null,null,"Adjustments - Embedded generation","MW","Non-Coincident"]
[null,null,null,null,null,"Coincident"]
[null,null,null,"Weather Corrected 10% POE","MW","Non-Coincident"]
[null,null,null,null,null,"Coincident"]
[null,null,null,"Weather Corrected MD 10% POE","MVA","Non-Coincident"]
[null,null,null,null,null,"Coincident"]
[null,null,null,"Weather Corrected MD 50% POE","MW","Non-Coincident"]
[null,null,null,null,null,"Coincident"]
[null,null,null,"Weather Corrected MD 50% POE","MVA","Non-Coincident"]
[null,null,null,null,null,"Coincident"]
[null,null,"<Enter substation name>","Substation Rating","MVA","Non-Coincident"]
[null,null,null,null,null,"Coincident"]
[null,null,null,"Raw Adjusted MD","MW","Non-Coincident"]
[null,null,null,null,null,"Coincident"]
[null,null,null,"Raw Adjusted MD","MVA","Non-Coincident"]
[null,null,null,null,null,"Coincident"]
[null,null,null,"Date MD occurred",null,"Non-Coincident"]
[null,null,null,null,null,"Coincident"]
[null,null,null,"Half hour time period MD occurred",null,"Non-Coincident"]
[null,null,null,null,null,"Coincident"]
[null,null,null,"Winter/Summer Peaking",null,"Non-Coincident"]
[null,null,null,null,null,"Coincident"]
[null,null,null,"Adjustments - Embedded generation","MW","Non-Coincident"]
[null,null,null,null,null,"Coincident"]
[null,null,null,"Weather Corrected 10% POE","MW","Non-Coincident"]
[null,null,null,null,null,"Coincident"]
[null,null,null,"Weather Corrected MD 10% POE","MVA","Non-Coincident"]
[null,null,null,null,null,"Coincident"]
[null,null,null,"Weather Corrected MD 50% POE","MW","Non-Coincident"]
[null,null,null,null,null,"Coincident"]
[null,null,null,"Weather Corrected MD 50% POE","MVA","Non-Coincident"]
[null,null,null,null,null,"Coincident"]
[null,null,"<Enter substation name>","Substation Rating","MVA","Non-Coincident"]
[null,null,null,null,null,"Coincident"]
[null,null,null,"Raw Adjusted MD","MW","Non-Coincident"]
[null,null,null,null,null,"Coincident"]
[null,null,null,"Raw Adjusted MD","MVA","Non-Coincident"]
[null,null,null,null,null,"Coincident"]
[null,null,null,"Date MD occurred",null,"Non-Coincident"]
[null,null,null,null,null,"Coincident"]
[null,null,null,"Half hour time period MD occurred",null,"Non-Coincident"]
[null,null,null,null,null,"Coincident"]
[null,null,null,"Winter/Summer Peaking",null,"Non-Coincident"]
[null,null,null,null,null,"Coincident"]
[null,null,null,"Adjustments - Embedded generation","MW","Non-Coincident"]
[null,null,null,null,null,"Coincident"]
[null,null,null,"Weather Corrected 10% POE","MW","Non-Coincident"]
[null,null,null,null,null,"Coincident"]
[null,null,null,"Weather Corrected MD 10% POE","MVA","Non-Coincident"]
[null,null,null,null,null,"Coincident"]
[null,null,null,"Weather Corrected MD 50% POE","MW","Non-Coincident"]
[null,null,null,null,null,"Coincident"]
[null,null,null,"Weather Corrected MD 50% POE","MVA","Non-Coincident"]
[null,null,null,null,null,"Coincident"]
[null,null,"<Enter substation name>","Substation Rating","MVA","Non-Coincident"]
[null,null,null,null,null,"Coincident"]
[null,null,null,"Raw Adjusted MD","MW","Non-Coincident"]
[null,null,null,null,null,"Coincident"]
[null,null,null,"Raw Adjusted MD","MVA","Non-Coincident"]
[null,null,null,null,null,"Coincident"]
[null,null,null,"Date MD occurred",null,"Non-Coincident"]
[null,null,null,null,null,"Coincident"]
[null,null,null,"Half hour time period MD occurred",null,"Non-Coincident"]
[null,null,null,null,null,"Coincident"]
[null,null,null,"Winter/Summer Peaking",null,"Non-Coincident"]
[null,null,null,null,null,"Coincident"]
[null,null,null,"Adjustments - Embedded generation","MW","Non-Coincident"]
[null,null,null,null,null,"Coincident"]
[null,null,null,"Weather Corrected 10% POE","MW","Non-Coincident"]
[null,null,null,null,null,"Coincident"]
[null,null,null,"Weather Corrected MD 10% POE","MVA","Non-Coincident"]
[null,null,null,null,null,"Coincident"]
[null,null,null,"Weather Corrected MD 50% POE","MW","Non-Coincident"]
[null,null,null,null,null,"Coincident"]
[null,null,null,"Weather Corrected MD 50% POE","MVA","Non-Coincident"]
[null,null,null,null,null,"Coincident"]
[null,null,"<Enter substation name>","Substation Rating","MVA","Non-Coincident"]
[null,null,null,null,null,"Coincident"]
[null,null,null,"Raw Adjusted MD","MW","Non-Coincident"]
[null,null,null,null,null,"Coincident"]
[null,null,null,"Raw Adjusted MD","MVA","Non-Coincident"]
[null,null,null,null,null,"Coincident"]
[null,null,null,"Date MD occurred",null,"Non-Coincident"]
[null,null,null,null,null,"Coincident"]
[null,null,null,"Half hour time period MD occurred",null,"Non-Coincident"]
[null,null,null,null,null,"Coincident"]
[null,null,null,"Winter/Summer Peaking",null,"Non-Coincident"]
[null,null,null,null,null,"Coincident"]
[null,null,null,"Adjustments - Embedded generation","MW","Non-Coincident"]
[null,null,null,null,null,"Coincident"]
[null,null,null,"Weather Corrected 10% POE","MW","Non-Coincident"]
[null,null,null,null,null,"Coincident"]
[null,null,null,"Weather Corrected MD 10% POE","MVA","Non-Coincident"]
[null,null,null,null,null,"Coincident"]
[null,null,null,"Weather Corrected MD 50% POE","MW","Non-Coincident"]
[null,null,null,null,null,"Coincident"]
[null,null,null,"Weather Corrected MD 50% POE","MVA","Non-Coincident"]
[null,null,null,null,null,"Coincident"]
[null,null,"<Enter substation name>","Substation Rating","MVA","Non-Coincident"]
[null,null,null,null,null,"Coincident"]
[null,null,null,"Raw Adjusted MD","MW","Non-Coincident"]
[null,null,null,null,null,"Coincident"]
[null,null,null,"Raw Adjusted MD","MVA","Non-Coincident"]
[null,null,null,null,null,"Coincident"]
[null,null,null,"Date MD occurred",null,"Non-Coincident"]
[null,null,null,null,null,"Coincident"]
[null,null,null,"Half hour time period MD occurred",null,"Non-Coincident"]
[null,null,null,null,null,"Coincident"]
[null,null,null,"Winter/Summer Peaking",null,"Non-Coincident"]
[null,null,null,null,null,"Coincident"]
[null,null,null,"Adjustments - Embedded generation","MW","Non-Coincident"]
[null,null,null,null,null,"Coincident"]
[null,null,null,"Weather Corrected 10% POE","MW","Non-Coincident"]
[null,null,null,null,null,"Coincident"]
[null,null,null,"Weather Corrected MD 10% POE","MVA","Non-Coincident"]
[null,null,null,null,null,"Coincident"]
[null,null,null,"Weather Corrected MD 50% POE","MW","Non-Coincident"]
[null,null,null,null,null,"Coincident"]
[null,null,null,"Weather Corrected MD 50% POE","MVA","Non-Coincident"]
[null,null,null,null,null,"Coincident"]
[null,null,"<Enter substation name>","Substation Rating","MVA","Non-Coincident"]
[null,null,null,null,null,"Coincident"]
[null,null,null,"Raw Adjusted MD","MW","Non-Coincident"]
[null,null,null,null,null,"Coincident"]
[null,null,null,"Raw Adjusted MD","MVA","Non-Coincident"]
[null,null,null,null,null,"Coincident"]
[null,null,null,"Date MD occurred",null,"Non-Coincident"]
[null,null,null,null,null,"Coincident"]
[null,null,null,"Half hour time period MD occurred",null,"Non-Coincident"]
[null,null,null,null,null,"Coincident"]
[null,null,null,"Winter/Summer Peaking",null,"Non-Coincident"]
[null,null,null,null,null,"Coincident"]
[null,null,null,"Adjustments - Embedded generation","MW","Non-Coincident"]
[null,null,null,null,null,"Coincident"]
[null,null,null,"Weather Corrected 10% POE","MW","Non-Coincident"]
[null,null,null,null,null,"Coincident"]
[null,null,null,"Weather Corrected MD 10% POE","MVA","Non-Coincident"]
[null,null,null,null,null,"Coincident"]
[null,null,null,"Weather Corrected MD 50% POE","MW","Non-Coincident"]
[null,null,null,null,null,"Coincident"]
[null,null,null,"Weather Corrected MD 50% POE","MVA","Non-Coincident"]
[null,null,null,null,null,"Coincident"]
[null,null,"<Enter substation name>","Substation Rating","MVA","Non-Coincident"]
[null,null,null,null,null,"Coincident"]
[null,null,null,"Raw Adjusted MD","MW","Non-Coincident"]
[null,null,null,null,null,"Coincident"]
[null,null,null,"Raw Adjusted MD","MVA","Non-Coincident"]
[null,null,null,null,null,"Coincident"]
[null,null,null,"Date MD occurred",null,"Non-Coincident"]
[null,null,null,null,null,"Coincident"]
[null,null,null,"Half hour time period MD occurred",null,"Non-Coincident"]
[null,null,null,null,null,"Coincident"]
[null,null,null,"Winter/Summer Peaking",null,"Non-Coincident"]
[null,null,null,null,null,"Coincident"]
[null,null,null,"Adjustments - Embedded generation","MW","Non-Coincident"]
[null,null,null,null,null,"Coincident"]
[null,null,null,"Weather Corrected 10% POE","MW","Non-Coincident"]
[null,null,null,null,null,"Coincident"]
[null,null,null,"Weather Corrected MD 10% POE","MVA","Non-Coincident"]
[null,null,null,null,null,"Coincident"]
[null,null,null,"Weather Corrected MD 50% POE","MW","Non-Coincident"]
[null,null,null,null,null,"Coincident"]
[null,null,null,"Weather Corrected MD 50% POE","MVA","Non-Coincident"]
[null,null,null,null,null,"Coincident"]
[null,null,"<Enter substation name>","Substation Rating","MVA","Non-Coincident"]
[null,null,null,null,null,"Coincident"]
[null,null,null,"Raw Adjusted MD","MW","Non-Coincident"]
[null,null,null,null,null,"Coincident"]
[null,null,null,"Raw Adjusted MD","MVA","Non-Coincident"]
[null,null,null,null,null,"Coincident"]
[null,null,null,"Date MD occurred",null,"Non-Coincident"]
[null,null,null,null,null,"Coincident"]
[null,null,null,"Half hour time period MD occurred",null,"Non-Coincident"]
[null,null,null,null,null,"Coincident"]
[null,null,null,"Winter/Summer Peaking",null,"Non-Coincident"]
[null,null,null,null,null,"Coincident"]
[null,null,null,"Adjustments - Embedded generation","MW","Non-Coincident"]
[null,null,null,null,null,"Coincident"]
[null,null,null,"Weather Corrected 10% POE","MW","Non-Coincident"]
[null,null,null,null,null,"Coincident"]
[null,null,null,"Weather Corrected MD 10% POE","MVA","Non-Coincident"]
[null,null,null,null,null,"Coincident"]
[null,null,null,"Weather Corrected MD 50% POE","MW","Non-Coincident"]
[null,null,null,null,null,"Coincident"]
[null,null,null,"Weather Corrected MD 50% POE","MVA","Non-Coincident"]
[null,null,null,null,null,"Coincident"]
[null,null,"<Enter substation name>","Substation Rating","MVA","Non-Coincident"]
[null,null,null,null,null,"Coincident"]
[null,null,null,"Raw Adjusted MD","MW","Non-Coincident"]
[null,null,null,null,null,"Coincident"]
[null,null,null,"Raw Adjusted MD","MVA","Non-Coincident"]
[null,null,null,null,null,"Coincident"]
[null,null,null,"Date MD occurred",null,"Non-Coincident"]
[null,null,null,null,null,"Coincident"]
[null,null,null,"Half hour time period MD occurred",null,"Non-Coincident"]
[null,null,null,null,null,"Coincident"]
[null,null,null,"Winter/Summer Peaking",null,"Non-Coincident"]
[null,null,null,null,null,"Coincident"]
[null,null,null,"Adjustments - Embedded generation","MW","Non-Coincident"]
[null,null,null,null,null,"Coincident"]
[null,null,null,"Weather Corrected 10% POE","MW","Non-Coincident"]
[null,null,null,null,null,"Coincident"]
[null,null,null,"Weather Corrected MD 10% POE","MVA","Non-Coincident"]
[null,null,null,null,null,"Coincident"]
[null,null,null,"Weather Corrected MD 50% POE","MW","Non-Coincident"]
[null,null,null,null,null,"Coincident"]
[null,null,null,"Weather Corrected MD 50% POE","MVA","Non-Coincident"]
[null,null,null,null,null,"Coincident"]
[null,null,"<Enter substation name>","Substation Rating","MVA","Non-Coincident"]
[null,null,null,null,null,"Coincident"]
[null,null,null,"Raw Adjusted MD","MW","Non-Coincident"]
[null,null,null,null,null,"Coincident"]
[null,null,null,"Raw Adjusted MD","MVA","Non-Coincident"]
[null,null,null,null,null,"Coincident"]
[null,null,null,"Date MD occurred",null,"Non-Coincident"]
[null,null,null,null,null,"Coincident"]
[null,null,null,"Half hour time period MD occurred",null,"Non-Coincident"]
[null,null,null,null,null,"Coincident"]
[null,null,null,"Winter/Summer Peaking",null,"Non-Coincident"]
[null,null,null,null,null,"Coincident"]
[null,null,null,"Adjustments - Embedded generation","MW","Non-Coincident"]
[null,null,null,null,null,"Coincident"]
[null,null,null,"Weather Corrected 10% POE","MW","Non-Coincident"]
[null,null,null,null,null,"Coincident"]
[null,null,null,"Weather Corrected MD 10% POE","MVA","Non-Coincident"]
[null,null,null,null,null,"Coincident"]
[null,null,null,"Weather Corrected MD 50% POE","MW","Non-Coincident"]
[null,null,null,null,null,"Coincident"]
[null,null,null,"Weather Corrected MD 50% POE","MVA","Non-Coincident"]
[null,null,null,null,null,"Coincident"]
[null,null,"<Enter substation name>","Substation Rating","MVA","Non-Coincident"]
[null,null,null,null,null,"Coincident"]
[null,null,null,"Raw Adjusted MD","MW","Non-Coincident"]
[null,null,null,null,null,"Coincident"]
[null,null,null,"Raw Adjusted MD","MVA","Non-Coincident"]
[null,null,null,null,null,"Coincident"]
[null,null,null,"Date MD occurred",null,"Non-Coincident"]
[null,null,null,null,null,"Coincident"]
[null,null,null,"Half hour time period MD occurred",null,"Non-Coincident"]
[null,null,null,null,null,"Coincident"]
[null,null,null,"Winter/Summer Peaking",null,"Non-Coincident"]
[null,null,null,null,null,"Coincident"]
[null,null,null,"Adjustments - Embedded generation","MW","Non-Coincident"]
[null,null,null,null,null,"Coincident"]
[null,null,null,"Weather Corrected 10% POE","MW","Non-Coincident"]
[null,null,null,null,null,"Coincident"]
[null,null,null,"Weather Corrected MD 10% POE","MVA","Non-Coincident"]
[null,null,null,null,null,"Coincident"]
[null,null,null,"Weather Corrected MD 50% POE","MW","Non-Coincident"]
[null,null,null,null,null,"Coincident"]
[null,null,null,"Weather Corrected MD 50% POE","MVA","Non-Coincident"]
[null,null,null,null,null,"Coincident"]
[null,null,"<Enter substation name>","Substation Rating","MVA","Non-Coincident"]
[null,null,null,null,null,"Coincident"]
[null,null,null,"Raw Adjusted MD","MW","Non-Coincident"]
[null,null,null,null,null,"Coincident"]
[null,null,null,"Raw Adjusted MD","MVA","Non-Coincident"]
[null,null,null,null,null,"Coincident"]
[null,null,null,"Date MD occurred",null,"Non-Coincident"]
[null,null,null,null,null,"Coincident"]
[null,null,null,"Half hour time period MD occurred",null,"Non-Coincident"]
[null,null,null,null,null,"Coincident"]
[null,null,null,"Winter/Summer Peaking",null,"Non-Coincident"]
[null,null,null,null,null,"Coincident"]
[null,null,null,"Adjustments - Embedded generation","MW","Non-Coincident"]
[null,null,null,null,null,"Coincident"]
[null,null,null,"Weather Corrected 10% POE","MW","Non-Coincident"]
[null,null,null,null,null,"Coincident"]
[null,null,null,"Weather Corrected MD 10% POE","MVA","Non-Coincident"]
[null,null,null,null,null,"Coincident"]
[null,null,null,"Weather Corrected MD 50% POE","MW","Non-Coincident"]
[null,null,null,null,null,"Coincident"]
[null,null,null,"Weather Corrected MD 50% POE","MVA","Non-Coincident"]
[null,null,null,null,null,"Coincident"]
[null,null,"<Enter substation name>","Substation Rating","MVA","Non-Coincident"]
[null,null,null,null,null,"Coincident"]
[null,null,null,"Raw Adjusted MD","MW","Non-Coincident"]
[null,null,null,null,null,"Coincident"]
[null,null,null,"Raw Adjusted MD","MVA","Non-Coincident"]
[null,null,null,null,null,"Coincident"]
[null,null,null,"Date MD occurred",null,"Non-Coincident"]
[null,null,null,null,null,"Coincident"]
[null,null,null,"Half hour time period MD occurred",null,"Non-Coincident"]
[null,null,null,null,null,"Coincident"]
[null,null,null,"Winter/Summer Peaking",null,"Non-Coincident"]
[null,null,null,null,null,"Coincident"]
[null,null,null,"Adjustments - Embedded generation","MW","Non-Coincident"]
[null,null,null,null,null,"Coincident"]
[null,null,null,"Weather Corrected 10% POE","MW","Non-Coincident"]
[null,null,null,null,null,"Coincident"]
[null,null,null,"Weather Corrected MD 10% POE","MVA","Non-Coincident"]
[null,null,null,null,null,"Coincident"]
[null,null,null,"Weather Corrected MD 50% POE","MW","Non-Coincident"]
[null,null,null,null,null,"Coincident"]
[null,null,null,"Weather Corrected MD 50% POE","MVA","Non-Coincident"]
[null,null,null,null,null,"Coincident"]
[null,null,"<Enter substation name>","Substation Rating","MVA","Non-Coincident"]
[null,null,null,null,null,"Coincident"]
[null,null,null,"Raw Adjusted MD","MW","Non-Coincident"]
[null,null,null,null,null,"Coincident"]
[null,null,null,"Raw Adjusted MD","MVA","Non-Coincident"]
[null,null,null,null,null,"Coincident"]
[null,null,null,"Date MD occurred",null,"Non-Coincident"]
[null,null,null,null,null,"Coincident"]
[null,null,null,"Half hour time period MD occurred",null,"Non-Coincident"]
[null,null,null,null,null,"Coincident"]
[null,null,null,"Winter/Summer Peaking",null,"Non-Coincident"]
[null,null,null,null,null,"Coincident"]
[null,null,null,"Adjustments - Embedded generation","MW","Non-Coincident"]
[null,null,null,null,null,"Coincident"]
[null,null,null,"Weather Corrected 10% POE","MW","Non-Coincident"]
[null,null,null,null,null,"Coincident"]
[null,null,null,"Weather Corrected MD 10% POE","MVA","Non-Coincident"]
[null,null,null,null,null,"Coincident"]
[null,null,null,"Weather Corrected MD 50% POE","MW","Non-Coincident"]
[null,null,null,null,null,"Coincident"]
[null,null,null,"Weather Corrected MD 50% POE","MVA","Non-Coincident"]
[null,null,null,null,null,"Coincident"]
[null,null,"<Enter substation name>","Substation Rating","MVA","Non-Coincident"]
[null,null,null,null,null,"Coincident"]
[null,null,null,"Raw Adjusted MD","MW","Non-Coincident"]
[null,null,null,null,null,"Coincident"]
[null,null,null,"Raw Adjusted MD","MVA","Non-Coincident"]
[null,null,null,null,null,"Coincident"]
[null,null,null,"Date MD occurred",null,"Non-Coincident"]
[null,null,null,null,null,"Coincident"]
[null,null,null,"Half hour time period MD occurred",null,"Non-Coincident"]
[null,null,null,null,null,"Coincident"]
[null,null,null,"Winter/Summer Peaking",null,"Non-Coincident"]
[null,null,null,null,null,"Coincident"]
[null,null,null,"Adjustments - Embedded generation","MW","Non-Coincident"]
[null,null,null,null,null,"Coincident"]
[null,null,null,"Weather Corrected 10% POE","MW","Non-Coincident"]
[null,null,null,null,null,"Coincident"]
[null,null,null,"Weather Corrected MD 10% POE","MVA","Non-Coincident"]
[null,null,null,null,null,"Coincident"]
[null,null,null,"Weather Corrected MD 50% POE","MW","Non-Coincident"]
[null,null,null,null,null,"Coincident"]
[null,null,null,"Weather Corrected MD 50% POE","MVA","Non-Coincident"]
[null,null,null,null,null,"Coincident"]
[null,null,"<Enter substation name>","Substation Rating","MVA","Non-Coincident"]
[null,null,null,null,null,"Coincident"]
[null,null,null,"Raw Adjusted MD","MW","Non-Coincident"]
[null,null,null,null,null,"Coincident"]
[null,null,null,"Raw Adjusted MD","MVA","Non-Coincident"]
[null,null,null,null,null,"Coincident"]
[null,null,null,"Date MD occurred",null,"Non-Coincident"]
[null,null,null,null,null,"Coincident"]
[null,null,null,"Half hour time period MD occurred",null,"Non-Coincident"]
[null,null,null,null,null,"Coincident"]
[null,null,null,"Winter/Summer Peaking",null,"Non-Coincident"]
[null,null,null,null,null,"Coincident"]
[null,null,null,"Adjustments - Embedded generation","MW","Non-Coincident"]
[null,null,null,null,null,"Coincident"]
[null,null,null,"Weather Corrected 10% POE","MW","Non-Coincident"]
[null,null,null,null,null,"Coincident"]
[null,null,null,"Weather Corrected MD 10% POE","MVA","Non-Coincident"]
[null,null,null,null,null,"Coincident"]
[null,null,null,"Weather Corrected MD 50% POE","MW","Non-Coincident"]
[null,null,null,null,null,"Coincident"]
[null,null,null,"Weather Corrected MD 50% POE","MVA","Non-Coincident"]
[null,null,null,null,null,"Coincident"]
[null,null,"<Enter substation name>","Substation Rating","MVA","Non-Coincident"]
[null,null,null,null,null,"Coincident"]
[null,null,null,"Raw Adjusted MD","MW","Non-Coincident"]
[null,null,null,null,null,"Coincident"]
[null,null,null,"Raw Adjusted MD","MVA","Non-Coincident"]
[null,null,null,null,null,"Coincident"]
[null,null,null,"Date MD occurred",null,"Non-Coincident"]
[null,null,null,null,null,"Coincident"]
[null,null,null,"Half hour time period MD occurred",null,"Non-Coincident"]
[null,null,null,null,null,"Coincident"]
[null,null,null,"Winter/Summer Peaking",null,"Non-Coincident"]
[null,null,null,null,null,"Coincident"]
[null,null,null,"Adjustments - Embedded generation","MW","Non-Coincident"]
[null,null,null,null,null,"Coincident"]
[null,null,null,"Weather Corrected 10% POE","MW","Non-Coincident"]
[null,null,null,null,null,"Coincident"]
[null,null,null,"Weather Corrected MD 10% POE","MVA","Non-Coincident"]
[null,null,null,null,null,"Coincident"]
[null,null,null,"Weather Corrected MD 50% POE","MW","Non-Coincident"]
[null,null,null,null,null,"Coincident"]
[null,null,null,"Weather Corrected MD 50% POE","MVA","Non-Coincident"]
[null,null,null,null,null,"Coincident"]
[null,null,"<Enter substation name>","Substation Rating","MVA","Non-Coincident"]
[null,null,null,null,null,"Coincident"]
[null,null,null,"Raw Adjusted MD","MW","Non-Coincident"]
[null,null,null,null,null,"Coincident"]
[null,null,null,"Raw Adjusted MD","MVA","Non-Coincident"]
[null,null,null,null,null,"Coincident"]
[null,null,null,"Date MD occurred",null,"Non-Coincident"]
[null,null,null,null,null,"Coincident"]
[null,null,null,"Half hour time period MD occurred",null,"Non-Coincident"]
[null,null,null,null,null,"Coincident"]
[null,null,null,"Winter/Summer Peaking",null,"Non-Coincident"]
[null,null,null,null,null,"Coincident"]
[null,null,null,"Adjustments - Embedded generation","MW","Non-Coincident"]
[null,null,null,null,null,"Coincident"]
[null,null,null,"Weather Corrected 10% POE","MW","Non-Coincident"]
[null,null,null,null,null,"Coincident"]
[null,null,null,"Weather Corrected MD 10% POE","MVA","Non-Coincident"]
[null,null,null,null,null,"Coincident"]
[null,null,null,"Weather Corrected MD 50% POE","MW","Non-Coincident"]
[null,null,null,null,null,"Coincident"]
[null,null,null,"Weather Corrected MD 50% POE","MVA","Non-Coincident"]
[null,null,null,null,null,"Coincident"]
[null,null,"<Enter substation name>","Substation Rating","MVA","Non-Coincident"]
[null,null,null,null,null,"Coincident"]
[null,null,null,"Raw Adjusted MD","MW","Non-Coincident"]
[null,null,null,null,null,"Coincident"]
[null,null,null,"Raw Adjusted MD","MVA","Non-Coincident"]
[null,null,null,null,null,"Coincident"]
[null,null,null,"Date MD occurred",null,"Non-Coincident"]
[null,null,null,null,null,"Coincident"]
[null,null,null,"Half hour time period MD occurred",null,"Non-Coincident"]
[null,null,null,null,null,"Coincident"]
[null,null,null,"Winter/Summer Peaking",null,"Non-Coincident"]
[null,null,null,null,null,"Coincident"]
[null,null,null,"Adjustments - Embedded generation","MW","Non-Coincident"]
[null,null,null,null,null,"Coincident"]
[null,null,null,"Weather Corrected 10% POE","MW","Non-Coincident"]
[null,null,null,null,null,"Coincident"]
[null,null,null,"Weather Corrected MD 10% POE","MVA","Non-Coincident"]
[null,null,null,null,null,"Coincident"]
[null,null,null,"Weather Corrected MD 50% POE","MW","Non-Coincident"]
[null,null,null,null,null,"Coincident"]
[null,null,null,"Weather Corrected MD 50% POE","MVA","Non-Coincident"]
[null,null,null,null,null,"Coincident"]
[null,null,"<Enter substation name>","Substation Rating","MVA","Non-Coincident"]
[null,null,null,null,null,"Coincident"]
[null,null,null,"Raw Adjusted MD","MW","Non-Coincident"]
[null,null,null,null,null,"Coincident"]
[null,null,null,"Raw Adjusted MD","MVA","Non-Coincident"]
[null,null,null,null,null,"Coincident"]
[null,null,null,"Date MD occurred",null,"Non-Coincident"]
[null,null,null,null,null,"Coincident"]
[null,null,null,"Half hour time period MD occurred",null,"Non-Coincident"]
[null,null,null,null,null,"Coincident"]
[null,null,null,"Winter/Summer Peaking",null,"Non-Coincident"]
[null,null,null,null,null,"Coincident"]
[null,null,null,"Adjustments - Embedded generation","MW","Non-Coincident"]
[null,null,null,null,null,"Coincident"]
[null,null,null,"Weather Corrected 10% POE","MW","Non-Coincident"]
[null,null,null,null,null,"Coincident"]
[null,null,null,"Weather Corrected MD 10% POE","MVA","Non-Coincident"]
[null,null,null,null,null,"Coincident"]
[null,null,null,"Weather Corrected MD 50% POE","MW","Non-Coincident"]
[null,null,null,null,null,"Coincident"]
[null,null,null,"Weather Corrected MD 50% POE","MVA","Non-Coincident"]
[null,null,null,null,null,"Coincident"]
[null,null,"<Enter substation name>","Substation Rating","MVA","Non-Coincident"]
[null,null,null,null,null,"Coincident"]
[null,null,null,"Raw Adjusted MD","MW","Non-Coincident"]
[null,null,null,null,null,"Coincident"]
[null,null,null,"Raw Adjusted MD","MVA","Non-Coincident"]
[null,null,null,null,null,"Coincident"]
[null,null,null,"Date MD occurred",null,"Non-Coincident"]
[null,null,null,null,null,"Coincident"]
[null,null,null,"Half hour time period MD occurred",null,"Non-Coincident"]
[null,null,null,null,null,"Coincident"]
[null,null,null,"Winter/Summer Peaking",null,"Non-Coincident"]
[null,null,null,null,null,"Coincident"]
[null,null,null,"Adjustments - Embedded generation","MW","Non-Coincident"]
[null,null,null,null,null,"Coincident"]
[null,null,null,"Weather Corrected 10% POE","MW","Non-Coincident"]
[null,null,null,null,null,"Coincident"]
[null,null,null,"Weather Corrected MD 10% POE","MVA","Non-Coincident"]
[null,null,null,null,null,"Coincident"]
[null,null,null,"Weather Corrected MD 50% POE","MW","Non-Coincident"]
[null,null,null,null,null,"Coincident"]
[null,null,null,"Weather Corrected MD 50% POE","MVA","Non-Coincident"]
[null,null,null,null,null,"Coincident"]
[null,null,"<Enter substation name>","Substation Rating","MVA","Non-Coincident"]
[null,null,null,null,null,"Coincident"]
[null,null,null,"Raw Adjusted MD","MW","Non-Coincident"]
[null,null,null,null,null,"Coincident"]
[null,null,null,"Raw Adjusted MD","MVA","Non-Coincident"]
[null,null,null,null,null,"Coincident"]
[null,null,null,"Date MD occurred",null,"Non-Coincident"]
[null,null,null,null,null,"Coincident"]
[null,null,null,"Half hour time period MD occurred",null,"Non-Coincident"]
[null,null,null,null,null,"Coincident"]
[null,null,null,"Winter/Summer Peaking",null,"Non-Coincident"]
[null,null,null,null,null,"Coincident"]
[null,null,null,"Adjustments - Embedded generation","MW","Non-Coincident"]
[null,null,null,null,null,"Coincident"]
[null,null,null,"Weather Corrected 10% POE","MW","Non-Coincident"]
[null,null,null,null,null,"Coincident"]
[null,null,null,"Weather Corrected MD 10% POE","MVA","Non-Coincident"]
[null,null,null,null,null,"Coincident"]
[null,null,null,"Weather Corrected MD 50% POE","MW","Non-Coincident"]
[null,null,null,null,null,"Coincident"]
[null,null,null,"Weather Corrected MD 50% POE","MVA","Non-Coincident"]
[null,null,null,null,null,"Coincident"]
[null,null,"<Enter substation name>","Substation Rating","MVA","Non-Coincident"]
[null,null,null,null,null,"Coincident"]
[null,null,null,"Raw Adjusted MD","MW","Non-Coincident"]
[null,null,null,null,null,"Coincident"]
[null,null,null,"Raw Adjusted MD","MVA","Non-Coincident"]
[null,null,null,null,null,"Coincident"]
[null,null,null,"Date MD occurred",null,"Non-Coincident"]
[null,null,null,null,null,"Coincident"]
[null,null,null,"Half hour time period MD occurred",null,"Non-Coincident"]
[null,null,null,null,null,"Coincident"]
[null,null,null,"Winter/Summer Peaking",null,"Non-Coincident"]
[null,null,null,null,null,"Coincident"]
[null,null,null,"Adjustments - Embedded generation","MW","Non-Coincident"]
[null,null,null,null,null,"Coincident"]
[null,null,null,"Weather Corrected 10% POE","MW","Non-Coincident"]
[null,null,null,null,null,"Coincident"]
[null,null,null,"Weather Corrected MD 10% POE","MVA","Non-Coincident"]
[null,null,null,null,null,"Coincident"]
[null,null,null,"Weather Corrected MD 50% POE","MW","Non-Coincident"]
[null,null,null,null,null,"Coincident"]
[null,null,null,"Weather Corrected MD 50% POE","MVA","Non-Coincident"]
[null,null,null,null,null,"Coincident"]
[null,null,"<Enter substation name>","Substation Rating","MVA","Non-Coincident"]
[null,null,null,null,null,"Coincident"]
[null,null,null,"Raw Adjusted MD","MW","Non-Coincident"]
[null,null,null,null,null,"Coincident"]
[null,null,null,"Raw Adjusted MD","MVA","Non-Coincident"]
[null,null,null,null,null,"Coincident"]
[null,null,null,"Date MD occurred",null,"Non-Coincident"]
[null,null,null,null,null,"Coincident"]
[null,null,null,"Half hour time period MD occurred",null,"Non-Coincident"]
[null,null,null,null,null,"Coincident"]
[null,null,null,"Winter/Summer Peaking",null,"Non-Coincident"]
[null,null,null,null,null,"Coincident"]
[null,null,null,"Adjustments - Embedded generation","MW","Non-Coincident"]
[null,null,null,null,null,"Coincident"]
[null,null,null,"Weather Corrected 10% POE","MW","Non-Coincident"]
[null,null,null,null,null,"Coincident"]
[null,null,null,"Weather Corrected MD 10% POE","MVA","Non-Coincident"]
[null,null,null,null,null,"Coincident"]
[null,null,null,"Weather Corrected MD 50% POE","MW","Non-Coincident"]
[null,null,null,null,null,"Coincident"]
[null,null,null,"Weather Corrected MD 50% POE","MVA","Non-Coincident"]
[null,null,null,null,null,"Coincident"]
[null,null,"<Enter substation name>","Substation Rating","MVA","Non-Coincident"]
[null,null,null,null,null,"Coincident"]
[null,null,null,"Raw Adjusted MD","MW","Non-Coincident"]
[null,null,null,null,null,"Coincident"]
[null,null,null,"Raw Adjusted MD","MVA","Non-Coincident"]
[null,null,null,null,null,"Coincident"]
[null,null,null,"Date MD occurred",null,"Non-Coincident"]
[null,null,null,null,null,"Coincident"]
[null,null,null,"Half hour time period MD occurred",null,"Non-Coincident"]
[null,null,null,null,null,"Coincident"]
[null,null,null,"Winter/Summer Peaking",null,"Non-Coincident"]
[null,null,null,null,null,"Coincident"]
[null,null,null,"Adjustments - Embedded generation","MW","Non-Coincident"]
[null,null,null,null,null,"Coincident"]
[null,null,null,"Weather Corrected 10% POE","MW","Non-Coincident"]
[null,null,null,null,null,"Coincident"]
[null,null,null,"Weather Corrected MD 10% POE","MVA","Non-Coincident"]
[null,null,null,null,null,"Coincident"]
[null,null,null,"Weather Corrected MD 50% POE","MW","Non-Coincident"]
[null,null,null,null,null,"Coincident"]
[null,null,null,"Weather Corrected MD 50% POE","MVA","Non-Coincident"]
[null,null,null,null,null,"Coincident"]
[null,null,"<Enter substation name>","Substation Rating","MVA","Non-Coincident"]
[null,null,null,null,null,"Coincident"]
[null,null,null,"Raw Adjusted MD","MW","Non-Coincident"]
[null,null,null,null,null,"Coincident"]
[null,null,null,"Raw Adjusted MD","MVA","Non-Coincident"]
[null,null,null,null,null,"Coincident"]
[null,null,null,"Date MD occurred",null,"Non-Coincident"]
[null,null,null,null,null,"Coincident"]
[null,null,null,"Half hour time period MD occurred",null,"Non-Coincident"]
[null,null,null,null,null,"Coincident"]
[null,null,null,"Winter/Summer Peaking",null,"Non-Coincident"]
[null,null,null,null,null,"Coincident"]
[null,null,null,"Adjustments - Embedded generation","MW","Non-Coincident"]
[null,null,null,null,null,"Coincident"]
[null,null,null,"Weather Corrected 10% POE","MW","Non-Coincident"]
[null,null,null,null,null,"Coincident"]
[null,null,null,"Weather Corrected MD 10% POE","MVA","Non-Coincident"]
[null,null,null,null,null,"Coincident"]
[null,null,null,"Weather Corrected MD 50% POE","MW","Non-Coincident"]
[null,null,null,null,null,"Coincident"]
[null,null,null,"Weather Corrected MD 50% POE","MVA","Non-Coincident"]
[null,null,null,null,null,"Coincident"]
[null,null,"<Enter substation name>","Substation Rating","MVA","Non-Coincident"]
[null,null,null,null,null,"Coincident"]
[null,null,null,"Raw Adjusted MD","MW","Non-Coincident"]
[null,null,null,null,null,"Coincident"]
[null,null,null,"Raw Adjusted MD","MVA","Non-Coincident"]
[null,null,null,null,null,"Coincident"]
[null,null,null,"Date MD occurred",null,"Non-Coincident"]
[null,null,null,null,null,"Coincident"]
[null,null,null,"Half hour time period MD occurred",null,"Non-Coincident"]
[null,null,null,null,null,"Coincident"]
[null,null,null,"Winter/Summer Peaking",null,"Non-Coincident"]
[null,null,null,null,null,"Coincident"]
[null,null,null,"Adjustments - Embedded generation","MW","Non-Coincident"]
[null,null,null,null,null,"Coincident"]
[null,null,null,"Weather Corrected 10% POE","MW","Non-Coincident"]
[null,null,null,null,null,"Coincident"]
[null,null,null,"Weather Corrected MD 10% POE","MVA","Non-Coincident"]
[null,null,null,null,null,"Coincident"]
[null,null,null,"Weather Corrected MD 50% POE","MW","Non-Coincident"]
[null,null,null,null,null,"Coincident"]
[null,null,null,"Weather Corrected MD 50% POE","MVA","Non-Coincident"]
[null,null,null,null,null,"Coincident"]
[null,null,"<Enter substation name>","Substation Rating","MVA","Non-Coincident"]
[null,null,null,null,null,"Coincident"]
[null,null,null,"Raw Adjusted MD","MW","Non-Coincident"]
[null,null,null,null,null,"Coincident"]
[null,null,null,"Raw Adjusted MD","MVA","Non-Coincident"]
[null,null,null,null,null,"Coincident"]
[null,null,null,"Date MD occurred",null,"Non-Coincident"]
[null,null,null,null,null,"Coincident"]
[null,null,null,"Half hour time period MD occurred",null,"Non-Coincident"]
[null,null,null,null,null,"Coincident"]
[null,null,null,"Winter/Summer Peaking",null,"Non-Coincident"]
[null,null,null,null,null,"Coincident"]
[null,null,null,"Adjustments - Embedded generation","MW","Non-Coincident"]
[null,null,null,null,null,"Coincident"]
[null,null,null,"Weather Corrected 10% POE","MW","Non-Coincident"]
[null,null,null,null,null,"Coincident"]
[null,null,null,"Weather Corrected MD 10% POE","MVA","Non-Coincident"]
[null,null,null,null,null,"Coincident"]
[null,null,null,"Weather Corrected MD 50% POE","MW","Non-Coincident"]
[null,null,null,null,null,"Coincident"]
[null,null,null,"Weather Corrected MD 50% POE","MVA","Non-Coincident"]
[null,null,null,null,null,"Coincident"]
[null,null,"<Enter substation name>","Substation Rating","MVA","Non-Coincident"]
[null,null,null,null,null,"Coincident"]
[null,null,null,"Raw Adjusted MD","MW","Non-Coincident"]
[null,null,null,null,null,"Coincident"]
[null,null,null,"Raw Adjusted MD","MVA","Non-Coincident"]
[null,null,null,null,null,"Coincident"]
[null,null,null,"Date MD occurred",null,"Non-Coincident"]
[null,null,null,null,null,"Coincident"]
[null,null,null,"Half hour time period MD occurred",null,"Non-Coincident"]
[null,null,null,null,null,"Coincident"]
[null,null,null,"Winter/Summer Peaking",null,"Non-Coincident"]
[null,null,null,null,null,"Coincident"]
[null,null,null,"Adjustments - Embedded generation","MW","Non-Coincident"]
[null,null,null,null,null,"Coincident"]
[null,null,null,"Weather Corrected 10% POE","MW","Non-Coincident"]
[null,null,null,null,null,"Coincident"]
[null,null,null,"Weather Corrected MD 10% POE","MVA","Non-Coincident"]
[null,null,null,null,null,"Coincident"]
[null,null,null,"Weather Corrected MD 50% POE","MW","Non-Coincident"]
[null,null,null,null,null,"Coincident"]
[null,null,null,"Weather Corrected MD 50% POE","MVA","Non-Coincident"]
[null,null,null,null,null,"Coincident"]
[null,null,"<Enter substation name>","Substation Rating","MVA","Non-Coincident"]
[null,null,null,null,null,"Coincident"]
[null,null,null,"Raw Adjusted MD","MW","Non-Coincident"]
[null,null,null,null,null,"Coincident"]
[null,null,null,"Raw Adjusted MD","MVA","Non-Coincident"]
[null,null,null,null,null,"Coincident"]
[null,null,null,"Date MD occurred",null,"Non-Coincident"]
[null,null,null,null,null,"Coincident"]
[null,null,null,"Half hour time period MD occurred",null,"Non-Coincident"]
[null,null,null,null,null,"Coincident"]
[null,null,null,"Winter/Summer Peaking",null,"Non-Coincident"]
[null,null,null,null,null,"Coincident"]
[null,null,null,"Adjustments - Embedded generation","MW","Non-Coincident"]
[null,null,null,null,null,"Coincident"]
[null,null,null,"Weather Corrected 10% POE","MW","Non-Coincident"]
[null,null,null,null,null,"Coincident"]
[null,null,null,"Weather Corrected MD 10% POE","MVA","Non-Coincident"]
[null,null,null,null,null,"Coincident"]
[null,null,null,"Weather Corrected MD 50% POE","MW","Non-Coincident"]
[null,null,null,null,null,"Coincident"]
[null,null,null,"Weather Corrected MD 50% POE","MVA","Non-Coincident"]
[null,null,null,null,null,"Coincident"]
[null,null,"<Enter substation name>","Substation Rating","MVA","Non-Coincident"]
[null,null,null,null,null,"Coincident"]
[null,null,null,"Raw Adjusted MD","MW","Non-Coincident"]
[null,null,null,null,null,"Coincident"]
[null,null,null,"Raw Adjusted MD","MVA","Non-Coincident"]
[null,null,null,null,null,"Coincident"]
[null,null,null,"Date MD occurred",null,"Non-Coincident"]
[null,null,null,null,null,"Coincident"]
[null,null,null,"Half hour time period MD occurred",null,"Non-Coincident"]
[null,null,null,null,null,"Coincident"]
[null,null,null,"Winter/Summer Peaking",null,"Non-Coincident"]
[null,null,null,null,null,"Coincident"]
[null,null,null,"Adjustments - Embedded generation","MW","Non-Coincident"]
[null,null,null,null,null,"Coincident"]
[null,null,null,"Weather Corrected 10% POE","MW","Non-Coincident"]
[null,null,null,null,null,"Coincident"]
[null,null,null,"Weather Corrected MD 10% POE","MVA","Non-Coincident"]
[null,null,null,null,null,"Coincident"]
[null,null,null,"Weather Corrected MD 50% POE","MW","Non-Coincident"]
[null,null,null,null,null,"Coincident"]
[null,null,null,"Weather Corrected MD 50% POE","MVA","Non-Coincident"]
[null,null,null,null,null,"Coincident"]
[null,null,"<Enter substation name>","Substation Rating","MVA","Non-Coincident"]
[null,null,null,null,null,"Coincident"]
[null,null,null,"Raw Adjusted MD","MW","Non-Coincident"]
[null,null,null,null,null,"Coincident"]
[null,null,null,"Raw Adjusted MD","MVA","Non-Coincident"]
[null,null,null,null,null,"Coincident"]
[null,null,null,"Date MD occurred",null,"Non-Coincident"]
[null,null,null,null,null,"Coincident"]
[null,null,null,"Half hour time period MD occurred",null,"Non-Coincident"]
[null,null,null,null,null,"Coincident"]
[null,null,null,"Winter/Summer Peaking",null,"Non-Coincident"]
[null,null,null,null,null,"Coincident"]
[null,null,null,"Adjustments - Embedded generation","MW","Non-Coincident"]
[null,null,null,null,null,"Coincident"]
[null,null,null,"Weather Corrected 10% POE","MW","Non-Coincident"]
[null,null,null,null,null,"Coincident"]
[null,null,null,"Weather Corrected MD 10% POE","MVA","Non-Coincident"]
[null,null,null,null,null,"Coincident"]
[null,null,null,"Weather Corrected MD 50% POE","MW","Non-Coincident"]
[null,null,null,null,null,"Coincident"]
[null,null,null,"Weather Corrected MD 50% POE","MVA","Non-Coincident"]
[null,null,null,null,null,"Coincident"]
[null,null,"<Enter substation name>","Substation Rating","MVA","Non-Coincident"]
[null,null,null,null,null,"Coincident"]
[null,null,null,"Raw Adjusted MD","MW","Non-Coincident"]
[null,null,null,null,null,"Coincident"]
[null,null,null,"Raw Adjusted MD","MVA","Non-Coincident"]
[null,null,null,null,null,"Coincident"]
[null,null,null,"Date MD occurred",null,"Non-Coincident"]
[null,null,null,null,null,"Coincident"]
[null,null,null,"Half hour time period MD occurred",null,"Non-Coincident"]
[null,null,null,null,null,"Coincident"]
[null,null,null,"Winter/Summer Peaking",null,"Non-Coincident"]
[null,null,null,null,null,"Coincident"]
[null,null,null,"Adjustments - Embedded generation","MW","Non-Coincident"]
[null,null,null,null,null,"Coincident"]
[null,null,null,"Weather Corrected 10% POE","MW","Non-Coincident"]
[null,null,null,null,null,"Coincident"]
[null,null,null,"Weather Corrected MD 10% POE","MVA","Non-Coincident"]
[null,null,null,null,null,"Coincident"]
[null,null,null,"Weather Corrected MD 50% POE","MW","Non-Coincident"]
[null,null,null,null,null,"Coincident"]
[null,null,null,"Weather Corrected MD 50% POE","MVA","Non-Coincident"]
[null,null,null,null,null,"Coincident"]
[null,null,"<Enter substation name>","Substation Rating","MVA","Non-Coincident"]
[null,null,null,null,null,"Coincident"]
[null,null,null,"Raw Adjusted MD","MW","Non-Coincident"]
[null,null,null,null,null,"Coincident"]
[null,null,null,"Raw Adjusted MD","MVA","Non-Coincident"]
[null,null,null,null,null,"Coincident"]
[null,null,null,"Date MD occurred",null,"Non-Coincident"]
[null,null,null,null,null,"Coincident"]
[null,null,null,"Half hour time period MD occurred",null,"Non-Coincident"]
[null,null,null,null,null,"Coincident"]
[null,null,null,"Winter/Summer Peaking",null,"Non-Coincident"]
[null,null,null,null,null,"Coincident"]
[null,null,null,"Adjustments - Embedded generation","MW","Non-Coincident"]
[null,null,null,null,null,"Coincident"]
[null,null,null,"Weather Corrected 10% POE","MW","Non-Coincident"]
[null,null,null,null,null,"Coincident"]
[null,null,null,"Weather Corrected MD 10% POE","MVA","Non-Coincident"]
[null,null,null,null,null,"Coincident"]
[null,null,null,"Weather Corrected MD 50% POE","MW","Non-Coincident"]
[null,null,null,null,null,"Coincident"]
[null,null,null,"Weather Corrected MD 50% POE","MVA","Non-Coincident"]
[null,null,null,null,null,"Coincident"]
[null,null,"<Enter substation name>","Substation Rating","MVA","Non-Coincident"]
[null,null,null,null,null,"Coincident"]
[null,null,null,"Raw Adjusted MD","MW","Non-Coincident"]
[null,null,null,null,null,"Coincident"]
[null,null,null,"Raw Adjusted MD","MVA","Non-Coincident"]
[null,null,null,null,null,"Coincident"]
[null,null,null,"Date MD occurred",null,"Non-Coincident"]
[null,null,null,null,null,"Coincident"]
[null,null,null,"Half hour time period MD occurred",null,"Non-Coincident"]
[null,null,null,null,null,"Coincident"]
[null,null,null,"Winter/Summer Peaking",null,"Non-Coincident"]
[null,null,null,null,null,"Coincident"]
[null,null,null,"Adjustments - Embedded generation","MW","Non-Coincident"]
[null,null,null,null,null,"Coincident"]
[null,null,null,"Weather Corrected 10% POE","MW","Non-Coincident"]
[null,null,null,null,null,"Coincident"]
[null,null,null,"Weather Corrected MD 10% POE","MVA","Non-Coincident"]
[null,null,null,null,null,"Coincident"]
[null,null,null,"Weather Corrected MD 50% POE","MW","Non-Coincident"]
[null,null,null,null,null,"Coincident"]
[null,null,null,"Weather Corrected MD 50% POE","MVA","Non-Coincident"]
[null,null,null,null,null,"Coincident"]
[null,null,"<Enter substation name>","Substation Rating","MVA","Non-Coincident"]
[null,null,null,null,null,"Coincident"]
[null,null,null,"Raw Adjusted MD","MW","Non-Coincident"]
[null,null,null,null,null,"Coincident"]
[null,null,null,"Raw Adjusted MD","MVA","Non-Coincident"]
[null,null,null,null,null,"Coincident"]
[null,null,null,"Date MD occurred",null,"Non-Coincident"]
[null,null,null,null,null,"Coincident"]
[null,null,null,"Half hour time period MD occurred",null,"Non-Coincident"]
[null,null,null,null,null,"Coincident"]
[null,null,null,"Winter/Summer Peaking",null,"Non-Coincident"]
[null,null,null,null,null,"Coincident"]
[null,null,null,"Adjustments - Embedded generation","MW","Non-Coincident"]
[null,null,null,null,null,"Coincident"]
[null,null,null,"Weather Corrected 10% POE","MW","Non-Coincident"]
[null,null,null,null,null,"Coincident"]
[null,null,null,"Weather Corrected MD 10% POE","MVA","Non-Coincident"]
[null,null,null,null,null,"Coincident"]
[null,null,null,"Weather Corrected MD 50% POE","MW","Non-Coincident"]
[null,null,null,null,null,"Coincident"]
[null,null,null,"Weather Corrected MD 50% POE","MVA","Non-Coincident"]
[null,null,null,null,null,"Coincident"]
[null,null,"<Enter substation name>","Substation Rating","MVA","Non-Coincident"]
[null,null,null,null,null,"Coincident"]
[null,null,null,"Raw Adjusted MD","MW","Non-Coincident"]
[null,null,null,null,null,"Coincident"]
[null,null,null,"Raw Adjusted MD","MVA","Non-Coincident"]
[null,null,null,null,null,"Coincident"]
[null,null,null,"Date MD occurred",null,"Non-Coincident"]
[null,null,null,null,null,"Coincident"]
[null,null,null,"Half hour time period MD occurred",null,"Non-Coincident"]
[null,null,null,null,null,"Coincident"]
[null,null,null,"Winter/Summer Peaking",null,"Non-Coincident"]
[null,null,null,null,null,"Coincident"]
[null,null,null,"Adjustments - Embedded generation","MW","Non-Coincident"]
[null,null,null,null,null,"Coincident"]
[null,null,null,"Weather Corrected 10% POE","MW","Non-Coincident"]
[null,null,null,null,null,"Coincident"]
[null,null,null,"Weather Corrected MD 10% POE","MVA","Non-Coincident"]
[null,null,null,null,null,"Coincident"]
[null,null,null,"Weather Corrected MD 50% POE","MW","Non-Coincident"]
[null,null,null,null,null,"Coincident"]
[null,null,null,"Weather Corrected MD 50% POE","MVA","Non-Coincident"]
[null,null,null,null,null,"Coincident"]
[null,null,"<Enter substation name>","Substation Rating","MVA","Non-Coincident"]
[null,null,null,null,null,"Coincident"]
[null,null,null,"Raw Adjusted MD","MW","Non-Coincident"]
[null,null,null,null,null,"Coincident"]
[null,null,null,"Raw Adjusted MD","MVA","Non-Coincident"]
[null,null,null,null,null,"Coincident"]
[null,null,null,"Date MD occurred",null,"Non-Coincident"]
[null,null,null,null,null,"Coincident"]
[null,null,null,"Half hour time period MD occurred",null,"Non-Coincident"]
[null,null,null,null,null,"Coincident"]
[null,null,null,"Winter/Summer Peaking",null,"Non-Coincident"]
[null,null,null,null,null,"Coincident"]
[null,null,null,"Adjustments - Embedded generation","MW","Non-Coincident"]
[null,null,null,null,null,"Coincident"]
[null,null,null,"Weather Corrected 10% POE","MW","Non-Coincident"]
[null,null,null,null,null,"Coincident"]
[null,null,null,"Weather Corrected MD 10% POE","MVA","Non-Coincident"]
[null,null,null,null,null,"Coincident"]
[null,null,null,"Weather Corrected MD 50% POE","MW","Non-Coincident"]
[null,null,null,null,null,"Coincident"]
[null,null,null,"Weather Corrected MD 50% POE","MVA","Non-Coincident"]
[null,null,null,null,null,"Coincident"]
[null,null,"<Enter substation name>","Substation Rating","MVA","Non-Coincident"]
[null,null,null,null,null,"Coincident"]
[null,null,null,"Raw Adjusted MD","MW","Non-Coincident"]
[null,null,null,null,null,"Coincident"]
[null,null,null,"Raw Adjusted MD","MVA","Non-Coincident"]
[null,null,null,null,null,"Coincident"]
[null,null,null,"Date MD occurred",null,"Non-Coincident"]
[null,null,null,null,null,"Coincident"]
[null,null,null,"Half hour time period MD occurred",null,"Non-Coincident"]
[null,null,null,null,null,"Coincident"]
[null,null,null,"Winter/Summer Peaking",null,"Non-Coincident"]
[null,null,null,null,null,"Coincident"]
[null,null,null,"Adjustments - Embedded generation","MW","Non-Coincident"]
[null,null,null,null,null,"Coincident"]
[null,null,null,"Weather Corrected 10% POE","MW","Non-Coincident"]
[null,null,null,null,null,"Coincident"]
[null,null,null,"Weather Corrected MD 10% POE","MVA","Non-Coincident"]
[null,null,null,null,null,"Coincident"]
[null,null,null,"Weather Corrected MD 50% POE","MW","Non-Coincident"]
[null,null,null,null,null,"Coincident"]
[null,null,null,"Weather Corrected MD 50% POE","MVA","Non-Coincident"]
[null,null,null,null,null,"Coincident"]
[null,null,"<Enter substation name>","Substation Rating","MVA","Non-Coincident"]
[null,null,null,null,null,"Coincident"]
[null,null,null,"Raw Adjusted MD","MW","Non-Coincident"]
[null,null,null,null,null,"Coincident"]
[null,null,null,"Raw Adjusted MD","MVA","Non-Coincident"]
[null,null,null,null,null,"Coincident"]
[null,null,null,"Date MD occurred",null,"Non-Coincident"]
[null,null,null,null,null,"Coincident"]
[null,null,null,"Half hour time period MD occurred",null,"Non-Coincident"]
[null,null,null,null,null,"Coincident"]
[null,null,null,"Winter/Summer Peaking",null,"Non-Coincident"]
[null,null,null,null,null,"Coincident"]
[null,null,null,"Adjustments - Embedded generation","MW","Non-Coincident"]
[null,null,null,null,null,"Coincident"]
[null,null,null,"Weather Corrected 10% POE","MW","Non-Coincident"]
[null,null,null,null,null,"Coincident"]
[null,null,null,"Weather Corrected MD 10% POE","MVA","Non-Coincident"]
[null,null,null,null,null,"Coincident"]
[null,null,null,"Weather Corrected MD 50% POE","MW","Non-Coincident"]
[null,null,null,null,null,"Coincident"]
[null,null,null,"Weather Corrected MD 50% POE","MVA","Non-Coincident"]
[null,null,null,null,null,"Coincident"]
[null,null,"<Enter substation name>","Substation Rating","MVA","Non-Coincident"]
[null,null,null,null,null,"Coincident"]
[null,null,null,"Raw Adjusted MD","MW","Non-Coincident"]
[null,null,null,null,null,"Coincident"]
[null,null,null,"Raw Adjusted MD","MVA","Non-Coincident"]
[null,null,null,null,null,"Coincident"]
[null,null,null,"Date MD occurred",null,"Non-Coincident"]
[null,null,null,null,null,"Coincident"]
[null,null,null,"Half hour time period MD occurred",null,"Non-Coincident"]
[null,null,null,null,null,"Coincident"]
[null,null,null,"Winter/Summer Peaking",null,"Non-Coincident"]
[null,null,null,null,null,"Coincident"]
[null,null,null,"Adjustments - Embedded generation","MW","Non-Coincident"]
[null,null,null,null,null,"Coincident"]
[null,null,null,"Weather Corrected 10% POE","MW","Non-Coincident"]
[null,null,null,null,null,"Coincident"]
[null,null,null,"Weather Corrected MD 10% POE","MVA","Non-Coincident"]
[null,null,null,null,null,"Coincident"]
[null,null,null,"Weather Corrected MD 50% POE","MW","Non-Coincident"]
[null,null,null,null,null,"Coincident"]
[null,null,null,"Weather Corrected MD 50% POE","MVA","Non-Coincident"]
[null,null,null,null,null,"Coincident"]
[null,null,"<Enter substation name>","Substation Rating","MVA","Non-Coincident"]
[null,null,null,null,null,"Coincident"]
[null,null,null,"Raw Adjusted MD","MW","Non-Coincident"]
[null,null,null,null,null,"Coincident"]
[null,null,null,"Raw Adjusted MD","MVA","Non-Coincident"]
[null,null,null,null,null,"Coincident"]
[null,null,null,"Date MD occurred",null,"Non-Coincident"]
[null,null,null,null,null,"Coincident"]
[null,null,null,"Half hour time period MD occurred",null,"Non-Coincident"]
[null,null,null,null,null,"Coincident"]
[null,null,null,"Winter/Summer Peaking",null,"Non-Coincident"]
[null,null,null,null,null,"Coincident"]
[null,null,null,"Adjustments - Embedded generation","MW","Non-Coincident"]
[null,null,null,null,null,"Coincident"]
[null,null,null,"Weather Corrected 10% POE","MW","Non-Coincident"]
[null,null,null,null,null,"Coincident"]
[null,null,null,"Weather Corrected MD 10% POE","MVA","Non-Coincident"]
[null,null,null,null,null,"Coincident"]
[null,null,null,"Weather Corrected MD 50% POE","MW","Non-Coincident"]
[null,null,null,null,null,"Coincident"]
[null,null,null,"Weather Corrected MD 50% POE","MVA","Non-Coincident"]
[null,null,null,null,null,"Coincident"]
[null,null,"<Enter substation name>","Substation Rating","MVA","Non-Coincident"]
[null,null,null,null,null,"Coincident"]
[null,null,null,"Raw Adjusted MD","MW","Non-Coincident"]
[null,null,null,null,null,"Coincident"]
[null,null,null,"Raw Adjusted MD","MVA","Non-Coincident"]
[null,null,null,null,null,"Coincident"]
[null,null,null,"Date MD occurred",null,"Non-Coincident"]
[null,null,null,null,null,"Coincident"]
[null,null,null,"Half hour time period MD occurred",null,"Non-Coincident"]
[null,null,null,null,null,"Coincident"]
[null,null,null,"Winter/Summer Peaking",null,"Non-Coincident"]
[null,null,null,null,null,"Coincident"]
[null,null,null,"Adjustments - Embedded generation","MW","Non-Coincident"]
[null,null,null,null,null,"Coincident"]
[null,null,null,"Weather Corrected 10% POE","MW","Non-Coincident"]
[null,null,null,null,null,"Coincident"]
[null,null,null,"Weather Corrected MD 10% POE","MVA","Non-Coincident"]
[null,null,null,null,null,"Coincident"]
[null,null,null,"Weather Corrected MD 50% POE","MW","Non-Coincident"]
[null,null,null,null,null,"Coincident"]
[null,null,null,"Weather Corrected MD 50% POE","MVA","Non-Coincident"]
[null,null,null,null,null,"Coincident"]
[null,null,"<Enter substation name>","Substation Rating","MVA","Non-Coincident"]
[null,null,null,null,null,"Coincident"]
[null,null,null,"Raw Adjusted MD","MW","Non-Coincident"]
[null,null,null,null,null,"Coincident"]
[null,null,null,"Raw Adjusted MD","MVA","Non-Coincident"]
[null,null,null,null,null,"Coincident"]
[null,null,null,"Date MD occurred",null,"Non-Coincident"]
[null,null,null,null,null,"Coincident"]
[null,null,null,"Half hour time period MD occurred",null,"Non-Coincident"]
[null,null,null,null,null,"Coincident"]
[null,null,null,"Winter/Summer Peaking",null,"Non-Coincident"]
[null,null,null,null,null,"Coincident"]
[null,null,null,"Adjustments - Embedded generation","MW","Non-Coincident"]
[null,null,null,null,null,"Coincident"]
[null,null,null,"Weather Corrected 10% POE","MW","Non-Coincident"]
[null,null,null,null,null,"Coincident"]
[null,null,null,"Weather Corrected MD 10% POE","MVA","Non-Coincident"]
[null,null,null,null,null,"Coincident"]
[null,null,null,"Weather Corrected MD 50% POE","MW","Non-Coincident"]
[null,null,null,null,null,"Coincident"]
[null,null,null,"Weather Corrected MD 50% POE","MVA","Non-Coincident"]
[null,null,null,null,null,"Coincident"]
[null,null,"<Enter substation name>","Substation Rating","MVA","Non-Coincident"]
[null,null,null,null,null,"Coincident"]
[null,null,null,"Raw Adjusted MD","MW","Non-Coincident"]
[null,null,null,null,null,"Coincident"]
[null,null,null,"Raw Adjusted MD","MVA","Non-Coincident"]
[null,null,null,null,null,"Coincident"]
[null,null,null,"Date MD occurred",null,"Non-Coincident"]
[null,null,null,null,null,"Coincident"]
[null,null,null,"Half hour time period MD occurred",null,"Non-Coincident"]
[null,null,null,null,null,"Coincident"]
[null,null,null,"Winter/Summer Peaking",null,"Non-Coincident"]
[null,null,null,null,null,"Coincident"]
[null,null,null,"Adjustments - Embedded generation","MW","Non-Coincident"]
[null,null,null,null,null,"Coincident"]
[null,null,null,"Weather Corrected 10% POE","MW","Non-Coincident"]
[null,null,null,null,null,"Coincident"]
[null,null,null,"Weather Corrected MD 10% POE","MVA","Non-Coincident"]
[null,null,null,null,null,"Coincident"]
[null,null,null,"Weather Corrected MD 50% POE","MW","Non-Coincident"]
[null,null,null,null,null,"Coincident"]
[null,null,null,"Weather Corrected MD 50% POE","MVA","Non-Coincident"]
[null,null,null,null,null,"Coincident"]
[null,null,"<Enter substation name>","Substation Rating","MVA","Non-Coincident"]
[null,null,null,null,null,"Coincident"]
[null,null,null,"Raw Adjusted MD","MW","Non-Coincident"]
[null,null,null,null,null,"Coincident"]
[null,null,null,"Raw Adjusted MD","MVA","Non-Coincident"]
[null,null,null,null,null,"Coincident"]
[null,null,null,"Date MD occurred",null,"Non-Coincident"]
[null,null,null,null,null,"Coincident"]
[null,null,null,"Half hour time period MD occurred",null,"Non-Coincident"]
[null,null,null,null,null,"Coincident"]
[null,null,null,"Winter/Summer Peaking",null,"Non-Coincident"]
[null,null,null,null,null,"Coincident"]
[null,null,null,"Adjustments - Embedded generation","MW","Non-Coincident"]
[null,null,null,null,null,"Coincident"]
[null,null,null,"Weather Corrected 10% POE","MW","Non-Coincident"]
[null,null,null,null,null,"Coincident"]
[null,null,null,"Weather Corrected MD 10% POE","MVA","Non-Coincident"]
[null,null,null,null,null,"Coincident"]
[null,null,null,"Weather Corrected MD 50% POE","MW","Non-Coincident"]
[null,null,null,null,null,"Coincident"]
[null,null,null,"Weather Corrected MD 50% POE","MVA","Non-Coincident"]
[null,null,null,null,null,"Coincident"]
[null,null,"<Enter substation name>","Substation Rating","MVA","Non-Coincident"]
[null,null,null,null,null,"Coincident"]
[null,null,null,"Raw Adjusted MD","MW","Non-Coincident"]
[null,null,null,null,null,"Coincident"]
[null,null,null,"Raw Adjusted MD","MVA","Non-Coincident"]
[null,null,null,null,null,"Coincident"]
[null,null,null,"Date MD occurred",null,"Non-Coincident"]
[null,null,null,null,null,"Coincident"]
[null,null,null,"Half hour time period MD occurred",null,"Non-Coincident"]
[null,null,null,null,null,"Coincident"]
[null,null,null,"Winter/Summer Peaking",null,"Non-Coincident"]
[null,null,null,null,null,"Coincident"]
[null,null,null,"Adjustments - Embedded generation","MW","Non-Coincident"]
[null,null,null,null,null,"Coincident"]
[null,null,null,"Weather Corrected 10% POE","MW","Non-Coincident"]
[null,null,null,null,null,"Coincident"]
[null,null,null,"Weather Corrected MD 10% POE","MVA","Non-Coincident"]
[null,null,null,null,null,"Coincident"]
[null,null,null,"Weather Corrected MD 50% POE","MW","Non-Coincident"]
[null,null,null,null,null,"Coincident"]
[null,null,null,"Weather Corrected MD 50% POE","MVA","Non-Coincident"]
[null,null,null,null,null,"Coincident"]
[null,null,"<Enter substation name>","Substation Rating","MVA","Non-Coincident"]
[null,null,null,null,null,"Coincident"]
[null,null,null,"Raw Adjusted MD","MW","Non-Coincident"]
[null,null,null,null,null,"Coincident"]
[null,null,null,"Raw Adjusted MD","MVA","Non-Coincident"]
[null,null,null,null,null,"Coincident"]
[null,null,null,"Date MD occurred",null,"Non-Coincident"]
[null,null,null,null,null,"Coincident"]
[null,null,null,"Half hour time period MD occurred",null,"Non-Coincident"]
[null,null,null,null,null,"Coincident"]
[null,null,null,"Winter/Summer Peaking",null,"Non-Coincident"]
[null,null,null,null,null,"Coincident"]
[null,null,null,"Adjustments - Embedded generation","MW","Non-Coincident"]
[null,null,null,null,null,"Coincident"]
[null,null,null,"Weather Corrected 10% POE","MW","Non-Coincident"]
[null,null,null,null,null,"Coincident"]
[null,null,null,"Weather Corrected MD 10% POE","MVA","Non-Coincident"]
[null,null,null,null,null,"Coincident"]
[null,null,null,"Weather Corrected MD 50% POE","MW","Non-Coincident"]
[null,null,null,null,null,"Coincident"]
[null,null,null,"Weather Corrected MD 50% POE","MVA","Non-Coincident"]
[null,null,null,null,null,"Coincident"]
[null,null,"<Enter substation name>","Substation Rating","MVA","Non-Coincident"]
[null,null,null,null,null,"Coincident"]
[null,null,null,"Raw Adjusted MD","MW","Non-Coincident"]
[null,null,null,null,null,"Coincident"]
[null,null,null,"Raw Adjusted MD","MVA","Non-Coincident"]
[null,null,null,null,null,"Coincident"]
[null,null,null,"Date MD occurred",null,"Non-Coincident"]
[null,null,null,null,null,"Coincident"]
[null,null,null,"Half hour time period MD occurred",null,"Non-Coincident"]
[null,null,null,null,null,"Coincident"]
[null,null,null,"Winter/Summer Peaking",null,"Non-Coincident"]
[null,null,null,null,null,"Coincident"]
[null,null,null,"Adjustments - Embedded generation","MW","Non-Coincident"]
[null,null,null,null,null,"Coincident"]
[null,null,null,"Weather Corrected 10% POE","MW","Non-Coincident"]
[null,null,null,null,null,"Coincident"]
[null,null,null,"Weather Corrected MD 10% POE","MVA","Non-Coincident"]
[null,null,null,null,null,"Coincident"]
[null,null,null,"Weather Corrected MD 50% POE","MW","Non-Coincident"]
[null,null,null,null,null,"Coincident"]
[null,null,null,"Weather Corrected MD 50% POE","MVA","Non-Coincident"]
[null,null,null,null,null,"Coincident"]
[null,null,"<Enter substation name>","Substation Rating","MVA","Non-Coincident"]
[null,null,null,null,null,"Coincident"]
[null,null,null,"Raw Adjusted MD","MW","Non-Coincident"]
[null,null,null,null,null,"Coincident"]
[null,null,null,"Raw Adjusted MD","MVA","Non-Coincident"]
[null,null,null,null,null,"Coincident"]
[null,null,null,"Date MD occurred",null,"Non-Coincident"]
[null,null,null,null,null,"Coincident"]
[null,null,null,"Half hour time period MD occurred",null,"Non-Coincident"]
[null,null,null,null,null,"Coincident"]
[null,null,null,"Winter/Summer Peaking",null,"Non-Coincident"]
[null,null,null,null,null,"Coincident"]
[null,null,null,"Adjustments - Embedded generation","MW","Non-Coincident"]
[null,null,null,null,null,"Coincident"]
[null,null,null,"Weather Corrected 10% POE","MW","Non-Coincident"]
[null,null,null,null,null,"Coincident"]
[null,null,null,"Weather Corrected MD 10% POE","MVA","Non-Coincident"]
[null,null,null,null,null,"Coincident"]
[null,null,null,"Weather Corrected MD 50% POE","MW","Non-Coincident"]
[null,null,null,null,null,"Coincident"]
[null,null,null,"Weather Corrected MD 50% POE","MVA","Non-Coincident"]
[null,null,null,null,null,"Coincident"]
[null,null,"<Enter substation name>","Substation Rating","MVA","Non-Coincident"]
[null,null,null,null,null,"Coincident"]
[null,null,null,"Raw Adjusted MD","MW","Non-Coincident"]
[null,null,null,null,null,"Coincident"]
[null,null,null,"Raw Adjusted MD","MVA","Non-Coincident"]
[null,null,null,null,null,"Coincident"]
[null,null,null,"Date MD occurred",null,"Non-Coincident"]
[null,null,null,null,null,"Coincident"]
[null,null,null,"Half hour time period MD occurred",null,"Non-Coincident"]
[null,null,null,null,null,"Coincident"]
[null,null,null,"Winter/Summer Peaking",null,"Non-Coincident"]
[null,null,null,null,null,"Coincident"]
[null,null,null,"Adjustments - Embedded generation","MW","Non-Coincident"]
[null,null,null,null,null,"Coincident"]
[null,null,null,"Weather Corrected 10% POE","MW","Non-Coincident"]
[null,null,null,null,null,"Coincident"]
[null,null,null,"Weather Corrected MD 10% POE","MVA","Non-Coincident"]
[null,null,null,null,null,"Coincident"]
[null,null,null,"Weather Corrected MD 50% POE","MW","Non-Coincident"]
[null,null,null,null,null,"Coincident"]
[null,null,null,"Weather Corrected MD 50% POE","MVA","Non-Coincident"]
[null,null,null,null,null,"Coincident"]
[null,null,"<Enter substation name>","Substation Rating","MVA","Non-Coincident"]
[null,null,null,null,null,"Coincident"]
[null,null,null,"Raw Adjusted MD","MW","Non-Coincident"]
[null,null,null,null,null,"Coincident"]
[null,null,null,"Raw Adjusted MD","MVA","Non-Coincident"]
[null,null,null,null,null,"Coincident"]
[null,null,null,"Date MD occurred",null,"Non-Coincident"]
[null,null,null,null,null,"Coincident"]
[null,null,null,"Half hour time period MD occurred",null,"Non-Coincident"]
[null,null,null,null,null,"Coincident"]
[null,null,null,"Winter/Summer Peaking",null,"Non-Coincident"]
[null,null,null,null,null,"Coincident"]
[null,null,null,"Adjustments - Embedded generation","MW","Non-Coincident"]
[null,null,null,null,null,"Coincident"]
[null,null,null,"Weather Corrected 10% POE","MW","Non-Coincident"]
[null,null,null,null,null,"Coincident"]
[null,null,null,"Weather Corrected MD 10% POE","MVA","Non-Coincident"]
[null,null,null,null,null,"Coincident"]
[null,null,null,"Weather Corrected MD 50% POE","MW","Non-Coincident"]
[null,null,null,null,null,"Coincident"]
[null,null,null,"Weather Corrected MD 50% POE","MVA","Non-Coincident"]
[null,null,null,null,null,"Coincident"]
[null,null,"<Enter substation name>","Substation Rating","MVA","Non-Coincident"]
[null,null,null,null,null,"Coincident"]
[null,null,null,"Raw Adjusted MD","MW","Non-Coincident"]
[null,null,null,null,null,"Coincident"]
[null,null,null,"Raw Adjusted MD","MVA","Non-Coincident"]
[null,null,null,null,null,"Coincident"]
[null,null,null,"Date MD occurred",null,"Non-Coincident"]
[null,null,null,null,null,"Coincident"]
[null,null,null,"Half hour time period MD occurred",null,"Non-Coincident"]
[null,null,null,null,null,"Coincident"]
[null,null,null,"Winter/Summer Peaking",null,"Non-Coincident"]
[null,null,null,null,null,"Coincident"]
[null,null,null,"Adjustments - Embedded generation","MW","Non-Coincident"]
[null,null,null,null,null,"Coincident"]
[null,null,null,"Weather Corrected 10% POE","MW","Non-Coincident"]
[null,null,null,null,null,"Coincident"]
[null,null,null,"Weather Corrected MD 10% POE","MVA","Non-Coincident"]
[null,null,null,null,null,"Coincident"]
[null,null,null,"Weather Corrected MD 50% POE","MW","Non-Coincident"]
[null,null,null,null,null,"Coincident"]
[null,null,null,"Weather Corrected MD 50% POE","MVA","Non-Coincident"]
[null,null,null,null,null,"Coincident"]
[null,null,"<Enter substation name>","Substation Rating","MVA","Non-Coincident"]
[null,null,null,null,null,"Coincident"]
[null,null,null,"Raw Adjusted MD","MW","Non-Coincident"]
[null,null,null,null,null,"Coincident"]
[null,null,null,"Raw Adjusted MD","MVA","Non-Coincident"]
[null,null,null,null,null,"Coincident"]
[null,null,null,"Date MD occurred",null,"Non-Coincident"]
[null,null,null,null,null,"Coincident"]
[null,null,null,"Half hour time period MD occurred",null,"Non-Coincident"]
[null,null,null,null,null,"Coincident"]
[null,null,null,"Winter/Summer Peaking",null,"Non-Coincident"]
[null,null,null,null,null,"Coincident"]
[null,null,null,"Adjustments - Embedded generation","MW","Non-Coincident"]
[null,null,null,null,null,"Coincident"]
[null,null,null,"Weather Corrected 10% POE","MW","Non-Coincident"]
[null,null,null,null,null,"Coincident"]
[null,null,null,"Weather Corrected MD 10% POE","MVA","Non-Coincident"]
[null,null,null,null,null,"Coincident"]
[null,null,null,"Weather Corrected MD 50% POE","MW","Non-Coincident"]
[null,null,null,null,null,"Coincident"]
[null,null,null,"Weather Corrected MD 50% POE","MVA","Non-Coincident"]
[null,null,null,null,null,"Coincident"]
[null,null,"<Enter substation name>","Substation Rating","MVA","Non-Coincident"]
[null,null,null,null,null,"Coincident"]
[null,null,null,"Raw Adjusted MD","MW","Non-Coincident"]
[null,null,null,null,null,"Coincident"]
[null,null,null,"Raw Adjusted MD","MVA","Non-Coincident"]
[null,null,null,null,null,"Coincident"]
[null,null,null,"Date MD occurred",null,"Non-Coincident"]
[null,null,null,null,null,"Coincident"]
[null,null,null,"Half hour time period MD occurred",null,"Non-Coincident"]
[null,null,null,null,null,"Coincident"]
[null,null,null,"Winter/Summer Peaking",null,"Non-Coincident"]
[null,null,null,null,null,"Coincident"]
[null,null,null,"Adjustments - Embedded generation","MW","Non-Coincident"]
[null,null,null,null,null,"Coincident"]
[null,null,null,"Weather Corrected 10% POE","MW","Non-Coincident"]
[null,null,null,null,null,"Coincident"]
[null,null,null,"Weather Corrected MD 10% POE","MVA","Non-Coincident"]
[null,null,null,null,null,"Coincident"]
[null,null,null,"Weather Corrected MD 50% POE","MW","Non-Coincident"]
[null,null,null,null,null,"Coincident"]
[null,null,null,"Weather Corrected MD 50% POE","MVA","Non-Coincident"]
[null,null,null,null,null,"Coincident"]
[null,null,"<Enter substation name>","Substation Rating","MVA","Non-Coincident"]
[null,null,null,null,null,"Coincident"]
[null,null,null,"Raw Adjusted MD","MW","Non-Coincident"]
[null,null,null,null,null,"Coincident"]
[null,null,null,"Raw Adjusted MD","MVA","Non-Coincident"]
[null,null,null,null,null,"Coincident"]
[null,null,null,"Date MD occurred",null,"Non-Coincident"]
[null,null,null,null,null,"Coincident"]
[null,null,null,"Half hour time period MD occurred",null,"Non-Coincident"]
[null,null,null,null,null,"Coincident"]
[null,null,null,"Winter/Summer Peaking",null,"Non-Coincident"]
[null,null,null,null,null,"Coincident"]
[null,null,null,"Adjustments - Embedded generation","MW","Non-Coincident"]
[null,null,null,null,null,"Coincident"]
[null,null,null,"Weather Corrected 10% POE","MW","Non-Coincident"]
[null,null,null,null,null,"Coincident"]
[null,null,null,"Weather Corrected MD 10% POE","MVA","Non-Coincident"]
[null,null,null,null,null,"Coincident"]
[null,null,null,"Weather Corrected MD 50% POE","MW","Non-Coincident"]
[null,null,null,null,null,"Coincident"]
[null,null,null,"Weather Corrected MD 50% POE","MVA","Non-Coincident"]
[null,null,null,null,null,"Coincident"]
[null,null,"<Enter substation name>","Substation Rating","MVA","Non-Coincident"]
[null,null,null,null,null,"Coincident"]
[null,null,null,"Raw Adjusted MD","MW","Non-Coincident"]
[null,null,null,null,null,"Coincident"]
[null,null,null,"Raw Adjusted MD","MVA","Non-Coincident"]
[null,null,null,null,null,"Coincident"]
[null,null,null,"Date MD occurred",null,"Non-Coincident"]
[null,null,null,null,null,"Coincident"]
[null,null,null,"Half hour time period MD occurred",null,"Non-Coincident"]
[null,null,null,null,null,"Coincident"]
[null,null,null,"Winter/Summer Peaking",null,"Non-Coincident"]
[null,null,null,null,null,"Coincident"]
[null,null,null,"Adjustments - Embedded generation","MW","Non-Coincident"]
[null,null,null,null,null,"Coincident"]
[null,null,null,"Weather Corrected 10% POE","MW","Non-Coincident"]
[null,null,null,null,null,"Coincident"]
[null,null,null,"Weather Corrected MD 10% POE","MVA","Non-Coincident"]
[null,null,null,null,null,"Coincident"]
[null,null,null,"Weather Corrected MD 50% POE","MW","Non-Coincident"]
[null,null,null,null,null,"Coincident"]
[null,null,null,"Weather Corrected MD 50% POE","MVA","Non-Coincident"]
[null,null,null,null,null,"Coincident"]
[null,null,"<Enter substation name>","Substation Rating","MVA","Non-Coincident"]
[null,null,null,null,null,"Coincident"]
[null,null,null,"Raw Adjusted MD","MW","Non-Coincident"]
[null,null,null,null,null,"Coincident"]
[null,null,null,"Raw Adjusted MD","MVA","Non-Coincident"]
[null,null,null,null,null,"Coincident"]
[null,null,null,"Date MD occurred",null,"Non-Coincident"]
[null,null,null,null,null,"Coincident"]
[null,null,null,"Half hour time period MD occurred",null,"Non-Coincident"]
[null,null,null,null,null,"Coincident"]
[null,null,null,"Winter/Summer Peaking",null,"Non-Coincident"]
[null,null,null,null,null,"Coincident"]
[null,null,null,"Adjustments - Embedded generation","MW","Non-Coincident"]
[null,null,null,null,null,"Coincident"]
[null,null,null,"Weather Corrected 10% POE","MW","Non-Coincident"]
[null,null,null,null,null,"Coincident"]
[null,null,null,"Weather Corrected MD 10% POE","MVA","Non-Coincident"]
[null,null,null,null,null,"Coincident"]
[null,null,null,"Weather Corrected MD 50% POE","MW","Non-Coincident"]
[null,null,null,null,null,"Coincident"]
[null,null,null,"Weather Corrected MD 50% POE","MVA","Non-Coincident"]
[null,null,null,null,null,"Coincident"]
[null,null,"<Enter substation name>","Substation Rating","MVA","Non-Coincident"]
[null,null,null,null,null,"Coincident"]
[null,null,null,"Raw Adjusted MD","MW","Non-Coincident"]
[null,null,null,null,null,"Coincident"]
[null,null,null,"Raw Adjusted MD","MVA","Non-Coincident"]
[null,null,null,null,null,"Coincident"]
[null,null,null,"Date MD occurred",null,"Non-Coincident"]
[null,null,null,null,null,"Coincident"]
[null,null,null,"Half hour time period MD occurred",null,"Non-Coincident"]
[null,null,null,null,null,"Coincident"]
[null,null,null,"Winter/Summer Peaking",null,"Non-Coincident"]
[null,null,null,null,null,"Coincident"]
[null,null,null,"Adjustments - Embedded generation","MW","Non-Coincident"]
[null,null,null,null,null,"Coincident"]
[null,null,null,"Weather Corrected 10% POE","MW","Non-Coincident"]
[null,null,null,null,null,"Coincident"]
[null,null,null,"Weather Corrected MD 10% POE","MVA","Non-Coincident"]
[null,null,null,null,null,"Coincident"]
[null,null,null,"Weather Corrected MD 50% POE","MW","Non-Coincident"]
[null,null,null,null,null,"Coincident"]
[null,null,null,"Weather Corrected MD 50% POE","MVA","Non-Coincident"]
[null,null,null,null,null,"Coincident"]
[null,null,"<Enter substation name>","Substation Rating","MVA","Non-Coincident"]
[null,null,null,null,null,"Coincident"]
[null,null,null,"Raw Adjusted MD","MW","Non-Coincident"]
[null,null,null,null,null,"Coincident"]
[null,null,null,"Raw Adjusted MD","MVA","Non-Coincident"]
[null,null,null,null,null,"Coincident"]
[null,null,null,"Date MD occurred",null,"Non-Coincident"]
[null,null,null,null,null,"Coincident"]
[null,null,null,"Half hour time period MD occurred",null,"Non-Coincident"]
[null,null,null,null,null,"Coincident"]
[null,null,null,"Winter/Summer Peaking",null,"Non-Coincident"]
[null,null,null,null,null,"Coincident"]
[null,null,null,"Adjustments - Embedded generation","MW","Non-Coincident"]
[null,null,null,null,null,"Coincident"]
[null,null,null,"Weather Corrected 10% POE","MW","Non-Coincident"]
[null,null,null,null,null,"Coincident"]
[null,null,null,"Weather Corrected MD 10% POE","MVA","Non-Coincident"]
[null,null,null,null,null,"Coincident"]
[null,null,null,"Weather Corrected MD 50% POE","MW","Non-Coincident"]
[null,null,null,null,null,"Coincident"]
[null,null,null,"Weather Corrected MD 50% POE","MVA","Non-Coincident"]
[null,null,null,null,null,"Coincident"]
[null,null,"<Enter substation name>","Substation Rating","MVA","Non-Coincident"]
[null,null,null,null,null,"Coincident"]
[null,null,null,"Raw Adjusted MD","MW","Non-Coincident"]
[null,null,null,null,null,"Coincident"]
[null,null,null,"Raw Adjusted MD","MVA","Non-Coincident"]
[null,null,null,null,null,"Coincident"]
[null,null,null,"Date MD occurred",null,"Non-Coincident"]
[null,null,null,null,null,"Coincident"]
[null,null,null,"Half hour time period MD occurred",null,"Non-Coincident"]
[null,null,null,null,null,"Coincident"]
[null,null,null,"Winter/Summer Peaking",null,"Non-Coincident"]
[null,null,null,null,null,"Coincident"]
[null,null,null,"Adjustments - Embedded generation","MW","Non-Coincident"]
[null,null,null,null,null,"Coincident"]
[null,null,null,"Weather Corrected 10% POE","MW","Non-Coincident"]
[null,null,null,null,null,"Coincident"]
[null,null,null,"Weather Corrected MD 10% POE","MVA","Non-Coincident"]
[null,null,null,null,null,"Coincident"]
[null,null,null,"Weather Corrected MD 50% POE","MW","Non-Coincident"]
[null,null,null,null,null,"Coincident"]
[null,null,null,"Weather Corrected MD 50% POE","MVA","Non-Coincident"]
[null,null,null,null,null,"Coincident"]
[null,null,"<Enter substation name>","Substation Rating","MVA","Non-Coincident"]
[null,null,null,null,null,"Coincident"]
[null,null,null,"Raw Adjusted MD","MW","Non-Coincident"]
[null,null,null,null,null,"Coincident"]
[null,null,null,"Raw Adjusted MD","MVA","Non-Coincident"]
[null,null,null,null,null,"Coincident"]
[null,null,null,"Date MD occurred",null,"Non-Coincident"]
[null,null,null,null,null,"Coincident"]
[null,null,null,"Half hour time period MD occurred",null,"Non-Coincident"]
[null,null,null,null,null,"Coincident"]
[null,null,null,"Winter/Summer Peaking",null,"Non-Coincident"]
[null,null,null,null,null,"Coincident"]
[null,null,null,"Adjustments - Embedded generation","MW","Non-Coincident"]
[null,null,null,null,null,"Coincident"]
[null,null,null,"Weather Corrected 10% POE","MW","Non-Coincident"]
[null,null,null,null,null,"Coincident"]
[null,null,null,"Weather Corrected MD 10% POE","MVA","Non-Coincident"]
[null,null,null,null,null,"Coincident"]
[null,null,null,"Weather Corrected MD 50% POE","MW","Non-Coincident"]
[null,null,null,null,null,"Coincident"]
[null,null,null,"Weather Corrected MD 50% POE","MVA","Non-Coincident"]
[null,null,null,null,null,"Coincident"]
[null,null,"<Enter substation name>","Substation Rating","MVA","Non-Coincident"]
[null,null,null,null,null,"Coincident"]
[null,null,null,"Raw Adjusted MD","MW","Non-Coincident"]
[null,null,null,null,null,"Coincident"]
[null,null,null,"Raw Adjusted MD","MVA","Non-Coincident"]
[null,null,null,null,null,"Coincident"]
[null,null,null,"Date MD occurred",null,"Non-Coincident"]
[null,null,null,null,null,"Coincident"]
[null,null,null,"Half hour time period MD occurred",null,"Non-Coincident"]
[null,null,null,null,null,"Coincident"]
[null,null,null,"Winter/Summer Peaking",null,"Non-Coincident"]
[null,null,null,null,null,"Coincident"]
[null,null,null,"Adjustments - Embedded generation","MW","Non-Coincident"]
[null,null,null,null,null,"Coincident"]
[null,null,null,"Weather Corrected 10% POE","MW","Non-Coincident"]
[null,null,null,null,null,"Coincident"]
[null,null,null,"Weather Corrected MD 10% POE","MVA","Non-Coincident"]
[null,null,null,null,null,"Coincident"]
[null,null,null,"Weather Corrected MD 50% POE","MW","Non-Coincident"]
[null,null,null,null,null,"Coincident"]
[null,null,null,"Weather Corrected MD 50% POE","MVA","Non-Coincident"]
[null,null,null,null,null,"Coincident"]
[null,null,"<Enter substation name>","Substation Rating","MVA","Non-Coincident"]
[null,null,null,null,null,"Coincident"]
[null,null,null,"Raw Adjusted MD","MW","Non-Coincident"]
[null,null,null,null,null,"Coincident"]
[null,null,null,"Raw Adjusted MD","MVA","Non-Coincident"]
[null,null,null,null,null,"Coincident"]
[null,null,null,"Date MD occurred",null,"Non-Coincident"]
[null,null,null,null,null,"Coincident"]
[null,null,null,"Half hour time period MD occurred",null,"Non-Coincident"]
[null,null,null,null,null,"Coincident"]
[null,null,null,"Winter/Summer Peaking",null,"Non-Coincident"]
[null,null,null,null,null,"Coincident"]
[null,null,null,"Adjustments - Embedded generation","MW","Non-Coincident"]
[null,null,null,null,null,"Coincident"]
[null,null,null,"Weather Corrected 10% POE","MW","Non-Coincident"]
[null,null,null,null,null,"Coincident"]
[null,null,null,"Weather Corrected MD 10% POE","MVA","Non-Coincident"]
[null,null,null,null,null,"Coincident"]
[null,null,null,"Weather Corrected MD 50% POE","MW","Non-Coincident"]
[null,null,null,null,null,"Coincident"]
[null,null,null,"Weather Corrected MD 50% POE","MVA","Non-Coincident"]
[null,null,null,null,null,"Coincident"]
[null,null,"<Enter substation name>","Substation Rating","MVA","Non-Coincident"]
[null,null,null,null,null,"Coincident"]
[null,null,null,"Raw Adjusted MD","MW","Non-Coincident"]
[null,null,null,null,null,"Coincident"]
[null,null,null,"Raw Adjusted MD","MVA","Non-Coincident"]
[null,null,null,null,null,"Coincident"]
[null,null,null,"Date MD occurred",null,"Non-Coincident"]
[null,null,null,null,null,"Coincident"]
[null,null,null,"Half hour time period MD occurred",null,"Non-Coincident"]
[null,null,null,null,null,"Coincident"]
[null,null,null,"Winter/Summer Peaking",null,"Non-Coincident"]
[null,null,null,null,null,"Coincident"]
[null,null,null,"Adjustments - Embedded generation","MW","Non-Coincident"]
[null,null,null,null,null,"Coincident"]
[null,null,null,"Weather Corrected 10% POE","MW","Non-Coincident"]
[null,null,null,null,null,"Coincident"]
[null,null,null,"Weather Corrected MD 10% POE","MVA","Non-Coincident"]
[null,null,null,null,null,"Coincident"]
[null,null,null,"Weather Corrected MD 50% POE","MW","Non-Coincident"]
[null,null,null,null,null,"Coincident"]
[null,null,null,"Weather Corrected MD 50% POE","MVA","Non-Coincident"]
[null,null,null,null,null,"Coincident"]
[null,null,"<Enter substation name>","Substation Rating","MVA","Non-Coincident"]
[null,null,null,null,null,"Coincident"]
[null,null,null,"Raw Adjusted MD","MW","Non-Coincident"]
[null,null,null,null,null,"Coincident"]
[null,null,null,"Raw Adjusted MD","MVA","Non-Coincident"]
[null,null,null,null,null,"Coincident"]
[null,null,null,"Date MD occurred",null,"Non-Coincident"]
[null,null,null,null,null,"Coincident"]
[null,null,null,"Half hour time period MD occurred",null,"Non-Coincident"]
[null,null,null,null,null,"Coincident"]
[null,null,null,"Winter/Summer Peaking",null,"Non-Coincident"]
[null,null,null,null,null,"Coincident"]
[null,null,null,"Adjustments - Embedded generation","MW","Non-Coincident"]
[null,null,null,null,null,"Coincident"]
[null,null,null,"Weather Corrected 10% POE","MW","Non-Coincident"]
[null,null,null,null,null,"Coincident"]
[null,null,null,"Weather Corrected MD 10% POE","MVA","Non-Coincident"]
[null,null,null,null,null,"Coincident"]
[null,null,null,"Weather Corrected MD 50% POE","MW","Non-Coincident"]
[null,null,null,null,null,"Coincident"]
[null,null,null,"Weather Corrected MD 50% POE","MVA","Non-Coincident"]
[null,null,null,null,null,"Coincident"]
[null,null,"<Enter substation name>","Substation Rating","MVA","Non-Coincident"]
[null,null,null,null,null,"Coincident"]
[null,null,null,"Raw Adjusted MD","MW","Non-Coincident"]
[null,null,null,null,null,"Coincident"]
[null,null,null,"Raw Adjusted MD","MVA","Non-Coincident"]
[null,null,null,null,null,"Coincident"]
[null,null,null,"Date MD occurred",null,"Non-Coincident"]
[null,null,null,null,null,"Coincident"]
[null,null,null,"Half hour time period MD occurred",null,"Non-Coincident"]
[null,null,null,null,null,"Coincident"]
[null,null,null,"Winter/Summer Peaking",null,"Non-Coincident"]
[null,null,null,null,null,"Coincident"]
[null,null,null,"Adjustments - Embedded generation","MW","Non-Coincident"]
[null,null,null,null,null,"Coincident"]
[null,null,null,"Weather Corrected 10% POE","MW","Non-Coincident"]
[null,null,null,null,null,"Coincident"]
[null,null,null,"Weather Corrected MD 10% POE","MVA","Non-Coincident"]
[null,null,null,null,null,"Coincident"]
[null,null,null,"Weather Corrected MD 50% POE","MW","Non-Coincident"]
[null,null,null,null,null,"Coincident"]
[null,null,null,"Weather Corrected MD 50% POE","MVA","Non-Coincident"]
[null,null,null,null,null,"Coincident"]
[null,null,"<Enter substation name>","Substation Rating","MVA","Non-Coincident"]
[null,null,null,null,null,"Coincident"]
[null,null,null,"Raw Adjusted MD","MW","Non-Coincident"]
[null,null,null,null,null,"Coincident"]
[null,null,null,"Raw Adjusted MD","MVA","Non-Coincident"]
[null,null,null,null,null,"Coincident"]
[null,null,null,"Date MD occurred",null,"Non-Coincident"]
[null,null,null,null,null,"Coincident"]
[null,null,null,"Half hour time period MD occurred",null,"Non-Coincident"]
[null,null,null,null,null,"Coincident"]
[null,null,null,"Winter/Summer Peaking",null,"Non-Coincident"]
[null,null,null,null,null,"Coincident"]
[null,null,null,"Adjustments - Embedded generation","MW","Non-Coincident"]
[null,null,null,null,null,"Coincident"]
[null,null,null,"Weather Corrected 10% POE","MW","Non-Coincident"]
[null,null,null,null,null,"Coincident"]
[null,null,null,"Weather Corrected MD 10% POE","MVA","Non-Coincident"]
[null,null,null,null,null,"Coincident"]
[null,null,null,"Weather Corrected MD 50% POE","MW","Non-Coincident"]
[null,null,null,null,null,"Coincident"]
[null,null,null,"Weather Corrected MD 50% POE","MVA","Non-Coincident"]
[null,null,null,null,null,"Coincident"]
[null,null,"<Enter substation name>","Substation Rating","MVA","Non-Coincident"]
[null,null,null,null,null,"Coincident"]
[null,null,null,"Raw Adjusted MD","MW","Non-Coincident"]
[null,null,null,null,null,"Coincident"]
[null,null,null,"Raw Adjusted MD","MVA","Non-Coincident"]
[null,null,null,null,null,"Coincident"]
[null,null,null,"Date MD occurred",null,"Non-Coincident"]
[null,null,null,null,null,"Coincident"]
[null,null,null,"Half hour time period MD occurred",null,"Non-Coincident"]
[null,null,null,null,null,"Coincident"]
[null,null,null,"Winter/Summer Peaking",null,"Non-Coincident"]
[null,null,null,null,null,"Coincident"]
[null,null,null,"Adjustments - Embedded generation","MW","Non-Coincident"]
[null,null,null,null,null,"Coincident"]
[null,null,null,"Weather Corrected 10% POE","MW","Non-Coincident"]
[null,null,null,null,null,"Coincident"]
[null,null,null,"Weather Corrected MD 10% POE","MVA","Non-Coincident"]
[null,null,null,null,null,"Coincident"]
[null,null,null,"Weather Corrected MD 50% POE","MW","Non-Coincident"]
[null,null,null,null,null,"Coincident"]
[null,null,null,"Weather Corrected MD 50% POE","MVA","Non-Coincident"]
[null,null,null,null,null,"Coincident"]
[null,null,"<Enter substation name>","Substation Rating","MVA","Non-Coincident"]
[null,null,null,null,null,"Coincident"]
[null,null,null,"Raw Adjusted MD","MW","Non-Coincident"]
[null,null,null,null,null,"Coincident"]
[null,null,null,"Raw Adjusted MD","MVA","Non-Coincident"]
[null,null,null,null,null,"Coincident"]
[null,null,null,"Date MD occurred",null,"Non-Coincident"]
[null,null,null,null,null,"Coincident"]
[null,null,null,"Half hour time period MD occurred",null,"Non-Coincident"]
[null,null,null,null,null,"Coincident"]
[null,null,null,"Winter/Summer Peaking",null,"Non-Coincident"]
[null,null,null,null,null,"Coincident"]
[null,null,null,"Adjustments - Embedded generation","MW","Non-Coincident"]
[null,null,null,null,null,"Coincident"]
[null,null,null,"Weather Corrected 10% POE","MW","Non-Coincident"]
[null,null,null,null,null,"Coincident"]
[null,null,null,"Weather Corrected MD 10% POE","MVA","Non-Coincident"]
[null,null,null,null,null,"Coincident"]
[null,null,null,"Weather Corrected MD 50% POE","MW","Non-Coincident"]
[null,null,null,null,null,"Coincident"]
[null,null,null,"Weather Corrected MD 50% POE","MVA","Non-Coincident"]
[null,null,null,null,null,"Coincident"]
[null,null,"<Enter substation name>","Substation Rating","MVA","Non-Coincident"]
[null,null,null,null,null,"Coincident"]
[null,null,null,"Raw Adjusted MD","MW","Non-Coincident"]
[null,null,null,null,null,"Coincident"]
[null,null,null,"Raw Adjusted MD","MVA","Non-Coincident"]
[null,null,null,null,null,"Coincident"]
[null,null,null,"Date MD occurred",null,"Non-Coincident"]
[null,null,null,null,null,"Coincident"]
[null,null,null,"Half hour time period MD occurred",null,"Non-Coincident"]
[null,null,null,null,null,"Coincident"]
[null,null,null,"Winter/Summer Peaking",null,"Non-Coincident"]
[null,null,null,null,null,"Coincident"]
[null,null,null,"Adjustments - Embedded generation","MW","Non-Coincident"]
[null,null,null,null,null,"Coincident"]
[null,null,null,"Weather Corrected 10% POE","MW","Non-Coincident"]
[null,null,null,null,null,"Coincident"]
[null,null,null,"Weather Corrected MD 10% POE","MVA","Non-Coincident"]
[null,null,null,null,null,"Coincident"]
[null,null,null,"Weather Corrected MD 50% POE","MW","Non-Coincident"]
[null,null,null,null,null,"Coincident"]
[null,null,null,"Weather Corrected MD 50% POE","MVA","Non-Coincident"]
[null,null,null,null,null,"Coincident"]
[null,null,"<Enter substation name>","Substation Rating","MVA","Non-Coincident"]
[null,null,null,null,null,"Coincident"]
[null,null,null,"Raw Adjusted MD","MW","Non-Coincident"]
[null,null,null,null,null,"Coincident"]
[null,null,null,"Raw Adjusted MD","MVA","Non-Coincident"]
[null,null,null,null,null,"Coincident"]
[null,null,null,"Date MD occurred",null,"Non-Coincident"]
[null,null,null,null,null,"Coincident"]
[null,null,null,"Half hour time period MD occurred",null,"Non-Coincident"]
[null,null,null,null,null,"Coincident"]
[null,null,null,"Winter/Summer Peaking",null,"Non-Coincident"]
[null,null,null,null,null,"Coincident"]
[null,null,null,"Adjustments - Embedded generation","MW","Non-Coincident"]
[null,null,null,null,null,"Coincident"]
[null,null,null,"Weather Corrected 10% POE","MW","Non-Coincident"]
[null,null,null,null,null,"Coincident"]
[null,null,null,"Weather Corrected MD 10% POE","MVA","Non-Coincident"]
[null,null,null,null,null,"Coincident"]
[null,null,null,"Weather Corrected MD 50% POE","MW","Non-Coincident"]
[null,null,null,null,null,"Coincident"]
[null,null,null,"Weather Corrected MD 50% POE","MVA","Non-Coincident"]
[null,null,null,null,null,"Coincident"]
[null,null,"<Enter substation name>","Substation Rating","MVA","Non-Coincident"]
[null,null,null,null,null,"Coincident"]
[null,null,null,"Raw Adjusted MD","MW","Non-Coincident"]
[null,null,null,null,null,"Coincident"]
[null,null,null,"Raw Adjusted MD","MVA","Non-Coincident"]
[null,null,null,null,null,"Coincident"]
[null,null,null,"Date MD occurred",null,"Non-Coincident"]
[null,null,null,null,null,"Coincident"]
[null,null,null,"Half hour time period MD occurred",null,"Non-Coincident"]
[null,null,null,null,null,"Coincident"]
[null,null,null,"Winter/Summer Peaking",null,"Non-Coincident"]
[null,null,null,null,null,"Coincident"]
[null,null,null,"Adjustments - Embedded generation","MW","Non-Coincident"]
[null,null,null,null,null,"Coincident"]
[null,null,null,"Weather Corrected 10% POE","MW","Non-Coincident"]
[null,null,null,null,null,"Coincident"]
[null,null,null,"Weather Corrected MD 10% POE","MVA","Non-Coincident"]
[null,null,null,null,null,"Coincident"]
[null,null,null,"Weather Corrected MD 50% POE","MW","Non-Coincident"]
[null,null,null,null,null,"Coincident"]
[null,null,null,"Weather Corrected MD 50% POE","MVA","Non-Coincident"]
[null,null,null,null,null,"Coincident"]
[null,null,"<Enter substation name>","Substation Rating","MVA","Non-Coincident"]
[null,null,null,null,null,"Coincident"]
[null,null,null,"Raw Adjusted MD","MW","Non-Coincident"]
[null,null,null,null,null,"Coincident"]
[null,null,null,"Raw Adjusted MD","MVA","Non-Coincident"]
[null,null,null,null,null,"Coincident"]
[null,null,null,"Date MD occurred",null,"Non-Coincident"]
[null,null,null,null,null,"Coincident"]
[null,null,null,"Half hour time period MD occurred",null,"Non-Coincident"]
[null,null,null,null,null,"Coincident"]
[null,null,null,"Winter/Summer Peaking",null,"Non-Coincident"]
[null,null,null,null,null,"Coincident"]
[null,null,null,"Adjustments - Embedded generation","MW","Non-Coincident"]
[null,null,null,null,null,"Coincident"]
[null,null,null,"Weather Corrected 10% POE","MW","Non-Coincident"]
[null,null,null,null,null,"Coincident"]
[null,null,null,"Weather Corrected MD 10% POE","MVA","Non-Coincident"]
[null,null,null,null,null,"Coincident"]
[null,null,null,"Weather Corrected MD 50% POE","MW","Non-Coincident"]
[null,null,null,null,null,"Coincident"]
[null,null,null,"Weather Corrected MD 50% POE","MVA","Non-Coincident"]
[null,null,null,null,null,"Coincident"]
[null,null,"<Enter substation name>","Substation Rating","MVA","Non-Coincident"]
[null,null,null,null,null,"Coincident"]
[null,null,null,"Raw Adjusted MD","MW","Non-Coincident"]
[null,null,null,null,null,"Coincident"]
[null,null,null,"Raw Adjusted MD","MVA","Non-Coincident"]
[null,null,null,null,null,"Coincident"]
[null,null,null,"Date MD occurred",null,"Non-Coincident"]
[null,null,null,null,null,"Coincident"]
[null,null,null,"Half hour time period MD occurred",null,"Non-Coincident"]
[null,null,null,null,null,"Coincident"]
[null,null,null,"Winter/Summer Peaking",null,"Non-Coincident"]
[null,null,null,null,null,"Coincident"]
[null,null,null,"Adjustments - Embedded generation","MW","Non-Coincident"]
[null,null,null,null,null,"Coincident"]
[null,null,null,"Weather Corrected 10% POE","MW","Non-Coincident"]
[null,null,null,null,null,"Coincident"]
[null,null,null,"Weather Corrected MD 10% POE","MVA","Non-Coincident"]
[null,null,null,null,null,"Coincident"]
[null,null,null,"Weather Corrected MD 50% POE","MW","Non-Coincident"]
[null,null,null,null,null,"Coincident"]
[null,null,null,"Weather Corrected MD 50% POE","MVA","Non-Coincident"]
[null,null,null,null,null,"Coincident"]
[null,null,"<Enter substation name>","Substation Rating","MVA","Non-Coincident"]
[null,null,null,null,null,"Coincident"]
[null,null,null,"Raw Adjusted MD","MW","Non-Coincident"]
[null,null,null,null,null,"Coincident"]
[null,null,null,"Raw Adjusted MD","MVA","Non-Coincident"]
[null,null,null,null,null,"Coincident"]
[null,null,null,"Date MD occurred",null,"Non-Coincident"]
[null,null,null,null,null,"Coincident"]
[null,null,null,"Half hour time period MD occurred",null,"Non-Coincident"]
[null,null,null,null,null,"Coincident"]
[null,null,null,"Winter/Summer Peaking",null,"Non-Coincident"]
[null,null,null,null,null,"Coincident"]
[null,null,null,"Adjustments - Embedded generation","MW","Non-Coincident"]
[null,null,null,null,null,"Coincident"]
[null,null,null,"Weather Corrected 10% POE","MW","Non-Coincident"]
[null,null,null,null,null,"Coincident"]
[null,null,null,"Weather Corrected MD 10% POE","MVA","Non-Coincident"]
[null,null,null,null,null,"Coincident"]
[null,null,null,"Weather Corrected MD 50% POE","MW","Non-Coincident"]
[null,null,null,null,null,"Coincident"]
[null,null,null,"Weather Corrected MD 50% POE","MVA","Non-Coincident"]
[null,null,null,null,null,"Coincident"]
[null,null,"<Enter substation name>","Substation Rating","MVA","Non-Coincident"]
[null,null,null,null,null,"Coincident"]
[null,null,null,"Raw Adjusted MD","MW","Non-Coincident"]
[null,null,null,null,null,"Coincident"]
[null,null,null,"Raw Adjusted MD","MVA","Non-Coincident"]
[null,null,null,null,null,"Coincident"]
[null,null,null,"Date MD occurred",null,"Non-Coincident"]
[null,null,null,null,null,"Coincident"]
[null,null,null,"Half hour time period MD occurred",null,"Non-Coincident"]
[null,null,null,null,null,"Coincident"]
[null,null,null,"Winter/Summer Peaking",null,"Non-Coincident"]
[null,null,null,null,null,"Coincident"]
[null,null,null,"Adjustments - Embedded generation","MW","Non-Coincident"]
[null,null,null,null,null,"Coincident"]
[null,null,null,"Weather Corrected 10% POE","MW","Non-Coincident"]
[null,null,null,null,null,"Coincident"]
[null,null,null,"Weather Corrected MD 10% POE","MVA","Non-Coincident"]
[null,null,null,null,null,"Coincident"]
[null,null,null,"Weather Corrected MD 50% POE","MW","Non-Coincident"]
[null,null,null,null,null,"Coincident"]
[null,null,null,"Weather Corrected MD 50% POE","MVA","Non-Coincident"]
[null,null,null,null,null,"Coincident"]
[null,null,"<Enter substation name>","Substation Rating","MVA","Non-Coincident"]
[null,null,null,null,null,"Coincident"]
[null,null,null,"Raw Adjusted MD","MW","Non-Coincident"]
[null,null,null,null,null,"Coincident"]
[null,null,null,"Raw Adjusted MD","MVA","Non-Coincident"]
[null,null,null,null,null,"Coincident"]
[null,null,null,"Date MD occurred",null,"Non-Coincident"]
[null,null,null,null,null,"Coincident"]
[null,null,null,"Half hour time period MD occurred",null,"Non-Coincident"]
[null,null,null,null,null,"Coincident"]
[null,null,null,"Winter/Summer Peaking",null,"Non-Coincident"]
[null,null,null,null,null,"Coincident"]
[null,null,null,"Adjustments - Embedded generation","MW","Non-Coincident"]
[null,null,null,null,null,"Coincident"]
[null,null,null,"Weather Corrected 10% POE","MW","Non-Coincident"]
[null,null,null,null,null,"Coincident"]
[null,null,null,"Weather Corrected MD 10% POE","MVA","Non-Coincident"]
[null,null,null,null,null,"Coincident"]
[null,null,null,"Weather Corrected MD 50% POE","MW","Non-Coincident"]
[null,null,null,null,null,"Coincident"]
[null,null,null,"Weather Corrected MD 50% POE","MVA","Non-Coincident"]
[null,null,null,null,null,"Coincident"]
[null,null,"<Enter substation name>","Substation Rating","MVA","Non-Coincident"]
[null,null,null,null,null,"Coincident"]
[null,null,null,"Raw Adjusted MD","MW","Non-Coincident"]
[null,null,null,null,null,"Coincident"]
[null,null,null,"Raw Adjusted MD","MVA","Non-Coincident"]
[null,null,null,null,null,"Coincident"]
[null,null,null,"Date MD occurred",null,"Non-Coincident"]
[null,null,null,null,null,"Coincident"]
[null,null,null,"Half hour time period MD occurred",null,"Non-Coincident"]
[null,null,null,null,null,"Coincident"]
[null,null,null,"Winter/Summer Peaking",null,"Non-Coincident"]
[null,null,null,null,null,"Coincident"]
[null,null,null,"Adjustments - Embedded generation","MW","Non-Coincident"]
[null,null,null,null,null,"Coincident"]
[null,null,null,"Weather Corrected 10% POE","MW","Non-Coincident"]
[null,null,null,null,null,"Coincident"]
[null,null,null,"Weather Corrected MD 10% POE","MVA","Non-Coincident"]
[null,null,null,null,null,"Coincident"]
[null,null,null,"Weather Corrected MD 50% POE","MW","Non-Coincident"]
[null,null,null,null,null,"Coincident"]
[null,null,null,"Weather Corrected MD 50% POE","MVA","Non-Coincident"]
[null,null,null,null,null,"Coincident"]
[null,null,"<Enter substation name>","Substation Rating","MVA","Non-Coincident"]
[null,null,null,null,null,"Coincident"]
[null,null,null,"Raw Adjusted MD","MW","Non-Coincident"]
[null,null,null,null,null,"Coincident"]
[null,null,null,"Raw Adjusted MD","MVA","Non-Coincident"]
[null,null,null,null,null,"Coincident"]
[null,null,null,"Date MD occurred",null,"Non-Coincident"]
[null,null,null,null,null,"Coincident"]
[null,null,null,"Half hour time period MD occurred",null,"Non-Coincident"]
[null,null,null,null,null,"Coincident"]
[null,null,null,"Winter/Summer Peaking",null,"Non-Coincident"]
[null,null,null,null,null,"Coincident"]
[null,null,null,"Adjustments - Embedded generation","MW","Non-Coincident"]
[null,null,null,null,null,"Coincident"]
[null,null,null,"Weather Corrected 10% POE","MW","Non-Coincident"]
[null,null,null,null,null,"Coincident"]
[null,null,null,"Weather Corrected MD 10% POE","MVA","Non-Coincident"]
[null,null,null,null,null,"Coincident"]
[null,null,null,"Weather Corrected MD 50% POE","MW","Non-Coincident"]
[null,null,null,null,null,"Coincident"]
[null,null,null,"Weather Corrected MD 50% POE","MVA","Non-Coincident"]
[null,null,null,null,null,"Coincident"]
[null,null,"<Enter substation name>","Substation Rating","MVA","Non-Coincident"]
[null,null,null,null,null,"Coincident"]
[null,null,null,"Raw Adjusted MD","MW","Non-Coincident"]
[null,null,null,null,null,"Coincident"]
[null,null,null,"Raw Adjusted MD","MVA","Non-Coincident"]
[null,null,null,null,null,"Coincident"]
[null,null,null,"Date MD occurred",null,"Non-Coincident"]
[null,null,null,null,null,"Coincident"]
[null,null,null,"Half hour time period MD occurred",null,"Non-Coincident"]
[null,null,null,null,null,"Coincident"]
[null,null,null,"Winter/Summer Peaking",null,"Non-Coincident"]
[null,null,null,null,null,"Coincident"]
[null,null,null,"Adjustments - Embedded generation","MW","Non-Coincident"]
[null,null,null,null,null,"Coincident"]
[null,null,null,"Weather Corrected 10% POE","MW","Non-Coincident"]
[null,null,null,null,null,"Coincident"]
[null,null,null,"Weather Corrected MD 10% POE","MVA","Non-Coincident"]
[null,null,null,null,null,"Coincident"]
[null,null,null,"Weather Corrected MD 50% POE","MW","Non-Coincident"]
[null,null,null,null,null,"Coincident"]
[null,null,null,"Weather Corrected MD 50% POE","MVA","Non-Coincident"]
[null,null,null,null,null,"Coincident"]
[null,null,"<Enter substation name>","Substation Rating","MVA","Non-Coincident"]
[null,null,null,null,null,"Coincident"]
[null,null,null,"Raw Adjusted MD","MW","Non-Coincident"]
[null,null,null,null,null,"Coincident"]
[null,null,null,"Raw Adjusted MD","MVA","Non-Coincident"]
[null,null,null,null,null,"Coincident"]
[null,null,null,"Date MD occurred",null,"Non-Coincident"]
[null,null,null,null,null,"Coincident"]
[null,null,null,"Half hour time period MD occurred",null,"Non-Coincident"]
[null,null,null,null,null,"Coincident"]
[null,null,null,"Winter/Summer Peaking",null,"Non-Coincident"]
[null,null,null,null,null,"Coincident"]
[null,null,null,"Adjustments - Embedded generation","MW","Non-Coincident"]
[null,null,null,null,null,"Coincident"]
[null,null,null,"Weather Corrected 10% POE","MW","Non-Coincident"]
[null,null,null,null,null,"Coincident"]
[null,null,null,"Weather Corrected MD 10% POE","MVA","Non-Coincident"]
[null,null,null,null,null,"Coincident"]
[null,null,null,"Weather Corrected MD 50% POE","MW","Non-Coincident"]
[null,null,null,null,null,"Coincident"]
[null,null,null,"Weather Corrected MD 50% POE","MVA","Non-Coincident"]
[null,null,null,null,null,"Coincident"]
[null,null,"<Enter substation name>","Substation Rating","MVA","Non-Coincident"]
[null,null,null,null,null,"Coincident"]
[null,null,null,"Raw Adjusted MD","MW","Non-Coincident"]
[null,null,null,null,null,"Coincident"]
[null,null,null,"Raw Adjusted MD","MVA","Non-Coincident"]
[null,null,null,null,null,"Coincident"]
[null,null,null,"Date MD occurred",null,"Non-Coincident"]
[null,null,null,null,null,"Coincident"]
[null,null,null,"Half hour time period MD occurred",null,"Non-Coincident"]
[null,null,null,null,null,"Coincident"]
[null,null,null,"Winter/Summer Peaking",null,"Non-Coincident"]
[null,null,null,null,null,"Coincident"]
[null,null,null,"Adjustments - Embedded generation","MW","Non-Coincident"]
[null,null,null,null,null,"Coincident"]
[null,null,null,"Weather Corrected 10% POE","MW","Non-Coincident"]
[null,null,null,null,null,"Coincident"]
[null,null,null,"Weather Corrected MD 10% POE","MVA","Non-Coincident"]
[null,null,null,null,null,"Coincident"]
[null,null,null,"Weather Corrected MD 50% POE","MW","Non-Coincident"]
[null,null,null,null,null,"Coincident"]
[null,null,null,"Weather Corrected MD 50% POE","MVA","Non-Coincident"]
[null,null,null,null,null,"Coincident"]
[null,null,"<Enter substation name>","Substation Rating","MVA","Non-Coincident"]
[null,null,null,null,null,"Coincident"]
[null,null,null,"Raw Adjusted MD","MW","Non-Coincident"]
[null,null,null,null,null,"Coincident"]
[null,null,null,"Raw Adjusted MD","MVA","Non-Coincident"]
[null,null,null,null,null,"Coincident"]
[null,null,null,"Date MD occurred",null,"Non-Coincident"]
[null,null,null,null,null,"Coincident"]
[null,null,null,"Half hour time period MD occurred",null,"Non-Coincident"]
[null,null,null,null,null,"Coincident"]
[null,null,null,"Winter/Summer Peaking",null,"Non-Coincident"]
[null,null,null,null,null,"Coincident"]
[null,null,null,"Adjustments - Embedded generation","MW","Non-Coincident"]
[null,null,null,null,null,"Coincident"]
[null,null,null,"Weather Corrected 10% POE","MW","Non-Coincident"]
[null,null,null,null,null,"Coincident"]
[null,null,null,"Weather Corrected MD 10% POE","MVA","Non-Coincident"]
[null,null,null,null,null,"Coincident"]
[null,null,null,"Weather Corrected MD 50% POE","MW","Non-Coincident"]
[null,null,null,null,null,"Coincident"]
[null,null,null,"Weather Corrected MD 50% POE","MVA","Non-Coincident"]
[null,null,null,null,null,"Coincident"]
[null,null,"<Enter substation name>","Substation Rating","MVA","Non-Coincident"]
[null,null,null,null,null,"Coincident"]
[null,null,null,"Raw Adjusted MD","MW","Non-Coincident"]
[null,null,null,null,null,"Coincident"]
[null,null,null,"Raw Adjusted MD","MVA","Non-Coincident"]
[null,null,null,null,null,"Coincident"]
[null,null,null,"Date MD occurred",null,"Non-Coincident"]
[null,null,null,null,null,"Coincident"]
[null,null,null,"Half hour time period MD occurred",null,"Non-Coincident"]
[null,null,null,null,null,"Coincident"]
[null,null,null,"Winter/Summer Peaking",null,"Non-Coincident"]
[null,null,null,null,null,"Coincident"]
[null,null,null,"Adjustments - Embedded generation","MW","Non-Coincident"]
[null,null,null,null,null,"Coincident"]
[null,null,null,"Weather Corrected 10% POE","MW","Non-Coincident"]
[null,null,null,null,null,"Coincident"]
[null,null,null,"Weather Corrected MD 10% POE","MVA","Non-Coincident"]
[null,null,null,null,null,"Coincident"]
[null,null,null,"Weather Corrected MD 50% POE","MW","Non-Coincident"]
[null,null,null,null,null,"Coincident"]
[null,null,null,"Weather Corrected MD 50% POE","MVA","Non-Coincident"]
[null,null,null,null,null,"Coincident"]
[null,null,"<Enter substation name>","Substation Rating","MVA","Non-Coincident"]
[null,null,null,null,null,"Coincident"]
[null,null,null,"Raw Adjusted MD","MW","Non-Coincident"]
[null,null,null,null,null,"Coincident"]
[null,null,null,"Raw Adjusted MD","MVA","Non-Coincident"]
[null,null,null,null,null,"Coincident"]
[null,null,null,"Date MD occurred",null,"Non-Coincident"]
[null,null,null,null,null,"Coincident"]
[null,null,null,"Half hour time period MD occurred",null,"Non-Coincident"]
[null,null,null,null,null,"Coincident"]
[null,null,null,"Winter/Summer Peaking",null,"Non-Coincident"]
[null,null,null,null,null,"Coincident"]
[null,null,null,"Adjustments - Embedded generation","MW","Non-Coincident"]
[null,null,null,null,null,"Coincident"]
[null,null,null,"Weather Corrected 10% POE","MW","Non-Coincident"]
[null,null,null,null,null,"Coincident"]
[null,null,null,"Weather Corrected MD 10% POE","MVA","Non-Coincident"]
[null,null,null,null,null,"Coincident"]
[null,null,null,"Weather Corrected MD 50% POE","MW","Non-Coincident"]
[null,null,null,null,null,"Coincident"]
[null,null,null,"Weather Corrected MD 50% POE","MVA","Non-Coincident"]
[null,null,null,null,null,"Coincident"]
[null,null,"<Enter substation name>","Substation Rating","MVA","Non-Coincident"]
[null,null,null,null,null,"Coincident"]
[null,null,null,"Raw Adjusted MD","MW","Non-Coincident"]
[null,null,null,null,null,"Coincident"]
[null,null,null,"Raw Adjusted MD","MVA","Non-Coincident"]
[null,null,null,null,null,"Coincident"]
[null,null,null,"Date MD occurred",null,"Non-Coincident"]
[null,null,null,null,null,"Coincident"]
[null,null,null,"Half hour time period MD occurred",null,"Non-Coincident"]
[null,null,null,null,null,"Coincident"]
[null,null,null,"Winter/Summer Peaking",null,"Non-Coincident"]
[null,null,null,null,null,"Coincident"]
[null,null,null,"Adjustments - Embedded generation","MW","Non-Coincident"]
[null,null,null,null,null,"Coincident"]
[null,null,null,"Weather Corrected 10% POE","MW","Non-Coincident"]
[null,null,null,null,null,"Coincident"]
[null,null,null,"Weather Corrected MD 10% POE","MVA","Non-Coincident"]
[null,null,null,null,null,"Coincident"]
[null,null,null,"Weather Corrected MD 50% POE","MW","Non-Coincident"]
[null,null,null,null,null,"Coincident"]
[null,null,null,"Weather Corrected MD 50% POE","MVA","Non-Coincident"]
[null,null,null,null,null,"Coincident"]
[null,null,"<Enter substation name>","Substation Rating","MVA","Non-Coincident"]
[null,null,null,null,null,"Coincident"]
[null,null,null,"Raw Adjusted MD","MW","Non-Coincident"]
[null,null,null,null,null,"Coincident"]
[null,null,null,"Raw Adjusted MD","MVA","Non-Coincident"]
[null,null,null,null,null,"Coincident"]
[null,null,null,"Date MD occurred",null,"Non-Coincident"]
[null,null,null,null,null,"Coincident"]
[null,null,null,"Half hour time period MD occurred",null,"Non-Coincident"]
[null,null,null,null,null,"Coincident"]
[null,null,null,"Winter/Summer Peaking",null,"Non-Coincident"]
[null,null,null,null,null,"Coincident"]
[null,null,null,"Adjustments - Embedded generation","MW","Non-Coincident"]
[null,null,null,null,null,"Coincident"]
[null,null,null,"Weather Corrected 10% POE","MW","Non-Coincident"]
[null,null,null,null,null,"Coincident"]
[null,null,null,"Weather Corrected MD 10% POE","MVA","Non-Coincident"]
[null,null,null,null,null,"Coincident"]
[null,null,null,"Weather Corrected MD 50% POE","MW","Non-Coincident"]
[null,null,null,null,null,"Coincident"]
[null,null,null,"Weather Corrected MD 50% POE","MVA","Non-Coincident"]
[null,null,null,null,null,"Coincident"]
[null,null,"<Enter substation name>","Substation Rating","MVA","Non-Coincident"]
[null,null,null,null,null,"Coincident"]
[null,null,null,"Raw Adjusted MD","MW","Non-Coincident"]
[null,null,null,null,null,"Coincident"]
[null,null,null,"Raw Adjusted MD","MVA","Non-Coincident"]
[null,null,null,null,null,"Coincident"]
[null,null,null,"Date MD occurred",null,"Non-Coincident"]
[null,null,null,null,null,"Coincident"]
[null,null,null,"Half hour time period MD occurred",null,"Non-Coincident"]
[null,null,null,null,null,"Coincident"]
[null,null,null,"Winter/Summer Peaking",null,"Non-Coincident"]
[null,null,null,null,null,"Coincident"]
[null,null,null,"Adjustments - Embedded generation","MW","Non-Coincident"]
[null,null,null,null,null,"Coincident"]
[null,null,null,"Weather Corrected 10% POE","MW","Non-Coincident"]
[null,null,null,null,null,"Coincident"]
[null,null,null,"Weather Corrected MD 10% POE","MVA","Non-Coincident"]
[null,null,null,null,null,"Coincident"]
[null,null,null,"Weather Corrected MD 50% POE","MW","Non-Coincident"]
[null,null,null,null,null,"Coincident"]
[null,null,null,"Weather Corrected MD 50% POE","MVA","Non-Coincident"]
[null,null,null,null,null,"Coincident"]
[null,null,"<Enter substation name>","Substation Rating","MVA","Non-Coincident"]
[null,null,null,null,null,"Coincident"]
[null,null,null,"Raw Adjusted MD","MW","Non-Coincident"]
[null,null,null,null,null,"Coincident"]
[null,null,null,"Raw Adjusted MD","MVA","Non-Coincident"]
[null,null,null,null,null,"Coincident"]
[null,null,null,"Date MD occurred",null,"Non-Coincident"]
[null,null,null,null,null,"Coincident"]
[null,null,null,"Half hour time period MD occurred",null,"Non-Coincident"]
[null,null,null,null,null,"Coincident"]
[null,null,null,"Winter/Summer Peaking",null,"Non-Coincident"]
[null,null,null,null,null,"Coincident"]
[null,null,null,"Adjustments - Embedded generation","MW","Non-Coincident"]
[null,null,null,null,null,"Coincident"]
[null,null,null,"Weather Corrected 10% POE","MW","Non-Coincident"]
[null,null,null,null,null,"Coincident"]
[null,null,null,"Weather Corrected MD 10% POE","MVA","Non-Coincident"]
[null,null,null,null,null,"Coincident"]
[null,null,null,"Weather Corrected MD 50% POE","MW","Non-Coincident"]
[null,null,null,null,null,"Coincident"]
[null,null,null,"Weather Corrected MD 50% POE","MVA","Non-Coincident"]
[null,null,null,null,null,"Coincident"]
[null,null,"<Enter substation name>","Substation Rating","MVA","Non-Coincident"]
[null,null,null,null,null,"Coincident"]
[null,null,null,"Raw Adjusted MD","MW","Non-Coincident"]
[null,null,null,null,null,"Coincident"]
[null,null,null,"Raw Adjusted MD","MVA","Non-Coincident"]
[null,null,null,null,null,"Coincident"]
[null,null,null,"Date MD occurred",null,"Non-Coincident"]
[null,null,null,null,null,"Coincident"]
[null,null,null,"Half hour time period MD occurred",null,"Non-Coincident"]
[null,null,null,null,null,"Coincident"]
[null,null,null,"Winter/Summer Peaking",null,"Non-Coincident"]
[null,null,null,null,null,"Coincident"]
[null,null,null,"Adjustments - Embedded generation","MW","Non-Coincident"]
[null,null,null,null,null,"Coincident"]
[null,null,null,"Weather Corrected 10% POE","MW","Non-Coincident"]
[null,null,null,null,null,"Coincident"]
[null,null,null,"Weather Corrected MD 10% POE","MVA","Non-Coincident"]
[null,null,null,null,null,"Coincident"]
[null,null,null,"Weather Corrected MD 50% POE","MW","Non-Coincident"]
[null,null,null,null,null,"Coincident"]
[null,null,null,"Weather Corrected MD 50% POE","MVA","Non-Coincident"]
[null,null,null,null,null,"Coincident"]
[null,null,"<Enter substation name>","Substation Rating","MVA","Non-Coincident"]
[null,null,null,null,null,"Coincident"]
[null,null,null,"Raw Adjusted MD","MW","Non-Coincident"]
[null,null,null,null,null,"Coincident"]
[null,null,null,"Raw Adjusted MD","MVA","Non-Coincident"]
[null,null,null,null,null,"Coincident"]
[null,null,null,"Date MD occurred",null,"Non-Coincident"]
[null,null,null,null,null,"Coincident"]
[null,null,null,"Half hour time period MD occurred",null,"Non-Coincident"]
[null,null,null,null,null,"Coincident"]
[null,null,null,"Winter/Summer Peaking",null,"Non-Coincident"]
[null,null,null,null,null,"Coincident"]
[null,null,null,"Adjustments - Embedded generation","MW","Non-Coincident"]
[null,null,null,null,null,"Coincident"]
[null,null,null,"Weather Corrected 10% POE","MW","Non-Coincident"]
[null,null,null,null,null,"Coincident"]
[null,null,null,"Weather Corrected MD 10% POE","MVA","Non-Coincident"]
[null,null,null,null,null,"Coincident"]
[null,null,null,"Weather Corrected MD 50% POE","MW","Non-Coincident"]
[null,null,null,null,null,"Coincident"]
[null,null,null,"Weather Corrected MD 50% POE","MVA","Non-Coincident"]
[null,null,null,null,null,"Coincident"]
[null,null,"<Enter substation name>","Substation Rating","MVA","Non-Coincident"]
[null,null,null,null,null,"Coincident"]
[null,null,null,"Raw Adjusted MD","MW","Non-Coincident"]
[null,null,null,null,null,"Coincident"]
[null,null,null,"Raw Adjusted MD","MVA","Non-Coincident"]
[null,null,null,null,null,"Coincident"]
[null,null,null,"Date MD occurred",null,"Non-Coincident"]
[null,null,null,null,null,"Coincident"]
[null,null,null,"Half hour time period MD occurred",null,"Non-Coincident"]
[null,null,null,null,null,"Coincident"]
[null,null,null,"Winter/Summer Peaking",null,"Non-Coincident"]
[null,null,null,null,null,"Coincident"]
[null,null,null,"Adjustments - Embedded generation","MW","Non-Coincident"]
[null,null,null,null,null,"Coincident"]
[null,null,null,"Weather Corrected 10% POE","MW","Non-Coincident"]
[null,null,null,null,null,"Coincident"]
[null,null,null,"Weather Corrected MD 10% POE","MVA","Non-Coincident"]
[null,null,null,null,null,"Coincident"]
[null,null,null,"Weather Corrected MD 50% POE","MW","Non-Coincident"]
[null,null,null,null,null,"Coincident"]
[null,null,null,"Weather Corrected MD 50% POE","MVA","Non-Coincident"]
[null,null,null,null,null,"Coincident"]
[null,null,"<Enter substation name>","Substation Rating","MVA","Non-Coincident"]
[null,null,null,null,null,"Coincident"]
[null,null,null,"Raw Adjusted MD","MW","Non-Coincident"]
[null,null,null,null,null,"Coincident"]
[null,null,null,"Raw Adjusted MD","MVA","Non-Coincident"]
[null,null,null,null,null,"Coincident"]
[null,null,null,"Date MD occurred",null,"Non-Coincident"]
[null,null,null,null,null,"Coincident"]
[null,null,null,"Half hour time period MD occurred",null,"Non-Coincident"]
[null,null,null,null,null,"Coincident"]
[null,null,null,"Winter/Summer Peaking",null,"Non-Coincident"]
[null,null,null,null,null,"Coincident"]
[null,null,null,"Adjustments - Embedded generation","MW","Non-Coincident"]
[null,null,null,null,null,"Coincident"]
[null,null,null,"Weather Corrected 10% POE","MW","Non-Coincident"]
[null,null,null,null,null,"Coincident"]
[null,null,null,"Weather Corrected MD 10% POE","MVA","Non-Coincident"]
[null,null,null,null,null,"Coincident"]
[null,null,null,"Weather Corrected MD 50% POE","MW","Non-Coincident"]
[null,null,null,null,null,"Coincident"]
[null,null,null,"Weather Corrected MD 50% POE","MVA","Non-Coincident"]
[null,null,null,null,null,"Coincident"]
[null,null,"<Enter substation name>","Substation Rating","MVA","Non-Coincident"]
[null,null,null,null,null,"Coincident"]
[null,null,null,"Raw Adjusted MD","MW","Non-Coincident"]
[null,null,null,null,null,"Coincident"]
[null,null,null,"Raw Adjusted MD","MVA","Non-Coincident"]
[null,null,null,null,null,"Coincident"]
[null,null,null,"Date MD occurred",null,"Non-Coincident"]
[null,null,null,null,null,"Coincident"]
[null,null,null,"Half hour time period MD occurred",null,"Non-Coincident"]
[null,null,null,null,null,"Coincident"]
[null,null,null,"Winter/Summer Peaking",null,"Non-Coincident"]
[null,null,null,null,null,"Coincident"]
[null,null,null,"Adjustments - Embedded generation","MW","Non-Coincident"]
[null,null,null,null,null,"Coincident"]
[null,null,null,"Weather Corrected 10% POE","MW","Non-Coincident"]
[null,null,null,null,null,"Coincident"]
[null,null,null,"Weather Corrected MD 10% POE","MVA","Non-Coincident"]
[null,null,null,null,null,"Coincident"]
[null,null,null,"Weather Corrected MD 50% POE","MW","Non-Coincident"]
[null,null,null,null,null,"Coincident"]
[null,null,null,"Weather Corrected MD 50% POE","MVA","Non-Coincident"]
[null,null,null,null,null,"Coincident"]
[null,null,"<Enter substation name>","Substation Rating","MVA","Non-Coincident"]
[null,null,null,null,null,"Coincident"]
[null,null,null,"Raw Adjusted MD","MW","Non-Coincident"]
[null,null,null,null,null,"Coincident"]
[null,null,null,"Raw Adjusted MD","MVA","Non-Coincident"]
[null,null,null,null,null,"Coincident"]
[null,null,null,"Date MD occurred",null,"Non-Coincident"]
[null,null,null,null,null,"Coincident"]
[null,null,null,"Half hour time period MD occurred",null,"Non-Coincident"]
[null,null,null,null,null,"Coincident"]
[null,null,null,"Winter/Summer Peaking",null,"Non-Coincident"]
[null,null,null,null,null,"Coincident"]
[null,null,null,"Adjustments - Embedded generation","MW","Non-Coincident"]
[null,null,null,null,null,"Coincident"]
[null,null,null,"Weather Corrected 10% POE","MW","Non-Coincident"]
[null,null,null,null,null,"Coincident"]
[null,null,null,"Weather Corrected MD 10% POE","MVA","Non-Coincident"]
[null,null,null,null,null,"Coincident"]
[null,null,null,"Weather Corrected MD 50% POE","MW","Non-Coincident"]
[null,null,null,null,null,"Coincident"]
[null,null,null,"Weather Corrected MD 50% POE","MVA","Non-Coincident"]
[null,null,null,null,null,"Coincident"]
[null,null,"<Enter substation name>","Substation Rating","MVA","Non-Coincident"]
[null,null,null,null,null,"Coincident"]
[null,null,null,"Raw Adjusted MD","MW","Non-Coincident"]
[null,null,null,null,null,"Coincident"]
[null,null,null,"Raw Adjusted MD","MVA","Non-Coincident"]
[null,null,null,null,null,"Coincident"]
[null,null,null,"Date MD occurred",null,"Non-Coincident"]
[null,null,null,null,null,"Coincident"]
[null,null,null,"Half hour time period MD occurred",null,"Non-Coincident"]
[null,null,null,null,null,"Coincident"]
[null,null,null,"Winter/Summer Peaking",null,"Non-Coincident"]
[null,null,null,null,null,"Coincident"]
[null,null,null,"Adjustments - Embedded generation","MW","Non-Coincident"]
[null,null,null,null,null,"Coincident"]
[null,null,null,"Weather Corrected 10% POE","MW","Non-Coincident"]
[null,null,null,null,null,"Coincident"]
[null,null,null,"Weather Corrected MD 10% POE","MVA","Non-Coincident"]
[null,null,null,null,null,"Coincident"]
[null,null,null,"Weather Corrected MD 50% POE","MW","Non-Coincident"]
[null,null,null,null,null,"Coincident"]
[null,null,null,"Weather Corrected MD 50% POE","MVA","Non-Coincident"]
[null,null,null,null,null,"Coincident"]
[null,null,"<Enter substation name>","Substation Rating","MVA","Non-Coincident"]
[null,null,null,null,null,"Coincident"]
[null,null,null,"Raw Adjusted MD","MW","Non-Coincident"]
[null,null,null,null,null,"Coincident"]
[null,null,null,"Raw Adjusted MD","MVA","Non-Coincident"]
[null,null,null,null,null,"Coincident"]
[null,null,null,"Date MD occurred",null,"Non-Coincident"]
[null,null,null,null,null,"Coincident"]
[null,null,null,"Half hour time period MD occurred",null,"Non-Coincident"]
[null,null,null,null,null,"Coincident"]
[null,null,null,"Winter/Summer Peaking",null,"Non-Coincident"]
[null,null,null,null,null,"Coincident"]
[null,null,null,"Adjustments - Embedded generation","MW","Non-Coincident"]
[null,null,null,null,null,"Coincident"]
[null,null,null,"Weather Corrected 10% POE","MW","Non-Coincident"]
[null,null,null,null,null,"Coincident"]
[null,null,null,"Weather Corrected MD 10% POE","MVA","Non-Coincident"]
[null,null,null,null,null,"Coincident"]
[null,null,null,"Weather Corrected MD 50% POE","MW","Non-Coincident"]
[null,null,null,null,null,"Coincident"]
[null,null,null,"Weather Corrected MD 50% POE","MVA","Non-Coincident"]
[null,null,null,null,null,"Coincident"]
[null,null,"<Enter substation name>","Substation Rating","MVA","Non-Coincident"]
[null,null,null,null,null,"Coincident"]
[null,null,null,"Raw Adjusted MD","MW","Non-Coincident"]
[null,null,null,null,null,"Coincident"]
[null,null,null,"Raw Adjusted MD","MVA","Non-Coincident"]
[null,null,null,null,null,"Coincident"]
[null,null,null,"Date MD occurred",null,"Non-Coincident"]
[null,null,null,null,null,"Coincident"]
[null,null,null,"Half hour time period MD occurred",null,"Non-Coincident"]
[null,null,null,null,null,"Coincident"]
[null,null,null,"Winter/Summer Peaking",null,"Non-Coincident"]
[null,null,null,null,null,"Coincident"]
[null,null,null,"Adjustments - Embedded generation","MW","Non-Coincident"]
[null,null,null,null,null,"Coincident"]
[null,null,null,"Weather Corrected 10% POE","MW","Non-Coincident"]
[null,null,null,null,null,"Coincident"]
[null,null,null,"Weather Corrected MD 10% POE","MVA","Non-Coincident"]
[null,null,null,null,null,"Coincident"]
[null,null,null,"Weather Corrected MD 50% POE","MW","Non-Coincident"]
[null,null,null,null,null,"Coincident"]
[null,null,null,"Weather Corrected MD 50% POE","MVA","Non-Coincident"]
[null,null,null,null,null,"Coincident"]
[null,null,"<Enter substation name>","Substation Rating","MVA","Non-Coincident"]
[null,null,null,null,null,"Coincident"]
[null,null,null,"Raw Adjusted MD","MW","Non-Coincident"]
[null,null,null,null,null,"Coincident"]
[null,null,null,"Raw Adjusted MD","MVA","Non-Coincident"]
[null,null,null,null,null,"Coincident"]
[null,null,null,"Date MD occurred",null,"Non-Coincident"]
[null,null,null,null,null,"Coincident"]
[null,null,null,"Half hour time period MD occurred",null,"Non-Coincident"]
[null,null,null,null,null,"Coincident"]
[null,null,null,"Winter/Summer Peaking",null,"Non-Coincident"]
[null,null,null,null,null,"Coincident"]
[null,null,null,"Adjustments - Embedded generation","MW","Non-Coincident"]
[null,null,null,null,null,"Coincident"]
[null,null,null,"Weather Corrected 10% POE","MW","Non-Coincident"]
[null,null,null,null,null,"Coincident"]
[null,null,null,"Weather Corrected MD 10% POE","MVA","Non-Coincident"]
[null,null,null,null,null,"Coincident"]
[null,null,null,"Weather Corrected MD 50% POE","MW","Non-Coincident"]
[null,null,null,null,null,"Coincident"]
[null,null,null,"Weather Corrected MD 50% POE","MVA","Non-Coincident"]
[null,null,null,null,null,"Coincident"]
[null,null,"<Enter substation name>","Substation Rating","MVA","Non-Coincident"]
[null,null,null,null,null,"Coincident"]
[null,null,null,"Raw Adjusted MD","MW","Non-Coincident"]
[null,null,null,null,null,"Coincident"]
[null,null,null,"Raw Adjusted MD","MVA","Non-Coincident"]
[null,null,null,null,null,"Coincident"]
[null,null,null,"Date MD occurred",null,"Non-Coincident"]
[null,null,null,null,null,"Coincident"]
[null,null,null,"Half hour time period MD occurred",null,"Non-Coincident"]
[null,null,null,null,null,"Coincident"]
[null,null,null,"Winter/Summer Peaking",null,"Non-Coincident"]
[null,null,null,null,null,"Coincident"]
[null,null,null,"Adjustments - Embedded generation","MW","Non-Coincident"]
[null,null,null,null,null,"Coincident"]
[null,null,null,"Weather Corrected 10% POE","MW","Non-Coincident"]
[null,null,null,null,null,"Coincident"]
[null,null,null,"Weather Corrected MD 10% POE","MVA","Non-Coincident"]
[null,null,null,null,null,"Coincident"]
[null,null,null,"Weather Corrected MD 50% POE","MW","Non-Coincident"]
[null,null,null,null,null,"Coincident"]
[null,null,null,"Weather Corrected MD 50% POE","MVA","Non-Coincident"]
[null,null,null,null,null,"Coincident"]
[null,null,"<Enter substation name>","Substation Rating","MVA","Non-Coincident"]
[null,null,null,null,null,"Coincident"]
[null,null,null,"Raw Adjusted MD","MW","Non-Coincident"]
[null,null,null,null,null,"Coincident"]
[null,null,null,"Raw Adjusted MD","MVA","Non-Coincident"]
[null,null,null,null,null,"Coincident"]
[null,null,null,"Date MD occurred",null,"Non-Coincident"]
[null,null,null,null,null,"Coincident"]
[null,null,null,"Half hour time period MD occurred",null,"Non-Coincident"]
[null,null,null,null,null,"Coincident"]
[null,null,null,"Winter/Summer Peaking",null,"Non-Coincident"]
[null,null,null,null,null,"Coincident"]
[null,null,null,"Adjustments - Embedded generation","MW","Non-Coincident"]
[null,null,null,null,null,"Coincident"]
[null,null,null,"Weather Corrected 10% POE","MW","Non-Coincident"]
[null,null,null,null,null,"Coincident"]
[null,null,null,"Weather Corrected MD 10% POE","MVA","Non-Coincident"]
[null,null,null,null,null,"Coincident"]
[null,null,null,"Weather Corrected MD 50% POE","MW","Non-Coincident"]
[null,null,null,null,null,"Coincident"]
[null,null,null,"Weather Corrected MD 50% POE","MVA","Non-Coincident"]
[null,null,null,null,null,"Coincident"]
[null,null,"<Enter substation name>","Substation Rating","MVA","Non-Coincident"]
[null,null,null,null,null,"Coincident"]
[null,null,null,"Raw Adjusted MD","MW","Non-Coincident"]
[null,null,null,null,null,"Coincident"]
[null,null,null,"Raw Adjusted MD","MVA","Non-Coincident"]
[null,null,null,null,null,"Coincident"]
[null,null,null,"Date MD occurred",null,"Non-Coincident"]
[null,null,null,null,null,"Coincident"]
[null,null,null,"Half hour time period MD occurred",null,"Non-Coincident"]
[null,null,null,null,null,"Coincident"]
[null,null,null,"Winter/Summer Peaking",null,"Non-Coincident"]
[null,null,null,null,null,"Coincident"]
[null,null,null,"Adjustments - Embedded generation","MW","Non-Coincident"]
[null,null,null,null,null,"Coincident"]
[null,null,null,"Weather Corrected 10% POE","MW","Non-Coincident"]
[null,null,null,null,null,"Coincident"]
[null,null,null,"Weather Corrected MD 10% POE","MVA","Non-Coincident"]
[null,null,null,null,null,"Coincident"]
[null,null,null,"Weather Corrected MD 50% POE","MW","Non-Coincident"]
[null,null,null,null,null,"Coincident"]
[null,null,null,"Weather Corrected MD 50% POE","MVA","Non-Coincident"]
[null,null,null,null,null,"Coincident"]
[null,null,"<Enter substation name>","Substation Rating","MVA","Non-Coincident"]
[null,null,null,null,null,"Coincident"]
[null,null,null,"Raw Adjusted MD","MW","Non-Coincident"]
[null,null,null,null,null,"Coincident"]
[null,null,null,"Raw Adjusted MD","MVA","Non-Coincident"]
[null,null,null,null,null,"Coincident"]
[null,null,null,"Date MD occurred",null,"Non-Coincident"]
[null,null,null,null,null,"Coincident"]
[null,null,null,"Half hour time period MD occurred",null,"Non-Coincident"]
[null,null,null,null,null,"Coincident"]
[null,null,null,"Winter/Summer Peaking",null,"Non-Coincident"]
[null,null,null,null,null,"Coincident"]
[null,null,null,"Adjustments - Embedded generation","MW","Non-Coincident"]
[null,null,null,null,null,"Coincident"]
[null,null,null,"Weather Corrected 10% POE","MW","Non-Coincident"]
[null,null,null,null,null,"Coincident"]
[null,null,null,"Weather Corrected MD 10% POE","MVA","Non-Coincident"]
[null,null,null,null,null,"Coincident"]
[null,null,null,"Weather Corrected MD 50% POE","MW","Non-Coincident"]
[null,null,null,null,null,"Coincident"]
[null,null,null,"Weather Corrected MD 50% POE","MVA","Non-Coincident"]
[null,null,null,null,null,"Coincident"]
[null,null,"<Enter substation name>","Substation Rating","MVA","Non-Coincident"]
[null,null,null,null,null,"Coincident"]
[null,null,null,"Raw Adjusted MD","MW","Non-Coincident"]
[null,null,null,null,null,"Coincident"]
[null,null,null,"Raw Adjusted MD","MVA","Non-Coincident"]
[null,null,null,null,null,"Coincident"]
[null,null,null,"Date MD occurred",null,"Non-Coincident"]
[null,null,null,null,null,"Coincident"]
[null,null,null,"Half hour time period MD occurred",null,"Non-Coincident"]
[null,null,null,null,null,"Coincident"]
[null,null,null,"Winter/Summer Peaking",null,"Non-Coincident"]
[null,null,null,null,null,"Coincident"]
[null,null,null,"Adjustments - Embedded generation","MW","Non-Coincident"]
[null,null,null,null,null,"Coincident"]
[null,null,null,"Weather Corrected 10% POE","MW","Non-Coincident"]
[null,null,null,null,null,"Coincident"]
[null,null,null,"Weather Corrected MD 10% POE","MVA","Non-Coincident"]
[null,null,null,null,null,"Coincident"]
[null,null,null,"Weather Corrected MD 50% POE","MW","Non-Coincident"]
[null,null,null,null,null,"Coincident"]
[null,null,null,"Weather Corrected MD 50% POE","MVA","Non-Coincident"]
[null,null,null,null,null,"Coincident"]
[null,null,"<Enter substation name>","Substation Rating","MVA","Non-Coincident"]
[null,null,null,null,null,"Coincident"]
[null,null,null,"Raw Adjusted MD","MW","Non-Coincident"]
[null,null,null,null,null,"Coincident"]
[null,null,null,"Raw Adjusted MD","MVA","Non-Coincident"]
[null,null,null,null,null,"Coincident"]
[null,null,null,"Date MD occurred",null,"Non-Coincident"]
[null,null,null,null,null,"Coincident"]
[null,null,null,"Half hour time period MD occurred",null,"Non-Coincident"]
[null,null,null,null,null,"Coincident"]
[null,null,null,"Winter/Summer Peaking",null,"Non-Coincident"]
[null,null,null,null,null,"Coincident"]
[null,null,null,"Adjustments - Embedded generation","MW","Non-Coincident"]
[null,null,null,null,null,"Coincident"]
[null,null,null,"Weather Corrected 10% POE","MW","Non-Coincident"]
[null,null,null,null,null,"Coincident"]
[null,null,null,"Weather Corrected MD 10% POE","MVA","Non-Coincident"]
[null,null,null,null,null,"Coincident"]
[null,null,null,"Weather Corrected MD 50% POE","MW","Non-Coincident"]
[null,null,null,null,null,"Coincident"]
[null,null,null,"Weather Corrected MD 50% POE","MVA","Non-Coincident"]
[null,null,null,null,null,"Coincident"]
[null,null,"<Enter substation name>","Substation Rating","MVA","Non-Coincident"]
[null,null,null,null,null,"Coincident"]
[null,null,null,"Raw Adjusted MD","MW","Non-Coincident"]
[null,null,null,null,null,"Coincident"]
[null,null,null,"Raw Adjusted MD","MVA","Non-Coincident"]
[null,null,null,null,null,"Coincident"]
[null,null,null,"Date MD occurred",null,"Non-Coincident"]
[null,null,null,null,null,"Coincident"]
[null,null,null,"Half hour time period MD occurred",null,"Non-Coincident"]
[null,null,null,null,null,"Coincident"]
[null,null,null,"Winter/Summer Peaking",null,"Non-Coincident"]
[null,null,null,null,null,"Coincident"]
[null,null,null,"Adjustments - Embedded generation","MW","Non-Coincident"]
[null,null,null,null,null,"Coincident"]
[null,null,null,"Weather Corrected 10% POE","MW","Non-Coincident"]
[null,null,null,null,null,"Coincident"]
[null,null,null,"Weather Corrected MD 10% POE","MVA","Non-Coincident"]
[null,null,null,null,null,"Coincident"]
[null,null,null,"Weather Corrected MD 50% POE","MW","Non-Coincident"]
[null,null,null,null,null,"Coincident"]
[null,null,null,"Weather Corrected MD 50% POE","MVA","Non-Coincident"]
[null,null,null,null,null,"Coincident"]
[null,null,"<Enter substation name>","Substation Rating","MVA","Non-Coincident"]
[null,null,null,null,null,"Coincident"]
[null,null,null,"Raw Adjusted MD","MW","Non-Coincident"]
[null,null,null,null,null,"Coincident"]
[null,null,null,"Raw Adjusted MD","MVA","Non-Coincident"]
[null,null,null,null,null,"Coincident"]
[null,null,null,"Date MD occurred",null,"Non-Coincident"]
[null,null,null,null,null,"Coincident"]
[null,null,null,"Half hour time period MD occurred",null,"Non-Coincident"]
[null,null,null,null,null,"Coincident"]
[null,null,null,"Winter/Summer Peaking",null,"Non-Coincident"]
[null,null,null,null,null,"Coincident"]
[null,null,null,"Adjustments - Embedded generation","MW","Non-Coincident"]
[null,null,null,null,null,"Coincident"]
[null,null,null,"Weather Corrected 10% POE","MW","Non-Coincident"]
[null,null,null,null,null,"Coincident"]
[null,null,null,"Weather Corrected MD 10% POE","MVA","Non-Coincident"]
[null,null,null,null,null,"Coincident"]
[null,null,null,"Weather Corrected MD 50% POE","MW","Non-Coincident"]
[null,null,null,null,null,"Coincident"]
[null,null,null,"Weather Corrected MD 50% POE","MVA","Non-Coincident"]
[null,null,null,null,null,"Coincident"]
[null,null,"<Enter substation name>","Substation Rating","MVA","Non-Coincident"]
[null,null,null,null,null,"Coincident"]
[null,null,null,"Raw Adjusted MD","MW","Non-Coincident"]
[null,null,null,null,null,"Coincident"]
[null,null,null,"Raw Adjusted MD","MVA","Non-Coincident"]
[null,null,null,null,null,"Coincident"]
[null,null,null,"Date MD occurred",null,"Non-Coincident"]
[null,null,null,null,null,"Coincident"]
[null,null,null,"Half hour time period MD occurred",null,"Non-Coincident"]
[null,null,null,null,null,"Coincident"]
[null,null,null,"Winter/Summer Peaking",null,"Non-Coincident"]
[null,null,null,null,null,"Coincident"]
[null,null,null,"Adjustments - Embedded generation","MW","Non-Coincident"]
[null,null,null,null,null,"Coincident"]
[null,null,null,"Weather Corrected 10% POE","MW","Non-Coincident"]
[null,null,null,null,null,"Coincident"]
[null,null,null,"Weather Corrected MD 10% POE","MVA","Non-Coincident"]
[null,null,null,null,null,"Coincident"]
[null,null,null,"Weather Corrected MD 50% POE","MW","Non-Coincident"]
[null,null,null,null,null,"Coincident"]
[null,null,null,"Weather Corrected MD 50% POE","MVA","Non-Coincident"]
[null,null,null,null,null,"Coincident"]
[null,null,"<Enter substation name>","Substation Rating","MVA","Non-Coincident"]
[null,null,null,null,null,"Coincident"]
[null,null,null,"Raw Adjusted MD","MW","Non-Coincident"]
[null,null,null,null,null,"Coincident"]
[null,null,null,"Raw Adjusted MD","MVA","Non-Coincident"]
[null,null,null,null,null,"Coincident"]
[null,null,null,"Date MD occurred",null,"Non-Coincident"]
[null,null,null,null,null,"Coincident"]
[null,null,null,"Half hour time period MD occurred",null,"Non-Coincident"]
[null,null,null,null,null,"Coincident"]
[null,null,null,"Winter/Summer Peaking",null,"Non-Coincident"]
[null,null,null,null,null,"Coincident"]
[null,null,null,"Adjustments - Embedded generation","MW","Non-Coincident"]
[null,null,null,null,null,"Coincident"]
[null,null,null,"Weather Corrected 10% POE","MW","Non-Coincident"]
[null,null,null,null,null,"Coincident"]
[null,null,null,"Weather Corrected MD 10% POE","MVA","Non-Coincident"]
[null,null,null,null,null,"Coincident"]
[null,null,null,"Weather Corrected MD 50% POE","MW","Non-Coincident"]
[null,null,null,null,null,"Coincident"]
[null,null,null,"Weather Corrected MD 50% POE","MVA","Non-Coincident"]
[null,null,null,null,null,"Coincident"]
[null,null,"<Enter substation name>","Substation Rating","MVA","Non-Coincident"]
[null,null,null,null,null,"Coincident"]
[null,null,null,"Raw Adjusted MD","MW","Non-Coincident"]
[null,null,null,null,null,"Coincident"]
[null,null,null,"Raw Adjusted MD","MVA","Non-Coincident"]
[null,null,null,null,null,"Coincident"]
[null,null,null,"Date MD occurred",null,"Non-Coincident"]
[null,null,null,null,null,"Coincident"]
[null,null,null,"Half hour time period MD occurred",null,"Non-Coincident"]
[null,null,null,null,null,"Coincident"]
[null,null,null,"Winter/Summer Peaking",null,"Non-Coincident"]
[null,null,null,null,null,"Coincident"]
[null,null,null,"Adjustments - Embedded generation","MW","Non-Coincident"]
[null,null,null,null,null,"Coincident"]
[null,null,null,"Weather Corrected 10% POE","MW","Non-Coincident"]
[null,null,null,null,null,"Coincident"]
[null,null,null,"Weather Corrected MD 10% POE","MVA","Non-Coincident"]
[null,null,null,null,null,"Coincident"]
[null,null,null,"Weather Corrected MD 50% POE","MW","Non-Coincident"]
[null,null,null,null,null,"Coincident"]
[null,null,null,"Weather Corrected MD 50% POE","MVA","Non-Coincident"]
[null,null,null,null,null,"Coincident"]
[null,null,"<Enter substation name>","Substation Rating","MVA","Non-Coincident"]
[null,null,null,null,null,"Coincident"]
[null,null,null,"Raw Adjusted MD","MW","Non-Coincident"]
[null,null,null,null,null,"Coincident"]
[null,null,null,"Raw Adjusted MD","MVA","Non-Coincident"]
[null,null,null,null,null,"Coincident"]
[null,null,null,"Date MD occurred",null,"Non-Coincident"]
[null,null,null,null,null,"Coincident"]
[null,null,null,"Half hour time period MD occurred",null,"Non-Coincident"]
[null,null,null,null,null,"Coincident"]
[null,null,null,"Winter/Summer Peaking",null,"Non-Coincident"]
[null,null,null,null,null,"Coincident"]
[null,null,null,"Adjustments - Embedded generation","MW","Non-Coincident"]
[null,null,null,null,null,"Coincident"]
[null,null,null,"Weather Corrected 10% POE","MW","Non-Coincident"]
[null,null,null,null,null,"Coincident"]
[null,null,null,"Weather Corrected MD 10% POE","MVA","Non-Coincident"]
[null,null,null,null,null,"Coincident"]
[null,null,null,"Weather Corrected MD 50% POE","MW","Non-Coincident"]
[null,null,null,null,null,"Coincident"]
[null,null,null,"Weather Corrected MD 50% POE","MVA","Non-Coincident"]
[null,null,null,null,null,"Coincident"]
[null,null,"<Enter substation name>","Substation Rating","MVA","Non-Coincident"]
[null,null,null,null,null,"Coincident"]
[null,null,null,"Raw Adjusted MD","MW","Non-Coincident"]
[null,null,null,null,null,"Coincident"]
[null,null,null,"Raw Adjusted MD","MVA","Non-Coincident"]
[null,null,null,null,null,"Coincident"]
[null,null,null,"Date MD occurred",null,"Non-Coincident"]
[null,null,null,null,null,"Coincident"]
[null,null,null,"Half hour time period MD occurred",null,"Non-Coincident"]
[null,null,null,null,null,"Coincident"]
[null,null,null,"Winter/Summer Peaking",null,"Non-Coincident"]
[null,null,null,null,null,"Coincident"]
[null,null,null,"Adjustments - Embedded generation","MW","Non-Coincident"]
[null,null,null,null,null,"Coincident"]
[null,null,null,"Weather Corrected 10% POE","MW","Non-Coincident"]
[null,null,null,null,null,"Coincident"]
[null,null,null,"Weather Corrected MD 10% POE","MVA","Non-Coincident"]
[null,null,null,null,null,"Coincident"]
[null,null,null,"Weather Corrected MD 50% POE","MW","Non-Coincident"]
[null,null,null,null,null,"Coincident"]
[null,null,null,"Weather Corrected MD 50% POE","MVA","Non-Coincident"]
[null,null,null,null,null,"Coincident"]
[null,null,"<Enter substation name>","Substation Rating","MVA","Non-Coincident"]
[null,null,null,null,null,"Coincident"]
[null,null,null,"Raw Adjusted MD","MW","Non-Coincident"]
[null,null,null,null,null,"Coincident"]
[null,null,null,"Raw Adjusted MD","MVA","Non-Coincident"]
[null,null,null,null,null,"Coincident"]
[null,null,null,"Date MD occurred",null,"Non-Coincident"]
[null,null,null,null,null,"Coincident"]
[null,null,null,"Half hour time period MD occurred",null,"Non-Coincident"]
[null,null,null,null,null,"Coincident"]
[null,null,null,"Winter/Summer Peaking",null,"Non-Coincident"]
[null,null,null,null,null,"Coincident"]
[null,null,null,"Adjustments - Embedded generation","MW","Non-Coincident"]
[null,null,null,null,null,"Coincident"]
[null,null,null,"Weather Corrected 10% POE","MW","Non-Coincident"]
[null,null,null,null,null,"Coincident"]
[null,null,null,"Weather Corrected MD 10% POE","MVA","Non-Coincident"]
[null,null,null,null,null,"Coincident"]
[null,null,null,"Weather Corrected MD 50% POE","MW","Non-Coincident"]
[null,null,null,null,null,"Coincident"]
[null,null,null,"Weather Corrected MD 50% POE","MVA","Non-Coincident"]
[null,null,null,null,null,"Coincident"]
[null,null,"<Enter substation name>","Substation Rating","MVA","Non-Coincident"]
[null,null,null,null,null,"Coincident"]
[null,null,null,"Raw Adjusted MD","MW","Non-Coincident"]
[null,null,null,null,null,"Coincident"]
[null,null,null,"Raw Adjusted MD","MVA","Non-Coincident"]
[null,null,null,null,null,"Coincident"]
[null,null,null,"Date MD occurred",null,"Non-Coincident"]
[null,null,null,null,null,"Coincident"]
[null,null,null,"Half hour time period MD occurred",null,"Non-Coincident"]
[null,null,null,null,null,"Coincident"]
[null,null,null,"Winter/Summer Peaking",null,"Non-Coincident"]
[null,null,null,null,null,"Coincident"]
[null,null,null,"Adjustments - Embedded generation","MW","Non-Coincident"]
[null,null,null,null,null,"Coincident"]
[null,null,null,"Weather Corrected 10% POE","MW","Non-Coincident"]
[null,null,null,null,null,"Coincident"]
[null,null,null,"Weather Corrected MD 10% POE","MVA","Non-Coincident"]
[null,null,null,null,null,"Coincident"]
[null,null,null,"Weather Corrected MD 50% POE","MW","Non-Coincident"]
[null,null,null,null,null,"Coincident"]
[null,null,null,"Weather Corrected MD 50% POE","MVA","Non-Coincident"]
[null,null,null,null,null,"Coincident"]
[null,null,"<Enter substation name>","Substation Rating","MVA","Non-Coincident"]
[null,null,null,null,null,"Coincident"]
[null,null,null,"Raw Adjusted MD","MW","Non-Coincident"]
[null,null,null,null,null,"Coincident"]
[null,null,null,"Raw Adjusted MD","MVA","Non-Coincident"]
[null,null,null,null,null,"Coincident"]
[null,null,null,"Date MD occurred",null,"Non-Coincident"]
[null,null,null,null,null,"Coincident"]
[null,null,null,"Half hour time period MD occurred",null,"Non-Coincident"]
[null,null,null,null,null,"Coincident"]
[null,null,null,"Winter/Summer Peaking",null,"Non-Coincident"]
[null,null,null,null,null,"Coincident"]
[null,null,null,"Adjustments - Embedded generation","MW","Non-Coincident"]
[null,null,null,null,null,"Coincident"]
[null,null,null,"Weather Corrected 10% POE","MW","Non-Coincident"]
[null,null,null,null,null,"Coincident"]
[null,null,null,"Weather Corrected MD 10% POE","MVA","Non-Coincident"]
[null,null,null,null,null,"Coincident"]
[null,null,null,"Weather Corrected MD 50% POE","MW","Non-Coincident"]
[null,null,null,null,null,"Coincident"]
[null,null,null,"Weather Corrected MD 50% POE","MVA","Non-Coincident"]
[null,null,null,null,null,"Coincident"]
[null,null,"<Enter substation name>","Substation Rating","MVA","Non-Coincident"]
[null,null,null,null,null,"Coincident"]
[null,null,null,"Raw Adjusted MD","MW","Non-Coincident"]
[null,null,null,null,null,"Coincident"]
[null,null,null,"Raw Adjusted MD","MVA","Non-Coincident"]
[null,null,null,null,null,"Coincident"]
[null,null,null,"Date MD occurred",null,"Non-Coincident"]
[null,null,null,null,null,"Coincident"]
[null,null,null,"Half hour time period MD occurred",null,"Non-Coincident"]
[null,null,null,null,null,"Coincident"]
[null,null,null,"Winter/Summer Peaking",null,"Non-Coincident"]
[null,null,null,null,null,"Coincident"]
[null,null,null,"Adjustments - Embedded generation","MW","Non-Coincident"]
[null,null,null,null,null,"Coincident"]
[null,null,null,"Weather Corrected 10% POE","MW","Non-Coincident"]
[null,null,null,null,null,"Coincident"]
[null,null,null,"Weather Corrected MD 10% POE","MVA","Non-Coincident"]
[null,null,null,null,null,"Coincident"]
[null,null,null,"Weather Corrected MD 50% POE","MW","Non-Coincident"]
[null,null,null,null,null,"Coincident"]
[null,null,null,"Weather Corrected MD 50% POE","MVA","Non-Coincident"]
[null,null,null,null,null,"Coincident"]
[null,null,"<Enter substation name>","Substation Rating","MVA","Non-Coincident"]
[null,null,null,null,null,"Coincident"]
[null,null,null,"Raw Adjusted MD","MW","Non-Coincident"]
[null,null,null,null,null,"Coincident"]
[null,null,null,"Raw Adjusted MD","MVA","Non-Coincident"]
[null,null,null,null,null,"Coincident"]
[null,null,null,"Date MD occurred",null,"Non-Coincident"]
[null,null,null,null,null,"Coincident"]
[null,null,null,"Half hour time period MD occurred",null,"Non-Coincident"]
[null,null,null,null,null,"Coincident"]
[null,null,null,"Winter/Summer Peaking",null,"Non-Coincident"]
[null,null,null,null,null,"Coincident"]
[null,null,null,"Adjustments - Embedded generation","MW","Non-Coincident"]
[null,null,null,null,null,"Coincident"]
[null,null,null,"Weather Corrected 10% POE","MW","Non-Coincident"]
[null,null,null,null,null,"Coincident"]
[null,null,null,"Weather Corrected MD 10% POE","MVA","Non-Coincident"]
[null,null,null,null,null,"Coincident"]
[null,null,null,"Weather Corrected MD 50% POE","MW","Non-Coincident"]
[null,null,null,null,null,"Coincident"]
[null,null,null,"Weather Corrected MD 50% POE","MVA","Non-Coincident"]
[null,null,null,null,null,"Coincident"]
[null,null,"<Enter substation name>","Substation Rating","MVA","Non-Coincident"]
[null,null,null,null,null,"Coincident"]
[null,null,null,"Raw Adjusted MD","MW","Non-Coincident"]
[null,null,null,null,null,"Coincident"]
[null,null,null,"Raw Adjusted MD","MVA","Non-Coincident"]
[null,null,null,null,null,"Coincident"]
[null,null,null,"Date MD occurred",null,"Non-Coincident"]
[null,null,null,null,null,"Coincident"]
[null,null,null,"Half hour time period MD occurred",null,"Non-Coincident"]
[null,null,null,null,null,"Coincident"]
[null,null,null,"Winter/Summer Peaking",null,"Non-Coincident"]
[null,null,null,null,null,"Coincident"]
[null,null,null,"Adjustments - Embedded generation","MW","Non-Coincident"]
[null,null,null,null,null,"Coincident"]
[null,null,null,"Weather Corrected 10% POE","MW","Non-Coincident"]
[null,null,null,null,null,"Coincident"]
[null,null,null,"Weather Corrected MD 10% POE","MVA","Non-Coincident"]
[null,null,null,null,null,"Coincident"]
[null,null,null,"Weather Corrected MD 50% POE","MW","Non-Coincident"]
[null,null,null,null,null,"Coincident"]
[null,null,null,"Weather Corrected MD 50% POE","MVA","Non-Coincident"]
[null,null,null,null,null,"Coincident"]
[null,null,"<Enter substation name>","Substation Rating","MVA","Non-Coincident"]
[null,null,null,null,null,"Coincident"]
[null,null,null,"Raw Adjusted MD","MW","Non-Coincident"]
[null,null,null,null,null,"Coincident"]
[null,null,null,"Raw Adjusted MD","MVA","Non-Coincident"]
[null,null,null,null,null,"Coincident"]
[null,null,null,"Date MD occurred",null,"Non-Coincident"]
[null,null,null,null,null,"Coincident"]
[null,null,null,"Half hour time period MD occurred",null,"Non-Coincident"]
[null,null,null,null,null,"Coincident"]
[null,null,null,"Winter/Summer Peaking",null,"Non-Coincident"]
[null,null,null,null,null,"Coincident"]
[null,null,null,"Adjustments - Embedded generation","MW","Non-Coincident"]
[null,null,null,null,null,"Coincident"]
[null,null,null,"Weather Corrected 10% POE","MW","Non-Coincident"]
[null,null,null,null,null,"Coincident"]
[null,null,null,"Weather Corrected MD 10% POE","MVA","Non-Coincident"]
[null,null,null,null,null,"Coincident"]
[null,null,null,"Weather Corrected MD 50% POE","MW","Non-Coincident"]
[null,null,null,null,null,"Coincident"]
[null,null,null,"Weather Corrected MD 50% POE","MVA","Non-Coincident"]
[null,null,null,null,null,"Coincident"]
[null,null,"<Enter substation name>","Substation Rating","MVA","Non-Coincident"]
[null,null,null,null,null,"Coincident"]
[null,null,null,"Raw Adjusted MD","MW","Non-Coincident"]
[null,null,null,null,null,"Coincident"]
[null,null,null,"Raw Adjusted MD","MVA","Non-Coincident"]
[null,null,null,null,null,"Coincident"]
[null,null,null,"Date MD occurred",null,"Non-Coincident"]
[null,null,null,null,null,"Coincident"]
[null,null,null,"Half hour time period MD occurred",null,"Non-Coincident"]
[null,null,null,null,null,"Coincident"]
[null,null,null,"Winter/Summer Peaking",null,"Non-Coincident"]
[null,null,null,null,null,"Coincident"]
[null,null,null,"Adjustments - Embedded generation","MW","Non-Coincident"]
[null,null,null,null,null,"Coincident"]
[null,null,null,"Weather Corrected 10% POE","MW","Non-Coincident"]
[null,null,null,null,null,"Coincident"]
[null,null,null,"Weather Corrected MD 10% POE","MVA","Non-Coincident"]
[null,null,null,null,null,"Coincident"]
[null,null,null,"Weather Corrected MD 50% POE","MW","Non-Coincident"]
[null,null,null,null,null,"Coincident"]
[null,null,null,"Weather Corrected MD 50% POE","MVA","Non-Coincident"]
[null,null,null,null,null,"Coincident"]
[null,null,"<Enter substation name>","Substation Rating","MVA","Non-Coincident"]
[null,null,null,null,null,"Coincident"]
[null,null,null,"Raw Adjusted MD","MW","Non-Coincident"]
[null,null,null,null,null,"Coincident"]
[null,null,null,"Raw Adjusted MD","MVA","Non-Coincident"]
[null,null,null,null,null,"Coincident"]
[null,null,null,"Date MD occurred",null,"Non-Coincident"]
[null,null,null,null,null,"Coincident"]
[null,null,null,"Half hour time period MD occurred",null,"Non-Coincident"]
[null,null,null,null,null,"Coincident"]
[null,null,null,"Winter/Summer Peaking",null,"Non-Coincident"]
[null,null,null,null,null,"Coincident"]
[null,null,null,"Adjustments - Embedded generation","MW","Non-Coincident"]
[null,null,null,null,null,"Coincident"]
[null,null,null,"Weather Corrected 10% POE","MW","Non-Coincident"]
[null,null,null,null,null,"Coincident"]
[null,null,null,"Weather Corrected MD 10% POE","MVA","Non-Coincident"]
[null,null,null,null,null,"Coincident"]
[null,null,null,"Weather Corrected MD 50% POE","MW","Non-Coincident"]
[null,null,null,null,null,"Coincident"]
[null,null,null,"Weather Corrected MD 50% POE","MVA","Non-Coincident"]
[null,null,null,null,null,"Coincident"]
[null,null,"<Enter substation name>","Substation Rating","MVA","Non-Coincident"]
[null,null,null,null,null,"Coincident"]
[null,null,null,"Raw Adjusted MD","MW","Non-Coincident"]
[null,null,null,null,null,"Coincident"]
[null,null,null,"Raw Adjusted MD","MVA","Non-Coincident"]
[null,null,null,null,null,"Coincident"]
[null,null,null,"Date MD occurred",null,"Non-Coincident"]
[null,null,null,null,null,"Coincident"]
[null,null,null,"Half hour time period MD occurred",null,"Non-Coincident"]
[null,null,null,null,null,"Coincident"]
[null,null,null,"Winter/Summer Peaking",null,"Non-Coincident"]
[null,null,null,null,null,"Coincident"]
[null,null,null,"Adjustments - Embedded generation","MW","Non-Coincident"]
[null,null,null,null,null,"Coincident"]
[null,null,null,"Weather Corrected 10% POE","MW","Non-Coincident"]
[null,null,null,null,null,"Coincident"]
[null,null,null,"Weather Corrected MD 10% POE","MVA","Non-Coincident"]
[null,null,null,null,null,"Coincident"]
[null,null,null,"Weather Corrected MD 50% POE","MW","Non-Coincident"]
[null,null,null,null,null,"Coincident"]
[null,null,null,"Weather Corrected MD 50% POE","MVA","Non-Coincident"]
[null,null,null,null,null,"Coincident"]
[null,null,"<Enter substation name>","Substation Rating","MVA","Non-Coincident"]
[null,null,null,null,null,"Coincident"]
[null,null,null,"Raw Adjusted MD","MW","Non-Coincident"]
[null,null,null,null,null,"Coincident"]
[null,null,null,"Raw Adjusted MD","MVA","Non-Coincident"]
[null,null,null,null,null,"Coincident"]
[null,null,null,"Date MD occurred",null,"Non-Coincident"]
[null,null,null,null,null,"Coincident"]
[null,null,null,"Half hour time period MD occurred",null,"Non-Coincident"]
[null,null,null,null,null,"Coincident"]
[null,null,null,"Winter/Summer Peaking",null,"Non-Coincident"]
[null,null,null,null,null,"Coincident"]
[null,null,null,"Adjustments - Embedded generation","MW","Non-Coincident"]
[null,null,null,null,null,"Coincident"]
[null,null,null,"Weather Corrected 10% POE","MW","Non-Coincident"]
[null,null,null,null,null,"Coincident"]
[null,null,null,"Weather Corrected MD 10% POE","MVA","Non-Coincident"]
[null,null,null,null,null,"Coincident"]
[null,null,null,"Weather Corrected MD 50% POE","MW","Non-Coincident"]
[null,null,null,null,null,"Coincident"]
[null,null,null,"Weather Corrected MD 50% POE","MVA","Non-Coincident"]
[null,null,null,null,null,"Coincident"]
[null,null,"<Enter substation name>","Substation Rating","MVA","Non-Coincident"]
[null,null,null,null,null,"Coincident"]
[null,null,null,"Raw Adjusted MD","MW","Non-Coincident"]
[null,null,null,null,null,"Coincident"]
[null,null,null,"Raw Adjusted MD","MVA","Non-Coincident"]
[null,null,null,null,null,"Coincident"]
[null,null,null,"Date MD occurred",null,"Non-Coincident"]
[null,null,null,null,null,"Coincident"]
[null,null,null,"Half hour time period MD occurred",null,"Non-Coincident"]
[null,null,null,null,null,"Coincident"]
[null,null,null,"Winter/Summer Peaking",null,"Non-Coincident"]
[null,null,null,null,null,"Coincident"]
[null,null,null,"Adjustments - Embedded generation","MW","Non-Coincident"]
[null,null,null,null,null,"Coincident"]
[null,null,null,"Weather Corrected 10% POE","MW","Non-Coincident"]
[null,null,null,null,null,"Coincident"]
[null,null,null,"Weather Corrected MD 10% POE","MVA","Non-Coincident"]
[null,null,null,null,null,"Coincident"]
[null,null,null,"Weather Corrected MD 50% POE","MW","Non-Coincident"]
[null,null,null,null,null,"Coincident"]
[null,null,null,"Weather Corrected MD 50% POE","MVA","Non-Coincident"]
[null,null,null,null,null,"Coincident"]
[null,null,"<Enter substation name>","Substation Rating","MVA","Non-Coincident"]
[null,null,null,null,null,"Coincident"]
[null,null,null,"Raw Adjusted MD","MW","Non-Coincident"]
[null,null,null,null,null,"Coincident"]
[null,null,null,"Raw Adjusted MD","MVA","Non-Coincident"]
[null,null,null,null,null,"Coincident"]
[null,null,null,"Date MD occurred",null,"Non-Coincident"]
[null,null,null,null,null,"Coincident"]
[null,null,null,"Half hour time period MD occurred",null,"Non-Coincident"]
[null,null,null,null,null,"Coincident"]
[null,null,null,"Winter/Summer Peaking",null,"Non-Coincident"]
[null,null,null,null,null,"Coincident"]
[null,null,null,"Adjustments - Embedded generation","MW","Non-Coincident"]
[null,null,null,null,null,"Coincident"]
[null,null,null,"Weather Corrected 10% POE","MW","Non-Coincident"]
[null,null,null,null,null,"Coincident"]
[null,null,null,"Weather Corrected MD 10% POE","MVA","Non-Coincident"]
[null,null,null,null,null,"Coincident"]
[null,null,null,"Weather Corrected MD 50% POE","MW","Non-Coincident"]
[null,null,null,null,null,"Coincident"]
[null,null,null,"Weather Corrected MD 50% POE","MVA","Non-Coincident"]
[null,null,null,null,null,"Coincident"]
[null,null,"<Enter substation name>","Substation Rating","MVA","Non-Coincident"]
[null,null,null,null,null,"Coincident"]
[null,null,null,"Raw Adjusted MD","MW","Non-Coincident"]
[null,null,null,null,null,"Coincident"]
[null,null,null,"Raw Adjusted MD","MVA","Non-Coincident"]
[null,null,null,null,null,"Coincident"]
[null,null,null,"Date MD occurred",null,"Non-Coincident"]
[null,null,null,null,null,"Coincident"]
[null,null,null,"Half hour time period MD occurred",null,"Non-Coincident"]
[null,null,null,null,null,"Coincident"]
[null,null,null,"Winter/Summer Peaking",null,"Non-Coincident"]
[null,null,null,null,null,"Coincident"]
[null,null,null,"Adjustments - Embedded generation","MW","Non-Coincident"]
[null,null,null,null,null,"Coincident"]
[null,null,null,"Weather Corrected 10% POE","MW","Non-Coincident"]
[null,null,null,null,null,"Coincident"]
[null,null,null,"Weather Corrected MD 10% POE","MVA","Non-Coincident"]
[null,null,null,null,null,"Coincident"]
[null,null,null,"Weather Corrected MD 50% POE","MW","Non-Coincident"]
[null,null,null,null,null,"Coincident"]
[null,null,null,"Weather Corrected MD 50% POE","MVA","Non-Coincident"]
[null,null,null,null,null,"Coincident"]
[null,null,"<Enter substation name>","Substation Rating","MVA","Non-Coincident"]
[null,null,null,null,null,"Coincident"]
[null,null,null,"Raw Adjusted MD","MW","Non-Coincident"]
[null,null,null,null,null,"Coincident"]
[null,null,null,"Raw Adjusted MD","MVA","Non-Coincident"]
[null,null,null,null,null,"Coincident"]
[null,null,null,"Date MD occurred",null,"Non-Coincident"]
[null,null,null,null,null,"Coincident"]
[null,null,null,"Half hour time period MD occurred",null,"Non-Coincident"]
[null,null,null,null,null,"Coincident"]
[null,null,null,"Winter/Summer Peaking",null,"Non-Coincident"]
[null,null,null,null,null,"Coincident"]
[null,null,null,"Adjustments - Embedded generation","MW","Non-Coincident"]
[null,null,null,null,null,"Coincident"]
[null,null,null,"Weather Corrected 10% POE","MW","Non-Coincident"]
[null,null,null,null,null,"Coincident"]
[null,null,null,"Weather Corrected MD 10% POE","MVA","Non-Coincident"]
[null,null,null,null,null,"Coincident"]
[null,null,null,"Weather Corrected MD 50% POE","MW","Non-Coincident"]
[null,null,null,null,null,"Coincident"]
[null,null,null,"Weather Corrected MD 50% POE","MVA","Non-Coincident"]
[null,null,null,null,null,"Coincident"]
[null,null,"<Enter substation name>","Substation Rating","MVA","Non-Coincident"]
[null,null,null,null,null,"Coincident"]
[null,null,null,"Raw Adjusted MD","MW","Non-Coincident"]
[null,null,null,null,null,"Coincident"]
[null,null,null,"Raw Adjusted MD","MVA","Non-Coincident"]
[null,null,null,null,null,"Coincident"]
[null,null,null,"Date MD occurred",null,"Non-Coincident"]
[null,null,null,null,null,"Coincident"]
[null,null,null,"Half hour time period MD occurred",null,"Non-Coincident"]
[null,null,null,null,null,"Coincident"]
[null,null,null,"Winter/Summer Peaking",null,"Non-Coincident"]
[null,null,null,null,null,"Coincident"]
[null,null,null,"Adjustments - Embedded generation","MW","Non-Coincident"]
[null,null,null,null,null,"Coincident"]
[null,null,null,"Weather Corrected 10% POE","MW","Non-Coincident"]
[null,null,null,null,null,"Coincident"]
[null,null,null,"Weather Corrected MD 10% POE","MVA","Non-Coincident"]
[null,null,null,null,null,"Coincident"]
[null,null,null,"Weather Corrected MD 50% POE","MW","Non-Coincident"]
[null,null,null,null,null,"Coincident"]
[null,null,null,"Weather Corrected MD 50% POE","MVA","Non-Coincident"]
[null,null,null,null,null,"Coincident"]
[null,null,"<Enter substation name>","Substation Rating","MVA","Non-Coincident"]
[null,null,null,null,null,"Coincident"]
[null,null,null,"Raw Adjusted MD","MW","Non-Coincident"]
[null,null,null,null,null,"Coincident"]
[null,null,null,"Raw Adjusted MD","MVA","Non-Coincident"]
[null,null,null,null,null,"Coincident"]
[null,null,null,"Date MD occurred",null,"Non-Coincident"]
[null,null,null,null,null,"Coincident"]
[null,null,null,"Half hour time period MD occurred",null,"Non-Coincident"]
[null,null,null,null,null,"Coincident"]
[null,null,null,"Winter/Summer Peaking",null,"Non-Coincident"]
[null,null,null,null,null,"Coincident"]
[null,null,null,"Adjustments - Embedded generation","MW","Non-Coincident"]
[null,null,null,null,null,"Coincident"]
[null,null,null,"Weather Corrected 10% POE","MW","Non-Coincident"]
[null,null,null,null,null,"Coincident"]
[null,null,null,"Weather Corrected MD 10% POE","MVA","Non-Coincident"]
[null,null,null,null,null,"Coincident"]
[null,null,null,"Weather Corrected MD 50% POE","MW","Non-Coincident"]
[null,null,null,null,null,"Coincident"]
[null,null,null,"Weather Corrected MD 50% POE","MVA","Non-Coincident"]
[null,null,null,null,null,"Coincident"]
[null,null,"<Enter substation name>","Substation Rating","MVA","Non-Coincident"]
[null,null,null,null,null,"Coincident"]
[null,null,null,"Raw Adjusted MD","MW","Non-Coincident"]
[null,null,null,null,null,"Coincident"]
[null,null,null,"Raw Adjusted MD","MVA","Non-Coincident"]
[null,null,null,null,null,"Coincident"]
[null,null,null,"Date MD occurred",null,"Non-Coincident"]
[null,null,null,null,null,"Coincident"]
[null,null,null,"Half hour time period MD occurred",null,"Non-Coincident"]
[null,null,null,null,null,"Coincident"]
[null,null,null,"Winter/Summer Peaking",null,"Non-Coincident"]
[null,null,null,null,null,"Coincident"]
[null,null,null,"Adjustments - Embedded generation","MW","Non-Coincident"]
[null,null,null,null,null,"Coincident"]
[null,null,null,"Weather Corrected 10% POE","MW","Non-Coincident"]
[null,null,null,null,null,"Coincident"]
[null,null,null,"Weather Corrected MD 10% POE","MVA","Non-Coincident"]
[null,null,null,null,null,"Coincident"]
[null,null,null,"Weather Corrected MD 50% POE","MW","Non-Coincident"]
[null,null,null,null,null,"Coincident"]
[null,null,null,"Weather Corrected MD 50% POE","MVA","Non-Coincident"]
[null,null,null,null,null,"Coincident"]
[null,null,"<Enter substation name>","Substation Rating","MVA","Non-Coincident"]
[null,null,null,null,null,"Coincident"]
[null,null,null,"Raw Adjusted MD","MW","Non-Coincident"]
[null,null,null,null,null,"Coincident"]
[null,null,null,"Raw Adjusted MD","MVA","Non-Coincident"]
[null,null,null,null,null,"Coincident"]
[null,null,null,"Date MD occurred",null,"Non-Coincident"]
[null,null,null,null,null,"Coincident"]
[null,null,null,"Half hour time period MD occurred",null,"Non-Coincident"]
[null,null,null,null,null,"Coincident"]
[null,null,null,"Winter/Summer Peaking",null,"Non-Coincident"]
[null,null,null,null,null,"Coincident"]
[null,null,null,"Adjustments - Embedded generation","MW","Non-Coincident"]
[null,null,null,null,null,"Coincident"]
[null,null,null,"Weather Corrected 10% POE","MW","Non-Coincident"]
[null,null,null,null,null,"Coincident"]
[null,null,null,"Weather Corrected MD 10% POE","MVA","Non-Coincident"]
[null,null,null,null,null,"Coincident"]
[null,null,null,"Weather Corrected MD 50% POE","MW","Non-Coincident"]
[null,null,null,null,null,"Coincident"]
[null,null,null,"Weather Corrected MD 50% POE","MVA","Non-Coincident"]
[null,null,null,null,null,"Coincident"]
[null,null,"<Enter substation name>","Substation Rating","MVA","Non-Coincident"]
[null,null,null,null,null,"Coincident"]
[null,null,null,"Raw Adjusted MD","MW","Non-Coincident"]
[null,null,null,null,null,"Coincident"]
[null,null,null,"Raw Adjusted MD","MVA","Non-Coincident"]
[null,null,null,null,null,"Coincident"]
[null,null,null,"Date MD occurred",null,"Non-Coincident"]
[null,null,null,null,null,"Coincident"]
[null,null,null,"Half hour time period MD occurred",null,"Non-Coincident"]
[null,null,null,null,null,"Coincident"]
[null,null,null,"Winter/Summer Peaking",null,"Non-Coincident"]
[null,null,null,null,null,"Coincident"]
[null,null,null,"Adjustments - Embedded generation","MW","Non-Coincident"]
[null,null,null,null,null,"Coincident"]
[null,null,null,"Weather Corrected 10% POE","MW","Non-Coincident"]
[null,null,null,null,null,"Coincident"]
[null,null,null,"Weather Corrected MD 10% POE","MVA","Non-Coincident"]
[null,null,null,null,null,"Coincident"]
[null,null,null,"Weather Corrected MD 50% POE","MW","Non-Coincident"]
[null,null,null,null,null,"Coincident"]
[null,null,null,"Weather Corrected MD 50% POE","MVA","Non-Coincident"]
[null,null,null,null,null,"Coincident"]
[null,null,"<Enter substation name>","Substation Rating","MVA","Non-Coincident"]
[null,null,null,null,null,"Coincident"]
[null,null,null,"Raw Adjusted MD","MW","Non-Coincident"]
[null,null,null,null,null,"Coincident"]
[null,null,null,"Raw Adjusted MD","MVA","Non-Coincident"]
[null,null,null,null,null,"Coincident"]
[null,null,null,"Date MD occurred",null,"Non-Coincident"]
[null,null,null,null,null,"Coincident"]
[null,null,null,"Half hour time period MD occurred",null,"Non-Coincident"]
[null,null,null,null,null,"Coincident"]
[null,null,null,"Winter/Summer Peaking",null,"Non-Coincident"]
[null,null,null,null,null,"Coincident"]
[null,null,null,"Adjustments - Embedded generation","MW","Non-Coincident"]
[null,null,null,null,null,"Coincident"]
[null,null,null,"Weather Corrected 10% POE","MW","Non-Coincident"]
[null,null,null,null,null,"Coincident"]
[null,null,null,"Weather Corrected MD 10% POE","MVA","Non-Coincident"]
[null,null,null,null,null,"Coincident"]
[null,null,null,"Weather Corrected MD 50% POE","MW","Non-Coincident"]
[null,null,null,null,null,"Coincident"]
[null,null,null,"Weather Corrected MD 50% POE","MVA","Non-Coincident"]
[null,null,null,null,null,"Coincident"]
[null,null,"<Enter substation name>","Substation Rating","MVA","Non-Coincident"]
[null,null,null,null,null,"Coincident"]
[null,null,null,"Raw Adjusted MD","MW","Non-Coincident"]
[null,null,null,null,null,"Coincident"]
[null,null,null,"Raw Adjusted MD","MVA","Non-Coincident"]
[null,null,null,null,null,"Coincident"]
[null,null,null,"Date MD occurred",null,"Non-Coincident"]
[null,null,null,null,null,"Coincident"]
[null,null,null,"Half hour time period MD occurred",null,"Non-Coincident"]
[null,null,null,null,null,"Coincident"]
[null,null,null,"Winter/Summer Peaking",null,"Non-Coincident"]
[null,null,null,null,null,"Coincident"]
[null,null,null,"Adjustments - Embedded generation","MW","Non-Coincident"]
[null,null,null,null,null,"Coincident"]
[null,null,null,"Weather Corrected 10% POE","MW","Non-Coincident"]
[null,null,null,null,null,"Coincident"]
[null,null,null,"Weather Corrected MD 10% POE","MVA","Non-Coincident"]
[null,null,null,null,null,"Coincident"]
[null,null,null,"Weather Corrected MD 50% POE","MW","Non-Coincident"]
[null,null,null,null,null,"Coincident"]
[null,null,null,"Weather Corrected MD 50% POE","MVA","Non-Coincident"]
[null,null,null,null,null,"Coincident"]
[null,null,"<Enter substation name>","Substation Rating","MVA","Non-Coincident"]
[null,null,null,null,null,"Coincident"]
[null,null,null,"Raw Adjusted MD","MW","Non-Coincident"]
[null,null,null,null,null,"Coincident"]
[null,null,null,"Raw Adjusted MD","MVA","Non-Coincident"]
[null,null,null,null,null,"Coincident"]
[null,null,null,"Date MD occurred",null,"Non-Coincident"]
[null,null,null,null,null,"Coincident"]
[null,null,null,"Half hour time period MD occurred",null,"Non-Coincident"]
[null,null,null,null,null,"Coincident"]
[null,null,null,"Winter/Summer Peaking",null,"Non-Coincident"]
[null,null,null,null,null,"Coincident"]
[null,null,null,"Adjustments - Embedded generation","MW","Non-Coincident"]
[null,null,null,null,null,"Coincident"]
[null,null,null,"Weather Corrected 10% POE","MW","Non-Coincident"]
[null,null,null,null,null,"Coincident"]
[null,null,null,"Weather Corrected MD 10% POE","MVA","Non-Coincident"]
[null,null,null,null,null,"Coincident"]
[null,null,null,"Weather Corrected MD 50% POE","MW","Non-Coincident"]
[null,null,null,null,null,"Coincident"]
[null,null,null,"Weather Corrected MD 50% POE","MVA","Non-Coincident"]
[null,null,null,null,null,"Coincident"]
[null,null,"<Enter substation name>","Substation Rating","MVA","Non-Coincident"]
[null,null,null,null,null,"Coincident"]
[null,null,null,"Raw Adjusted MD","MW","Non-Coincident"]
[null,null,null,null,null,"Coincident"]
[null,null,null,"Raw Adjusted MD","MVA","Non-Coincident"]
[null,null,null,null,null,"Coincident"]
[null,null,null,"Date MD occurred",null,"Non-Coincident"]
[null,null,null,null,null,"Coincident"]
[null,null,null,"Half hour time period MD occurred",null,"Non-Coincident"]
[null,null,null,null,null,"Coincident"]
[null,null,null,"Winter/Summer Peaking",null,"Non-Coincident"]
[null,null,null,null,null,"Coincident"]
[null,null,null,"Adjustments - Embedded generation","MW","Non-Coincident"]
[null,null,null,null,null,"Coincident"]
[null,null,null,"Weather Corrected 10% POE","MW","Non-Coincident"]
[null,null,null,null,null,"Coincident"]
[null,null,null,"Weather Corrected MD 10% POE","MVA","Non-Coincident"]
[null,null,null,null,null,"Coincident"]
[null,null,null,"Weather Corrected MD 50% POE","MW","Non-Coincident"]
[null,null,null,null,null,"Coincident"]
[null,null,null,"Weather Corrected MD 50% POE","MVA","Non-Coincident"]
[null,null,null,null,null,"Coincident"]
[null,null,"<Enter substation name>","Substation Rating","MVA","Non-Coincident"]
[null,null,null,null,null,"Coincident"]
[null,null,null,"Raw Adjusted MD","MW","Non-Coincident"]
[null,null,null,null,null,"Coincident"]
[null,null,null,"Raw Adjusted MD","MVA","Non-Coincident"]
[null,null,null,null,null,"Coincident"]
[null,null,null,"Date MD occurred",null,"Non-Coincident"]
[null,null,null,null,null,"Coincident"]
[null,null,null,"Half hour time period MD occurred",null,"Non-Coincident"]
[null,null,null,null,null,"Coincident"]
[null,null,null,"Winter/Summer Peaking",null,"Non-Coincident"]
[null,null,null,null,null,"Coincident"]
[null,null,null,"Adjustments - Embedded generation","MW","Non-Coincident"]
[null,null,null,null,null,"Coincident"]
[null,null,null,"Weather Corrected 10% POE","MW","Non-Coincident"]
[null,null,null,null,null,"Coincident"]
[null,null,null,"Weather Corrected MD 10% POE","MVA","Non-Coincident"]
[null,null,null,null,null,"Coincident"]
[null,null,null,"Weather Corrected MD 50% POE","MW","Non-Coincident"]
[null,null,null,null,null,"Coincident"]
[null,null,null,"Weather Corrected MD 50% POE","MVA","Non-Coincident"]
[null,null,null,null,null,"Coincident"]
[null,null,"<Enter substation name>","Substation Rating","MVA","Non-Coincident"]
[null,null,null,null,null,"Coincident"]
[null,null,null,"Raw Adjusted MD","MW","Non-Coincident"]
[null,null,null,null,null,"Coincident"]
[null,null,null,"Raw Adjusted MD","MVA","Non-Coincident"]
[null,null,null,null,null,"Coincident"]
[null,null,null,"Date MD occurred",null,"Non-Coincident"]
[null,null,null,null,null,"Coincident"]
[null,null,null,"Half hour time period MD occurred",null,"Non-Coincident"]
[null,null,null,null,null,"Coincident"]
[null,null,null,"Winter/Summer Peaking",null,"Non-Coincident"]
[null,null,null,null,null,"Coincident"]
[null,null,null,"Adjustments - Embedded generation","MW","Non-Coincident"]
[null,null,null,null,null,"Coincident"]
[null,null,null,"Weather Corrected 10% POE","MW","Non-Coincident"]
[null,null,null,null,null,"Coincident"]
[null,null,null,"Weather Corrected MD 10% POE","MVA","Non-Coincident"]
[null,null,null,null,null,"Coincident"]
[null,null,null,"Weather Corrected MD 50% POE","MW","Non-Coincident"]
[null,null,null,null,null,"Coincident"]
[null,null,null,"Weather Corrected MD 50% POE","MVA","Non-Coincident"]
[null,null,null,null,null,"Coincident"]
[null,null,"<Enter substation name>","Substation Rating","MVA","Non-Coincident"]
[null,null,null,null,null,"Coincident"]
[null,null,null,"Raw Adjusted MD","MW","Non-Coincident"]
[null,null,null,null,null,"Coincident"]
[null,null,null,"Raw Adjusted MD","MVA","Non-Coincident"]
[null,null,null,null,null,"Coincident"]
[null,null,null,"Date MD occurred",null,"Non-Coincident"]
[null,null,null,null,null,"Coincident"]
[null,null,null,"Half hour time period MD occurred",null,"Non-Coincident"]
[null,null,null,null,null,"Coincident"]
[null,null,null,"Winter/Summer Peaking",null,"Non-Coincident"]
[null,null,null,null,null,"Coincident"]
[null,null,null,"Adjustments - Embedded generation","MW","Non-Coincident"]
[null,null,null,null,null,"Coincident"]
[null,null,null,"Weather Corrected 10% POE","MW","Non-Coincident"]
[null,null,null,null,null,"Coincident"]
[null,null,null,"Weather Corrected MD 10% POE","MVA","Non-Coincident"]
[null,null,null,null,null,"Coincident"]
[null,null,null,"Weather Corrected MD 50% POE","MW","Non-Coincident"]
[null,null,null,null,null,"Coincident"]
[null,null,null,"Weather Corrected MD 50% POE","MVA","Non-Coincident"]
[null,null,null,null,null,"Coincident"]
[null,null,"<Enter substation name>","Substation Rating","MVA","Non-Coincident"]
[null,null,null,null,null,"Coincident"]
[null,null,null,"Raw Adjusted MD","MW","Non-Coincident"]
[null,null,null,null,null,"Coincident"]
[null,null,null,"Raw Adjusted MD","MVA","Non-Coincident"]
[null,null,null,null,null,"Coincident"]
[null,null,null,"Date MD occurred",null,"Non-Coincident"]
[null,null,null,null,null,"Coincident"]
[null,null,null,"Half hour time period MD occurred",null,"Non-Coincident"]
[null,null,null,null,null,"Coincident"]
[null,null,null,"Winter/Summer Peaking",null,"Non-Coincident"]
[null,null,null,null,null,"Coincident"]
[null,null,null,"Adjustments - Embedded generation","MW","Non-Coincident"]
[null,null,null,null,null,"Coincident"]
[null,null,null,"Weather Corrected 10% POE","MW","Non-Coincident"]
[null,null,null,null,null,"Coincident"]
[null,null,null,"Weather Corrected MD 10% POE","MVA","Non-Coincident"]
[null,null,null,null,null,"Coincident"]
[null,null,null,"Weather Corrected MD 50% POE","MW","Non-Coincident"]
[null,null,null,null,null,"Coincident"]
[null,null,null,"Weather Corrected MD 50% POE","MVA","Non-Coincident"]
[null,null,null,null,null,"Coincident"]
[null,null,"<Enter substation name>","Substation Rating","MVA","Non-Coincident"]
[null,null,null,null,null,"Coincident"]
[null,null,null,"Raw Adjusted MD","MW","Non-Coincident"]
[null,null,null,null,null,"Coincident"]
[null,null,null,"Raw Adjusted MD","MVA","Non-Coincident"]
[null,null,null,null,null,"Coincident"]
[null,null,null,"Date MD occurred",null,"Non-Coincident"]
[null,null,null,null,null,"Coincident"]
[null,null,null,"Half hour time period MD occurred",null,"Non-Coincident"]
[null,null,null,null,null,"Coincident"]
[null,null,null,"Winter/Summer Peaking",null,"Non-Coincident"]
[null,null,null,null,null,"Coincident"]
[null,null,null,"Adjustments - Embedded generation","MW","Non-Coincident"]
[null,null,null,null,null,"Coincident"]
[null,null,null,"Weather Corrected 10% POE","MW","Non-Coincident"]
[null,null,null,null,null,"Coincident"]
[null,null,null,"Weather Corrected MD 10% POE","MVA","Non-Coincident"]
[null,null,null,null,null,"Coincident"]
[null,null,null,"Weather Corrected MD 50% POE","MW","Non-Coincident"]
[null,null,null,null,null,"Coincident"]
[null,null,null,"Weather Corrected MD 50% POE","MVA","Non-Coincident"]
[null,null,null,null,null,"Coincident"]
[null,null,"<Enter substation name>","Substation Rating","MVA","Non-Coincident"]
[null,null,null,null,null,"Coincident"]
[null,null,null,"Raw Adjusted MD","MW","Non-Coincident"]
[null,null,null,null,null,"Coincident"]
[null,null,null,"Raw Adjusted MD","MVA","Non-Coincident"]
[null,null,null,null,null,"Coincident"]
[null,null,null,"Date MD occurred",null,"Non-Coincident"]
[null,null,null,null,null,"Coincident"]
[null,null,null,"Half hour time period MD occurred",null,"Non-Coincident"]
[null,null,null,null,null,"Coincident"]
[null,null,null,"Winter/Summer Peaking",null,"Non-Coincident"]
[null,null,null,null,null,"Coincident"]
[null,null,null,"Adjustments - Embedded generation","MW","Non-Coincident"]
[null,null,null,null,null,"Coincident"]
[null,null,null,"Weather Corrected 10% POE","MW","Non-Coincident"]
[null,null,null,null,null,"Coincident"]
[null,null,null,"Weather Corrected MD 10% POE","MVA","Non-Coincident"]
[null,null,null,null,null,"Coincident"]
[null,null,null,"Weather Corrected MD 50% POE","MW","Non-Coincident"]
[null,null,null,null,null,"Coincident"]
[null,null,null,"Weather Corrected MD 50% POE","MVA","Non-Coincident"]
[null,null,null,null,null,"Coincident"]
[null,null,"<Enter substation name>","Substation Rating","MVA","Non-Coincident"]
[null,null,null,null,null,"Coincident"]
[null,null,null,"Raw Adjusted MD","MW","Non-Coincident"]
[null,null,null,null,null,"Coincident"]
[null,null,null,"Raw Adjusted MD","MVA","Non-Coincident"]
[null,null,null,null,null,"Coincident"]
[null,null,null,"Date MD occurred",null,"Non-Coincident"]
[null,null,null,null,null,"Coincident"]
[null,null,null,"Half hour time period MD occurred",null,"Non-Coincident"]
[null,null,null,null,null,"Coincident"]
[null,null,null,"Winter/Summer Peaking",null,"Non-Coincident"]
[null,null,null,null,null,"Coincident"]
[null,null,null,"Adjustments - Embedded generation","MW","Non-Coincident"]
[null,null,null,null,null,"Coincident"]
[null,null,null,"Weather Corrected 10% POE","MW","Non-Coincident"]
[null,null,null,null,null,"Coincident"]
[null,null,null,"Weather Corrected MD 10% POE","MVA","Non-Coincident"]
[null,null,null,null,null,"Coincident"]
[null,null,null,"Weather Corrected MD 50% POE","MW","Non-Coincident"]
[null,null,null,null,null,"Coincident"]
[null,null,null,"Weather Corrected MD 50% POE","MVA","Non-Coincident"]
[null,null,null,null,null,"Coincident"]
[null,null,"<Enter substation name>","Substation Rating","MVA","Non-Coincident"]
[null,null,null,null,null,"Coincident"]
[null,null,null,"Raw Adjusted MD","MW","Non-Coincident"]
[null,null,null,null,null,"Coincident"]
[null,null,null,"Raw Adjusted MD","MVA","Non-Coincident"]
[null,null,null,null,null,"Coincident"]
[null,null,null,"Date MD occurred",null,"Non-Coincident"]
[null,null,null,null,null,"Coincident"]
[null,null,null,"Half hour time period MD occurred",null,"Non-Coincident"]
[null,null,null,null,null,"Coincident"]
[null,null,null,"Winter/Summer Peaking",null,"Non-Coincident"]
[null,null,null,null,null,"Coincident"]
[null,null,null,"Adjustments - Embedded generation","MW","Non-Coincident"]
[null,null,null,null,null,"Coincident"]
[null,null,null,"Weather Corrected 10% POE","MW","Non-Coincident"]
[null,null,null,null,null,"Coincident"]
[null,null,null,"Weather Corrected MD 10% POE","MVA","Non-Coincident"]
[null,null,null,null,null,"Coincident"]
[null,null,null,"Weather Corrected MD 50% POE","MW","Non-Coincident"]
[null,null,null,null,null,"Coincident"]
[null,null,null,"Weather Corrected MD 50% POE","MVA","Non-Coincident"]
[null,null,null,null,null,"Coincident"]
[null,null,"<Enter substation name>","Substation Rating","MVA","Non-Coincident"]
[null,null,null,null,null,"Coincident"]
[null,null,null,"Raw Adjusted MD","MW","Non-Coincident"]
[null,null,null,null,null,"Coincident"]
[null,null,null,"Raw Adjusted MD","MVA","Non-Coincident"]
[null,null,null,null,null,"Coincident"]
[null,null,null,"Date MD occurred",null,"Non-Coincident"]
[null,null,null,null,null,"Coincident"]
[null,null,null,"Half hour time period MD occurred",null,"Non-Coincident"]
[null,null,null,null,null,"Coincident"]
[null,null,null,"Winter/Summer Peaking",null,"Non-Coincident"]
[null,null,null,null,null,"Coincident"]
[null,null,null,"Adjustments - Embedded generation","MW","Non-Coincident"]
[null,null,null,null,null,"Coincident"]
[null,null,null,"Weather Corrected 10% POE","MW","Non-Coincident"]
[null,null,null,null,null,"Coincident"]
[null,null,null,"Weather Corrected MD 10% POE","MVA","Non-Coincident"]
[null,null,null,null,null,"Coincident"]
[null,null,null,"Weather Corrected MD 50% POE","MW","Non-Coincident"]
[null,null,null,null,null,"Coincident"]
[null,null,null,"Weather Corrected MD 50% POE","MVA","Non-Coincident"]
[null,null,null,null,null,"Coincident"]
[null,null,"<Enter substation name>","Substation Rating","MVA","Non-Coincident"]
[null,null,null,null,null,"Coincident"]
[null,null,null,"Raw Adjusted MD","MW","Non-Coincident"]
[null,null,null,null,null,"Coincident"]
[null,null,null,"Raw Adjusted MD","MVA","Non-Coincident"]
[null,null,null,null,null,"Coincident"]
[null,null,null,"Date MD occurred",null,"Non-Coincident"]
[null,null,null,null,null,"Coincident"]
[null,null,null,"Half hour time period MD occurred",null,"Non-Coincident"]
[null,null,null,null,null,"Coincident"]
[null,null,null,"Winter/Summer Peaking",null,"Non-Coincident"]
[null,null,null,null,null,"Coincident"]
[null,null,null,"Adjustments - Embedded generation","MW","Non-Coincident"]
[null,null,null,null,null,"Coincident"]
[null,null,null,"Weather Corrected 10% POE","MW","Non-Coincident"]
[null,null,null,null,null,"Coincident"]
[null,null,null,"Weather Corrected MD 10% POE","MVA","Non-Coincident"]
[null,null,null,null,null,"Coincident"]
[null,null,null,"Weather Corrected MD 50% POE","MW","Non-Coincident"]
[null,null,null,null,null,"Coincident"]
[null,null,null,"Weather Corrected MD 50% POE","MVA","Non-Coincident"]
[null,null,null,null,null,"Coincident"]
[null,null,"<Enter substation name>","Substation Rating","MVA","Non-Coincident"]
[null,null,null,null,null,"Coincident"]
[null,null,null,"Raw Adjusted MD","MW","Non-Coincident"]
[null,null,null,null,null,"Coincident"]
[null,null,null,"Raw Adjusted MD","MVA","Non-Coincident"]
[null,null,null,null,null,"Coincident"]
[null,null,null,"Date MD occurred",null,"Non-Coincident"]
[null,null,null,null,null,"Coincident"]
[null,null,null,"Half hour time period MD occurred",null,"Non-Coincident"]
[null,null,null,null,null,"Coincident"]
[null,null,null,"Winter/Summer Peaking",null,"Non-Coincident"]
[null,null,null,null,null,"Coincident"]
[null,null,null,"Adjustments - Embedded generation","MW","Non-Coincident"]
[null,null,null,null,null,"Coincident"]
[null,null,null,"Weather Corrected 10% POE","MW","Non-Coincident"]
[null,null,null,null,null,"Coincident"]
[null,null,null,"Weather Corrected MD 10% POE","MVA","Non-Coincident"]
[null,null,null,null,null,"Coincident"]
[null,null,null,"Weather Corrected MD 50% POE","MW","Non-Coincident"]
[null,null,null,null,null,"Coincident"]
[null,null,null,"Weather Corrected MD 50% POE","MVA","Non-Coincident"]
[null,null,null,null,null,"Coincident"]
[null,null,"<Enter substation name>","Substation Rating","MVA","Non-Coincident"]
[null,null,null,null,null,"Coincident"]
[null,null,null,"Raw Adjusted MD","MW","Non-Coincident"]
[null,null,null,null,null,"Coincident"]
[null,null,null,"Raw Adjusted MD","MVA","Non-Coincident"]
[null,null,null,null,null,"Coincident"]
[null,null,null,"Date MD occurred",null,"Non-Coincident"]
[null,null,null,null,null,"Coincident"]
[null,null,null,"Half hour time period MD occurred",null,"Non-Coincident"]
[null,null,null,null,null,"Coincident"]
[null,null,null,"Winter/Summer Peaking",null,"Non-Coincident"]
[null,null,null,null,null,"Coincident"]
[null,null,null,"Adjustments - Embedded generation","MW","Non-Coincident"]
[null,null,null,null,null,"Coincident"]
[null,null,null,"Weather Corrected 10% POE","MW","Non-Coincident"]
[null,null,null,null,null,"Coincident"]
[null,null,null,"Weather Corrected MD 10% POE","MVA","Non-Coincident"]
[null,null,null,null,null,"Coincident"]
[null,null,null,"Weather Corrected MD 50% POE","MW","Non-Coincident"]
[null,null,null,null,null,"Coincident"]
[null,null,null,"Weather Corrected MD 50% POE","MVA","Non-Coincident"]
[null,null,null,null,null,"Coincident"]
[null,null,"<Enter substation name>","Substation Rating","MVA","Non-Coincident"]
[null,null,null,null,null,"Coincident"]
[null,null,null,"Raw Adjusted MD","MW","Non-Coincident"]
[null,null,null,null,null,"Coincident"]
[null,null,null,"Raw Adjusted MD","MVA","Non-Coincident"]
[null,null,null,null,null,"Coincident"]
[null,null,null,"Date MD occurred",null,"Non-Coincident"]
[null,null,null,null,null,"Coincident"]
[null,null,null,"Half hour time period MD occurred",null,"Non-Coincident"]
[null,null,null,null,null,"Coincident"]
[null,null,null,"Winter/Summer Peaking",null,"Non-Coincident"]
[null,null,null,null,null,"Coincident"]
[null,null,null,"Adjustments - Embedded generation","MW","Non-Coincident"]
[null,null,null,null,null,"Coincident"]
[null,null,null,"Weather Corrected 10% POE","MW","Non-Coincident"]
[null,null,null,null,null,"Coincident"]
[null,null,null,"Weather Corrected MD 10% POE","MVA","Non-Coincident"]
[null,null,null,null,null,"Coincident"]
[null,null,null,"Weather Corrected MD 50% POE","MW","Non-Coincident"]
[null,null,null,null,null,"Coincident"]
[null,null,null,"Weather Corrected MD 50% POE","MVA","Non-Coincident"]
[null,null,null,null,null,"Coincident"]
[null,null,"<Enter substation name>","Substation Rating","MVA","Non-Coincident"]
[null,null,null,null,null,"Coincident"]
[null,null,null,"Raw Adjusted MD","MW","Non-Coincident"]
[null,null,null,null,null,"Coincident"]
[null,null,null,"Raw Adjusted MD","MVA","Non-Coincident"]
[null,null,null,null,null,"Coincident"]
[null,null,null,"Date MD occurred",null,"Non-Coincident"]
[null,null,null,null,null,"Coincident"]
[null,null,null,"Half hour time period MD occurred",null,"Non-Coincident"]
[null,null,null,null,null,"Coincident"]
[null,null,null,"Winter/Summer Peaking",null,"Non-Coincident"]
[null,null,null,null,null,"Coincident"]
[null,null,null,"Adjustments - Embedded generation","MW","Non-Coincident"]
[null,null,null,null,null,"Coincident"]
[null,null,null,"Weather Corrected 10% POE","MW","Non-Coincident"]
[null,null,null,null,null,"Coincident"]
[null,null,null,"Weather Corrected MD 10% POE","MVA","Non-Coincident"]
[null,null,null,null,null,"Coincident"]
[null,null,null,"Weather Corrected MD 50% POE","MW","Non-Coincident"]
[null,null,null,null,null,"Coincident"]
[null,null,null,"Weather Corrected MD 50% POE","MVA","Non-Coincident"]
[null,null,null,null,null,"Coincident"]
[null,null,"<Enter substation name>","Substation Rating","MVA","Non-Coincident"]
[null,null,null,null,null,"Coincident"]
[null,null,null,"Raw Adjusted MD","MW","Non-Coincident"]
[null,null,null,null,null,"Coincident"]
[null,null,null,"Raw Adjusted MD","MVA","Non-Coincident"]
[null,null,null,null,null,"Coincident"]
[null,null,null,"Date MD occurred",null,"Non-Coincident"]
[null,null,null,null,null,"Coincident"]
[null,null,null,"Half hour time period MD occurred",null,"Non-Coincident"]
[null,null,null,null,null,"Coincident"]
[null,null,null,"Winter/Summer Peaking",null,"Non-Coincident"]
[null,null,null,null,null,"Coincident"]
[null,null,null,"Adjustments - Embedded generation","MW","Non-Coincident"]
[null,null,null,null,null,"Coincident"]
[null,null,null,"Weather Corrected 10% POE","MW","Non-Coincident"]
[null,null,null,null,null,"Coincident"]
[null,null,null,"Weather Corrected MD 10% POE","MVA","Non-Coincident"]
[null,null,null,null,null,"Coincident"]
[null,null,null,"Weather Corrected MD 50% POE","MW","Non-Coincident"]
[null,null,null,null,null,"Coincident"]
[null,null,null,"Weather Corrected MD 50% POE","MVA","Non-Coincident"]
[null,null,null,null,null,"Coincident"]
[null,null,"<Enter substation name>","Substation Rating","MVA","Non-Coincident"]
[null,null,null,null,null,"Coincident"]
[null,null,null,"Raw Adjusted MD","MW","Non-Coincident"]
[null,null,null,null,null,"Coincident"]
[null,null,null,"Raw Adjusted MD","MVA","Non-Coincident"]
[null,null,null,null,null,"Coincident"]
[null,null,null,"Date MD occurred",null,"Non-Coincident"]
[null,null,null,null,null,"Coincident"]
[null,null,null,"Half hour time period MD occurred",null,"Non-Coincident"]
[null,null,null,null,null,"Coincident"]
[null,null,null,"Winter/Summer Peaking",null,"Non-Coincident"]
[null,null,null,null,null,"Coincident"]
[null,null,null,"Adjustments - Embedded generation","MW","Non-Coincident"]
[null,null,null,null,null,"Coincident"]
[null,null,null,"Weather Corrected 10% POE","MW","Non-Coincident"]
[null,null,null,null,null,"Coincident"]
[null,null,null,"Weather Corrected MD 10% POE","MVA","Non-Coincident"]
[null,null,null,null,null,"Coincident"]
[null,null,null,"Weather Corrected MD 50% POE","MW","Non-Coincident"]
[null,null,null,null,null,"Coincident"]
[null,null,null,"Weather Corrected MD 50% POE","MVA","Non-Coincident"]
[null,null,null,null,null,"Coincident"]
[null,null,"<Enter substation name>","Substation Rating","MVA","Non-Coincident"]
[null,null,null,null,null,"Coincident"]
[null,null,null,"Raw Adjusted MD","MW","Non-Coincident"]
[null,null,null,null,null,"Coincident"]
[null,null,null,"Raw Adjusted MD","MVA","Non-Coincident"]
[null,null,null,null,null,"Coincident"]
[null,null,null,"Date MD occurred",null,"Non-Coincident"]
[null,null,null,null,null,"Coincident"]
[null,null,null,"Half hour time period MD occurred",null,"Non-Coincident"]
[null,null,null,null,null,"Coincident"]
[null,null,null,"Winter/Summer Peaking",null,"Non-Coincident"]
[null,null,null,null,null,"Coincident"]
[null,null,null,"Adjustments - Embedded generation","MW","Non-Coincident"]
[null,null,null,null,null,"Coincident"]
[null,null,null,"Weather Corrected 10% POE","MW","Non-Coincident"]
[null,null,null,null,null,"Coincident"]
[null,null,null,"Weather Corrected MD 10% POE","MVA","Non-Coincident"]
[null,null,null,null,null,"Coincident"]
[null,null,null,"Weather Corrected MD 50% POE","MW","Non-Coincident"]
[null,null,null,null,null,"Coincident"]
[null,null,null,"Weather Corrected MD 50% POE","MVA","Non-Coincident"]
[null,null,null,null,null,"Coincident"]
[null,null,"<Enter substation name>","Substation Rating","MVA","Non-Coincident"]
[null,null,null,null,null,"Coincident"]
[null,null,null,"Raw Adjusted MD","MW","Non-Coincident"]
[null,null,null,null,null,"Coincident"]
[null,null,null,"Raw Adjusted MD","MVA","Non-Coincident"]
[null,null,null,null,null,"Coincident"]
[null,null,null,"Date MD occurred",null,"Non-Coincident"]
[null,null,null,null,null,"Coincident"]
[null,null,null,"Half hour time period MD occurred",null,"Non-Coincident"]
[null,null,null,null,null,"Coincident"]
[null,null,null,"Winter/Summer Peaking",null,"Non-Coincident"]
[null,null,null,null,null,"Coincident"]
[null,null,null,"Adjustments - Embedded generation","MW","Non-Coincident"]
[null,null,null,null,null,"Coincident"]
[null,null,null,"Weather Corrected 10% POE","MW","Non-Coincident"]
[null,null,null,null,null,"Coincident"]
[null,null,null,"Weather Corrected MD 10% POE","MVA","Non-Coincident"]
[null,null,null,null,null,"Coincident"]
[null,null,null,"Weather Corrected MD 50% POE","MW","Non-Coincident"]
[null,null,null,null,null,"Coincident"]
[null,null,null,"Weather Corrected MD 50% POE","MVA","Non-Coincident"]
[null,null,null,null,null,"Coincident"]
[null,null,"<Enter substation name>","Substation Rating","MVA","Non-Coincident"]
[null,null,null,null,null,"Coincident"]
[null,null,null,"Raw Adjusted MD","MW","Non-Coincident"]
[null,null,null,null,null,"Coincident"]
[null,null,null,"Raw Adjusted MD","MVA","Non-Coincident"]
[null,null,null,null,null,"Coincident"]
[null,null,null,"Date MD occurred",null,"Non-Coincident"]
[null,null,null,null,null,"Coincident"]
[null,null,null,"Half hour time period MD occurred",null,"Non-Coincident"]
[null,null,null,null,null,"Coincident"]
[null,null,null,"Winter/Summer Peaking",null,"Non-Coincident"]
[null,null,null,null,null,"Coincident"]
[null,null,null,"Adjustments - Embedded generation","MW","Non-Coincident"]
[null,null,null,null,null,"Coincident"]
[null,null,null,"Weather Corrected 10% POE","MW","Non-Coincident"]
[null,null,null,null,null,"Coincident"]
[null,null,null,"Weather Corrected MD 10% POE","MVA","Non-Coincident"]
[null,null,null,null,null,"Coincident"]
[null,null,null,"Weather Corrected MD 50% POE","MW","Non-Coincident"]
[null,null,null,null,null,"Coincident"]
[null,null,null,"Weather Corrected MD 50% POE","MVA","Non-Coincident"]
[null,null,null,null,null,"Coincident"]
[null,null,"<Enter substation name>","Substation Rating","MVA","Non-Coincident"]
[null,null,null,null,null,"Coincident"]
[null,null,null,"Raw Adjusted MD","MW","Non-Coincident"]
[null,null,null,null,null,"Coincident"]
[null,null,null,"Raw Adjusted MD","MVA","Non-Coincident"]
[null,null,null,null,null,"Coincident"]
[null,null,null,"Date MD occurred",null,"Non-Coincident"]
[null,null,null,null,null,"Coincident"]
[null,null,null,"Half hour time period MD occurred",null,"Non-Coincident"]
[null,null,null,null,null,"Coincident"]
[null,null,null,"Winter/Summer Peaking",null,"Non-Coincident"]
[null,null,null,null,null,"Coincident"]
[null,null,null,"Adjustments - Embedded generation","MW","Non-Coincident"]
[null,null,null,null,null,"Coincident"]
[null,null,null,"Weather Corrected 10% POE","MW","Non-Coincident"]
[null,null,null,null,null,"Coincident"]
[null,null,null,"Weather Corrected MD 10% POE","MVA","Non-Coincident"]
[null,null,null,null,null,"Coincident"]
[null,null,null,"Weather Corrected MD 50% POE","MW","Non-Coincident"]
[null,null,null,null,null,"Coincident"]
[null,null,null,"Weather Corrected MD 50% POE","MVA","Non-Coincident"]
[null,null,null,null,null,"Coincident"]
[null,null,"<Enter substation name>","Substation Rating","MVA","Non-Coincident"]
[null,null,null,null,null,"Coincident"]
[null,null,null,"Raw Adjusted MD","MW","Non-Coincident"]
[null,null,null,null,null,"Coincident"]
[null,null,null,"Raw Adjusted MD","MVA","Non-Coincident"]
[null,null,null,null,null,"Coincident"]
[null,null,null,"Date MD occurred",null,"Non-Coincident"]
[null,null,null,null,null,"Coincident"]
[null,null,null,"Half hour time period MD occurred",null,"Non-Coincident"]
[null,null,null,null,null,"Coincident"]
[null,null,null,"Winter/Summer Peaking",null,"Non-Coincident"]
[null,null,null,null,null,"Coincident"]
[null,null,null,"Adjustments - Embedded generation","MW","Non-Coincident"]
[null,null,null,null,null,"Coincident"]
[null,null,null,"Weather Corrected 10% POE","MW","Non-Coincident"]
[null,null,null,null,null,"Coincident"]
[null,null,null,"Weather Corrected MD 10% POE","MVA","Non-Coincident"]
[null,null,null,null,null,"Coincident"]
[null,null,null,"Weather Corrected MD 50% POE","MW","Non-Coincident"]
[null,null,null,null,null,"Coincident"]
[null,null,null,"Weather Corrected MD 50% POE","MVA","Non-Coincident"]
[null,null,null,null,null,"Coincident"]
[null,null,"<Enter substation name>","Substation Rating","MVA","Non-Coincident"]
[null,null,null,null,null,"Coincident"]
[null,null,null,"Raw Adjusted MD","MW","Non-Coincident"]
[null,null,null,null,null,"Coincident"]
[null,null,null,"Raw Adjusted MD","MVA","Non-Coincident"]
[null,null,null,null,null,"Coincident"]
[null,null,null,"Date MD occurred",null,"Non-Coincident"]
[null,null,null,null,null,"Coincident"]
[null,null,null,"Half hour time period MD occurred",null,"Non-Coincident"]
[null,null,null,null,null,"Coincident"]
[null,null,null,"Winter/Summer Peaking",null,"Non-Coincident"]
[null,null,null,null,null,"Coincident"]
[null,null,null,"Adjustments - Embedded generation","MW","Non-Coincident"]
[null,null,null,null,null,"Coincident"]
[null,null,null,"Weather Corrected 10% POE","MW","Non-Coincident"]
[null,null,null,null,null,"Coincident"]
[null,null,null,"Weather Corrected MD 10% POE","MVA","Non-Coincident"]
[null,null,null,null,null,"Coincident"]
[null,null,null,"Weather Corrected MD 50% POE","MW","Non-Coincident"]
[null,null,null,null,null,"Coincident"]
[null,null,null,"Weather Corrected MD 50% POE","MVA","Non-Coincident"]
[null,null,null,null,null,"Coincident"]
[null,null,"<Enter substation name>","Substation Rating","MVA","Non-Coincident"]
[null,null,null,null,null,"Coincident"]
[null,null,null,"Raw Adjusted MD","MW","Non-Coincident"]
[null,null,null,null,null,"Coincident"]
[null,null,null,"Raw Adjusted MD","MVA","Non-Coincident"]
[null,null,null,null,null,"Coincident"]
[null,null,null,"Date MD occurred",null,"Non-Coincident"]
[null,null,null,null,null,"Coincident"]
[null,null,null,"Half hour time period MD occurred",null,"Non-Coincident"]
[null,null,null,null,null,"Coincident"]
[null,null,null,"Winter/Summer Peaking",null,"Non-Coincident"]
[null,null,null,null,null,"Coincident"]
[null,null,null,"Adjustments - Embedded generation","MW","Non-Coincident"]
[null,null,null,null,null,"Coincident"]
[null,null,null,"Weather Corrected 10% POE","MW","Non-Coincident"]
[null,null,null,null,null,"Coincident"]
[null,null,null,"Weather Corrected MD 10% POE","MVA","Non-Coincident"]
[null,null,null,null,null,"Coincident"]
[null,null,null,"Weather Corrected MD 50% POE","MW","Non-Coincident"]
[null,null,null,null,null,"Coincident"]
[null,null,null,"Weather Corrected MD 50% POE","MVA","Non-Coincident"]
[null,null,null,null,null,"Coincident"]
[null,null,"<Enter substation name>","Substation Rating","MVA","Non-Coincident"]
[null,null,null,null,null,"Coincident"]
[null,null,null,"Raw Adjusted MD","MW","Non-Coincident"]
[null,null,null,null,null,"Coincident"]
[null,null,null,"Raw Adjusted MD","MVA","Non-Coincident"]
[null,null,null,null,null,"Coincident"]
[null,null,null,"Date MD occurred",null,"Non-Coincident"]
[null,null,null,null,null,"Coincident"]
[null,null,null,"Half hour time period MD occurred",null,"Non-Coincident"]
[null,null,null,null,null,"Coincident"]
[null,null,null,"Winter/Summer Peaking",null,"Non-Coincident"]
[null,null,null,null,null,"Coincident"]
[null,null,null,"Adjustments - Embedded generation","MW","Non-Coincident"]
[null,null,null,null,null,"Coincident"]
[null,null,null,"Weather Corrected 10% POE","MW","Non-Coincident"]
[null,null,null,null,null,"Coincident"]
[null,null,null,"Weather Corrected MD 10% POE","MVA","Non-Coincident"]
[null,null,null,null,null,"Coincident"]
[null,null,null,"Weather Corrected MD 50% POE","MW","Non-Coincident"]
[null,null,null,null,null,"Coincident"]
[null,null,null,"Weather Corrected MD 50% POE","MVA","Non-Coincident"]
[null,null,null,null,null,"Coincident"]
[null,null,"<Enter substation name>","Substation Rating","MVA","Non-Coincident"]
[null,null,null,null,null,"Coincident"]
[null,null,null,"Raw Adjusted MD","MW","Non-Coincident"]
[null,null,null,null,null,"Coincident"]
[null,null,null,"Raw Adjusted MD","MVA","Non-Coincident"]
[null,null,null,null,null,"Coincident"]
[null,null,null,"Date MD occurred",null,"Non-Coincident"]
[null,null,null,null,null,"Coincident"]
[null,null,null,"Half hour time period MD occurred",null,"Non-Coincident"]
[null,null,null,null,null,"Coincident"]
[null,null,null,"Winter/Summer Peaking",null,"Non-Coincident"]
[null,null,null,null,null,"Coincident"]
[null,null,null,"Adjustments - Embedded generation","MW","Non-Coincident"]
[null,null,null,null,null,"Coincident"]
[null,null,null,"Weather Corrected 10% POE","MW","Non-Coincident"]
[null,null,null,null,null,"Coincident"]
[null,null,null,"Weather Corrected MD 10% POE","MVA","Non-Coincident"]
[null,null,null,null,null,"Coincident"]
[null,null,null,"Weather Corrected MD 50% POE","MW","Non-Coincident"]
[null,null,null,null,null,"Coincident"]
[null,null,null,"Weather Corrected MD 50% POE","MVA","Non-Coincident"]
[null,null,null,null,null,"Coincident"]
[null,null,"<Enter substation name>","Substation Rating","MVA","Non-Coincident"]
[null,null,null,null,null,"Coincident"]
[null,null,null,"Raw Adjusted MD","MW","Non-Coincident"]
[null,null,null,null,null,"Coincident"]
[null,null,null,"Raw Adjusted MD","MVA","Non-Coincident"]
[null,null,null,null,null,"Coincident"]
[null,null,null,"Date MD occurred",null,"Non-Coincident"]
[null,null,null,null,null,"Coincident"]
[null,null,null,"Half hour time period MD occurred",null,"Non-Coincident"]
[null,null,null,null,null,"Coincident"]
[null,null,null,"Winter/Summer Peaking",null,"Non-Coincident"]
[null,null,null,null,null,"Coincident"]
[null,null,null,"Adjustments - Embedded generation","MW","Non-Coincident"]
[null,null,null,null,null,"Coincident"]
[null,null,null,"Weather Corrected 10% POE","MW","Non-Coincident"]
[null,null,null,null,null,"Coincident"]
[null,null,null,"Weather Corrected MD 10% POE","MVA","Non-Coincident"]
[null,null,null,null,null,"Coincident"]
[null,null,null,"Weather Corrected MD 50% POE","MW","Non-Coincident"]
[null,null,null,null,null,"Coincident"]
[null,null,null,"Weather Corrected MD 50% POE","MVA","Non-Coincident"]
[null,null,null,null,null,"Coincident"]
[null,null,"<Enter substation name>","Substation Rating","MVA","Non-Coincident"]
[null,null,null,null,null,"Coincident"]
[null,null,null,"Raw Adjusted MD","MW","Non-Coincident"]
[null,null,null,null,null,"Coincident"]
[null,null,null,"Raw Adjusted MD","MVA","Non-Coincident"]
[null,null,null,null,null,"Coincident"]
[null,null,null,"Date MD occurred",null,"Non-Coincident"]
[null,null,null,null,null,"Coincident"]
[null,null,null,"Half hour time period MD occurred",null,"Non-Coincident"]
[null,null,null,null,null,"Coincident"]
[null,null,null,"Winter/Summer Peaking",null,"Non-Coincident"]
[null,null,null,null,null,"Coincident"]
[null,null,null,"Adjustments - Embedded generation","MW","Non-Coincident"]
[null,null,null,null,null,"Coincident"]
[null,null,null,"Weather Corrected 10% POE","MW","Non-Coincident"]
[null,null,null,null,null,"Coincident"]
[null,null,null,"Weather Corrected MD 10% POE","MVA","Non-Coincident"]
[null,null,null,null,null,"Coincident"]
[null,null,null,"Weather Corrected MD 50% POE","MW","Non-Coincident"]
[null,null,null,null,null,"Coincident"]
[null,null,null,"Weather Corrected MD 50% POE","MVA","Non-Coincident"]
[null,null,null,null,null,"Coincident"]
[null,null,"<Enter substation name>","Substation Rating","MVA","Non-Coincident"]
[null,null,null,null,null,"Coincident"]
[null,null,null,"Raw Adjusted MD","MW","Non-Coincident"]
[null,null,null,null,null,"Coincident"]
[null,null,null,"Raw Adjusted MD","MVA","Non-Coincident"]
[null,null,null,null,null,"Coincident"]
[null,null,null,"Date MD occurred",null,"Non-Coincident"]
[null,null,null,null,null,"Coincident"]
[null,null,null,"Half hour time period MD occurred",null,"Non-Coincident"]
[null,null,null,null,null,"Coincident"]
[null,null,null,"Winter/Summer Peaking",null,"Non-Coincident"]
[null,null,null,null,null,"Coincident"]
[null,null,null,"Adjustments - Embedded generation","MW","Non-Coincident"]
[null,null,null,null,null,"Coincident"]
[null,null,null,"Weather Corrected 10% POE","MW","Non-Coincident"]
[null,null,null,null,null,"Coincident"]
[null,null,null,"Weather Corrected MD 10% POE","MVA","Non-Coincident"]
[null,null,null,null,null,"Coincident"]
[null,null,null,"Weather Corrected MD 50% POE","MW","Non-Coincident"]
[null,null,null,null,null,"Coincident"]
[null,null,null,"Weather Corrected MD 50% POE","MVA","Non-Coincident"]
[null,null,null,null,null,"Coincident"]
[null,null,"<Enter substation name>","Substation Rating","MVA","Non-Coincident"]
[null,null,null,null,null,"Coincident"]
[null,null,null,"Raw Adjusted MD","MW","Non-Coincident"]
[null,null,null,null,null,"Coincident"]
[null,null,null,"Raw Adjusted MD","MVA","Non-Coincident"]
[null,null,null,null,null,"Coincident"]
[null,null,null,"Date MD occurred",null,"Non-Coincident"]
[null,null,null,null,null,"Coincident"]
[null,null,null,"Half hour time period MD occurred",null,"Non-Coincident"]
[null,null,null,null,null,"Coincident"]
[null,null,null,"Winter/Summer Peaking",null,"Non-Coincident"]
[null,null,null,null,null,"Coincident"]
[null,null,null,"Adjustments - Embedded generation","MW","Non-Coincident"]
[null,null,null,null,null,"Coincident"]
[null,null,null,"Weather Corrected 10% POE","MW","Non-Coincident"]
[null,null,null,null,null,"Coincident"]
[null,null,null,"Weather Corrected MD 10% POE","MVA","Non-Coincident"]
[null,null,null,null,null,"Coincident"]
[null,null,null,"Weather Corrected MD 50% POE","MW","Non-Coincident"]
[null,null,null,null,null,"Coincident"]
[null,null,null,"Weather Corrected MD 50% POE","MVA","Non-Coincident"]
[null,null,null,null,null,"Coincident"]
[null,null,"<Enter substation name>","Substation Rating","MVA","Non-Coincident"]
[null,null,null,null,null,"Coincident"]
[null,null,null,"Raw Adjusted MD","MW","Non-Coincident"]
[null,null,null,null,null,"Coincident"]
[null,null,null,"Raw Adjusted MD","MVA","Non-Coincident"]
[null,null,null,null,null,"Coincident"]
[null,null,null,"Date MD occurred",null,"Non-Coincident"]
[null,null,null,null,null,"Coincident"]
[null,null,null,"Half hour time period MD occurred",null,"Non-Coincident"]
[null,null,null,null,null,"Coincident"]
[null,null,null,"Winter/Summer Peaking",null,"Non-Coincident"]
[null,null,null,null,null,"Coincident"]
[null,null,null,"Adjustments - Embedded generation","MW","Non-Coincident"]
[null,null,null,null,null,"Coincident"]
[null,null,null,"Weather Corrected 10% POE","MW","Non-Coincident"]
[null,null,null,null,null,"Coincident"]
[null,null,null,"Weather Corrected MD 10% POE","MVA","Non-Coincident"]
[null,null,null,null,null,"Coincident"]
[null,null,null,"Weather Corrected MD 50% POE","MW","Non-Coincident"]
[null,null,null,null,null,"Coincident"]
[null,null,null,"Weather Corrected MD 50% POE","MVA","Non-Coincident"]
[null,null,null,null,null,"Coincident"]
[null,null,"<Enter substation name>","Substation Rating","MVA","Non-Coincident"]
[null,null,null,null,null,"Coincident"]
[null,null,null,"Raw Adjusted MD","MW","Non-Coincident"]
[null,null,null,null,null,"Coincident"]
[null,null,null,"Raw Adjusted MD","MVA","Non-Coincident"]
[null,null,null,null,null,"Coincident"]
[null,null,null,"Date MD occurred",null,"Non-Coincident"]
[null,null,null,null,null,"Coincident"]
[null,null,null,"Half hour time period MD occurred",null,"Non-Coincident"]
[null,null,null,null,null,"Coincident"]
[null,null,null,"Winter/Summer Peaking",null,"Non-Coincident"]
[null,null,null,null,null,"Coincident"]
[null,null,null,"Adjustments - Embedded generation","MW","Non-Coincident"]
[null,null,null,null,null,"Coincident"]
[null,null,null,"Weather Corrected 10% POE","MW","Non-Coincident"]
[null,null,null,null,null,"Coincident"]
[null,null,null,"Weather Corrected MD 10% POE","MVA","Non-Coincident"]
[null,null,null,null,null,"Coincident"]
[null,null,null,"Weather Corrected MD 50% POE","MW","Non-Coincident"]
[null,null,null,null,null,"Coincident"]
[null,null,null,"Weather Corrected MD 50% POE","MVA","Non-Coincident"]
[null,null,null,null,null,"Coincident"]
[null,null,"<Enter substation name>","Substation Rating","MVA","Non-Coincident"]
[null,null,null,null,null,"Coincident"]
[null,null,null,"Raw Adjusted MD","MW","Non-Coincident"]
[null,null,null,null,null,"Coincident"]
[null,null,null,"Raw Adjusted MD","MVA","Non-Coincident"]
[null,null,null,null,null,"Coincident"]
[null,null,null,"Date MD occurred",null,"Non-Coincident"]
[null,null,null,null,null,"Coincident"]
[null,null,null,"Half hour time period MD occurred",null,"Non-Coincident"]
[null,null,null,null,null,"Coincident"]
[null,null,null,"Winter/Summer Peaking",null,"Non-Coincident"]
[null,null,null,null,null,"Coincident"]
[null,null,null,"Adjustments - Embedded generation","MW","Non-Coincident"]
[null,null,null,null,null,"Coincident"]
[null,null,null,"Weather Corrected 10% POE","MW","Non-Coincident"]
[null,null,null,null,null,"Coincident"]
[null,null,null,"Weather Corrected MD 10% POE","MVA","Non-Coincident"]
[null,null,null,null,null,"Coincident"]
[null,null,null,"Weather Corrected MD 50% POE","MW","Non-Coincident"]
[null,null,null,null,null,"Coincident"]
[null,null,null,"Weather Corrected MD 50% POE","MVA","Non-Coincident"]
[null,null,null,null,null,"Coincident"]
[null,null,"<Enter substation name>","Substation Rating","MVA","Non-Coincident"]
[null,null,null,null,null,"Coincident"]
[null,null,null,"Raw Adjusted MD","MW","Non-Coincident"]
[null,null,null,null,null,"Coincident"]
[null,null,null,"Raw Adjusted MD","MVA","Non-Coincident"]
[null,null,null,null,null,"Coincident"]
[null,null,null,"Date MD occurred",null,"Non-Coincident"]
[null,null,null,null,null,"Coincident"]
[null,null,null,"Half hour time period MD occurred",null,"Non-Coincident"]
[null,null,null,null,null,"Coincident"]
[null,null,null,"Winter/Summer Peaking",null,"Non-Coincident"]
[null,null,null,null,null,"Coincident"]
[null,null,null,"Adjustments - Embedded generation","MW","Non-Coincident"]
[null,null,null,null,null,"Coincident"]
[null,null,null,"Weather Corrected 10% POE","MW","Non-Coincident"]
[null,null,null,null,null,"Coincident"]
[null,null,null,"Weather Corrected MD 10% POE","MVA","Non-Coincident"]
[null,null,null,null,null,"Coincident"]
[null,null,null,"Weather Corrected MD 50% POE","MW","Non-Coincident"]
[null,null,null,null,null,"Coincident"]
[null,null,null,"Weather Corrected MD 50% POE","MVA","Non-Coincident"]
[null,null,null,null,null,"Coincident"]
[null,null,"<Enter substation name>","Substation Rating","MVA","Non-Coincident"]
[null,null,null,null,null,"Coincident"]
[null,null,null,"Raw Adjusted MD","MW","Non-Coincident"]
[null,null,null,null,null,"Coincident"]
[null,null,null,"Raw Adjusted MD","MVA","Non-Coincident"]
[null,null,null,null,null,"Coincident"]
[null,null,null,"Date MD occurred",null,"Non-Coincident"]
[null,null,null,null,null,"Coincident"]
[null,null,null,"Half hour time period MD occurred",null,"Non-Coincident"]
[null,null,null,null,null,"Coincident"]
[null,null,null,"Winter/Summer Peaking",null,"Non-Coincident"]
[null,null,null,null,null,"Coincident"]
[null,null,null,"Adjustments - Embedded generation","MW","Non-Coincident"]
[null,null,null,null,null,"Coincident"]
[null,null,null,"Weather Corrected 10% POE","MW","Non-Coincident"]
[null,null,null,null,null,"Coincident"]
[null,null,null,"Weather Corrected MD 10% POE","MVA","Non-Coincident"]
[null,null,null,null,null,"Coincident"]
[null,null,null,"Weather Corrected MD 50% POE","MW","Non-Coincident"]
[null,null,null,null,null,"Coincident"]
[null,null,null,"Weather Corrected MD 50% POE","MVA","Non-Coincident"]
[null,null,null,null,null,"Coincident"]
[null,null,"<Enter substation name>","Substation Rating","MVA","Non-Coincident"]
[null,null,null,null,null,"Coincident"]
[null,null,null,"Raw Adjusted MD","MW","Non-Coincident"]
[null,null,null,null,null,"Coincident"]
[null,null,null,"Raw Adjusted MD","MVA","Non-Coincident"]
[null,null,null,null,null,"Coincident"]
[null,null,null,"Date MD occurred",null,"Non-Coincident"]
[null,null,null,null,null,"Coincident"]
[null,null,null,"Half hour time period MD occurred",null,"Non-Coincident"]
[null,null,null,null,null,"Coincident"]
[null,null,null,"Winter/Summer Peaking",null,"Non-Coincident"]
[null,null,null,null,null,"Coincident"]
[null,null,null,"Adjustments - Embedded generation","MW","Non-Coincident"]
[null,null,null,null,null,"Coincident"]
[null,null,null,"Weather Corrected 10% POE","MW","Non-Coincident"]
[null,null,null,null,null,"Coincident"]
[null,null,null,"Weather Corrected MD 10% POE","MVA","Non-Coincident"]
[null,null,null,null,null,"Coincident"]
[null,null,null,"Weather Corrected MD 50% POE","MW","Non-Coincident"]
[null,null,null,null,null,"Coincident"]
[null,null,null,"Weather Corrected MD 50% POE","MVA","Non-Coincident"]
[null,null,null,null,null,"Coincident"]
[null,null,"<Enter substation name>","Substation Rating","MVA","Non-Coincident"]
[null,null,null,null,null,"Coincident"]
[null,null,null,"Raw Adjusted MD","MW","Non-Coincident"]
[null,null,null,null,null,"Coincident"]
[null,null,null,"Raw Adjusted MD","MVA","Non-Coincident"]
[null,null,null,null,null,"Coincident"]
[null,null,null,"Date MD occurred",null,"Non-Coincident"]
[null,null,null,null,null,"Coincident"]
[null,null,null,"Half hour time period MD occurred",null,"Non-Coincident"]
[null,null,null,null,null,"Coincident"]
[null,null,null,"Winter/Summer Peaking",null,"Non-Coincident"]
[null,null,null,null,null,"Coincident"]
[null,null,null,"Adjustments - Embedded generation","MW","Non-Coincident"]
[null,null,null,null,null,"Coincident"]
[null,null,null,"Weather Corrected 10% POE","MW","Non-Coincident"]
[null,null,null,null,null,"Coincident"]
[null,null,null,"Weather Corrected MD 10% POE","MVA","Non-Coincident"]
[null,null,null,null,null,"Coincident"]
[null,null,null,"Weather Corrected MD 50% POE","MW","Non-Coincident"]
[null,null,null,null,null,"Coincident"]
[null,null,null,"Weather Corrected MD 50% POE","MVA","Non-Coincident"]
[null,null,null,null,null,"Coincident"]
[null,null,"<Enter substation name>","Substation Rating","MVA","Non-Coincident"]
[null,null,null,null,null,"Coincident"]
[null,null,null,"Raw Adjusted MD","MW","Non-Coincident"]
[null,null,null,null,null,"Coincident"]
[null,null,null,"Raw Adjusted MD","MVA","Non-Coincident"]
[null,null,null,null,null,"Coincident"]
[null,null,null,"Date MD occurred",null,"Non-Coincident"]
[null,null,null,null,null,"Coincident"]
[null,null,null,"Half hour time period MD occurred",null,"Non-Coincident"]
[null,null,null,null,null,"Coincident"]
[null,null,null,"Winter/Summer Peaking",null,"Non-Coincident"]
[null,null,null,null,null,"Coincident"]
[null,null,null,"Adjustments - Embedded generation","MW","Non-Coincident"]
[null,null,null,null,null,"Coincident"]
[null,null,null,"Weather Corrected 10% POE","MW","Non-Coincident"]
[null,null,null,null,null,"Coincident"]
[null,null,null,"Weather Corrected MD 10% POE","MVA","Non-Coincident"]
[null,null,null,null,null,"Coincident"]
[null,null,null,"Weather Corrected MD 50% POE","MW","Non-Coincident"]
[null,null,null,null,null,"Coincident"]
[null,null,null,"Weather Corrected MD 50% POE","MVA","Non-Coincident"]
[null,null,null,null,null,"Coincident"]
[null,null,"<Enter substation name>","Substation Rating","MVA","Non-Coincident"]
[null,null,null,null,null,"Coincident"]
[null,null,null,"Raw Adjusted MD","MW","Non-Coincident"]
[null,null,null,null,null,"Coincident"]
[null,null,null,"Raw Adjusted MD","MVA","Non-Coincident"]
[null,null,null,null,null,"Coincident"]
[null,null,null,"Date MD occurred",null,"Non-Coincident"]
[null,null,null,null,null,"Coincident"]
[null,null,null,"Half hour time period MD occurred",null,"Non-Coincident"]
[null,null,null,null,null,"Coincident"]
[null,null,null,"Winter/Summer Peaking",null,"Non-Coincident"]
[null,null,null,null,null,"Coincident"]
[null,null,null,"Adjustments - Embedded generation","MW","Non-Coincident"]
[null,null,null,null,null,"Coincident"]
[null,null,null,"Weather Corrected 10% POE","MW","Non-Coincident"]
[null,null,null,null,null,"Coincident"]
[null,null,null,"Weather Corrected MD 10% POE","MVA","Non-Coincident"]
[null,null,null,null,null,"Coincident"]
[null,null,null,"Weather Corrected MD 50% POE","MW","Non-Coincident"]
[null,null,null,null,null,"Coincident"]
[null,null,null,"Weather Corrected MD 50% POE","MVA","Non-Coincident"]
[null,null,null,null,null,"Coincident"]
[null,null,"<Enter substation name>","Substation Rating","MVA","Non-Coincident"]
[null,null,null,null,null,"Coincident"]
[null,null,null,"Raw Adjusted MD","MW","Non-Coincident"]
[null,null,null,null,null,"Coincident"]
[null,null,null,"Raw Adjusted MD","MVA","Non-Coincident"]
[null,null,null,null,null,"Coincident"]
[null,null,null,"Date MD occurred",null,"Non-Coincident"]
[null,null,null,null,null,"Coincident"]
[null,null,null,"Half hour time period MD occurred",null,"Non-Coincident"]
[null,null,null,null,null,"Coincident"]
[null,null,null,"Winter/Summer Peaking",null,"Non-Coincident"]
[null,null,null,null,null,"Coincident"]
[null,null,null,"Adjustments - Embedded generation","MW","Non-Coincident"]
[null,null,null,null,null,"Coincident"]
[null,null,null,"Weather Corrected 10% POE","MW","Non-Coincident"]
[null,null,null,null,null,"Coincident"]
[null,null,null,"Weather Corrected MD 10% POE","MVA","Non-Coincident"]
[null,null,null,null,null,"Coincident"]
[null,null,null,"Weather Corrected MD 50% POE","MW","Non-Coincident"]
[null,null,null,null,null,"Coincident"]
[null,null,null,"Weather Corrected MD 50% POE","MVA","Non-Coincident"]
[null,null,null,null,null,"Coincident"]
[null,null,"<Enter substation name>","Substation Rating","MVA","Non-Coincident"]
[null,null,null,null,null,"Coincident"]
[null,null,null,"Raw Adjusted MD","MW","Non-Coincident"]
[null,null,null,null,null,"Coincident"]
[null,null,null,"Raw Adjusted MD","MVA","Non-Coincident"]
[null,null,null,null,null,"Coincident"]
[null,null,null,"Date MD occurred",null,"Non-Coincident"]
[null,null,null,null,null,"Coincident"]
[null,null,null,"Half hour time period MD occurred",null,"Non-Coincident"]
[null,null,null,null,null,"Coincident"]
[null,null,null,"Winter/Summer Peaking",null,"Non-Coincident"]
[null,null,null,null,null,"Coincident"]
[null,null,null,"Adjustments - Embedded generation","MW","Non-Coincident"]
[null,null,null,null,null,"Coincident"]
[null,null,null,"Weather Corrected 10% POE","MW","Non-Coincident"]
[null,null,null,null,null,"Coincident"]
[null,null,null,"Weather Corrected MD 10% POE","MVA","Non-Coincident"]
[null,null,null,null,null,"Coincident"]
[null,null,null,"Weather Corrected MD 50% POE","MW","Non-Coincident"]
[null,null,null,null,null,"Coincident"]
[null,null,null,"Weather Corrected MD 50% POE","MVA","Non-Coincident"]
[null,null,null,null,null,"Coincident"]
[null,null,"<Enter substation name>","Substation Rating","MVA","Non-Coincident"]
[null,null,null,null,null,"Coincident"]
[null,null,null,"Raw Adjusted MD","MW","Non-Coincident"]
[null,null,null,null,null,"Coincident"]
[null,null,null,"Raw Adjusted MD","MVA","Non-Coincident"]
[null,null,null,null,null,"Coincident"]
[null,null,null,"Date MD occurred",null,"Non-Coincident"]
[null,null,null,null,null,"Coincident"]
[null,null,null,"Half hour time period MD occurred",null,"Non-Coincident"]
[null,null,null,null,null,"Coincident"]
[null,null,null,"Winter/Summer Peaking",null,"Non-Coincident"]
[null,null,null,null,null,"Coincident"]
[null,null,null,"Adjustments - Embedded generation","MW","Non-Coincident"]
[null,null,null,null,null,"Coincident"]
[null,null,null,"Weather Corrected 10% POE","MW","Non-Coincident"]
[null,null,null,null,null,"Coincident"]
[null,null,null,"Weather Corrected MD 10% POE","MVA","Non-Coincident"]
[null,null,null,null,null,"Coincident"]
[null,null,null,"Weather Corrected MD 50% POE","MW","Non-Coincident"]
[null,null,null,null,null,"Coincident"]
[null,null,null,"Weather Corrected MD 50% POE","MVA","Non-Coincident"]
[null,null,null,null,null,"Coincident"]
[null,null,"<Enter substation name>","Substation Rating","MVA","Non-Coincident"]
[null,null,null,null,null,"Coincident"]
[null,null,null,"Raw Adjusted MD","MW","Non-Coincident"]
[null,null,null,null,null,"Coincident"]
[null,null,null,"Raw Adjusted MD","MVA","Non-Coincident"]
[null,null,null,null,null,"Coincident"]
[null,null,null,"Date MD occurred",null,"Non-Coincident"]
[null,null,null,null,null,"Coincident"]
[null,null,null,"Half hour time period MD occurred",null,"Non-Coincident"]
[null,null,null,null,null,"Coincident"]
[null,null,null,"Winter/Summer Peaking",null,"Non-Coincident"]
[null,null,null,null,null,"Coincident"]
[null,null,null,"Adjustments - Embedded generation","MW","Non-Coincident"]
[null,null,null,null,null,"Coincident"]
[null,null,null,"Weather Corrected 10% POE","MW","Non-Coincident"]
[null,null,null,null,null,"Coincident"]
[null,null,null,"Weather Corrected MD 10% POE","MVA","Non-Coincident"]
[null,null,null,null,null,"Coincident"]
[null,null,null,"Weather Corrected MD 50% POE","MW","Non-Coincident"]
[null,null,null,null,null,"Coincident"]
[null,null,null,"Weather Corrected MD 50% POE","MVA","Non-Coincident"]
[null,null,null,null,null,"Coincident"]
[null,null,"<Enter substation name>","Substation Rating","MVA","Non-Coincident"]
[null,null,null,null,null,"Coincident"]
[null,null,null,"Raw Adjusted MD","MW","Non-Coincident"]
[null,null,null,null,null,"Coincident"]
[null,null,null,"Raw Adjusted MD","MVA","Non-Coincident"]
[null,null,null,null,null,"Coincident"]
[null,null,null,"Date MD occurred",null,"Non-Coincident"]
[null,null,null,null,null,"Coincident"]
[null,null,null,"Half hour time period MD occurred",null,"Non-Coincident"]
[null,null,null,null,null,"Coincident"]
[null,null,null,"Winter/Summer Peaking",null,"Non-Coincident"]
[null,null,null,null,null,"Coincident"]
[null,null,null,"Adjustments - Embedded generation","MW","Non-Coincident"]
[null,null,null,null,null,"Coincident"]
[null,null,null,"Weather Corrected 10% POE","MW","Non-Coincident"]
[null,null,null,null,null,"Coincident"]
[null,null,null,"Weather Corrected MD 10% POE","MVA","Non-Coincident"]
[null,null,null,null,null,"Coincident"]
[null,null,null,"Weather Corrected MD 50% POE","MW","Non-Coincident"]
[null,null,null,null,null,"Coincident"]
[null,null,null,"Weather Corrected MD 50% POE","MVA","Non-Coincident"]
[null,null,null,null,null,"Coincident"]
[null,null,"<Enter substation name>","Substation Rating","MVA","Non-Coincident"]
[null,null,null,null,null,"Coincident"]
[null,null,null,"Raw Adjusted MD","MW","Non-Coincident"]
[null,null,null,null,null,"Coincident"]
[null,null,null,"Raw Adjusted MD","MVA","Non-Coincident"]
[null,null,null,null,null,"Coincident"]
[null,null,null,"Date MD occurred",null,"Non-Coincident"]
[null,null,null,null,null,"Coincident"]
[null,null,null,"Half hour time period MD occurred",null,"Non-Coincident"]
[null,null,null,null,null,"Coincident"]
[null,null,null,"Winter/Summer Peaking",null,"Non-Coincident"]
[null,null,null,null,null,"Coincident"]
[null,null,null,"Adjustments - Embedded generation","MW","Non-Coincident"]
[null,null,null,null,null,"Coincident"]
[null,null,null,"Weather Corrected 10% POE","MW","Non-Coincident"]
[null,null,null,null,null,"Coincident"]
[null,null,null,"Weather Corrected MD 10% POE","MVA","Non-Coincident"]
[null,null,null,null,null,"Coincident"]
[null,null,null,"Weather Corrected MD 50% POE","MW","Non-Coincident"]
[null,null,null,null,null,"Coincident"]
[null,null,null,"Weather Corrected MD 50% POE","MVA","Non-Coincident"]
[null,null,null,null,null,"Coincident"]
[null,null,"<Enter substation name>","Substation Rating","MVA","Non-Coincident"]
[null,null,null,null,null,"Coincident"]
[null,null,null,"Raw Adjusted MD","MW","Non-Coincident"]
[null,null,null,null,null,"Coincident"]
[null,null,null,"Raw Adjusted MD","MVA","Non-Coincident"]
[null,null,null,null,null,"Coincident"]
[null,null,null,"Date MD occurred",null,"Non-Coincident"]
[null,null,null,null,null,"Coincident"]
[null,null,null,"Half hour time period MD occurred",null,"Non-Coincident"]
[null,null,null,null,null,"Coincident"]
[null,null,null,"Winter/Summer Peaking",null,"Non-Coincident"]
[null,null,null,null,null,"Coincident"]
[null,null,null,"Adjustments - Embedded generation","MW","Non-Coincident"]
[null,null,null,null,null,"Coincident"]
[null,null,null,"Weather Corrected 10% POE","MW","Non-Coincident"]
[null,null,null,null,null,"Coincident"]
[null,null,null,"Weather Corrected MD 10% POE","MVA","Non-Coincident"]
[null,null,null,null,null,"Coincident"]
[null,null,null,"Weather Corrected MD 50% POE","MW","Non-Coincident"]
[null,null,null,null,null,"Coincident"]
[null,null,null,"Weather Corrected MD 50% POE","MVA","Non-Coincident"]
[null,null,null,null,null,"Coincident"]
[null,null,"<Enter substation name>","Substation Rating","MVA","Non-Coincident"]
[null,null,null,null,null,"Coincident"]
[null,null,null,"Raw Adjusted MD","MW","Non-Coincident"]
[null,null,null,null,null,"Coincident"]
[null,null,null,"Raw Adjusted MD","MVA","Non-Coincident"]
[null,null,null,null,null,"Coincident"]
[null,null,null,"Date MD occurred",null,"Non-Coincident"]
[null,null,null,null,null,"Coincident"]
[null,null,null,"Half hour time period MD occurred",null,"Non-Coincident"]
[null,null,null,null,null,"Coincident"]
[null,null,null,"Winter/Summer Peaking",null,"Non-Coincident"]
[null,null,null,null,null,"Coincident"]
[null,null,null,"Adjustments - Embedded generation","MW","Non-Coincident"]
[null,null,null,null,null,"Coincident"]
[null,null,null,"Weather Corrected 10% POE","MW","Non-Coincident"]
[null,null,null,null,null,"Coincident"]
[null,null,null,"Weather Corrected MD 10% POE","MVA","Non-Coincident"]
[null,null,null,null,null,"Coincident"]
[null,null,null,"Weather Corrected MD 50% POE","MW","Non-Coincident"]
[null,null,null,null,null,"Coincident"]
[null,null,null,"Weather Corrected MD 50% POE","MVA","Non-Coincident"]
[null,null,null,null,null,"Coincident"]
[null,null,"<Enter substation name>","Substation Rating","MVA","Non-Coincident"]
[null,null,null,null,null,"Coincident"]
[null,null,null,"Raw Adjusted MD","MW","Non-Coincident"]
[null,null,null,null,null,"Coincident"]
[null,null,null,"Raw Adjusted MD","MVA","Non-Coincident"]
[null,null,null,null,null,"Coincident"]
[null,null,null,"Date MD occurred",null,"Non-Coincident"]
[null,null,null,null,null,"Coincident"]
[null,null,null,"Half hour time period MD occurred",null,"Non-Coincident"]
[null,null,null,null,null,"Coincident"]
[null,null,null,"Winter/Summer Peaking",null,"Non-Coincident"]
[null,null,null,null,null,"Coincident"]
[null,null,null,"Adjustments - Embedded generation","MW","Non-Coincident"]
[null,null,null,null,null,"Coincident"]
[null,null,null,"Weather Corrected 10% POE","MW","Non-Coincident"]
[null,null,null,null,null,"Coincident"]
[null,null,null,"Weather Corrected MD 10% POE","MVA","Non-Coincident"]
[null,null,null,null,null,"Coincident"]
[null,null,null,"Weather Corrected MD 50% POE","MW","Non-Coincident"]
[null,null,null,null,null,"Coincident"]
[null,null,null,"Weather Corrected MD 50% POE","MVA","Non-Coincident"]
[null,null,null,null,null,"Coincident"]
[null,null,"<Enter substation name>","Substation Rating","MVA","Non-Coincident"]
[null,null,null,null,null,"Coincident"]
[null,null,null,"Raw Adjusted MD","MW","Non-Coincident"]
[null,null,null,null,null,"Coincident"]
[null,null,null,"Raw Adjusted MD","MVA","Non-Coincident"]
[null,null,null,null,null,"Coincident"]
[null,null,null,"Date MD occurred",null,"Non-Coincident"]
[null,null,null,null,null,"Coincident"]
[null,null,null,"Half hour time period MD occurred",null,"Non-Coincident"]
[null,null,null,null,null,"Coincident"]
[null,null,null,"Winter/Summer Peaking",null,"Non-Coincident"]
[null,null,null,null,null,"Coincident"]
[null,null,null,"Adjustments - Embedded generation","MW","Non-Coincident"]
[null,null,null,null,null,"Coincident"]
[null,null,null,"Weather Corrected 10% POE","MW","Non-Coincident"]
[null,null,null,null,null,"Coincident"]
[null,null,null,"Weather Corrected MD 10% POE","MVA","Non-Coincident"]
[null,null,null,null,null,"Coincident"]
[null,null,null,"Weather Corrected MD 50% POE","MW","Non-Coincident"]
[null,null,null,null,null,"Coincident"]
[null,null,null,"Weather Corrected MD 50% POE","MVA","Non-Coincident"]
[null,null,null,null,null,"Coincident"]
[null,null,"<Enter substation name>","Substation Rating","MVA","Non-Coincident"]
[null,null,null,null,null,"Coincident"]
[null,null,null,"Raw Adjusted MD","MW","Non-Coincident"]
[null,null,null,null,null,"Coincident"]
[null,null,null,"Raw Adjusted MD","MVA","Non-Coincident"]
[null,null,null,null,null,"Coincident"]
[null,null,null,"Date MD occurred",null,"Non-Coincident"]
[null,null,null,null,null,"Coincident"]
[null,null,null,"Half hour time period MD occurred",null,"Non-Coincident"]
[null,null,null,null,null,"Coincident"]
[null,null,null,"Winter/Summer Peaking",null,"Non-Coincident"]
[null,null,null,null,null,"Coincident"]
[null,null,null,"Adjustments - Embedded generation","MW","Non-Coincident"]
[null,null,null,null,null,"Coincident"]
[null,null,null,"Weather Corrected 10% POE","MW","Non-Coincident"]
[null,null,null,null,null,"Coincident"]
[null,null,null,"Weather Corrected MD 10% POE","MVA","Non-Coincident"]
[null,null,null,null,null,"Coincident"]
[null,null,null,"Weather Corrected MD 50% POE","MW","Non-Coincident"]
[null,null,null,null,null,"Coincident"]
[null,null,null,"Weather Corrected MD 50% POE","MVA","Non-Coincident"]
[null,null,null,null,null,"Coincident"]
[null,null,"<Enter substation name>","Substation Rating","MVA","Non-Coincident"]
[null,null,null,null,null,"Coincident"]
[null,null,null,"Raw Adjusted MD","MW","Non-Coincident"]
[null,null,null,null,null,"Coincident"]
[null,null,null,"Raw Adjusted MD","MVA","Non-Coincident"]
[null,null,null,null,null,"Coincident"]
[null,null,null,"Date MD occurred",null,"Non-Coincident"]
[null,null,null,null,null,"Coincident"]
[null,null,null,"Half hour time period MD occurred",null,"Non-Coincident"]
[null,null,null,null,null,"Coincident"]
[null,null,null,"Winter/Summer Peaking",null,"Non-Coincident"]
[null,null,null,null,null,"Coincident"]
[null,null,null,"Adjustments - Embedded generation","MW","Non-Coincident"]
[null,null,null,null,null,"Coincident"]
[null,null,null,"Weather Corrected 10% POE","MW","Non-Coincident"]
[null,null,null,null,null,"Coincident"]
[null,null,null,"Weather Corrected MD 10% POE","MVA","Non-Coincident"]
[null,null,null,null,null,"Coincident"]
[null,null,null,"Weather Corrected MD 50% POE","MW","Non-Coincident"]
[null,null,null,null,null,"Coincident"]
[null,null,null,"Weather Corrected MD 50% POE","MVA","Non-Coincident"]
[null,null,null,null,null,"Coincident"]
[null,null,"<Enter substation name>","Substation Rating","MVA","Non-Coincident"]
[null,null,null,null,null,"Coincident"]
[null,null,null,"Raw Adjusted MD","MW","Non-Coincident"]
[null,null,null,null,null,"Coincident"]
[null,null,null,"Raw Adjusted MD","MVA","Non-Coincident"]
[null,null,null,null,null,"Coincident"]
[null,null,null,"Date MD occurred",null,"Non-Coincident"]
[null,null,null,null,null,"Coincident"]
[null,null,null,"Half hour time period MD occurred",null,"Non-Coincident"]
[null,null,null,null,null,"Coincident"]
[null,null,null,"Winter/Summer Peaking",null,"Non-Coincident"]
[null,null,null,null,null,"Coincident"]
[null,null,null,"Adjustments - Embedded generation","MW","Non-Coincident"]
[null,null,null,null,null,"Coincident"]
[null,null,null,"Weather Corrected 10% POE","MW","Non-Coincident"]
[null,null,null,null,null,"Coincident"]
[null,null,null,"Weather Corrected MD 10% POE","MVA","Non-Coincident"]
[null,null,null,null,null,"Coincident"]
[null,null,null,"Weather Corrected MD 50% POE","MW","Non-Coincident"]
[null,null,null,null,null,"Coincident"]
[null,null,null,"Weather Corrected MD 50% POE","MVA","Non-Coincident"]
[null,null,null,null,null,"Coincident"]
[null,null,"<Enter substation name>","Substation Rating","MVA","Non-Coincident"]
[null,null,null,null,null,"Coincident"]
[null,null,null,"Raw Adjusted MD","MW","Non-Coincident"]
[null,null,null,null,null,"Coincident"]
[null,null,null,"Raw Adjusted MD","MVA","Non-Coincident"]
[null,null,null,null,null,"Coincident"]
[null,null,null,"Date MD occurred",null,"Non-Coincident"]
[null,null,null,null,null,"Coincident"]
[null,null,null,"Half hour time period MD occurred",null,"Non-Coincident"]
[null,null,null,null,null,"Coincident"]
[null,null,null,"Winter/Summer Peaking",null,"Non-Coincident"]
[null,null,null,null,null,"Coincident"]
[null,null,null,"Adjustments - Embedded generation","MW","Non-Coincident"]
[null,null,null,null,null,"Coincident"]
[null,null,null,"Weather Corrected 10% POE","MW","Non-Coincident"]
[null,null,null,null,null,"Coincident"]
[null,null,null,"Weather Corrected MD 10% POE","MVA","Non-Coincident"]
[null,null,null,null,null,"Coincident"]
[null,null,null,"Weather Corrected MD 50% POE","MW","Non-Coincident"]
[null,null,null,null,null,"Coincident"]
[null,null,null,"Weather Corrected MD 50% POE","MVA","Non-Coincident"]
[null,null,null,null,null,"Coincident"]
[null,null,"<Enter substation name>","Substation Rating","MVA","Non-Coincident"]
[null,null,null,null,null,"Coincident"]
[null,null,null,"Raw Adjusted MD","MW","Non-Coincident"]
[null,null,null,null,null,"Coincident"]
[null,null,null,"Raw Adjusted MD","MVA","Non-Coincident"]
[null,null,null,null,null,"Coincident"]
[null,null,null,"Date MD occurred",null,"Non-Coincident"]
[null,null,null,null,null,"Coincident"]
[null,null,null,"Half hour time period MD occurred",null,"Non-Coincident"]
[null,null,null,null,null,"Coincident"]
[null,null,null,"Winter/Summer Peaking",null,"Non-Coincident"]
[null,null,null,null,null,"Coincident"]
[null,null,null,"Adjustments - Embedded generation","MW","Non-Coincident"]
[null,null,null,null,null,"Coincident"]
[null,null,null,"Weather Corrected 10% POE","MW","Non-Coincident"]
[null,null,null,null,null,"Coincident"]
[null,null,null,"Weather Corrected MD 10% POE","MVA","Non-Coincident"]
[null,null,null,null,null,"Coincident"]
[null,null,null,"Weather Corrected MD 50% POE","MW","Non-Coincident"]
[null,null,null,null,null,"Coincident"]
[null,null,null,"Weather Corrected MD 50% POE","MVA","Non-Coincident"]
[null,null,null,null,null,"Coincident"]
[null,null,"<Enter substation name>","Substation Rating","MVA","Non-Coincident"]
[null,null,null,null,null,"Coincident"]
[null,null,null,"Raw Adjusted MD","MW","Non-Coincident"]
[null,null,null,null,null,"Coincident"]
[null,null,null,"Raw Adjusted MD","MVA","Non-Coincident"]
[null,null,null,null,null,"Coincident"]
[null,null,null,"Date MD occurred",null,"Non-Coincident"]
[null,null,null,null,null,"Coincident"]
[null,null,null,"Half hour time period MD occurred",null,"Non-Coincident"]
[null,null,null,null,null,"Coincident"]
[null,null,null,"Winter/Summer Peaking",null,"Non-Coincident"]
[null,null,null,null,null,"Coincident"]
[null,null,null,"Adjustments - Embedded generation","MW","Non-Coincident"]
[null,null,null,null,null,"Coincident"]
[null,null,null,"Weather Corrected 10% POE","MW","Non-Coincident"]
[null,null,null,null,null,"Coincident"]
[null,null,null,"Weather Corrected MD 10% POE","MVA","Non-Coincident"]
[null,null,null,null,null,"Coincident"]
[null,null,null,"Weather Corrected MD 50% POE","MW","Non-Coincident"]
[null,null,null,null,null,"Coincident"]
[null,null,null,"Weather Corrected MD 50% POE","MVA","Non-Coincident"]
[null,null,null,null,null,"Coincident"]
[null,null,"<Enter substation name>","Substation Rating","MVA","Non-Coincident"]
[null,null,null,null,null,"Coincident"]
[null,null,null,"Raw Adjusted MD","MW","Non-Coincident"]
[null,null,null,null,null,"Coincident"]
[null,null,null,"Raw Adjusted MD","MVA","Non-Coincident"]
[null,null,null,null,null,"Coincident"]
[null,null,null,"Date MD occurred",null,"Non-Coincident"]
[null,null,null,null,null,"Coincident"]
[null,null,null,"Half hour time period MD occurred",null,"Non-Coincident"]
[null,null,null,null,null,"Coincident"]
[null,null,null,"Winter/Summer Peaking",null,"Non-Coincident"]
[null,null,null,null,null,"Coincident"]
[null,null,null,"Adjustments - Embedded generation","MW","Non-Coincident"]
[null,null,null,null,null,"Coincident"]
[null,null,null,"Weather Corrected 10% POE","MW","Non-Coincident"]
[null,null,null,null,null,"Coincident"]
[null,null,null,"Weather Corrected MD 10% POE","MVA","Non-Coincident"]
[null,null,null,null,null,"Coincident"]
[null,null,null,"Weather Corrected MD 50% POE","MW","Non-Coincident"]
[null,null,null,null,null,"Coincident"]
[null,null,null,"Weather Corrected MD 50% POE","MVA","Non-Coincident"]
[null,null,null,null,null,"Coincident"]
[null,null,"<Enter substation name>","Substation Rating","MVA","Non-Coincident"]
[null,null,null,null,null,"Coincident"]
[null,null,null,"Raw Adjusted MD","MW","Non-Coincident"]
[null,null,null,null,null,"Coincident"]
[null,null,null,"Raw Adjusted MD","MVA","Non-Coincident"]
[null,null,null,null,null,"Coincident"]
[null,null,null,"Date MD occurred",null,"Non-Coincident"]
[null,null,null,null,null,"Coincident"]
[null,null,null,"Half hour time period MD occurred",null,"Non-Coincident"]
[null,null,null,null,null,"Coincident"]
[null,null,null,"Winter/Summer Peaking",null,"Non-Coincident"]
[null,null,null,null,null,"Coincident"]
[null,null,null,"Adjustments - Embedded generation","MW","Non-Coincident"]
[null,null,null,null,null,"Coincident"]
[null,null,null,"Weather Corrected 10% POE","MW","Non-Coincident"]
[null,null,null,null,null,"Coincident"]
[null,null,null,"Weather Corrected MD 10% POE","MVA","Non-Coincident"]
[null,null,null,null,null,"Coincident"]
[null,null,null,"Weather Corrected MD 50% POE","MW","Non-Coincident"]
[null,null,null,null,null,"Coincident"]
[null,null,null,"Weather Corrected MD 50% POE","MVA","Non-Coincident"]
[null,null,null,null,null,"Coincident"]
[null,null,"<Enter substation name>","Substation Rating","MVA","Non-Coincident"]
[null,null,null,null,null,"Coincident"]
[null,null,null,"Raw Adjusted MD","MW","Non-Coincident"]
[null,null,null,null,null,"Coincident"]
[null,null,null,"Raw Adjusted MD","MVA","Non-Coincident"]
[null,null,null,null,null,"Coincident"]
[null,null,null,"Date MD occurred",null,"Non-Coincident"]
[null,null,null,null,null,"Coincident"]
[null,null,null,"Half hour time period MD occurred",null,"Non-Coincident"]
[null,null,null,null,null,"Coincident"]
[null,null,null,"Winter/Summer Peaking",null,"Non-Coincident"]
[null,null,null,null,null,"Coincident"]
[null,null,null,"Adjustments - Embedded generation","MW","Non-Coincident"]
[null,null,null,null,null,"Coincident"]
[null,null,null,"Weather Corrected 10% POE","MW","Non-Coincident"]
[null,null,null,null,null,"Coincident"]
[null,null,null,"Weather Corrected MD 10% POE","MVA","Non-Coincident"]
[null,null,null,null,null,"Coincident"]
[null,null,null,"Weather Corrected MD 50% POE","MW","Non-Coincident"]
[null,null,null,null,null,"Coincident"]
[null,null,null,"Weather Corrected MD 50% POE","MVA","Non-Coincident"]
[null,null,null,null,null,"Coincident"]
[null,null,"<Enter substation name>","Substation Rating","MVA","Non-Coincident"]
[null,null,null,null,null,"Coincident"]
[null,null,null,"Raw Adjusted MD","MW","Non-Coincident"]
[null,null,null,null,null,"Coincident"]
[null,null,null,"Raw Adjusted MD","MVA","Non-Coincident"]
[null,null,null,null,null,"Coincident"]
[null,null,null,"Date MD occurred",null,"Non-Coincident"]
[null,null,null,null,null,"Coincident"]
[null,null,null,"Half hour time period MD occurred",null,"Non-Coincident"]
[null,null,null,null,null,"Coincident"]
[null,null,null,"Winter/Summer Peaking",null,"Non-Coincident"]
[null,null,null,null,null,"Coincident"]
[null,null,null,"Adjustments - Embedded generation","MW","Non-Coincident"]
[null,null,null,null,null,"Coincident"]
[null,null,null,"Weather Corrected 10% POE","MW","Non-Coincident"]
[null,null,null,null,null,"Coincident"]
[null,null,null,"Weather Corrected MD 10% POE","MVA","Non-Coincident"]
[null,null,null,null,null,"Coincident"]
[null,null,null,"Weather Corrected MD 50% POE","MW","Non-Coincident"]
[null,null,null,null,null,"Coincident"]
[null,null,null,"Weather Corrected MD 50% POE","MVA","Non-Coincident"]
[null,null,null,null,null,"Coincident"]
[null,null,"<Enter substation name>","Substation Rating","MVA","Non-Coincident"]
[null,null,null,null,null,"Coincident"]
[null,null,null,"Raw Adjusted MD","MW","Non-Coincident"]
[null,null,null,null,null,"Coincident"]
[null,null,null,"Raw Adjusted MD","MVA","Non-Coincident"]
[null,null,null,null,null,"Coincident"]
[null,null,null,"Date MD occurred",null,"Non-Coincident"]
[null,null,null,null,null,"Coincident"]
[null,null,null,"Half hour time period MD occurred",null,"Non-Coincident"]
[null,null,null,null,null,"Coincident"]
[null,null,null,"Winter/Summer Peaking",null,"Non-Coincident"]
[null,null,null,null,null,"Coincident"]
[null,null,null,"Adjustments - Embedded generation","MW","Non-Coincident"]
[null,null,null,null,null,"Coincident"]
[null,null,null,"Weather Corrected 10% POE","MW","Non-Coincident"]
[null,null,null,null,null,"Coincident"]
[null,null,null,"Weather Corrected MD 10% POE","MVA","Non-Coincident"]
[null,null,null,null,null,"Coincident"]
[null,null,null,"Weather Corrected MD 50% POE","MW","Non-Coincident"]
[null,null,null,null,null,"Coincident"]
[null,null,null,"Weather Corrected MD 50% POE","MVA","Non-Coincident"]
[null,null,null,null,null,"Coincident"]
[null,null,"<Enter substation name>","Substation Rating","MVA","Non-Coincident"]
[null,null,null,null,null,"Coincident"]
[null,null,null,"Raw Adjusted MD","MW","Non-Coincident"]
[null,null,null,null,null,"Coincident"]
[null,null,null,"Raw Adjusted MD","MVA","Non-Coincident"]
[null,null,null,null,null,"Coincident"]
[null,null,null,"Date MD occurred",null,"Non-Coincident"]
[null,null,null,null,null,"Coincident"]
[null,null,null,"Half hour time period MD occurred",null,"Non-Coincident"]
[null,null,null,null,null,"Coincident"]
[null,null,null,"Winter/Summer Peaking",null,"Non-Coincident"]
[null,null,null,null,null,"Coincident"]
[null,null,null,"Adjustments - Embedded generation","MW","Non-Coincident"]
[null,null,null,null,null,"Coincident"]
[null,null,null,"Weather Corrected 10% POE","MW","Non-Coincident"]
[null,null,null,null,null,"Coincident"]
[null,null,null,"Weather Corrected MD 10% POE","MVA","Non-Coincident"]
[null,null,null,null,null,"Coincident"]
[null,null,null,"Weather Corrected MD 50% POE","MW","Non-Coincident"]
[null,null,null,null,null,"Coincident"]
[null,null,null,"Weather Corrected MD 50% POE","MVA","Non-Coincident"]
[null,null,null,null,null,"Coincident"]
[null,null,"<Enter substation name>","Substation Rating","MVA","Non-Coincident"]
[null,null,null,null,null,"Coincident"]
[null,null,null,"Raw Adjusted MD","MW","Non-Coincident"]
[null,null,null,null,null,"Coincident"]
[null,null,null,"Raw Adjusted MD","MVA","Non-Coincident"]
[null,null,null,null,null,"Coincident"]
[null,null,null,"Date MD occurred",null,"Non-Coincident"]
[null,null,null,null,null,"Coincident"]
[null,null,null,"Half hour time period MD occurred",null,"Non-Coincident"]
[null,null,null,null,null,"Coincident"]
[null,null,null,"Winter/Summer Peaking",null,"Non-Coincident"]
[null,null,null,null,null,"Coincident"]
[null,null,null,"Adjustments - Embedded generation","MW","Non-Coincident"]
[null,null,null,null,null,"Coincident"]
[null,null,null,"Weather Corrected 10% POE","MW","Non-Coincident"]
[null,null,null,null,null,"Coincident"]
[null,null,null,"Weather Corrected MD 10% POE","MVA","Non-Coincident"]
[null,null,null,null,null,"Coincident"]
[null,null,null,"Weather Corrected MD 50% POE","MW","Non-Coincident"]
[null,null,null,null,null,"Coincident"]
[null,null,null,"Weather Corrected MD 50% POE","MVA","Non-Coincident"]
[null,null,null,null,null,"Coincident"]
[null,null,"<Enter substation name>","Substation Rating","MVA","Non-Coincident"]
[null,null,null,null,null,"Coincident"]
[null,null,null,"Raw Adjusted MD","MW","Non-Coincident"]
[null,null,null,null,null,"Coincident"]
[null,null,null,"Raw Adjusted MD","MVA","Non-Coincident"]
[null,null,null,null,null,"Coincident"]
[null,null,null,"Date MD occurred",null,"Non-Coincident"]
[null,null,null,null,null,"Coincident"]
[null,null,null,"Half hour time period MD occurred",null,"Non-Coincident"]
[null,null,null,null,null,"Coincident"]
[null,null,null,"Winter/Summer Peaking",null,"Non-Coincident"]
[null,null,null,null,null,"Coincident"]
[null,null,null,"Adjustments - Embedded generation","MW","Non-Coincident"]
[null,null,null,null,null,"Coincident"]
[null,null,null,"Weather Corrected 10% POE","MW","Non-Coincident"]
[null,null,null,null,null,"Coincident"]
[null,null,null,"Weather Corrected MD 10% POE","MVA","Non-Coincident"]
[null,null,null,null,null,"Coincident"]
[null,null,null,"Weather Corrected MD 50% POE","MW","Non-Coincident"]
[null,null,null,null,null,"Coincident"]
[null,null,null,"Weather Corrected MD 50% POE","MVA","Non-Coincident"]
[null,null,null,null,null,"Coincident"]
[null,null,"<Enter substation name>","Substation Rating","MVA","Non-Coincident"]
[null,null,null,null,null,"Coincident"]
[null,null,null,"Raw Adjusted MD","MW","Non-Coincident"]
[null,null,null,null,null,"Coincident"]
[null,null,null,"Raw Adjusted MD","MVA","Non-Coincident"]
[null,null,null,null,null,"Coincident"]
[null,null,null,"Date MD occurred",null,"Non-Coincident"]
[null,null,null,null,null,"Coincident"]
[null,null,null,"Half hour time period MD occurred",null,"Non-Coincident"]
[null,null,null,null,null,"Coincident"]
[null,null,null,"Winter/Summer Peaking",null,"Non-Coincident"]
[null,null,null,null,null,"Coincident"]
[null,null,null,"Adjustments - Embedded generation","MW","Non-Coincident"]
[null,null,null,null,null,"Coincident"]
[null,null,null,"Weather Corrected 10% POE","MW","Non-Coincident"]
[null,null,null,null,null,"Coincident"]
[null,null,null,"Weather Corrected MD 10% POE","MVA","Non-Coincident"]
[null,null,null,null,null,"Coincident"]
[null,null,null,"Weather Corrected MD 50% POE","MW","Non-Coincident"]
[null,null,null,null,null,"Coincident"]
[null,null,null,"Weather Corrected MD 50% POE","MVA","Non-Coincident"]
[null,null,null,null,null,"Coincident"]
[null,null,"<Enter substation name>","Substation Rating","MVA","Non-Coincident"]
[null,null,null,null,null,"Coincident"]
[null,null,null,"Raw Adjusted MD","MW","Non-Coincident"]
[null,null,null,null,null,"Coincident"]
[null,null,null,"Raw Adjusted MD","MVA","Non-Coincident"]
[null,null,null,null,null,"Coincident"]
[null,null,null,"Date MD occurred",null,"Non-Coincident"]
[null,null,null,null,null,"Coincident"]
[null,null,null,"Half hour time period MD occurred",null,"Non-Coincident"]
[null,null,null,null,null,"Coincident"]
[null,null,null,"Winter/Summer Peaking",null,"Non-Coincident"]
[null,null,null,null,null,"Coincident"]
[null,null,null,"Adjustments - Embedded generation","MW","Non-Coincident"]
[null,null,null,null,null,"Coincident"]
[null,null,null,"Weather Corrected 10% POE","MW","Non-Coincident"]
[null,null,null,null,null,"Coincident"]
[null,null,null,"Weather Corrected MD 10% POE","MVA","Non-Coincident"]
[null,null,null,null,null,"Coincident"]
[null,null,null,"Weather Corrected MD 50% POE","MW","Non-Coincident"]
[null,null,null,null,null,"Coincident"]
[null,null,null,"Weather Corrected MD 50% POE","MVA","Non-Coincident"]
[null,null,null,null,null,"Coincident"]
[null,null,"<Enter substation name>","Substation Rating","MVA","Non-Coincident"]
[null,null,null,null,null,"Coincident"]
[null,null,null,"Raw Adjusted MD","MW","Non-Coincident"]
[null,null,null,null,null,"Coincident"]
[null,null,null,"Raw Adjusted MD","MVA","Non-Coincident"]
[null,null,null,null,null,"Coincident"]
[null,null,null,"Date MD occurred",null,"Non-Coincident"]
[null,null,null,null,null,"Coincident"]
[null,null,null,"Half hour time period MD occurred",null,"Non-Coincident"]
[null,null,null,null,null,"Coincident"]
[null,null,null,"Winter/Summer Peaking",null,"Non-Coincident"]
[null,null,null,null,null,"Coincident"]
[null,null,null,"Adjustments - Embedded generation","MW","Non-Coincident"]
[null,null,null,null,null,"Coincident"]
[null,null,null,"Weather Corrected 10% POE","MW","Non-Coincident"]
[null,null,null,null,null,"Coincident"]
[null,null,null,"Weather Corrected MD 10% POE","MVA","Non-Coincident"]
[null,null,null,null,null,"Coincident"]
[null,null,null,"Weather Corrected MD 50% POE","MW","Non-Coincident"]
[null,null,null,null,null,"Coincident"]
[null,null,null,"Weather Corrected MD 50% POE","MVA","Non-Coincident"]
[null,null,null,null,null,"Coincident"]
[null,null,"<Enter substation name>","Substation Rating","MVA","Non-Coincident"]
[null,null,null,null,null,"Coincident"]
[null,null,null,"Raw Adjusted MD","MW","Non-Coincident"]
[null,null,null,null,null,"Coincident"]
[null,null,null,"Raw Adjusted MD","MVA","Non-Coincident"]
[null,null,null,null,null,"Coincident"]
[null,null,null,"Date MD occurred",null,"Non-Coincident"]
[null,null,null,null,null,"Coincident"]
[null,null,null,"Half hour time period MD occurred",null,"Non-Coincident"]
[null,null,null,null,null,"Coincident"]
[null,null,null,"Winter/Summer Peaking",null,"Non-Coincident"]
[null,null,null,null,null,"Coincident"]
[null,null,null,"Adjustments - Embedded generation","MW","Non-Coincident"]
[null,null,null,null,null,"Coincident"]
[null,null,null,"Weather Corrected 10% POE","MW","Non-Coincident"]
[null,null,null,null,null,"Coincident"]
[null,null,null,"Weather Corrected MD 10% POE","MVA","Non-Coincident"]
[null,null,null,null,null,"Coincident"]
[null,null,null,"Weather Corrected MD 50% POE","MW","Non-Coincident"]
[null,null,null,null,null,"Coincident"]
[null,null,null,"Weather Corrected MD 50% POE","MVA","Non-Coincident"]
[null,null,null,null,null,"Coincident"]
[null,null,"<Enter substation name>","Substation Rating","MVA","Non-Coincident"]
[null,null,null,null,null,"Coincident"]
[null,null,null,"Raw Adjusted MD","MW","Non-Coincident"]
[null,null,null,null,null,"Coincident"]
[null,null,null,"Raw Adjusted MD","MVA","Non-Coincident"]
[null,null,null,null,null,"Coincident"]
[null,null,null,"Date MD occurred",null,"Non-Coincident"]
[null,null,null,null,null,"Coincident"]
[null,null,null,"Half hour time period MD occurred",null,"Non-Coincident"]
[null,null,null,null,null,"Coincident"]
[null,null,null,"Winter/Summer Peaking",null,"Non-Coincident"]
[null,null,null,null,null,"Coincident"]
[null,null,null,"Adjustments - Embedded generation","MW","Non-Coincident"]
[null,null,null,null,null,"Coincident"]
[null,null,null,"Weather Corrected 10% POE","MW","Non-Coincident"]
[null,null,null,null,null,"Coincident"]
[null,null,null,"Weather Corrected MD 10% POE","MVA","Non-Coincident"]
[null,null,null,null,null,"Coincident"]
[null,null,null,"Weather Corrected MD 50% POE","MW","Non-Coincident"]
[null,null,null,null,null,"Coincident"]
[null,null,null,"Weather Corrected MD 50% POE","MVA","Non-Coincident"]
[null,null,null,null,null,"Coincident"]
[null,null,"<Enter substation name>","Substation Rating","MVA","Non-Coincident"]
[null,null,null,null,null,"Coincident"]
[null,null,null,"Raw Adjusted MD","MW","Non-Coincident"]
[null,null,null,null,null,"Coincident"]
[null,null,null,"Raw Adjusted MD","MVA","Non-Coincident"]
[null,null,null,null,null,"Coincident"]
[null,null,null,"Date MD occurred",null,"Non-Coincident"]
[null,null,null,null,null,"Coincident"]
[null,null,null,"Half hour time period MD occurred",null,"Non-Coincident"]
[null,null,null,null,null,"Coincident"]
[null,null,null,"Winter/Summer Peaking",null,"Non-Coincident"]
[null,null,null,null,null,"Coincident"]
[null,null,null,"Adjustments - Embedded generation","MW","Non-Coincident"]
[null,null,null,null,null,"Coincident"]
[null,null,null,"Weather Corrected 10% POE","MW","Non-Coincident"]
[null,null,null,null,null,"Coincident"]
[null,null,null,"Weather Corrected MD 10% POE","MVA","Non-Coincident"]
[null,null,null,null,null,"Coincident"]
[null,null,null,"Weather Corrected MD 50% POE","MW","Non-Coincident"]
[null,null,null,null,null,"Coincident"]
[null,null,null,"Weather Corrected MD 50% POE","MVA","Non-Coincident"]
[null,null,null,null,null,"Coincident"]
[null,null,"<Enter substation name>","Substation Rating","MVA","Non-Coincident"]
[null,null,null,null,null,"Coincident"]
[null,null,null,"Raw Adjusted MD","MW","Non-Coincident"]
[null,null,null,null,null,"Coincident"]
[null,null,null,"Raw Adjusted MD","MVA","Non-Coincident"]
[null,null,null,null,null,"Coincident"]
[null,null,null,"Date MD occurred",null,"Non-Coincident"]
[null,null,null,null,null,"Coincident"]
[null,null,null,"Half hour time period MD occurred",null,"Non-Coincident"]
[null,null,null,null,null,"Coincident"]
[null,null,null,"Winter/Summer Peaking",null,"Non-Coincident"]
[null,null,null,null,null,"Coincident"]
[null,null,null,"Adjustments - Embedded generation","MW","Non-Coincident"]
[null,null,null,null,null,"Coincident"]
[null,null,null,"Weather Corrected 10% POE","MW","Non-Coincident"]
[null,null,null,null,null,"Coincident"]
[null,null,null,"Weather Corrected MD 10% POE","MVA","Non-Coincident"]
[null,null,null,null,null,"Coincident"]
[null,null,null,"Weather Corrected MD 50% POE","MW","Non-Coincident"]
[null,null,null,null,null,"Coincident"]
[null,null,null,"Weather Corrected MD 50% POE","MVA","Non-Coincident"]
[null,null,null,null,null,"Coincident"]
[null,null,"<Enter substation name>","Substation Rating","MVA","Non-Coincident"]
[null,null,null,null,null,"Coincident"]
[null,null,null,"Raw Adjusted MD","MW","Non-Coincident"]
[null,null,null,null,null,"Coincident"]
[null,null,null,"Raw Adjusted MD","MVA","Non-Coincident"]
[null,null,null,null,null,"Coincident"]
[null,null,null,"Date MD occurred",null,"Non-Coincident"]
[null,null,null,null,null,"Coincident"]
[null,null,null,"Half hour time period MD occurred",null,"Non-Coincident"]
[null,null,null,null,null,"Coincident"]
[null,null,null,"Winter/Summer Peaking",null,"Non-Coincident"]
[null,null,null,null,null,"Coincident"]
[null,null,null,"Adjustments - Embedded generation","MW","Non-Coincident"]
[null,null,null,null,null,"Coincident"]
[null,null,null,"Weather Corrected 10% POE","MW","Non-Coincident"]
[null,null,null,null,null,"Coincident"]
[null,null,null,"Weather Corrected MD 10% POE","MVA","Non-Coincident"]
[null,null,null,null,null,"Coincident"]
[null,null,null,"Weather Corrected MD 50% POE","MW","Non-Coincident"]
[null,null,null,null,null,"Coincident"]
[null,null,null,"Weather Corrected MD 50% POE","MVA","Non-Coincident"]
[null,null,null,null,null,"Coincident"]
[null,null,"<Enter substation name>","Substation Rating","MVA","Non-Coincident"]
[null,null,null,null,null,"Coincident"]
[null,null,null,"Raw Adjusted MD","MW","Non-Coincident"]
[null,null,null,null,null,"Coincident"]
[null,null,null,"Raw Adjusted MD","MVA","Non-Coincident"]
[null,null,null,null,null,"Coincident"]
[null,null,null,"Date MD occurred",null,"Non-Coincident"]
[null,null,null,null,null,"Coincident"]
[null,null,null,"Half hour time period MD occurred",null,"Non-Coincident"]
[null,null,null,null,null,"Coincident"]
[null,null,null,"Winter/Summer Peaking",null,"Non-Coincident"]
[null,null,null,null,null,"Coincident"]
[null,null,null,"Adjustments - Embedded generation","MW","Non-Coincident"]
[null,null,null,null,null,"Coincident"]
[null,null,null,"Weather Corrected 10% POE","MW","Non-Coincident"]
[null,null,null,null,null,"Coincident"]
[null,null,null,"Weather Corrected MD 10% POE","MVA","Non-Coincident"]
[null,null,null,null,null,"Coincident"]
[null,null,null,"Weather Corrected MD 50% POE","MW","Non-Coincident"]
[null,null,null,null,null,"Coincident"]
[null,null,null,"Weather Corrected MD 50% POE","MVA","Non-Coincident"]
[null,null,null,null,null,"Coincident"]

{"sheet":"6.1 Telephone answering","index":30,"n_rows":1834,"n_cols":7,"rows_kept":1834,"cut":false,"hidden":false,"merged":[]}
[null,{"$f":"SheetHeader","v":"REGULATORY REPORTING STATEMENT"}]
[null,{"$f":"dms_TradingName","v":"TasNetworks (D)"}]
[null,{"$f":"dms_Reg_Year_Span","v":"2017-18 to 2018-19"}]
[null,"6.1 TELEPHONE ANSWERING"]
[]
[]
[null,"TABLE 6.1.1 - TELEPHONE ANSWERING DATA"]
["C10 starts at first day of PRCP_y5 and goes for 5 full years","Date","Total number of calls received","\ncalls to payment lines and automated interactive services","\ncalls abandoned by the customer within 30 seconds of the call being queued for response by a human operator ","Sub-total number of calls received","Calls to the fault line answered in 30 seconds"]
[null,{"$f":"DATE(VALUE(LEFT(PRCP_y4,2)&RIGHT(PRCP_y4,2)),1,1)","v":"2011-01-01"},0,null,0,{"$f":"C9-D9-E9","v":0},0]
[null,{"$f":"B9+1","v":"2011-01-02"},0,null,0,0,0]
[null,"2011-01-03",0,null,0,0,0]
[null,"2011-01-04",274,null,0,274,223]
[null,"2011-01-05",215,null,1,214,178]
[null,"2011-01-06",187,null,0,187,150]
[null,"2011-01-07",254,null,0,254,174]
[null,{"$f":"B15+1","v":"2011-01-08"},0,null,0,0,0]
[null,"2011-01-09",0,null,0,0,0]
[null,"2011-01-10",371,null,0,371,162]
[null,"2011-01-11",271,null,0,271,194]
[null,"2011-01-12",673,null,0,673,422]
[null,"2011-01-13",521,null,0,521,243]
[null,"2011-01-14",914,null,0,914,556]
[null,"2011-01-15",0,null,0,0,0]
[null,"2011-01-16",0,null,0,0,0]
[null,"2011-01-17",361,null,0,361,201]
[null,"2011-01-18",283,null,0,283,232]
[null,"2011-01-19",285,null,0,285,160]
[null,"2011-01-20",282,null,0,282,201]
[null,"2011-01-21",354,null,0,{"$f":"C29-D29-E29","v":354},194]
[null,"2011-01-22",0,null,0,0,0]
[null,"2011-01-23",0,null,0,0,0]
[null,"2011-01-24",500,null,0,500,55]
[null,"2011-01-25",307,null,0,307,143]
[null,"2011-01-26",0,null,0,0,0]
[null,"2011-01-27",344,null,0,344,68]
[null,"2011-01-28",276,null,1,275,93]
[null,"2011-01-29",0,null,0,0,0]
[null,"2011-01-30",0,null,0,0,0]
[null,"2011-01-31",274,null,0,274,131]
[null,"2011-02-01",508,null,0,508,99]
[null,"2011-02-02",261,null,0,261,124]
[null,"2011-02-03",196,null,0,196,149]
[null,"2011-02-04",206,null,2,204,124]
[null,"2011-02-05",0,null,0,0,0]
[null,"2011-02-06",0,null,0,0,0]
[null,"2011-02-07",360,null,0,360,205]
[null,"2011-02-08",206,null,2,204,124]
[null,"2011-02-09",242,null,0,242,158]
[null,"2011-02-10",280,null,0,280,210]
[null,"2011-02-11",297,null,0,297,227]
[null,"2011-02-12",0,null,0,0,0]
[null,"2011-02-13",0,null,0,0,0]
[null,"2011-02-14",306,null,0,306,286]
[null,"2011-02-15",287,null,0,287,189]
[null,"2011-02-16",315,null,0,315,193]
[null,"2011-02-17",392,null,0,392,247]
[null,"2011-02-18",224,null,0,224,150]
[null,"2011-02-19",0,null,0,0,0]
[null,"2011-02-20",0,null,0,0,0]
[null,"2011-02-21",338,null,0,338,271]
[null,"2011-02-22",293,null,0,293,181]
[null,"2011-02-23",287,null,0,287,159]
[null,"2011-02-24",266,null,0,266,100]
[null,"2011-02-25",307,null,0,307,61]
[null,"2011-02-26",0,null,0,0,0]
[null,"2011-02-27",0,null,0,0,0]
[null,"2011-02-28",337,null,0,337,137]
[null,"2011-03-01",371,null,1,370,133]
[null,"2011-03-02",285,null,0,285,190]
[null,"2011-03-03",227,null,0,227,154]
[null,"2011-03-04",249,null,1,248,160]
[null,"2011-03-05",0,null,0,0,0]
[null,"2011-03-06",0,null,0,0,0]
[null,"2011-03-07",232,null,0,232,197]
[null,"2011-03-08",275,null,0,275,216]
[null,"2011-03-09",267,null,0,267,136]
[null,"2011-03-10",185,null,0,185,166]
[null,"2011-03-11",186,null,0,186,121]
[null,"2011-03-12",0,null,0,0,0]
[null,{"$f":"B79+1","v":"2011-03-13"},0,null,0,0,0]
[null,"2011-03-14",0,null,0,0,0]
[null,"2011-03-15",250,null,1,249,205]
[null,"2011-03-16",194,null,0,194,142]
[null,"2011-03-17",257,null,1,256,162]
[null,"2011-03-18",235,null,0,235,198]
[null,"2011-03-19",0,null,0,0,0]
[null,"2011-03-20",0,null,0,0,0]
[null,"2011-03-21",253,null,0,253,202]
[null,"2011-03-22",520,null,0,520,359]
[null,"2011-03-23",1442,null,0,1442,681]
[null,"2011-03-24",571,null,2,569,415]
[null,"2011-03-25",256,null,0,256,144]
[null,"2011-03-26",0,null,0,{"$f":"C93-D93-E93","v":0},0]
[null,"2011-03-27",0,null,0,0,0]
[null,"2011-03-28",305,null,2,303,283]
[null,"2011-03-29",294,null,0,294,219]
[null,"2011-03-30",324,null,0,324,235]
[null,"2011-03-31",293,null,0,293,269]
[null,"2011-04-01",234,null,2,232,215]
[null,"2011-04-02",0,null,0,0,0]
[null,"2011-04-03",0,null,0,0,0]
[null,"2011-04-04",267,null,0,267,211]
[null,"2011-04-05",258,null,0,258,181]
[null,"2011-04-06",206,null,0,206,184]
[null,"2011-04-07",219,null,0,219,202]
[null,"2011-04-08",221,null,0,221,141]
[null,"2011-04-09",0,null,0,0,0]
[null,"2011-04-10",0,null,0,0,0]
[null,"2011-04-11",296,null,0,296,229]
[null,"2011-04-12",572,null,0,572,323]
[null,"2011-04-13",304,null,0,304,241]
[null,"2011-04-14",231,null,0,231,194]
[null,"2011-04-15",220,null,0,220,208]
[null,"2011-04-16",0,null,0,0,0]
[null,"2011-04-17",0,null,0,0,0]
[null,"2011-04-18",233,null,0,233,200]
[null,"2011-04-19",196,null,0,196,153]
[null,"2011-04-20",222,null,0,222,150]
[null,"2011-04-21",241,null,1,240,147]
[null,"2011-04-22",0,null,0,0,0]
[null,"2011-04-23",0,null,0,0,0]
[null,"2011-04-24",0,null,0,0,0]
[null,"2011-04-25",0,null,0,0,0]
[null,"2011-04-26",0,null,0,0,0]
[null,"2011-04-27",281,null,0,281,75]
[null,"2011-04-28",211,null,1,210,107]
[null,"2011-04-29",277,null,0,277,105]
[null,"2011-04-30",0,null,0,0,0]
[null,"2011-05-01",0,null,0,0,0]
[null,"2011-05-02",233,null,0,233,168]
[null,"2011-05-03",283,null,0,283,188]
[null,"2011-05-04",515,null,2,513,232]
[null,"2011-05-05",284,null,0,284,223]
[null,"2011-05-06",260,null,3,257,224]
[null,"2011-05-07",0,null,0,0,0]
[null,"2011-05-08",0,null,0,0,0]
[null,"2011-05-09",231,null,0,231,108]
[null,"2011-05-10",255,null,0,255,230]
[null,"2011-05-11",266,null,0,266,210]
[null,"2011-05-12",301,null,0,301,185]
[null,"2011-05-13",212,null,1,211,164]
[null,"2011-05-14",0,null,0,0,0]
[null,"2011-05-15",0,null,0,0,0]
[null,{"$f":"B143+1","v":"2011-05-16"},273,null,0,273,115]
[null,"2011-05-17",303,null,1,302,196]
[null,"2011-05-18",188,null,0,188,93]
[null,"2011-05-19",194,null,0,194,128]
[null,"2011-05-20",199,null,3,196,177]
[null,"2011-05-21",0,null,0,0,0]
[null,"2011-05-22",0,null,0,0,0]
[null,"2011-05-23",258,null,0,258,168]
[null,"2011-05-24",217,null,0,217,142]
[null,"2011-05-25",204,null,0,204,147]
[null,"2011-05-26",199,null,0,199,144]
[null,"2011-05-27",225,null,0,225,142]
[null,"2011-05-28",0,null,0,0,0]
[null,"2011-05-29",0,null,0,{"$f":"C157-D157-E157","v":0},0]
[null,"2011-05-30",342,null,1,341,67]
[null,"2011-05-31",225,null,0,225,77]
[null,"2011-06-01",257,null,3,254,104]
[null,"2011-06-02",215,null,0,215,128]
[null,"2011-06-03",201,null,0,201,63]
[null,"2011-06-04",0,null,0,0,0]
[null,"2011-06-05",0,null,0,0,0]
[null,"2011-06-06",283,null,1,282,67]
[null,"2011-06-07",395,null,0,395,134]
[null,"2011-06-08",1193,null,0,1193,291]
[null,"2011-06-09",598,null,0,598,185]
[null,"2011-06-10",310,null,0,310,114]
[null,"2011-06-11",0,null,0,0,0]
[null,"2011-06-12",0,null,0,0,0]
[null,"2011-06-13",0,null,0,0,0]
[null,"2011-06-14",372,null,0,372,212]
[null,"2011-06-15",303,null,1,302,227]
[null,"2011-06-16",284,null,0,284,140]
[null,"2011-06-17",310,null,0,310,156]
[null,"2011-06-18",0,null,0,0,0]
[null,"2011-06-19",0,null,0,0,0]
[null,"2011-06-20",670,null,4,666,129]
[null,"2011-06-21",511,null,0,511,133]
[null,"2011-06-22",230,null,1,229,94]
[null,"2011-06-23",253,null,0,253,145]
[null,"2011-06-24",224,null,0,224,153]
[null,"2011-06-25",0,null,0,0,0]
[null,"2011-06-26",0,null,0,0,0]
[null,"2011-06-27",242,null,0,242,72]
[null,"2011-06-28",229,null,0,229,31]
[null,"2011-06-29",276,null,1,275,108]
[null,"2011-06-30",178,null,0,178,89]
[null,"2011-07-01",220,null,0,220,103]
[null,"2011-07-02",0,null,0,0,0]
[null,"2011-07-03",0,null,0,0,0]
[null,"2011-07-04",522,null,0,522,263]
[null,"2011-07-05",422,null,0,422,302]
[null,"2011-07-06",268,null,0,268,169]
[null,"2011-07-07",306,null,1,305,182]
[null,"2011-07-08",520,null,0,520,263]
[null,"2011-07-09",0,null,0,0,0]
[null,"2011-07-10",0,null,0,0,0]
[null,"2011-07-11",600,null,0,600,250]
[null,"2011-07-12",599,null,0,599,366]
[null,"2011-07-13",296,null,0,296,200]
[null,"2011-07-14",626,null,0,626,189]
[null,"2011-07-15",203,null,0,203,157]
[null,"2011-07-16",0,null,0,0,0]
[null,"2011-07-17",0,null,0,0,0]
[null,"2011-07-18",290,null,0,290,28]
[null,{"$f":"B207+1","v":"2011-07-19"},202,null,0,202,85]
[null,"2011-07-20",283,null,0,283,160]
[null,"2011-07-21",169,null,0,169,155]
[null,"2011-07-22",166,null,0,166,100]
[null,"2011-07-23",0,null,0,0,0]
[null,"2011-07-24",0,null,0,0,0]
[null,"2011-07-25",295,null,0,295,222]
[null,"2011-07-26",248,null,0,248,194]
[null,"2011-07-27",257,null,0,257,205]
[null,"2011-07-28",203,null,0,203,187]
[null,"2011-07-29",232,null,4,228,203]
[null,"2011-07-30",0,null,0,0,0]
[null,"2011-07-31",0,null,0,0,0]
[null,"2011-08-01",289,null,0,{"$f":"C221-D221-E221","v":289},173]
[null,"2011-08-02",223,null,0,223,134]
[null,"2011-08-03",227,null,0,227,158]
[null,"2011-08-04",237,null,0,237,187]
[null,"2011-08-05",143,null,2,141,132]
[null,"2011-08-06",0,null,0,0,0]
[null,"2011-08-07",0,null,0,0,0]
[null,"2011-08-08",290,null,0,290,183]
[null,"2011-08-09",246,null,0,246,198]
[null,"2011-08-10",197,null,0,197,146]
[null,"2011-08-11",212,null,0,212,157]
[null,"2011-08-12",206,null,0,206,166]
[null,"2011-08-13",0,null,0,0,0]
[null,"2011-08-14",0,null,0,0,0]
[null,"2011-08-15",216,null,0,216,166]
[null,"2011-08-16",205,null,0,205,175]
[null,"2011-08-17",259,null,0,259,228]
[null,"2011-08-18",335,null,0,335,222]
[null,"2011-08-19",228,null,0,228,131]
[null,"2011-08-20",0,null,0,0,0]
[null,"2011-08-21",0,null,0,0,0]
[null,"2011-08-22",225,null,0,225,41]
[null,"2011-08-23",254,null,0,254,201]
[null,"2011-08-24",203,null,0,203,156]
[null,"2011-08-25",453,null,0,453,231]
[null,"2011-08-26",184,null,0,184,110]
[null,"2011-08-27",0,null,0,0,0]
[null,"2011-08-28",0,null,0,0,0]
[null,"2011-08-29",295,null,0,295,198]
[null,"2011-08-30",208,null,0,208,149]
[null,"2011-08-31",184,null,0,184,161]
[null,"2011-09-01",150,null,0,150,107]
[null,"2011-09-02",6,null,0,6,4]
[null,"2011-09-03",152,null,0,152,132]
[null,"2011-09-04",0,null,0,0,0]
[null,"2011-09-05",0,null,0,0,0]
[null,"2011-09-06",0,null,0,0,0]
[null,"2011-09-07",0,null,0,0,0]
[null,"2011-09-08",12,null,0,12,9]
[null,"2011-09-09",222,null,0,222,45]
[null,"2011-09-10",14,null,0,14,7]
[null,"2011-09-11",181,null,0,181,25]
[null,"2011-09-12",11,null,0,11,9]
[null,"2011-09-13",168,null,0,168,56]
[null,"2011-09-14",16,null,0,16,16]
[null,"2011-09-15",148,null,1,147,145]
[null,"2011-09-16",12,null,2,10,6]
[null,"2011-09-17",133,null,0,133,77]
[null,"2011-09-18",0,null,0,0,0]
[null,"2011-09-19",0,null,0,0,0]
[null,"2011-09-20",0,null,0,0,0]
[null,{"$f":"B271+1","v":"2011-09-21"},0,null,0,0,0]
[null,"2011-09-22",16,null,0,16,13]
[null,"2011-09-23",207,null,0,207,117]
[null,"2011-09-24",11,null,0,11,6]
[null,"2011-09-25",184,null,0,184,118]
[null,"2011-09-26",12,null,0,12,10]
[null,"2011-09-27",175,null,0,175,107]
[null,"2011-09-28",17,null,0,17,13]
[null,"2011-09-29",195,null,0,195,138]
[null,"2011-09-30",14,null,0,14,13]
[null,"2011-10-01",183,null,0,183,150]
[null,"2011-10-02",0,null,0,0,0]
[null,"2011-10-03",0,null,0,0,0]
[null,"2011-10-04",10,null,0,{"$f":"C285-D285-E285","v":10},9]
[null,"2011-10-05",171,null,0,171,109]
[null,"2011-10-06",35,null,1,34,26]
[null,"2011-10-07",469,null,0,469,351]
[null,"2011-10-08",22,null,0,22,16]
[null,"2011-10-09",372,null,0,372,307]
[null,"2011-10-10",11,null,0,11,9]
[null,"2011-10-11",286,null,0,286,219]
[null,"2011-10-12",32,null,0,32,15]
[null,"2011-10-13",323,null,0,323,210]
[null,"2011-10-14",15,null,0,15,9]
[null,"2011-10-15",229,null,0,229,136]
[null,"2011-10-16",0,null,0,0,0]
[null,"2011-10-17",0,null,0,0,0]
[null,"2011-10-18",19,null,0,19,12]
[null,"2011-10-19",219,null,0,219,146]
[null,"2011-10-20",20,null,0,20,10]
[null,"2011-10-21",398,null,0,398,183]
[null,"2011-10-22",45,null,1,44,30]
[null,"2011-10-23",373,null,0,373,216]
[null,"2011-10-24",32,null,0,32,21]
[null,"2011-10-25",313,null,0,313,157]
[null,"2011-10-26",36,null,0,36,23]
[null,"2011-10-27",411,null,0,411,233]
[null,"2011-10-28",12,null,0,12,6]
[null,"2011-10-29",161,null,0,161,112]
[null,"2011-10-30",0,null,0,0,0]
[null,"2011-10-31",188,null,0,188,95]
[null,"2011-11-01",155,null,0,155,67]
[null,"2011-11-02",233,null,0,233,157]
[null,"2011-11-03",219,null,0,219,49]
[null,"2011-11-04",175,null,2,173,127]
[null,"2011-11-05",193,null,0,193,30]
[null,"2011-11-06",145,null,0,145,98]
[null,"2011-11-07",174,null,0,174,52]
[null,"2011-11-08",126,null,0,126,72]
[null,"2011-11-09",9,null,0,9,6]
[null,"2011-11-10",148,null,0,148,100]
[null,"2011-11-11",0,null,0,0,0]
[null,"2011-11-12",4,null,0,4,4]
[null,"2011-11-13",137,null,0,137,47]
[null,"2011-11-14",20,null,0,20,10]
[null,"2011-11-15",258,null,0,258,81]
[null,"2011-11-16",401,null,0,401,194]
[null,"2011-11-17",229,null,0,229,70]
[null,"2011-11-18",163,null,0,163,77]
[null,"2011-11-19",224,null,0,224,164]
[null,"2011-11-20",221,null,0,221,108]
[null,"2011-11-21",130,null,0,130,85]
[null,"2011-11-22",184,null,0,184,75]
[null,"2011-11-23",20,null,1,19,12]
[null,{"$f":"B335+1","v":"2011-11-24"},216,null,0,216,86]
[null,"2011-11-25",0,null,0,0,0]
[null,"2011-11-26",17,null,0,17,14]
[null,"2011-11-27",233,null,0,233,138]
[null,"2011-11-28",13,null,0,13,11]
[null,"2011-11-29",181,null,0,181,146]
[null,"2011-11-30",9,null,0,9,8]
[null,"2011-12-01",353,null,0,353,282]
[null,"2011-12-02",31,null,0,31,20]
[null,"2011-12-03",315,null,0,315,247]
[null,"2011-12-04",9,null,0,9,5]
[null,"2011-12-05",149,null,0,149,93]
[null,"2011-12-06",0,null,0,0,0]
[null,"2011-12-07",0,null,0,{"$f":"C349-D349-E349","v":0},0]
[null,"2011-12-08",14,null,0,14,13]
[null,"2011-12-09",237,null,0,237,191]
[null,"2011-12-10",31,null,0,31,24]
[null,"2011-12-11",636,null,0,636,426]
[null,"2011-12-12",31,null,0,31,22]
[null,"2011-12-13",343,null,1,342,284]
[null,"2011-12-14",22,null,0,22,17]
[null,"2011-12-15",395,null,0,395,262]
[null,"2011-12-16",27,null,0,27,11]
[null,"2011-12-17",436,null,0,436,263]
[null,"2011-12-18",13,null,0,13,8]
[null,"2011-12-19",172,null,0,172,119]
[null,"2011-12-20",0,null,0,0,0]
[null,"2011-12-21",0,null,0,0,0]
[null,"2011-12-22",14,null,0,14,8]
[null,"2011-12-23",246,null,0,246,119]
[null,"2011-12-24",36,null,0,36,23]
[null,"2011-12-25",522,null,0,522,257]
[null,"2011-12-26",25,null,0,25,19]
[null,"2011-12-27",390,null,4,386,295]
[null,"2011-12-28",80,null,0,80,34]
[null,"2011-12-29",545,null,0,545,324]
[null,"2011-12-30",16,null,0,16,15]
[null,"2011-12-31",187,null,0,187,148]
[null,"2012-01-01",0,null,0,0,0]
[null,"2012-01-02",0,null,0,0,0]
[null,"2012-01-03",0,null,0,0,0]
[null,"2012-01-04",20,null,0,20,17]
[null,"2012-01-05",297,null,0,297,240]
[null,"2012-01-06",852,null,0,852,260]
[null,"2012-01-07",585,null,0,585,330]
[null,"2012-01-08",426,null,0,426,214]
[null,"2012-01-09",197,null,1,196,183]
[null,"2012-01-10",160,null,1,159,146]
[null,"2012-01-11",186,null,0,186,182]
[null,"2012-01-12",128,null,0,128,118]
[null,"2012-01-13",7,null,0,7,4]
[null,"2012-01-14",117,null,0,117,100]
[null,"2012-01-15",0,null,0,0,0]
[null,"2012-01-16",18,null,0,18,16]
[null,"2012-01-17",270,null,0,270,238]
[null,"2012-01-18",2,null,0,2,1]
[null,"2012-01-19",191,null,1,190,179]
[null,"2012-01-20",11,null,0,11,9]
[null,"2012-01-21",192,null,0,192,182]
[null,"2012-01-22",11,null,0,11,8]
[null,"2012-01-23",205,null,0,205,173]
[null,"2012-01-24",241,null,0,241,198]
[null,"2012-01-25",177,null,3,174,158]
[null,"2012-01-26",135,null,0,135,125]
[null,{"$f":"B399+1","v":"2012-01-27"},11,null,0,11,10]
[null,"2012-01-28",145,null,0,145,111]
[null,"2012-01-29",0,null,0,0,0]
[null,"2012-01-30",15,null,0,15,8]
[null,"2012-01-31",747,null,0,747,315]
[null,"2012-02-01",276,null,0,276,177]
[null,"2012-02-02",260,null,0,260,176]
[null,"2012-02-03",233,null,0,233,172]
[null,"2012-02-04",198,null,0,198,177]
[null,"2012-02-05",194,null,1,193,114]
[null,"2012-02-06",177,null,1,176,156]
[null,"2012-02-07",25,null,0,25,23]
[null,"2012-02-08",181,null,0,181,172]
[null,"2012-02-09",0,null,0,{"$f":"C413-D413-E413","v":0},0]
[null,"2012-02-10",55,null,0,55,16]
[null,"2012-02-11",354,null,0,354,118]
[null,"2012-02-12",13,null,0,13,8]
[null,"2012-02-13",166,null,0,166,100]
[null,"2012-02-14",258,null,0,258,157]
[null,"2012-02-15",185,null,0,185,128]
[null,"2012-02-16",242,null,0,242,73]
[null,"2012-02-17",192,null,2,190,90]
[null,"2012-02-18",226,null,0,226,110]
[null,"2012-02-19",141,null,0,141,76]
[null,"2012-02-20",0,null,0,0,0]
[null,"2012-02-21",9,null,0,9,3]
[null,"2012-02-22",233,null,0,233,32]
[null,"2012-02-23",0,null,0,0,0]
[null,"2012-02-24",18,null,0,18,10]
[null,"2012-02-25",207,null,0,207,66]
[null,"2012-02-26",10,null,1,9,6]
[null,"2012-02-27",277,null,0,277,167]
[null,"2012-02-28",526,null,0,526,99]
[null,"2012-02-29",198,null,0,198,110]
[null,"2012-03-01",263,null,0,263,97]
[null,"2012-03-02",234,null,0,234,111]
[null,"2012-03-03",206,null,0,206,49]
[null,"2012-03-04",201,null,0,201,104]
[null,"2012-03-05",0,null,0,0,0]
[null,"2012-03-06",0,null,0,0,0]
[null,"2012-03-07",0,null,0,0,0]
[null,"2012-03-08",22,null,1,21,10]
[null,"2012-03-09",289,null,0,289,93]
[null,"2012-03-10",244,null,0,244,111]
[null,"2012-03-11",274,null,0,274,124]
[null,"2012-03-12",218,null,3,215,122]
[null,"2012-03-13",239,null,2,237,164]
[null,"2012-03-14",159,null,0,159,64]
[null,"2012-03-15",253,null,0,253,132]
[null,"2012-03-16",221,null,0,221,87]
[null,"2012-03-17",196,null,0,196,122]
[null,"2012-03-18",167,null,0,167,54]
[null,"2012-03-19",0,null,0,0,0]
[null,"2012-03-20",0,null,0,0,0]
[null,"2012-03-21",0,null,0,0,0]
[null,"2012-03-22",0,null,0,0,0]
[null,"2012-03-23",21,null,1,20,9]
[null,"2012-03-24",286,null,0,286,63]
[null,"2012-03-25",241,null,0,241,110]
[null,"2012-03-26",389,null,0,389,118]
[null,"2012-03-27",242,null,0,242,141]
[null,"2012-03-28",354,null,0,354,91]
[null,"2012-03-29",329,null,0,329,183]
[null,"2012-03-30",24,null,0,24,14]
[null,{"$f":"B463+1","v":"2012-03-31"},192,null,0,192,97]
[null,"2012-04-01",0,null,0,0,0]
[null,"2012-04-02",13,null,0,13,8]
[null,"2012-04-03",219,null,0,219,162]
[null,"2012-04-04",10,null,0,10,7]
[null,"2012-04-05",194,null,0,194,120]
[null,"2012-04-06",251,null,0,251,83]
[null,"2012-04-07",165,null,5,160,125]
[null,"2012-04-08",333,null,0,333,105]
[null,"2012-04-09",177,null,0,177,144]
[null,"2012-04-10",229,null,0,229,124]
[null,"2012-04-11",12,null,0,12,12]
[null,"2012-04-12",230,null,0,230,149]
[null,"2012-04-13",32,null,0,{"$f":"C477-D477-E477","v":32},12]
[null,"2012-04-14",348,null,0,348,60]
[null,"2012-04-15",0,null,0,0,0]
[null,"2012-04-16",0,null,0,0,0]
[null,"2012-04-17",0,null,0,0,0]
[null,"2012-04-18",0,null,0,0,0]
[null,"2012-04-19",12,null,0,12,7]
[null,"2012-04-20",235,null,0,235,91]
[null,"2012-04-21",444,null,0,444,70]
[null,"2012-04-22",206,null,0,206,110]
[null,"2012-04-23",205,null,0,205,111]
[null,"2012-04-24",165,null,0,165,131]
[null,"2012-04-25",226,null,0,226,81]
[null,"2012-04-26",196,null,0,196,117]
[null,"2012-04-27",23,null,0,23,11]
[null,"2012-04-28",217,null,0,217,121]
[null,"2012-04-29",0,null,0,0,0]
[null,"2012-04-30",11,null,0,11,11]
[null,"2012-05-01",557,null,0,557,449]
[null,"2012-05-02",39,null,0,39,35]
[null,"2012-05-03",695,null,0,695,430]
[null,"2012-05-04",31,null,0,31,24]
[null,"2012-05-05",499,null,0,499,403]
[null,"2012-05-06",37,null,0,37,31]
[null,"2012-05-07",456,null,0,456,360]
[null,"2012-05-08",22,null,0,22,18]
[null,"2012-05-09",294,null,0,294,229]
[null,"2012-05-10",6,null,0,6,6]
[null,"2012-05-11",64,null,1,63,52]
[null,"2012-05-12",18,null,0,18,15]
[null,"2012-05-13",254,null,0,254,242]
[null,"2012-05-14",49,null,0,49,41]
[null,"2012-05-15",529,null,0,529,424]
[null,"2012-05-16",26,null,0,26,21]
[null,"2012-05-17",429,null,4,425,387]
[null,"2012-05-18",16,null,0,16,10]
[null,"2012-05-19",203,null,0,203,147]
[null,"2012-05-20",29,null,0,29,25]
[null,"2012-05-21",453,null,0,453,333]
[null,"2012-05-22",28,null,0,28,26]
[null,"2012-05-23",275,null,0,275,191]
[null,"2012-05-24",13,null,0,13,5]
[null,"2012-05-25",92,null,0,92,62]
[null,"2012-05-26",13,null,0,13,11]
[null,"2012-05-27",258,null,0,258,198]
[null,"2012-05-28",18,null,0,18,15]
[null,"2012-05-29",527,null,0,527,387]
[null,"2012-05-30",25,null,0,25,13]
[null,"2012-05-31",499,null,0,499,281]
[null,"2012-06-01",176,null,1,175,153]
[null,"2012-06-02",190,null,0,190,156]
[null,{"$f":"B527+1","v":"2012-06-03"},145,null,0,145,96]
[null,"2012-06-04",257,null,0,257,235]
[null,"2012-06-05",83,null,0,83,54]
[null,"2012-06-06",119,null,0,119,87]
[null,"2012-06-07",296,null,0,296,223]
[null,"2012-06-08",95,null,0,95,66]
[null,"2012-06-09",285,null,0,285,186]
[null,"2012-06-10",272,null,0,272,225]
[null,"2012-06-11",211,null,0,211,169]
[null,"2012-06-12",256,null,0,256,219]
[null,"2012-06-13",240,null,0,240,199]
[null,"2012-06-14",201,null,0,201,167]
[null,"2012-06-15",144,null,0,144,124]
[null,"2012-06-16",242,null,0,{"$f":"C541-D541-E541","v":242},208]
[null,"2012-06-17",145,null,0,145,74]
[null,"2012-06-18",218,null,0,218,161]
[null,"2012-06-19",97,null,0,97,55]
[null,"2012-06-20",232,null,0,232,128]
[null,"2012-06-21",188,null,0,188,113]
[null,"2012-06-22",119,null,0,119,93]
[null,"2012-06-23",323,null,0,323,267]
[null,"2012-06-24",246,null,0,246,210]
[null,"2012-06-25",263,null,1,262,224]
[null,"2012-06-26",249,null,0,249,153]
[null,"2012-06-27",358,null,0,358,203]
[null,"2012-06-28",202,null,0,202,146]
[null,"2012-06-29",196,null,0,196,136]
[null,"2012-06-30",8,null,0,8,8]
[null,"2012-07-01",249,null,0,249,192]
[null,"2012-07-02",24,null,0,24,19]
[null,"2012-07-03",334,null,0,334,247]
[null,"2012-07-04",31,null,1,30,22]
[null,"2012-07-05",398,null,0,398,272]
[null,"2012-07-06",32,null,1,31,20]
[null,"2012-07-07",347,null,0,347,263]
[null,"2012-07-08",51,null,0,51,18]
[null,"2012-07-09",379,null,0,379,261]
[null,"2012-07-10",35,null,2,33,22]
[null,"2012-07-11",408,null,0,408,282]
[null,"2012-07-12",18,null,0,18,16]
[null,"2012-07-13",243,null,3,240,198]
[null,"2012-07-14",15,null,0,15,14]
[null,"2012-07-15",154,null,2,152,137]
[null,"2012-07-16",22,null,1,21,17]
[null,"2012-07-17",259,null,3,256,240]
[null,"2012-07-18",37,null,0,37,21]
[null,"2012-07-19",432,null,0,432,324]
[null,"2012-07-20",44,null,0,44,34]
[null,"2012-07-21",495,null,0,495,348]
[null,"2012-07-22",21,null,0,21,16]
[null,"2012-07-23",311,null,0,311,167]
[null,"2012-07-24",31,null,1,30,23]
[null,"2012-07-25",297,null,0,297,177]
[null,"2012-07-26",48,null,0,48,17]
[null,"2012-07-27",407,null,0,407,227]
[null,"2012-07-28",54,null,0,54,25]
[null,"2012-07-29",252,null,2,250,120]
[null,"2012-07-30",13,null,0,13,11]
[null,"2012-07-31",425,null,7,418,336]
[null,"2012-08-01",211,null,0,211,173]
[null,"2012-08-02",222,null,3,219,192]
[null,"2012-08-03",172,null,0,172,125]
[null,"2012-08-04",148,null,0,148,133]
[null,"2012-08-05",163,null,0,163,123]
[null,{"$f":"B591+1","v":"2012-08-06"},156,null,0,156,134]
[null,"2012-08-07",114,null,0,114,67]
[null,"2012-08-08",165,null,1,164,127]
[null,"2012-08-09",300,null,0,300,113]
[null,"2012-08-10",139,null,0,139,91]
[null,"2012-08-11",372,null,0,372,256]
[null,"2012-08-12",202,null,0,202,93]
[null,"2012-08-13",185,null,3,182,136]
[null,"2012-08-14",213,null,0,213,154]
[null,"2012-08-15",247,null,0,247,174]
[null,"2012-08-16",179,null,0,179,163]
[null,"2012-08-17",237,null,0,237,174]
[null,"2012-08-18",213,null,0,213,170]
[null,"2012-08-19",179,null,1,{"$f":"C605-D605-E605","v":178},138]
[null,"2012-08-20",278,null,0,278,207]
[null,"2012-08-21",99,null,0,99,68]
[null,"2012-08-22",130,null,0,130,116]
[null,"2012-08-23",84,null,0,84,74]
[null,"2012-08-24",83,null,0,83,58]
[null,"2012-08-25",175,null,0,175,132]
[null,"2012-08-26",120,null,0,120,68]
[null,"2012-08-27",159,null,0,159,125]
[null,"2012-08-28",253,null,0,253,228]
[null,"2012-08-29",153,null,0,153,121]
[null,"2012-08-30",6,null,0,6,4]
[null,"2012-08-31",443,null,4,439,340]
[null,"2012-09-01",98,null,0,98,84]
[null,"2012-09-02",168,null,0,168,143]
[null,"2012-09-03",65,null,0,65,55]
[null,"2012-09-04",83,null,0,83,77]
[null,"2012-09-05",302,null,0,302,240]
[null,"2012-09-06",82,null,0,82,57]
[null,"2012-09-07",225,null,0,225,182]
[null,"2012-09-08",177,null,0,177,161]
[null,"2012-09-09",269,null,1,268,212]
[null,"2012-09-10",202,null,1,201,180]
[null,"2012-09-11",497,null,0,497,365]
[null,"2012-09-12",183,null,1,182,159]
[null,"2012-09-13",364,null,0,364,241]
[null,"2012-09-14",301,null,0,301,199]
[null,"2012-09-15",650,null,0,650,191]
[null,"2012-09-16",280,null,5,275,215]
[null,"2012-09-17",753,null,0,753,330]
[null,"2012-09-18",269,null,2,267,170]
[null,"2012-09-19",772,null,0,772,547]
[null,"2012-09-20",115,null,0,115,94]
[null,"2012-09-21",304,null,0,304,242]
[null,"2012-09-22",390,null,3,387,299]
[null,"2012-09-23",400,null,0,400,244]
[null,"2012-09-24",241,null,1,240,199]
[null,"2012-09-25",313,null,0,313,175]
[null,"2012-09-26",350,null,0,350,304]
[null,"2012-09-27",366,null,0,366,181]
[null,"2012-09-28",320,null,0,320,242]
[null,"2012-09-29",92,null,0,92,89]
[null,"2012-09-30",9,null,0,9,9]
[null,"2012-10-01",401,null,0,401,369]
[null,"2012-10-02",35,null,2,33,33]
[null,"2012-10-03",520,null,0,520,442]
[null,"2012-10-04",16,null,0,16,14]
[null,"2012-10-05",383,null,1,382,339]
[null,"2012-10-06",189,null,1,188,158]
[null,"2012-10-07",1970,null,0,1970,1267]
[null,"2012-10-08",61,null,0,61,46]
[null,{"$f":"B655+1","v":"2012-10-09"},727,null,0,727,570]
[null,"2012-10-10",45,null,0,45,38]
[null,"2012-10-11",308,null,0,308,258]
[null,"2012-10-12",33,null,0,33,31]
[null,"2012-10-13",147,null,0,147,129]
[null,"2012-10-14",20,null,0,20,19]
[null,"2012-10-15",363,null,8,355,328]
[null,"2012-10-16",21,null,0,21,18]
[null,"2012-10-17",436,null,3,433,395]
[null,"2012-10-18",13,null,0,13,13]
[null,"2012-10-19",380,null,2,378,314]
[null,"2012-10-20",18,null,0,18,18]
[null,"2012-10-21",352,null,1,351,296]
[null,"2012-10-22",25,null,0,{"$f":"C669-D669-E669","v":25},17]
[null,"2012-10-23",428,null,0,428,377]
[null,"2012-10-24",31,null,0,31,26]
[null,"2012-10-25",332,null,0,332,278]
[null,"2012-10-26",34,null,0,34,29]
[null,"2012-10-27",217,null,0,217,177]
[null,"2012-10-28",17,null,0,17,16]
[null,"2012-10-29",316,null,0,316,300]
[null,"2012-10-30",9,null,0,9,8]
[null,"2012-10-31",340,null,3,337,307]
[null,"2012-11-01",272,null,0,272,229]
[null,"2012-11-02",233,null,0,233,210]
[null,"2012-11-03",167,null,0,167,162]
[null,"2012-11-04",184,null,0,184,180]
[null,"2012-11-05",67,null,0,67,55]
[null,"2012-11-06",187,null,0,187,178]
[null,"2012-11-07",45,null,0,45,42]
[null,"2012-11-08",105,null,0,105,66]
[null,"2012-11-09",177,null,0,177,149]
[null,"2012-11-10",94,null,0,94,81]
[null,"2012-11-11",355,null,0,355,298]
[null,"2012-11-12",213,null,0,213,189]
[null,"2012-11-13",160,null,4,156,141]
[null,"2012-11-14",201,null,0,201,191]
[null,"2012-11-15",202,null,0,202,192]
[null,"2012-11-16",149,null,2,147,140]
[null,"2012-11-17",210,null,0,210,183]
[null,"2012-11-18",152,null,2,150,141]
[null,"2012-11-19",73,null,0,73,67]
[null,"2012-11-20",182,null,1,181,170]
[null,"2012-11-21",72,null,0,72,67]
[null,"2012-11-22",94,null,4,90,79]
[null,"2012-11-23",259,null,0,259,245]
[null,"2012-11-24",51,null,1,50,48]
[null,"2012-11-25",175,null,0,175,162]
[null,"2012-11-26",197,null,0,197,192]
[null,"2012-11-27",180,null,0,180,130]
[null,"2012-11-28",194,null,0,194,185]
[null,"2012-11-29",159,null,0,159,115]
[null,"2012-11-30",7,null,0,7,6]
[null,"2012-12-01",314,null,0,314,213]
[null,"2012-12-02",20,null,0,20,18]
[null,"2012-12-03",148,null,0,148,117]
[null,"2012-12-04",21,null,0,21,19]
[null,"2012-12-05",252,null,1,251,214]
[null,"2012-12-06",22,null,0,22,16]
[null,"2012-12-07",520,null,0,520,341]
[null,"2012-12-08",21,null,0,21,17]
[null,"2012-12-09",390,null,0,390,278]
[null,"2012-12-10",28,null,0,28,21]
[null,"2012-12-11",379,null,0,379,261]
[null,{"$f":"B719+1","v":"2012-12-12"},32,null,0,32,27]
[null,"2012-12-13",400,null,0,400,262]
[null,"2012-12-14",59,null,0,59,36]
[null,"2012-12-15",361,null,0,361,215]
[null,"2012-12-16",21,null,0,21,19]
[null,"2012-12-17",206,null,0,206,177]
[null,"2012-12-18",26,null,0,26,23]
[null,"2012-12-19",311,null,0,311,261]
[null,"2012-12-20",17,null,0,17,15]
[null,"2012-12-21",400,null,0,400,320]
[null,"2012-12-22",14,null,0,14,11]
[null,"2012-12-23",343,null,1,342,270]
[null,"2012-12-24",35,null,1,34,30]
[null,"2012-12-25",404,null,0,{"$f":"C733-D733-E733","v":404},298]
[null,"2012-12-26",19,null,0,19,16]
[null,"2012-12-27",316,null,0,316,244]
[null,"2012-12-28",53,null,0,53,41]
[null,"2012-12-29",398,null,0,398,223]
[null,"2012-12-30",9,null,0,9,7]
[null,"2012-12-31",250,null,4,246,204]
[null,"2013-01-01",94,null,0,94,83]
[null,"2013-01-02",236,null,0,236,199]
[null,"2013-01-03",177,null,1,176,144]
[null,"2013-01-04",164,null,0,164,154]
[null,"2013-01-05",324,null,0,324,204]
[null,"2013-01-06",238,null,1,237,217]
[null,"2013-01-07",1132,null,0,1132,443]
[null,"2013-01-08",169,null,0,169,126]
[null,"2013-01-09",339,null,0,339,180]
[null,"2013-01-10",179,null,0,179,163]
[null,"2013-01-11",139,null,0,139,112]
[null,"2013-01-12",82,null,0,82,74]
[null,"2013-01-13",270,null,2,268,206]
[null,"2013-01-14",113,null,0,113,98]
[null,"2013-01-15",610,null,0,610,486]
[null,"2013-01-16",249,null,0,249,181]
[null,"2013-01-17",170,null,0,170,147]
[null,"2013-01-18",39,null,0,39,35]
[null,"2013-01-19",173,null,0,173,143]
[null,"2013-01-20",61,null,0,61,58]
[null,"2013-01-21",248,null,0,248,197]
[null,"2013-01-22",150,null,0,150,120]
[null,"2013-01-23",131,null,0,131,104]
[null,"2013-01-24",116,null,0,116,108]
[null,"2013-01-25",91,null,0,91,78]
[null,"2013-01-26",88,null,0,88,69]
[null,"2013-01-27",291,null,0,291,193]
[null,"2013-01-28",58,null,0,58,55]
[null,"2013-01-29",179,null,3,176,151]
[null,"2013-01-30",15,null,0,15,10]
[null,"2013-01-31",351,null,1,350,273]
[null,"2013-02-01",159,null,0,159,144]
[null,"2013-02-02",246,null,0,246,158]
[null,"2013-02-03",102,null,1,101,84]
[null,"2013-02-04",339,null,0,339,218]
[null,"2013-02-05",119,null,0,119,94]
[null,"2013-02-06",85,null,0,85,68]
[null,"2013-02-07",151,null,1,150,147]
[null,"2013-02-08",71,null,0,71,63]
[null,"2013-02-09",224,null,0,224,191]
[null,"2013-02-10",227,null,2,225,206]
[null,"2013-02-11",249,null,1,248,183]
[null,"2013-02-12",184,null,0,184,168]
[null,"2013-02-13",414,null,0,414,276]
[null,{"$f":"B783+1","v":"2013-02-14"},157,null,0,157,150]
[null,"2013-02-15",330,null,0,330,292]
[null,"2013-02-16",217,null,1,216,195]
[null,"2013-02-17",230,null,0,230,158]
[null,"2013-02-18",287,null,0,287,246]
[null,"2013-02-19",86,null,0,86,73]
[null,"2013-02-20",63,null,0,63,53]
[null,"2013-02-21",163,null,0,163,145]
[null,"2013-02-22",105,null,0,105,90]
[null,"2013-02-23",173,null,3,170,166]
[null,"2013-02-24",108,null,1,107,95]
[null,"2013-02-25",226,null,0,226,204]
[null,"2013-02-26",225,null,0,225,220]
[null,"2013-02-27",183,null,0,{"$f":"C797-D797-E797","v":183},175]
[null,"2013-02-28",182,null,3,179,157]
[null,"2013-03-01",306,null,1,305,289]
[null,"2013-03-02",17,null,0,17,14]
[null,"2013-03-03",161,null,3,158,142]
[null,"2013-03-04",16,null,0,16,16]
[null,"2013-03-05",124,null,1,123,112]
[null,"2013-03-06",16,null,0,16,16]
[null,"2013-03-07",395,null,1,394,374]
[null,"2013-03-08",25,null,1,24,17]
[null,"2013-03-09",480,null,0,480,408]
[null,"2013-03-10",39,null,0,39,38]
[null,"2013-03-11",1042,null,1,1041,677]
[null,"2013-03-12",21,null,0,21,21]
[null,"2013-03-13",445,null,0,445,399]
[null,"2013-03-14",24,null,0,24,23]
[null,"2013-03-15",328,null,0,328,300]
[null,"2013-03-16",18,null,0,18,14]
[null,"2013-03-17",216,null,0,216,159]
[null,"2013-03-18",40,null,1,39,34]
[null,"2013-03-19",330,null,0,330,271]
[null,"2013-03-20",30,null,0,30,26]
[null,"2013-03-21",376,null,5,371,327]
[null,"2013-03-22",36,null,0,36,32]
[null,"2013-03-23",528,null,0,528,441]
[null,"2013-03-24",47,null,0,47,39]
[null,"2013-03-25",904,null,0,904,673]
[null,"2013-03-26",29,null,0,29,25]
[null,"2013-03-27",460,null,5,455,385]
[null,"2013-03-28",8,null,0,8,8]
[null,"2013-03-29",161,null,0,161,157]
[null,"2013-03-30",18,null,0,18,15]
[null,"2013-03-31",205,null,2,203,177]
[null,"2013-04-01",84,null,1,83,72]
[null,"2013-04-02",292,null,0,292,131]
[null,"2013-04-03",241,null,1,240,176]
[null,"2013-04-04",311,null,0,311,200]
[null,"2013-04-05",242,null,0,242,228]
[null,"2013-04-06",219,null,0,219,197]
[null,"2013-04-07",200,null,1,199,192]
[null,"2013-04-08",236,null,0,236,161]
[null,"2013-04-09",222,null,2,220,190]
[null,"2013-04-10",1168,null,0,1168,371]
[null,"2013-04-11",95,null,1,94,86]
[null,"2013-04-12",592,null,0,592,479]
[null,"2013-04-13",65,null,1,64,58]
[null,"2013-04-14",125,null,0,125,76]
[null,"2013-04-15",243,null,0,243,231]
[null,"2013-04-16",445,null,0,445,267]
[null,"2013-04-17",178,null,0,178,166]
[null,"2013-04-18",314,null,0,314,273]
[null,{"$f":"B847+1","v":"2013-04-19"},203,null,0,203,187]
[null,"2013-04-20",161,null,1,160,154]
[null,"2013-04-21",214,null,1,213,203]
[null,"2013-04-22",296,null,0,296,220]
[null,"2013-04-23",192,null,0,192,184]
[null,"2013-04-24",175,null,1,174,164]
[null,"2013-04-25",150,null,0,150,99]
[null,"2013-04-26",71,null,0,71,67]
[null,"2013-04-27",47,null,0,47,40]
[null,"2013-04-28",69,null,0,69,63]
[null,"2013-04-29",207,null,0,207,191]
[null,"2013-04-30",8,null,0,8,8]
[null,"2013-05-01",437,null,0,437,422]
[null,"2013-05-02",17,null,0,{"$f":"C861-D861-E861","v":17},15]
[null,"2013-05-03",377,null,0,377,315]
[null,"2013-05-04",38,null,2,36,35]
[null,"2013-05-05",566,null,2,564,488]
[null,"2013-05-06",19,null,0,19,18]
[null,"2013-05-07",243,null,0,243,236]
[null,"2013-05-08",10,null,0,10,10]
[null,"2013-05-09",149,null,0,149,135]
[null,"2013-05-10",14,null,0,14,11]
[null,"2013-05-11",236,null,2,234,216]
[null,"2013-05-12",29,null,0,29,24]
[null,"2013-05-13",377,null,4,373,348]
[null,"2013-05-14",23,null,0,23,23]
[null,"2013-05-15",391,null,0,391,344]
[null,"2013-05-16",20,null,1,19,18]
[null,"2013-05-17",319,null,1,318,305]
[null,"2013-05-18",29,null,0,29,27]
[null,"2013-05-19",271,null,3,268,231]
[null,"2013-05-20",22,null,0,22,18]
[null,"2013-05-21",282,null,0,282,265]
[null,"2013-05-22",60,null,0,60,21]
[null,"2013-05-23",638,null,0,638,232]
[null,"2013-05-24",32,null,0,32,23]
[null,"2013-05-25",581,null,1,580,436]
[null,"2013-05-26",21,null,0,21,18]
[null,"2013-05-27",517,null,2,515,451]
[null,"2013-05-28",39,null,1,38,37]
[null,"2013-05-29",421,null,2,419,400]
[null,"2013-05-30",10,null,0,10,9]
[null,"2013-05-31",187,null,3,184,169]
[null,"2013-06-01",94,null,0,94,79]
[null,"2013-06-02",193,null,3,190,170]
[null,"2013-06-03",64,null,0,64,55]
[null,"2013-06-04",106,null,0,106,87]
[null,"2013-06-05",617,null,0,617,444]
[null,"2013-06-06",81,null,0,81,72]
[null,"2013-06-07",229,null,0,229,194]
[null,"2013-06-08",199,null,0,199,172]
[null,"2013-06-09",197,null,0,197,153]
[null,"2013-06-10",242,null,0,242,195]
[null,"2013-06-11",214,null,0,214,178]
[null,"2013-06-12",204,null,0,204,164]
[null,"2013-06-13",388,null,0,388,323]
[null,"2013-06-14",204,null,1,203,192]
[null,"2013-06-15",97,null,0,97,85]
[null,"2013-06-16",173,null,1,172,160]
[null,"2013-06-17",53,null,2,51,46]
[null,"2013-06-18",264,null,1,263,170]
[null,"2013-06-19",82,null,1,81,71]
[null,"2013-06-20",146,null,0,146,105]
[null,"2013-06-21",242,null,0,242,152]
[null,{"$f":"B911+1","v":"2013-06-22"},242,null,0,242,215]
[null,"2013-06-23",242,null,0,242,189]
[null,"2013-06-24",193,null,1,192,182]
[null,"2013-06-25",200,null,5,195,171]
[null,"2013-06-26",169,null,0,169,151]
[null,"2013-06-27",300,null,0,300,217]
[null,"2013-06-28",190,null,5,185,164]
[null,"2013-06-29",96,null,0,96,84]
[null,"2013-06-30",212,null,0,212,166]
[null,"2013-07-01",505,null,0,505,388]
[null,"2013-07-02",25,null,0,25,23]
[null,"2013-07-03",483,null,0,483,386]
[null,"2013-07-04",7,null,0,7,6]
[null,"2013-07-05",177,null,0,{"$f":"C925-D925-E925","v":177},148]
[null,"2013-07-06",230,null,0,230,172]
[null,"2013-07-07",208,null,0,208,170]
[null,"2013-07-08",29,null,2,27,20]
[null,"2013-07-09",457,null,0,457,382]
[null,"2013-07-10",29,null,0,29,23]
[null,"2013-07-11",260,null,0,260,228]
[null,"2013-07-12",408,null,0,408,285]
[null,"2013-07-13",128,null,0,128,103]
[null,"2013-07-14",45,null,0,45,29]
[null,"2013-07-15",307,null,0,307,166]
[null,"2013-07-16",21,null,1,20,12]
[null,"2013-07-17",327,null,0,327,249]
[null,"2013-07-18",113,null,0,113,89]
[null,"2013-07-19",205,null,0,205,146]
[null,"2013-07-20",24,null,0,24,21]
[null,"2013-07-21",418,null,1,417,279]
[null,"2013-07-22",70,null,0,70,54]
[null,"2013-07-23",176,null,0,176,165]
[null,"2013-07-24",135,null,0,135,122]
[null,"2013-07-25",236,null,1,235,222]
[null,"2013-07-26",27,null,0,27,18]
[null,"2013-07-27",247,null,1,246,226]
[null,"2013-07-28",67,null,0,67,61]
[null,"2013-07-29",202,null,0,202,113]
[null,"2013-07-30",155,null,0,155,133]
[null,"2013-07-31",56,null,0,56,52]
[null,"2013-08-01",158,null,0,158,145]
[null,"2013-08-02",144,null,1,143,132]
[null,"2013-08-03",244,null,1,243,195]
[null,"2013-08-04",60,null,0,60,50]
[null,"2013-08-05",79,null,1,78,68]
[null,"2013-08-06",192,null,0,192,112]
[null,"2013-08-07",24,null,0,24,20]
[null,"2013-08-08",116,null,0,116,100]
[null,"2013-08-09",83,null,0,83,69]
[null,"2013-08-10",27,null,0,27,22]
[null,"2013-08-11",295,null,8,287,251]
[null,"2013-08-12",318,null,0,318,251]
[null,"2013-08-13",64,null,1,63,46]
[null,"2013-08-14",312,null,0,312,188]
[null,"2013-08-15",277,null,0,277,245]
[null,"2013-08-16",68,null,0,68,61]
[null,"2013-08-17",158,null,0,158,141]
[null,"2013-08-18",211,null,1,210,191]
[null,"2013-08-19",62,null,2,60,57]
[null,"2013-08-20",188,null,0,188,154]
[null,"2013-08-21",210,null,1,209,193]
[null,"2013-08-22",77,null,0,77,70]
[null,"2013-08-23",250,null,0,250,192]
[null,"2013-08-24",313,null,0,313,290]
[null,{"$f":"B975+1","v":"2013-08-25"},52,null,1,51,47]
[null,"2013-08-26",112,null,0,112,91]
[null,"2013-08-27",306,null,0,306,174]
[null,"2013-08-28",31,null,0,31,25]
[null,"2013-08-29",256,null,0,256,180]
[null,"2013-08-30",82,null,1,81,68]
[null,"2013-08-31",27,null,0,27,19]
[null,"2013-09-01",279,null,0,279,239]
[null,"2013-09-02",286,null,1,285,257]
[null,"2013-09-03",207,null,0,207,155]
[null,"2013-09-04",347,null,0,347,247]
[null,"2013-09-05",353,null,2,351,264]
[null,"2013-09-06",176,null,2,174,152]
[null,"2013-09-07",222,null,0,{"$f":"C989-D989-E989","v":222},203]
[null,"2013-09-08",468,null,0,468,385]
[null,"2013-09-09",162,null,0,162,139]
[null,"2013-09-10",149,null,0,149,139]
[null,"2013-09-11",296,null,0,296,256]
[null,"2013-09-12",140,null,1,139,124]
[null,"2013-09-13",135,null,4,131,127]
[null,"2013-09-14",232,null,1,231,219]
[null,"2013-09-15",151,null,1,150,137]
[null,"2013-09-16",106,null,2,104,91]
[null,"2013-09-17",173,null,0,173,145]
[null,"2013-09-18",90,null,0,90,72]
[null,"2013-09-19",141,null,1,140,110]
[null,"2013-09-20",569,null,0,569,331]
[null,"2013-09-21",85,null,0,85,75]
[null,"2013-09-22",278,null,0,278,210]
[null,"2013-09-23",675,null,0,675,442]
[null,"2013-09-24",237,null,0,237,212]
[null,"2013-09-25",190,null,1,189,163]
[null,"2013-09-26",279,null,0,279,239]
[null,"2013-09-27",186,null,0,186,163]
[null,"2013-09-28",150,null,0,150,125]
[null,"2013-09-29",248,null,0,248,213]
[null,"2013-09-30",146,null,1,145,138]
[null,"2013-10-01",664,null,1,663,408]
[null,"2013-10-02",489,null,0,489,434]
[null,"2013-10-03",4266,null,0,4266,2441]
[null,"2013-10-04",112,null,0,112,88]
[null,"2013-10-05",220,null,0,220,197]
[null,"2013-10-06",1075,null,1,1074,811]
[null,"2013-10-07",68,null,0,68,56]
[null,"2013-10-08",96,null,0,96,70]
[null,"2013-10-09",314,null,0,314,267]
[null,"2013-10-10",37,null,0,37,34]
[null,"2013-10-11",79,null,0,79,58]
[null,"2013-10-12",202,null,0,202,166]
[null,"2013-10-13",26,null,0,26,20]
[null,"2013-10-14",206,null,4,202,162]
[null,"2013-10-15",253,null,1,252,207]
[null,"2013-10-16",48,null,0,48,44]
[null,"2013-10-17",242,null,0,242,185]
[null,"2013-10-18",333,null,0,333,295]
[null,"2013-10-19",103,null,1,102,95]
[null,"2013-10-20",175,null,1,174,131]
[null,"2013-10-21",320,null,1,319,287]
[null,"2013-10-22",68,null,0,68,60]
[null,"2013-10-23",157,null,0,157,113]
[null,"2013-10-24",357,null,0,357,285]
[null,"2013-10-25",94,null,0,94,83]
[null,"2013-10-26",255,null,0,255,221]
[null,"2013-10-27",318,null,3,315,260]
[null,{"$f":"B1039+1","v":"2013-10-28"},94,null,0,94,79]
[null,"2013-10-29",72,null,0,72,70]
[null,"2013-10-30",212,null,2,210,197]
[null,"2013-10-31",37,null,0,37,37]
[null,"2013-11-01",182,null,2,180,163]
[null,"2013-11-02",133,null,2,131,111]
[null,"2013-11-03",55,null,0,55,46]
[null,"2013-11-04",33,null,0,33,23]
[null,"2013-11-05",366,null,2,364,290]
[null,"2013-11-06",471,null,0,471,277]
[null,"2013-11-07",36,null,0,36,29]
[null,"2013-11-08",363,null,5,358,292]
[null,"2013-11-09",244,null,2,242,212]
[null,"2013-11-10",75,null,2,{"$f":"C1053-D1053-E1053","v":73},56]
[null,"2013-11-11",457,null,0,457,363]
[null,"2013-11-12",244,null,0,244,194]
[null,"2013-11-13",98,null,0,98,85]
[null,"2013-11-14",876,null,14,862,729]
[null,"2013-11-15",213,null,0,213,174]
[null,"2013-11-16",63,null,0,63,53]
[null,"2013-11-17",427,null,1,426,363]
[null,"2013-11-18",265,null,0,265,180]
[null,"2013-11-19",66,null,0,66,50]
[null,"2013-11-20",346,null,3,343,268]
[null,"2013-11-21",181,null,0,181,152]
[null,"2013-11-22",47,null,0,47,41]
[null,"2013-11-23",155,null,0,155,132]
[null,"2013-11-24",72,null,0,72,69]
[null,"2013-11-25",32,null,0,32,26]
[null,"2013-11-26",291,null,0,291,218]
[null,"2013-11-27",169,null,1,168,116]
[null,"2013-11-28",19,null,0,19,16]
[null,"2013-11-29",164,null,0,164,110]
[null,"2013-11-30",199,null,3,196,136]
[null,"2013-12-01",111,null,1,110,92]
[null,"2013-12-02",163,null,0,163,131]
[null,"2013-12-03",363,null,0,363,309]
[null,"2013-12-04",72,null,0,72,67]
[null,"2013-12-05",174,null,1,173,153]
[null,"2013-12-06",364,null,0,364,299]
[null,"2013-12-07",86,null,0,86,80]
[null,"2013-12-08",214,null,0,214,165]
[null,"2013-12-09",421,null,0,421,349]
[null,"2013-12-10",60,null,0,60,52]
[null,"2013-12-11",245,null,1,244,206]
[null,"2013-12-12",465,null,0,465,372]
[null,"2013-12-13",83,null,0,83,68]
[null,"2013-12-14",183,null,0,183,111]
[null,"2013-12-15",213,null,2,211,185]
[null,"2013-12-16",39,null,0,39,31]
[null,"2013-12-17",99,null,0,99,81]
[null,"2013-12-18",94,null,0,94,87]
[null,"2013-12-19",25,null,0,25,20]
[null,"2013-12-20",181,null,0,181,124]
[null,"2013-12-21",282,null,0,282,204]
[null,"2013-12-22",48,null,0,48,37]
[null,"2013-12-23",152,null,1,151,142]
[null,"2013-12-24",337,null,0,337,256]
[null,"2013-12-25",65,null,0,65,54]
[null,"2013-12-26",173,null,0,173,143]
[null,"2013-12-27",328,null,0,328,276]
[null,"2013-12-28",65,null,0,65,53]
[null,"2013-12-29",172,null,1,171,138]
[null,"2013-12-30",543,null,3,540,404]
[null,{"$f":"B1103+1","v":"2013-12-31"},51,null,1,50,41]
[null,"2014-01-01",177,null,0,177,135]
[null,"2014-01-02",592,null,0,592,418]
[null,"2014-01-03",124,null,0,124,90]
[null,"2014-01-04",776,null,0,776,562]
[null,"2014-01-05",871,null,0,871,361]
[null,"2014-01-06",41,null,1,40,28]
[null,"2014-01-07",204,null,0,204,164]
[null,"2014-01-08",233,null,0,233,164]
[null,"2014-01-09",42,null,2,40,33]
[null,"2014-01-10",135,null,0,135,108]
[null,"2014-01-11",288,null,0,288,225]
[null,"2014-01-12",58,null,3,55,47]
[null,"2014-01-13",176,null,0,{"$f":"C1117-D1117-E1117","v":176},136]
[null,"2014-01-14",325,null,6,319,256]
[null,"2014-01-15",127,null,0,127,95]
[null,"2014-01-16",884,null,0,884,306]
[null,"2014-01-17",332,null,1,331,265]
[null,"2014-01-18",57,null,0,57,46]
[null,"2014-01-19",278,null,0,278,153]
[null,"2014-01-20",420,null,0,420,360]
[null,"2014-01-21",41,null,0,41,39]
[null,"2014-01-22",182,null,0,182,119]
[null,"2014-01-23",347,null,0,347,307]
[null,"2014-01-24",49,null,0,49,47]
[null,"2014-01-25",198,null,0,198,168]
[null,"2014-01-26",200,null,0,200,178]
[null,"2014-01-27",47,null,0,47,42]
[null,"2014-01-28",118,null,0,118,92]
[null,"2014-01-29",79,null,0,79,66]
[null,"2014-01-30",16,null,0,16,12]
[null,"2014-01-31",89,null,2,87,77]
[null,"2014-02-01",186,null,1,185,157]
[null,"2014-02-02",12,null,0,12,10]
[null,"2014-02-03",95,null,0,95,70]
[null,"2014-02-04",209,null,0,209,170]
[null,"2014-02-05",72,null,0,72,48]
[null,"2014-02-06",192,null,1,191,147]
[null,"2014-02-07",412,null,0,412,286]
[null,"2014-02-08",60,null,2,58,47]
[null,"2014-02-09",309,null,1,308,195]
[null,"2014-02-10",265,null,1,264,195]
[null,"2014-02-11",32,null,0,32,19]
[null,"2014-02-12",200,null,0,200,151]
[null,"2014-02-13",275,null,0,275,210]
[null,"2014-02-14",37,null,0,37,24]
[null,"2014-02-15",187,null,0,187,151]
[null,"2014-02-16",313,null,0,313,227]
[null,"2014-02-17",47,null,0,47,38]
[null,"2014-02-18",156,null,0,156,131]
[null,"2014-02-19",325,null,0,325,235]
[null,"2014-02-20",33,null,0,33,25]
[null,"2014-02-21",93,null,0,93,81]
[null,"2014-02-22",173,null,0,173,138]
[null,"2014-02-23",35,null,0,35,22]
[null,"2014-02-24",287,null,6,281,208]
[null,"2014-02-25",2225,null,0,2225,302]
[null,"2014-02-26",73,null,0,73,51]
[null,"2014-02-27",359,null,4,355,251]
[null,"2014-02-28",2152,null,0,2152,644]
[null,"2014-03-01",134,null,3,131,105]
[null,"2014-03-02",259,null,1,258,171]
[null,"2014-03-03",500,null,0,500,356]
[null,"2014-03-04",92,null,1,91,75]
[null,{"$f":"B1167+1","v":"2014-03-05"},201,null,0,201,156]
[null,"2014-03-06",368,null,0,368,195]
[null,"2014-03-07",171,null,0,171,135]
[null,"2014-03-08",191,null,0,191,156]
[null,"2014-03-09",256,null,0,256,175]
[null,"2014-03-10",148,null,1,147,125]
[null,"2014-03-11",190,null,0,190,151]
[null,"2014-03-12",198,null,0,198,160]
[null,"2014-03-13",398,null,0,398,315]
[null,"2014-03-14",143,null,0,143,118]
[null,"2014-03-15",246,null,0,246,218]
[null,"2014-03-16",131,null,0,131,117]
[null,"2014-03-17",106,null,2,104,86]
[null,"2014-03-18",209,null,0,{"$f":"C1181-D1181-E1181","v":209},139]
[null,"2014-03-19",150,null,4,146,118]
[null,"2014-03-20",68,null,1,67,64]
[null,"2014-03-21",246,null,0,246,134]
[null,"2014-03-22",119,null,2,117,96]
[null,"2014-03-23",383,null,1,382,274]
[null,"2014-03-24",193,null,0,193,140]
[null,"2014-03-25",123,null,0,123,99]
[null,"2014-03-26",191,null,0,191,146]
[null,"2014-03-27",179,null,0,179,131]
[null,"2014-03-28",104,null,0,104,92]
[null,"2014-03-29",215,null,5,210,153]
[null,"2014-03-30",299,null,11,288,210]
[null,"2014-03-31",710,null,18,692,361]
[null,"2014-04-01",419,null,28,391,304]
[null,"2014-04-02",393,null,7,386,289]
[null,"2014-04-03",298,null,0,298,230]
[null,"2014-04-04",183,null,6,177,153]
[null,"2014-04-05",85,null,2,83,74]
[null,"2014-04-06",131,null,2,129,109]
[null,"2014-04-07",163,null,14,149,132]
[null,"2014-04-08",113,null,0,113,103]
[null,"2014-04-09",158,null,2,156,132]
[null,"2014-04-10",199,null,0,199,133]
[null,"2014-04-11",239,null,2,237,141]
[null,"2014-04-12",147,null,2,145,107]
[null,"2014-04-13",102,null,9,93,69]
[null,"2014-04-14",197,null,0,197,153]
[null,"2014-04-15",92,null,11,81,70]
[null,"2014-04-16",111,null,3,108,92]
[null,"2014-04-17",211,null,0,211,149]
[null,"2014-04-18",233,null,12,221,190]
[null,"2014-04-19",215,null,0,215,168]
[null,"2014-04-20",175,null,2,173,149]
[null,"2014-04-21",199,null,11,188,156]
[null,"2014-04-22",129,null,0,129,105]
[null,"2014-04-23",139,null,0,139,121]
[null,"2014-04-24",156,null,7,149,129]
[null,"2014-04-25",181,null,4,177,158]
[null,"2014-04-26",21,null,0,21,21]
[null,"2014-04-27",133,null,0,133,118]
[null,"2014-04-28",219,null,0,219,157]
[null,"2014-04-29",45,null,0,45,38]
[null,"2014-04-30",220,null,0,220,179]
[null,"2014-05-01",337,null,12,325,253]
[null,"2014-05-02",28,null,0,28,19]
[null,"2014-05-03",110,null,3,107,91]
[null,"2014-05-04",200,null,15,185,133]
[null,"2014-05-05",8,null,0,8,7]
[null,"2014-05-06",68,null,5,63,55]
[null,"2014-05-07",133,null,9,124,111]
[null,{"$f":"B1231+1","v":"2014-05-08"},48,null,0,48,38]
[null,"2014-05-09",299,null,16,283,238]
[null,"2014-05-10",291,null,6,285,238]
[null,"2014-05-11",67,null,1,66,58]
[null,"2014-05-12",190,null,7,183,141]
[null,"2014-05-13",305,null,10,295,237]
[null,"2014-05-14",53,null,2,51,38]
[null,"2014-05-15",152,null,11,141,115]
[null,"2014-05-16",362,null,0,362,247]
[null,"2014-05-17",50,null,1,49,37]
[null,"2014-05-18",214,null,0,214,129]
[null,"2014-05-19",295,null,11,284,221]
[null,"2014-05-20",44,null,2,42,32]
[null,"2014-05-21",236,null,0,{"$f":"C1245-D1245-E1245","v":236},142]
[null,"2014-05-22",197,null,12,185,162]
[null,"2014-05-23",28,null,0,28,15]
[null,"2014-05-24",29,null,1,28,23]
[null,"2014-05-25",215,null,0,215,132]
[null,"2014-05-26",5,null,0,5,5]
[null,"2014-05-27",17,null,0,17,16]
[null,"2014-05-28",110,null,6,104,96]
[null,"2014-05-29",6,null,0,6,6]
[null,"2014-05-30",33,null,8,25,22]
[null,"2014-05-31",219,null,2,217,132]
[null,"2014-06-01",134,null,2,132,115]
[null,"2014-06-02",55,null,4,51,41]
[null,"2014-06-03",385,null,0,385,284]
[null,"2014-06-04",269,null,0,269,181]
[null,"2014-06-05",54,null,7,47,37]
[null,"2014-06-06",368,null,5,363,251]
[null,"2014-06-07",316,null,0,316,219]
[null,"2014-06-08",50,null,3,47,38]
[null,"2014-06-09",251,null,5,246,173]
[null,"2014-06-10",167,null,6,161,139]
[null,"2014-06-11",23,null,5,18,16]
[null,"2014-06-12",197,null,1,196,157]
[null,"2014-06-13",157,null,0,157,131]
[null,"2014-06-14",64,null,0,64,53]
[null,"2014-06-15",373,null,9,364,292]
[null,"2014-06-16",184,null,0,184,122]
[null,"2014-06-17",32,null,0,32,27]
[null,"2014-06-18",154,null,14,140,120]
[null,"2014-06-19",97,null,4,93,78]
[null,"2014-06-20",27,null,0,27,20]
[null,"2014-06-21",311,null,2,309,221]
[null,"2014-06-22",190,null,0,190,133]
[null,"2014-06-23",46,null,0,46,32]
[null,"2014-06-24",455,null,0,455,268]
[null,"2014-06-25",157,null,0,157,112]
[null,"2014-06-26",46,null,4,42,33]
[null,"2014-06-27",297,null,8,289,222]
[null,"2014-06-28",184,null,5,179,158]
[null,"2014-06-29",34,null,0,34,31]
[null,"2014-06-30",159,null,0,159,104]
[null,"2014-07-01",363,null,6,357,266]
[null,"2014-07-02",42,null,0,42,35]
[null,"2014-07-03",223,null,4,219,154]
[null,"2014-07-04",286,null,1,285,224]
[null,"2014-07-05",51,null,0,51,40]
[null,"2014-07-06",314,null,0,314,146]
[null,"2014-07-07",256,null,4,252,204]
[null,"2014-07-08",46,null,0,46,38]
[null,"2014-07-09",273,null,0,273,148]
[null,"2014-07-10",191,null,2,189,167]
[null,{"$f":"B1295+1","v":"2014-07-11"},15,null,1,14,14]
[null,"2014-07-12",81,null,0,81,70]
[null,"2014-07-13",187,null,5,182,168]
[null,"2014-07-14",44,null,0,44,31]
[null,"2014-07-15",164,null,1,163,137]
[null,"2014-07-16",259,null,2,257,183]
[null,"2014-07-17",53,null,0,53,47]
[null,"2014-07-18",187,null,1,186,152]
[null,"2014-07-19",334,null,2,332,263]
[null,"2014-07-20",34,null,0,34,27]
[null,"2014-07-21",141,null,0,141,114]
[null,"2014-07-22",270,null,2,268,201]
[null,"2014-07-23",43,null,0,43,35]
[null,"2014-07-24",122,null,6,{"$f":"C1309-D1309-E1309","v":116},96]
[null,"2014-07-25",300,null,7,293,239]
[null,"2014-07-26",41,null,1,40,32]
[null,"2014-07-27",165,null,0,165,127]
[null,"2014-07-28",255,null,6,249,195]
[null,"2014-07-29",25,null,1,24,20]
[null,"2014-07-30",111,null,6,105,83]
[null,"2014-07-31",198,null,0,198,148]
[null,"2014-08-01",3201,null,21,3180,602]
[null,"2014-08-02",28,null,0,28,19]
[null,"2014-08-03",223,null,6,217,149]
[null,"2014-08-04",870,null,0,870,133]
[null,"2014-08-05",35,null,0,35,27]
[null,"2014-08-06",444,null,0,444,324]
[null,"2014-08-07",259,null,1,258,180]
[null,"2014-08-08",51,null,2,49,28]
[null,"2014-08-09",397,null,1,396,301]
[null,"2014-08-10",338,null,0,338,119]
[null,"2014-08-11",32,null,0,32,18]
[null,"2014-08-12",294,null,6,288,239]
[null,"2014-08-13",234,null,0,234,154]
[null,"2014-08-14",60,null,1,59,36]
[null,"2014-08-15",321,null,0,321,250]
[null,"2014-08-16",343,null,0,343,143]
[null,"2014-08-17",48,null,0,48,36]
[null,"2014-08-18",363,null,0,363,273]
[null,"2014-08-19",203,null,1,202,98]
[null,"2014-08-20",58,null,0,58,44]
[null,"2014-08-21",393,null,0,393,303]
[null,"2014-08-22",165,null,2,163,98]
[null,"2014-08-23",27,null,2,25,24]
[null,"2014-08-24",306,null,2,304,181]
[null,"2014-08-25",106,null,0,106,87]
[null,"2014-08-26",40,null,2,38,31]
[null,"2014-08-27",259,null,2,257,205]
[null,"2014-08-28",88,null,0,88,68]
[null,"2014-08-29",40,null,1,39,30]
[null,"2014-08-30",226,null,0,226,149]
[null,"2014-08-31",199,null,0,199,125]
[null,"2014-09-01",183,null,0,183,132]
[null,"2014-09-02",184,null,1,183,149]
[null,"2014-09-03",143,null,0,143,109]
[null,"2014-09-04",191,null,0,191,107]
[null,"2014-09-05",129,null,4,125,112]
[null,"2014-09-06",189,null,0,189,134]
[null,"2014-09-07",131,null,2,129,116]
[null,"2014-09-08",168,null,4,164,142]
[null,"2014-09-09",155,null,0,155,109]
[null,"2014-09-10",119,null,2,117,102]
[null,"2014-09-11",255,null,0,255,171]
[null,"2014-09-12",122,null,1,121,110]
[null,{"$f":"B1359+1","v":"2014-09-13"},87,null,0,87,81]
[null,"2014-09-14",73,null,6,67,57]
[null,"2014-09-15",65,null,5,60,56]
[null,"2014-09-16",60,null,2,58,53]
[null,"2014-09-17",47,null,2,45,42]
[null,"2014-09-18",82,null,2,80,68]
[null,"2014-09-19",250,null,1,249,92]
[null,"2014-09-20",310,null,1,309,233]
[null,"2014-09-21",175,null,2,173,105]
[null,"2014-09-22",301,null,4,297,195]
[null,"2014-09-23",2016,null,0,2016,534]
[null,"2014-09-24",176,null,0,176,100]
[null,"2014-09-25",403,null,4,399,268]
[null,"2014-09-26",1205,null,0,{"$f":"C1373-D1373-E1373","v":1205},530]
[null,"2014-09-27",303,null,0,303,195]
[null,"2014-09-28",952,null,33,919,737]
[null,"2014-09-29",4658,null,0,4658,506]
[null,"2014-09-30",135,null,0,135,94]
[null,"2014-10-01",241,null,1,240,207]
[null,"2014-10-02",64,null,1,63,50]
[null,"2014-10-03",128,null,0,128,102]
[null,"2014-10-04",235,null,2,233,197]
[null,"2014-10-05",32,null,0,32,25]
[null,"2014-10-06",84,null,2,82,72]
[null,"2014-10-07",172,null,0,172,144]
[null,"2014-10-08",16,null,0,16,11]
[null,"2014-10-09",127,null,0,127,97]
[null,"2014-10-10",105,null,2,103,89]
[null,"2014-10-11",60,null,0,60,49]
[null,"2014-10-12",159,null,0,159,99]
[null,"2014-10-13",258,null,2,256,206]
[null,"2014-10-14",65,null,0,65,57]
[null,"2014-10-15",116,null,2,114,91]
[null,"2014-10-16",237,null,4,233,198]
[null,"2014-10-17",65,null,0,65,48]
[null,"2014-10-18",168,null,0,168,147]
[null,"2014-10-19",377,null,3,374,250]
[null,"2014-10-20",45,null,0,45,30]
[null,"2014-10-21",108,null,0,108,93]
[null,"2014-10-22",214,null,0,214,167]
[null,"2014-10-23",58,null,0,58,45]
[null,"2014-10-24",101,null,0,101,89]
[null,"2014-10-25",185,null,0,185,147]
[null,"2014-10-26",35,null,0,35,28]
[null,"2014-10-27",74,null,4,70,64]
[null,"2014-10-28",117,null,2,115,105]
[null,"2014-10-29",15,null,0,15,15]
[null,"2014-10-30",40,null,3,37,36]
[null,"2014-10-31",112,null,2,110,90]
[null,"2014-11-01",44,null,0,44,37]
[null,"2014-11-02",10,null,0,10,9]
[null,"2014-11-03",134,null,0,134,124]
[null,"2014-11-04",44,null,0,44,30]
[null,"2014-11-05",19,null,0,19,15]
[null,"2014-11-06",254,null,0,254,193]
[null,"2014-11-07",56,null,0,56,46]
[null,"2014-11-08",17,null,0,17,12]
[null,"2014-11-09",213,null,0,213,156]
[null,"2014-11-10",38,null,0,38,37]
[null,"2014-11-11",12,null,0,12,12]
[null,"2014-11-12",154,null,4,150,140]
[null,"2014-11-13",31,null,0,31,28]
[null,"2014-11-14",18,null,0,18,14]
[null,"2014-11-15",175,null,2,173,135]
[null,{"$f":"B1423+1","v":"2014-11-16"},19,null,0,19,17]
[null,"2014-11-17",7,null,0,7,7]
[null,"2014-11-18",145,null,0,145,126]
[null,"2014-11-19",8,null,0,8,3]
[null,"2014-11-20",86,null,5,81,41]
[null,"2014-11-21",758,null,1,757,200]
[null,"2014-11-22",28,null,0,28,15]
[null,"2014-11-23",31,null,0,31,24]
[null,"2014-11-24",289,null,0,289,219]
[null,"2014-11-25",47,null,0,47,42]
[null,"2014-11-26",14,null,0,14,11]
[null,"2014-11-27",329,null,0,329,266]
[null,"2014-11-28",11,null,0,11,8]
[null,"2014-11-29",11,null,0,{"$f":"C1437-D1437-E1437","v":11},10]
[null,"2014-11-30",170,null,0,170,94]
[null,"2014-12-01",20,null,0,20,19]
[null,"2014-12-02",3,null,0,3,3]
[null,"2014-12-03",94,null,0,94,87]
[null,"2014-12-04",9,null,0,9,9]
[null,"2014-12-05",8,null,0,8,8]
[null,"2014-12-06",93,null,1,92,84]
[null,"2014-12-07",15,null,0,15,13]
[null,"2014-12-08",17,null,0,17,12]
[null,"2014-12-09",121,null,1,120,105]
[null,"2014-12-10",1,null,0,1,1]
[null,"2014-12-11",5,null,0,5,5]
[null,"2014-12-12",45,null,1,44,43]
[null,"2014-12-13",0,null,0,0,0]
[null,"2014-12-14",7,null,0,7,7]
[null,"2014-12-15",37,null,1,36,32]
[null,"2014-12-16",0,null,0,0,0]
[null,"2014-12-17",0,null,0,0,0]
[null,"2014-12-18",0,null,0,0,0]
[null,"2014-12-19",0,null,0,0,0]
[null,"2014-12-20",0,null,0,0,0]
[null,"2014-12-21",0,null,0,0,0]
[null,"2014-12-22",0,null,0,0,0]
[null,"2014-12-23",0,null,0,0,0]
[null,"2014-12-24",0,null,0,0,0]
[null,"2014-12-25",0,null,0,0,0]
[null,"2014-12-26",0,null,0,0,0]
[null,"2014-12-27",0,null,0,0,0]
[null,"2014-12-28",0,null,0,0,0]
[null,"2014-12-29",0,null,0,0,0]
[null,"2014-12-30",0,null,0,0,0]
[null,"2014-12-31",0,null,0,0,0]
[null,"2015-01-01",70,null,1,{"$f":"C1470-D1470-E1470","v":69},50]
[null,"2015-01-02",133,null,2,131,111]
[null,"2015-01-03",301,null,0,301,160]
[null,"2015-01-04",102,null,0,102,83]
[null,"2015-01-05",190,null,0,190,150]
[null,"2015-01-06",124,null,2,122,119]
[null,"2015-01-07",136,null,8,128,101]
[null,"2015-01-08",183,null,2,181,146]
[null,"2015-01-09",95,null,0,95,85]
[null,"2015-01-10",64,null,0,64,58]
[null,"2015-01-11",54,null,2,52,52]
[null,"2015-01-12",98,null,2,96,87]
[null,"2015-01-13",269,null,0,269,196]
[null,"2015-01-14",331,null,4,327,276]
[null,"2015-01-15",138,null,0,138,120]
[null,"2015-01-16",247,null,0,247,205]
[null,"2015-01-17",173,null,0,173,144]
[null,"2015-01-18",70,null,2,68,66]
[null,{"$f":"B1487+1","v":"2015-01-19"},127,null,1,126,121]
[null,"2015-01-20",160,null,3,157,144]
[null,"2015-01-21",150,null,0,150,137]
[null,"2015-01-22",121,null,0,121,116]
[null,"2015-01-23",98,null,2,96,92]
[null,"2015-01-24",41,null,3,38,36]
[null,"2015-01-25",98,null,0,98,66]
[null,"2015-01-26",58,null,3,55,55]
[null,"2015-01-27",166,null,0,166,126]
[null,"2015-01-28",158,null,0,158,119]
[null,"2015-01-29",115,null,3,112,110]
[null,"2015-01-30",114,null,1,113,109]
[null,"2015-01-31",67,null,2,65,64]
[null,"2015-02-01",48,null,2,46,46]
[null,"2015-02-02",126,null,0,126,96]
[null,"2015-02-03",148,null,0,148,99]
[null,"2015-02-04",119,null,1,118,113]
[null,"2015-02-05",88,null,1,87,84]
[null,"2015-02-06",87,null,2,85,82]
[null,"2015-02-07",109,null,0,109,78]
[null,"2015-02-08",73,null,0,73,63]
[null,"2015-02-09",103,null,0,103,95]
[null,"2015-02-10",130,null,0,130,105]
[null,"2015-02-11",100,null,7,93,85]
[null,"2015-02-12",100,null,0,100,89]
[null,"2015-02-13",161,null,2,159,131]
[null,"2015-02-14",125,null,3,122,115]
[null,"2015-02-15",103,null,0,103,84]
[null,"2015-02-16",140,null,0,140,118]
[null,"2015-02-17",112,null,1,111,100]
[null,"2015-02-18",182,null,0,182,143]
[null,"2015-02-19",110,null,0,110,86]
[null,"2015-02-20",124,null,2,122,117]
[null,"2015-02-21",92,null,0,92,70]
[null,"2015-02-22",122,null,6,116,99]
[null,"2015-02-23",158,null,3,155,124]
[null,"2015-02-24",110,null,0,110,85]
[null,"2015-02-25",109,null,0,109,97]
[null,"2015-02-26",86,null,1,85,74]
[null,"2015-02-27",103,null,0,103,97]
[null,"2015-02-28",111,null,1,110,88]
[null,"2015-03-01",102,null,1,101,77]
[null,"2015-03-02",101,null,0,101,85]
[null,"2015-03-03",116,null,0,116,84]
[null,"2015-03-04",113,null,0,113,101]
[null,"2015-03-05",165,null,0,165,139]
[null,"2015-03-06",405,null,3,{"$f":"C1534-D1534-E1534","v":402},233]
[null,"2015-03-07",106,null,1,105,91]
[null,"2015-03-08",44,null,3,41,41]
[null,"2015-03-09",71,null,3,68,68]
[null,"2015-03-10",149,null,0,149,95]
[null,"2015-03-11",104,null,0,104,79]
[null,"2015-03-12",100,null,4,96,90]
[null,"2015-03-13",131,null,1,130,110]
[null,"2015-03-14",55,null,2,53,52]
[null,"2015-03-15",66,null,3,63,61]
[null,"2015-03-16",130,null,0,130,109]
[null,"2015-03-17",108,null,4,104,98]
[null,"2015-03-18",156,null,0,156,126]
[null,"2015-03-19",197,null,0,197,114]
[null,"2015-03-20",122,null,0,122,114]
[null,"2015-03-21",86,null,0,86,76]
[null,"2015-03-22",57,null,2,55,53]
[null,"2015-03-23",154,null,1,153,138]
[null,{"$f":"B1551+1","v":"2015-03-24"},73,null,0,73,73]
[null,"2015-03-25",132,null,3,129,127]
[null,"2015-03-26",200,null,0,200,157]
[null,"2015-03-27",206,null,0,206,181]
[null,"2015-03-28",47,null,3,44,45]
[null,"2015-03-29",40,null,0,40,40]
[null,"2015-03-30",144,null,4,140,118]
[null,"2015-03-31",128,null,0,128,124]
[null,"2015-04-01",128,null,0,128,127]
[null,"2015-04-02",155,null,0,155,145]
[null,"2015-04-03",50,null,0,50,50]
[null,"2015-04-04",48,null,1,47,47]
[null,"2015-04-05",45,null,0,45,44]
[null,"2015-04-06",72,null,0,72,53]
[null,"2015-04-07",167,null,0,167,131]
[null,"2015-04-08",178,null,0,178,151]
[null,"2015-04-09",107,null,1,106,106]
[null,"2015-04-10",87,null,2,85,85]
[null,"2015-04-11",59,null,0,59,55]
[null,"2015-04-12",41,null,0,41,39]
[null,"2015-04-13",133,null,5,128,129]
[null,"2015-04-14",135,null,0,135,125]
[null,"2015-04-15",101,null,2,99,96]
[null,"2015-04-16",98,null,3,95,93]
[null,"2015-04-17",77,null,0,77,45]
[null,"2015-04-18",78,null,2,76,71]
[null,"2015-04-19",55,null,2,53,51]
[null,"2015-04-20",139,null,0,139,102]
[null,"2015-04-21",117,null,4,113,89]
[null,"2015-04-22",126,null,0,126,115]
[null,"2015-04-23",98,null,1,97,96]
[null,"2015-04-24",142,null,6,136,120]
[null,"2015-04-25",90,null,7,83,75]
[null,"2015-04-26",69,null,0,69,53]
[null,"2015-04-27",104,null,2,102,90]
[null,"2015-04-28",126,null,0,126,60]
[null,"2015-04-29",98,null,0,98,93]
[null,"2015-04-30",92,null,9,83,72]
[null,"2015-05-01",85,null,0,85,75]
[null,"2015-05-02",108,null,2,106,74]
[null,"2015-05-03",69,null,1,68,67]
[null,"2015-05-04",104,null,2,102,70]
[null,"2015-05-05",2491,null,1295,1196,323]
[null,"2015-05-06",574,null,95,479,294]
[null,"2015-05-07",164,null,0,164,140]
[null,"2015-05-08",189,null,0,189,166]
[null,"2015-05-09",86,null,0,{"$f":"C1598-D1598-E1598","v":86},85]
[null,"2015-05-10",66,null,1,65,64]
[null,"2015-05-11",142,null,0,142,139]
[null,"2015-05-12",400,null,2,398,296]
[null,"2015-05-13",178,null,0,178,168]
[null,"2015-05-14",130,null,0,130,111]
[null,"2015-05-15",98,null,0,98,83]
[null,"2015-05-16",58,null,3,55,49]
[null,"2015-05-17",77,null,2,75,74]
[null,"2015-05-18",178,null,0,178,147]
[null,"2015-05-19",240,null,0,240,172]
[null,"2015-05-20",146,null,0,146,125]
[null,"2015-05-21",98,null,0,98,78]
[null,"2015-05-22",103,null,3,100,93]
[null,"2015-05-23",74,null,0,74,62]
[null,"2015-05-24",75,null,4,71,59]
[null,"2015-05-25",126,null,17,109,106]
[null,"2015-05-26",142,null,1,141,118]
[null,{"$f":"B1615+1","v":"2015-05-27"},121,null,2,119,74]
[null,"2015-05-28",209,null,3,206,105]
[null,"2015-05-29",125,null,0,125,98]
[null,"2015-05-30",134,null,0,134,115]
[null,"2015-05-31",92,null,0,92,80]
[null,"2015-06-01",163,null,0,163,123]
[null,"2015-06-02",224,null,1,223,151]
[null,"2015-06-03",129,null,1,128,112]
[null,"2015-06-04",140,null,0,140,105]
[null,"2015-06-05",127,null,0,127,96]
[null,"2015-06-06",75,null,2,73,64]
[null,"2015-06-07",207,null,0,207,131]
[null,"2015-06-08",1031,null,0,1031,361]
[null,"2015-06-09",673,null,0,673,396]
[null,"2015-06-10",180,null,0,180,87]
[null,"2015-06-11",179,null,0,179,121]
[null,"2015-06-12",126,null,0,126,76]
[null,"2015-06-13",53,null,0,53,42]
[null,"2015-06-14",88,null,0,88,62]
[null,"2015-06-15",169,null,0,169,137]
[null,"2015-06-16",183,null,0,183,149]
[null,"2015-06-17",143,null,0,143,92]
[null,"2015-06-18",146,null,0,146,84]
[null,"2015-06-19",137,null,5,132,102]
[null,"2015-06-20",73,null,0,73,55]
[null,"2015-06-21",157,null,0,157,133]
[null,"2015-06-22",171,null,0,171,129]
[null,"2015-06-23",188,null,2,186,142]
[null,"2015-06-24",155,null,0,155,129]
[null,"2015-06-25",163,null,0,163,116]
[null,"2015-06-26",113,null,2,111,85]
[null,"2015-06-27",74,null,0,74,63]
[null,"2015-06-28",60,null,2,58,47]
[null,"2015-06-29",110,null,0,110,96]
[null,"2015-06-30",121,null,0,121,90]
[null,"2015-07-01",169,null,2,167,126]
[null,"2015-07-02",157,null,0,157,127]
[null,"2015-07-03",132,null,0,132,90]
[null,"2015-07-04",38,null,2,36,36]
[null,"2015-07-05",50,null,0,50,43]
[null,"2015-07-06",179,null,0,179,137]
[null,"2015-07-07",164,null,0,164,87]
[null,"2015-07-08",145,null,0,145,100]
[null,"2015-07-09",108,null,0,108,80]
[null,"2015-07-10",87,null,0,87,81]
[null,"2015-07-11",70,null,4,66,65]
[null,"2015-07-12",50,null,2,{"$f":"C1662-D1662-E1662","v":48},29]
[null,"2015-07-13",205,null,0,205,90]
[null,"2015-07-14",113,null,0,113,64]
[null,"2015-07-15",136,null,0,136,69]
[null,"2015-07-16",115,null,0,115,79]
[null,"2015-07-17",126,null,0,126,86]
[null,"2015-07-18",66,null,4,62,53]
[null,"2015-07-19",73,null,1,72,71]
[null,"2015-07-20",129,null,2,127,92]
[null,"2015-07-21",116,null,0,116,90]
[null,"2015-07-22",277,null,0,277,202]
[null,"2015-07-23",126,null,2,124,90]
[null,"2015-07-24",111,null,2,109,84]
[null,"2015-07-25",81,null,2,79,64]
[null,"2015-07-26",212,null,0,212,139]
[null,"2015-07-27",166,null,0,166,141]
[null,"2015-07-28",132,null,4,128,116]
[null,"2015-07-29",113,null,5,108,94]
[null,{"$f":"B1679+1","v":"2015-07-30"},163,null,0,163,118]
[null,"2015-07-31",124,null,0,124,97]
[null,"2015-08-01",89,null,0,89,88]
[null,"2015-08-02",236,null,0,236,150]
[null,"2015-08-03",407,null,4,403,245]
[null,"2015-08-04",142,null,1,141,119]
[null,"2015-08-05",147,null,0,147,110]
[null,"2015-08-06",109,null,0,109,64]
[null,"2015-08-07",114,null,0,114,98]
[null,"2015-08-08",75,null,0,75,63]
[null,"2015-08-09",48,null,0,48,32]
[null,"2015-08-10",168,null,0,168,107]
[null,"2015-08-11",100,null,3,97,81]
[null,"2015-08-12",103,null,0,103,84]
[null,"2015-08-13",85,null,0,85,55]
[null,"2015-08-14",88,null,2,86,52]
[null,"2015-08-15",67,null,2,65,64]
[null,"2015-08-16",70,null,0,70,69]
[null,"2015-08-17",141,null,3,138,122]
[null,"2015-08-18",191,null,0,191,113]
[null,"2015-08-19",108,null,0,108,64]
[null,"2015-08-20",72,null,0,72,55]
[null,"2015-08-21",152,null,2,150,82]
[null,"2015-08-22",54,null,4,50,46]
[null,"2015-08-23",66,null,13,53,51]
[null,"2015-08-24",118,null,4,114,94]
[null,"2015-08-25",116,null,5,111,79]
[null,"2015-08-26",108,null,3,105,95]
[null,"2015-08-27",65,null,0,65,39]
[null,"2015-08-28",7,null,1,6,4]
[null,"2015-08-29",77,null,7,70,70]
[null,"2015-08-30",120,null,2,118,62]
[null,"2015-08-31",117,null,0,117,79]
[null,"2015-09-01",148,null,8,140,120]
[null,"2015-09-02",125,null,1,124,114]
[null,"2015-09-03",174,null,11,163,132]
[null,"2015-09-04",102,null,3,99,78]
[null,"2015-09-05",120,null,0,120,104]
[null,"2015-09-06",78,null,11,67,67]
[null,"2015-09-07",203,null,4,199,183]
[null,"2015-09-08",144,null,6,138,107]
[null,"2015-09-09",133,null,2,131,108]
[null,"2015-09-10",124,null,0,124,68]
[null,"2015-09-11",89,null,6,83,71]
[null,"2015-09-12",68,null,6,62,62]
[null,"2015-09-13",82,null,2,80,80]
[null,"2015-09-14",218,null,9,{"$f":"C1726-D1726-E1726","v":209},167]
[null,"2015-09-15",134,null,0,134,116]
[null,"2015-09-16",100,null,4,96,92]
[null,"2015-09-17",123,null,5,118,115]
[null,"2015-09-18",98,null,4,94,91]
[null,"2015-09-19",85,null,11,74,73]
[null,"2015-09-20",58,null,12,46,42]
[null,"2015-09-21",159,null,6,153,147]
[null,"2015-09-22",213,null,2,211,174]
[null,"2015-09-23",116,null,0,116,102]
[null,"2015-09-24",98,null,0,98,65]
[null,"2015-09-25",96,null,2,94,90]
[null,"2015-09-26",254,null,8,246,170]
[null,"2015-09-27",98,null,4,94,91]
[null,"2015-09-28",148,null,5,143,141]
[null,"2015-09-29",417,null,0,417,285]
[null,"2015-09-30",158,null,8,150,137]
[null,"2015-10-01",104,null,3,101,91]
[null,{"$f":"B1743+1","v":"2015-10-02"},90,null,0,90,84]
[null,"2015-10-03",179,null,1,178,160]
[null,"2015-10-04",69,null,1,68,68]
[null,"2015-10-05",103,null,0,103,70]
[null,"2015-10-06",188,null,0,188,147]
[null,"2015-10-07",109,null,2,107,106]
[null,"2015-10-08",79,null,1,78,70]
[null,"2015-10-09",81,null,0,81,69]
[null,"2015-10-10",63,null,0,63,62]
[null,"2015-10-11",35,null,3,32,27]
[null,"2015-10-12",314,null,0,314,196]
[null,"2015-10-13",400,null,0,400,306]
[null,"2015-10-14",379,null,0,379,191]
[null,"2015-10-15",206,null,0,206,137]
[null,"2015-10-16",137,null,0,137,108]
[null,"2015-10-17",328,null,0,328,183]
[null,"2015-10-18",69,null,2,67,52]
[null,"2015-10-19",228,null,0,228,173]
[null,"2015-10-20",124,null,0,124,98]
[null,"2015-10-21",123,null,0,123,110]
[null,"2015-10-22",86,null,2,84,76]
[null,"2015-10-23",104,null,0,104,79]
[null,"2015-10-24",53,null,0,53,43]
[null,"2015-10-25",68,null,0,68,54]
[null,"2015-10-26",249,null,0,249,121]
[null,"2015-10-27",148,null,1,147,81]
[null,"2015-10-28",147,null,1,146,85]
[null,"2015-10-29",86,null,3,83,65]
[null,"2015-10-30",122,null,1,121,97]
[null,"2015-10-31",108,null,0,108,46]
[null,"2015-11-01",null,null,null,0]
[null,"2015-11-02",null,null,null,0]
[null,"2015-11-03",null,null,null,0]
[null,"2015-11-04",null,null,null,0]
[null,"2015-11-05",null,null,null,0]
[null,"2015-11-06",null,null,null,0]
[null,"2015-11-07",null,null,null,0]
[null,"2015-11-08",null,null,null,0]
[null,"2015-11-09",null,null,null,0]
[null,"2015-11-10",null,null,null,0]
[null,"2015-11-11",null,null,null,0]
[null,"2015-11-12",null,null,null,0]
[null,"2015-11-13",null,null,null,0]
[null,"2015-11-14",null,null,null,0]
[null,"2015-11-15",null,null,null,0]
[null,"2015-11-16",null,null,null,0]
[null,"2015-11-17",null,null,null,{"$f":"C1790-D1790-E1790","v":0}]
[null,"2015-11-18",null,null,null,0]
[null,"2015-11-19",null,null,null,0]
[null,"2015-11-20",null,null,null,0]
[null,"2015-11-21",null,null,null,0]
[null,"2015-11-22",null,null,null,0]
[null,"2015-11-23",null,null,null,0]
[null,"2015-11-24",null,null,null,0]
[null,"2015-11-25",null,null,null,0]
[null,"2015-11-26",null,null,null,0]
[null,"2015-11-27",null,null,null,0]
[null,"2015-11-28",null,null,null,0]
[null,"2015-11-29",null,null,null,0]
[null,"2015-11-30",null,null,null,0]
[null,"2015-12-01",null,null,null,0]
[null,"2015-12-02",null,null,null,0]
[null,"2015-12-03",null,null,null,0]
[null,"2015-12-04",null,null,null,0]
[null,{"$f":"B1807+1","v":"2015-12-05"},null,null,null,0]
[null,"2015-12-06",null,null,null,0]
[null,"2015-12-07",null,null,null,0]
[null,"2015-12-08",null,null,null,0]
[null,"2015-12-09",null,null,null,0]
[null,"2015-12-10",null,null,null,0]
[null,"2015-12-11",null,null,null,0]
[null,"2015-12-12",null,null,null,0]
[null,"2015-12-13",null,null,null,0]
[null,"2015-12-14",null,null,null,0]
[null,"2015-12-15",null,null,null,0]
[null,"2015-12-16",null,null,null,0]
[null,"2015-12-17",null,null,null,0]
[null,"2015-12-18",null,null,null,0]
[null,"2015-12-19",null,null,null,0]
[null,"2015-12-20",null,null,null,0]
[null,"2015-12-21",null,null,null,0]
[null,"2015-12-22",null,null,null,0]
[null,"2015-12-23",null,null,null,0]
[null,"2015-12-24",null,null,null,0]
[null,"2015-12-25",null,null,null,0]
[null,"2015-12-26",null,null,null,0]
[null,"2015-12-27",null,null,null,0]
[null,"2015-12-28",null,null,null,0]
[null,"2015-12-29",null,null,null,0]
[null,"2015-12-30",null,null,null,0]
[null,"2015-12-31",null,null,null,{"$f":"C1834-D1834-E1834","v":0}]

{"sheet":"6.2 Reliability & Cust serv","index":31,"n_rows":102,"n_cols":14,"rows_kept":102,"cut":false,"hidden":false,"merged":[[22,1,27,1],[6,1,6,13],[7,1,7,13],[8,1,8,13],[9,1,9,13],[15,1,15,2],[16,1,21,1],[5,1,5,13],[10,1,10,13],[11,1,11,13],[14,3,14,7],[14,9,14,13],[68,1,73,1],[28,1,33,1],[37,3,37,7],[37,9,37,13],[38,1,38,2],[39,1,44,1],[45,1,50,1],[51,1,56,1],[61,1,61,2],[62,1,67,1],[60,3,60,6],[60,7,60,13],[101,1,101,2],[100,1,100,2],[74,1,79,1],[86,1,86,2],[87,1,92,1],[95,1,95,13],[97,3,97,7],[97,9,97,13],[98,1,98,2],[99,1,99,2],[85,3,85,6],[85,7,85,13],[83,1,83,4]]}
[null,{"$f":"SheetHeader","v":"REGULATORY REPORTING STATEMENT"}]
[null,{"$f":"dms_TradingName","v":"TasNetworks (D)"}]
[null,{"$f":"dms_Reg_Year_Span","v":"2017-18 to 2018-19"}]
[null,"6.2 RELIABILITY AND CUSTOMER SERVICE PERFORMANCE"]
[]
[null,"Instructions"]
[null,"This regulatory template requires the input of performance Historicals and proposed targets for the forthcoming regulatory control period under the STPIS."]
[null,{"$f":"CONCATENATE(\"Performance targets for some parameters may cross feeder classifications in tables 6.2.1, 6.2.2 and 6.2.3. However, where a single target for the whole network is prescribed, this should be entered in the \"\"whole network (system)\"\" cell. \",dms_TradingName,\" must define each of the parameters which apply to it. If common definitions exist for the parameter, please attach a reference to the definition.\")","v":"Performance targets for some parameters may cross feeder classifications in tables 6.2.1, 6.2.2 and 6.2.3. However, where a single target for the whole network is prescribed, this should be entered in the \"whole network (system)\" cell. TasNetworks (D) must define each of the parameters which apply to it. If common definitions exist for the parameter, please attach a reference to the definition."}]
[null,{"$f":"CONCATENATE(dms_TradingName,\" should insert \"\"n/a\"\" against parameters which do not apply to it. Do not delete inapplicable fields.\")","v":"TasNetworks (D) should insert \"n/a\" against parameters which do not apply to it. Do not delete inapplicable fields."}]
[null,{"$f":"CONCATENATE(\"If parts of this template are unsuitable to record any of the requested information \",dms_TradingName,\" must provide this information in an alternative format, within it's accompanying regulatory proposal and indicate the section of the regulatory proposal containing the information in the 'addressed at chapter/section of regulatory proposal' column.\")","v":"If parts of this template are unsuitable to record any of the requested information TasNetworks (D) must provide this information in an alternative format, within it's accompanying regulatory proposal and indicate the section of the regulatory proposal containing the information in the 'addressed at chapter/section of regulatory proposal' column."}]
[null,{"$f":"CONCATENATE(dms_TradingName,\" must provide detail of historical unplanned minutes off supply, unplanned interruptions, momentary interruptions, customer numbers \"&\"and customer service in accordance with tables 6.2.1, 6.2.2, 6.2.4 and 6.2.5. \"&\"Table 6.2.3 is not compulsory - those businesses who want to \"&\" include MAIFI in the s-factor calcuation may make such a proposal and submit the relevant MAIFI information \"&\"necessary to establish the MAIFI targets, including the estimated performance for 2015.\")","v":"TasNetworks (D) must provide detail of historical unplanned minutes off supply, unplanned interruptions, momentary interruptions, customer numbers and customer service in accordance with tables 6.2.1, 6.2.2, 6.2.4 and 6.2.5. Table 6.2.3 is not compulsory - those businesses who want to  include MAIFI in the s-factor calcuation may make such a proposal and submit the relevant MAIFI information necessary to establish the MAIFI targets, including the estimated performance for 2015."}]
[null,"Definitions of parameters under the AER's STPIS apply. Where exclusions apply, data provided below must exclude all events outlined under clause 3.3 of the AER's STPIS."]
[]
[null,"TABLE 6.2.1 - UNPLANNED MINUTES OFF SUPPLY (SAIDI) - Historical, target and proposed reliability"]
[null,null,null,"Historical",null,null,null,null,"Target","Proposed target"]
[null,"SAIDI",null,{"$f":"PRCP_y5","v":"2011-12"},{"$f":"CRCP_y1","v":"2012-13"},{"$f":"CRCP_y2","v":"2013-14"},{"$f":"CRCP_y3","v":"2014-15"},{"$f":"CRCP_y4","v":"2015-16"},{"$f":"CRCP_y5","v":"2016-17"},{"$f":"FRCP_y1","v":"2017-18"},{"$f":"FRCP_y2","v":"2018-19"},{"$f":"FRCP_y3","v":"2019-20"},{"$f":"FRCP_y4","v":"2020-21"},{"$f":"FRCP_y5","v":"2021-22"}]
[null,"Total sustained minutes off supply","Critical Infrastructure",null,null,null,null,null,14.095452515278746]
[null,null,"High density commercial",null,null,null,null,null,39.025937028551105]
[null,null,"Urban",null,null,null,null,null,127.01911527973535]
[null,null,"High density rural",null,null,null,null,null,633.04100391688655]
[null,null,"Low density rural",null,null,null,null,null,832.72079715288828]
[null,null,"Total ",{"$f":"IFERROR((D17*(D$88/D$93))+(D18*(D$89/D$93))+(D19*(D$90/D$93))+(D20*(D$91/D$93))+(D21*(D$92/D$93)),\"\")","v":""},{"$f":"IFERROR((E17*(E$88/E$93))+(E18*(E$89/E$93))+(E19*(E$90/E$93))+(E20*(E$91/E$93))+(E21*(E$92/E$93)),\"\")","v":""},"","","","","","","","",""]
[null,"Total value of excluded events*\n\n*see 3.3 of STPIS","Critical Infrastructure",null,null,null,null,null,2.5035310984427142]
[null,null,"High density commercial",null,null,null,null,null,10.862330230894809]
[null,null,"Urban",null,null,null,null,null,46.030145207225317]
[null,null,"High density rural",null,null,null,null,null,389.13488595948991]
[null,null,"Lower density rural",null,null,null,null,null,415.47133505912217]
[null,null,"Total ",{"$f":"IFERROR((D23*(D$88/D$93))+(D24*(D$89/D$93))+(D25*(D$90/D$93))+(D26*(D$91/D$93)+(D27*(D$92/D$93))),\"\")","v":""},{"$f":"IFERROR((E23*(E$88/E$93))+(E24*(E$89/E$93))+(E25*(E$90/E$93))+(E26*(E$91/E$93)+(E27*(E$92/E$93))),\"\")","v":""},"","","","","","","","",""]
[null,"Total sustained minutes off supply after removing excluded events","Critical Infrastructure",null,null,null,null,null,11.591921416836032,23.899688409126593,23.899688409126593]
[null,null,"High density commercial",null,null,null,null,null,28.163606797656296,26.067644002410464,26.067644002410464]
[null,null,"Urban and regional centres",null,null,null,null,null,80.988970072510028,82.589344193927587,82.589344193927587]
[null,null,"High density rural",null,null,null,null,null,243.90611795739667,242.01465134954293,242.01465134954293]
[null,null,"Lower density rural",null,null,null,null,null,417.24946209376611,430.08719753607528,430.08719753607528]
[null,null,"Total ",{"$f":"IFERROR(D22-D28,\"\")","v":""},{"$f":"IFERROR(E22-E28,\"\")","v":""},{"$f":"IFERROR(F22-F28,\"\")","v":""},"","","","","","","",""]
[]
[]
[null,"TABLE 6.2.2 - UNPLANNED INTERRUPTIONS TO SUPPLY (SAIFI) - Historical,taget and proposed reliability"]
[null,null,null,"Historical",null,null,null,null,"Target","Proposed target"]
[null,"SAIFI",null,{"$f":"PRCP_y5","v":"2011-12"},{"$f":"CRCP_y1","v":"2012-13"},{"$f":"CRCP_y2","v":"2013-14"},{"$f":"CRCP_y3","v":"2014-15"},{"$f":"CRCP_y4","v":"2015-16"},{"$f":"CRCP_y5","v":"2016-17"},{"$f":"FRCP_y1","v":"2017-18"},{"$f":"FRCP_y2","v":"2018-19"},{"$f":"FRCP_y3","v":"2019-20"},{"$f":"FRCP_y4","v":"2020-21"},{"$f":"FRCP_y5","v":"2021-22"}]
[null,"Total sustained customer interruptions","Critical Infrastructure",null,null,null,null,null,0.17571699815172845]
[null,null,"High density commercial",null,null,null,null,null,0.35080991450101595]
[null,null,"Urban",null,null,null,null,null,1.211763200907358]
[null,null,"High density rural",null,null,null,null,null,3.1664698134920108]
[null,null,"Lower density rural",null,null,null,null,null,4.4900703511969029]
[null,null,"Total ",{"$f":"IFERROR((D40*(D$88/D$93))+(D41*(D$89/D$93))+(D42*(D$90/D$93))+(D43*(D$91/D$93))+(D44*(D$92/D$93)),\"\")","v":""},{"$f":"IFERROR((E40*(E$88/E$93))+(E41*(E$89/E$93))+(E42*(E$90/E$93))+(E43*(E$91/E$93))+(E44*(E$92/E$93)),\"\")","v":""},"","","","","","","","",""]
[null,"Total value of excluded events*\n\n*see 3.3 of STPIS","Critical Infrastructure",null,null,null,null,null,1.2278977912489497E-2]
[null,null,"High density commercial",null,null,null,null,null,5.4676693408072519E-2]
[null,null,"Urban",null,null,null,null,null,0.25485043084201198]
[null,null,"High density rural",null,null,null,null,null,0.72951755813962249]
[null,null,"Lower density rural",null,null,null,null,null,1.0173367718389104]
[null,null,"Total ",{"$f":"IFERROR((D46*(D$88/D$93))+(D47*(D$89/D$93))+(D48*(D$90/D$93))+(D49*(D$91/D$93))+(D50*(D$92/D$93)),\"\")","v":""},{"$f":"IFERROR((E46*(E$88/E$93))+(E47*(E$89/E$93))+(E48*(E$90/E$93))+(E49*(E$91/E$93))+(E50*(E$92/E$93)),\"\")","v":""},"","","","","","","","",""]
[null,"Total sustained customer interruptions after removing excluded events","Critical Infrastructure",null,null,null,null,null,0.16343802023923895,0.29284668040767758,0.29284668040767758]
[null,null,"High density commercial",null,null,null,null,null,0.29613322109294343,0.30302167717229855,0.30302167717229855]
[null,null,"Urban",null,null,null,null,null,0.95691277006534603,1.0267207940588929,1.0267207940588929]
[null,null,"High density rural",null,null,null,null,null,2.4369522553523884,2.5482754356598369,2.5482754356598369]
[null,null,"Lower density rural",null,null,null,null,null,3.4727335793579925,3.3777051182702906,3.3777051182702906]
[null,null,"Total ",{"$f":"IFERROR(D45-D51,\"\")","v":""},{"$f":"IFERROR(E45-E51,\"\")","v":""},{"$f":"IFERROR(F45-F51,\"\")","v":""},"","","","","","","",""]
[]
[]
[null,"Table 6.2.3 - UNPLANNED MOMENTARY INTERRUPTIONS TO SUPPLY (MAIFI) - Historical, target and proposed reliability"]
[null,null,null,"Historical",null,null,null,"Forecast"]
[null,"MAIFI",null,{"$f":"PRCP_y5","v":"2011-12"},{"$f":"CRCP_y1","v":"2012-13"},{"$f":"CRCP_y2","v":"2013-14"},{"$f":"CRCP_y3","v":"2014-15"},{"$f":"CRCP_y4","v":"2015-16"},{"$f":"CRCP_y5","v":"2016-17"},{"$f":"FRCP_y1","v":"2017-18"},{"$f":"FRCP_y2","v":"2018-19"},{"$f":"FRCP_y3","v":"2019-20"},{"$f":"FRCP_y4","v":"2020-21"},{"$f":"FRCP_y5","v":"2021-22"}]
[null,"Total sustained customer interruptions","Critical Infrastructure"]
[null,null,"High density commercial"]
[null,null,"Urban"]
[null,null,"High density rural"]
[null,null,"Lower density rural"]
[null,null,"Total ",{"$f":"SUM(D63:D67)","v":0},{"$f":"SUM(E63:E67)","v":0},0,0,0,0,0,0,0,0,0]
[null,"Total value of excluded events*\n\n*see 3.3 of STPIS","Critical Infrastructure"]
[null,null,"High density commercial"]
[null,null,"Urban"]
[null,null,"High density rural"]
[null,null,"Lower density rural"]
[null,null,"Total ",{"$f":"SUM(D69:D73)","v":0},{"$f":"SUM(E69:E73)","v":0},0,0,0,0,0,0,0,0,0]
[null,"Total sustained customer interruptions after removing excluded events","Critical Infrastructure"]
[null,null,"High density commercial"]
[null,null,"Urban"]
[null,null,"High density rural"]
[null,null,"Lower density rural"]
[null,null,"Total ",{"$f":"SUM(D75:D79)","v":0},{"$f":"SUM(E75:E79)","v":0},{"$f":"SUM(F75:F79)","v":0},{"$f":"SUM(G75:G79)","v":0},{"$f":"SUM(H75:H79)","v":0},{"$f":"SUM(I75:I79)","v":0},{"$f":"SUM(J75:J79)","v":0},{"$f":"SUM(K75:K79)","v":0},{"$f":"SUM(L75:L79)","v":0},{"$f":"SUM(M75:M79)","v":0},{"$f":"SUM(N75:N79)","v":0}]
[]
[]
[null,"TABLE 6.2.4 - CUSTOMER NUMBERS"]
[null,"The number of distribution customers is calculated as the average of the number of customers at the beginning of the reporting period and the number of customers at the end of the reporting period."]
[]
[null,null,null,"Historical",null,null,null,"Forecast"]
[null,"Average customer numbers",null,{"$f":"PRCP_y5","v":"2011-12"},{"$f":"CRCP_y1","v":"2012-13"},{"$f":"CRCP_y2","v":"2013-14"},{"$f":"CRCP_y3","v":"2014-15"},{"$f":"CRCP_y4","v":"2015-16"},{"$f":"CRCP_y5","v":"2016-17"},{"$f":"FRCP_y1","v":"2017-18"},{"$f":"FRCP_y2","v":"2018-19"},{"$f":"FRCP_y3","v":"2019-20"},{"$f":"FRCP_y4","v":"2020-21"},{"$f":"FRCP_y5","v":"2021-22"}]
[null,null,"Critical Infrastructure;"]
[null,null,"High density commercial"]
[null,null,"Urban"]
[null,null,"High density rural"]
[null,null,"Lower density rural"]
[null,null,"Total ",{"$f":"SUM(D88:D92)","v":0},{"$f":"SUM(E88:E92)","v":0},0,0,0,0,0,0,0,0,0]
[]
[null,"TABLE 6.2.5 - CUSTOMER SERVICE"]
[null,"The AER's definition of calls answered within 30 seconds is as follows:\nCalls to the fault line answered in 30 seconds where the time to answer a call is measured from when the call enters the telephone system of the call centre (including that time when it may be ringing unanswered by any response) and the caller speaks with a human operator, but excluding the time that the caller is connected to an automated interactive service that provides substantive information. This measure does not apply to:\n- calls to payment lines and automated interactive services;\n- calls abandoned by the customer within 30 seconds of the call being queued for response by a human operator. Where the time in which a telephone call is abandoned is not measured, then an estimate of the number of calls abandoned within 30 seconds will be determined by taking 20 per cent of all calls abandoned. \nNote: Being placed in a queuing system (automated or otherwise) does not constitute a response. 'Calls answered within 30 seconds' and 'Calls received' should be calculated excluding calls abandoned within 30 seconds of being queued for a human operator; and calls to payment lines and automated interactive services. "]
[]
[null,null,null,"Historical",null,null,null,null,"Target","Proposed target"]
[null,"Customer service",null,{"$f":"PRCP_y5","v":"2011-12"},{"$f":"CRCP_y1","v":"2012-13"},{"$f":"CRCP_y2","v":"2013-14"},{"$f":"CRCP_y3","v":"2014-15"},{"$f":"CRCP_y4","v":"2015-16"},{"$f":"CRCP_y5","v":"2016-17"},{"$f":"FRCP_y1","v":"2017-18"},{"$f":"FRCP_y2","v":"2018-19"},{"$f":"FRCP_y3","v":"2019-20"},{"$f":"FRCP_y4","v":"2020-21"},{"$f":"FRCP_y5","v":"2021-22"}]
[null,"Number of calls received",null,null,null,null,null,null,67600,67600,67600]
[null,"Number of calls answered within 30 seconds",null,null,null,null,null,null,51400,51400,51400]
[null,"Percentage of calls answered within 30 seconds",null,{"$f":"IFERROR((D101/D100),\"\")","v":""},{"$f":"IFERROR((E101/E100),\"\")","v":""},{"$f":"IFERROR((F101/F100),\"\")","v":""},"","",0.76035502958579881,0.76035502958579881,0.76035502958579881,"","",""]

{"sheet":"7.1  Policies and Procedures","index":32,"n_rows":218,"n_cols":5,"rows_kept":218,"cut":false,"hidden":false,"merged":[[12,1,13,1],[6,1,8,4]]}
[null,{"$f":"SheetHeader","v":"REGULATORY REPORTING STATEMENT"}]
[null,{"$f":"dms_TradingName","v":"TasNetworks (D)"}]
[null,{"$f":"dms_Reg_Year_Span","v":"2017-18 to 2018-19"}]
[null,"7.1  PLANS, POLICIES, PROCEDURES AND STRATEGIES"]
[]
[null,"Instructions"]
[null,"List and provide a brief description of key internal plans, policies, procedures or strategies that are used to plan and conduct day to day operations and that have been relied upon in the development of the regulatory proposal. Identify any internal plans, policies, procedures and strategies that have changed in the current regulatory control period or that are expected to change before the next regulatory control period where the change has been identified as a step change."]
[]
[]
[]
[null,"TABLE 7.1.1 - PLANS, POLICIES, PROCEDURES AND STRATEGIES"]
[]
[null,null,"Brief description","Relevance to regulatory proposal","Expenditure impact"]
[null,null,"Description of the plan, policy, procedure or strategy.","Identify the element of the proposal/supporting documents that the policy, plan, procedure or strategy is relevant to e.g. replacement capex, capacity utilisation thresholds, opex ","Is this policy, plan or procedure identified in the response to section 4 'Step Changes' of the notice (yes or no)?"]
[null,"Corporate"]
[null,"See attachments to the Regulatory Proposal"]
[]
[]
[null,"Governance framework"]
[null,"See attachments to the Regulatory Proposal"]
[]
[]
[]
[]
[]
[]
[]
[]
[]
[]
[]
[]
[]
[]
[]
[]
[null,"Accounting policies, procedures and methodologies (including a capitalisation policy, depreciation policy and an approved expenditure allocation methodology)"]
[null,"See attachments to the Regulatory Proposal"]
[]
[]
[null,"Asset management plan or equivalent documentation"]
[null,"Asset Management Policies"]
[null,"See attachments to the Regulatory Proposal"]
[]
[null,"Asset Management Strategies"]
[null,"See attachments to the Regulatory Proposal"]
[]
[]
[]
[null,"Asset Management Plans"]
[null,"See attachments to the Regulatory Proposal"]
[]
[]
[]
[]
[]
[]
[]
[]
[]
[]
[]
[]
[]
[]
[]
[]
[]
[]
[]
[]
[]
[]
[null,"Capital expenditure policies and procedures (including capex approval policies and procedures and replacement policy) "]
[null,"See attachments to the Regulatory Proposal"]
[null,"Internal standards for network planning, design, maintenance and operation"]
[null,"See attachments to the Regulatory Proposal"]
[]
[]
[]
[]
[]
[]
[]
[]
[]
[]
[]
[]
[]
[]
[]
[]
[]
[]
[]
[]
[]
[]
[]
[]
[]
[]
[]
[]
[]
[]
[]
[]
[]
[]
[]
[]
[]
[]
[]
[]
[]
[]
[]
[]
[]
[]
[]
[]
[]
[]
[]
[]
[]
[]
[]
[]
[]
[]
[]
[]
[]
[]
[]
[]
[]
[]
[]
[]
[]
[]
[]
[]
[]
[]
[]
[]
[]
[]
[null,"Procurement and contracting out policies"]
[null,"See attachments to the Regulatory Proposal"]
[null,"Information technology policies or strategies"]
[null,"See attachments to the Regulatory Proposal"]
[]
[]
[]
[]
[]
[]
[]
[]
[]
[]
[]
[]
[]
[]
[]
[]
[]
[]
[]
[]
[]
[]
[]
[]
[]
[]
[]
[]
[]
[]
[]
[]
[]
[]
[]
[null,"Demand management policies or strategies"]
[null,"See attachments to the Regulatory Proposal"]
[]
[]
[null,"Self insurance guidelines or policy"]
[null,"See attachments to the Regulatory Proposal"]
[null,"Land and easement acquisition polices"]
[null,"See attachments to the Regulatory Proposal"]
[]
[]
[null,"Asset security plans and policies"]
[null,"<insert relevant policy, plan, strategy etc>"]
[null,"See attachments to the Regulatory Proposal"]
[]
[]
[]
[]
[]
[]
[]
[]
[]
[null,"Disaster recovery policy"]
[null,"See attachments to the Regulatory Proposal"]

{"sheet":"7.2 Contingent projects","index":33,"n_rows":46,"n_cols":6,"rows_kept":46,"cut":false,"hidden":false,"merged":[]}
[null,{"$f":"SheetHeader","v":"REGULATORY REPORTING STATEMENT"}]
[null,{"$f":"dms_TradingName","v":"TasNetworks (D)"}]
[null,{"$f":"dms_Reg_Year_Span","v":"2017-18 to 2018-19"}]
[null,"7.2 CONTINGENT PROJECTS"]
[]
[null,"TABLE 7.2.1 - PROPOSED CONTINGENT PROJECTS FOR THE FORTHCOMING REGULATORY CONTROL PERIOD"]
[]
[null,"Proposed contingent project name","Proposed contingent capital expenditure  \n($0's, nominal)","Proposed trigger events",{"$f":"CONCATENATE(\"Proposed annual revenue requirement for \",  FRCP_y1, \" \n($0's, nominal)\")","v":"Proposed annual revenue requirement for 2017-18 \n($0's, nominal)"},{"$f":"CONCATENATE(\"5% of the annual revenue requirement for \",FRCP_y1,\"\")","v":"5% of the annual revenue requirement for 2017-18"}]
[null,null,null,null,null,{"$f":"+E9*0.05","v":0}]
[null,null,null,null,{"$f":"+$E$9","v":0},{"$f":"+E10*0.05","v":0}]
[null,null,null,null,{"$f":"+$E$9","v":0},0]
[null,null,null,null,0,0]
[null,null,null,null,0,0]
[null,null,null,null,0,0]
[null,null,null,null,0,0]
[null,null,null,null,0,0]
[null,null,null,null,0,0]
[null,null,null,null,0,0]
[null,null,null,null,0,0]
[null,null,null,null,0,0]
[null,null,null,null,0,0]
[null,null,null,null,0,0]
[null,null,null,null,0,0]
[null,null,null,null,0,0]
[null,null,null,null,0,0]
[null,null,null,null,0,0]
[null,null,null,null,0,0]
[null,null,null,null,0,0]
[null,null,null,null,0,0]
[null,null,null,null,0,0]
[null,null,null,null,0,0]
[null,null,null,null,0,0]
[null,null,null,null,0,0]
[null,null,null,null,0,0]
[null,null,null,null,0,0]
[null,null,null,null,0,0]
[null,null,null,null,0,0]
[null,null,null,null,0,0]
[null,null,null,null,0,0]
[null,null,null,null,0,0]
[null,null,null,null,0,0]
[null,null,null,null,0,0]
[null,null,null,null,0,0]
[null,null,null,null,0,0]
[null,null,null,null,0,0]
[null,null,null,null,0,0]

{"sheet":"7.3 Obligations","index":34,"n_rows":296,"n_cols":6,"rows_kept":296,"cut":false,"hidden":false,"merged":[[6,1,8,4],[11,1,12,1],[6,5,8,5]]}
[null,{"$f":"SheetHeader","v":"REGULATORY REPORTING STATEMENT"}]
[null,{"$f":"dms_TradingName","v":"TasNetworks (D)"}]
[null,{"$f":"dms_Reg_Year_Span","v":"2017-18 to 2018-19"}]
[null,"7.3  OBLIGATIONS, REQUIREMENTS & STANDARDS"]
[]
[null,"Instructions"]
[null,"Outline those obligations and requirements that have been relied upon in the development of the regulatory proposal."]
[]
[]
[]
[null,"TABLE 7.3.1 - OBLIGATIONS OR REQUIREMENTS"]
[null,null,"Brief description","Relevance to regulatory proposal","Expenditure impact","EE Additional Data \n(not required by the AER)"]
[null,null,"Description of relevant obligations or requirements within the instrument (e.g. safety obligations, reliability targets) ","Identify what element of the proposal/supporting documents the obligation or requirement is relevant to e.g. replacement capex, capacity utilisation thresholds, opex ","Is the obligation or requirement identified in the response to section 4 'Step Changes' of the notice (yes or no)?","Location (cut and paste location into browser)"]
[null,"Legislation"]
[null,"See Asset Management Plans"]
[]
[]
[]
[]
[]
[]
[]
[]
[]
[]
[]
[]
[]
[]
[]
[]
[]
[]
[]
[]
[]
[]
[]
[]
[]
[]
[]
[]
[]
[]
[]
[]
[]
[]
[]
[]
[]
[]
[]
[]
[]
[]
[]
[]
[]
[]
[]
[]
[]
[]
[]
[]
[]
[]
[]
[]
[]
[]
[]
[]
[]
[]
[]
[]
[]
[]
[]
[]
[]
[]
[]
[]
[]
[]
[]
[]
[]
[]
[]
[]
[]
[]
[]
[]
[]
[]
[]
[]
[]
[]
[]
[]
[]
[]
[]
[]
[]
[]
[]
[]
[]
[]
[]
[]
[]
[]
[]
[]
[]
[]
[]
[]
[]
[]
[]
[]
[]
[]
[]
[]
[]
[]
[]
[]
[]
[]
[]
[]
[]
[]
[]
[]
[]
[]
[]
[]
[]
[]
[]
[]
[]
[]
[]
[]
[]
[]
[]
[]
[]
[]
[]
[]
[]
[]
[]
[]
[]
[]
[]
[]
[]
[]
[]
[]
[]
[]
[]
[]
[]
[]
[]
[]
[]
[]
[]
[]
[]
[]
[]
[]
[]
[]
[]
[]
[]
[]
[]
[]
[]
[]
[]
[]
[]
[]
[]
[]
[]
[]
[]
[]
[]
[]
[]
[]
[]
[]
[]
[]
[]
[]
[null,"Licences"]
[null,"See Asset Management Plans"]
[]
[]
[]
[null,"Rules"]
[null,"See Asset Management Plans"]
[]
[]
[]
[null,"Orders"]
[null,"See Asset Management Plans"]
[null,"Codes"]
[null,"See Asset Management Plans"]
[]
[]
[]
[]
[]
[]
[]
[]
[]
[]
[]
[]
[]
[]
[null,"Guidelines"]
[null,"See Asset Management Plans"]
[]
[]
[]
[]
[]
[]
[]
[]
[]
[]
[]
[]
[]
[]
[]
[]
[]
[]
[]
[]
[]
[]
[]
[]
[]
[]
[]
[]
[]
[]
[]
[]
[]
[]
[]
[]
[]
[null,"Default agreements "]
[]
[null,"Other"]
[null,"See Asset Management Plans"]

{"sheet":"7.4 Shared Assets","index":35,"n_rows":28,"n_cols":21,"rows_kept":28,"cut":false,"hidden":false,"merged":[[39,2,39,8],[40,2,40,8],[41,2,41,8],[33,2,33,8],[34,2,34,8],[35,2,35,8],[36,2,36,8],[37,2,37,8],[38,2,38,8],[6,12,6,19],[32,2,32,8],[6,1,7,1],[6,2,7,2],[6,3,6,11],[25,1,26,1],[25,2,26,8],[27,2,27,8],[28,2,28,8],[29,2,29,8],[30,2,30,8],[31,2,31,8]]}
[null,{"$f":"SheetHeader","v":"REGULATORY REPORTING STATEMENT"}]
[null,{"$f":"dms_TradingName","v":"TasNetworks (D)"}]
[null,{"$f":"dms_Reg_Year_Span","v":"2017-18 to 2018-19"}]
[null,"7.4 SHARED ASSETS"]
[]
[null,"TABLE 7.4.1 - TOTAL UNREGULATED REVENUE EARNED WITH SHARED ASSETS "]
[null,"Name of shared asset unregulated service","Description of shared assets used to provide the service","Shared asset unregulated revenue  ($0's, nominal)",null,null,null,null,null,null,null,null,{"$f":"CONCATENATE(\"Shared asset unregulated revenue  ($0's, real \", dms_DollarReal,\")\")","v":"Shared asset unregulated revenue  ($0's, real June 2017)"}]
[null,null,null,{"$f":"PRCP_y1","v":"2007-08"},{"$f":"PRCP_y2","v":"2008-09"},{"$f":"PRCP_y3","v":"2009-10"},{"$f":"PRCP_y4","v":"2010-11"},{"$f":"PRCP_y5","v":"2011-12"},{"$f":"CRCP_y1","v":"2012-13"},{"$f":"CRCP_y2","v":"2013-14"},{"$f":"CRCP_y3","v":"2014-15"},{"$f":"CRCP_y4","v":"2015-16"},{"$f":"CRCP_y4","v":"2015-16"},"TOTAL",{"$f":"CRCP_y5","v":"2016-17"},{"$f":"FRCP_y1","v":"2017-18"},{"$f":"FRCP_y2","v":"2018-19"},{"$f":"FRCP_y3","v":"2019-20"},{"$f":"FRCP_y4","v":"2020-21"},{"$f":"FRCP_y5","v":"2021-22"},{"$f":"CONCATENATE(\"Total \n\",CRCP_y5, \" to \", dms_FRCP_FinalYear_Num)","v":"Total \n2016-17 to 2018-19"}]
[null,"NBN Co Permit Charges as per FAA","Distribution poles",null,null,null,null,null,245213,361030,533180,601375,624114,{"$f":"SUM(D9:M9)","v":2364912},624114,624114,624114,null,null,null,{"$f":"SUM(O9:T9)","v":1872342}]
[null,null,null,null,null,null,null,null,null,null,null,null,null,{"$f":"SUM(D10:M10)","v":0},null,null,null,null,null,null,{"$f":"SUM(O10:T10)","v":0}]
[null,null,null,null,null,null,null,null,null,null,null,null,null,0,null,null,null,null,null,null,0]
[null,null,null,null,null,null,null,null,null,null,null,null,null,0,null,null,null,null,null,null,0]
[null,null,null,null,null,null,null,null,null,null,null,null,null,0,null,null,null,null,null,null,0]
[null,null,null,null,null,null,null,null,null,null,null,null,null,0,null,null,null,null,null,null,0]
[null,null,null,null,null,null,null,null,null,null,null,null,null,0,null,null,null,null,null,null,0]
[null,null,null,null,null,null,null,null,null,null,null,null,null,0,null,null,null,null,null,null,0]
[null,null,null,null,null,null,null,null,null,null,null,null,null,0,null,null,null,null,null,null,0]
[null,null,null,null,null,null,null,null,null,null,null,null,null,0,null,null,null,null,null,null,0]
[null,null,null,null,null,null,null,null,null,null,null,null,null,0,null,null,null,null,null,null,0]
[null,null,null,null,null,null,null,null,null,null,null,null,null,{"$f":"SUM(D20:M20)","v":0},null,null,null,null,null,null,0]
[null,null,null,null,null,null,null,null,null,null,null,null,null,{"$f":"SUM(D21:M21)","v":0},null,null,null,null,null,null,0]
[null,null,null,null,null,null,null,null,null,null,null,null,null,{"$f":"SUM(D22:M22)","v":0},null,null,null,null,null,null,0]
[null,null,null,null,null,null,null,null,null,null,null,null,null,{"$f":"SUM(D23:M23)","v":0},null,null,null,null,null,null,0]
[]
[null,"TABLE 7.4.2 - SHARED ASSET UNREGULATED SERVICES - APPORTIONMENT METHODOLOGY"]
[null,"Name of shared asset unregulated service for which revenues were apportioned","Apportionment methodology"]
[]
[null,"NBN Co Permit Charges as per FAA","None - income was directly invoiced."]

{"sheet":"7.5 EBSS","index":36,"n_rows":92,"n_cols":23,"rows_kept":92,"cut":false,"hidden":false,"merged":[[63,17,63,18],[6,1,6,6],[7,1,7,5],[12,2,12,11],[12,12,12,13],[24,2,24,8],[24,10,24,16],[42,2,42,3],[42,4,42,8],[42,10,42,11],[42,12,42,16],[63,12,63,16],[25,2,25,3],[25,4,25,8],[25,10,25,11],[25,12,25,16],[41,2,41,8],[41,10,41,16],[77,2,77,6],[66,10,66,11],[67,10,67,11],[68,10,68,11],[69,10,69,11],[70,10,70,11],[76,2,76,6]]}
[null,"REGULATORY REPORTING STATEMENT"]
[null,{"$f":"dms_TradingName","v":"TasNetworks (D)"}]
[null,{"$f":"dms_Reg_Year_Span","v":"2017-18 to 2018-19"}]
[null,"7.5 EBSS"]
[]
[null,"Intstructions"]
[null,{"$f":"CONCATENATE(dms_TradingName,\" is required to populate all input cells (yellow) in table 7.5.1 presented below.\n\nEfficiency gains are calculated using the formulae below.  Adjusted target and actual amounts are used to calculate the carry-over amounts.\")","v":"TasNetworks (D) is required to populate all input cells (yellow) in table 7.5.1 presented below.\n\nEfficiency gains are calculated using the formulae below.  Adjusted target and actual amounts are used to calculate the carry-over amounts."}]
[null,"For the first application of the scheme, the efficiency carry forward amount for the first year of the regulatory period is expressed mathematically as: \n                 E1 = F1 – A1 where A1 is the actual operating cost for year 1 and F1 is the regulatory target operating cost for that year. \n\nFor savings that arose in the second to fifth year of the regulatory period, the efficiency carry forward amount is calculated as:\n                 Et = (Ft – At) – (Ft-1 – At-1), where: Et is the efficiency benefit/loss in year t;\n                 At, At-1 is the actual operating cost for the years t and t-1 respectively; and\n                 Ft, Ft-1 is the forecast operating cost for the years t and t-1 respectively \n\nBecause the revenue determination will  occur prior to the completion of the current period, opex for the final year will be estimated as follows:\n                 A5 = F5 – (F4 – A4)"]
[]
[]
[]
[null,"Actual and estimated inflation"]
[null,null,"Actual",null,null,null,null,null,null,null,null,null,"Estimated"]
[null,null,{"$f":"IF(dms_RPT=\"financial\",VALUE(LEFT(D14,4)-1)&\"-\"&TEXT(VALUE(MID(D14,3,2)),\"0#\"),VALUE(LEFT(D14,4)+1))","v":"2005-06"},{"$f":"IF(dms_RPT=\"financial\",VALUE(LEFT(E14,4)-1)&\"-\"&TEXT(VALUE(MID(E14,3,2)),\"0#\"),VALUE(LEFT(E14,4)+1))","v":"2006-07"},{"$f":"PRCP_y1","v":"2007-08"},{"$f":"PRCP_y2","v":"2008-09"},{"$f":"PRCP_y3","v":"2009-10"},{"$f":"PRCP_y4","v":"2010-11"},{"$f":"PRCP_y5","v":"2011-12"},{"$f":"CRCP_y1","v":"2012-13"},{"$f":"CRCP_y2","v":"2013-14"},{"$f":"CRCP_y3","v":"2014-15"},{"$f":"CRCP_y4","v":"2015-16"},{"$f":"CRCP_y5","v":"2016-17"}]
[null,"ABS CPI index - September (old base)",null,155.69999999999999,158.6,166.5,168.6,173.3,179.4]
[null,"ABS CPI index - September (rebased index in Sep 2012),",null,null,null,null,null,null,99.8,101.8,104,106.4,{"$f":"L16*(1+0.025)","v":109.06},{"$f":"M16*(1+0.025)","v":111.78649999999999}]
[null,"Inflation rate (per cent) ",null,null,{"$f":"E15/D15-1","v":1.862556197816323E-2},4.9810844892812067E-2,1.2612612612612484E-2,2.7876631079478242E-2,3.5199076745527913E-2,{"$f":"+J16/I16-1","v":2.0040080160320661E-2},{"$f":"+K16/J16-1","v":2.16110019646365E-2},2.3076923076923217E-2,2.4999999999999911E-2,2.4999999999999911E-2]
[null,{"$f":"CONCATENATE(\"Reconstructed cumulative index (\",CRCP_y5,\"=1)\")","v":"Reconstructed cumulative index (2016-17=1)"},null,{"$f":"E18/(1+E17)","v":0.7748316573427485},{"$f":"F18/(1+F17)","v":0.78926333239922875},0.82857720582895067,0.83902772914571211,0.86241699561655949,0.89277327763191439,0.91066452568065015,0.9303448985342595,0.95181439619274255,0.97560975609756106,1]
[]
[]
[]
[null,"TABLE 7.5.1 - The carryover amounts that arise from applying the EBSS during the 2012-13 to 2016-17 regulatory control period"]
[]
[null,"Table 7.5.1.1 - Opex allowance applicable to EBSS (EBSS target)"]
[null,null,{"$f":"IF(dms_RPT=\"financial\",(\"$m, real June \"&(LEFT(PRCP_y5,2)&RIGHT(PRCP_y5,2))),(\"$m, real December \"&(PRCP_y5)))","v":"$m, real June 2012"},null,null,null,null,null,null,null,"$m, real June 2017"]
[null,null,"Previous period",null,"Current regulatory control period",null,null,null,null,null,"Previous period",null,"Current regulatory control period"]
[null,null,{"$f":"PRCP_y4","v":"2010-11"},{"$f":"PRCP_y5","v":"2011-12"},{"$f":"CRCP_y1","v":"2012-13"},{"$f":"CRCP_y2","v":"2013-14"},{"$f":"CRCP_y3","v":"2014-15"},{"$f":"CRCP_y4","v":"2015-16"},{"$f":"CRCP_y5","v":"2016-17"},null,{"$f":"PRCP_y4","v":"2010-11"},{"$f":"PRCP_y5","v":"2011-12"},{"$f":"CRCP_y1","v":"2012-13"},{"$f":"CRCP_y2","v":"2013-14"},{"$f":"CRCP_y3","v":"2014-15"},{"$f":"CRCP_y4","v":"2015-16"},{"$f":"CRCP_y5","v":"2016-17"}]
[null,"Total opex allowance",null,null,72.885820214323488,71.878188781535442,72.668155087195643,72.526323617607076,71.936061201303815,null,null,null,{"$f":"+E28/$I$18","v":81.639786987860447},{"$f":"+F28/$I$18","v":80.511133769810741},{"$f":"+G28/$I$18","v":81.395979144837639},{"$f":"+H28/$I$18","v":81.237112976749842},{"$f":"+I28/$I$18","v":80.575956968732953}]
[null,"Approved excludable costs - allowance "]
[null,"Debt raising costs",null,null,0.81134780192815603,0.82365088275563902,0.83518957571362618,0.84447320539485238,0.85419970469708795,null,null,null,{"$f":"-E30/$I$18","v":-0.90879490040322464},-0.92257564534231706,-0.93550019544600471,-0.94589883742356384,-0.95679353997115257]
[null,"Guaranteed Service Level (GSL) payments",null,null,1.4184419427641357,1.4184419427641357,1.4184419427641357,1.4184419427641357,1.4184419427641357,null,null,null,-1.5888042107695697,-1.5888042107695697,-1.5888042107695697,-1.5888042107695697,-1.5888042107695697]
[null,"Superannuation costs for defined benefits schemes",null,null,0,0,0,0,0,null,null,null,0,0,0,0,0]
[null,"Demand management incentive allowance (DMIA)",null,null,0,0,0,0,0,null,null,null,0,0,0,0,0]
[null,"Non-network alternatives",null,null,0.41382332743362832,0.44557447787610616,0.54082792920353984,0.69429182300884962,0.78954527433628319,null,null,null,-0.46352566525209715,-0.49909029429957258,-0.60578418144199908,-0.7776798885047973,-0.88437377564722364]
[null,"Electrical safety inspection levy payments",null,null,2.812477597143539,2.8376799419207677,2.8260107797678495,2.801681457562847,2.7992854916395951,null,null,null,-3.1502708107523669,-3.1785000884521635,-3.1654293991234339,-3.1381779985556033,-3.135494264640978]
[null,"National Energy Market (NEM) levy payments",null,null,0.32502376111081466,0.3279361891675755,0.32658771674613407,0.32377607105615575,0.32349918318548349,null,null,null,-0.36406080833080245,-0.36732303417215612,-0.36581260318679076,-0.36266326419958872,-0.36235312065294639]
[null,"NEM and retail contestability opex",null,null,1.5459328234166958,1.5558912116892583,1.5595157382077969,1.5590239855570869,1.5615185881655393,null,null,null,-1.7316074104696439,-1.7427618530611351,-1.7468217040998586,-1.7462708893935601,-1.749065106773217]
[null,"Capitalisation policy changes",null,null,null,null,null,null,null,null,null,null,0,0,0,0,0]
[null,"Forecast opex for EBSS purposes",null,null,{"$f":"E28-SUM(E30:E37)+E38","v":65.558772960526511},{"$f":"F28-SUM(F30:F37)+F38","v":64.469014135361959},65.161581404792557,64.884635132263142,64.189571016515686,null,{"$f":"+SUM(K28:K38)","v":0},0,73.43272318188275,72.212078643713809,72.987826850769963,72.677617887903168,71.899072950277869]
[]
[null,"Table 7.5.1.2 - Actual and estimated opex applicable to EBSS"]
[null,null,"$m, Actual ",null,null,null,null,null,null,null,"$m, real June 2017"]
[null,null,"Previous period",null,"Current regulatory control period",null,null,null,null,null,"Previous period",null,"Current regulatory control period"]
[null,null,{"$f":"PRCP_y4","v":"2010-11"},{"$f":"PRCP_y5","v":"2011-12"},{"$f":"CRCP_y1","v":"2012-13"},{"$f":"CRCP_y2","v":"2013-14"},{"$f":"CRCP_y3","v":"2014-15"},{"$f":"CRCP_y4","v":"2015-16"},{"$f":"CRCP_y5","v":"2016-17"},null,{"$f":"PRCP_y4","v":"2010-11"},{"$f":"PRCP_y5","v":"2011-12"},{"$f":"CRCP_y1","v":"2012-13"},{"$f":"CRCP_y2","v":"2013-14"},{"$f":"CRCP_y3","v":"2014-15"},{"$f":"CRCP_y4","v":"2015-16"},{"$f":"CRCP_y5","v":"2016-17"}]
[null,"Total opex ",null,null,70.737205421002386,74.151294552655941,64.148366390287165,62.275196390287164,null,null,null,null,{"$f":"+E45/J$18*(1+J$17)^0.5","v":78.450930207231849},{"$f":"+F45/K$18*(1+K$17)^0.5","v":80.559643848769255},{"$f":"+G45/L$18*(1+L$17)^0.5","v":68.169086798032708},{"$f":"+H45/M$18*(1+M$17)^0.5","v":64.625051751577331}]
[null,"Approved excludable costs"]
[null,{"$f":"B30","v":"Debt raising costs"},null,null,0,0,0,0,null,null,null,null,{"$f":"-E47/J$18*(1+J$17)^0.5","v":0},0,0,0]
[null,"Guaranteed Service Level (GSL) payments",null,null,1.9835474899999999,2.9528850000000002,3.3987475099999997,1.5255775099999997,null,null,null,null,-2.1998486478873227,-3.2080810640122883,-3.6117757481797401,-1.5831427478271152]
[null,"Superannuation costs for defined benefits schemes",null,null,null,null,0,0,null,null,null,null,0,0,0,0]
[null,"Demand management incentive allowance (DMIA)",null,null,0.13700000000000001,4.9717380000000005E-2,9.0952000000000005E-2,9.3225799999999998E-2,null,null,null,null,-0.1519395256629642,-5.4014086336008092E-2,-9.6652730713863405E-2,-9.6743527099046642E-2]
[null,{"$f":"B34","v":"Non-network alternatives"},null,null,2.1552011443467023E-2,7.2439961545264406E-4,0,0,null,null,null,null,-2.3902207268636174E-2,-7.8700412955852006E-4,0,0]
[null,{"$f":"B35","v":"Electrical safety inspection levy payments"},null,null,3.386437822255544,2.9647696762977693,1.9121018737098394,1.9599044205525853,null,null,null,null,-3.7557208496396264,-3.2209928451967196,-2.0319494623224421,-2.0338582926750997]
[null,{"$f":"B36","v":"National Energy Market (NEM) levy payments"},null,null,0.44839975928963771,0.42985118183177129,0.39017543849675795,0.39992982445917685,null,null,null,null,-0.49729669148799183,-0.46700004801331862,-0.41463103162317178,-0.41502053948888978]
[null,{"$f":"B37","v":"NEM and retail contestability opex"},null,null,1.0730858729132093,1.6192367700363222,1.15142002400675,1.1802055246069187,null,null,null,null,-1.190103346905554,-1.7591754572582221,-1.2235892505813455,-1.2247387005770292]
[null,"Opex associated with approved cost pass through",null,null,null,null,null,null,null,null,null,null,0,0,0,0]
[null,{"$f":"B38","v":"Capitalisation policy changes"},null,null,null,null,null,null,null,null,null,null,0,0,0,0]
[null,"Movements in provisions related to opex",null,null,1.2480901175510772,-1.3182322907478192,-3.6616217334932735,0,null,null,null,null,-1.3841913901119993,1.4321573816513746,3.8911265214987583,0]
[null,"Actual opex for EBSS purposes",null,null,{"$f":"+E45-SUM(E47:E57)","v":62.439092347549447},{"$f":"+F45-SUM(F47:F57)","v":67.452342435622441},{"$f":"+G45-SUM(G47:G57)","v":60.866591277567089},{"$f":"+H45-SUM(H47:H57)","v":57.116353310668487},null,null,{"$f":"K45+SUM(K47:K57)","v":0},0,69.247927548267754,73.28175072547451,64.681615096110903,59.27154794391015,{"$f":"+Q39-(P39-P58)","v":58.493003006284852}]
[]
[null,null,null,null,null,null,null,null,null,null,{"$f":"CONCATENATE(\"Incremental gain ($m, \",CRCP_y5,\")\")","v":"Incremental gain ($m, 2016-17)"}]
[null,null,null,null,null,null,null,null,null,null,null,null,{"$f":"IF(dms_EBSS_status=\"No\",(M39-M58)-(L39-L58)+(K39-K58),(M39-M58))","v":4.1847956336149963},{"$f":"(N39-N58)-(M39-M58)","v":-5.2544677153756965},{"$f":"(O39-O58)-(N39-N58)","v":9.3758838364197601},{"$f":"(P39-P58)-(O39-O58)","v":5.0998581893339576},{"$f":"(Q39-Q58)-(P39-P58)","v":0}]
[]
[null,null,null,null,null,null,null,null,null,null,"Carryover"]
[null,null,null,null,null,null,null,null,null,null,null,null,"Current regulatory control period",null,null,null,null,"Forthcoming regulatory control period"]
[null,null,null,null,null,null,null,null,null,null,null,null,{"$f":"CONCATENATE(\"$m, real \", dms_DollarReal)","v":"$m, real June 2017"}]
[null,null,null,null,null,null,null,null,null,null,null,null,{"$f":"CRCP_y1","v":"2012-13"},{"$f":"CRCP_y2","v":"2013-14"},{"$f":"CRCP_y3","v":"2014-15"},{"$f":"CRCP_y4","v":"2015-16"},{"$f":"CRCP_y5","v":"2016-17"},{"$f":"FRCP_y1","v":"2017-18"},{"$f":"FRCP_y2","v":"2018-19"},null,null,null,"Total"]
[null,null,null,null,null,null,null,null,null,null,{"$f":"CRCP_y1","v":"2012-13"},null,null,{"$f":"$M$61","v":4.1847956336149963},{"$f":"$M$61","v":4.1847956336149963},{"$f":"$M$61","v":4.1847956336149963},{"$f":"$M$61","v":4.1847956336149963},{"$f":"$M$61","v":4.1847956336149963}]
[null,null,null,null,null,null,null,null,null,null,{"$f":"CRCP_y2","v":"2013-14"},null,null,null,{"$f":"$N$61","v":-5.2544677153756965},{"$f":"$N$61","v":-5.2544677153756965},{"$f":"$N$61","v":-5.2544677153756965},{"$f":"$N$61","v":-5.2544677153756965},{"$f":"$N$61","v":-5.2544677153756965}]
[null,null,null,null,null,null,null,null,null,null,{"$f":"CRCP_y3","v":"2014-15"},null,null,null,null,{"$f":"$O$61","v":9.3758838364197601},{"$f":"$O$61","v":9.3758838364197601},{"$f":"$O$61","v":9.3758838364197601},{"$f":"$O$61","v":9.3758838364197601},{"$f":"$O$61","v":9.3758838364197601}]
[null,null,null,null,null,null,null,null,null,null,{"$f":"CRCP_y4","v":"2015-16"},null,null,null,null,null,{"$f":"$P$61","v":5.0998581893339576},{"$f":"$P$61","v":5.0998581893339576},{"$f":"$P$61","v":5.0998581893339576},{"$f":"$P$61","v":5.0998581893339576},{"$f":"$P$61","v":5.0998581893339576}]
[null,null,null,null,null,null,null,null,null,null,{"$f":"CRCP_y5","v":"2016-17"},null,null,null,null,null,null,{"$f":"+$Q$61","v":0},{"$f":"+$Q$61","v":0},{"$f":"+$Q$61","v":0},{"$f":"+$Q$61","v":0},{"$f":"+$Q$61","v":0}]
[null,null,null,null,null,null,null,null,null,null,{"$f":"CONCATENATE(\"Total Carryover Amount ($m, \",CRCP_y5,\")\")","v":"Total Carryover Amount ($m, 2016-17)"},null,null,null,null,null,null,{"$f":"+SUM(R67:R71)","v":13.406069943993018},{"$f":"+SUM(S68:S71)","v":9.2212743103780213},{"$f":"+SUM(T69:T71)","v":14.475742025753718},{"$f":"+SUM(U70:U71)","v":5.0998581893339576},{"$f":"+SUM(V71)","v":0},{"$f":"+SUM(R72:U72)","v":42.202944469458714}]
[]
[null,null,null,null,null,null,null,null,null,null,{"$f":"CONCATENATE(\"PTRM inputs ($m, \",CRCP_y5,\")\")","v":"PTRM inputs ($m, 2016-17)"},null,null,null,null,null,null,{"$f":"R72","v":13.406069943993018},{"$f":"S72","v":9.2212743103780213},{"$f":"T72","v":14.475742025753718},{"$f":"U72","v":5.0998581893339576},{"$f":"V72","v":0},{"$f":"+SUM(R74:U74)","v":42.202944469458714}]
[]
[null,"TABLE 7.5.2 - Proposed forecast opex for the EBSS for the forthcoming regulatory control period"]
[null,null,"Forthcoming regulatory control period"]
[null,null,{"$f":"CONCATENATE(\"$m, real \", dms_DollarReal)","v":"$m, real June 2017"}]
[null,null,{"$f":"FRCP_y1","v":"2017-18"},{"$f":"FRCP_y2","v":"2018-19"},{"$f":"FRCP_y3","v":"2019-20"},{"$f":"FRCP_y4","v":"2020-21"},{"$f":"FRCP_y5","v":"2021-22"}]
[null,"Forecast opex",62.266934672586288,60.811428862322522,null,null,null,{"$f":"+SUM(C80:D80)","v":123.07836353490882}]
[null,"Less excluded costs"]
[null,"Debt raising costs",1.0769543543187208,1.0931308384029357,null,null,null,{"$f":"+SUM(C82:D82)","v":2.1700851927216567}]
[null,"Guaranteed Service Level (GSL) payments",1.6228449948367962,1.6228449948367962,null,null,null,{"$f":"+SUM(C83:D83)","v":3.2456899896735925}]
[null,"Superannuation costs for defined benefits schemes",0,0,null,null,null,0]
[null,"Demand management incentive allowance (DMIA)",0,0,null,null,null,0]
[null,"Non-network alternatives",0,0,null,null,null,0]
[null,"Electrical safety inspection levy payments",2.0340133064547294,2.0340133064547294,null,null,null,4.0680266129094589]
[null,"National Energy Market (NEM) levy payments",0.41505217094653946,0.41505217094653946,null,null,null,0.83010434189307891]
[null,"NEM and retail contestability opex",1.2517397217558408,1.2607242014680253,null,null,null,2.5124639232238661]
[null,"Self Insurance Allowance",0.85100624999999985,0.85100624999999985,null,null,null,1.7020124999999997]
[null,null,0,0,null,null,null,0]
[null,{"$f":"CONCATENATE(\"Adjusted forecast opex ($m, \",CRCP_y5,\")\")","v":"Adjusted forecast opex ($m, 2016-17)"},{"$f":"+C80-SUM(C82:C91)","v":55.015323874273662},53.534657100213494,null,null,null,{"$f":"+H80-SUM(H82:H91)","v":108.54998097448717}]

{"sheet":"7.6 Indicative bill impact","index":37,"n_rows":57,"n_cols":12,"rows_kept":57,"cut":false,"hidden":false,"merged":[[21,2,21,3],[31,2,31,3],[6,1,6,2]]}
[null,{"$f":"SheetHeader","v":"REGULATORY REPORTING STATEMENT"}]
[null,{"$f":"dms_TradingName","v":"TasNetworks (D)"}]
[null,{"$f":"dms_Reg_Year_Span","v":"2017-18 to 2018-19"}]
[null,"7.6 INDICATIVE IMPACT ON DISTRIBUTION CHARGES & ELECTRICITY BILLS"]
[]
[null,"Instructions"]
[null,{"$f":"CONCATENATE(dms_TradingName,\" is required to populate all input cells (yellow) in table 7.6.1 presented below.\")","v":"TasNetworks (D) is required to populate all input cells (yellow) in table 7.6.1 presented below."}]
[]
[null,"TABLE 7.6.1 - INDICATIVE IMPACT OF THE REGULATORY PROPOSAL ON THE AVERAGE RESIDENTIAL ELECTRICITY BILLS"]
[]
[null,"Distribution costs as a proportion of a typical customer's electricity bill (per cent)",0.38]
[null,"Source:","Office of the Tasmanian Economic Regulator, Comparison of 2014 Australian Standing Offer Energy Prices, March 2014 Edition"]
[]
[null,"Typical electricity bill - Residential customer"]
[null,"Tariff type","Description of tariff type",{"$f":"CONCATENATE(\"Annual bill amount \n($\", CRCP_y5,\")\")","v":"Annual bill amount \n($2016-17)"}]
[null,"TAS31/TAS41","Medium consumption",1971.7867343749997]
[]
[]
[]
[]
[]
[null,"Souce: ","Office of the Tasmanian Economic Regulator, Information Paper Typical Electricity Customers May 2014"]
[]
[null,"Typical electricity bill - Business customer"]
[null,"Tariff type","Description of tariff type",{"$f":"CONCATENATE(\"Annual bill amount \n($\", CRCP_y5,\")\")","v":"Annual bill amount \n($2016-17)"}]
[null,"TAS22","Medium consumption",1884.5585937499998]
[]
[]
[]
[]
[]
[null,"Souce:","Office of the Tasmanian Economic Regulator, Information Paper Typical Electricity Customers May 2014"]
[]
[null,"Indicative annual average distribution price impact"]
[null,null,{"$f":"CRCP_y4","v":"2015-16"},{"$f":"CRCP_y5","v":"2016-17"},{"$f":"FRCP_y1","v":"2017-18"},{"$f":"FRCP_y2","v":"2018-19"},{"$f":"FRCP_y3","v":"2019-20"},{"$f":"FRCP_y4","v":"2020-21"},{"$f":"FRCP_y5","v":"2021-22"},"Average"]
[null,"Forecast smoothed revenues ($ nominal)",298761545.54505813,304744368.55158424,255391323.07359639,256540584.027428]
[null,{"$f":"CONCATENATE(\"Forecast smoothed revenues ($ real \",dms_DollarReal,\")\")","v":"Forecast smoothed revenues ($ real June 2017)"},306230584.18368459,304744368.55158424,249162266.41326478,244179021.08499989]
[]
[null,"Energy delivered forecast (MWh)",4081371.5496901688,4073986.5383721804,4038228.4841626161,3996616.033995722]
[]
[null,"Annual price path ($/MWh, nominal)",{"$f":"+C36/C39","v":73.20126136708582},{"$f":"+D36/D39","v":74.802497671813427},63.243405883348721,64.189449735791811,{"$error":"#DIV/0!"},{"$error":"#DIV/0!"},{"$error":"#DIV/0!"}]
[null,{"$f":"CONCATENATE(\"Annual price path ($/MWh, \",dms_DollarReal,\")\")","v":"Annual price path ($/MWh, June 2017)"},{"$f":"+C37/C39","v":75.031292901262958},{"$f":"+D37/D39","v":74.802497671813427},61.7008837886329,61.096442342217074,{"$error":"#DIV/0!"},{"$error":"#DIV/0!"},{"$error":"#DIV/0!"}]
[]
[null,"Annual price path (per cent, nominal)",null,{"$f":"+D41/C41-1","v":2.1874435970410611E-2},{"$f":"+E41/D41-1","v":-0.15452815277878518},{"$f":"+F41/E41-1","v":1.4958774582571444E-2},{"$error":"#DIV/0!"},{"$error":"#DIV/0!"},{"$error":"#DIV/0!"},{"$f":"+AVERAGE(E44:I44)","v":{"$error":"#DIV/0!"}}]
[null,{"$f":"CONCATENATE(\"Annual price path (per cent, \",dms_DollarReal,\")\")","v":"Annual price path (per cent, June 2017)"},null,{"$f":"+D42/C42-1","v":-3.0493307605750086E-3},{"$f":"+E42/D42-1","v":-0.17514941734515621},-9.796317480418093E-3,{"$error":"#DIV/0!"},{"$error":"#DIV/0!"},{"$error":"#DIV/0!"},{"$f":"+AVERAGE(E45:I45)","v":{"$error":"#DIV/0!"}}]
[]
[]
[null,"Distribution bill component - Residential customer","Real"]
[null,"Tariff typea",{"$f":"CRCP_y4","v":"2015-16"},{"$f":"CRCP_y5","v":"2016-17"},{"$f":"FRCP_y1","v":"2017-18"},{"$f":"FRCP_y2","v":"2018-19"},{"$f":"FRCP_y3","v":"2019-20"},{"$f":"FRCP_y4","v":"2020-21"},{"$f":"FRCP_y5","v":"2021-22"},{"$f":"CONCATENATE(CRCP_y4,\" to \",dms_FRCP_FinalYear_Num)","v":"2015-16 to 2018-19"},"Annual average","Annual impact on customer bill (%)"]
[null,{"$f":"+B16","v":"TAS31/TAS41"},{"$f":"+D16*$C$11","v":749.27895906249989},{"$f":"+C50*(1+IF($C$48=\"Nominal\",D$44,D$45))","v":746.99415968437904},616.15856785542553,610.12248290643402,{"$error":"#DIV/0!"},{"$error":"#DIV/0!"},{"$error":"#DIV/0!"},{"$f":"+SUM(E50:I50)","v":{"$error":"#DIV/0!"}},{"$f":"+AVERAGE(E50:I50)","v":{"$error":"#DIV/0!"}}]
[null,"Annual change",null,{"$f":"+D50-C50","v":-2.2847993781208515},-130.83559182895351,-6.0360849489915154,{"$error":"#DIV/0!"},{"$error":"#DIV/0!"},{"$error":"#DIV/0!"},{"$f":"+SUM(E51:I51)","v":{"$error":"#DIV/0!"}},{"$f":"+AVERAGE(E51:I51)","v":{"$error":"#DIV/0!"}},{"$f":"+K51/D16","v":{"$error":"#DIV/0!"}}]
[]
[]
[null,"Distribution bill component - Business customer","Real"]
[null,"Tariff typea",{"$f":"CRCP_y4","v":"2015-16"},{"$f":"CRCP_y5","v":"2016-17"},{"$f":"FRCP_y1","v":"2017-18"},{"$f":"FRCP_y2","v":"2018-19"},{"$f":"FRCP_y3","v":"2019-20"},{"$f":"FRCP_y4","v":"2020-21"},{"$f":"FRCP_y5","v":"2021-22"},{"$f":"CONCATENATE(CRCP_y4,\" to \",dms_FRCP_FinalYear_Num)","v":"2015-16 to 2018-19"},"Annual average","Annual impact on customer bill (%)"]
[null,{"$f":"+B26","v":"TAS22"},{"$f":"+D26*$C$11","v":716.13226562499995},{"$f":"+C56*(1+IF($C$54=\"Nominal\",D$44,D$45))","v":713.94854147878937},588.90087042435528,583.13181053318374,{"$error":"#DIV/0!"},{"$error":"#DIV/0!"},{"$error":"#DIV/0!"},{"$f":"+SUM(E56:I56)","v":{"$error":"#DIV/0!"}},{"$f":"+AVERAGE(E56:I56)","v":{"$error":"#DIV/0!"}}]
[null,"Annual change",null,{"$f":"+D56-C56","v":-2.1837241462105794},-125.04767105443409,-5.7690598911715369,{"$error":"#DIV/0!"},{"$error":"#DIV/0!"},{"$error":"#DIV/0!"},{"$f":"+SUM(E57:I57)","v":{"$error":"#DIV/0!"}},{"$f":"+AVERAGE(E57:I57)","v":{"$error":"#DIV/0!"}},{"$f":"+K57/D26","v":{"$error":"#DIV/0!"}}]

{"sheet":"Unprotected Worksheet","index":38,"n_rows":0,"n_cols":0,"rows_kept":0,"cut":false,"hidden":false,"merged":[]}

{"sheet":"Unprotected Worksheet (2)","index":39,"n_rows":0,"n_cols":0,"rows_kept":0,"cut":false,"hidden":false,"merged":[]}

{"sheet":"Table 6.2.4","index":40,"n_rows":13,"n_cols":13,"rows_kept":13,"cut":false,"hidden":false,"merged":[]}
["The Unprotected Worksheets are Protected, thus the lack of formatting."]
[]
["TABLE 6.2.4 - CUSTOMER NUMBERS"]
["The number of distribution customers is calculated as the average of the number of customers at the beginning of the reporting period and the number of customers at the end of the reporting period."]
[]
[null,null,"Historical",null,null,null,"Forecast"]
["Average customer numbers",null,"2011-12","2012-13","2013-14","2014-15","2015-16","2016-17","2017-18","2018-19","2019-20","2020-21","2021-22"]
[null,"Critical Infrastructure;",null,null,null,null,null,1884,1898,1912]
[null,"High density commercial",null,null,null,null,null,4770,4843,4916]
[null,"Urban",null,null,null,null,null,191256,192693,194130]
[null,"High density rural",null,null,null,null,null,43318,43746,44174]
[null,"Lower density rural",null,null,null,null,null,44141,44499,44857]
[null,"Total ",0,0,0,0,0,285369,287679,289989,0,0,0]

{"sheet":"Table 2.1.2","index":41,"n_rows":29,"n_cols":8,"rows_kept":29,"cut":false,"hidden":false,"merged":[]}
["The Unprotected Worksheets are Protected, thus the lack of formatting."]
[]
["TABLE 2.1.1 - STANDARD CONTROL SERVICES CAPEX"]
[null,"Forecast \n($0's, real June 2017)"]
[null,"2015-16","2016-17","2017-18","2018-19","2019-20","2020-21","2021-22"]
["Replacement expenditure",48076699.018131405,49426569.728707783,52688815.719294235,45692795.757440895,43449469.838722892,37067555.444291778,34735323.900192432]
["Connections",18613098.159075446,21489098.806926034,19069208.384075399,19051233.788546659,19033299.688312549,19186446.158012282,19116921.452980012]
["Augmentation Expenditure",12972274.506309016,14602513.15934298,10057043.188442724,8651082.6166944429,7312214.7787203332,7335325.6040084371,5568825.1081054145]
["Non-network",22578020.091956317,23991505.893705271,18561866.453893695,16845445.366959207,20633490.192329537,21206015.510048222,21338924.716654893]
["Capitalised network overheads",21732675.296011381,21981602.179028805,21069433.099667318,20582063.255845077,20115680.126934383,20180161.947651021,19458348.259496722]
["Capitalised corporate overheads",1747908.2151066645,1767928.8217674056,1694565.1973785185,1655367.1813860517,1617857.0777606701,1623043.1997001234,1564989.4139550752]
["Balancing item"]
["TOTAL GROSS CAPEX \n(includes capcons)",125720675.28659022,133259218.58947827,123140932.04275188,112477987.96687233,112162011.70278037,106598547.86371186,101783332.85138455]
["capcons"]
[null,true,true,true,true,true,true,true]
[]
["TABLE 2.1.2 - STANDARD CONTROL SERVICES OPEX BY CATEGORY"]
[null,"Forecast \n($0's, real June 2017)"]
[null,"2015-16","2016-17"]
["Vegetation management",10830630.452444619,10118329.280944623]
["Maintenance",12880318.16872697,12558310.214508794]
["Emergency response",11193442.054565864,10457279.748632422]
["Non-network",18594863.052509885,18141872.614463907]
["Network overheads",22953624.459232815,22379783.847751994]
["Corporate overheads",10098054.979298197,9845603.6048157401]
["Balancing Item",-21890047.762571461,-20386480.117409933]
["TOTAL OPEX",64660885.404206894,63114699.193707541]
[]
[null,true,true]