## Sheet1
Transmission Line and Other Major Plant & Type of Rating | Rating (MVA) | Location
5A1 Eraring to Kemps Creek Transmission Line Normal Rating | 1039 | See 5A1 on network map
5A1 Eraring to Kemps Creek Transmission Line Continuous Rating | 1732 | See 5A1 on network map
5A1 Eraring to Kemps Creek Transmission Line 15 Minute Rating | 1732 | See 5A1 on network map
5A1 Eraring to Kemps Creek Transmission Line 10 Minute Rating | 1732 | See 5A1 on network map
5A1 Eraring to Kemps Creek Transmission Line 5 Minute Rating | 1732 | See 5A1 on network map
5A2 Eraring to Kemps Creek Transmission Line Normal Rating | 1039 | See 5A2 on network map
5A2 Eraring to Kemps Creek Transmission Line Continuous Rating | 1732 | See 5A2 on network map
5A2 Eraring to Kemps Creek Transmission Line 15 Minute Rating | 1732 | See 5A2 on network map
5A2 Eraring to Kemps Creek Transmission Line 10 Minute Rating | 1732 | See 5A2 on network map
5A2 Eraring to Kemps Creek Transmission Line 5 Minute Rating | 1732 | See 5A2 on network map
5A3 Bayswater to Mt Piper Transmission Line Normal Rating | 3289 | See 5A3 on network map
5A3 Bayswater to Mt Piper Transmission Line Continuous Rating | 3464 | See 5A3 on network map
5A3 Bayswater to Mt Piper Transmission Line 15 Minute Rating | 3464 | See 5A3 on network map
5A3 Bayswater to Mt Piper Transmission Line 10 Minute Rating | 3464 | See 5A3 on network map
5A3 Bayswater to Mt Piper Transmission Line 5 Minute Rating | 3464 | See 5A3 on network map
5A4 Bayswater to Wollar Transmission Line Normal Rating | 3239 | See 5A4 on network map
5A4 Bayswater to Wollar Transmission Line Continuous Rating | 3394 | See 5A4 on network map
5A4 Bayswater to Wollar Transmission Line 15 Minute Rating | 3394 | See 5A4 on network map
5A4 Bayswater to Wollar Transmission Line 10 Minute Rating | 3394 | See 5A4 on network map
5A4 Bayswater to Wollar Transmission Line 5 Minute Rating | 3394 | See 5A4 on network map
5A5 Wollar to Mt Piper Transmission Line Normal Rating | 3239 | See 5A5 on network map
5A5 Wollar to Mt Piper Transmission Line Continuous Rating | 3394 | See 5A5 on network map
5A5 Wollar to Mt Piper Transmission Line 15 Minute Rating | 3394 | See 5A5 on network map
5A5 Wollar to Mt Piper Transmission Line 10 Minute Rating | 3394 | See 5A5 on network map
5A5 Wollar to Mt Piper Transmission Line 5 Minute Rating | 3394 | See 5A5 on network map
5A6 Mt Piper to Bannaby Transmission Line Normal Rating | 3281 | See 5A6 on network map
5A6 Mt Piper to Bannaby Transmission Line Continuous Rating | 3394 | See 5A6 on network map
5A6 Mt Piper to Bannaby Transmission Line 15 Minute Rating | 3394 | See 5A6 on network map
5A6 Mt Piper to Bannaby Transmission Line 10 Minute Rating | 3394 | See 5A6 on network map
5A6 Mt Piper to Bannaby Transmission Line 5 Minute Rating | 3394 | See 5A6 on network map
5A7 Mt Piper to Bannaby Transmission Line Normal Rating | 3281 | See 5A7 on network map
5A7 Mt Piper to Bannaby Transmission Line Continuous Rating | 3394 | See 5A7 on network map
5A7 Mt Piper to Bannaby Transmission Line 15 Minute Rating | 3394 | See 5A7 on network map
5A7 Mt Piper to Bannaby Transmission Line 10 Minute Rating | 3394 | See 5A7 on network map
5A7 Mt Piper to Bannaby Transmission Line 5 Minute Rating | 3394 | See 5A7 on network map
O1 Upper Tumut to Canberra Transmission Line Normal Rating | 915 | See O1 on network map
O1 Upper Tumut to Canberra Transmission Line Continuous Rating | 995 | See O1 on network map
O1 Upper Tumut to Canberra Transmission Line 15 Minute Rating | 1005 | See O1 on network map
O1 Upper Tumut to Canberra Transmission Line 10 Minute Rating | 1085 | See O1 on network map
O1 Upper Tumut to Canberra Transmission Line 5 Minute Rating | 1132 | See O1 on network map
O1 Canberra to Upper Tumut Transmission Line 15 Minute Rating | 995 | See O1 on network map
O1 Canberra to Upper Tumut Transmission Line 10 Minute Rating | 995 | See O1 on network map
O1 Canberra to Upper Tumut Transmission Line 5 Minute Rating | 996 | See O1 on network map
2 Upper Tumut to Yass Transmission Line Normal Rating | 915 | See 2 on network map
2 Upper Tumut to Yass Transmission Line Continuous Rating | 995 | See 2 on network map
2 Upper Tumut to Yass Transmission Line 15 Minute Rating | 1011 | See 2 on network map
2 Upper Tumut to Yass Transmission Line 10 Minute Rating | 1085 | See 2 on network map
2 Upper Tumut to Yass Transmission Line 5 Minute Rating | 1132 | See 2 on network map
2 Yass to Upper Tumut Transmission Line 15 Minute Rating | 995 | See 2 on network map
2 Yass to Upper Tumut Transmission Line 10 Minute Rating | 995 | See 2 on network map
2 Yass to Upper Tumut Transmission Line 5 Minute Rating | 996 | See 2 on network map
3 Lower Tumut to Yass Transmission Line Normal Rating | 972 | See 3 on network map
3 Lower Tumut to Yass Transmission Line Continuous Rating | 1132 | See 3 on network map
3 Lower Tumut to Yass Transmission Line 15 Minute Rating | 1200 | See 3 on network map
3 Lower Tumut to Yass Transmission Line 10 Minute Rating | 1235 | See 3 on network map
3 Lower Tumut to Yass Transmission Line 5 Minute Rating | 1257 | See 3 on network map
3 Yass to Lower Tumut Transmission Line 15 Minute Rating | 1145 | See 3 on network map
3 Yass to Lower Tumut Transmission Line 10 Minute Rating | 1169 | See 3 on network map
3 Yass to Lower Tumut Transmission Line 5 Minute Rating | 1257 | See 3 on network map
3C Canberra to Williamsdale Transmission Line Normal Rating | 1212 | See 3C on network map
3C Canberra to Williamsdale Transmission Line Continuous Rating | 1280 | See 3C on network map
3C Canberra to Williamsdale Transmission Line 15 Minute Rating | 1280 | See 3C on network map
3C Canberra to Williamsdale Transmission Line 10 Minute Rating | 1280 | See 3C on network map
3C Canberra to Williamsdale Transmission Line 5 Minute Rating | 1280 | See 3C on network map
4 Yass to Marulan Transmission Line Normal Rating | 697 | See 4 on network map
4 Yass to Marulan Transmission Line Continuous Rating | 880 | See 4 on network map
4 Yass to Marulan Transmission Line 15 Minute Rating | 1129 | See 4 on network map
4 Yass to Marulan Transmission Line 10 Minute Rating | 1182 | See 4 on network map
4 Yass to Marulan Transmission Line 5 Minute Rating | 1429 | See 4 on network map
4 Marulan to Yass Transmission Line 15 Minute Rating | 1107 | See 4 on network map
4 Marulan to Yass Transmission Line 10 Minute Rating | 1140 | See 4 on network map
4 Marulan to Yass Transmission Line 5 Minute Rating | 1391 | See 4 on network map
5 Yass to Marulan Transmission Line Normal Rating | 697 | See 5 on network map
5 Yass to Marulan Transmission Line Continuous Rating | 880 | See 5 on network map
5 Yass to Marulan Transmission Line 15 Minute Rating | 1129 | See 5 on network map
5 Yass to Marulan Transmission Line 10 Minute Rating | 1182 | See 5 on network map
5 Yass to Marulan Transmission Line 5 Minute Rating | 1429 | See 5 on network map
5 Marulan to Yass Transmission Line 15 Minute Rating | 1107 | See 5 on network map
5 Marulan to Yass Transmission Line 10 Minute Rating | 1140 | See 5 on network map
5 Marulan to Yass Transmission Line 5 Minute Rating | 1391 | See 5 on network map
6 Canberra to Capital Wind Farm Transmission Line Normal Rating | 915 | See 6 on network map
6 Canberra to Capital Wind Farm Transmission Line Continuous Rating | 995 | See 6 on network map
6 Canberra to Capital Wind Farm Transmission Line 15 Minute Rating | 1011 | See 6 on network map
6 Canberra to Capital Wind Farm Transmission Line 10 Minute Rating | 1080 | See 6 on network map
6 Canberra to Capital Wind Farm Transmission Line 5 Minute Rating | 1080 | See 6 on network map
6 Capital Wind Farm to Canberra Transmission Line 15 Minute Rating | 995 | See 6 on network map
6 Capital Wind Farm to Canberra Transmission Line 10 Minute Rating | 995 | See 6 on network map
6 Capital Wind Farm to Canberra Transmission Line 5 Minute Rating | 996 | See 6 on network map
O7 Lower Tumut to Canberra Transmission Line Normal Rating | 972 | See O7 on network map
O7 Lower Tumut to Canberra Transmission Line Continuous Rating | 1132 | See O7 on network map
O7 Lower Tumut to Canberra Transmission Line 15 Minute Rating | 1143 | See O7 on network map
O7 Lower Tumut to Canberra Transmission Line 10 Minute Rating | 1143 | See O7 on network map
O7 Lower Tumut to Canberra Transmission Line 5 Minute Rating | 1143 | See O7 on network map
O7 Canberra to Lower Tumut Transmission Line Normal Rating | 972 | See O7 on network map
O7 Canberra to Lower Tumut Transmission Line Continuous Rating | 1041 | See O7 on network map
O7 Canberra to Lower Tumut Transmission Line 15 Minute Rating | 1041 | See O7 on network map
O7 Canberra to Lower Tumut Transmission Line 10 Minute Rating | 1041 | See O7 on network map
O7 Canberra to Lower Tumut Transmission Line 5 Minute Rating | 1041 | See O7 on network map
8 Marulan to Dapto Transmission Line Normal Rating | 915 | See 8 on network map
8 Marulan to Dapto Transmission Line Continuous Rating | 995 | See 8 on network map
8 Marulan to Dapto Transmission Line 15 Minute Rating | 1008 | See 8 on network map
8 Marulan to Dapto Transmission Line 10 Minute Rating | 1008 | See 8 on network map
8 Marulan to Dapto Transmission Line 5 Minute Rating | 1008 | See 8 on network map
9 Canberra to Yass Transmission Line Normal Rating | 915 | See 9 on network map
9 Canberra to Yass Transmission Line Continuous Rating | 995 | See 9 on network map
9 Canberra to Yass Transmission Line 15 Minute Rating | 1011 | See 9 on network map
9 Canberra to Yass Transmission Line 10 Minute Rating | 1085 | See 9 on network map
9 Canberra to Yass Transmission Line 5 Minute Rating | 1310 | See 9 on network map
9 Yass to Canberra Transmission Line 15 Minute Rating | 995 | See 9 on network map
9 Yass to Canberra Transmission Line 10 Minute Rating | 995 | See 9 on network map
9 Yass to Canberra Transmission Line 5 Minute Rating | 996 | See 9 on network map
10 Dapto to Avon Transmission Line Normal Rating | 1260 | See 10 on network map
10 Dapto to Avon Transmission Line Continuous Rating | 1260 | See 10 on network map
10 Dapto to Avon Transmission Line 15 Minute Rating | 1260 | See 10 on network map
10 Dapto to Avon Transmission Line 10 Minute Rating | 1260 | See 10 on network map
10 Dapto to Avon Transmission Line 5 Minute Rating | 1260 | See 10 on network map
11 Dapto to Sydney South Transmission Line Normal Rating | 1280 | See 11 on network map
11 Dapto to Sydney South Transmission Line Continuous Rating | 1428 | See 11 on network map
11 Dapto to Sydney South Transmission Line 15 Minute Rating | 1428 | See 11 on network map
11 Dapto to Sydney South Transmission Line 10 Minute Rating | 1428 | See 11 on network map
11 Dapto to Sydney South Transmission Line 5 Minute Rating | 1428 | See 11 on network map
12 Liverpool 330kV to Sydney South Transmission Line Normal Rating | 1215 | See 12 on network map
12 Liverpool 330kV to Sydney South Transmission Line Continuous Rating | 1429 | See 12 on network map
12 Liverpool 330kV to Sydney South Transmission Line 15 Minute Rating | 1429 | See 12 on network map
12 Liverpool 330kV to Sydney South Transmission Line 10 Minute Rating | 1429 | See 12 on network map
12 Liverpool 330kV to Sydney South Transmission Line 5 Minute Rating | 1429 | See 12 on network map
13 Kemps Creek to Sydney South Transmission Line Normal Rating | 1215 | See 13 on network map
13 Kemps Creek to Sydney South Transmission Line Continuous Rating | 1428 | See 13 on network map
13 Kemps Creek to Sydney South Transmission Line 15 Minute Rating | 1428 | See 13 on network map
13 Kemps Creek to Sydney South Transmission Line 10 Minute Rating | 1428 | See 13 on network map
13 Kemps Creek to Sydney South Transmission Line 5 Minute Rating | 1428 | See 13 on network map
14 Kemps Creek to Sydney North Transmission Line Normal Rating | 1215 | See 14 on network map
14 Kemps Creek to Sydney North Transmission Line Continuous Rating | 1429 | See 14 on network map
14 Kemps Creek to Sydney North Transmission Line 15 Minute Rating | 1429 | See 14 on network map
14 Kemps Creek to Sydney North Transmission Line 10 Minute Rating | 1429 | See 14 on network map
14 Kemps Creek to Sydney North Transmission Line 5 Minute Rating | 1429 | See 14 on network map
16 Marulan to Avon Transmission Line Normal Rating | 915 | See 16 on network map
16 Marulan to Avon Transmission Line Continuous Rating | 995 | See 16 on network map
16 Marulan to Avon Transmission Line 15 Minute Rating | 995 | See 16 on network map
16 Marulan to Avon Transmission Line 10 Minute Rating | 1045 | See 16 on network map
16 Marulan to Avon Transmission Line 5 Minute Rating | 1143 | See 16 on network map
16 Avon to Marulan Transmission Line 15 Minute Rating | 995 | See 16 on network map
16 Avon to Marulan Transmission Line 10 Minute Rating | 995 | See 16 on network map
16 Avon to Marulan Transmission Line 5 Minute Rating | 996 | See 16 on network map
17 Macarthur to Avon Transmission Line Normal Rating | 1280 | See 17 on network map
17 Macarthur to Avon Transmission Line Continuous Rating | 1428 | See 17 on network map
17 Macarthur to Avon Transmission Line 15 Minute Rating | 1428 | See 17 on network map
17 Macarthur to Avon Transmission Line 10 Minute Rating | 1428 | See 17 on network map
17 Macarthur to Avon Transmission Line 5 Minute Rating | 1428 | See 17 on network map
18 Dapto to Kangaroo Valley Transmission Line Normal Rating | 915 | See 18 on network map
18 Dapto to Kangaroo Valley Transmission Line Continuous Rating | 995 | See 18 on network map
18 Dapto to Kangaroo Valley Transmission Line 15 Minute Rating | 1011 | See 18 on network map
18 Dapto to Kangaroo Valley Transmission Line 10 Minute Rating | 1085 | See 18 on network map
18 Dapto to Kangaroo Valley Transmission Line 5 Minute Rating | 1134 | See 18 on network map
18 Kangaroo Valley to Dapto Transmission Line 15 Minute Rating | 995 | See 18 on network map
18 Kangaroo Valley to Dapto Transmission Line 10 Minute Rating | 995 | See 18 on network map
18 Kangaroo Valley to Dapto Transmission Line 5 Minute Rating | 996 | See 18 on network map
19 Kangaroo Valley to Bendeela Transmission Line Normal Rating | 102 | See 19 on network map
19 Kangaroo Valley to Bendeela Transmission Line Continuous Rating | 102 | See 19 on network map
19 Kangaroo Valley to Bendeela Transmission Line 15 Minute Rating | 102 | See 19 on network map
19 Kangaroo Valley to Bendeela Transmission Line 10 Minute Rating | 102 | See 19 on network map
19 Kangaroo Valley to Bendeela Transmission Line 5 Minute Rating | 102 | See 19 on network map
1C Sydney West to Holroyd Transmission Line Normal Rating | 1086 | See 1C on network map
1C Sydney West to Holroyd Transmission Line Continuous Rating | 1275 | See 1C on network map
1C Sydney West to Holroyd Transmission Line 15 Minute Rating | 1428 | See 1C on network map
1C Sydney West to Holroyd Transmission Line 10 Minute Rating | 1428 | See 1C on network map
1C Sydney West to Holroyd Transmission Line 5 Minute Rating | 1428 | See 1C on network map
1C Holroyd to Sydney West Transmission Line 15 Minute Rating | 1428 | See 1C on network map
1C Holroyd to Sydney West Transmission Line 10 Minute Rating | 1428 | See 1C on network map
1C Holroyd to Sydney West Transmission Line 5 Minute Rating | 1428 | See 1C on network map
1F Sydney West to Holroyd Transmission Line Normal Rating | 1086 | See 1F on network map
1F Sydney West to Holroyd Transmission Line Continuous Rating | 1275 | See 1F on network map
1F Sydney West to Holroyd Transmission Line 15 Minute Rating | 1428 | See 1F on network map
1F Sydney West to Holroyd Transmission Line 10 Minute Rating | 1428 | See 1F on network map
1F Sydney West to Holroyd Transmission Line 5 Minute Rating | 1428 | See 1F on network map
1F Holroyd to Sydney West Transmission Line 15 Minute Rating | 1428 | See 1F on network map
1F Holroyd to Sydney West Transmission Line 10 Minute Rating | 1428 | See 1F on network map
1F Holroyd to Sydney West Transmission Line 5 Minute Rating | 1428 | See 1F on network map
20 Sydney North to Sydney West Transmission Line Normal Rating | 1215 | See 20 on network map
20 Sydney North to Sydney West Transmission Line Continuous Rating | 1428 | See 20 on network map
20 Sydney North to Sydney West Transmission Line 15 Minute Rating | 1428 | See 20 on network map
20 Sydney North to Sydney West Transmission Line 10 Minute Rating | 1428 | See 20 on network map
20 Sydney North to Sydney West Transmission Line 5 Minute Rating | 1428 | See 20 on network map
21 Sydney North to Tuggerah Transmission Line Normal Rating | 1215 | See 21 on network map
21 Sydney North to Tuggerah Transmission Line Continuous Rating | 1406 | See 21 on network map
21 Sydney North to Tuggerah Transmission Line 15 Minute Rating | 1429 | See 21 on network map
21 Sydney North to Tuggerah Transmission Line 10 Minute Rating | 1429 | See 21 on network map
21 Sydney North to Tuggerah Transmission Line 5 Minute Rating | 1429 | See 21 on network map
2M Munmorah to Tuggerah Transmission Line Normal Rating | 1215 | See 2M on network map
2M Munmorah to Tuggerah Transmission Line Continuous Rating | 1406 | See 2M on network map
2M Munmorah to Tuggerah Transmission Line 15 Minute Rating | 1647 | See 2M on network map
2M Munmorah to Tuggerah Transmission Line 10 Minute Rating | 1715 | See 2M on network map
2M Munmorah to Tuggerah Transmission Line 5 Minute Rating | 1715 | See 2M on network map
22 Vales Point to Sydney North Transmission Line Normal Rating | 1215 | See 22 on network map
22 Vales Point to Sydney North Transmission Line Continuous Rating | 1234 | See 22 on network map
22 Vales Point to Sydney North Transmission Line 15 Minute Rating | 1234 | See 22 on network map
22 Vales Point to Sydney North Transmission Line 10 Minute Rating | 1234 | See 22 on network map
22 Vales Point to Sydney North Transmission Line 5 Minute Rating | 1234 | See 22 on network map
23 Munmorah to Vales Point Transmission Line Normal Rating | 1215 | See 23 on network map
23 Munmorah to Vales Point Transmission Line Continuous Rating | 1429 | See 23 on network map
23 Munmorah to Vales Point Transmission Line 15 Minute Rating | 1257 | See 23 on network map
23 Munmorah to Vales Point Transmission Line 10 Minute Rating | 1315 | See 23 on network map
23 Munmorah to Vales Point Transmission Line 5 Minute Rating | 1372 | See 23 on network map
24 Vales Point to Eraring Transmission Line Normal Rating | 1215 | See 24 on network map
24 Vales Point to Eraring Transmission Line Continuous Rating | 1260 | See 24 on network map
24 Vales Point to Eraring Transmission Line 15 Minute Rating | 1260 | See 24 on network map
24 Vales Point to Eraring Transmission Line 10 Minute Rating | 1260 | See 24 on network map
24 Vales Point to Eraring Transmission Line 5 Minute Rating | 1260 | See 24 on network map
25 Eraring to Vineyard Transmission Line Normal Rating | 1215 | See 25 on network map
25 Eraring to Vineyard Transmission Line Continuous Rating | 1429 | See 25 on network map
25 Eraring to Vineyard Transmission Line 15 Minute Rating | 1257 | See 25 on network map
25 Eraring to Vineyard Transmission Line 10 Minute Rating | 1260 | See 25 on network map
25 Eraring to Vineyard Transmission Line 5 Minute Rating | 1260 | See 25 on network map
26 Munmorah to Sydney West Transmission Line Normal Rating | 1215 | See 26 on network map
26 Munmorah to Sydney West Transmission Line Continuous Rating | 1347 | See 26 on network map
26 Munmorah to Sydney West Transmission Line 15 Minute Rating | 1500 | See 26 on network map
26 Munmorah to Sydney West Transmission Line 10 Minute Rating | 1543 | See 26 on network map
26 Munmorah to Sydney West Transmission Line 5 Minute Rating | 1572 | See 26 on network map
26 Sydney West to Munmorah Transmission Line Normal Rating | 1215 | See 26 on network map
26 Sydney West to Munmorah Transmission Line Continuous Rating | 1372 | See 26 on network map
26 Sydney West to Munmorah Transmission Line 15 Minute Rating | 1347 | See 26 on network map
26 Sydney West to Munmorah Transmission Line 10 Minute Rating | 1347 | See 26 on network map
26 Sydney West to Munmorah Transmission Line 5 Minute Rating | 1347 | See 26 on network map
27 Sydney North to Sydney East Transmission Line Normal Rating | 1215 | See 27 on network map
27 Sydney North to Sydney East Transmission Line Continuous Rating | 1428 | See 27 on network map
27 Sydney North to Sydney East Transmission Line 15 Minute Rating | 1433 | See 27 on network map
27 Sydney North to Sydney East Transmission Line 10 Minute Rating | 1433 | See 27 on network map
27 Sydney North to Sydney East Transmission Line 5 Minute Rating | 1433 | See 27 on network map
28 Sydney North to Sydney East Transmission Line Normal Rating | 1215 | See 28 on network map
28 Sydney North to Sydney East Transmission Line Continuous Rating | 1428 | See 28 on network map
28 Sydney North to Sydney East Transmission Line 15 Minute Rating | 1428 | See 28 on network map
28 Sydney North to Sydney East Transmission Line 10 Minute Rating | 1428 | See 28 on network map
28 Sydney North to Sydney East Transmission Line 5 Minute Rating | 1428 | See 28 on network map
29 Sydney West to Vineyard Transmission Line Normal Rating | 1215 | See 29 on network map
29 Sydney West to Vineyard Transmission Line Continuous Rating | 1429 | See 29 on network map
29 Sydney West to Vineyard Transmission Line 15 Minute Rating | 1428 | See 29 on network map
29 Sydney West to Vineyard Transmission Line 10 Minute Rating | 1428 | See 29 on network map
29 Sydney West to Vineyard Transmission Line 5 Minute Rating | 1428 | See 29 on network map
30 Sydney West to Liverpool Transmission Line Normal Rating | 1215 | See 30 on network map
30 Sydney West to Liverpool Transmission Line Continuous Rating | 1428 | See 30 on network map
30 Sydney West to Liverpool Transmission Line 15 Minute Rating | 1428 | See 30 on network map
30 Sydney West to Liverpool Transmission Line 10 Minute Rating | 1428 | See 30 on network map
30 Sydney West to Liverpool Transmission Line 5 Minute Rating | 1428 | See 30 on network map
31 Bayswater to Regentville Transmission Line Normal Rating | 1215 | See 31 on network map
31 Bayswater to Regentville Transmission Line Continuous Rating | 1429 | See 31 on network map
31 Bayswater to Regentville Transmission Line 15 Minute Rating | 1647 | See 31 on network map
31 Bayswater to Regentville Transmission Line 10 Minute Rating | 1715 | See 31 on network map
31 Bayswater to Regentville Transmission Line 5 Minute Rating | 1715 | See 31 on network map
31 Regentville to Bayswater Transmission Line Normal Rating | 1210 | See 31 on network map
31 Regentville to Bayswater Transmission Line Continuous Rating | 1210 | See 31 on network map
31 Regentville to Bayswater Transmission Line 15 Minute Rating | 1210 | See 31 on network map
31 Regentville to Bayswater Transmission Line 10 Minute Rating | 1210 | See 31 on network map
31 Regentville to Bayswater Transmission Line 5 Minute Rating | 1210 | See 31 on network map
32 Bayswater to Sydney West Transmission Line Normal Rating | 1215 | See 32 on network map
32 Bayswater to Sydney West Transmission Line Continuous Rating | 1428 | See 32 on network map
32 Bayswater to Sydney West Transmission Line 15 Minute Rating | 1428 | See 32 on network map
32 Bayswater to Sydney West Transmission Line 10 Minute Rating | 1428 | See 32 on network map
32 Bayswater to Sydney West Transmission Line 5 Minute Rating | 1428 | See 32 on network map
32 Sydney West to Bayswater Transmission Line Normal Rating | 844 | See 32 on network map
32 Sydney West to Bayswater Transmission Line Continuous Rating | 844 | See 32 on network map
32 Sydney West to Bayswater Transmission Line 15 Minute Rating | 844 | See 32 on network map
32 Sydney West to Bayswater Transmission Line 10 Minute Rating | 844 | See 32 on network map
32 Sydney West to Bayswater Transmission Line 5 Minute Rating | 844 | See 32 on network map
33 Bayswater to Liddell Transmission Line Normal Rating | 1215 | See 33 on network map
33 Bayswater to Liddell Transmission Line Continuous Rating | 1428 | See 33 on network map
33 Bayswater to Liddell Transmission Line 15 Minute Rating | 1428 | See 33 on network map
33 Bayswater to Liddell Transmission Line 10 Minute Rating | 1428 | See 33 on network map
33 Bayswater to Liddell Transmission Line 5 Minute Rating | 1428 | See 33 on network map
34 Bayswater to Liddell Transmission Line Normal Rating | 1215 | See 34 on network map
34 Bayswater to Liddell Transmission Line Continuous Rating | 1428 | See 34 on network map
34 Bayswater to Liddell Transmission Line 15 Minute Rating | 1428 | See 34 on network map
34 Bayswater to Liddell Transmission Line 10 Minute Rating | 1428 | See 34 on network map
34 Bayswater to Liddell Transmission Line 5 Minute Rating | 1428 | See 34 on network map
35 Bannaby to Marulan Transmission Line Normal Rating | 1220 | See 35 on network map
35 Bannaby to Marulan Transmission Line Continuous Rating | 1280 | See 35 on network map
35 Bannaby to Marulan Transmission Line 15 Minute Rating | 1280 | See 35 on network map
35 Bannaby to Marulan Transmission Line 10 Minute Rating | 1280 | See 35 on network map
35 Bannaby to Marulan Transmission Line 5 Minute Rating | 1280 | See 35 on network map
36 Bannaby to Marulan Transmission Line Normal Rating | 1220 | See 36 on network map
36 Bannaby to Marulan Transmission Line Continuous Rating | 1280 | See 36 on network map
36 Bannaby to Marulan Transmission Line 15 Minute Rating | 1280 | See 36 on network map
36 Bannaby to Marulan Transmission Line 10 Minute Rating | 1280 | See 36 on network map
36 Bannaby to Marulan Transmission Line 5 Minute Rating | 1280 | See 36 on network map
37 Kemps Creek to Macarthur Transmission Line Normal Rating | 1280 | See 37 on network map
37 Kemps Creek to Macarthur Transmission Line Continuous Rating | 1428 | See 37 on network map
37 Kemps Creek to Macarthur Transmission Line 15 Minute Rating | 1428 | See 37 on network map
37 Kemps Creek to Macarthur Transmission Line 10 Minute Rating | 1428 | See 37 on network map
37 Kemps Creek to Macarthur Transmission Line 5 Minute Rating | 1428 | See 37 on network map
38 Sydney West to Regentville Transmission Line Normal Rating | 1143 | See 38 on network map
38 Sydney West to Regentville Transmission Line Continuous Rating | 1143 | See 38 on network map
38 Sydney West to Regentville Transmission Line 15 Minute Rating | 1143 | See 38 on network map
38 Sydney West to Regentville Transmission Line 10 Minute Rating | 1143 | See 38 on network map
38 Sydney West to Regentville Transmission Line 5 Minute Rating | 1143 | See 38 on network map
39 Bannaby to Sydney West Transmission Line Normal Rating | 915 | See 39 on network map
39 Bannaby to Sydney West Transmission Line Continuous Rating | 995 | See 39 on network map
39 Bannaby to Sydney West Transmission Line 15 Minute Rating | 995 | See 39 on network map
39 Bannaby to Sydney West Transmission Line 10 Minute Rating | 1045 | See 39 on network map
39 Bannaby to Sydney West Transmission Line 5 Minute Rating | 1208 | See 39 on network map
39 Sydney West to Bannaby Transmission Line 15 Minute Rating | 995 | See 39 on network map
39 Sydney West to Bannaby Transmission Line 10 Minute Rating | 995 | See 39 on network map
39 Sydney West to Bannaby Transmission Line 5 Minute Rating | 996 | See 39 on network map
3C Canberra to Williamsdale Transmission Line Normal Rating | 1212 | See 3C on network map
3C Canberra to Williamsdale Transmission Line Continuous Rating | 1280 | See 3C on network map
3C Canberra to Williamsdale Transmission Line 15 Minute Rating | 1280 | See 3C on network map
3C Canberra to Williamsdale Transmission Line 10 Minute Rating | 1280 | See 3C on network map
3C Canberra to Williamsdale Transmission Line 5 Minute Rating | 1280 | See 3C on network map
3J Yass to Gullen Transmission Line Normal Rating | 1008 | See 3J on network map
3J Yass to Gullen Transmission Line Continuous Rating | 1008 | See 3J on network map
3J Yass to Gullen Transmission Line 15 Minute Rating | 1090 | See 3J on network map
3J Yass to Gullen Transmission Line 10 Minute Rating | 1164 | See 3J on network map
3J Yass to Gullen Transmission Line 5 Minute Rating | 1280 | See 3J on network map
3J Gullen to Yass Transmission Line 15 Minute Rating | 1011 | See 3J on network map
3J Gullen to Yass Transmission Line 10 Minute Rating | 1011 | See 3J on network map
3J Gullen to Yass Transmission Line 5 Minute Rating | 1011 | See 3J on network map
3W Capital Wind Farm to Kangaroo Valley Transmission Line Normal Rating | 915 | See 3W on network map
3W Capital Wind Farm to Kangaroo Valley Transmission Line Continuous Rating | 995 | See 3W on network map
3W Capital Wind Farm to Kangaroo Valley Transmission Line 15 Minute Rating | 1008 | See 3W on network map
3W Capital Wind Farm to Kangaroo Valley Transmission Line 10 Minute Rating | 1008 | See 3W on network map
3W Capital Wind Farm to Kangaroo Valley Transmission Line 5 Minute Rating | 1008 | See 3W on network map
3W Kangaroo Valley to Capital Wind Farm Transmission Line 15 Minute Rating | 995 | See 3W on network map
3W Kangaroo Valley to Capital Wind Farm Transmission Line 10 Minute Rating | 995 | See 3W on network map
3W Kangaroo Valley to Capital Wind Farm Transmission Line 5 Minute Rating | 996 | See 3W on network map
41 Sydney South to Beaconsfield West Transmission Line Normal Rating | 575 | See 41 on network map
41 Sydney South to Beaconsfield West Transmission Line Continuous Rating | 575 | See 41 on network map
42 Sydney South to Haymarket Transmission Line Normal Rating | 750 | See 42 on network map
42 Sydney South to Haymarket Transmission Line Continuous Rating | 900 | See 42 on network map
42 Sydney South to Haymarket Transmission Line 15 Minute Rating | 1000 | See 42 on network map
O51 Lower Tumut to Wagga Transmission Line Normal Rating | 983 | See O51 on network map
O51 Lower Tumut to Wagga Transmission Line Continuous Rating | 1143 | See O51 on network map
O51 Lower Tumut to Wagga Transmission Line 15 Minute Rating | 1143 | See O51 on network map
O51 Lower Tumut to Wagga Transmission Line 10 Minute Rating | 1143 | See O51 on network map
O51 Lower Tumut to Wagga Transmission Line 5 Minute Rating | 1143 | See O51 on network map
O60 Jindera to Wodonga Transmission Line Normal Rating | 915 | See O60 on network map
O60 Jindera to Wodonga Transmission Line Continuous Rating | 995 | See O60 on network map
O60 Jindera to Wodonga Transmission Line 15 Minute Rating | 1008 | See O60 on network map
O60 Jindera to Wodonga Transmission Line 10 Minute Rating | 1008 | See O60 on network map
O60 Jindera to Wodonga Transmission Line 5 Minute Rating | 1008 | See O60 on network map
61 Bannaby to Gullen Transmission Line Normal Rating | 1008 | See 61 on network map
61 Bannaby to Gullen Transmission Line Continuous Rating | 1008 | See 61 on network map
61 Bannaby to Gullen Transmission Line 15 Minute Rating | 1090 | See 61 on network map
61 Bannaby to Gullen Transmission Line 10 Minute Rating | 1164 | See 61 on network map
61 Bannaby to Gullen Transmission Line 5 Minute Rating | 1280 | See 61 on network map
61 Gullen to Bannaby Transmission Line 15 Minute Rating | 1011 | See 61 on network map
61 Gullen to Bannaby Transmission Line 10 Minute Rating | 1011 | See 61 on network map
61 Gullen to Bannaby Transmission Line 5 Minute Rating | 1011 | See 61 on network map
62 Wagga to Jindera Transmission Line Normal Rating | 915 | See 62 on network map
62 Wagga to Jindera Transmission Line Continuous Rating | 995 | See 62 on network map
62 Wagga to Jindera Transmission Line 15 Minute Rating | 998 | See 62 on network map
62 Wagga to Jindera Transmission Line 10 Minute Rating | 998 | See 62 on network map
62 Wagga to Jindera Transmission Line 5 Minute Rating | 998 | See 62 on network map
63 Wagga to Darlington Point Transmission Line Normal Rating | 572 | See 63 on network map
63 Wagga to Darlington Point Transmission Line Continuous Rating | 612 | See 63 on network map
63 Wagga to Darlington Point Transmission Line 15 Minute Rating | 612 | See 63 on network map
63 Wagga to Darlington Point Transmission Line 10 Minute Rating | 612 | See 63 on network map
63 Wagga to Darlington Point Transmission Line 5 Minute Rating | 612 | See 63 on network map
63 Darlington Point to Wagga Transmission Line Normal Rating | 569 | See 63 on network map
63 Darlington Point to Wagga Transmission Line Continuous Rating | 569 | See 63 on network map
63 Darlington Point to Wagga Transmission Line 15 Minute Rating | 569 | See 63 on network map
63 Darlington Point to Wagga Transmission Line 10 Minute Rating | 569 | See 63 on network map
63 Darlington Point to Wagga Transmission Line 5 Minute Rating | 569 | See 63 on network map
64 Upper Tumut to Lower Tumut Transmission Line Normal Rating | 714 | See 64 on network map
64 Upper Tumut to Lower Tumut Transmission Line Continuous Rating | 857 | See 64 on network map
65 Murray to Upper Tumut Transmission Line Normal Rating | 715 | See 65 on network map
65 Murray to Upper Tumut Transmission Line Continuous Rating | 715 | See 65 on network map
65 Murray to Upper Tumut Transmission Line 15 Minute Rating | 860 | See 65 on network map
66 Murray to Lower Tumut Transmission Line Normal Rating | 715 | See 66 on network map
66 Murray to Lower Tumut Transmission Line Continuous Rating | 715 | See 66 on network map
66 Murray to Lower Tumut Transmission Line 15 Minute Rating | 860 | See 66 on network map
67 Murray to Dederang (No.1) Transmission Line Normal Rating | 1015 | See 67 on network map
67 Murray to Dederang (No.1) Transmission Line Continuous Rating | 1015 | See 67 on network map
67 Murray to Dederang (No.1) Transmission Line 15 Minute Rating | 1167 | See 67 on network map
67 Murray to Dederang (No.1) Transmission Line 5 Minute Rating | 1372 | See 67 on network map
68 Murray to Dederang (No.2) Transmission Line Normal Rating | 1015 | See 68 on network map
68 Murray to Dederang (No.2) Transmission Line Continuous Rating | 1015 | See 68 on network map
68 Murray to Dederang (No.2) Transmission Line 15 Minute Rating | 1167 | See 68 on network map
68 Murray to Dederang (No.2) Transmission Line 5 Minute Rating | 1370 | See 68 on network map
70 Wallerawang to Mt Piper Transmission Line Normal Rating | 1239 | See 70 on network map
70 Wallerawang to Mt Piper Transmission Line Continuous Rating | 1428 | See 70 on network map
70 Wallerawang to Mt Piper Transmission Line 15 Minute Rating | 1428 | See 70 on network map
70 Wallerawang to Mt Piper Transmission Line 10 Minute Rating | 1428 | See 70 on network map
70 Wallerawang to Mt Piper Transmission Line 5 Minute Rating | 1428 | See 70 on network map
71 Wallerawang to Mt Piper Transmission Line Normal Rating | 1239 | See 71 on network map
71 Wallerawang to Mt Piper Transmission Line Continuous Rating | 1428 | See 71 on network map
71 Wallerawang to Mt Piper Transmission Line 15 Minute Rating | 1428 | See 71 on network map
71 Wallerawang to Mt Piper Transmission Line 10 Minute Rating | 1428 | See 71 on network map
71 Wallerawang to Mt Piper Transmission Line 5 Minute Rating | 1428 | See 71 on network map
72 Mt Piper to Wellington Transmission Line Normal Rating | 915 | See 72 on network map
72 Mt Piper to Wellington Transmission Line Continuous Rating | 915 | See 72 on network map
72 Mt Piper to Wellington Transmission Line 15 Minute Rating | 915 | See 72 on network map
72 Mt Piper to Wellington Transmission Line 10 Minute Rating | 915 | See 72 on network map
72 Mt Piper to Wellington Transmission Line 5 Minute Rating | 915 | See 72 on network map
76 Wallerawang to Sydney South Transmission Line Normal Rating | 1215 | See 76 on network map
76 Wallerawang to Sydney South Transmission Line Continuous Rating | 1429 | See 76 on network map
76 Wallerawang to Sydney South Transmission Line 15 Minute Rating | 1557 | See 76 on network map
76 Wallerawang to Sydney South Transmission Line 10 Minute Rating | 1557 | See 76 on network map
76 Wallerawang to Sydney South Transmission Line 5 Minute Rating | 1557 | See 76 on network map
76 Sydney South to Wallerawang Transmission Line Normal Rating | 1215 | See 76 on network map
76 Sydney South to Wallerawang Transmission Line Continuous Rating | 1262 | See 76 on network map
76 Sydney South to Wallerawang Transmission Line 15 Minute Rating | 1262 | See 76 on network map
76 Sydney South to Wallerawang Transmission Line 10 Minute Rating | 1262 | See 76 on network map
76 Sydney South to Wallerawang Transmission Line 5 Minute Rating | 1262 | See 76 on network map
77 Wallerawang to Ingleburn Transmission Line Normal Rating | 1215 | See 77 on network map
77 Wallerawang to Ingleburn Transmission Line Continuous Rating | 1428 | See 77 on network map
77 Wallerawang to Ingleburn Transmission Line 15 Minute Rating | 1428 | See 77 on network map
77 Wallerawang to Ingleburn Transmission Line 10 Minute Rating | 1428 | See 77 on network map
77 Wallerawang to Ingleburn Transmission Line 5 Minute Rating | 1428 | See 77 on network map
78 Ingleburn to Sydney South Transmission Line Normal Rating | 1215 | See 78 on network map
78 Ingleburn to Sydney South Transmission Line Continuous Rating | 1428 | See 78 on network map
78 Ingleburn to Sydney South Transmission Line 15 Minute Rating | 1428 | See 78 on network map
78 Ingleburn to Sydney South Transmission Line 10 Minute Rating | 1428 | See 78 on network map
78 Ingleburn to Sydney South Transmission Line 5 Minute Rating | 1428 | See 78 on network map
79 Wellington to Wollar Transmission Line Normal Rating | 915 | See 79 on network map
79 Wellington to Wollar Transmission Line Continuous Rating | 915 | See 79 on network map
79 Wellington to Wollar Transmission Line 15 Minute Rating | 915 | See 79 on network map
79 Wellington to Wollar Transmission Line 10 Minute Rating | 915 | See 79 on network map
79 Wellington to Wollar Transmission Line 5 Minute Rating | 915 | See 79 on network map
81 Liddell to Newcastle Transmission Line Normal Rating | 1215 | See 81 on network map
81 Liddell to Newcastle Transmission Line Continuous Rating | 1429 | See 81 on network map
81 Liddell to Newcastle Transmission Line 15 Minute Rating | 1429 | See 81 on network map
81 Liddell to Newcastle Transmission Line 10 Minute Rating | 1429 | See 81 on network map
81 Liddell to Newcastle Transmission Line 5 Minute Rating | 1429 | See 81 on network map
82 Liddell to Tomago Transmission Line Normal Rating | 1215 | See 82 on network map
82 Liddell to Tomago Transmission Line Continuous Rating | 1428 | See 82 on network map
82 Liddell to Tomago Transmission Line 15 Minute Rating | 1429 | See 82 on network map
82 Liddell to Tomago Transmission Line 10 Minute Rating | 1429 | See 82 on network map
82 Liddell to Tomago Transmission Line 5 Minute Rating | 1429 | See 82 on network map
83 Liddell to Muswellbrook Transmission Line Normal Rating | 892 | See 83 on network map
83 Liddell to Muswellbrook Transmission Line Continuous Rating | 983 | See 83 on network map
83 Liddell to Muswellbrook Transmission Line 15 Minute Rating | 1002 | See 83 on network map
83 Liddell to Muswellbrook Transmission Line 10 Minute Rating | 1076 | See 83 on network map
83 Liddell to Muswellbrook Transmission Line 5 Minute Rating | 1296 | See 83 on network map
83 Muswellbrook to Liddell Transmission Line 15 Minute Rating | 983 | See 83 on network map
83 Muswellbrook to Liddell Transmission Line 10 Minute Rating | 983 | See 83 on network map
83 Muswellbrook to Liddell Transmission Line 5 Minute Rating | 990 | See 83 on network map
84 Liddell to Tamworth 330 Transmission Line Normal Rating | 892 | See 84 on network map
84 Liddell to Tamworth 330 Transmission Line Continuous Rating | 983 | See 84 on network map
84 Liddell to Tamworth 330 Transmission Line 15 Minute Rating | 1002 | See 84 on network map
84 Liddell to Tamworth 330 Transmission Line 10 Minute Rating | 1076 | See 84 on network map
84 Liddell to Tamworth 330 Transmission Line 5 Minute Rating | 1296 | See 84 on network map
84 Tamworth 330 to Liddell Transmission Line 15 Minute Rating | 983 | See 84 on network map
84 Tamworth 330 to Liddell Transmission Line 10 Minute Rating | 983 | See 84 on network map
84 Tamworth 330 to Liddell Transmission Line 5 Minute Rating | 990 | See 84 on network map
85 Tamworth 330 to Armidale Transmission Line Normal Rating | 892 | See 85 on network map
85 Tamworth 330 to Armidale Transmission Line Continuous Rating | 983 | See 85 on network map
85 Tamworth 330 to Armidale Transmission Line 15 Minute Rating | 1002 | See 85 on network map
85 Tamworth 330 to Armidale Transmission Line 10 Minute Rating | 1076 | See 85 on network map
85 Tamworth 330 to Armidale Transmission Line 5 Minute Rating | 1260 | See 85 on network map
85 Armidale to Tamworth 330 Transmission Line 15 Minute Rating | 983 | See 85 on network map
85 Armidale to Tamworth 330 Transmission Line 10 Minute Rating | 983 | See 85 on network map
85 Armidale to Tamworth 330 Transmission Line 5 Minute Rating | 990 | See 85 on network map
86 Tamworth 330 to Armidale Transmission Line Normal Rating | 840 | See 86 on network map
86 Tamworth 330 to Armidale Transmission Line Continuous Rating | 989 | See 86 on network map
86 Tamworth 330 to Armidale Transmission Line 15 Minute Rating | 1057 | See 86 on network map
86 Tamworth 330 to Armidale Transmission Line 10 Minute Rating | 1143 | See 86 on network map
86 Tamworth 330 to Armidale Transmission Line 5 Minute Rating | 1143 | See 86 on network map
86 Armidale to Tamworth 330 Transmission Line 15 Minute Rating | 1005 | See 86 on network map
86 Armidale to Tamworth 330 Transmission Line 10 Minute Rating | 1054 | See 86 on network map
86 Armidale to Tamworth 330 Transmission Line 5 Minute Rating | 1143 | See 86 on network map
87 Armidale to Coffs Harbour Transmission Line Normal Rating | 756 | See 87 on network map
87 Armidale to Coffs Harbour Transmission Line Continuous Rating | 756 | See 87 on network map
87 Armidale to Coffs Harbour Transmission Line 15 Minute Rating | 756 | See 87 on network map
87 Armidale to Coffs Harbour Transmission Line 10 Minute Rating | 756 | See 87 on network map
87 Armidale to Coffs Harbour Transmission Line 5 Minute Rating | 756 | See 87 on network map
88 Muswellbrook 330 to Tamworth 330 Transmission Line Normal Rating | 892 | See 88 on network map
88 Muswellbrook 330 to Tamworth 330 Transmission Line Continuous Rating | 983 | See 88 on network map
88 Muswellbrook 330 to Tamworth 330 Transmission Line 15 Minute Rating | 1002 | See 88 on network map
88 Muswellbrook 330 to Tamworth 330 Transmission Line 10 Minute Rating | 1076 | See 88 on network map
88 Muswellbrook 330 to Tamworth 330 Transmission Line 5 Minute Rating | 1296 | See 88 on network map
88 Tamworth 330 to Muswellbrook 330 Transmission Line 15 Minute Rating | 983 | See 88 on network map
88 Tamworth 330 to Muswellbrook 330 Transmission Line 10 Minute Rating | 983 | See 88 on network map
88 Tamworth 330 to Muswellbrook 330 Transmission Line 5 Minute Rating | 990 | See 88 on network map
89 Coffs Harbour to Lismore 330 Transmission Line Normal Rating | 892 | See 89 on network map
89 Coffs Harbour to Lismore 330 Transmission Line Continuous Rating | 915 | See 89 on network map
89 Coffs Harbour to Lismore 330 Transmission Line 15 Minute Rating | 915 | See 89 on network map
89 Coffs Harbour to Lismore 330 Transmission Line 10 Minute Rating | 915 | See 89 on network map
89 Coffs Harbour to Lismore 330 Transmission Line 5 Minute Rating | 915 | See 89 on network map
8C Armidale to Dumaresq Transmission Line Normal Rating | 1269 | See 8C on network map
8C Armidale to Dumaresq Transmission Line Continuous Rating | 1307 | See 8C on network map
8C Armidale to Dumaresq Transmission Line 15 Minute Rating | 1307 | See 8C on network map
8C Armidale to Dumaresq Transmission Line 10 Minute Rating | 1307 | See 8C on network map
8C Armidale to Dumaresq Transmission Line 5 Minute Rating | 1307 | See 8C on network map
8C Dumaresq to Armidale Transmission Line Normal Rating | 1269 | See 8C on network map
8C Dumaresq to Armidale Transmission Line Continuous Rating | 1406 | See 8C on network map
8C Dumaresq to Armidale Transmission Line 15 Minute Rating | 1406 | See 8C on network map
8C Dumaresq to Armidale Transmission Line 10 Minute Rating | 1406 | See 8C on network map
8C Dumaresq to Armidale Transmission Line 5 Minute Rating | 1406 | See 8C on network map
8E Armidale to Dumaresq Transmission Line Normal Rating | 1269 | See 8E on network map
8E Armidale to Dumaresq Transmission Line Continuous Rating | 1406 | See 8E on network map
8E Armidale to Dumaresq Transmission Line 15 Minute Rating | 1406 | See 8E on network map
8E Armidale to Dumaresq Transmission Line 10 Minute Rating | 1406 | See 8E on network map
8E Armidale to Dumaresq Transmission Line 5 Minute Rating | 1406 | See 8E on network map
8L Dumaresq to Bulli Creek Transmission Line Normal Rating | 1237 | See 8L on network map
8L Dumaresq to Bulli Creek Transmission Line Continuous Rating | 1406 | See 8L on network map
8L Dumaresq to Bulli Creek Transmission Line 15 Minute Rating | 1406 | See 8L on network map
8L Dumaresq to Bulli Creek Transmission Line 10 Minute Rating | 1406 | See 8L on network map
8L Dumaresq to Bulli Creek Transmission Line 5 Minute Rating | 1406 | See 8L on network map
8M Dumaresq to Bulli Creek Transmission Line Normal Rating | 1237 | See 8M on network map
8M Dumaresq to Bulli Creek Transmission Line Continuous Rating | 1406 | See 8M on network map
8M Dumaresq to Bulli Creek Transmission Line 15 Minute Rating | 1406 | See 8M on network map
8M Dumaresq to Bulli Creek Transmission Line 10 Minute Rating | 1406 | See 8M on network map
8M Dumaresq to Bulli Creek Transmission Line 5 Minute Rating | 1406 | See 8M on network map
90 Eraring to Newcastle Transmission Line Normal Rating | 1215 | See 90 on network map
90 Eraring to Newcastle Transmission Line Continuous Rating | 1296 | See 90 on network map
90 Eraring to Newcastle Transmission Line 15 Minute Rating | 1296 | See 90 on network map
90 Eraring to Newcastle Transmission Line 10 Minute Rating | 1296 | See 90 on network map
90 Eraring to Newcastle Transmission Line 5 Minute Rating | 1296 | See 90 on network map
92 Vales Point to Newcastle Transmission Line Normal Rating | 1097 | See 92 on network map
92 Vales Point to Newcastle Transmission Line Continuous Rating | 1429 | See 92 on network map
92 Vales Point to Newcastle Transmission Line 15 Minute Rating | 1500 | See 92 on network map
92 Vales Point to Newcastle Transmission Line 10 Minute Rating | 1543 | See 92 on network map
92 Vales Point to Newcastle Transmission Line 5 Minute Rating | 1572 | See 92 on network map
93 Eraring to Newcastle Transmission Line Normal Rating | 1215 | See 93 on network map
93 Eraring to Newcastle Transmission Line Continuous Rating | 1429 | See 93 on network map
93 Eraring to Newcastle Transmission Line 15 Minute Rating | 1500 | See 93 on network map
93 Eraring to Newcastle Transmission Line 10 Minute Rating | 1543 | See 93 on network map
93 Eraring to Newcastle Transmission Line 5 Minute Rating | 1572 | See 93 on network map
94 Newcastle to Tomago 330 Transmission Line Normal Rating | 1215 | See 94 on network map
94 Newcastle to Tomago 330 Transmission Line Continuous Rating | 1429 | See 94 on network map
94 Newcastle to Tomago 330 Transmission Line 15 Minute Rating | 1500 | See 94 on network map
94 Newcastle to Tomago 330 Transmission Line 10 Minute Rating | 1512 | See 94 on network map
94 Newcastle to Tomago 330 Transmission Line 5 Minute Rating | 1512 | See 94 on network map
95 Newcastle to Tomago 330 Transmission Line Normal Rating | 1215 | See 95 on network map
95 Newcastle to Tomago 330 Transmission Line Continuous Rating | 1428 | See 95 on network map
95 Newcastle to Tomago 330 Transmission Line 15 Minute Rating | 1428 | See 95 on network map
95 Newcastle to Tomago 330 Transmission Line 10 Minute Rating | 1428 | See 95 on network map
95 Newcastle to Tomago 330 Transmission Line 5 Minute Rating | 1428 | See 95 on network map
96 Newcastle to Waratah West Transmission Line Normal Rating | 1215 | See 96 on network map
96 Newcastle to Waratah West Transmission Line Continuous Rating | 1215 | See 96 on network map
96 Newcastle to Waratah West Transmission Line 15 Minute Rating | 1215 | See 96 on network map
96 Newcastle to Waratah West Transmission Line 10 Minute Rating | 1215 | See 96 on network map
96 Newcastle to Waratah West Transmission Line 5 Minute Rating | 1215 | See 96 on network map
9W Tomago 330 to Waratah West Transmission Line Normal Rating | 1215 | See 9W on network map
9W Tomago 330 to Waratah West Transmission Line Continuous Rating | 1215 | See 9W on network map
9W Tomago 330 to Waratah West Transmission Line 15 Minute Rating | 1215 | See 9W on network map
9W Tomago 330 to Waratah West Transmission Line 10 Minute Rating | 1215 | See 9W on network map
9W Tomago 330 to Waratah West Transmission Line 5 Minute Rating | 1215 | See 9W on network map
C1 Munmorah to Colongra Transmission Line Normal Rating | 549 | See C1 on network map
C1 Munmorah to Colongra Transmission Line Continuous Rating | 572 | See C1 on network map
C1 Munmorah to Colongra Transmission Line 15 Minute Rating | 572 | See C1 on network map
C1 Munmorah to Colongra Transmission Line 10 Minute Rating | 572 | See C1 on network map
C1 Munmorah to Colongra Transmission Line 5 Minute Rating | 572 | See C1 on network map
C3 Munmorah to Colongra Transmission Line Normal Rating | 549 | See C3 on network map
C3 Munmorah to Colongra Transmission Line Continuous Rating | 572 | See C3 on network map
C3 Munmorah to Colongra Transmission Line 15 Minute Rating | 572 | See C3 on network map
C3 Munmorah to Colongra Transmission Line 10 Minute Rating | 572 | See C3 on network map
C3 Munmorah to Colongra Transmission Line 5 Minute Rating | 572 | See C3 on network map
No.2 Mt Piper 330 SS to Mt Piper PS Transmission Line Normal Rating | 1097 | See Mt Piper 500/330 on network map
No.2 Mt Piper 330 SS to Mt Piper PS Transmission Line Continuous Rating | 1280 | See Mt Piper 500/330 on network map
No.2 Mt Piper 330 SS to Mt Piper PS Transmission Line 15 Minute Rating | 1280 | See Mt Piper 500/330 on network map
No.2 Mt Piper 330 SS to Mt Piper PS Transmission Line 10 Minute Rating | 1280 | See Mt Piper 500/330 on network map
No.2 Mt Piper 330 SS to Mt Piper PS Transmission Line 5 Minute Rating | 1280 | See Mt Piper 500/330 on network map
No.3 Bayswater SS to Bayswater PS Transmission Line Normal Rating | 836 | See Bayswater on network map
No.3 Bayswater SS to Bayswater PS Transmission Line Continuous Rating | 836 | See Bayswater on network map
No.3 Bayswater SS to Bayswater PS Transmission Line 15 Minute Rating | 836 | See Bayswater on network map
No.3 Bayswater SS to Bayswater PS Transmission Line 10 Minute Rating | 836 | See Bayswater on network map
No.3 Bayswater SS to Bayswater PS Transmission Line 5 Minute Rating | 836 | See Bayswater on network map
No.4 Bayswater SS to Bayswater PS Transmission Line Normal Rating | 836 | See Bayswater on network map
No.4 Bayswater SS to Bayswater PS Transmission Line Continuous Rating | 836 | See Bayswater on network map
No.4 Bayswater SS to Bayswater PS Transmission Line 15 Minute Rating | 836 | See Bayswater on network map
No.4 Bayswater SS to Bayswater PS Transmission Line 10 Minute Rating | 836 | See Bayswater on network map
No.4 Bayswater SS to Bayswater PS Transmission Line 5 Minute Rating | 836 | See Bayswater on network map
No.7 Wallerawang 330 SS to Wallerawang PS Transmission Line Normal Rating | 1097 | See Wallerawang 132 & 330 on network map
No.7 Wallerawang 330 SS to Wallerawang PS Transmission Line Continuous Rating | 1372 | See Wallerawang 132 & 330 on network map
No.7 Wallerawang 330 SS to Wallerawang PS Transmission Line 15 Minute Rating | 1372 | See Wallerawang 132 & 330 on network map
No.7 Wallerawang 330 SS to Wallerawang PS Transmission Line 10 Minute Rating | 1372 | See Wallerawang 132 & 330 on network map
No.7 Wallerawang 330 SS to Wallerawang PS Transmission Line 5 Minute Rating | 1372 | See Wallerawang 132 & 330 on network map
No.8 Wallerawang 330 SS to Wallerawang PS Transmission Line Normal Rating | 1429 | See Wallerawang 132 & 330 on network map
No.8 Wallerawang 330 SS to Wallerawang PS Transmission Line Continuous Rating | 1429 | See Wallerawang 132 & 330 on network map
No.8 Wallerawang 330 SS to Wallerawang PS Transmission Line 15 Minute Rating | 1429 | See Wallerawang 132 & 330 on network map
No.8 Wallerawang 330 SS to Wallerawang PS Transmission Line 10 Minute Rating | 1429 | See Wallerawang 132 & 330 on network map
No.8 Wallerawang 330 SS to Wallerawang PS Transmission Line 5 Minute Rating | 1429 | See Wallerawang 132 & 330 on network map
U3 Kangaroo Valley SS to Kangaroo Valley PS Transmission Line Normal Rating | 102 | See Kangaroo Valley on network map
U3 Kangaroo Valley SS to Kangaroo Valley PS Transmission Line Continuous Rating | 102 | See Kangaroo Valley on network map
U3 Kangaroo Valley SS to Kangaroo Valley PS Transmission Line 15 Minute Rating | 102 | See Kangaroo Valley on network map
U3 Kangaroo Valley SS to Kangaroo Valley PS Transmission Line 10 Minute Rating | 102 | See Kangaroo Valley on network map
U3 Kangaroo Valley SS to Kangaroo Valley PS Transmission Line 5 Minute Rating | 102 | See Kangaroo Valley on network map
U4 Kangaroo Valley SS to Kangaroo Valley PS Transmission Line Normal Rating | 102 | See Kangaroo Valley on network map
U4 Kangaroo Valley SS to Kangaroo Valley PS Transmission Line Continuous Rating | 102 | See Kangaroo Valley on network map
U4 Kangaroo Valley SS to Kangaroo Valley PS Transmission Line 15 Minute Rating | 102 | See Kangaroo Valley on network map
U4 Kangaroo Valley SS to Kangaroo Valley PS Transmission Line 10 Minute Rating | 102 | See Kangaroo Valley on network map
U4 Kangaroo Valley SS to Kangaroo Valley PS Transmission Line 5 Minute Rating | 102 | See Kangaroo Valley on network map
L1 LTSS to Tumut 3 PS Transmission Line Normal Rating | 572 | See Lower Tumut on Network Map
L1 LTSS to Tumut 3 PS Transmission Line Continuous Rating | 572 | See Lower Tumut on Network Map
L1 LTSS to Tumut 3 PS Transmission Line 15 Minute Rating | 572 | See Lower Tumut on Network Map
L1 LTSS to Tumut 3 PS Transmission Line 10 Minute Rating | 572 | See Lower Tumut on Network Map
L1 LTSS to Tumut 3 PS Transmission Line 5 Minute Rating | 572 | See Lower Tumut on Network Map
L3 LTSS to Tumut 3 PS Transmission Line Normal Rating | 572 | See Lower Tumut on Network Map
L3 LTSS to Tumut 3 PS Transmission Line Continuous Rating | 572 | See Lower Tumut on Network Map
L3 LTSS to Tumut 3 PS Transmission Line 15 Minute Rating | 572 | See Lower Tumut on Network Map
L3 LTSS to Tumut 3 PS Transmission Line 10 Minute Rating | 572 | See Lower Tumut on Network Map
L3 LTSS to Tumut 3 PS Transmission Line 5 Minute Rating | 572 | See Lower Tumut on Network Map
L5 LTSS to Tumut 3 PS Transmission Line Normal Rating | 572 | See Lower Tumut on Network Map
L5 LTSS to Tumut 3 PS Transmission Line Continuous Rating | 572 | See Lower Tumut on Network Map
L5 LTSS to Tumut 3 PS Transmission Line 15 Minute Rating | 572 | See Lower Tumut on Network Map
L5 LTSS to Tumut 3 PS Transmission Line 10 Minute Rating | 572 | See Lower Tumut on Network Map
L5 LTSS to Tumut 3 PS Transmission Line 5 Minute Rating | 572 | See Lower Tumut on Network Map
M1 Murray to Murray 1 PS Transmission Line Normal Rating | 274 | See Murray on Network Map
M1 Murray to Murray 1 PS Transmission Line Continuous Rating | 285 | See Murray on Network Map
M1 Murray to Murray 1 PS Transmission Line 15 Minute Rating | 285 | See Murray on Network Map
M1 Murray to Murray 1 PS Transmission Line 10 Minute Rating | 285 | See Murray on Network Map
M1 Murray to Murray 1 PS Transmission Line 5 Minute Rating | 285 | See Murray on Network Map
M3 Murray to Murray 1 PS Transmission Line Normal Rating | 274 | See Murray on Network Map
M3 Murray to Murray 1 PS Transmission Line Continuous Rating | 285 | See Murray on Network Map
M3 Murray to Murray 1 PS Transmission Line 15 Minute Rating | 285 | See Murray on Network Map
M3 Murray to Murray 1 PS Transmission Line 10 Minute Rating | 285 | See Murray on Network Map
M3 Murray to Murray 1 PS Transmission Line 5 Minute Rating | 285 | See Murray on Network Map
M5 Murray to Murray 1 PS Transmission Line Normal Rating | 274 | See Murray on Network Map
M5 Murray to Murray 1 PS Transmission Line Continuous Rating | 285 | See Murray on Network Map
M5 Murray to Murray 1 PS Transmission Line 15 Minute Rating | 285 | See Murray on Network Map
M5 Murray to Murray 1 PS Transmission Line 10 Minute Rating | 285 | See Murray on Network Map
M5 Murray to Murray 1 PS Transmission Line 5 Minute Rating | 285 | See Murray on Network Map
M7 Murray to Murray 1 PS Transmission Line Normal Rating | 274 | See Murray on Network Map
M7 Murray to Murray 1 PS Transmission Line Continuous Rating | 285 | See Murray on Network Map
M7 Murray to Murray 1 PS Transmission Line 15 Minute Rating | 285 | See Murray on Network Map
M7 Murray to Murray 1 PS Transmission Line 10 Minute Rating | 285 | See Murray on Network Map
M7 Murray to Murray 1 PS Transmission Line 5 Minute Rating | 285 | See Murray on Network Map
M9 Murray to Murray 1 PS Transmission Line Normal Rating | 274 | See Murray on Network Map
M9 Murray to Murray 1 PS Transmission Line Continuous Rating | 285 | See Murray on Network Map
M9 Murray to Murray 1 PS Transmission Line 15 Minute Rating | 285 | See Murray on Network Map
M9 Murray to Murray 1 PS Transmission Line 10 Minute Rating | 285 | See Murray on Network Map
M9 Murray to Murray 1 PS Transmission Line 5 Minute Rating | 285 | See Murray on Network Map
M11 Murray to Murray 2 PS Transmission Line Normal Rating | 343 | See Murray on Network Map
M11 Murray to Murray 2 PS Transmission Line Continuous Rating | 343 | See Murray on Network Map
M11 Murray to Murray 2 PS Transmission Line 15 Minute Rating | 343 | See Murray on Network Map
M11 Murray to Murray 2 PS Transmission Line 10 Minute Rating | 343 | See Murray on Network Map
M11 Murray to Murray 2 PS Transmission Line 5 Minute Rating | 343 | See Murray on Network Map
M13 Murray to Murray 2 PS Transmission Line Normal Rating | 343 | See Murray on Network Map
M13 Murray to Murray 2 PS Transmission Line Continuous Rating | 343 | See Murray on Network Map
M13 Murray to Murray 2 PS Transmission Line 15 Minute Rating | 343 | See Murray on Network Map
M13 Murray to Murray 2 PS Transmission Line 10 Minute Rating | 343 | See Murray on Network Map
M13 Murray to Murray 2 PS Transmission Line 5 Minute Rating | 343 | See Murray on Network Map
U1 UTSS to Tumut 1 PS Transmission Line Normal Rating | 206 | See Upper Tumut on Network Map
U1 UTSS to Tumut 1 PS Transmission Line Continuous Rating | 214 | See Upper Tumut on Network Map
U1 UTSS to Tumut 1 PS Transmission Line 15 Minute Rating | 214 | See Upper Tumut on Network Map
U1 UTSS to Tumut 1 PS Transmission Line 10 Minute Rating | 214 | See Upper Tumut on Network Map
U1 UTSS to Tumut 1 PS Transmission Line 5 Minute Rating | 214 | See Upper Tumut on Network Map
U3 UTSS to Tumut 1 PS Transmission Line Normal Rating | 206 | See Upper Tumut on Network Map
U3 UTSS to Tumut 1 PS Transmission Line Continuous Rating | 214 | See Upper Tumut on Network Map
U3 UTSS to Tumut 1 PS Transmission Line 15 Minute Rating | 214 | See Upper Tumut on Network Map
U3 UTSS to Tumut 1 PS Transmission Line 10 Minute Rating | 214 | See Upper Tumut on Network Map
U3 UTSS to Tumut 1 PS Transmission Line 5 Minute Rating | 214 | See Upper Tumut on Network Map
U5 UTSS to Tumut 2 PS Transmission Line Normal Rating | 206 | See Upper Tumut on Network Map
U5 UTSS to Tumut 2 PS Transmission Line Continuous Rating | 214 | See Upper Tumut on Network Map
U5 UTSS to Tumut 2 PS Transmission Line 15 Minute Rating | 214 | See Upper Tumut on Network Map
U5 UTSS to Tumut 2 PS Transmission Line 10 Minute Rating | 214 | See Upper Tumut on Network Map
U5 UTSS to Tumut 2 PS Transmission Line 5 Minute Rating | 214 | See Upper Tumut on Network Map
U7 UTSS to Tumut 2 PS Transmission Line Normal Rating | 206 | See Upper Tumut on Network Map
U7 UTSS to Tumut 2 PS Transmission Line Continuous Rating | 214 | See Upper Tumut on Network Map
U7 UTSS to Tumut 2 PS Transmission Line 15 Minute Rating | 214 | See Upper Tumut on Network Map
U7 UTSS to Tumut 2 PS Transmission Line 10 Minute Rating | 214 | See Upper Tumut on Network Map
U7 UTSS to Tumut 2 PS Transmission Line 5 Minute Rating | 214 | See Upper Tumut on Network Map
X5/1 Darlington Point to Balranald Transmission Line Normal Rating | 301 | See X5/1 on network map
X5/1 Darlington Point to Balranald Transmission Line Continuous Rating | 301 | See X5/1 on network map
X5/1 Darlington Point to Balranald Transmission Line 15 Minute Rating | 301 | See X5/1 on network map
X5/1 Darlington Point to Balranald Transmission Line 10 Minute Rating | 301 | See X5/1 on network map
X5/1 Darlington Point to Balranald Transmission Line 5 Minute Rating | 301 | See X5/1 on network map
X5/1 Balranald to Darlington Point Transmission Line Normal Rating | 381 | See X5/1 on network map
X5/1 Balranald to Darlington Point Transmission Line Continuous Rating | 457 | See X5/1 on network map
X5/1 Balranald to Darlington Point Transmission Line 15 Minute Rating | 476 | See X5/1 on network map
X5/1 Balranald to Darlington Point Transmission Line 10 Minute Rating | 476 | See X5/1 on network map
X5/1 Balranald to Darlington Point Transmission Line 5 Minute Rating | 476 | See X5/1 on network map
X5/3 Buronga to Balranald Transmission Line Normal Rating | 227 | See X5/3 on network map
X5/3 Buronga to Balranald Transmission Line Continuous Rating | 227 | See X5/3 on network map
X5/3 Buronga to Balranald Transmission Line 15 Minute Rating | 227 | See X5/3 on network map
X5/3 Buronga to Balranald Transmission Line 10 Minute Rating | 227 | See X5/3 on network map
X5/3 Buronga to Balranald Transmission Line 5 Minute Rating | 227 | See X5/3 on network map
X5/3 Balranald to Buronga Transmission Line Normal Rating | 381 | See X5/3 on network map
X5/3 Balranald to Buronga Transmission Line Continuous Rating | 381 | See X5/3 on network map
X5/3 Balranald to Buronga Transmission Line 15 Minute Rating | 400 | See X5/3 on network map
X5/3 Balranald to Buronga Transmission Line 10 Minute Rating | 412 | See X5/3 on network map
X5/3 Balranald to Buronga Transmission Line 5 Minute Rating | 419 | See X5/3 on network map
OX1 Buronga to Red Cliffs Transmission Line Normal Rating | 265 | See OX1 on network map
OX1 Buronga to Red Cliffs Transmission Line Continuous Rating | 265 | See OX1 on network map
OX1 Buronga to Red Cliffs Transmission Line 15 Minute Rating | 265 | See OX1 on network map
OX1 Buronga to Red Cliffs Transmission Line 10 Minute Rating | 265 | See OX1 on network map
OX1 Buronga to Red Cliffs Transmission Line 5 Minute Rating | 265 | See OX1 on network map
X2 Buronga to Broken Hill Transmission Line Normal Rating | 95 | See X2 on network map
X2 Buronga to Broken Hill Transmission Line Continuous Rating | 95 | See X2 on network map
X2 Buronga to Broken Hill Transmission Line 15 Minute Rating | 95 | See X2 on network map
X2 Buronga to Broken Hill Transmission Line 10 Minute Rating | 95 | See X2 on network map
X2 Buronga to Broken Hill Transmission Line 5 Minute Rating | 95 | See X2 on network map
X4 Broken Hill to Broken Hill Mines Transmission Line Normal Rating | 60 | See X4 on network map
X4 Broken Hill to Broken Hill Mines Transmission Line Continuous Rating | 60 | See X4 on network map
X4 Broken Hill to Broken Hill Mines Transmission Line 15 Minute Rating | 60 | See X4 on network map
X4 Broken Hill to Broken Hill Mines Transmission Line 10 Minute Rating | 60 | See X4 on network map
X4 Broken Hill to Broken Hill Mines Transmission Line 5 Minute Rating | 60 | See X4 on network map
94L Tuggerah to Berkeley Vale Transmission Line Normal Rating | 205 | See 94L on network map
94L Tuggerah to Berkeley Vale Transmission Line Continuous Rating | 260 | See 94L on network map
94L Tuggerah to Berkeley Vale Transmission Line 15 Minute Rating | 405 | See 94L on network map
94L Tuggerah to Berkeley Vale Transmission Line 10 Minute Rating | 405 | See 94L on network map
94L Tuggerah to Berkeley Vale Transmission Line 5 Minute Rating | 405 | See 94L on network map
950 Newcastle to Jesmond (EA) Transmission Line Normal Rating | 153 | See 950 on network map
950 Newcastle to Jesmond (EA) Transmission Line Continuous Rating | 153 | See 950 on network map
950 Newcastle to Jesmond (EA) Transmission Line 15 Minute Rating | 295 | See 950 on network map
950 Newcastle to Jesmond (EA) Transmission Line 10 Minute Rating | 295 | See 950 on network map
950 Newcastle to Jesmond (EA) Transmission Line 5 Minute Rating | 295 | See 950 on network map
952 Newcastle to Rathmines Transmission Line Normal Rating | 175 | See 952 on network map
952 Newcastle to Rathmines Transmission Line Continuous Rating | 175 | See 952 on network map
952 Newcastle to Rathmines Transmission Line 15 Minute Rating | 202 | See 952 on network map
952 Newcastle to Rathmines Transmission Line 10 Minute Rating | 202 | See 952 on network map
952 Newcastle to Rathmines Transmission Line 5 Minute Rating | 202 | See 952 on network map
954 Tuggerah to Berkeley Vale Transmission Line Normal Rating | 205 | See 954 on network map
954 Tuggerah to Berkeley Vale Transmission Line Continuous Rating | 243 | See 954 on network map
954 Tuggerah to Berkeley Vale Transmission Line 15 Minute Rating | 243 | See 954 on network map
954 Tuggerah to Berkeley Vale Transmission Line 10 Minute Rating | 243 | See 954 on network map
954 Tuggerah to Berkeley Vale Transmission Line 5 Minute Rating | 243 | See 954 on network map
957 Vales Point to Ourimbah tee Morisset Transmission Line Normal Rating | 110 | See 957 on network map
957 Vales Point to Ourimbah tee Morisset Transmission Line Continuous Rating | 110 | See 957 on network map
957 Vales Point to Ourimbah tee Morisset Transmission Line 15 Minute Rating | 192 | See 957 on network map
957 Vales Point to Ourimbah tee Morisset Transmission Line 10 Minute Rating | 198 | See 957 on network map
957 Vales Point to Ourimbah tee Morisset Transmission Line 5 Minute Rating | 201 | See 957 on network map
958 Tuggerah to Gosford Transmission Line Normal Rating | 205 | See 958 on network map
958 Tuggerah to Gosford Transmission Line Continuous Rating | 240 | See 958 on network map
958 Tuggerah to Gosford Transmission Line 15 Minute Rating | 300 | See 958 on network map
958 Tuggerah to Gosford Transmission Line 10 Minute Rating | 309 | See 958 on network map
958 Tuggerah to Gosford Transmission Line 5 Minute Rating | 314 | See 958 on network map
95A Newcastle to Awaba Transmission Line Normal Rating | 155 | See 95A on network map
95A Newcastle to Awaba Transmission Line Continuous Rating | 302 | See 95A on network map
95A Newcastle to Awaba Transmission Line 15 Minute Rating | 302 | See 95A on network map
95A Newcastle to Awaba Transmission Line 10 Minute Rating | 302 | See 95A on network map
95A Newcastle to Awaba Transmission Line 5 Minute Rating | 302 | See 95A on network map
95B Muswellbrook to Barnard River Transmission Line Normal Rating | 50 | See 95B on network map
95B Muswellbrook to Barnard River Transmission Line Continuous Rating | 50 | See 95B on network map
95B Muswellbrook to Barnard River Transmission Line 15 Minute Rating | 50 | See 95B on network map
95B Muswellbrook to Barnard River Transmission Line 10 Minute Rating | 50 | See 95B on network map
95B Muswellbrook to Barnard River Transmission Line 5 Minute Rating | 50 | See 95B on network map
95C Tuggerah to Ourimbah Transmission Line Normal Rating | 205 | See 95C on network map
95C Tuggerah to Ourimbah Transmission Line Continuous Rating | 240 | See 95C on network map
95C Tuggerah to Ourimbah Transmission Line 15 Minute Rating | 286 | See 95C on network map
95C Tuggerah to Ourimbah Transmission Line 10 Minute Rating | 286 | See 95C on network map
95C Tuggerah to Ourimbah Transmission Line 5 Minute Rating | 286 | See 95C on network map
95E Gosford to Somersby Transmission Line Normal Rating | 130 | See 95E on network map
95E Gosford to Somersby Transmission Line Continuous Rating | 140 | See 95E on network map
95F Muswellbrook to Mitchell Line Transmission Line Normal Rating | 175 | See 95F on network map
95G Awaba to Rathmines Transmission Line Normal Rating | 153 | See 95G on network map
95H Muswellbrook to Muswellbrook Transmission Line Normal Rating | 243 | See 95H on network map
95H Muswellbrook to Muswellbrook Transmission Line Continuous Rating | 243 | See 95H on network map
95H Muswellbrook to Muswellbrook Transmission Line 15 Minute Rating | 243 | See 95H on network map
95H Muswellbrook to Muswellbrook Transmission Line 10 Minute Rating | 243 | See 95H on network map
95H Muswellbrook to Muswellbrook Transmission Line 5 Minute Rating | 243 | See 95H on network map
95M Muswellbrook to Mitchell Line Transmission Line Normal Rating | 240 | See 95M on network map
95M Muswellbrook to Mitchell Line Transmission Line Continuous Rating | 285 | See 95M on network map
95M Muswellbrook to Mitchell Line Transmission Line 15 Minute Rating | 285 | See 95M on network map
95M Muswellbrook to Mitchell Line Transmission Line 10 Minute Rating | 285 | See 95M on network map
95M Muswellbrook to Mitchell Line Transmission Line 5 Minute Rating | 285 | See 95M on network map
95T Vales Point to Lk Munmorah Transmission Line Normal Rating | 183 | See 95T on network map
95T Vales Point to Lk Munmorah Transmission Line Continuous Rating | 183 | See 95T on network map
95T Vales Point to Lk Munmorah Transmission Line 15 Minute Rating | 192 | See 95T on network map
95T Vales Point to Lk Munmorah Transmission Line 10 Minute Rating | 198 | See 95T on network map
95T Vales Point to Lk Munmorah Transmission Line 5 Minute Rating | 201 | See 95T on network map
95U Muswellbrook to Singleton Transmission Line Normal Rating | 240 | See 95U on network map
95U Muswellbrook to Singleton Transmission Line Continuous Rating | 243 | See 95U on network map
95U Muswellbrook to Singleton Transmission Line 15 Minute Rating | 243 | See 95U on network map
95U Muswellbrook to Singleton Transmission Line 10 Minute Rating | 243 | See 95U on network map
95U Muswellbrook to Singleton Transmission Line 5 Minute Rating | 243 | See 95U on network map
960 Newcastle to Charlestown Transmission Line Normal Rating | 457 | See 960 on network map
960 Newcastle to Charlestown Transmission Line Continuous Rating | 504 | See 960 on network map
960 Newcastle to Charlestown Transmission Line 15 Minute Rating | 504 | See 960 on network map
960 Newcastle to Charlestown Transmission Line 10 Minute Rating | 504 | See 960 on network map
960 Newcastle to Charlestown Transmission Line 5 Minute Rating | 504 | See 960 on network map
961 Newcastle to Charlestown Transmission Line Normal Rating | 457 | See 961 on network map
961 Newcastle to Charlestown Transmission Line Continuous Rating | 504 | See 961 on network map
961 Newcastle to Charlestown Transmission Line 15 Minute Rating | 504 | See 961 on network map
961 Newcastle to Charlestown Transmission Line 10 Minute Rating | 504 | See 961 on network map
961 Newcastle to Charlestown Transmission Line 5 Minute Rating | 504 | See 961 on network map
963 Tomago 330 to Taree Tee Hawks Nest Transmission Line Normal Rating | 128 | See 963 on network map
963 Tomago 330 to Taree Tee Hawks Nest Transmission Line Continuous Rating | 153 | See 963 on network map
963 Tomago 330 to Taree Tee Hawks Nest Transmission Line 15 Minute Rating | 153 | See 963 on network map
963 Tomago 330 to Taree Tee Hawks Nest Transmission Line 10 Minute Rating | 153 | See 963 on network map
963 Tomago 330 to Taree Tee Hawks Nest Transmission Line 5 Minute Rating | 153 | See 963 on network map
963 Taree to Tomago Tee Haaws Nest Transmission Line Normal Rating | 122 | See 963 on network map
963 Taree to Tomago Tee Haaws Nest Transmission Line Continuous Rating | 136 | See 963 on network map
963 Taree to Tomago Tee Haaws Nest Transmission Line 15 Minute Rating | 136 | See 963 on network map
963 Taree to Tomago Tee Haaws Nest Transmission Line 10 Minute Rating | 136 | See 963 on network map
963 Taree to Tomago Tee Haaws Nest Transmission Line 5 Minute Rating | 145 | See 963 on network map
964 Pt Macquarie to Taree Transmission Line Normal Rating | 137 | See 964 on network map
964 Pt Macquarie to Taree Transmission Line Continuous Rating | 161 | See 964 on network map
964 Pt Macquarie to Taree Transmission Line 15 Minute Rating | 161 | See 964 on network map
964 Pt Macquarie to Taree Transmission Line 10 Minute Rating | 168 | See 964 on network map
964 Pt Macquarie to Taree Transmission Line 5 Minute Rating | 183 | See 964 on network map
965 Armidale to Kempsey Transmission Line Normal Rating | 114 | See 965 on network map
965 Armidale to Kempsey Transmission Line Continuous Rating | 129 | See 965 on network map
965 Armidale to Kempsey Transmission Line 15 Minute Rating | 133 | See 965 on network map
965 Armidale to Kempsey Transmission Line 10 Minute Rating | 134 | See 965 on network map
965 Armidale to Kempsey Transmission Line 5 Minute Rating | 142 | See 965 on network map
966 Armidale to Koolkhan Transmission Line Normal Rating | 105 | See 966 on network map
966 Armidale to Koolkhan Transmission Line Continuous Rating | 121 | See 966 on network map
966 Armidale to Koolkhan Transmission Line 15 Minute Rating | 127 | See 966 on network map
966 Armidale to Koolkhan Transmission Line 10 Minute Rating | 132 | See 966 on network map
966 Armidale to Koolkhan Transmission Line 5 Minute Rating | 143 | See 966 on network map
966 Koolkhan to Armidale Transmission Line Normal Rating | 105 | See 966 on network map
966 Koolkhan to Armidale Transmission Line Continuous Rating | 121 | See 966 on network map
966 Koolkhan to Armidale Transmission Line 15 Minute Rating | 127 | See 966 on network map
966 Koolkhan to Armidale Transmission Line 10 Minute Rating | 127 | See 966 on network map
966 Koolkhan to Armidale Transmission Line 5 Minute Rating | 127 | See 966 on network map
967 Lismore 330 to Koolkhan Transmission Line Normal Rating | 122 | See 967 on network map
967 Lismore 330 to Koolkhan Transmission Line Continuous Rating | 136 | See 967 on network map
967 Lismore 330 to Koolkhan Transmission Line 15 Minute Rating | 136 | See 967 on network map
967 Lismore 330 to Koolkhan Transmission Line 10 Minute Rating | 136 | See 967 on network map
967 Lismore 330 to Koolkhan Transmission Line 5 Minute Rating | 145 | See 967 on network map
968 Tamworth 330 to Narrabri Transmission Line Normal Rating | 122 | See 968 on network map
968 Tamworth 330 to Narrabri Transmission Line Continuous Rating | 122 | See 968 on network map
968 Tamworth 330 to Narrabri Transmission Line 15 Minute Rating | 122 | See 968 on network map
968 Tamworth 330 to Narrabri Transmission Line 10 Minute Rating | 122 | See 968 on network map
968 Tamworth 330 to Narrabri Transmission Line 5 Minute Rating | 122 | See 968 on network map
969 Tamworth 330 to Gunnedah Transmission Line Normal Rating | 73 | See 969 on network map
969 Tamworth 330 to Gunnedah Transmission Line Continuous Rating | 82 | See 969 on network map
969 Tamworth 330 to Gunnedah Transmission Line 15 Minute Rating | 82 | See 969 on network map
969 Tamworth 330 to Gunnedah Transmission Line 10 Minute Rating | 86 | See 969 on network map
969 Tamworth 330 to Gunnedah Transmission Line 5 Minute Rating | 91 | See 969 on network map
96A Newcastle to Kurri Transmission Line Normal Rating | 290 | See 96A on network map
96A Newcastle to Kurri Transmission Line Continuous Rating | 343 | See 96A on network map
96A Newcastle to Kurri Transmission Line 15 Minute Rating | 343 | See 96A on network map
96A Newcastle to Kurri Transmission Line 10 Minute Rating | 343 | See 96A on network map
96A Newcastle to Kurri Transmission Line 5 Minute Rating | 343 | See 96A on network map
96B Newcastle to Capral Transmission Line Normal Rating | 290 | See 96B on network map
96B Newcastle to Capral Transmission Line Continuous Rating | 346 | See 96B on network map
96B Newcastle to Capral Transmission Line 15 Minute Rating | 346 | See 96B on network map
96B Newcastle to Capral Transmission Line 10 Minute Rating | 346 | See 96B on network map
96B Newcastle to Capral Transmission Line 5 Minute Rating | 346 | See 96B on network map
96C/1 Armidale to Coffs Harbour Transmission Line Normal Rating | 136 | See 96C/1 on network map
96C/1 Armidale to Coffs Harbour Transmission Line Continuous Rating | 158 | See 96C/1 on network map
96C/1 Armidale to Coffs Harbour Transmission Line 15 Minute Rating | 159 | See 96C/1 on network map
96C/1 Armidale to Coffs Harbour Transmission Line 10 Minute Rating | 161 | See 96C/1 on network map
96C/1 Armidale to Coffs Harbour Transmission Line 5 Minute Rating | 176 | See 96C/1 on network map
96C/1 Coffs Harbour to Armidale Transmission Line Normal Rating | 110 | See 96C/1 on network map
96C/1 Coffs Harbour to Armidale Transmission Line Continuous Rating | 110 | See 96C/1 on network map
96C/1 Coffs Harbour to Armidale Transmission Line 15 Minute Rating | 110 | See 96C/1 on network map
96C/1 Coffs Harbour to Armidale Transmission Line 10 Minute Rating | 110 | See 96C/1 on network map
96C/1 Coffs Harbour to Armidale Transmission Line 5 Minute Rating | 110 | See 96C/1 on network map
96F Tomago 330 to Stroud tee Brandy Hill Transmission Line Normal Rating | 122 | See 96F on network map
96F Tomago 330 to Stroud tee Brandy Hill Transmission Line Continuous Rating | 136 | See 96F on network map
96F Tomago 330 to Stroud tee Brandy Hill Transmission Line 15 Minute Rating | 136 | See 96F on network map
96F Tomago 330 to Stroud tee Brandy Hill Transmission Line 10 Minute Rating | 136 | See 96F on network map
96F Tomago 330 to Stroud tee Brandy Hill Transmission Line 5 Minute Rating | 145 | See 96F on network map
96G Port Macquarie to Kempsey Transmission Line Normal Rating | 158 | See 96G on network map
96G Port Macquarie to Kempsey Transmission Line Continuous Rating | 169 | See 96G on network map
96G Port Macquarie to Kempsey Transmission Line 15 Minute Rating | 169 | See 96G on network map
96G Port Macquarie to Kempsey Transmission Line 10 Minute Rating | 173 | See 96G on network map
96G Port Macquarie to Kempsey Transmission Line 5 Minute Rating | 180 | See 96G on network map
96H Coffs Harbour to Koolkhan Transmission Line Normal Rating | 122 | See 96H on network map
96H Coffs Harbour to Koolkhan Transmission Line Continuous Rating | 136 | See 96H on network map
96H Coffs Harbour to Koolkhan Transmission Line 15 Minute Rating | 136 | See 96H on network map
96H Coffs Harbour to Koolkhan Transmission Line 10 Minute Rating | 136 | See 96H on network map
96H Coffs Harbour to Koolkhan Transmission Line 5 Minute Rating | 145 | See 96H on network map
96L/1 Tenterfield to Casino tee Transmission Line Normal Rating | 122 | See 96L/1 on network map
96L/1 Tenterfield to Casino tee Transmission Line Continuous Rating | 136 | See 96L/1 on network map
96L/1 Tenterfield to Casino tee Transmission Line 15 Minute Rating | 136 | See 96L/1 on network map
96L/1 Tenterfield to Casino tee Transmission Line 10 Minute Rating | 136 | See 96L/1 on network map
96L/1 Tenterfield to Casino tee Transmission Line 5 Minute Rating | 144 | See 96L/1 on network map
96L/2 Lismore 330 to Casino tee Transmission Line Normal Rating | 114 | See 96L/2 on network map
96L/2 Lismore 330 to Casino tee Transmission Line Continuous Rating | 114 | See 96L/2 on network map
96L/2 Lismore 330 to Casino tee Transmission Line 15 Minute Rating | 114 | See 96L/2 on network map
96L/2 Lismore 330 to Casino tee Transmission Line 10 Minute Rating | 114 | See 96L/2 on network map
96L/2 Lismore 330 to Casino tee Transmission Line 5 Minute Rating | 114 | See 96L/2 on network map
96M Narrabri to Moree Transmission Line Normal Rating | 101 | See 96M on network map
96M Narrabri to Moree Transmission Line Continuous Rating | 110 | See 96M on network map
96M Narrabri to Moree Transmission Line 15 Minute Rating | 110 | See 96M on network map
96M Narrabri to Moree Transmission Line 10 Minute Rating | 110 | See 96M on network map
96M Narrabri to Moree Transmission Line 5 Minute Rating | 113 | See 96M on network map
96M Moree to Narrabri Transmission Line Normal Rating | 96 | See 96M on network map
96M Moree to Narrabri Transmission Line Continuous Rating | 96 | See 96M on network map
96M Moree to Narrabri Transmission Line 15 Minute Rating | 96 | See 96M on network map
96M Moree to Narrabri Transmission Line 10 Minute Rating | 96 | See 96M on network map
96M Moree to Narrabri Transmission Line 5 Minute Rating | 96 | See 96M on network map
96N Armidale to Inverell Transmission Line Normal Rating | 122 | See 96N on network map
96N Armidale to Inverell Transmission Line Continuous Rating | 136 | See 96N on network map
96N Armidale to Inverell Transmission Line 15 Minute Rating | 136 | See 96N on network map
96N Armidale to Inverell Transmission Line 10 Minute Rating | 136 | See 96N on network map
96N Armidale to Inverell Transmission Line 5 Minute Rating | 145 | See 96N on network map
96N Inverell to Armidale Transmission Line Normal Rating | 110 | See 96N on network map
96N Inverell to Armidale Transmission Line Continuous Rating | 110 | See 96N on network map
96N Inverell to Armidale Transmission Line 15 Minute Rating | 110 | See 96N on network map
96N Inverell to Armidale Transmission Line 10 Minute Rating | 110 | See 96N on network map
96N Inverell to Armidale Transmission Line 5 Minute Rating | 110 | See 96N on network map
96P Taree to Stroud Transmission Line Normal Rating | 112 | See 96P on network map
96P Taree to Stroud Transmission Line Continuous Rating | 123 | See 96P on network map
96P Taree to Stroud Transmission Line 15 Minute Rating | 134 | See 96P on network map
96P Taree to Stroud Transmission Line 10 Minute Rating | 140 | See 96P on network map
96P Taree to Stroud Transmission Line 5 Minute Rating | 155 | See 96P on network map
96R Glen Innes to Tenterfield Transmission Line Normal Rating | 122 | See 96R on network map
96R Glen Innes to Tenterfield Transmission Line Continuous Rating | 136 | See 96R on network map
96R Glen Innes to Tenterfield Transmission Line 15 Minute Rating | 136 | See 96R on network map
96R Glen Innes to Tenterfield Transmission Line 10 Minute Rating | 136 | See 96R on network map
96R Glen Innes to Tenterfield Transmission Line 5 Minute Rating | 145 | See 96R on network map
96R Tenterfield to Glen Innes Transmission Line Normal Rating | 93 | See 96R on network map
96R Tenterfield to Glen Innes Transmission Line Continuous Rating | 93 | See 96R on network map
96R Tenterfield to Glen Innes Transmission Line 15 Minute Rating | 93 | See 96R on network map
96R Tenterfield to Glen Innes Transmission Line 10 Minute Rating | 93 | See 96R on network map
96R Tenterfield to Glen Innes Transmission Line 5 Minute Rating | 93 | See 96R on network map
96T Armidale to Glen Innes Transmission Line Normal Rating | 122 | See 96T on network map
96T Armidale to Glen Innes Transmission Line Continuous Rating | 136 | See 96T on network map
96T Armidale to Glen Innes Transmission Line 15 Minute Rating | 136 | See 96T on network map
96T Armidale to Glen Innes Transmission Line 10 Minute Rating | 136 | See 96T on network map
96T Armidale to Glen Innes Transmission Line 5 Minute Rating | 145 | See 96T on network map
96U Newcastle to Kurri ZS Transmission Line Normal Rating | 250 | See 96U on network map
96U Newcastle to Kurri ZS Transmission Line Continuous Rating | 302 | See 96U on network map
96U Newcastle to Kurri ZS Transmission Line 15 Minute Rating | 302 | See 96U on network map
96U Newcastle to Kurri ZS Transmission Line 10 Minute Rating | 302 | See 96U on network map
96U Newcastle to Kurri ZS Transmission Line 5 Minute Rating | 302 | See 96U on network map
96W Newcastle to Capral Transmission Line Normal Rating | 290 | See 96W on network map
96W Newcastle to Capral Transmission Line Continuous Rating | 346 | See 96W on network map
96W Newcastle to Capral Transmission Line 15 Minute Rating | 346 | See 96W on network map
96W Newcastle to Capral Transmission Line 10 Minute Rating | 346 | See 96W on network map
96W Newcastle to Capral Transmission Line 5 Minute Rating | 346 | See 96W on network map
96X Waratah West to Kooragang Transmission Line Normal Rating | 110 | See 96X on network map
96X Waratah West to Kooragang Transmission Line Continuous Rating | 115 | See 96X on network map
96X Waratah West to Kooragang Transmission Line 15 Minute Rating | 134 | See 96X on network map
96X Waratah West to Kooragang Transmission Line 10 Minute Rating | 134 | See 96X on network map
96X Waratah West to Kooragang Transmission Line 5 Minute Rating | 134 | See 96X on network map
96Y Waratah West to Mayfield West Transmission Line Normal Rating | 115 | See 96Y on network map
96Y Waratah West to Mayfield West Transmission Line Continuous Rating | 134 | See 96Y on network map
96Y Waratah West to Mayfield West Transmission Line 15 Minute Rating | 134 | See 96Y on network map
96Y Waratah West to Mayfield West Transmission Line 10 Minute Rating | 134 | See 96Y on network map
96Y Waratah West to Mayfield West Transmission Line 5 Minute Rating | 134 | See 96Y on network map
96Z Newcastle to Maryland Transmission Line Normal Rating | 155 | See 96Z on network map
96Z Newcastle to Maryland Transmission Line Continuous Rating | 237 | See 96Z on network map
96Z Newcastle to Maryland Transmission Line 15 Minute Rating | 237 | See 96Z on network map
96Z Newcastle to Maryland Transmission Line 10 Minute Rating | 237 | See 96Z on network map
96Z Newcastle to Maryland Transmission Line 5 Minute Rating | 237 | See 96Z on network map
97A Tamworth 330 to Tamworth 132 Transmission Line Normal Rating | 133 | See 97A on network map
97A Tamworth 330 to Tamworth 132 Transmission Line Continuous Rating | 144 | See 97A on network map
97A Tamworth 330 to Tamworth 132 Transmission Line 15 Minute Rating | 144 | See 97A on network map
97A Tamworth 330 to Tamworth 132 Transmission Line 10 Minute Rating | 144 | See 97A on network map
97A Tamworth 330 to Tamworth 132 Transmission Line 5 Minute Rating | 144 | See 97A on network map
97B Tamworth 330 to Tamworth 132 Transmission Line Normal Rating | 144 | See 97B on network map
97B Tamworth 330 to Tamworth 132 Transmission Line Continuous Rating | 144 | See 97B on network map
97B Tamworth 330 to Tamworth 132 Transmission Line 15 Minute Rating | 144 | See 97B on network map
97B Tamworth 330 to Tamworth 132 Transmission Line 10 Minute Rating | 144 | See 97B on network map
97B Tamworth 330 to Tamworth 132 Transmission Line 5 Minute Rating | 144 | See 97B on network map
97E Munmorah to Charmhaven tee Transmission Line Normal Rating | 205 | See 97E on network map
97E Munmorah to Charmhaven tee Transmission Line Continuous Rating | 206 | See 97E on network map
97E Munmorah to Charmhaven tee Transmission Line 15 Minute Rating | 206 | See 97E on network map
97E Munmorah to Charmhaven tee Transmission Line 10 Minute Rating | 206 | See 97E on network map
97E Munmorah to Charmhaven tee Transmission Line 5 Minute Rating | 206 | See 97E on network map
98A Tomago 330 to Tomago 132 Transmission Line Normal Rating | 285 | See 98A on network map
98A Tomago 330 to Tomago 132 Transmission Line Continuous Rating | 285 | See 98A on network map
98A Tomago 330 to Tomago 132 Transmission Line 15 Minute Rating | 285 | See 98A on network map
98A Tomago 330 to Tomago 132 Transmission Line 10 Minute Rating | 285 | See 98A on network map
98A Tomago 330 to Tomago 132 Transmission Line 5 Minute Rating | 285 | See 98A on network map
98N Tomago 330 to Beresfield Transmission Line Normal Rating | 285 | See 98N on network map
98N Tomago 330 to Beresfield Transmission Line Continuous Rating | 285 | See 98N on network map
98N Tomago 330 to Beresfield Transmission Line 15 Minute Rating | 285 | See 98N on network map
98N Tomago 330 to Beresfield Transmission Line 10 Minute Rating | 285 | See 98N on network map
98N Tomago 330 to Beresfield Transmission Line 5 Minute Rating | 285 | See 98N on network map
98R Tomago 330 to Beresfield Transmission Line Normal Rating | 225 | See 98R on network map
98R Tomago 330 to Beresfield Transmission Line Continuous Rating | 285 | See 98R on network map
98R Tomago 330 to Beresfield Transmission Line 15 Minute Rating | 285 | See 98R on network map
98R Tomago 330 to Beresfield Transmission Line 10 Minute Rating | 285 | See 98R on network map
98R Tomago 330 to Beresfield Transmission Line 5 Minute Rating | 285 | See 98R on network map
99C Tuggerah to Wyong Transmission Line Normal Rating | 225 | See 99C on network map
99C Tuggerah to Wyong Transmission Line Continuous Rating | 260 | See 99C on network map
99C Tuggerah to Wyong Transmission Line 15 Minute Rating | 314 | See 99C on network map
99C Tuggerah to Wyong Transmission Line 10 Minute Rating | 329 | See 99C on network map
99C Tuggerah to Wyong Transmission Line 5 Minute Rating | 343 | See 99C on network map
9C5 Tomago 330 to Brandy Hill Transmission Line Normal Rating | 157 | See 9C5 on network map
9C5 Tomago 330 to Brandy Hill Transmission Line Continuous Rating | 173 | See 9C5 on network map
9C5 Tomago 330 to Brandy Hill Transmission Line 15 Minute Rating | 229 | See 9C5 on network map
9C5 Tomago 330 to Brandy Hill Transmission Line 10 Minute Rating | 229 | See 9C5 on network map
9C5 Tomago 330 to Brandy Hill Transmission Line 5 Minute Rating | 229 | See 9C5 on network map
9C6 Tomago 330 to Brandy Hill Transmission Line Normal Rating | 122 | See 9C6 on network map
9C6 Tomago 330 to Brandy Hill Transmission Line Continuous Rating | 136 | See 9C6 on network map
9C6 Tomago 330 to Brandy Hill Transmission Line 15 Minute Rating | 136 | See 9C6 on network map
9C6 Tomago 330 to Brandy Hill Transmission Line 10 Minute Rating | 136 | See 9C6 on network map
9C6 Tomago 330 to Brandy Hill Transmission Line 5 Minute Rating | 145 | See 9C6 on network map
9C8 Brandy Hill to Stroud Transmission Line Normal Rating | 157 | See 9C8 on network map
9C8 Brandy Hill to Stroud Transmission Line Continuous Rating | 173 | See 9C8 on network map
9F4 Tomago 330 to Tomago 132 Transmission Line Normal Rating | 285 | See 9F4 on network map
9F4 Tomago 330 to Tomago 132 Transmission Line Continuous Rating | 285 | See 9F4 on network map
9F4 Tomago 330 to Tomago 132 Transmission Line 15 Minute Rating | 285 | See 9F4 on network map
9F4 Tomago 330 to Tomago 132 Transmission Line 10 Minute Rating | 285 | See 9F4 on network map
9F4 Tomago 330 to Tomago 132 Transmission Line 5 Minute Rating | 285 | See 9F4 on network map
9N9 Waratah West to Waratah tee Transmission Line Normal Rating | 219 | See 9N9 on network map
9N9 Waratah West to Waratah tee Transmission Line Continuous Rating | 302 | See 9N9 on network map
9N9 Waratah West to Waratah tee Transmission Line 15 Minute Rating | 302 | See 9N9 on network map
9N9 Waratah West to Waratah tee Transmission Line 10 Minute Rating | 302 | See 9N9 on network map
9N9 Waratah West to Waratah tee Transmission Line 5 Minute Rating | 302 | See 9N9 on network map
9NA Newcastle to Beresfield Transmission Line Normal Rating | 225 | See 9NA on network map
9NA Newcastle to Beresfield Transmission Line Continuous Rating | 346 | See 9NA on network map
9NA Newcastle to Beresfield Transmission Line 15 Minute Rating | 346 | See 9NA on network map
9NA Newcastle to Beresfield Transmission Line 10 Minute Rating | 346 | See 9NA on network map
9NA Newcastle to Beresfield Transmission Line 5 Minute Rating | 346 | See 9NA on network map
9U2 Inverell to Moree Transmission Line Normal Rating | 101 | See 9U2 on network map
9U2 Inverell to Moree Transmission Line Continuous Rating | 101 | See 9U2 on network map
9U2 Inverell to Moree Transmission Line 15 Minute Rating | 101 | See 9U2 on network map
9U2 Inverell to Moree Transmission Line 10 Minute Rating | 101 | See 9U2 on network map
9U2 Inverell to Moree Transmission Line 5 Minute Rating | 101 | See 9U2 on network map
9U3 Gunnedah to Boggabri East Transmission Line Normal Rating | 73 | See 9U3 on network map
9U3 Gunnedah to Boggabri East Transmission Line Continuous Rating | 82 | See 9U3 on network map
9U3 Gunnedah to Boggabri East Transmission Line 15 Minute Rating | 82 | See 9U3 on network map
9U3 Gunnedah to Boggabri East Transmission Line 10 Minute Rating | 86 | See 9U3 on network map
9U3 Gunnedah to Boggabri East Transmission Line 5 Minute Rating | 91 | See 9U3 on network map
9U4 Inverell to Glen Innes Transmission Line Normal Rating | 122 | See 9U4 on network map
9U4 Inverell to Glen Innes Transmission Line Continuous Rating | 136 | See 9U4 on network map
9U4 Inverell to Glen Innes Transmission Line 15 Minute Rating | 136 | See 9U4 on network map
9U4 Inverell to Glen Innes Transmission Line 10 Minute Rating | 136 | See 9U4 on network map
9U4 Inverell to Glen Innes Transmission Line 5 Minute Rating | 145 | See 9U4 on network map
9U8 Lismore 330kV to Lismore 132kV Transmission Line Normal Rating | 213 | See 9U8 on network map
9U8 Lismore 330kV to Lismore 132kV Transmission Line Continuous Rating | 252 | See 9U8 on network map
9U8 Lismore 330kV to Lismore 132kV Transmission Line 15 Minute Rating | 274 | See 9U8 on network map
9U8 Lismore 330kV to Lismore 132kV Transmission Line 10 Minute Rating | 274 | See 9U8 on network map
9U8 Lismore 330kV to Lismore 132kV Transmission Line 5 Minute Rating | 274 | See 9U8 on network map
9U9 Lismore 330kV to Lismore 132kV Transmission Line Normal Rating | 128 | See 9U9 on network map
9U9 Lismore 330kV to Lismore 132kV Transmission Line Continuous Rating | 151 | See 9U9 on network map
9U9 Lismore 330kV to Lismore 132kV Transmission Line 15 Minute Rating | 274 | See 9U9 on network map
9U9 Lismore 330kV to Lismore 132kV Transmission Line 10 Minute Rating | 274 | See 9U9 on network map
9U9 Lismore 330kV to Lismore 132kV Transmission Line 5 Minute Rating | 274 | See 9U9 on network map
9W1 Lismore 330kV to Lismore 132kV Transmission Line Normal Rating | 128 | See 9W1 on network map
9W1 Lismore 330kV to Lismore 132kV Transmission Line Continuous Rating | 151 | See 9W1 on network map
9W1 Lismore 330kV to Lismore 132kV Transmission Line 15 Minute Rating | 274 | See 9W1 on network map
9W1 Lismore 330kV to Lismore 132kV Transmission Line 10 Minute Rating | 274 | See 9W1 on network map
9W1 Lismore 330kV to Lismore 132kV Transmission Line 5 Minute Rating | 274 | See 9W1 on network map
9W2 Kempsey to Raleigh Transmission Line Normal Rating | 114 | See 9W2 on network map
9W2 Kempsey to Raleigh Transmission Line Continuous Rating | 123 | See 9W2 on network map
9W2 Kempsey to Raleigh Transmission Line 15 Minute Rating | 123 | See 9W2 on network map
9W2 Kempsey to Raleigh Transmission Line 10 Minute Rating | 123 | See 9W2 on network map
9W2 Kempsey to Raleigh Transmission Line 5 Minute Rating | 133 | See 9W2 on network map
9W3 Coffs Harbour to Raleigh Transmission Line Normal Rating | 138 | See 9W3 on network map
9W3 Coffs Harbour to Raleigh Transmission Line Continuous Rating | 138 | See 9W3 on network map
9W3 Coffs Harbour to Raleigh Transmission Line 15 Minute Rating | 138 | See 9W3 on network map
9W3 Coffs Harbour to Raleigh Transmission Line 10 Minute Rating | 138 | See 9W3 on network map
9W3 Coffs Harbour to Raleigh Transmission Line 5 Minute Rating | 138 | See 9W3 on network map
9W5 Kempsey to Macksville Transmission Line Normal Rating | 115 | See 9W5 on network map
9W5 Kempsey to Macksville Transmission Line Continuous Rating | 125 | See 9W5 on network map
9W5 Kempsey to Macksville Transmission Line 15 Minute Rating | 125 | See 9W5 on network map
9W5 Kempsey to Macksville Transmission Line 10 Minute Rating | 125 | See 9W5 on network map
9W5 Kempsey to Macksville Transmission Line 5 Minute Rating | 127 | See 9W5 on network map
9W6 Nambucca to Macksville Transmission Line Normal Rating | 115 | See 9W6 on network map
9W6 Nambucca to Macksville Transmission Line Continuous Rating | 125 | See 9W6 on network map
9W6 Nambucca to Macksville Transmission Line 15 Minute Rating | 125 | See 9W6 on network map
9W6 Nambucca to Macksville Transmission Line 10 Minute Rating | 125 | See 9W6 on network map
9W6 Nambucca to Macksville Transmission Line 5 Minute Rating | 127 | See 9W6 on network map
9W7 Nambucca to Boambee South Transmission Line Normal Rating | 159 | See 9W7 on network map
9W7 Nambucca to Boambee South Transmission Line Continuous Rating | 171 | See 9W7 on network map
9W7 Nambucca to Boambee South Transmission Line 15 Minute Rating | 171 | See 9W7 on network map
9W7 Nambucca to Boambee South Transmission Line 10 Minute Rating | 173 | See 9W7 on network map
9W7 Nambucca to Boambee South Transmission Line 5 Minute Rating | 178 | See 9W7 on network map
9W8 Coffs Harbour to Boambee South Transmission Line Normal Rating | 159 | See 9W8 on network map
9W8 Coffs Harbour to Boambee South Transmission Line Continuous Rating | 171 | See 9W8 on network map
9W8 Coffs Harbour to Boambee South Transmission Line 15 Minute Rating | 171 | See 9W8 on network map
9W8 Coffs Harbour to Boambee South Transmission Line 10 Minute Rating | 173 | See 9W8 on network map
9W8 Coffs Harbour to Boambee South Transmission Line 5 Minute Rating | 178 | See 9W8 on network map
9W9 Port Macquarie to Kempsey Transmission Line Normal Rating | 158 | See 9W9 on network map
9W9 Port Macquarie to Kempsey Transmission Line Continuous Rating | 169 | See 9W9 on network map
9W9 Port Macquarie to Kempsey Transmission Line 15 Minute Rating | 169 | See 9W9 on network map
9W9 Port Macquarie to Kempsey Transmission Line 10 Minute Rating | 173 | See 9W9 on network map
9W9 Port Macquarie to Kempsey Transmission Line 5 Minute Rating | 180 | See 9W9 on network map
9UH Narrabri to Boggabri North Transmission Line Normal Rating | 73 | See 9UH on network map
9UH Narrabri to Boggabri North Transmission Line Continuous Rating | 82 | See 9UH on network map
9UH Narrabri to Boggabri North Transmission Line 15 Minute Rating | 82 | See 9UH on network map
9UH Narrabri to Boggabri North Transmission Line 10 Minute Rating | 86 | See 9UH on network map
9UH Narrabri to Boggabri North Transmission Line 5 Minute Rating | 91 | See 9UH on network map
9UJ Boggabri East to Boggabri North Transmission Line Normal Rating | 136 | See 9UJ on network map
9UJ Boggabri East to Boggabri North Transmission Line Continuous Rating | 136 | See 9UJ on network map
9UJ Boggabri East to Boggabri North Transmission Line 15 Minute Rating | 136 | See 9UJ on network map
9UJ Boggabri East to Boggabri North Transmission Line 10 Minute Rating | 136 | See 9UJ on network map
9UJ Boggabri East to Boggabri North Transmission Line 5 Minute Rating | 136 | See 9UJ on network map
92Z Sydney North to Sydney East Transmission Line Normal Rating | 243 | See 92Z on network map
92Z Sydney North to Sydney East Transmission Line Continuous Rating | 285 | See 92Z on network map
92Z Sydney North to Sydney East Transmission Line 15 Minute Rating | 285 | See 92Z on network map
92Z Sydney North to Sydney East Transmission Line 10 Minute Rating | 285 | See 92Z on network map
92Z Sydney North to Sydney East Transmission Line 5 Minute Rating | 285 | See 92Z on network map
93U Sydney West to West Liverpool Transmission Line Normal Rating | 201 | See 93U on network map
93U Sydney West to West Liverpool Transmission Line Continuous Rating | 366 | See 93U on network map
93U Sydney West to West Liverpool Transmission Line 15 Minute Rating | 366 | See 93U on network map
93U Sydney West to West Liverpool Transmission Line 10 Minute Rating | 366 | See 93U on network map
93U Sydney West to West Liverpool Transmission Line 5 Minute Rating | 366 | See 93U on network map
944 Orange North to New Wallerawang Transmission Line Normal Rating | 97 | See 944 on network map
944 Orange North to New Wallerawang Transmission Line Continuous Rating | 104 | See 944 on network map
944 Orange North to New Wallerawang Transmission Line 15 Minute Rating | 104 | See 944 on network map
944 Orange North to New Wallerawang Transmission Line 10 Minute Rating | 104 | See 944 on network map
944 Orange North to New Wallerawang Transmission Line 5 Minute Rating | 107 | See 944 on network map
945/1 Molong to tee Transmission Line Normal Rating | 112 | See 945 on network map
945/1 Molong to tee Transmission Line Continuous Rating | 120 | See 945 on network map
945/1 Molong to tee Transmission Line 15 Minute Rating | 120 | See 945 on network map
945/1 Molong to tee Transmission Line 10 Minute Rating | 120 | See 945 on network map
945/1 Molong to tee Transmission Line 5 Minute Rating | 122 | See 945 on network map
945/2 Wellington to tee Transmission Line Normal Rating | 112 | See 945 on network map
945/2 Wellington to tee Transmission Line Continuous Rating | 120 | See 945 on network map
945/2 Wellington to tee Transmission Line 15 Minute Rating | 120 | See 945 on network map
945/2 Wellington to tee Transmission Line 10 Minute Rating | 120 | See 945 on network map
945/2 Wellington to tee Transmission Line 5 Minute Rating | 122 | See 945 on network map
945/3 tee to Wellington Town Transmission Line Normal Rating | 91 | See 945 on network map
945/3 tee to Wellington Town Transmission Line Continuous Rating | 91 | See 945 on network map
945/3 tee to Wellington Town Transmission Line 15 Minute Rating | 96 | See 945 on network map
945/3 tee to Wellington Town Transmission Line 10 Minute Rating | 99 | See 945 on network map
945/3 tee to Wellington Town Transmission Line 5 Minute Rating | 101 | See 945 on network map
947 Wellington to Orange North Transmission Line Normal Rating | 134 | See 947 on network map
947 Wellington to Orange North Transmission Line Continuous Rating | 143 | See 947 on network map
947 Wellington to Orange North Transmission Line 15 Minute Rating | 143 | See 947 on network map
947 Wellington to Orange North Transmission Line 10 Minute Rating | 143 | See 947 on network map
947 Wellington to Orange North Transmission Line 5 Minute Rating | 152 | See 947 on network map
948 Panorama to Orange North Transmission Line Normal Rating | 134 | See 948 on network map
948 Panorama to Orange North Transmission Line Continuous Rating | 143 | See 948 on network map
948 Panorama to Orange North Transmission Line 15 Minute Rating | 143 | See 948 on network map
948 Panorama to Orange North Transmission Line 10 Minute Rating | 143 | See 948 on network map
948 Panorama to Orange North Transmission Line 5 Minute Rating | 152 | See 948 on network map
949 Mt Piper 132 kV to Orange North Transmission Line Normal Rating | 134 | See 949 on network map
949 Mt Piper 132 kV to Orange North Transmission Line Continuous Rating | 143 | See 949 on network map
949 Mt Piper 132 kV to Orange North Transmission Line 15 Minute Rating | 143 | See 949 on network map
949 Mt Piper 132 kV to Orange North Transmission Line 10 Minute Rating | 143 | See 949 on network map
949 Mt Piper 132 kV to Orange North Transmission Line 5 Minute Rating | 152 | See 949 on network map
94B Wellington to Beryl Transmission Line Normal Rating | 134 | See 94B on network map
94B Wellington to Beryl Transmission Line Continuous Rating | 137 | See 94B on network map
94B Wellington to Beryl Transmission Line 15 Minute Rating | 139 | See 94B on network map
94B Wellington to Beryl Transmission Line 10 Minute Rating | 143 | See 94B on network map
94B Wellington to Beryl Transmission Line 5 Minute Rating | 151 | See 94B on network map
94E Wallerawang 132 kV to Mt Piper 132 kV Transmission Line Normal Rating | 244 | See 94E on network map
94E Wallerawang 132 kV to Mt Piper 132 kV Transmission Line Continuous Rating | 287 | See 94E on network map
94E Wallerawang 132 kV to Mt Piper 132 kV Transmission Line 15 Minute Rating | 316 | See 94E on network map
94E Wallerawang 132 kV to Mt Piper 132 kV Transmission Line 10 Minute Rating | 340 | See 94E on network map
94E Wallerawang 132 kV to Mt Piper 132 kV Transmission Line 5 Minute Rating | 391 | See 94E on network map
94H Parkes to Manildra Transmission Line Normal Rating | 134 | See 94H on network map
94H Parkes to Manildra Transmission Line Continuous Rating | 143 | See 94H on network map
94H Parkes to Manildra Transmission Line 15 Minute Rating | 143 | See 94H on network map
94H Parkes to Manildra Transmission Line 10 Minute Rating | 143 | See 94H on network map
94H Parkes to Manildra Transmission Line 5 Minute Rating | 152 | See 94H on network map
94K Parkes to Wellington Transmission Line Normal Rating | 134 | See 94K on network map
94K Parkes to Wellington Transmission Line Continuous Rating | 143 | See 94K on network map
94K Parkes to Wellington Transmission Line 15 Minute Rating | 143 | See 94K on network map
94K Parkes to Wellington Transmission Line 10 Minute Rating | 143 | See 94K on network map
94K Parkes to Wellington Transmission Line 5 Minute Rating | 152 | See 94K on network map
94K Wellington to Parkes Transmission Line Normal Rating | 120 | See 94K on network map
94K Wellington to Parkes Transmission Line Continuous Rating | 120 | See 94K on network map
94K Wellington to Parkes Transmission Line 15 Minute Rating | 120 | See 94K on network map
94K Wellington to Parkes Transmission Line 10 Minute Rating | 120 | See 94K on network map
94K Wellington to Parkes Transmission Line 5 Minute Rating | 120 | See 94K on network map
94M Mt Piper 132 kV to Beryl Transmission Line Normal Rating | 134 | See 94M on network map
94M Mt Piper 132 kV to Beryl Transmission Line Continuous Rating | 143 | See 94M on network map
94M Mt Piper 132 kV to Beryl Transmission Line 15 Minute Rating | 143 | See 94M on network map
94M Mt Piper 132 kV to Beryl Transmission Line 10 Minute Rating | 143 | See 94M on network map
94M Mt Piper 132 kV to Beryl Transmission Line 5 Minute Rating | 144 | See 94M on network map
94P Molong to Manildra Transmission Line Normal Rating | 126 | See 94P on network map
94P Molong to Manildra Transmission Line Continuous Rating | 126 | See 94P on network map
94P Molong to Manildra Transmission Line 15 Minute Rating | 126 | See 94P on network map
94P Molong to Manildra Transmission Line 10 Minute Rating | 126 | See 94P on network map
94P Molong to Manildra Transmission Line 5 Minute Rating | 126 | See 94P on network map
94T Orange North to Molong Transmission Line Normal Rating | 112 | See 94T on network map
94T Orange North to Molong Transmission Line Continuous Rating | 114 | See 94T on network map
94T Orange North to Molong Transmission Line 15 Minute Rating | 114 | See 94T on network map
94T Orange North to Molong Transmission Line 10 Minute Rating | 114 | See 94T on network map
94T Orange North to Molong Transmission Line 5 Minute Rating | 114 | See 94T on network map
94U Parkes to Forbes Transmission Line Normal Rating | 134 | See 94U on network map
94U Parkes to Forbes Transmission Line Continuous Rating | 143 | See 94U on network map
94U Parkes to Forbes Transmission Line 15 Minute Rating | 143 | See 94U on network map
94U Parkes to Forbes Transmission Line 10 Minute Rating | 143 | See 94U on network map
94U Parkes to Forbes Transmission Line 5 Minute Rating | 152 | See 94U on network map
94X Wallerawang to Panorama Transmission Line Normal Rating | 134 | See 94X on network map
94X Wallerawang to Panorama Transmission Line Continuous Rating | 143 | See 94X on network map
94X Wallerawang to Panorama Transmission Line 15 Minute Rating | 143 | See 94X on network map
94X Wallerawang to Panorama Transmission Line 10 Minute Rating | 143 | See 94X on network map
94X Wallerawang to Panorama Transmission Line 5 Minute Rating | 152 | See 94X on network map
94Y Mt. Piper 330 kV to Mt. Piper 132 kV Transmission Line Normal Rating | 407 | See 94Y on network map
94Y Mt. Piper 330 kV to Mt. Piper 132 kV Transmission Line Continuous Rating | 479 | See 94Y on network map
94Y Mt. Piper 330 kV to Mt. Piper 132 kV Transmission Line 15 Minute Rating | 512 | See 94Y on network map
94Y Mt. Piper 330 kV to Mt. Piper 132 kV Transmission Line 10 Minute Rating | 512 | See 94Y on network map
94Y Mt. Piper 330 kV to Mt. Piper 132 kV Transmission Line 5 Minute Rating | 512 | See 94Y on network map
959 Sydney North to Sydney East Transmission Line Normal Rating | 243 | See 959 on network map
959 Sydney North to Sydney East Transmission Line Continuous Rating | 286 | See 959 on network map
959 Sydney North to Sydney East Transmission Line 15 Minute Rating | 337 | See 959 on network map
959 Sydney North to Sydney East Transmission Line 10 Minute Rating | 373 | See 959 on network map
959 Sydney North to Sydney East Transmission Line 5 Minute Rating | 378 | See 959 on network map
998 Cowra to Forbes Transmission Line Normal Rating | 91 | See 998 on network map
998 Cowra to Forbes Transmission Line Continuous Rating | 91 | See 998 on network map
998 Cowra to Forbes Transmission Line 15 Minute Rating | 91 | See 998 on network map
998 Cowra to Forbes Transmission Line 10 Minute Rating | 91 | See 998 on network map
998 Cowra to Forbes Transmission Line 5 Minute Rating | 91 | See 998 on network map
9S4 Haymarket to Beaconsfield Transmission Line Normal Rating | 280 | See 9S4 on network map
9S4 Haymarket to Beaconsfield Transmission Line Continuous Rating | 329 | See 9S4 on network map
9S4 Haymarket to Beaconsfield Transmission Line 15 Minute Rating | 329 | See 9S4 on network map
9S4 Haymarket to Beaconsfield Transmission Line 10 Minute Rating | 329 | See 9S4 on network map
9S4 Haymarket to Beaconsfield Transmission Line 5 Minute Rating | 329 | See 9S4 on network map
No.7Tx Sydney East 330 kV to Sydney East Transmission Line Normal Rating | 110 | See Sydney East on network map
No.7Tx Sydney East 330 kV to Sydney East Transmission Line Continuous Rating | 120 | See Sydney East on network map
No.7Tx Sydney East 330 kV to Sydney East Transmission Line 15 Minute Rating | 120 | See Sydney East on network map
No.7Tx Sydney East 330 kV to Sydney East Transmission Line 10 Minute Rating | 120 | See Sydney East on network map
No.7Tx Sydney East 330 kV to Sydney East Transmission Line 5 Minute Rating | 120 | See Sydney East on network map
No.8Tx Sydney East 330 kV to Sydney East Transmission Line Normal Rating | 110 | See Sydney East on network map
No.8Tx Sydney East 330 kV to Sydney East Transmission Line Continuous Rating | 120 | See Sydney East on network map
No.8Tx Sydney East 330 kV to Sydney East Transmission Line 15 Minute Rating | 120 | See Sydney East on network map
No.8Tx Sydney East 330 kV to Sydney East Transmission Line 10 Minute Rating | 120 | See Sydney East on network map
No.8Tx Sydney East 330 kV to Sydney East Transmission Line 5 Minute Rating | 120 | See Sydney East on network map
No.1 Tie Beaconsfield South to Beaconsfield North Transmission Line Normal Rating | 720 | See Beaconsfield on network map
No.1 Tie Beaconsfield South to Beaconsfield North Transmission Line Continuous Rating | 720 | See Beaconsfield on network map
No.1 Tie Beaconsfield South to Beaconsfield North Transmission Line 15 Minute Rating | 720 | See Beaconsfield on network map
No.1 Tie Beaconsfield South to Beaconsfield North Transmission Line 10 Minute Rating | 720 | See Beaconsfield on network map
No.1 Tie Beaconsfield South to Beaconsfield North Transmission Line 5 Minute Rating | 720 | See Beaconsfield on network map
No.2 Tie Beaconsfield South to Beaconsfield North Transmission Line Normal Rating | 720 | See Beaconsfield on network map
No.2 Tie Beaconsfield South to Beaconsfield North Transmission Line Continuous Rating | 720 | See Beaconsfield on network map
No.2 Tie Beaconsfield South to Beaconsfield North Transmission Line 15 Minute Rating | 720 | See Beaconsfield on network map
No.2 Tie Beaconsfield South to Beaconsfield North Transmission Line 10 Minute Rating | 720 | See Beaconsfield on network map
No.2 Tie Beaconsfield South to Beaconsfield North Transmission Line 5 Minute Rating | 720 | See Beaconsfield on network map
No.3 Tie Beaconsfield South to Beaconsfield North Transmission Line Normal Rating | 720 | See Beaconsfield on network map
No.3 Tie Beaconsfield South to Beaconsfield North Transmission Line Continuous Rating | 720 | See Beaconsfield on network map
No.3 Tie Beaconsfield South to Beaconsfield North Transmission Line 15 Minute Rating | 720 | See Beaconsfield on network map
No.3 Tie Beaconsfield South to Beaconsfield North Transmission Line 10 Minute Rating | 720 | See Beaconsfield on network map
No.3 Tie Beaconsfield South to Beaconsfield North Transmission Line 5 Minute Rating | 720 | See Beaconsfield on network map
No.4 Tie Beaconsfield South to Beaconsfield North Transmission Line Normal Rating | 720 | See Beaconsfield on network map
No.4 Tie Beaconsfield South to Beaconsfield North Transmission Line Continuous Rating | 720 | See Beaconsfield on network map
No.4 Tie Beaconsfield South to Beaconsfield North Transmission Line 15 Minute Rating | 720 | See Beaconsfield on network map
No.4 Tie Beaconsfield South to Beaconsfield North Transmission Line 10 Minute Rating | 720 | See Beaconsfield on network map
No.4 Tie Beaconsfield South to Beaconsfield North Transmission Line 5 Minute Rating | 720 | See Beaconsfield on network map
No.5 Tie Beaconsfield South to Beaconsfield Transmission Line Normal Rating | 280 | See Beaconsfield on network map
No.5 Tie Beaconsfield South to Beaconsfield Transmission Line Continuous Rating | 343 | See Beaconsfield on network map
No.5 Tie Beaconsfield South to Beaconsfield Transmission Line 15 Minute Rating | 343 | See Beaconsfield on network map
No.5 Tie Beaconsfield South to Beaconsfield Transmission Line 10 Minute Rating | 343 | See Beaconsfield on network map
No.5 Tie Beaconsfield South to Beaconsfield Transmission Line 5 Minute Rating | 343 | See Beaconsfield on network map
No.6 Tie Beaconsfield South to Beaconsfield Transmission Line Normal Rating | 280 | See Beaconsfield on network map
No.6 Tie Beaconsfield South to Beaconsfield Transmission Line Continuous Rating | 343 | See Beaconsfield on network map
No.6 Tie Beaconsfield South to Beaconsfield Transmission Line 15 Minute Rating | 343 | See Beaconsfield on network map
No.6 Tie Beaconsfield South to Beaconsfield Transmission Line 10 Minute Rating | 343 | See Beaconsfield on network map
No.6 Tie Beaconsfield South to Beaconsfield Transmission Line 5 Minute Rating | 343 | See Beaconsfield on network map
No.1 Tie New Wallerawang to Wallerawang Transmission Line Normal Rating | 82 | Seee Wallerawangg on network map
No.1 Tie New Wallerawang to Wallerawang Transmission Line Continuous Rating | 86 | Seee Wallerawangg on network map
No.1 Tie New Wallerawang to Wallerawang Transmission Line 15 Minute Rating | 86 | Seee Wallerawangg on network map
No.1 Tie New Wallerawang to Wallerawang Transmission Line 10 Minute Rating | 86 | Seee Wallerawangg on network map
No.1 Tie New Wallerawang to Wallerawang Transmission Line 5 Minute Rating | 86 | Seee Wallerawangg on network map
No.2 Tie New Wallerawang to Wallerawang Transmission Line Normal Rating | 134 | Seee Wallerawangg on network map
No.2 Tie New Wallerawang to Wallerawang Transmission Line Continuous Rating | 143 | Seee Wallerawangg on network map
No.2 Tie New Wallerawang to Wallerawang Transmission Line 15 Minute Rating | 143 | Seee Wallerawangg on network map
No.2 Tie New Wallerawang to Wallerawang Transmission Line 10 Minute Rating | 143 | Seee Wallerawangg on network map
No.2 Tie New Wallerawang to Wallerawang Transmission Line 5 Minute Rating | 152 | Seee Wallerawangg on network map
No.3 Tie New Wallerawang to Wallerawang Transmission Line Normal Rating | 82 | Seee Wallerawangg on network map
No.3 Tie New Wallerawang to Wallerawang Transmission Line Continuous Rating | 86 | Seee Wallerawangg on network map
No.3 Tie New Wallerawang to Wallerawang Transmission Line 15 Minute Rating | 86 | Seee Wallerawangg on network map
No.3 Tie New Wallerawang to Wallerawang Transmission Line 10 Minute Rating | 86 | Seee Wallerawangg on network map
No.3 Tie New Wallerawang to Wallerawang Transmission Line 5 Minute Rating | 86 | Seee Wallerawangg on network map
TT1 Orange North to Orange Transmission Line Normal Rating | 165 | Between Orange North and Orange on the network map
TT1 Orange North to Orange Transmission Line Continuous Rating | 165 | Between Orange North and Orange on the network map
TT1 Orange North to Orange Transmission Line 15 Minute Rating | 165 | Between Orange North and Orange on the network map
TT1 Orange North to Orange Transmission Line 10 Minute Rating | 165 | Between Orange North and Orange on the network map
TT1 Orange North to Orange Transmission Line 5 Minute Rating | 165 | Between Orange North and Orange on the network map
TT2 Orange North to Orange Transmission Line Normal Rating | 165 | Between Orange North and Orange on the network map
TT2 Orange North to Orange Transmission Line Continuous Rating | 165 | Between Orange North and Orange on the network map
TT2 Orange North to Orange Transmission Line 15 Minute Rating | 165 | Between Orange North and Orange on the network map
TT2 Orange North to Orange Transmission Line 10 Minute Rating | 165 | Between Orange North and Orange on the network map
TT2 Orange North to Orange Transmission Line 5 Minute Rating | 165 | Between Orange North and Orange on the network map
TT3 Orange North to Orange Transmission Line Normal Rating | 171 | Between Orange North and Orange on the network map
TT3 Orange North to Orange Transmission Line Continuous Rating | 183 | Between Orange North and Orange on the network map
TT3 Orange North to Orange Transmission Line 15 Minute Rating | 184 | Between Orange North and Orange on the network map
TT3 Orange North to Orange Transmission Line 10 Minute Rating | 185 | Between Orange North and Orange on the network map
TT3 Orange North to Orange Transmission Line 5 Minute Rating | 191 | Between Orange North and Orange on the network map
No.2 Guthega to Unit 2 Transmission Line Normal Rating | 137 | See Guthega on the network map
970 Yass to Burrinjuck Transmission Line Normal Rating | 91 | See 970 on network map
970 Yass to Burrinjuck Transmission Line Continuous Rating | 91 | See 970 on network map
970 Yass to Burrinjuck Transmission Line 15 Minute Rating | 96 | See 970 on network map
970 Yass to Burrinjuck Transmission Line 10 Minute Rating | 99 | See 970 on network map
970 Yass to Burrinjuck Transmission Line 5 Minute Rating | 101 | See 970 on network map
973 Yass to Cowra Transmission Line Normal Rating | 125 | See 973 on network map
973 Yass to Cowra Transmission Line Continuous Rating | 137 | See 973 on network map
973 Yass to Cowra Transmission Line 15 Minute Rating | 149 | See 973 on network map
973 Yass to Cowra Transmission Line 10 Minute Rating | 156 | See 973 on network map
973 Yass to Cowra Transmission Line 5 Minute Rating | 182 | See 973 on network map
976/1 Canberra to Queanbeyan Transmission Line Normal Rating | 114 | See 976/1 on network map
976/1 Canberra to Queanbeyan Transmission Line Continuous Rating | 114 | See 976/1 on network map
976/1 Canberra to Queanbeyan Transmission Line 15 Minute Rating | 114 | See 976/1 on network map
976/1 Canberra to Queanbeyan Transmission Line 10 Minute Rating | 114 | See 976/1 on network map
976/1 Canberra to Queanbeyan Transmission Line 5 Minute Rating | 114 | See 976/1 on network map
977 Canberra to Queanbeyan Transmission Line Normal Rating | 125 | See 977 on network map
977 Canberra to Queanbeyan Transmission Line Continuous Rating | 137 | See 977 on network map
977 Canberra to Queanbeyan Transmission Line 15 Minute Rating | 150 | See 977 on network map
977 Canberra to Queanbeyan Transmission Line 10 Minute Rating | 158 | See 977 on network map
977 Canberra to Queanbeyan Transmission Line 5 Minute Rating | 171 | See 977 on network map
978 Williamsdale to Cooma Transmission Line Normal Rating | 149 | See 978 on network map
978 Williamsdale to Cooma Transmission Line Continuous Rating | 149 | See 978 on network map
978 Williamsdale to Cooma Transmission Line 15 Minute Rating | 149 | See 978 on network map
978 Williamsdale to Cooma Transmission Line 10 Minute Rating | 149 | See 978 on network map
978 Williamsdale to Cooma Transmission Line 5 Minute Rating | 149 | See 978 on network map
979 Munyang to Guthega Transmission Line Normal Rating | 106 | See 979 on network map
979 Munyang to Guthega Transmission Line Continuous Rating | 106 | See 979 on network map
979 Munyang to Guthega Transmission Line 15 Minute Rating | 106 | See 979 on network map
979 Munyang to Guthega Transmission Line 10 Minute Rating | 106 | See 979 on network map
979 Munyang to Guthega Transmission Line 5 Minute Rating | 106 | See 979 on network map
097B Tumut to Blowering Transmission Line Normal Rating | 96 | See 097B on network map
097B Tumut to Blowering Transmission Line Continuous Rating | 96 | See 097B on network map
097B Tumut to Blowering Transmission Line 15 Minute Rating | 96 | See 097B on network map
097B Tumut to Blowering Transmission Line 10 Minute Rating | 96 | See 097B on network map
097B Tumut to Blowering Transmission Line 5 Minute Rating | 96 | See 097B on network map
97D Williamsdale to Cooma Transmission Line Normal Rating | 183 | See 97D on network map
97D Williamsdale to Cooma Transmission Line Continuous Rating | 199 | See 97D on network map
97D Williamsdale to Cooma Transmission Line 15 Minute Rating | 208 | See 97D on network map
97D Williamsdale to Cooma Transmission Line 10 Minute Rating | 227 | See 97D on network map
97D Williamsdale to Cooma Transmission Line 5 Minute Rating | 229 | See 97D on network map
97G Murray to Guthega Transmission Line Normal Rating | 89 | See 97G on network map
97G Murray to Guthega Transmission Line Continuous Rating | 96 | See 97G on network map
97G Murray to Guthega Transmission Line 15 Minute Rating | 96 | See 97G on network map
97G Murray to Guthega Transmission Line 10 Minute Rating | 96 | See 97G on network map
97G Murray to Guthega Transmission Line 5 Minute Rating | 96 | See 97G on network map
97H Williamsdale to Theodore Transmission Line Normal Rating | 222 | See 97H on network map
97H Williamsdale to Theodore Transmission Line Continuous Rating | 329 | See 97H on network map
97H Williamsdale to Theodore Transmission Line 15 Minute Rating | 512 | See 97H on network map
97H Williamsdale to Theodore Transmission Line 10 Minute Rating | 512 | See 97H on network map
97H Williamsdale to Theodore Transmission Line 5 Minute Rating | 512 | See 97H on network map
97K Cooma to Munyang Transmission Line Normal Rating | 69 | See 97K on network map
97K Cooma to Munyang Transmission Line Continuous Rating | 104 | See 97K on network map
97K Cooma to Munyang Transmission Line 15 Minute Rating | 109 | See 97K on network map
97K Cooma to Munyang Transmission Line 10 Minute Rating | 109 | See 97K on network map
97K Cooma to Munyang Transmission Line 5 Minute Rating | 109 | See 97K on network map
97R Cooma to Bega Tee Steeple Transmission Line Normal Rating | 110 | See 97R on network map
97R Cooma to Bega Tee Steeple Transmission Line Continuous Rating | 114 | See 97R on network map
97R Cooma to Bega Tee Steeple Transmission Line 15 Minute Rating | 114 | See 97R on network map
97R Cooma to Bega Tee Steeple Transmission Line 10 Minute Rating | 114 | See 97R on network map
97R Cooma to Bega Tee Steeple Transmission Line 5 Minute Rating | 114 | See 97R on network map
990 Yass to Wagga 132 Transmission Line Normal Rating | 114 | See 990 on network map
990 Yass to Wagga 132 Transmission Line Continuous Rating | 137 | See 990 on network map
990 Yass to Wagga 132 Transmission Line 15 Minute Rating | 144 | See 990 on network map
990 Yass to Wagga 132 Transmission Line 10 Minute Rating | 144 | See 990 on network map
990 Yass to Wagga 132 Transmission Line 5 Minute Rating | 144 | See 990 on network map
991 Murrumburrah to Wagga North Transmission Line Normal Rating | 125 | See 991 on network map
991 Murrumburrah to Wagga North Transmission Line Continuous Rating | 137 | See 991 on network map
991 Murrumburrah to Wagga North Transmission Line 15 Minute Rating | 144 | See 991 on network map
991 Murrumburrah to Wagga North Transmission Line 10 Minute Rating | 144 | See 991 on network map
991 Murrumburrah to Wagga North Transmission Line 5 Minute Rating | 144 | See 991 on network map
992 Burrinjuck to Tumut Transmission Line Normal Rating | 114 | See 992 on network map
992 Burrinjuck to Tumut Transmission Line Continuous Rating | 130 | See 992 on network map
992 Burrinjuck to Tumut Transmission Line 15 Minute Rating | 130 | See 992 on network map
992 Burrinjuck to Tumut Transmission Line 10 Minute Rating | 130 | See 992 on network map
992 Burrinjuck to Tumut Transmission Line 5 Minute Rating | 130 | See 992 on network map
993 Wagga 330 to Gadara Transmission Line Normal Rating | 114 | See 993 on network map
993 Wagga 330 to Gadara Transmission Line Continuous Rating | 114 | See 993 on network map
993 Wagga 330 to Gadara Transmission Line 15 Minute Rating | 114 | See 993 on network map
993 Wagga 330 to Gadara Transmission Line 10 Minute Rating | 114 | See 993 on network map
993 Wagga 330 to Gadara Transmission Line 5 Minute Rating | 114 | See 993 on network map
994 Wagga 330 to Yanco Transmission Line Normal Rating | 125 | See 994 on network map
994 Wagga 330 to Yanco Transmission Line Continuous Rating | 137 | See 994 on network map
994 Wagga 330 to Yanco Transmission Line 15 Minute Rating | 140 | See 994 on network map
994 Wagga 330 to Yanco Transmission Line 10 Minute Rating | 140 | See 994 on network map
994 Wagga 330 to Yanco Transmission Line 5 Minute Rating | 140 | See 994 on network map
995 Albury to Hume Transmission Line Normal Rating | 55 | See 995 on network map
995 Albury to Hume Transmission Line Continuous Rating | 57 | See 995 on network map
995 Albury to Hume Transmission Line 15 Minute Rating | 57 | See 995 on network map
995 Albury to Hume Transmission Line 10 Minute Rating | 57 | See 995 on network map
995 Albury to Hume Transmission Line 5 Minute Rating | 57 | See 995 on network map
996 Wagga 330 to ANM Transmission Line Normal Rating | 125 | See 996 on network map
996 Wagga 330 to ANM Transmission Line Continuous Rating | 137 | See 996 on network map
996 Wagga 330 to ANM Transmission Line 15 Minute Rating | 148 | See 996 on network map
996 Wagga 330 to ANM Transmission Line 10 Minute Rating | 154 | See 996 on network map
996 Wagga 330 to ANM Transmission Line 5 Minute Rating | 178 | See 996 on network map
999 Yass to Cowra Transmission Line Normal Rating | 36 | See 999 on network map
999 Yass to Cowra Transmission Line Continuous Rating | 45 | See 999 on network map
99A Uranquinty to Finley Transmission Line Normal Rating | 125 | See 99A on network map
99A Uranquinty to Finley Transmission Line Continuous Rating | 129 | See 99A on network map
99A Uranquinty to Finley Transmission Line 15 Minute Rating | 129 | See 99A on network map
99A Uranquinty to Finley Transmission Line 10 Minute Rating | 129 | See 99A on network map
99A Uranquinty to Finley Transmission Line 5 Minute Rating | 129 | See 99A on network map
9R3 Finley to Deniliquin Transmission Line Normal Rating | 125 | See 9R3 on network map
9R3 Finley to Deniliquin Transmission Line Continuous Rating | 137 | See 9R3 on network map
9R3 Finley to Deniliquin Transmission Line 15 Minute Rating | 144 | See 9R3 on network map
9R3 Finley to Deniliquin Transmission Line 10 Minute Rating | 144 | See 9R3 on network map
9R3 Finley to Deniliquin Transmission Line 5 Minute Rating | 144 | See 9R3 on network map
99B Jindera to Albury Transmission Line Normal Rating | 256 | See 99B on network map
99B Jindera to Albury Transmission Line Continuous Rating | 256 | See 99B on network map
99B Jindera to Albury Transmission Line 15 Minute Rating | 256 | See 99B on network map
99B Jindera to Albury Transmission Line 10 Minute Rating | 256 | See 99B on network map
99B Jindera to Albury Transmission Line 5 Minute Rating | 256 | See 99B on network map
99D Darlington Point to Yanco Transmission Line Normal Rating | 114 | See 99D on network map
99D Darlington Point to Yanco Transmission Line Continuous Rating | 114 | See 99D on network map
99D Darlington Point to Yanco Transmission Line 15 Minute Rating | 114 | See 99D on network map
99D Darlington Point to Yanco Transmission Line 10 Minute Rating | 114 | See 99D on network map
99D Darlington Point to Yanco Transmission Line 5 Minute Rating | 114 | See 99D on network map
99F Uranquinty to Yanco Transmission Line Normal Rating | 114 | See 99F on network map
99F Uranquinty to Yanco Transmission Line Continuous Rating | 116 | See 99F on network map
99F Uranquinty to Yanco Transmission Line 15 Minute Rating | 116 | See 99F on network map
99F Uranquinty to Yanco Transmission Line 10 Minute Rating | 116 | See 99F on network map
99F Uranquinty to Yanco Transmission Line 5 Minute Rating | 116 | See 99F on network map
99H Jindera to ANM Transmission Line Normal Rating | 214 | See 99H on network map
99H Jindera to ANM Transmission Line Continuous Rating | 242 | See 99H on network map
99H Jindera to ANM Transmission Line 15 Minute Rating | 242 | See 99H on network map
99H Jindera to ANM Transmission Line 10 Minute Rating | 246 | See 99H on network map
99H Jindera to ANM Transmission Line 5 Minute Rating | 285 | See 99H on network map
99J Yanco to Griffith Transmission Line Normal Rating | 125 | See 99J on network map
99J Yanco to Griffith Transmission Line Continuous Rating | 137 | See 99J on network map
99J Yanco to Griffith Transmission Line 15 Minute Rating | 148 | See 99J on network map
99J Yanco to Griffith Transmission Line 10 Minute Rating | 154 | See 99J on network map
99J Yanco to Griffith Transmission Line 5 Minute Rating | 178 | See 99J on network map
99K Darlington Point to Griffith Transmission Line Normal Rating | 114 | See 99K on network map
99K Darlington Point to Griffith Transmission Line Continuous Rating | 114 | See 99K on network map
99K Darlington Point to Griffith Transmission Line 15 Minute Rating | 114 | See 99K on network map
99K Darlington Point to Griffith Transmission Line 10 Minute Rating | 114 | See 99K on network map
99K Darlington Point to Griffith Transmission Line 5 Minute Rating | 114 | See 99K on network map
99L Deniliquin to Coleambally Transmission Line Normal Rating | 114 | See 99L on network map
99L Deniliquin to Coleambally Transmission Line Continuous Rating | 137 | See 99L on network map
99L Deniliquin to Coleambally Transmission Line 15 Minute Rating | 149 | See 99L on network map
99L Deniliquin to Coleambally Transmission Line 10 Minute Rating | 150 | See 99L on network map
99L Deniliquin to Coleambally Transmission Line 5 Minute Rating | 150 | See 99L on network map
99M Yass to Murrumburrah Transmission Line Normal Rating | 125 | See 99M on network map
99M Yass to Murrumburrah Transmission Line Continuous Rating | 137 | See 99M on network map
99M Yass to Murrumburrah Transmission Line 15 Minute Rating | 148 | See 99M on network map
99M Yass to Murrumburrah Transmission Line 10 Minute Rating | 154 | See 99M on network map
99M Yass to Murrumburrah Transmission Line 5 Minute Rating | 178 | See 99M on network map
99P Gadara to Tumut Transmission Line Normal Rating | 114 | See 99P on network map
99P Gadara to Tumut Transmission Line Continuous Rating | 137 | See 99P on network map
99P Gadara to Tumut Transmission Line 15 Minute Rating | 149 | See 99P on network map
99P Gadara to Tumut Transmission Line 10 Minute Rating | 156 | See 99P on network map
99P Gadara to Tumut Transmission Line 5 Minute Rating | 171 | See 99P on network map
99T Darlington Point to Coleambally Transmission Line Normal Rating | 125 | See 99T on network map
99T Darlington Point to Coleambally Transmission Line Continuous Rating | 137 | See 99T on network map
99T Darlington Point to Coleambally Transmission Line 15 Minute Rating | 144 | See 99T on network map
99T Darlington Point to Coleambally Transmission Line 10 Minute Rating | 144 | See 99T on network map
99T Darlington Point to Coleambally Transmission Line 5 Minute Rating | 144 | See 99T on network map
99W Wagga 330 to Wagga 132 Transmission Line Normal Rating | 168 | See 99W on network map
99W Wagga 330 to Wagga 132 Transmission Line Continuous Rating | 183 | See 99W on network map
99W Wagga 330 to Wagga 132 Transmission Line 15 Minute Rating | 188 | See 99W on network map
99W Wagga 330 to Wagga 132 Transmission Line 10 Minute Rating | 198 | See 99W on network map
99W Wagga 330 to Wagga 132 Transmission Line 5 Minute Rating | 201 | See 99W on network map
99X Wagga 330 to Wagga 132 Transmission Line Normal Rating | 137 | See 99X on network map
99X Wagga 330 to Wagga 132 Transmission Line Continuous Rating | 137 | See 99X on network map
99X Wagga 330 to Wagga 132 Transmission Line 15 Minute Rating | 144 | See 99X on network map
99X Wagga 330 to Wagga 132 Transmission Line 10 Minute Rating | 148 | See 99X on network map
99X Wagga 330 to Wagga 132 Transmission Line 5 Minute Rating | 151 | See 99X on network map
99Z Albury to ANM Transmission Line Normal Rating | 224 | See 99Z on network map
99Z Albury to ANM Transmission Line Continuous Rating | 224 | See 99Z on network map
99Z Albury to ANM Transmission Line 15 Minute Rating | 224 | See 99Z on network map
99Z Albury to ANM Transmission Line 10 Minute Rating | 224 | See 99Z on network map
99Z Albury to ANM Transmission Line 5 Minute Rating | 224 | See 99Z on network map
9R1 Wagga 330 to Uranquinty Transmission Line Normal Rating | 512 | See 9R1 on network map
9R1 Wagga 330 to Uranquinty Transmission Line Continuous Rating | 572 | See 9R1 on network map
9R1 Wagga 330 to Uranquinty Transmission Line 15 Minute Rating | 580 | See 9R1 on network map
9R1 Wagga 330 to Uranquinty Transmission Line 10 Minute Rating | 606 | See 9R1 on network map
9R1 Wagga 330 to Uranquinty Transmission Line 5 Minute Rating | 629 | See 9R1 on network map
9R2 Wagga 330 to Uranquinty Transmission Line Normal Rating | 512 | See 9R2 on network map
9R2 Wagga 330 to Uranquinty Transmission Line Continuous Rating | 604 | See 9R2 on network map
9R2 Wagga 330 to Uranquinty Transmission Line 15 Minute Rating | 604 | See 9R2 on network map
9R2 Wagga 330 to Uranquinty Transmission Line 10 Minute Rating | 606 | See 9R2 on network map
9R2 Wagga 330 to Uranquinty Transmission Line 5 Minute Rating | 658 | See 9R2 on network map
9R5 Wagga 330 to Wagga North Transmission Line Normal Rating | 125 | See 9R5 on network map
9R5 Wagga 330 to Wagga North Transmission Line Continuous Rating | 137 | See 9R5 on network map
9R5 Wagga 330 to Wagga North Transmission Line 15 Minute Rating | 150 | See 9R5 on network map
9R5 Wagga 330 to Wagga North Transmission Line 10 Minute Rating | 158 | See 9R5 on network map
9R5 Wagga 330 to Wagga North Transmission Line 5 Minute Rating | 187 | See 9R5 on network map
9R6 Wagga 132 to Wagga North Transmission Line Normal Rating | 125 | See 9R6 on network map
9R6 Wagga 132 to Wagga North Transmission Line Continuous Rating | 137 | See 9R6 on network map
9R6 Wagga 132 to Wagga North Transmission Line 15 Minute Rating | 144 | See 9R6 on network map
9R6 Wagga 132 to Wagga North Transmission Line 10 Minute Rating | 144 | See 9R6 on network map
9R6 Wagga 132 to Wagga North Transmission Line 5 Minute Rating | 144 | See 9R6 on network map
Armidale No.1 Transformer Continuous Rating | 60 | See Substation on Network Map
Armidale No.1 Transformer Summer Two-Hour Rating | 90 | See Substation on Network Map
Armidale No.1 Transformer Winter Two-Hour Rating | 90 | See Substation on Network Map
Armidale No.2 Transformer Continuous Rating | 60 | See Substation on Network Map
Armidale No.2 Transformer Summer Two-Hour Rating | 82.7 | See Substation on Network Map
Armidale No.2 Transformer Winter Two-Hour Rating | 89.3 | See Substation on Network Map
Armidale No.3 Transformer Continuous Rating | 375 | See Substation on Network Map
Armidale No.3 Transformer Summer Two-Hour Rating | 511 | See Substation on Network Map
Armidale No.3 Transformer Winter Two-Hour Rating | 511 | See Substation on Network Map
Armidale No.6 Transformer Continuous Rating | 375 | See Substation on Network Map
Armidale No.6 Transformer Summer Two-Hour Rating | 511 | See Substation on Network Map
Armidale No.6 Transformer Winter Two-Hour Rating | 547 | See Substation on Network Map
Balranald No.1 Transformer Continuous Rating | 30 | See Substation on Network Map
Balranald No.1 Transformer Summer Two-Hour Rating | 30 | See Substation on Network Map
Balranald No.1 Transformer Winter Two-Hour Rating | 30 | See Substation on Network Map
Bayswater No.1 Tie Transformer Continuous Rating | 1500 | See Substation on Network Map
Bayswater No.1 Tie Transformer Summer Two-Hour Rating | 1800 | See Substation on Network Map
Bayswater No.1 Tie Transformer Winter Two-Hour Rating | 1800 | See Substation on Network Map
Bayswater No.2 Tie Transformer Continuous Rating | 1500 | See Substation on Network Map
Bayswater No.2 Tie Transformer Summer Two-Hour Rating | 1800 | See Substation on Network Map
Bayswater No.2 Tie Transformer Winter Two-Hour Rating | 1800 | See Substation on Network Map
Coffs Harbour No.2 Transformer Continuous Rating | 120 | See Substation on Network Map
Coffs Harbour No.2 Transformer Summer Two-Hour Rating | 143 | See Substation on Network Map
Coffs Harbour No.2 Transformer Winter Two-Hour Rating | 143 | See Substation on Network Map
Coffs Harbour No.3 Transformer Continuous Rating | 120 | See Substation on Network Map
Coffs Harbour No.4 Transformer Continuous Rating | 375 | See Substation on Network Map
Coffs Harbour No.4 Transformer Summer Two-Hour Rating | 470 | See Substation on Network Map
Coffs Harbour No.4 Transformer Winter Two-Hour Rating | 470 | See Substation on Network Map
Cooma 132 (New) No.1 Transformer Continuous Rating | 60 | See Substation on Network Map
Cooma 132 (New) No.1 Transformer Summer Two-Hour Rating | 60 | See Substation on Network Map
Cooma 132 (New) No.1 Transformer Winter Two-Hour Rating | 60 | See Substation on Network Map
Cooma 132 (New) No.2 Transformer Continuous Rating | 60 | See Substation on Network Map
Cooma 132 (New) No.2 Transformer Summer Two-Hour Rating | 60 | See Substation on Network Map
Cooma 132 (New) No.2 Transformer Winter Two-Hour Rating | 60 | See Substation on Network Map
Deniliquin No.1 Transformer Continuous Rating | 60 | See Substation on Network Map
Deniliquin No.1 Transformer Summer Two-Hour Rating | 60 | See Substation on Network Map
Deniliquin No.1 Transformer Winter Two-Hour Rating | 60 | See Substation on Network Map
Deniliquin No.2 Transformer Continuous Rating | 60 | See Substation on Network Map
Deniliquin No.2 Transformer Summer Two-Hour Rating | 60 | See Substation on Network Map
Deniliquin No.2 Transformer Winter Two-Hour Rating | 60 | See Substation on Network Map
Eraring No.2 Transformer Continuous Rating | 1200 | See Substation on Network Map
Eraring No.2 Transformer Summer Two-Hour Rating | 1655 | See Substation on Network Map
Eraring No.2 Transformer Winter Two-Hour Rating | 1708 | See Substation on Network Map
Glen Innes No.1 Transformer Continuous Rating | 60 | See Substation on Network Map
Glen Innes No.1 Transformer Summer Two-Hour Rating | 81 | See Substation on Network Map
Glen Innes No.1 Transformer Winter Two-Hour Rating | 87 | See Substation on Network Map
Glen Innes No.2 Transformer Continuous Rating | 60 | See Substation on Network Map
Glen Innes No.2 Transformer Summer Two-Hour Rating | 80 | See Substation on Network Map
Glen Innes No.2 Transformer Winter Two-Hour Rating | 87 | See Substation on Network Map
Gunnedah No.1 Transformer Continuous Rating | 60 | See Substation on Network Map
Gunnedah No.1 Transformer Summer Two-Hour Rating | 70 | See Substation on Network Map
Gunnedah No.1 Transformer Winter Two-Hour Rating | 75 | See Substation on Network Map
Gunnedah No.2 Transformer Continuous Rating | 60 | See Substation on Network Map
Gunnedah No.2 Transformer Summer Two-Hour Rating | 71 | See Substation on Network Map
Gunnedah No.2 Transformer Winter Two-Hour Rating | 77 | See Substation on Network Map
Inverell No.1 Transformer Continuous Rating | 114 | See Substation on Network Map
Inverell No.1 Transformer Summer Two-Hour Rating | 114 | See Substation on Network Map
Inverell No.1 Transformer Winter Two-Hour Rating | 114 | See Substation on Network Map
Inverell No.2 Transformer Continuous Rating | 114 | See Substation on Network Map
Inverell No.2 Transformer Summer Two-Hour Rating | 114 | See Substation on Network Map
Inverell No.2 Transformer Winter Two-Hour Rating | 114 | See Substation on Network Map
Kempsey No.1 Transformer Continuous Rating | 60 | See Substation on Network Map
Kempsey No.1 Transformer Summer Two-Hour Rating | 60 | See Substation on Network Map
Kempsey No.1 Transformer Winter Two-Hour Rating | 60 | See Substation on Network Map
Kempsey No.2 Transformer Continuous Rating | 60 | See Substation on Network Map
Kempsey No.2 Transformer Summer Two-Hour Rating | 60 | See Substation on Network Map
Kempsey No.2 Transformer Winter Two-Hour Rating | 60 | See Substation on Network Map
Kempsey No.4 Transformer Continuous Rating | 15 | See Substation on Network Map
Kempsey No.4 Transformer Summer Two-Hour Rating | 21 | See Substation on Network Map
Kempsey No.4 Transformer Winter Two-Hour Rating | 21 | See Substation on Network Map
Kempsey No.5 Transformer Continuous Rating | 15 | See Substation on Network Map
Kempsey No.5 Transformer Summer Two-Hour Rating | 20.1 | See Substation on Network Map
Kempsey No.5 Transformer Winter Two-Hour Rating | 20.1 | See Substation on Network Map
Koolkhan No.1 Transformer Continuous Rating | 60 | See Substation on Network Map
Koolkhan No.1 Transformer Summer Two-Hour Rating | 83.1 | See Substation on Network Map
Koolkhan No.1 Transformer Winter Two-Hour Rating | 83.1 | See Substation on Network Map
Koolkhan No.3 Transformer Continuous Rating | 60 | See Substation on Network Map
Koolkhan No.3 Transformer Summer Two-Hour Rating | 80.3 | See Substation on Network Map
Koolkhan No.3 Transformer Winter Two-Hour Rating | 80.3 | See Substation on Network Map
Lismore No.1 Transformer Continuous Rating | 365 | See Substation on Network Map
Lismore No.1 Transformer Summer Two-Hour Rating | 365 | See Substation on Network Map
Lismore No.1 Transformer Winter Two-Hour Rating | 365 | See Substation on Network Map
Lismore No.2 Transformer Continuous Rating | 365 | See Substation on Network Map
Lismore No.2 Transformer Summer Two-Hour Rating | 365 | See Substation on Network Map
Lismore No.2 Transformer Winter Two-Hour Rating | 365 | See Substation on Network Map
Moree No.1 Transformer Continuous Rating | 50 | See Substation on Network Map
Moree No.1 Transformer Summer Two-Hour Rating | 50 | See Substation on Network Map
Moree No.1 Transformer Winter Two-Hour Rating | 50 | See Substation on Network Map
Moree No.2 Transformer Continuous Rating | 50 | See Substation on Network Map
Moree No.2 Transformer Summer Two-Hour Rating | 50 | See Substation on Network Map
Moree No.2 Transformer Winter Two-Hour Rating | 50 | See Substation on Network Map
Munmorah No.3 Transformer Continuous Rating | 366 | See Substation on Network Map
Munmorah No.3 Transformer Summer Two-Hour Rating | 366 | See Substation on Network Map
Munmorah No.3 Transformer Winter Two-Hour Rating | 366 | See Substation on Network Map
Muswellbrook No.1 Transformer Continuous Rating | 375 | See Substation on Network Map
Muswellbrook No.1 Transformer Summer Two-Hour Rating | 433 | See Substation on Network Map
Muswellbrook No.1 Transformer Winter Two-Hour Rating | 464 | See Substation on Network Map
Muswellbrook No.2 Transformer Continuous Rating | 375 | See Substation on Network Map
Muswellbrook No.2 Transformer Summer Two-Hour Rating | 426 | See Substation on Network Map
Muswellbrook No.2 Transformer Winter Two-Hour Rating | 455 | See Substation on Network Map
Nambucca No.1 Transformer Continuous Rating | 60 | See Substation on Network Map
Nambucca No.2 Transformer Continuous Rating | 60 | See Substation on Network Map
Nambucca No.2 Transformer Summer Two-Hour Rating | 73 | See Substation on Network Map
Nambucca No.2 Transformer Winter Two-Hour Rating | 76 | See Substation on Network Map
Narrabri No.1 Transformer Continuous Rating | 60 | See Substation on Network Map
Narrabri No.1 Transformer Summer Two-Hour Rating | 41 | See Substation on Network Map
Narrabri No.1 Transformer Winter Two-Hour Rating | 44.5 | See Substation on Network Map
Narrabri No.2 Transformer Continuous Rating | 30 | See Substation on Network Map
Narrabri No.2 Transformer Summer Two-Hour Rating | 41 | See Substation on Network Map
Narrabri No.2 Transformer Winter Two-Hour Rating | 44.6 | See Substation on Network Map
Narrabri No.3 Transformer Continuous Rating | 60 | See Substation on Network Map
Newcastle No.1 Transformer Continuous Rating | 375 | See Substation on Network Map
Newcastle No.1 Transformer Summer Two-Hour Rating | 487.5 | See Substation on Network Map
Newcastle No.1 Transformer Winter Two-Hour Rating | 506.4 | See Substation on Network Map
Newcastle No.2 Transformer Continuous Rating | 375 | See Substation on Network Map
Newcastle No.2 Transformer Summer Two-Hour Rating | 563 | See Substation on Network Map
Newcastle No.2 Transformer Winter Two-Hour Rating | 563 | See Substation on Network Map
Newcastle No.3 Transformer Continuous Rating | 375 | See Substation on Network Map
Newcastle No.3 Transformer Summer Two-Hour Rating | 563 | See Substation on Network Map
Newcastle No.3 Transformer Winter Two-Hour Rating | 563 | See Substation on Network Map
Newcastle No.4 Transformer Continuous Rating | 375 | See Substation on Network Map
Newcastle No.4 Transformer Summer Two-Hour Rating | 563 | See Substation on Network Map
Newcastle No.4 Transformer Winter Two-Hour Rating | 563 | See Substation on Network Map
Port Macquarie No.1 Transformer Continuous Rating | 60 | See Substation on Network Map
Port Macquarie No.1 Transformer Summer Two-Hour Rating | 71.4 | See Substation on Network Map
Port Macquarie No.1 Transformer Winter Two-Hour Rating | 71.4 | See Substation on Network Map
Port Macquarie No.2 Transformer Continuous Rating | 60 | See Substation on Network Map
Port Macquarie No.2 Transformer Summer Two-Hour Rating | 71.4 | See Substation on Network Map
Port Macquarie No.2 Transformer Winter Two-Hour Rating | 71.4 | See Substation on Network Map
Port Macquarie No.3 Transformer Continuous Rating | 60 | See Substation on Network Map
Port Macquarie No.3 Transformer Summer Two-Hour Rating | 71.4 | See Substation on Network Map
Port Macquarie No.3 Transformer Winter Two-Hour Rating | 71.4 | See Substation on Network Map
Tamworth No.1 Transformer Continuous Rating | 150 | See Substation on Network Map
Tamworth No.1 Transformer Summer Two-Hour Rating | 188.5 | See Substation on Network Map
Tamworth No.1 Transformer Winter Two-Hour Rating | 195.4 | See Substation on Network Map
Tamworth No.2 Transformer Continuous Rating | 150 | See Substation on Network Map
Tamworth No.2 Transformer Summer Two-Hour Rating | 189.3 | See Substation on Network Map
Tamworth No.2 Transformer Winter Two-Hour Rating | 196.6 | See Substation on Network Map
Tamworth No.3 Transformer Continuous Rating | 200 | See Substation on Network Map
Tamworth No.3 Transformer Summer Two-Hour Rating | 215 | See Substation on Network Map
Tamworth No.3 Transformer Winter Two-Hour Rating | 240 | See Substation on Network Map
Tamworth 132 No.1 Transformer Continuous Rating | 60 | See Substation on Network Map
Tamworth 132 No.1 Transformer Summer Two-Hour Rating | 63 | See Substation on Network Map
Tamworth 132 No.1 Transformer Winter Two-Hour Rating | 66 | See Substation on Network Map
Tamworth 132 No.2 Transformer Continuous Rating | 60 | See Substation on Network Map
Tamworth 132 No.2 Transformer Summer Two-Hour Rating | 63 | See Substation on Network Map
Tamworth 132 No.2 Transformer Winter Two-Hour Rating | 66 | See Substation on Network Map
Tamworth 132 No.2 Transformer Continuous Rating | 60 | See Substation on Network Map
Tamworth 132 No.2 Transformer Summer Two-Hour Rating | 66 | See Substation on Network Map
Tamworth 132 No.2 Transformer Winter Two-Hour Rating | 69 | See Substation on Network Map
Taree No.3 Transformer Continuous Rating | 57 | See Substation on Network Map
Taree No.3 Transformer Summer Two-Hour Rating | 57 | See Substation on Network Map
Taree No.3 Transformer Winter Two-Hour Rating | 57 | See Substation on Network Map
Taree No.4 Transformer Continuous Rating | 57 | See Substation on Network Map
Taree No.4 Transformer Summer Two-Hour Rating | 57 | See Substation on Network Map
Taree No.4 Transformer Winter Two-Hour Rating | 57 | See Substation on Network Map
Tenterfield No.1 Transformer Continuous Rating | 9 | See Substation on Network Map
Tenterfield No.1 Transformer Summer Two-Hour Rating | 9 | See Substation on Network Map
Tenterfield No.1 Transformer Winter Two-Hour Rating | 9 | See Substation on Network Map
Tenterfield No.2 Transformer Continuous Rating | 9 | See Substation on Network Map
Tenterfield No.2 Transformer Summer Two-Hour Rating | 9 | See Substation on Network Map
Tenterfield No.2 Transformer Winter Two-Hour Rating | 9 | See Substation on Network Map
Tomago No.1 & 1A Transformer Continuous Rating | 313 | See Substation on Network Map
Tomago No.2 Transformer Continuous Rating | 447 | See Substation on Network Map
Tomago No.3 Transformer Continuous Rating | 447 | See Substation on Network Map
Tomago No.4 & 4A Transformer Continuous Rating | 313 | See Substation on Network Map
Tomago No.6 Transformer Continuous Rating | 375 | See Substation on Network Map
Tomago No.7 Transformer Continuous Rating | 375 | See Substation on Network Map
Tomago No.7 Transformer Summer Two-Hour Rating | 464 | See Substation on Network Map
Tomago No.7 Transformer Winter Two-Hour Rating | 482 | See Substation on Network Map
Tomago No.8 Transformer Continuous Rating | 375 | See Substation on Network Map
Tuggerah No.1 Transformer Continuous Rating | 375 | See Substation on Network Map
Tuggerah No.1 Transformer Summer Two-Hour Rating | 439 | See Substation on Network Map
Tuggerah No.1 Transformer Winter Two-Hour Rating | 439 | See Substation on Network Map
Tuggerah No.2 Transformer Continuous Rating | 375 | See Substation on Network Map
Tuggerah No.2 Transformer Summer Two-Hour Rating | 439 | See Substation on Network Map
Tuggerah No.2 Transformer Winter Two-Hour Rating | 439 | See Substation on Network Map
Vales Point No.1 Transformer Continuous Rating | 200 | See Substation on Network Map
Vales Point No.1 Transformer Summer Two-Hour Rating | 270 | See Substation on Network Map
Vales Point No.1 Transformer Winter Two-Hour Rating | 274 | See Substation on Network Map
Vales Point No.2 Transformer Continuous Rating | 200 | See Substation on Network Map
Vales Point No.2 Transformer Summer Two-Hour Rating | 265 | See Substation on Network Map
Vales Point No.2 Transformer Winter Two-Hour Rating | 274 | See Substation on Network Map
Waratah West No.1 Transformer Continuous Rating | 375 | See Substation on Network Map
Waratah West No.1 Transformer Summer Two-Hour Rating | 419 | See Substation on Network Map
Waratah West No.1 Transformer Winter Two-Hour Rating | 437 | See Substation on Network Map
Waratah West No.3 Transformer Continuous Rating | 375 | See Substation on Network Map
Waratah West No.3 Transformer Summer Two-Hour Rating | 562.5 | See Substation on Network Map
Waratah West No.3 Transformer Winter Two-Hour Rating | 562.5 | See Substation on Network Map
Beaconsfield No.1 Transformer Continuous Rating | 375 | See Substation on Network Map
Beaconsfield No.1 Transformer Summer Two-Hour Rating | 420 | See Substation on Network Map
Beaconsfield No.1 Transformer Winter Two-Hour Rating | 431 | See Substation on Network Map
Beaconsfield No.2 Transformer Continuous Rating | 375 | See Substation on Network Map
Beaconsfield No.2 Transformer Summer Two-Hour Rating | 421 | See Substation on Network Map
Beaconsfield No.2 Transformer Winter Two-Hour Rating | 421 | See Substation on Network Map
Beaconsfield No.3 Transformer Continuous Rating | 375 | See Substation on Network Map
Beaconsfield No.3 Transformer Summer Two-Hour Rating | 439 | See Substation on Network Map
Beaconsfield No.3 Transformer Winter Two-Hour Rating | 439 | See Substation on Network Map
Beryl No.2 Transformer Continuous Rating | 120 | See Substation on Network Map
Beryl No.2 Transformer Summer Two-Hour Rating | 137 | See Substation on Network Map
Beryl No.2 Transformer Winter Two-Hour Rating | 137 | See Substation on Network Map
Beryl No.3 Transformer Continuous Rating | 120 | See Substation on Network Map
Beryl No.3 Transformer Summer Two-Hour Rating | 143 | See Substation on Network Map
Beryl No.3 Transformer Winter Two-Hour Rating | 148 | See Substation on Network Map
Cowra No.1 Transformer Continuous Rating | 60 | See Substation on Network Map
Cowra No.1 Transformer Summer Two-Hour Rating | 69 | See Substation on Network Map
Cowra No.1 Transformer Winter Two-Hour Rating | 69 | See Substation on Network Map
Cowra No.3 Transformer Continuous Rating | 60 | See Substation on Network Map
Cowra No.3 Transformer Summer Two-Hour Rating | 69 | See Substation on Network Map
Cowra No.3 Transformer Winter Two-Hour Rating | 69 | See Substation on Network Map
Dapto No.1 Transformer Continuous Rating | 375 | See Substation on Network Map
Dapto No.1 Transformer Summer Two-Hour Rating | 421 | See Substation on Network Map
Dapto No.1 Transformer Winter Two-Hour Rating | 421 | See Substation on Network Map
Dapto No.2 Transformer Continuous Rating | 375 | See Substation on Network Map
Dapto No.2 Transformer Summer Two-Hour Rating | 439 | See Substation on Network Map
Dapto No.2 Transformer Winter Two-Hour Rating | 439 | See Substation on Network Map
Dapto No.3 Transformer Continuous Rating | 375 | See Substation on Network Map
Dapto No.3 Transformer Summer Two-Hour Rating | 422 | See Substation on Network Map
Dapto No.3 Transformer Winter Two-Hour Rating | 422 | See Substation on Network Map
Dapto No.4 Transformer Continuous Rating | 375 | See Substation on Network Map
Dapto No.4 Transformer Summer Two-Hour Rating | 420 | See Substation on Network Map
Dapto No.4 Transformer Winter Two-Hour Rating | 420 | See Substation on Network Map
Forbes No.1 Transformer Continuous Rating | 60 | See Substation on Network Map
Forbes No.1 Transformer Summer Two-Hour Rating | 77 | See Substation on Network Map
Forbes No.1 Transformer Winter Two-Hour Rating | 80 | See Substation on Network Map
Forbes No.2 Transformer Continuous Rating | 60 | See Substation on Network Map
Forbes No.2 Transformer Summer Two-Hour Rating | 78 | See Substation on Network Map
Forbes No.2 Transformer Winter Two-Hour Rating | 81 | See Substation on Network Map
Haymarket No.1 Transformer Continuous Rating | 400 | See Substation on Network Map
Haymarket No.1 Transformer Summer Two-Hour Rating | 460 | See Substation on Network Map
Haymarket No.1 Transformer Winter Two-Hour Rating | 460 | See Substation on Network Map
Haymarket No.2 Transformer Continuous Rating | 400 | See Substation on Network Map
Haymarket No.2 Transformer Summer Two-Hour Rating | 460 | See Substation on Network Map
Haymarket No.2 Transformer Winter Two-Hour Rating | 460 | See Substation on Network Map
Haymarket No.3 Transformer Continuous Rating | 400 | See Substation on Network Map
Haymarket No.3 Transformer Summer Two-Hour Rating | 460 | See Substation on Network Map
Haymarket No.3 Transformer Winter Two-Hour Rating | 460 | See Substation on Network Map
Holroyd No.1 Transformer Continuous Rating | 375 | See Substation on Network Map
Holroyd No.1 Transformer Summer Two-Hour Rating | 562.5 | See Substation on Network Map
Holroyd No.1 Transformer Winter Two-Hour Rating | 562.5 | See Substation on Network Map
Holroyd No.2 Transformer Continuous Rating | 375 | See Substation on Network Map
Holroyd No.2 Transformer Summer Two-Hour Rating | 562.5 | See Substation on Network Map
Holroyd No.2 Transformer Winter Two-Hour Rating | 562.5 | See Substation on Network Map
Ingleburn No.1 Transformer Continuous Rating | 219 | See Substation on Network Map
Ingleburn No.1 Transformer Summer Two-Hour Rating | 219 | See Substation on Network Map
Ingleburn No.1 Transformer Winter Two-Hour Rating | 219 | See Substation on Network Map
Ingleburn No.2 Transformer Continuous Rating | 219 | See Substation on Network Map
Ingleburn No.2 Transformer Summer Two-Hour Rating | 219 | See Substation on Network Map
Ingleburn No.2 Transformer Winter Two-Hour Rating | 219 | See Substation on Network Map
Kemps Creek No.2 Transformer Continuous Rating | 1200 | See Substation on Network Map
Kemps Creek No.2 Transformer Summer Two-Hour Rating | 1584 | See Substation on Network Map
Kemps Creek No.2 Transformer Winter Two-Hour Rating | 1684 | See Substation on Network Map
Kemps Creek No.3 Transformer Continuous Rating | 1200 | See Substation on Network Map
Kemps Creek No.3 Transformer Summer Two-Hour Rating | 1574 | See Substation on Network Map
Kemps Creek No.3 Transformer Winter Two-Hour Rating | 1638 | See Substation on Network Map
Liverpool No.1 Transformer Continuous Rating | 375 | See Substation on Network Map
Liverpool No.1 Transformer Summer Two-Hour Rating | 407 | See Substation on Network Map
Liverpool No.1 Transformer Winter Two-Hour Rating | 422 | See Substation on Network Map
Liverpool No.2 Transformer Continuous Rating | 375 | See Substation on Network Map
Liverpool No.2 Transformer Summer Two-Hour Rating | 412 | See Substation on Network Map
Liverpool No.2 Transformer Winter Two-Hour Rating | 428 | See Substation on Network Map
Liverpool No.3 Transformer Continuous Rating | 375 | See Substation on Network Map
Liverpool No.3 Transformer Summer Two-Hour Rating | 446 | See Substation on Network Map
Liverpool No.3 Transformer Winter Two-Hour Rating | 465 | See Substation on Network Map
Macarthur No.1 Transformer Continuous Rating | 375 | See Substation on Network Map
Macarthur No.1 Transformer Summer Two-Hour Rating | 504 | See Substation on Network Map
Macarthur No.1 Transformer Winter Two-Hour Rating | 524 | See Substation on Network Map
Macarthur No.3 Transformer Continuous Rating | 250 | See Substation on Network Map
Macarthur No.3 Transformer Summer Two-Hour Rating | 299 | See Substation on Network Map
Macarthur No.3 Transformer Winter Two-Hour Rating | 311 | See Substation on Network Map
Molong No.1 Transformer Continuous Rating | 30 | See Substation on Network Map
Molong No.1 Transformer Summer Two-Hour Rating | 40.4 | See Substation on Network Map
Molong No.1 Transformer Winter Two-Hour Rating | 40.5 | See Substation on Network Map
Mt Piper No.1 Tie Transformer Continuous Rating | 1500 | See Substation on Network Map
Mt Piper No.1 Tie Transformer Summer Two-Hour Rating | 1715 | See Substation on Network Map
Mt Piper No.1 Tie Transformer Winter Two-Hour Rating | 1715 | See Substation on Network Map
Mt Piper No.2 Tie Transformer Continuous Rating | 1143 | See Substation on Network Map
Mt Piper No.2 Tie Transformer Summer Two-Hour Rating | 1143 | See Substation on Network Map
Mt Piper No.2 Tie Transformer Winter Two-Hour Rating | 1143 | See Substation on Network Map
Mt Piper No.1 Transformer Continuous Rating | 120 | See Substation on Network Map
Mt Piper No.1 Transformer Summer Two-Hour Rating | 134 | See Substation on Network Map
Mt Piper No.1 Transformer Winter Two-Hour Rating | 139 | See Substation on Network Map
Mt Piper No.2 Transformer Continuous Rating | 120 | See Substation on Network Map
Mt Piper No.2 Transformer Summer Two-Hour Rating | 134 | See Substation on Network Map
Mt Piper No.2 Transformer Winter Two-Hour Rating | 139 | See Substation on Network Map
Mt Piper No.3 Transformer Continuous Rating | 375 | See Substation on Network Map
Mt Piper No.3 Transformer Summer Two-Hour Rating | 429 | See Substation on Network Map
Mt Piper No.3 Transformer Winter Two-Hour Rating | 458 | See Substation on Network Map
Orange No.1 Transformer Continuous Rating | 60 | See Substation on Network Map
Orange No.1 Transformer Summer Two-Hour Rating | 74 | See Substation on Network Map
Orange No.1 Transformer Winter Two-Hour Rating | 74 | See Substation on Network Map
Orange No.3 Transformer Continuous Rating | 60 | See Substation on Network Map
Orange No.3 Transformer Summer Two-Hour Rating | 89 | See Substation on Network Map
Orange No.3 Transformer Winter Two-Hour Rating | 89 | See Substation on Network Map
Orange No.4 Transformer Continuous Rating | 60 | See Substation on Network Map
Orange No.4 Transformer Summer Two-Hour Rating | 69 | See Substation on Network Map
Orange No.4 Transformer Winter Two-Hour Rating | 69 | See Substation on Network Map
Panorama No.1 Transformer Continuous Rating | 97 | See Substation on Network Map
Panorama No.1 Transformer Summer Two-Hour Rating | 97 | See Substation on Network Map
Panorama No.1 Transformer Winter Two-Hour Rating | 97 | See Substation on Network Map
Panorama No.2 Transformer Continuous Rating | 86 | See Substation on Network Map
Panorama No.2 Transformer Summer Two-Hour Rating | 86 | See Substation on Network Map
Panorama No.2 Transformer Winter Two-Hour Rating | 86 | See Substation on Network Map
Parkes No.1 Transformer Continuous Rating | 60 | See Substation on Network Map
Parkes No.2 Transformer Continuous Rating | 60 | See Substation on Network Map
Parkes No.2 Transformer Summer Two-Hour Rating | 72 | See Substation on Network Map
Parkes No.2 Transformer Winter Two-Hour Rating | 72 | See Substation on Network Map
Regentville No.1 Transformer Continuous Rating | 375 | See Substation on Network Map
Regentville No.1 Transformer Summer Two-Hour Rating | 413 | See Substation on Network Map
Regentville No.1 Transformer Winter Two-Hour Rating | 429 | See Substation on Network Map
Regentville No.2 Transformer Continuous Rating | 375 | See Substation on Network Map
Regentville No.2 Transformer Summer Two-Hour Rating | 457 | See Substation on Network Map
Regentville No.2 Transformer Winter Two-Hour Rating | 475 | See Substation on Network Map
Rookwood Rd No.1 Transformer Continuous Rating | 375 | See Substation on Network Map
Rookwood Rd No.2 Transformer Continuous Rating | 375 | See Substation on Network Map
Rookwood Rd No. 3 Transformer Continuous Rating | 375 | See Substation on Network Map
Sydney East No.1 Transformer Continuous Rating | 400 | See Substation on Network Map
Sydney East No.1 Transformer Summer Two-Hour Rating | 480 | See Substation on Network Map
Sydney East No.1 Transformer Winter Two-Hour Rating | 498 | See Substation on Network Map
Sydney East No.2 Transformer Continuous Rating | 400 | See Substation on Network Map
Sydney East No.2 Transformer Summer Two-Hour Rating | 480 | See Substation on Network Map
Sydney East No.2 Transformer Winter Two-Hour Rating | 498 | See Substation on Network Map
Sydney East No.3 Transformer Continuous Rating | 400 | See Substation on Network Map
Sydney East No.3 Transformer Summer Two-Hour Rating | 480 | See Substation on Network Map
Sydney East No.3 Transformer Winter Two-Hour Rating | 498 | See Substation on Network Map
Sydney East No.4 Transformer Continuous Rating | 375 | See Substation on Network Map
Sydney East No.4 Transformer Summer Two-Hour Rating | 520 | See Substation on Network Map
Sydney East No.4 Transformer Winter Two-Hour Rating | 540 | See Substation on Network Map
Sydney North No.1 Transformer Continuous Rating | 375 | See Substation on Network Map
Sydney North No.1 Transformer Summer Two-Hour Rating | 421 | See Substation on Network Map
Sydney North No.1 Transformer Winter Two-Hour Rating | 436 | See Substation on Network Map
Sydney North No.2 Transformer Continuous Rating | 375 | See Substation on Network Map
Sydney North No.2 Transformer Summer Two-Hour Rating | 421 | See Substation on Network Map
Sydney North No.2 Transformer Winter Two-Hour Rating | 435 | See Substation on Network Map
Sydney North No.3 Transformer Continuous Rating | 375 | See Substation on Network Map
Sydney North No.3 Transformer Summer Two-Hour Rating | 421 | See Substation on Network Map
Sydney North No.3 Transformer Winter Two-Hour Rating | 435 | See Substation on Network Map
Sydney North No.4 Transformer Continuous Rating | 375 | See Substation on Network Map
Sydney North No.4 Transformer Summer Two-Hour Rating | 428 | See Substation on Network Map
Sydney North No.4 Transformer Winter Two-Hour Rating | 442 | See Substation on Network Map
Sydney North No.5 Transformer Continuous Rating | 375 | See Substation on Network Map
Sydney North No.5 Transformer Summer Two-Hour Rating | 451 | See Substation on Network Map
Sydney North No.5 Transformer Winter Two-Hour Rating | 469 | See Substation on Network Map
Sydney South No.1 Transformer Continuous Rating | 375 | See Substation on Network Map
Sydney South No.1 Transformer Summer Two-Hour Rating | 512 | See Substation on Network Map
Sydney South No.1 Transformer Winter Two-Hour Rating | 512 | See Substation on Network Map
Sydney South No.2 Transformer Continuous Rating | 375 | See Substation on Network Map
Sydney South No.2 Transformer Summer Two-Hour Rating | 477 | See Substation on Network Map
Sydney South No.2 Transformer Winter Two-Hour Rating | 497 | See Substation on Network Map
Sydney South No.3 Transformer Continuous Rating | 375 | See Substation on Network Map
Sydney South No.3 Transformer Summer Two-Hour Rating | 430 | See Substation on Network Map
Sydney South No.3 Transformer Winter Two-Hour Rating | 430 | See Substation on Network Map
Sydney South No.4 Transformer Continuous Rating | 375 | See Substation on Network Map
Sydney South No.4 Transformer Summer Two-Hour Rating | 549 | See Substation on Network Map
Sydney South No.4 Transformer Winter Two-Hour Rating | 549 | See Substation on Network Map
Sydney South No.5 Transformer Continuous Rating | 375 | See Substation on Network Map
Sydney South No.5 Transformer Summer Two-Hour Rating | 457 | See Substation on Network Map
Sydney South No.5 Transformer Winter Two-Hour Rating | 457 | See Substation on Network Map
Sydney South No.6 Transformer Continuous Rating | 375 | See Substation on Network Map
Sydney South No.6 Transformer Summer Two-Hour Rating | 457 | See Substation on Network Map
Sydney South No.6 Transformer Winter Two-Hour Rating | 457 | See Substation on Network Map
Sydney West No.1 Transformer Continuous Rating | 375 | See Substation on Network Map
Sydney West No.1 Transformer Summer Two-Hour Rating | 457 | See Substation on Network Map
Sydney West No.1 Transformer Winter Two-Hour Rating | 457 | See Substation on Network Map
Sydney West No.2 Transformer Continuous Rating | 375 | See Substation on Network Map
Sydney West No.2 Transformer Summer Two-Hour Rating | 462 | See Substation on Network Map
Sydney West No.2 Transformer Winter Two-Hour Rating | 483 | See Substation on Network Map
Sydney West No.3 Transformer Continuous Rating | 375 | See Substation on Network Map
Sydney West No.3 Transformer Summer Two-Hour Rating | 457 | See Substation on Network Map
Sydney West No.3 Transformer Winter Two-Hour Rating | 457 | See Substation on Network Map
Sydney West No.4 Transformer Continuous Rating | 375 | See Substation on Network Map
Sydney West No.4 Transformer Summer Two-Hour Rating | 549 | See Substation on Network Map
Sydney West No.4 Transformer Winter Two-Hour Rating | 549 | See Substation on Network Map
Sydney West No.5 Transformer Continuous Rating | 375 | See Substation on Network Map
Sydney West No.5 Transformer Summer Two-Hour Rating | 449 | See Substation on Network Map
Sydney West No.5 Transformer Winter Two-Hour Rating | 457 | See Substation on Network Map
Vineyard No.1 Transformer Continuous Rating | 375 | See Substation on Network Map
Vineyard No.1 Transformer Summer Two-Hour Rating | 562 | See Substation on Network Map
Vineyard No.1 Transformer Winter Two-Hour Rating | 562 | See Substation on Network Map
Vineyard No.2 Transformer Continuous Rating | 375 | See Substation on Network Map
Vineyard No.2 Transformer Summer Two-Hour Rating | 512 | See Substation on Network Map
Vineyard No.2 Transformer Winter Two-Hour Rating | 512 | See Substation on Network Map
Vineyard No.3 Transformer Continuous Rating | 375 | See Substation on Network Map
Vineyard No.3 Transformer Summer Two-Hour Rating | 437 | See Substation on Network Map
Vineyard No.3 Transformer Winter Two-Hour Rating | 454 | See Substation on Network Map
Wallerawang No.1 Transformer Continuous Rating | 200 | See Substation on Network Map
Wallerawang No.1 Transformer Summer Two-Hour Rating | 260 | See Substation on Network Map
Wallerawang No.1 Transformer Winter Two-Hour Rating | 270 | See Substation on Network Map
Wallerawang No.3 Transformer Continuous Rating | 375 | See Substation on Network Map
Wallerawang No.3 Transformer Summer Two-Hour Rating | 465 | See Substation on Network Map
Wallerawang No.3 Transformer Winter Two-Hour Rating | 480 | See Substation on Network Map
Wallerawang No.4 Transformer Continuous Rating | 375 | See Substation on Network Map
Wallerawang No.4 Transformer Summer Two-Hour Rating | 469 | See Substation on Network Map
Wallerawang No.4 Transformer Winter Two-Hour Rating | 487 | See Substation on Network Map
Wallerawang 132 No.1 Transformer Continuous Rating | 60 | See Substation on Network Map
Wallerawang 132 No.2 Transformer Continuous Rating | 60 | See Substation on Network Map
Wellington No.1 Transformer Continuous Rating | 375 | See Substation on Network Map
Wellington No.1 Transformer Summer Two-Hour Rating | 548 | See Substation on Network Map
Wellington No.1 Transformer Winter Two-Hour Rating | 548 | See Substation on Network Map
Wellington No.2 Transformer Continuous Rating | 375 | See Substation on Network Map
Wellington No.2 Transformer Summer Two-Hour Rating | 492 | See Substation on Network Map
Wellington No.2 Transformer Winter Two-Hour Rating | 511 | See Substation on Network Map
Wollar No.1 Transformer Continuous Rating | 1143 | See Substation on Network Map
Bannaby No.1 Transformer Continuous Rating | 1500 | See Substation on Network Map
Bannaby No.1 Transformer Summer Two-Hour Rating | 1617 | See Substation on Network Map
Bannaby No.1 Transformer Winter Two-Hour Rating | 1617 | See Substation on Network Map
Bannaby No.2 Transformer Continuous Rating | 1500 | See Substation on Network Map
Bannaby No.2 Transformer Summer Two-Hour Rating | 1617 | See Substation on Network Map
Bannaby No.2 Transformer Winter Two-Hour Rating | 1617 | See Substation on Network Map
Broken Hill No.1 Transformer Continuous Rating | 76 | See Substation on Network Map
Broken Hill No.2 Transformer Continuous Rating | 61 | See Substation on Network Map
Canberra No.1 Transformer Continuous Rating | 375 | See Substation on Network Map
Canberra No.1 Transformer Summer Two-Hour Rating | 426 | See Substation on Network Map
Canberra No.1 Transformer Winter Two-Hour Rating | 439 | See Substation on Network Map
Canberra No.2 Transformer Continuous Rating | 400 | See Substation on Network Map
Canberra No.2 Transformer Summer Two-Hour Rating | 439 | See Substation on Network Map
Canberra No.2 Transformer Winter Two-Hour Rating | 439 | See Substation on Network Map
Canberra No.3 Transformer Continuous Rating | 400 | See Substation on Network Map
Canberra No.3 Transformer Summer Two-Hour Rating | 439 | See Substation on Network Map
Canberra No.3 Transformer Winter Two-Hour Rating | 439 | See Substation on Network Map
Canberra No.4 Transformer Continuous Rating | 375 | See Substation on Network Map
Canberra No.4 Transformer Summer Two-Hour Rating | 403 | See Substation on Network Map
Canberra No.4 Transformer Winter Two-Hour Rating | 403 | See Substation on Network Map
Cooma No.1 Transformer Continuous Rating | 27.5 | See Substation on Network Map
Cooma No.1 Transformer Summer Two-Hour Rating | 35 | See Substation on Network Map
Cooma No.1 Transformer Winter Two-Hour Rating | 38 | See Substation on Network Map
Cooma No.2 Transformer Continuous Rating | 27.5 | See Substation on Network Map
Cooma No.2 Transformer Summer Two-Hour Rating | 35 | See Substation on Network Map
Cooma No.2 Transformer Winter Two-Hour Rating | 38 | See Substation on Network Map
Cooma No.3 Transformer Continuous Rating | 60 | See Substation on Network Map
Cooma No.3 Transformer Summer Two-Hour Rating | 81 | See Substation on Network Map
Cooma No.3 Transformer Winter Two-Hour Rating | 85 | See Substation on Network Map
Cooma No.1 regulator Transformer Continuous Rating | 10 | See Substation on Network Map
Cooma No.1 regulator Transformer Summer Two-Hour Rating | 14.5 | See Substation on Network Map
Cooma No.1 regulator Transformer Winter Two-Hour Rating | 15 | See Substation on Network Map
Cooma No.2 regulator Transformer Continuous Rating | 10 | See Substation on Network Map
Cooma No.2 regulator Transformer Summer Two-Hour Rating | 14.5 | See Substation on Network Map
Cooma No.2 regulator Transformer Winter Two-Hour Rating | 15 | See Substation on Network Map
Cooma No.3 regulator Transformer Continuous Rating | 10 | See Substation on Network Map
Cooma No.3 regulator Transformer Summer Two-Hour Rating | 15 | See Substation on Network Map
Cooma No.3 regulator Transformer Winter Two-Hour Rating | 15 | See Substation on Network Map
Darlington Point No.1 Transformer Continuous Rating | 229 | See Substation on Network Map
Darlington Point No.2 Transformer Continuous Rating | 229 | See Substation on Network Map
Darlington Point No.3 Transformer Continuous Rating | 200 | See Substation on Network Map
Darlington Point No.3 Transformer Summer Two-Hour Rating | 220 | See Substation on Network Map
Darlington Point No.3 Transformer Winter Two-Hour Rating | 238 | See Substation on Network Map
Darlington Point No.4 Transformer Continuous Rating | 200 | See Substation on Network Map
Darlington Point No.4 Transformer Summer Two-Hour Rating | 220 | See Substation on Network Map
Darlington Point No.4 Transformer Winter Two-Hour Rating | 238 | See Substation on Network Map
Finley No.1 Transformer Continuous Rating | 60 | See Substation on Network Map
Finley No.1 Transformer Summer Two-Hour Rating | 75 | See Substation on Network Map
Finley No.1 Transformer Winter Two-Hour Rating | 75 | See Substation on Network Map
Finley No.2 Transformer Continuous Rating | 60 | See Substation on Network Map
Finley No.2 Transformer Summer Two-Hour Rating | 75 | See Substation on Network Map
Finley No.2 Transformer Winter Two-Hour Rating | 75 | See Substation on Network Map
Gadara No.1 Transformer Continuous Rating | 31.5 | See Substation on Network Map
Gadara No.1 Transformer Summer Two-Hour Rating | 47.3 | See Substation on Network Map
Gadara No.1 Transformer Winter Two-Hour Rating | 47.3 | See Substation on Network Map
Griffith No.1 Transformer Continuous Rating | 60 | See Substation on Network Map
Griffith No.2 Transformer Continuous Rating | 60 | See Substation on Network Map
Griffith No.3 Transformer Continuous Rating | 60 | See Substation on Network Map
Griffith No.3 Transformer Summer Two-Hour Rating | 86.1 | See Substation on Network Map
Griffith No.3 Transformer Winter Two-Hour Rating | 90 | See Substation on Network Map
Jindera No.1 Transformer Continuous Rating | 375 | See Substation on Network Map
Jindera No.1 Transformer Summer Two-Hour Rating | 403 | See Substation on Network Map
Jindera No.1 Transformer Winter Two-Hour Rating | 436 | See Substation on Network Map
Jindera No.2 Transformer Continuous Rating | 375 | See Substation on Network Map
Jindera No.2 Transformer Summer Two-Hour Rating | 393 | See Substation on Network Map
Jindera No.2 Transformer Winter Two-Hour Rating | 423 | See Substation on Network Map
Marulan No.4 Transformer Continuous Rating | 160 | See Substation on Network Map
Marulan No.4 Transformer Summer Two-Hour Rating | 219 | See Substation on Network Map
Marulan No.4 Transformer Winter Two-Hour Rating | 219 | See Substation on Network Map
Munyang No.1 Transformer Continuous Rating | 34 | See Substation on Network Map
Munyang No.2 Transformer Continuous Rating | 34 | See Substation on Network Map
Murray No.1 Transformer Continuous Rating | 40 | See Substation on Network Map
Murray No.1 Transformer Summer Two-Hour Rating | 50 | See Substation on Network Map
Murray No.1 Transformer Winter Two-Hour Rating | 56 | See Substation on Network Map
Murray No.2 Transformer Continuous Rating | 40 | See Substation on Network Map
Murray No.2 Transformer Summer Two-Hour Rating | 50 | See Substation on Network Map
Murray No.2 Transformer Winter Two-Hour Rating | 56 | See Substation on Network Map
Murrumburrah No.1 Transformer Continuous Rating | 50 | See Substation on Network Map
Murrumburrah No.1 Transformer Summer Two-Hour Rating | 50 | See Substation on Network Map
Murrumburrah No.1 Transformer Winter Two-Hour Rating | 50 | See Substation on Network Map
Murrumburrah No.2 Transformer Continuous Rating | 50 | See Substation on Network Map
Murrumburrah No.2 Transformer Summer Two-Hour Rating | 50 | See Substation on Network Map
Murrumburrah No.2 Transformer Winter Two-Hour Rating | 50 | See Substation on Network Map
Queanbeyan No.1 Transformer Continuous Rating | 120 | See Substation on Network Map
Queanbeyan No.1 Transformer Summer Two-Hour Rating | 128 | See Substation on Network Map
Queanbeyan No.1 Transformer Winter Two-Hour Rating | 143 | See Substation on Network Map
Queanbeyan No.2 Transformer Continuous Rating | 120 | See Substation on Network Map
Queanbeyan No.2 Transformer Summer Two-Hour Rating | 128 | See Substation on Network Map
Queanbeyan No.2 Transformer Winter Two-Hour Rating | 143 | See Substation on Network Map
Tumut No.1 Transformer Continuous Rating | 45 | See Substation on Network Map
Tumut No.1 Transformer Summer Two-Hour Rating | 45 | See Substation on Network Map
Tumut No.1 Transformer Winter Two-Hour Rating | 55 | See Substation on Network Map
Tumut No.2 Transformer Continuous Rating | 45 | See Substation on Network Map
Tumut No.2 Transformer Summer Two-Hour Rating | 45 | See Substation on Network Map
Tumut No.2 Transformer Winter Two-Hour Rating | 58 | See Substation on Network Map
Williamsdale No.1 Transformer Continuous Rating | 375 | See Substation on Network Map
Williamsdale No.1 Transformer Summer Two-Hour Rating | 475 | See Substation on Network Map
Williamsdale No.1 Transformer Winter Two-Hour Rating | 504 | See Substation on Network Map
Williamsdale No.1 Transformer Continuous Rating | 375 | See Substation on Network Map
Williamsdale No.1 Transformer Summer Two-Hour Rating | 456 | See Substation on Network Map
Williamsdale No.1 Transformer Winter Two-Hour Rating | 494 | See Substation on Network Map
Wagga No.2 Transformer Continuous Rating | 375 | See Substation on Network Map
Wagga No.2 Transformer Summer Two-Hour Rating | 452 | See Substation on Network Map
Wagga No.2 Transformer Winter Two-Hour Rating | 490 | See Substation on Network Map
Wagga No.3 Transformer Continuous Rating | 375 | See Substation on Network Map
Wagga No.3 Transformer Summer Two-Hour Rating | 473 | See Substation on Network Map
Wagga No.3 Transformer Winter Two-Hour Rating | 512 | See Substation on Network Map
Wagga 132 No.1 Transformer Continuous Rating | 60 | See Substation on Network Map
Wagga 132 No.1 Transformer Summer Two-Hour Rating | 71.8 | See Substation on Network Map
Wagga 132 No.1 Transformer Winter Two-Hour Rating | 78.9 | See Substation on Network Map
Wagga 132 No.2 Transformer Continuous Rating | 60 | See Substation on Network Map
Wagga 132 No.2 Transformer Summer Two-Hour Rating | 74.8 | See Substation on Network Map
Wagga 132 No.2 Transformer Winter Two-Hour Rating | 81 | See Substation on Network Map
Wagga 132 No.3 Transformer Continuous Rating | 60 | See Substation on Network Map
Wagga 132 No.3 Transformer Summer Two-Hour Rating | 78 | See Substation on Network Map
Wagga 132 No.3 Transformer Winter Two-Hour Rating | 84.5 | See Substation on Network Map
Wagga North No.2 Transformer Continuous Rating | 60 | See Substation on Network Map
Wagga North No.2 Transformer Summer Two-Hour Rating | 73.4 | See Substation on Network Map
Wagga North No.2 Transformer Winter Two-Hour Rating | 79.8 | See Substation on Network Map
Yanco No.1 Transformer Continuous Rating | 60 | See Substation on Network Map
Yanco No.3 Transformer Continuous Rating | 60 | See Substation on Network Map
Yass No.1 Transformer Continuous Rating | 200 | See Substation on Network Map
Yass No.1 Transformer Summer Two-Hour Rating | 299 | See Substation on Network Map
Yass No.1 Transformer Winter Two-Hour Rating | 300 | See Substation on Network Map
Yass No.2 Transformer Continuous Rating | 200 | See Substation on Network Map
Yass No.2 Transformer Summer Two-Hour Rating | 255 | See Substation on Network Map
Yass No.2 Transformer Winter Two-Hour Rating | 276 | See Substation on Network Map