## Input Data Sheet
* Red if diff>10
| ID | Projects | Category | Comm Yr | Type | Stage | Est. Level | Program | Asset Growth | Base Cost | 2012/13 | 2013/14 | 2014/15 | 2015/16 | 2016/17 | 2017/18 | 2018/19 | 2019/20 | 2020/21 | TL60 | TL45 | TL10 | SS60 | SS45 | SS15 | PC15 | PC4 | TO10 | TO4 | Other40 | Other9 | Other4 | Com45 | Com10 | Com5 | LB | [7 empty] | Yearly Spend Total | Asset Class Total | Base Cost | Diff
See adj below | ND0826 | Avoca Substation 110 kV Redevelopment | Asset Renewal | 2014/15 | 0 | Committed | 3b | 0 | 0 | 269400.1556 | 0 | 0 | 269400.1556 | 0 | 0 | 0 | 0 | 0 | 0 | 0 | 0 | 0 | 75432.0436 | 121230.07 | 16164.0093 | 56574.0327 | 0 | 0 | 0 | 0 | 0 | 0 | 0 | 0 | 0 | 0 | 0 | 0 | 0 | 0 | 0 | 0 | 0 | 269400.1556 | 269400.1556 | 269400.1556 | 0
| ND1306 | Bridgewater 110 kV transmission line security augmentation | Augmentation | 2016/17 | 1 | Proposed | 1 | 0 | 0 | 1449642 |  |  | 674 | 334344 | 1114624 | 0 | 0 | 0 |  | 374100 | 30450 | 30450 | 238866 | 383891 | 51186 | 340699 | [17 empty] | 1449642 | 1449642 | 1449642 | 0
See adj below | ND0908 | Burnie Substation 110 kV redevelopment | Asset Renewal | 2014/15 | 0 | Committed | 3b | 0 | 0 | 27632.1534 | 0 | 0 | 27632.1534 | 0 | 0 | 0 | 0 | 0 | 0 | 0 | 0 | 0 | 7737.0029 | 12434.469 | 1657.9292 | 5802.7522 | 0 | 0 | 0 | 0 | 0 | 0 | 0 | 0 | 0 | 0 | 0 | 0 | 0 | 0 | 0 | 0 | 0 | 27632.1534 | 27632.1534 | 27632.1534 | 0
| ND1307 | Condition Based Risk Management System (Stage 2) | Operational Support Systems | 2018/19 | 18 | Proposed | 1 | 0 | 0 | 454350 |  | 0 |  |  |  |  | 454350 | 0 | [9 empty] | 454350 | [15 empty] | 454350 | 454350 | 454350 | 0
| TBA1 | Consumer engagement management system | Operational Support Systems | 2017/18 | 18 | Proposed | 1 | 0 | 0 | 980000 |  | 0 | 155000 | 480000 | 265000 | 80000 | 0 | 0 | [9 empty] | 980000 | [15 empty] | 980000 | 980000 | 980000 | 0
See adj below | ND0733 | Creek Road Substation 110 kV redevelopment | Asset Renewal | 2014/15 | 0 | Committed | 3b | 0 | 0 | 962930.9974 | 0 | 0 | 962930.9974 | 0 | 0 | 0 | 0 | 0 | 0 | 0 | 0 | 0 | 269620.6793 | 433318.9488 | 57775.8598 | 202215.5095 | 0 | 0 | 0 | 0 | 0 | 0 | 0 | 0 | 0 | 0 | 0 | 0 | 0 | 0 | 0 | 0 | 0 | 962930.9974 | 962930.9974 | 962930.9974 | 0
| TBA3 | Derwent Bridge transmission line redevelopment | Asset Renewal | 2016/17 | 1 | Proposed | 1 | 0 | 0 | 1000000 |  | 0 | 400000 | 600000 | 0 | 0 | 0 | 0 |  | 860000 | 70000 | 70000 | [21 empty] | 1000000 | 1000000 | 1000000 | 0
| ND1211 | Enterprise Asset Management system | Operational Support Systems | 2018/19 | 18 | Proposed | 1 | 1 | 0 | 5939000 |  | 0 | 300000 | 3107500 | 1219000 | 562500 | 750000 | 0 | [9 empty] | 5939000 | [15 empty] | 5939000 | 5939000 | 5939000 | 0
| TBA2 | Facilities Access Control System | Business support | 2014/15 | 18 | Proposed | 1 | 0 | 0 | 158278 |  | 0 | 158278 | 0 | 0 | 0 | 0 | 0 | [12 empty] | 158278 | [12 empty] | 158278 | 158278 | 158278 | 0
| ND1116 | Fault Level Mitigation Program | Connection | 2016/17 | 9 | Proposed | 1 | 1 | 0 | 3028432 |  | 0 | 380472 | 2595282 | 52678 | 0 | 0 | 0 |  |  |  |  | 466211 | 2380794 | 29006 | 152421 | [17 empty] | 3028432 | 3028432 | 3028432 | 0
| ND0789 | Fleet Vehicle Procurement program | Business support | 2018/19 | 18 | Proposed | 1 | 1 | 0 | 3157000 |  | 0 | 640000 | 957000 | 600000 | 200000 | 760000 | 0 | [12 empty] | 3157000 | [12 empty] | 3157000 | 3157000 | 3157000 | 0
| ND1240 | Geographical Information System renewal and data collection tools | Operational Support Systems | 2018/19 | 15 | Proposed | 1 | 1 | 0 | 500000 |  | 0 | 100000 | 100000 | 100000 | 100000 | 100000 | 0 | [13 empty] | 500000 | [11 empty] | 500000 | 500000 | 500000 | 0
See adj below | ND0937 | George Town Substation 110 kV redevelopment | Asset Renewal | 2014/15 | 0 | Committed | 3a | 0 | 0 | 9379978.3847 | 0 | 3477848.5679 | 5902129.8168 | 0 | 0 | 0 | 0 | 0 | 0 | 0 | 0 | 0 | 2626393.9477 | 4220990.2731 | 562798.7031 | 1969795.4608 | 0 | 0 | 0 | 0 | 0 | 0 | 0 | 0 | 0 | 0 | 0 | 0 | 0 | 0 | 0 | 0 | 0 | 9379978.3847 | 9379978.3847 | 9379978.3847 | 0
| ND1214 | High Voltage switchgear refurbishment program | Asset Renewal | 2018/19 | 9 | Proposed | 1 | 1 | 0 | 2319152 |  | 0 |  |  | 312462 | 1392526 | 614164 | 0 |  |  |  |  | 649363 | 1043618 | 139149 | 487022 | [17 empty] | 2319152 | 2319152 | 2319152 | 0
| ND1215 | HV Feeder protection renewal program | Asset Renewal | 2019/20 | 13 | Proposed | 1 | 1 | 0 | 2371472 |  | 0 | 0 |  |  | 308291 | 2039466 | 23715 | [7 empty] | 2371472 | [17 empty] | 2371472 | 2371472 | 2371472 | 0
| ND1205-1 | Information Technology applications program | Information Technology | 2018/19 | 18 | Proposed | 1 | 1 | 0 | 5169798.4 |  | 0 | 1426609.6 | 506313.6 | 875056 | 1715209.6 | 646609.6 | 0 | [13 empty] | 5169798.4 | [11 empty] | 5169798.4 | 5169798.4 | 5169798.4 | 0
| ND1205-2 | Information Technology applications program | Operational Support Systems | 2018/19 | 18 | Proposed | 1 | 1 | 0 | 4772121.6 |  | 0 | 1316870.4 | 467366.4 | 807744 | 1583270.4 | 596870.4 | 0 | [13 empty] | 4772121.6 | [11 empty] | 4772121.6 | 4772121.6 | 4772121.6 | 0
| ND1206-1 | Information Technology desktop program | Information Technology | 2018/19 | 18 | Proposed | 1 | 1 | 0 | 382843.2 |  | 0 | 71731.36 | 91511.84 | 74100 | 86096.32 | 59403.68 | 0 | [13 empty] | 382843.2 | [11 empty] | 382843.2 | 382843.2 | 382843.2 | 0
| ND1206-2 | Information Technology desktop program | Operational Support Systems | 2018/19 | 18 | Proposed | 1 | 1 | 0 | 2009926.8 |  | 0 | 376589.64 | 480437.16 | 389025 | 452005.68 | 311869.32 | 0 | [13 empty] | 2009926.8 | [11 empty] | 2009926.8 | 2009926.8 | 2009926.8 | 0
| ND1207-1 | Information Technology infrastructure program | Information Technology | 2018/19 | 18 | Proposed | 1 | 1 | 0 | 814005.76 |  | 0 | 85188.32 | 429633.12 | 188550.72 | 50618.08 | 60015.52 | 0 | [13 empty] | 814005.76 | [11 empty] | 814005.76 | 814005.76 | 814005.76 | 0
| ND1207-2 | Information Technology infrastructure program | Operational Support Systems | 2018/19 | 18 | Proposed | 1 | 1 | 0 | 4273530.24 |  | 0 | 447238.68 | 2255573.88 | 989891.28 | 265744.92 | 315081.48 | 0 | [13 empty] | 4273530.24 | [11 empty] | 4273530.24 | 4273530.24 | 4273530.24 | 0
| ND1260-1 | Information Technology security system program | Information Technology | 2018/19 | 18 | Proposed | 1 | 1 | 0 | 278148 |  | 0 | 75800.16 | 27863.36 | 100006.24 | 54784.16 | 19694.08 | 0 | [13 empty] | 278148 | [11 empty] | 278148 | 278148 | 278148 | 0
| ND1260-2 | Information Technology security system program | Operational Support Systems | 2018/19 | 18 | Proposed | 1 | 1 | 0 | 1460277 |  | 0 | 397950.84 | 146282.64 | 525032.76 | 287616.84 | 103393.92 | 0 | [13 empty] | 1460277 | [11 empty] | 1460277 | 1460277 | 1460277 | 0
See adj below | ND1062 | Insourcing Drawing Management | Operational Support Systems | 2014/15 | 0 | Committed | 3a | 0 | 0 | 505001.4236 |  | 0 | 505001.4236 | [6 empty] | 0 | 0 | 0 | 0 | 0 | 0 | 0 | 0 | 0 | 0 | 50500.1424 | 252500.7118 | 202000.5694 | [11 empty] | 505001.4236 | 505001.4236 | 505001.4236 | 0
| ND0948 | Lindisfarne Substation transformer T2 and T3 replacement | Asset Renewal | 2018/19 | 11 | Proposed | 1 | 0 | 0 | 5815000 |  |  |  |  | 50000 | 4217000 | 1548000 | [5 empty] | 755950 | 4942750 |  | 116300 | [17 empty] | 5815000 | 5815000 | 5815000 | 0
See adj below | ND0949 | Meadowbank Substation 110 kV redevelopment | Asset Renewal | 2014/15 | 0 | Committed | 3a | 0 | 0 | 6108067.4917 | 0 | 2014288.697 | 4093778.7947 | 0 | 0 | 0 | 0 | 0 | 0 | 0 | 0 | 0 | 1710258.8977 | 2748630.3713 | 366484.0495 | 1282694.1733 | 0 | 0 | 0 | 0 | 0 | 0 | 0 | 0 | 0 | 0 | 0 | 0 | 0 | 0 | 0 | 0 | 0 | 6108067.4917 | 6108067.4917 | 6108067.4917 | 0
| ND1232 | Network Modelling Enhancement program | Operational Support Systems | 2018/19 | 18 | Proposed | 1 | 1 | 0 | 770000 |  | 0 | 323400 | 100100 | 223300 | 100100 | 23100 | 0 | [9 empty] | 770000 | [15 empty] | 770000 | 770000 | 770000 | 0
| ND1233 | Network Operations and Control System enhancement program | Operational Support Systems | 2018/19 | 18 | Proposed | 1 | 1 | 0 | 3601000 |  | 0 | 580000 | 385250 | 1215250 | 835250 | 585250 | 0 | [9 empty] | 3601000 | [15 empty] | 3601000 | 3601000 | 3601000 | 0
| ND1219 | Newton - Queenstown Security Augmentation | Augmentation | 2016/17 | 2 | Proposed | 1 | 0 | 1 | 12518788 |  | 0 | 341282 | 3873222 | 8304284 | 0 | 0 | 0 |  | 2366093 | 192589 | 192589 | 2698855 | 4337445 | 578326 | 2024141 | [9 empty] | 128750 | [7 empty] | 12518788 | 12518788 | 12518788 | 0
| ND1220 | North Hobart Substation 11 kV connection point | Connection | 2016/17 | 9 | Proposed | 1 | 0 | 0 | 4268528 |  | 0 | 575103 | 2563021 | 1130403 | 0 | 0 | 0 |  |  |  |  | 1195188 | 1920838 | 256112 | 896391 | [17 empty] | 4268527 | 4268529 | 4268528 | 2
See adj below | ND1031 | Northern OPGW Program | Asset Renewal | 2014/15 | 0 | Committed | 3b | 0 | 0 | 130538.1038 | 0 | 0 | 130538.1038 | 0 | 0 | 0 | 0 | 0 | 0 | 112262.7693 | 9137.6673 | 9137.6673 | 0 | 0 | 0 | 0 | 0 | 0 | 0 | 0 | 0 | 0 | 0 | 0 | 0 | 0 | 0 | 0 | 0 | 0 | 0 | 0 | 0 | 130538.1038 | 130538.1038 | 130538.1038 | 0
| ND0790 | Office equipment and minor assets | Business support | 2018/19 | 18 | Proposed | 1 | 1 | 0 | 400000 |  | 0 | 80000 | 80000 | 80000 | 80000 | 80000 | 0 | [12 empty] | 400000 | [12 empty] | 400000 | 400000 | 400000 | 0
See adj below | ND1348 | Operations Building accommodation expansion | Business Support | 2014/15 | 0 | Committed | 3a | 0 | 0 | 400046.8824 |  | 157217.4243 | 242829.4581 | [6 empty] | 0 | 0 | 0 | 0 | 0 | 0 | 0 | 0 | 0 | 0 | 40004.6882 | 200023.4412 | 160018.753 | [11 empty] | 400046.8824 | 400046.8824 | 400046.8824 | 0
| ND1221 | Operations Building air conditioning renewal | Business support | 2018/19 | 18 | Proposed | 1 | 0 | 0 | 346150 |  | 0 | 159850 | 46000 | 51750 | 56350 | 32200 | 0 | [12 empty] | 346150 | [12 empty] | 346150 | 346150 | 346150 | 0
| ND1275 | Operations Building compliance program | Business support | 2015/16 | 18 | Proposed | 1 | 0 | 0 | 700000 |  | 0 | 105000 | 595000 |  | 0 | 0 | 0 | [11 empty] | 700000 | [13 empty] | 700000 | 700000 | 700000 | 0
| ND1253 | Port Latta Substation structure renewal | Asset Renewal | 2014/15 | 9 | Proposed | 1 | 0 | 0 | 1452460 |  | 21898 | 1430562 | 0 | 0 |  |  | 0 |  |  |  |  | 408768 | 649523 | 87593 | 306576 | [17 empty] | 1452460 | 1452460 | 1452460 | 0
See adj below | ND0958 | Queenstown Substation Transformer T1 replacement | Asset Renewal | 2014/15 | 0 | Committed | 3b | 0 | 0 | 14292.4931 | 0 | 0 | 14292.4931 | 0 | 0 | 0 | 0 | 0 | 0 | 0 | 0 | 0 | 1858.0241 | 12148.6192 | 0 | 285.8499 | 0 | 0 | 0 | 0 | 0 | 0 | 0 | 0 | 0 | 0 | 0 | 0 | 0 | 0 | 0 | 0 | 0 | 14292.4931 | 14292.4931 | 14292.4931 | 0
| ND1254 | Railton Substation 110 kV post insulator and busbar renewal | Asset Renewal | 2015/16 | 9 | Proposed | 1 | 0 | 0 | 983803 |  | 132549 | 590721 | 260533 |  |  |  | 0 |  |  |  |  | 275465 | 442712 | 59028 | 206599 | [17 empty] | 983803 | 983804 | 983803 | 1
| ND1308 | Reyrolle Type LMT Switchgear renewal program | Asset Renewal | 2016/17 | 9 | Proposed | 1 | 1 | 0 | 3256900 |  |  | 438806 | 1955593 | 862501 | 0 | 0 | 0 |  |  |  |  | 911932 | 1465605 | 195414 | 683949 | 0 | 0 | 0 | 0 | 0 | 0 | 0 | 0 | 0 | 0 | 0 | 0 | 0 | 0 | 0 | 0 | 0 | 3256900 | 3256900 | 3256900 | 0
| ND1313 | Rosebery Substation transformer capacity augmentation | Connection | 2016/17 | 11 | Proposed | 1 | 0 | 0 | 5505488 |  |  | 631674 | 4768049 | 105765 | 0 | 0 | 0 |  |  |  |  | 947537 | 4061470 | 92729 | 403753 | [17 empty] | 5505488 | 5505489 | 5505488 | 1
| ND1224 | SCADA System renewal program | Asset Renewal | 2016/17 | 13 | Proposed | 1 | 1 | 0 | 3299153 |  | 0 | 428890 | 2837271 | 32992 | 0 | 0 | 0 | [7 empty] | 3299153 | [17 empty] | 3299153 | 3299153 | 3299153 | 0
| ND1192 | Smart Transmission Grid Development program | Operational Support Systems | 2018/19 | 18 | Proposed | 1 | 1 | 0 | 1500000 |  | 0 | 300000 | 300000 | 300000 | 300000 | 300000 | 0 | [13 empty] | 1500000 | [11 empty] | 1500000 | 1500000 | 1500000 | 0
| ND1312 | Southern transmission system rationalisation program | Asset Renewal | 2020/21 | 10 | Proposed | 0 | 0 | 0 | 8241904 |  | 0 | 0 | 0 | 0 | 0 | 2514411 | 5727494 |  | 3499881 | 3810981 | 466651 | 40738 | 65471 | 8730 | 30553 | [9 empty] | 318900 | [7 empty] | 8241905 | 8241905 | 8241904 | 1
| ND0941 | St Marys Substation transformer capacity augmentation | Connection | 2017/18 | 11 | Proposed | 1 | 0 | 0 | 3271970 |  | 0 |  | 196585 | 2110612 | 964774 |  | 0 |  |  |  |  | 610152 | 2288387 | 73918 | 299514 | [17 empty] | 3271971 | 3271971 | 3271970 | 1
| ND1261 | Strategic Easement and Land Acquisition | Physical Security / Compliance | 2018/19 | 15 | Proposed | 1 | 1 | 1 | 1835411 |  | 0 | 367082 | 367082 | 367082 | 367082 | 367082 | 0 | [17 empty] | 1835411 | [7 empty] | 1835410 | 1835411 | 1835411 | 1
| ND1341 | Strategic spare 110/22/11 kV 17/25 MVA supply transformer | Inventory / Spares | 2016/17 | 11 | Proposed | 1 | 0 | 0 | 1453792 |  |  | 180690 | 1247489 | 25614 | [7 empty] | 227062 | 1134206 | 15228 | 77296 | [17 empty] | 1453793 | 1453792 | 1453792 | 1
| ND1342 | Strategic spare 110/33/22/11 kV 30/60 MVA supply transformer | Inventory / Spares | 2016/17 | 11 | Proposed | 1 | 0 | 0 | 2000000 |  |  | 280000 | 1690000 | 30000 | [7 empty] | 260000 | 1700000 |  | 40000 | [17 empty] | 2000000 | 2000000 | 2000000 | 0
| ND1340 | Strategic spare 33 kV switchgear | Inventory / Spares | 2015/16 | 8 | Proposed | 1 | 0 | 0 | 650000 |  |  | 226000 | 424000 | [8 empty] | 182000 | 292500 | 39000 | 136500 | [17 empty] | 650000 | 650000 | 650000 | 0
| ND1118 | Strategic spare dual secondary winding 110/11-6.6 kV 45-45 MVA supply transformer | Inventory / Spares | 2016/17 | 11 | Proposed | 1 | 0 | 0 | 2250000 |  |  | 315000 | 1822500 | 112500 | 0 | 0 | 0 |  |  |  |  | 315000 | 1890000 |  | 45000 | 0 | 0 | 0 | 0 | 0 | 0 | 0 | 0 | 0 | 0 | 0 | 0 | 0 | 0 | 0 | 0 | 0 | 2250000 | 2250000 | 2250000 | 0
| ND1343 | Strategic spare mobile 110/33/22/11 kV substation | Inventory / Spares | 2016/17 | 7a | Proposed | 1 | 0 | 0 | 6400000 |  |  | 256600 | 2471683 | 3671717 | [7 empty] | 1270000 | 4424000 | 68000 | 638000 | [17 empty] | 6400000 | 6400000 | 6400000 | 0
| ND1204 | Substation AC distribution system renewal program | Asset Renewal | 2017/18 | 8 | Proposed | 1 | 1 | 0 | 2091600 |  | 0 | 0 |  | 172348 | 808711 | 1110541 | 0 |  |  |  |  | 358176 | 575640 | 76752 | 1081032 | [17 empty] | 2091600 | 2091600 | 2091600 | 0
See adj below | ND0989 | Substation AC supply replacement program | Asset Renewal | 2014/15 | 0 | Committed | 3a | 0 | 0 | 323963.1774 |  | 0 | 323963.1774 | [6 empty] | 0 | 0 | 0 | 90709.6897 | 145783.4298 | 19437.7906 | 68032.2672 | [17 empty] | 323963.1774 | 323963.1774 | 323963.1774 | 0
| ND1002 | Substation condition based monitoring program | Operational Support Systems | 2018/19 | 8 | Proposed | 1 | 1 | 0 | 1480000 |  | 0 | 296000 | 296000 | 296000 | 296000 | 296000 | 0 | [13 empty] | 1480000 | [11 empty] | 1480000 | 1480000 | 1480000 | 0
| ND0981 | Substation DC distribution system renewal program | Asset Renewal | 2018/19 | 9 | Proposed | 1 | 1 | 0 | 3310121 |  | 0 | 0 |  | 445976 | 1987549 | 876595 | 0 |  |  |  |  | 926834 | 1489554 | 198607 | 695125 | [17 empty] | 3310120 | 3310120 | 3310121 | 1
| ND1259 | Substation Disconnector and Earth Switch renewal program | Asset Renewal | 2017/18 | 9 | Proposed | 1 | 1 | 0 | 7713662 |  | 0 | 0 | 1039270 | 4631639 | 2042753 |  | 0 |  |  |  |  | 2159825 | 3471148 | 462820 | 1619869 | [17 empty] | 7713662 | 7713662 | 7713662 | 0
| ND1209 | Substation EHV Bus Bar protection renewal program | Asset Renewal | 2019/20 | 13 | Proposed | 1 | 1 | 0 | 3810341 |  | 0 | 0 |  |  | 495344 | 3276893 | 38103 | [7 empty] | 3810341 | [17 empty] | 3810340 | 3810341 | 3810341 | 1
| ND1098 | Substation fire suppression renewal program | Physical Security / Compliance | 2018/19 | 9 | Proposed | 1 | 1 | 0 | 4168084 |  | 0 | 833617 | 833617 | 833617 | 833617 | 833617 | 0 | [6 empty] | 4168084 | [18 empty] | 4168085 | 4168084 | 4168084 | 1
| ND1339 | Substation HV switchgear replacement program | Asset Renewal | 2016/17 | 9 | Proposed | 1 | 1 | 0 | 3557483 |  |  | 479303 | 2136077 | 942102 | [7 empty] | 996095 | 1600867 | 213449 | 747071 | [17 empty] | 3557482 | 3557482 | 3557483 | 1
| ND1309 | Substation Lightning Protection enhancement program | Asset Renewal | 2018/19 | 9 | Proposed | 1 | 0 | 0 | 2507260 |  | 0 | 0 | 0 | 337806 | 1505475 | 663979 | 0 |  |  |  |  | 702033 | 1128267 | 150436 | 526525 | [17 empty] | 2507260 | 2507261 | 2507260 | 1
| ND1226 | Substation Power transformer refurbishment program | Asset Renewal | 2016/17 | 11 | Proposed | 1 | 1 | 0 | 1278908 |  | 0 | 179047 | 1080677 | 19184 | 0 | 0 | 0 |  |  |  |  | 166258 | 1087071 |  | 25578 | [17 empty] | 1278908 | 1278907 | 1278908 | 1
| ND1256 | Substation site infrastructure program | Asset Renewal | 2015/16 | 8 | Proposed | 1 | 1 | 0 | 3418758 |  | 0 | 1186309 | 2232449 | 0 |  |  | 0 |  |  |  |  | 957252 | 1538441 | 205125 | 717939 | [17 empty] | 3418758 | 3418757 | 3418758 | 1
See adj below | ND0990 | Substation VESDA and fire suppression program | Asset Renewal | 2014/15 | 0 | Committed | 3a | 0 | 0 | 2453544.6522 |  | 0 | 2453544.6522 | [6 empty] | 0 | 0 | 0 | 686992.5026 | 1104095.0935 | 147212.6791 | 515244.377 | [17 empty] | 2453544.6522 | 2453544.6522 | 2453544.6522 | 0
| ND1227 | Telecommunications bearer system program | Asset Renewal | 2018/19 | 13 | Proposed | 1 | 1 | 0 | 3751290 |  | 0 | 817279 | 636193 | 1058875 | 813314 | 425629 | 0 | [15 empty] | 3751290 | [9 empty] | 3751290 | 3751290 | 3751290 | 0
| ND1228 | Telecommunications ethernet system program | Asset Renewal | 2018/19 | 13 | Proposed | 1 | 1 | 0 | 3510853 |  | 0 | 1672483 | 473609 | 249532 | 340492 | 774740 | [15 empty] | 0 | 169141 | 3341715 | [8 empty] | 3510856 | 3510856 | 3510853 | 3
| ND1229 | Telecommunications multiplexer system program | Asset Renewal | 2018/19 | 13 | Proposed | 1 | 1 | 0 | 5930144 |  | 0 | 0 | 98514 | 2088202 | 2982304 | 761124 | 0 | [14 empty] | 0 | 5930144 | 0 | [8 empty] | 5930144 | 5930144 | 5930144 | 0
| ND1234 | Telecommunications Network Operation and Control System enhancement program | Operational Support Systems | 2018/19 | 18 | Proposed | 1 | 1 | 0 | 1200000 |  | 0 | 0 | 600000 | 0 | 0 | 600000 | 0 | [10 empty] | 1200000 | [14 empty] | 1200000 | 1200000 | 1200000 | 0
| ND1230 | Telecommunications site infrastructure program | Asset Renewal | 2018/19 | 13 | Proposed | 1 | 1 | 0 | 1730623 |  | 0 | 450637 | 128826 | 681877 | 281049 | 188233 | 0 | [14 empty] | 404920 | 1325703 | 0 | [8 empty] | 1730622 | 1730623 | 1730623 | 1
| ND1231 | Telecommunications telephone system program | Asset Renewal | 2017/18 | 13 | Proposed | 1 | 1 | 0 | 1527760 |  | 0 | 0 | 414116 | 399629 | 714015 |  | 0 | [14 empty] | 0 | 598365 | 929395 | [8 empty] | 1527760 | 1527760 | 1527760 | 0
| ND1310 | Test equipment | Inventory / Spares | 2018/19 | 9 | Proposed | 1 | 1 | 0 | 811100 |  | 0 | 162220 | 162220 | 162220 | 162220 | 162220 | 0 | [16 empty] | 811100 | [8 empty] | 811100 | 811100 | 811100 | 0
| ND1235 | Transformer protection renewal program | Asset Renewal | 2017/18 | 13 | Proposed | 1 | 1 | 0 | 5867956 |  | 0 | 0 | 762834 | 5046442 | 58680 |  | 0 | [7 empty] | 5867956 | [17 empty] | 5867956 | 5867956 | 5867956 | 0
| ND0925 | Transmission line access track renewal program | Physical Security / Compliance | 2018/19 | 6 | Proposed | 1 | 1 | 0 | 3709771 |  | 0 | 741954 | 741954 | 741954 | 741954 | 741954 | 0 |  | 3709771 | [23 empty] | 3709770 | 3709771 | 3709771 | 1
| ND1244 | Transmission line access track security system compliance program | Physical Security / Compliance | 2018/19 | 6 | Proposed | 1 | 1 | 0 | 610500 |  | 0 | 61050 | 137362.5 | 137362.5 | 137362.5 | 137362.5 | 0 |  |  |  | 610500 | [21 empty] | 610500 | 610500 | 610500 | 0
| ND1238 | Transmission line anode renewal program | Asset Renewal | 2018/19 | 15 | Proposed | 1 | 1 | 0 | 3939945 |  | 0 | 393994.5 | 886487.625 | 886487.625 | 886487.625 | 886487.625 | 0 |  | 1772975 | 1930573 | 236397 | [21 empty] | 3939945 | 3939945 | 3939945 | 0
| ND0928 | Transmission line conductor assembly renewal program | Asset Renewal | 2018/19 | 6 | Proposed | 1 | 1 | 0 | 4298316 |  | 0 | 429831.6 | 967121.1 | 967121.1 | 967121.1 | 967121.1 | 0 |  | 1934242 | 2106175 | 257899 | [21 empty] | 4298316 | 4298316 | 4298316 | 0
| ND1239 | Transmission line fall arrest system installation program | Physical Security / Compliance | 2018/19 | 6 | Proposed | 1 | 1 | 0 | 851250 |  | 0 | 85125 | 191531.25 | 191531.25 | 191531.25 | 191531.25 | 0 |  |  |  | 851250 | [21 empty] | 851250 | 851250 | 851250 | 0
| ND0929 | Transmission line foundation renewal program | Asset Renewal | 2018/19 | 6 | Proposed | 1 | 1 | 0 | 4405120 |  | 0 | 440512 | 991152 | 991152 | 991152 | 991152 | 0 |  | 4405120 | [23 empty] | 4405120 | 4405120 | 4405120 | 0
| ND0924 | Transmission line insulator assembly renewal program | Asset Renewal | 2018/19 | 6 | Proposed | 1 | 1 | 0 | 11681000 |  | 0 | 1168100 | 2628225 | 2628225 | 2628225 | 2628225 | 0 |  | 5256450 | 5723690 | 700860 | [21 empty] | 11681000 | 11681000 | 11681000 | 0
| ND1242 | Transmission line K-pole renewal program | Asset Renewal | 2015/16 | 6 | Proposed | 1 | 1 | 0 | 5272700 |  | 0 | 2533764 | 2738936 | 0 | 0 | 0 | 0 |  | 2372715 | 2583623 | 316362 | [21 empty] | 5272700 | 5272700 | 5272700 | 0
| ND1243 | Transmission line light detection and ranging program | Operational Support Systems | 2014/15 | 15 | Proposed | 1 | 1 | 0 | 1556600 |  | 36041 | 1520559 |  | 0 | 0 | 0 | 0 |  | 33750 | 36750 | 4500 | [13 empty] | 1481600 | [7 empty] | 1556600 | 1556600 | 1556600 | 0
| ND1236 | Transmission line protection renewal program | Asset Renewal | 2018/19 | 13 | Proposed | 1 | 1 | 0 | 3946436 |  | 0 | 0 | 0 | 492059 | 3412791 | 41586 | 0 |  |  |  |  | 59409 | 95479 | 12731 | 3778817 | [17 empty] | 3946436 | 3946436 | 3946436 | 0
| ND0822 | Transmission line signage compliance program | Physical Security / Compliance | 2018/19 | 6 | Proposed | 1 | 1 | 0 | 1612000 |  | 0 | 161200 | 362700 | 362700 | 362700 | 362700 | 0 |  | 725400 | 789880 | 96720 | [21 empty] | 1612000 | 1612000 | 1612000 | 0
| ND1268 | Transmission line support assembly refurbishment program | Asset Renewal | 2018/19 | 6 | Proposed | 1 | 1 | 0 | 2249701 |  | 0 | 224970.1 | 506182.725 | 506182.725 | 506182.725 | 506182.725 | 0 |  | 1012365 | 1102353 | 134982 | [21 empty] | 2249701 | 2249700 | 2249701 | 1
| ND0926 | Transmission line support assembly renewal program | Asset Renewal | 2018/19 | 6 | Proposed | 1 | 1 | 0 | 2006703 |  | 0 | 200670.3 | 451508.175 | 451508.175 | 451508.175 | 451508.175 | 0 |  | 903016 | 983284 | 120402 | [21 empty] | 2006703 | 2006702 | 2006703 | 1
| ND0966 | Transmission line wood pole renewal program | Asset Renewal | 2017/18 | 6 | Proposed | 1 | 1 | 0 | 2195450 |  | 0 |  |  | 1055010 | 1140440 | 0 | 0 |  | 987953 | 1075771 | 131727 | [21 empty] | 2195450 | 2195451 | 2195450 | 1
| ND1311 | Trevallyn Office Building compliance program | Business support | 2016/17 | 18 | Proposed | 1 | 0 | 0 | 440000 |  | 0 |  | 132000 | 308000 |  | 0 | 0 | [11 empty] | 440000 | [13 empty] | 440000 | 440000 | 440000 | 0
See adj below | ND0709 | Tungatinah Substation 110 kV redevelopment | Asset Renewal | 2014/15 | 0 | Committed | 3b | 0 | 0 | 3900482.3536 | 0 | 0 | 3900482.3536 | 0 | 0 | 0 | 0 | 0 | 0 | 0 | 0 | 0 | 1092135.059 | 1755217.0591 | 234028.9412 | 819101.2943 | 0 | 0 | 0 | 0 | 0 | 0 | 0 | 0 | 0 | 0 | 0 | 0 | 0 | 0 | 0 | 0 | 0 | 3900482.3536 | 3900482.3536 | 3900482.3536 | 0
| ND1114 | Waddamana - Palmerston 220 kV Security Augmentation | Augmentation | 2018/19 | 4 | Proposed | 1 | 0 | 1 | 18184284 |  | 0 | 0 | 0 | 553043 | 7950466 | 9680775 | 0 |  | 6554374 | 3669392 | 695156 | 1974270 | 3172934 | 423058 | 1695099 | [9 empty] | 0 | [7 empty] | 18184284 | 18184283 | 18184284 | 1
| ND0730 | Wesley Vale 11 kV to 22 kV conversion | Connection | 2014/15 | 9 | Proposed | 1 | 0 | 0 | 1016861 |  |  | 1016862 | 0 | 0 | 0 | 0 | [5 empty] | 284721 | 457588 | 61012 | 213541 | [17 empty] | 1016862 | 1016862 | 1016861 | 1
See adj below | ND1001 | Strategic easement acquisition | Land and Easements | 2013/14 | 0 |  |  |  | 1 | 482246.1312 |  | 482246.1312 | [23 empty] | 482246.1312 | [7 empty] | 482246.1312 | 482246.1312 | 482246.1312 | 0
[44 empty] | 0 | 0 | 0 | 0
[44 empty] | 0 | 0 | 0 | 0
[44 empty] | 0 | 0 | 0 | 0
[44 empty] | 0 | 0 | 0 | 0
[44 empty] | 0 | 0 | 0 | 0
Project Adjustments - the input data above is expressed in $June 2012, so where projects are estimated in other terms, adjustments are required to derive $June 2012.
|  | CPI June 2012 to June 2014 | 4.95% | [40 empty] | 0 | 0 | 0 | 0
[44 empty] | 0 | 0 | 0 | 0
| Projects estimates in $June 2014 to be converted to $June 2012 | [42 empty] | 0 | 0 | 0 | 0
| ND0826 | Avoca Substation 110 kV Redevelopment | Asset Renewal | 2014/15 | 9 | Committed | 3b | 0 | 0 | 282736 |  |  | 282736 | [6 empty] | 0 | 0 | 0 | 79166.08 | 127231.2 | 16964.16 | 59374.56 | 0 | 0 | 0 | 0 | 0 | 0 | [11 empty] | 282736 | 282736 | 282736 | 0
| ND0908 | Burnie Substation 110 kV redevelopment | Asset Renewal | 2014/15 | 9 | Committed | 3b | 0 | 0 | 29000 |  | 0 | 29000 | [6 empty] | 0 | 0 | 0 | 8120 | 13050 | 1740 | 6090 | 0 | 0 | 0 | 0 | 0 | 0 | [11 empty] | 29000 | 29000 | 29000 | 0
| ND0733 | Creek Road Substation 110 kV redevelopment | Asset Renewal | 2014/15 | 9 | Committed | 3b | 0 | 0 | 1010598 |  | 0 | 1010598 | [6 empty] | 0 | 0 | 0 | 282967.44 | 454769.1 | 60635.88 | 212225.58 | 0 | 0 | 0 | 0 | 0 | 0 | [11 empty] | 1010598 | 1010598 | 1010598 | 0
| ND0937 | George Town Substation 110 kV redevelopment | Asset Renewal | 2014/15 | 9 | Committed | 3a | 0 | 0 | 9844306 |  | 3650009 | 6194297 | [6 empty] | 0 | 0 | 0 | 2756405.68 | 4429937.7 | 590658.36 | 2067304.26 | 0 | 0 | 0 | 0 | 0 | 0 | [11 empty] | 9844306 | 9844306 | 9844306 | 0
| ND1062 | Insourcing Drawing Management | Operational Support Systems | 2014/15 | 18 | Committed | 3a | 0 | 0 | 530000 |  | 0 | 530000 | [6 empty] | 0 | 0 | 0 | 0 | 0 | 0 | 0 | 0 | 0 | 0 | 53000 | 265000 | 212000 | [11 empty] | 530000 | 530000 | 530000 | 0
| ND0949 | Meadowbank Substation 110 kV redevelopment | Asset Renewal | 2014/15 | 9 | Committed | 3a | 0 | 0 | 6410429 |  | 2114000 | 4296429 | [6 empty] | 0 | 0 | 0 | 1794920.12 | 2884693.05 | 384625.74 | 1346190.09 | 0 | 0 | 0 | 0 | 0 | 0 | [11 empty] | 6410429 | 6410429 | 6410429 | 0
| ND1031 | Northern OPGW Program | Asset Renewal | 2014/15 | 3 | Committed | 3b | 0 | 0 | 137000 |  | 0 | 137000 | [6 empty] | 117820 | 9590 | 9590 | 0 | 0 | 0 | 0 | 0 | 0 | 0 | 0 | 0 | 0 | [11 empty] | 137000 | 137000 | 137000 | 0
| ND1348 | Operations Building accommodation expansion | Business Support | 2014/15 | 18 | Committed | 3a | 0 | 0 | 419850 |  | 165000 | 254850 | [6 empty] | 0 | 0 | 0 | 0 | 0 | 0 | 0 | 0 | 0 | 0 | 41985 | 209925 | 167940 | [11 empty] | 419850 | 419850 | 419850 | 0
| ND0989 | Substation AC supply replacement program | Asset Renewal | 2014/15 | 8 | Committed | 3a | 0 | 0 | 340000 |  | 0 | 340000 | [6 empty] | 0 | 0 | 0 | 95200 | 153000 | 20400 | 71400 | 0 | 0 | 0 | 0 | 0 | 0 | [11 empty] | 340000 | 340000 | 340000 | 0
| ND0990 | Substation VESDA and fire suppression program | Asset Renewal | 2014/15 | 9 | Committed | 3a | 0 | 0 | 2575000 |  | 0 | 2575000 | [6 empty] | 0 | 0 | 0 | 721000 | 1158750 | 154500 | 540750 | 0 | 0 | 0 | 0 | 0 | 0 | [11 empty] | 2575000 | 2575000 | 2575000 | 0
| ND0958 | Queenstown Substation Transformer T1 replacement | Asset Renewal | 2014/15 | 11 | Committed | 3b | 0 | 0 | 15000 |  | 0 | 15000 | [6 empty] | 0 | 0 | 0 | 1950 | 12750 |  | 300 | 0 | 0 | 0 | 0 | 0 | 0 | [11 empty] | 15000 | 15000 | 15000 | 0
| ND0709 | Tungatinah Substation 110 kV redevelopment | Asset Renewal | 2014/15 | 9 | Committed | 3b | 0 | 0 | 4093564 |  | 0 | 4093564 | [6 empty] | 0 | 0 | 0 | 1146197.92 | 1842103.8 | 245613.84 | 859648.44 | 0 | 0 | 0 | 0 | 0 | 0 | [11 empty] | 4093564 | 4093564 | 4093564 | 0
Converted to $June 2012, project type re-assigned to "0" so no real escalation is applied.
| ND0826 | Avoca Substation 110 kV Redevelopment | Asset Renewal | 2014/15 | 0 | Committed | 3b | 0 | 0 | 269400.1556 | 0 | 0 | 269400.1556 | 0 | 0 | 0 | 0 | 0 | 0 | 0 | 0 | 0 | 75432.0436 | 121230.07 | 16164.0093 | 56574.0327 | 0 | 0 | 0 | 0 | 0 | 0 | 0 | 0 | 0 | 0 | 0 | 0 | 0 | 0 | 0 | 0 | 0 | 269400.1556 | 269400.1556 | 269400.1556 | 0
| ND0908 | Burnie Substation 110 kV redevelopment | Asset Renewal | 2014/15 | 0 | Committed | 3b | 0 | 0 | 27632.1534 | 0 | 0 | 27632.1534 | 0 | 0 | 0 | 0 | 0 | 0 | 0 | 0 | 0 | 7737.0029 | 12434.469 | 1657.9292 | 5802.7522 | 0 | 0 | 0 | 0 | 0 | 0 | 0 | 0 | 0 | 0 | 0 | 0 | 0 | 0 | 0 | 0 | 0 | 27632.1534 | 27632.1534 | 27632.1534 | 0
| ND0733 | Creek Road Substation 110 kV redevelopment | Asset Renewal | 2014/15 | 0 | Committed | 3b | 0 | 0 | 962930.9974 | 0 | 0 | 962930.9974 | 0 | 0 | 0 | 0 | 0 | 0 | 0 | 0 | 0 | 269620.6793 | 433318.9488 | 57775.8598 | 202215.5095 | 0 | 0 | 0 | 0 | 0 | 0 | 0 | 0 | 0 | 0 | 0 | 0 | 0 | 0 | 0 | 0 | 0 | 962930.9974 | 962930.9974 | 962930.9974 | 0
| ND0937 | George Town Substation 110 kV redevelopment | Asset Renewal | 2014/15 | 0 | Committed | 3a | 0 | 0 | 9379978.3847 | 0 | 3477848.5679 | 5902129.8168 | 0 | 0 | 0 | 0 | 0 | 0 | 0 | 0 | 0 | 2626393.9477 | 4220990.2731 | 562798.7031 | 1969795.4608 | 0 | 0 | 0 | 0 | 0 | 0 | 0 | 0 | 0 | 0 | 0 | 0 | 0 | 0 | 0 | 0 | 0 | 9379978.3847 | 9379978.3847 | 9379978.3847 | 0
| ND1062 | Insourcing Drawing Management | Operational Support Systems | 2014/15 | 0 | Committed | 3a | 0 | 0 | 505001.4236 |  | 0 | 505001.4236 | [6 empty] | 0 | 0 | 0 | 0 | 0 | 0 | 0 | 0 | 0 | 0 | 50500.1424 | 252500.7118 | 202000.5694 | 0 | 0 | 0 | 0 | 0 | 0 | 0 | 0 | 0 | 0 | 0 | 505001.4236 | 505001.4236 | 505001.4236
| ND0949 | Meadowbank Substation 110 kV redevelopment | Asset Renewal | 2014/15 | 0 | Committed | 3a | 0 | 0 | 6108067.4917 | 0 | 2014288.697 | 4093778.7947 | 0 | 0 | 0 | 0 | 0 | 0 | 0 | 0 | 0 | 1710258.8977 | 2748630.3713 | 366484.0495 | 1282694.1733 | 0 | 0 | 0 | 0 | 0 | 0 | 0 | 0 | 0 | 0 | 0 | 0 | 0 | 0 | 0 | 0 | 0 | 6108067.4917 | 6108067.4917 | 6108067.4917 | 0
| ND1031 | Northern OPGW Program | Asset Renewal | 2014/15 | 0 | Committed | 3b | 0 | 0 | 130538.1038 | 0 | 0 | 130538.1038 | 0 | 0 | 0 | 0 | 0 | 0 | 112262.7693 | 9137.6673 | 9137.6673 | 0 | 0 | 0 | 0 | 0 | 0 | 0 | 0 | 0 | 0 | 0 | 0 | 0 | 0 | 0 | 0 | 0 | 0 | 0 | 0 | 0 | 130538.1038 | 130538.1038 | 130538.1038 | 0
| ND1348 | Operations Building accommodation expansion | Business Support | 2014/15 | 0 | Committed | 3a | 0 | 0 | 400046.8824 |  | 157217.4243 | 242829.4581 | [6 empty] | 0 | 0 | 0 | 0 | 0 | 0 | 0 | 0 | 0 | 0 | 40004.6882 | 200023.4412 | 160018.753 | 0 | 0 | 0 | 0 | 0 | 0 | 0 | 0 | 0 | 0 | 0 | 400046.8824 | 400046.8824 | 400046.8824
| ND0989 | Substation AC supply replacement program | Asset Renewal | 2014/15 | 0 | Committed | 3a | 0 | 0 | 323963.1774 |  | 0 | 323963.1774 | [6 empty] | 0 | 0 | 0 | 90709.6897 | 145783.4298 | 19437.7906 | 68032.2672 | 0 | 0 | 0 | 0 | 0 | 0 | 0 | 0 | 0 | 0 | 0 | 0 | 0 | 0 | 0 | 0 | 0 | 323963.1774 | 323963.1774 | 323963.1774
| ND0990 | Substation VESDA and fire suppression program | Asset Renewal | 2014/15 | 0 | Committed | 3a | 0 | 0 | 2453544.6522 |  | 0 | 2453544.6522 | [6 empty] | 0 | 0 | 0 | 686992.5026 | 1104095.0935 | 147212.6791 | 515244.377 | 0 | 0 | 0 | 0 | 0 | 0 | 0 | 0 | 0 | 0 | 0 | 0 | 0 | 0 | 0 | 0 | 0 | 2453544.6522 | 2453544.6522 | 2453544.6522
| ND0958 | Queenstown Substation Transformer T1 replacement | Asset Renewal | 2014/15 | 0 | Committed | 3b | 0 | 0 | 14292.4931 | 0 | 0 | 14292.4931 | 0 | 0 | 0 | 0 | 0 | 0 | 0 | 0 | 0 | 1858.0241 | 12148.6192 | 0 | 285.8499 | 0 | 0 | 0 | 0 | 0 | 0 | 0 | 0 | 0 | 0 | 0 | 0 | 0 | 0 | 0 | 0 | 0 | 14292.4931 | 14292.4931 | 14292.4931 | 0
| ND0709 | Tungatinah Substation 110 kV redevelopment | Asset Renewal | 2014/15 | 0 | Committed | 3b | 0 | 0 | 3900482.3536 | 0 | 0 | 3900482.3536 | 0 | 0 | 0 | 0 | 0 | 0 | 0 | 0 | 0 | 1092135.059 | 1755217.0591 | 234028.9412 | 819101.2943 | 0 | 0 | 0 | 0 | 0 | 0 | 0 | 0 | 0 | 0 | 0 | 0 | 0 | 0 | 0 | 0 | 0 | 3900482.3536 | 3900482.3536 | 3900482.3536 | 0
Projects to be commissioned in 2013-14 contribute to asset growth are expressed in $Dec2013, need to be adjusted to $June 2012 (used for asset growth calculation)
|  | CPI June 2012 to December 2013 | 3.662%
Projects estimates in $2013-14 nominal (ie $Dec 2013) to be converted to $June 2012
| ND1001 | Strategic easement acquisition | Land and Easements | 2013/14 | 15 |  |  |  | 1 | 499908 |  | 499908 | [23 empty] | 499908 | [7 empty] | 499908 | 499908 | 499908 | 0
Converted to $June 2012, project type assigned "0" so no real escalation is applied
| ND1001 | Strategic easement acquisition | Land and Easements | 2013/14 | 0 |  |  |  | 1 | 482246.1312 |  | 482246.1312 | [23 empty] | 482246.1312 | [7 empty] | 482246.1312 | 482246.1312 | 482246.1312 | 0

## EscalatorMapping
Table A1: Input cost escalators (% excl CPI)
This sheet transforms the input cost escalators (Table A1), provided by consultants, into a set that matches the cost components used in Transend's costs estimating process (Table A3). The mapping table (Table A2) defines the transformation parameters. | [12 empty] | 22 July 2013 forecasts CEG | Jun 12 to Dec 12 | Dec 12 to Dec 13 | Dec 13 to Dec 14 | Dec 14 to Dec 15 | Dec 15 to Dec 16 | Dec 16 to Dec 17 | Dec 17 to Dec 18 | Dec 18 to Dec 19 | Dec 19 to Dec 20
[13 empty] | Aluminium | 0.8834% | -0.1545% | 4.175% | 5.827% | 4.95% | 4.189% | 3.594%
[13 empty] | Copper | 1.249% | -0.791% | -0.8943% | 1.129% | 0.3032% | -0.3398% | -0.7412%
[13 empty] | Crude oil | 9.829% | 18.81% | -0.5308% | 2.831% | 2.566% | 2.137% | 1.751%
[13 empty] | Fabricated steel | -9.506% | -0.06373% | 0.6119% | 3.175% | 0.6334% | 0.2822% | -0.1227%
[13 empty] | General labour | 0.5364% | 1.028% | 0.4632% | 1.026% | 1.648% | 1.724% | 1.774%
[13 empty] | Producer margin | 0% | 0% | 0% | 0% | 0% | 0% | 0%
[13 empty] | Construction costs | 6.103% | 0.4772% | 0.4843% | 0.7475% | 0.4511% | 0.4024% | 0.06451%
Note: Table A2 is presented as Table 12 in the Project Estimating Manual | [12 empty] | TAS EGW Labour | 0.7658% | 0.2289% | -0.3196% | 1.075% | 2.013% | 2.002% | 1.975%
[13 empty] | Land & E'ments (Tas) | -6.208% | -4.029% | 4.75% | 4.8% | 4.9% | 5.05% | 5.15% |  |  | -12.03% | 4.7% | 4.8% | 4.8% | 5% | 5.1% | 5.2%
[23 empty] | Jun12 to Jun13 | Jun13 to Jun14 | Jun14 to Jun15 | Jun15 to Jun16 | Jun16 to Jun17 | Jun17 to Jun18 | Jun18 to Jun19
[13 empty] | CPI only | 0% | 0% | 0% | 0% | 0% | 0% | 0%
Table A2: Component-Input Escalator Mapping | [12 empty] | Table A3: Component escalators (% excl CPI)
| Aluminium | Copper | Crude oil | Fabricated steel | General labour | Producer margin | Construction costs | TAS EGW Labour | Land & Easements (Tas) |  |  | CPI |  | Jun 12 to Dec 12 | Dec 12 to Dec 13 | Dec 13 to Dec 14 | Dec 14 to Dec 15 | Dec 15 to Dec 16 | Dec 16 to Dec 17 | Dec 17 to Dec 18 | Dec 18 to Dec 19 | Dec 19 to Dec 20
Al | 100% | 0% | 0% | 0% | 0% | 0% | 0% | 0% | 0% | 0% | 0% | 0% | Al | 0.8834% | -0.1545% | 4.175% | 5.827% | 4.95% | 4.189% | 3.594% | 0% | 0%
Steel | 0% | 0% | 0% | 100% | 0% | 0% | 0% | 0% | 0% | 0% | 0% | 0% | Steel | -9.506% | -0.06373% | 0.6119% | 3.175% | 0.6334% | 0.2822% | -0.1227% | 0% | 0%
Cu | 0% | 100% | 0% | 0% | 0% | 0% | 0% | 0% | 0% | 0% | 0% | 0% | Cu | 1.249% | -0.791% | -0.8943% | 1.129% | 0.3032% | -0.3398% | -0.7412% | 0% | 0%
Concrete (Found.) | 0% | 0% | 20% | 0% | 0% | 0% | 80% | 0% | 0% | 0% | 0% | 0% | Concrete (Found.) | 6.848% | 4.144% | 0.2813% | 1.164% | 0.874% | 0.7493% | 0.4019% | 0% | 0%
Bldgs & Demol. | 0% | 0% | 0% | 0% | 0% | 0% | 100% | 0% | 0% | 0% | 0% | 0% | Bldgs & Demol. | 6.103% | 0.4772% | 0.4843% | 0.7475% | 0.4511% | 0.4024% | 0.06451% | 0% | 0%
Prod. Labour | 0% | 0% | 0% | 0% | 0% | 0% | 0% | 0% | 0% | 0% | 0% | 100% | Prod. Labour | 0% | 0% | 0% | 0% | 0% | 0% | 0% | 0% | 0%
Prod. Margin | 0% | 0% | 0% | 0% | 0% | 0% | 0% | 0% | 0% | 0% | 0% | 100% | Prod. Margin | 0% | 0% | 0% | 0% | 0% | 0% | 0% | 0% | 0%
Transport | 0% | 0% | 100% | 0% | 0% | 0% | 0% | 0% | 0% | 0% | 0% | 0% | Transport | 9.829% | 18.81% | -0.5308% | 2.831% | 2.566% | 2.137% | 1.751% | 0% | 0%
Material - Others | 0% | 0% | 0% | 0% | 0% | 0% | 0% | 0% | 0% | 0% | 0% | 100% | Material - Others | 0% | 0% | 0% | 0% | 0% | 0% | 0% | 0% | 0%
Plant Hire & Establishment | 0% | 0% | 0% | 0% | 0% | 0% | 100% | 0% | 0% | 0% | 0% | 0% | Plant Hire & Establishment | 6.103% | 0.4772% | 0.4843% | 0.7475% | 0.4511% | 0.4024% | 0.06451% | 0% | 0%
Labour-Ext-Civil & Gen. | 0% | 0% | 0% | 0% | 0% | 0% | 100% | 0% | 0% | 0% | 0% | 0% | Labour-Ext-Civil & Gen. | 6.103% | 0.4772% | 0.4843% | 0.7475% | 0.4511% | 0.4024% | 0.06451% | 0% | 0%
Labour-External-EGW | 0% | 0% | 0% | 0% | 0% | 0% | 0% | 100% | 0% | 0% | 0% | 0% | Labour-External-EGW | 0.7658% | 0.2289% | -0.3196% | 1.075% | 2.013% | 2.002% | 1.975% | 0% | 0%
Labour - Internal | 0% | 0% | 0% | 0% | 0% | 0% | 0% | 100% | 0% | 0% | 0% | 0% | Labour - Internal | 0.7658% | 0.2289% | -0.3196% | 1.075% | 2.013% | 2.002% | 1.975% | 0% | 0%
Labour - Other | 0% | 0% | 0% | 0% | 100% | 0% | 0% | 0% | 0% | 0% | 0% | 0% | Labour - Other | 0.5364% | 1.028% | 0.4632% | 1.026% | 1.648% | 1.724% | 1.774% | 0% | 0%
Land (Tas) | 0% | 0% | 0% | 0% | 0% | 0% | 0% | 0% | 100% | 0% | 0% | 0% | Land (Tas) | -6.208% | -4.029% | 4.75% | 4.8% | 4.9% | 5.05% | 5.15% | 0% | 0%
| 0% | 0% | 0% | 0% | 0% | 0% | 0% | 0% | 0% | 0% | 0% | 0% |  | 0% | 0% | 0% | 0% | 0% | 0% | 0% | 0% | 0%
| 0% | 0% | 0% | 0% | 0% | 0% | 0% | 0% | 0% | 0% | 0% | 0% |  | 0% | 0% | 0% | 0% | 0% | 0% | 0% | 0% | 0%
Non-Network (CPI only) | 0% | 0% | 0% | 0% | 0% | 0% | 0% | 0% | 0% | 0% | 0% | 100% | Non-Network (CPI only) | 0% | 0% | 0% | 0% | 0% | 0% | 0% | 0% | 0%

## Parameters
Table 1: Cost Breakdowns by Project Type
|  | LOA % | Components %
Type |  |  | Aluminium | Steel | Copper | Concrete (Found.) | Bldgs & Demol. | Prod. Labour | Prod. Margin | Transport | Material - Others | Plant Hire & Establishment | Labour-Ext-Civil & Gen. | Labour-External-EGW | Labour - Internal | Labour - Other | Land (Tas) |  |  | Non-Network
1 | TL-S | 2.07% | 8% | 10% | 0% | 3% | 0% | 3% | 3% | 1% | 3% | 9% | 24% | 30% | 5% | 1% | 0% | 0% | 0% | 0% | 0%
2 | TL-M | 2.07% | 9% | 11% | 0% | 3% | 0% | 3% | 3% | 1% | 5% | 8% | 25% | 27% | 4% | 1% | 0% | 0% | 0% | 0% | 0%
3 | TL-L-Br | 2.49% | 9% | 11% | 0% | 3% | 0% | 3% | 3% | 1% | 5% | 8% | 27% | 25% | 4% | 1% | 0% | 0% | 0% | 0% | 0%
4 | TL-L-Gr | 2.49% | 9% | 11% | 0% | 3% | 0% | 3% | 3% | 1% | 5% | 9% | 28% | 23% | 4% | 1% | 0% | 0% | 0% | 0% | 0%
5 | TC | 0% | 0% | 4% | 28% | 2% | 0% | 5% | 10% | 1% | 9% | 9% | 24% | 5% | 2% | 1% | 0% | 0% | 0% | 0% | 0%
6 | TL-Refurb | 1.72% | 6% | 5% | 0% | 8% | 0% | 3% | 1% | 1% | 9% | 14% | 12% | 21% | 19% | 1% | 0% | 0% | 0% | 0% | 0%
7 | SS-Gr | 1.44% | 2% | 5% | 4% | 8% | 7% | 7% | 6% | 2% | 5% | 5% | 10% | 28% | 10% | 1% | 0% | 0% | 0% | 0% | 0%
7a | (GIS) | 1.44% | 1% | 8% | 6% | 1% | 15% | 10% | 6% | 4% | 12% | 6% | 8% | 17% | 5% | 1% | 0% | 0% | 0% | 0% | 0%
8 | SS-Br-Sgle | 2.46% | 2% | 5% | 4% | 8% | 8% | 8% | 6% | 2% | 6% | 4% | 7% | 28% | 11% | 1% | 0% | 0% | 0% | 0% | 0%
8a | (GIS) | 2.46% | 1% | 7% | 5% | 1% | 12% | 10% | 6% | 4% | 4% | 4% | 6% | 28% | 11% | 1% | 0% | 0% | 0% | 0% | 0%
9 | SS-Br-Mult | 2.46% | 1% | 4% | 3% | 5% | 4% | 6% | 6% | 1% | 4% | 7% | 7% | 35% | 16% | 1% | 0% | 0% | 0% | 0% | 0%
10 | Net-TF | 2.46% | 0% | 11% | 9% | 6% | 0% | 27% | 19% | 8% | 4% | 1% | 10% | 3% | 1% | 1% | 0% | 0% | 0% | 0% | 0%
11 | Supp-TF | 2.46% | 0% | 11% | 9% | 4% | 0% | 27% | 15% | 8% | 4% | 1% | 11% | 8% | 1% | 1% | 0% | 0% | 0% | 0% | 0%
12 | P&C-Sgle | 2.46% | 0% | 2% | 6% | 0% | 2% | 10% | 6% | 0% | 12% | 1% | 6% | 40% | 14% | 1% | 0% | 0% | 0% | 0% | 0%
13 | P&C-Mult | 2.46% | 0% | 2% | 6% | 0% | 2% | 10% | 6% | 0% | 12% | 1% | 6% | 35% | 19% | 1% | 0% | 0% | 0% | 0% | 0%
14 | Cap Bank | 2.46% | 6% | 5% | 7% | 10% | 4% | 5% | 6% | 2% | 15% | 4% | 7% | 20% | 8% | 1% | 0% | 0% | 0% | 0% | 0%
15 | Land/E'ments (Tas) | 0% | 0% | 0% | 0% | 0% | 0% | 0% | 0% | 0% | 0% | 0% | 0% | 0% | 0% | 0% | 100% | 0% | 0% | 0% | 0%
16 |  | 0% | 0% | 0% | 0% | 0% | 0% | 0% | 0% | 0% | 0% | 0% | 0% | 0% | 0% | 0% | 0% | 0% | 0% | 0% | 0%
17 |  | 0% | 0% | 0% | 0% | 0% | 0% | 0% | 0% | 0% | 0% | 0% | 0% | 0% | 0% | 0% | 0% | 0% | 0% | 0% | 0%
18 | Non-Network | 0% | 0% | 0% | 0% | 0% | 0% | 0% | 0% | 0% | 0% | 0% | 0% | 0% | 0% | 0% | 0% | 0% | 0% | 100% | 0%
19 |  | 0% | 0% | 0% | 0% | 0% | 0% | 0% | 0% | 0% | 0% | 0% | 0% | 0% | 0% | 0% | 0% | 0% | 0% | 0% | 0%
20 |  | 0% | 0% | 0% | 0% | 0% | 0% | 0% | 0% | 0% | 0% | 0% | 0% | 0% | 0% | 0% | 0% | 0% | 0% | 0% | 0%
21 |  | 0% | 0% | 0% | 0% | 0% | 0% | 0% | 0% | 0% | 0% | 0% | 0% | 0% | 0% | 0% | 0% | 0% | 0% | 0% | 0%
22 |  | 0% | 0% | 0% | 0% | 0% | 0% | 0% | 0% | 0% | 0% | 0% | 0% | 0% | 0% | 0% | 0% | 0% | 0% | 0% | 0%
23 |  | 0% | 0% | 0% | 0% | 0% | 0% | 0% | 0% | 0% | 0% | 0% | 0% | 0% | 0% | 0% | 0% | 0% | 0% | 0% | 0%
24 |  | 0% | 0% | 0% | 0% | 0% | 0% | 0% | 0% | 0% | 0% | 0% | 0% | 0% | 0% | 0% | 0% | 0% | 0% | 0% | 0%
25 |  | 0% | 0% | 0% | 0% | 0% | 0% | 0% | 0% | 0% | 0% | 0% | 0% | 0% | 0% | 0% | 0% | 0% | 0% | 0% | 0%
26 |  | 0% | 0% | 0% | 0% | 0% | 0% | 0% | 0% | 0% | 0% | 0% | 0% | 0% | 0% | 0% | 0% | 0% | 0% | 0% | 0%
27 |  | 0% | 0% | 0% | 0% | 0% | 0% | 0% | 0% | 0% | 0% | 0% | 0% | 0% | 0% | 0% | 0% | 0% | 0% | 0% | 0%
28 |  | 0% | 0% | 0% | 0% | 0% | 0% | 0% | 0% | 0% | 0% | 0% | 0% | 0% | 0% | 0% | 0% | 0% | 0% | 0% | 0%
29 |  | 0% | 0% | 0% | 0% | 0% | 0% | 0% | 0% | 0% | 0% | 0% | 0% | 0% | 0% | 0% | 0% | 0% | 0% | 0% | 0%
Table 2a: CPI | [11 empty] | Table 2b: Cumulative CPI (to June) from June 2012 | [11 empty] | Table 2c: Show Dollars Inflated to
|  | 2013-06-01 | 2014-06-01 | 2015-06-01 | 2016-06-01 | 2017-06-01 | 2018-06-01 | 2019-06-01 | 2020-06-01 | 2021-06-01 |  |  |  |  | 2013-06-01 | 2014-06-01 | 2015-06-01 | 2016-06-01 | 2017-06-01 | 2018-06-01 | 2019-06-01 | 2020-06-01 | 2021-06-01 | June in Year | Inflation
CPI |  | 2013-06-01: 2.39%; 2014-06-01: 2.5% |  | CPI |  |  | 2.39% | 4.95% | 4.95% | 4.95% | 4.95% | 4.95% | 4.95% | 4.95% | 4.95% | 2014 | 4.95%
Table 3a: Cost Escalators by Component (excl. CPI) - From EscalatorMapping Sheet | [11 empty] | Table 3b: Cumulative Escalators by Component (excl. CPI) (To Dec) | [11 empty] | Table 4: Component Weighted Escalators by Project Type
Component |  | 2012-12-01 | 2013-12-01 | 2014-12-01 | 2015-12-01 | 2016-12-01 | 2017-12-01 | 2018-12-01 | 2019-12-01 | 2020-12-01 |  | Component |  |  | 2012-12-01 | 2013-12-01 | 2014-12-01 | 2015-12-01 | 2016-12-01 | 2017-12-01 | 2018-12-01 | 2019-12-01 | 2020-12-01 | Type | 2012-12-01 | 2013-12-01 | 2014-12-01 | 2015-12-01 | 2016-12-01 | 2017-12-01 | 2018-12-01 | 2019-12-01 | 2020-12-01
Aluminium |  | 0.8834% | -0.1545% | 4.175% | 5.827% | 4.95% | 4.189% | 3.594% | 0% | 0% |  | Aluminium |  |  | 0.8834% | 0.7276% | 4.933% | 11.05% | 16.54% | 21.43% | 25.79% | 25.79% | 25.79% | 1 | #VALUE! | 2.29% | 2.747% | 4.254% | 5.712% | 7.073% | 8.223% | 8.223% | 8.223%
Steel |  | -9.506% | -0.06373% | 0.6119% | 3.175% | 0.6334% | 0.2822% | -0.1227% | 0% | 0% |  | Steel |  |  | -9.506% | -9.563% | -9.01% | -6.121% | -5.527% | -5.26% | -5.376% | -5.376% | -5.376% | 2 | #VALUE! | 2.162% | 2.679% | 4.233% | 5.67% | 7% | 8.108% | 8.108% | 8.108%
Copper |  | 1.249% | -0.791% | -0.8943% | 1.129% | 0.3032% | -0.3398% | -0.7412% | 0% | 0% |  | Copper |  |  | 1.249% | 0.4478% | -0.4505% | 0.6737% | 0.979% | 0.6358% | -0.1101% | -0.1101% | -0.1101% | 3 | #VALUE! | 2.274% | 2.808% | 4.357% | 5.762% | 7.059% | 8.127% | 8.127% | 8.127%
Concrete (Found.) |  | 6.848% | 4.144% | 0.2813% | 1.164% | 0.874% | 0.7493% | 0.4019% | 0% | 0% |  | Concrete (Found.) |  |  | 6.848% | 11.28% | 11.59% | 12.89% | 13.87% | 14.73% | 15.19% | 15.19% | 15.19% | 4 | #VALUE! | 2.387% | 2.937% | 4.48% | 5.854% | 7.118% | 8.146% | 8.146% | 8.146%
Bldgs & Demol. |  | 6.103% | 0.4772% | 0.4843% | 0.7475% | 0.4511% | 0.4024% | 0.06451% | 0% | 0% |  | Bldgs & Demol. |  |  | 6.103% | 6.609% | 7.125% | 7.926% | 8.413% | 8.849% | 8.919% | 8.919% | 8.919% | 5 | #VALUE! | 2.54% | 2.462% | 3.306% | 3.79% | 4.058% | 4.067% | 4.067% | 4.067%
Prod. Labour | [11 empty] | Prod. Labour |  |  | 0% | 0% | 0% | 0% | 0% | 0% | 0% | 0% | 0% | 6 | #VALUE! | 2.905% | 3.213% | 4.517% | 5.952% | 7.319% | 8.51% | 8.51% | 8.51% | bar: 2012-12-01 to 2020-12-01
Prod. Margin | [11 empty] | Prod. Margin |  |  | 0% | 0% | 0% | 0% | 0% | 0% | 0% | 0% | 0% | 7 | #VALUE! | 2.914% | 2.997% | 4.084% | 5.286% | 6.414% | 7.38% | 7.38% | 7.38% | bar: 2012-12-01 to 2020-12-01
Transport |  | 9.829% | 18.81% | -0.5308% | 2.831% | 2.566% | 2.137% | 1.751% | 0% | 0% |  | Transport |  |  | 9.829% | 30.49% | 29.79% | 33.47% | 36.89% | 39.82% | 42.27% | 42.27% | 42.27% | 7a | #VALUE! | 2.753% | 2.844% | 3.845% | 4.721% | 5.498% | 6.09% | 6.09% | 6.09%
Material - Others | [11 empty] | Material - Others |  |  | 0% | 0% | 0% | 0% | 0% | 0% | 0% | 0% | 0% | 8 | #VALUE! | 2.726% | 2.79% | 3.864% | 5.072% | 6.207% | 7.192% | 7.192% | 7.192% | bar: 2012-12-01 to 2020-12-01
Plant Hire & Establishment |  | 6.103% | 0.4772% | 0.4843% | 0.7475% | 0.4511% | 0.4024% | 0.06451% | 0% | 0% |  | Plant Hire & Establishment |  |  | 6.103% | 6.609% | 7.125% | 7.926% | 8.413% | 8.849% | 8.919% | 8.919% | 8.919% | 8a | #VALUE! | 2.551% | 2.554% | 3.643% | 4.825% | 5.925% | 6.876% | 6.876% | 6.876%
Labour-Ext-Civil & Gen. |  | 6.103% | 0.4772% | 0.4843% | 0.7475% | 0.4511% | 0.4024% | 0.06451% | 0% | 0% |  | Labour-Ext-Civil & Gen. |  |  | 6.103% | 6.609% | 7.125% | 7.926% | 8.413% | 8.849% | 8.919% | 8.919% | 8.919% | 9 | #VALUE! | 2.22% | 2.199% | 3.218% | 4.539% | 5.816% | 6.979% | 6.979% | 6.979%
Labour-External-EGW |  | 0.7658% | 0.2289% | -0.3196% | 1.075% | 2.013% | 2.002% | 1.975% | 0% | 0% |  | Labour-External-EGW |  |  | 0.7658% | 0.9965% | 0.6737% | 1.756% | 3.805% | 5.883% | 7.974% | 7.974% | 7.974% | 10 | #VALUE! | 2.886% | 2.878% | 3.811% | 4.39% | 4.822% | 5.076% | 5.076% | 5.076%
Labour - Internal |  | 0.7658% | 0.2289% | -0.3196% | 1.075% | 2.013% | 2.002% | 1.975% | 0% | 0% |  | Labour - Internal |  |  | 0.7658% | 0.9965% | 0.6737% | 1.756% | 3.805% | 5.883% | 7.974% | 7.974% | 7.974% | 11 | #VALUE! | 2.777% | 2.752% | 3.72% | 4.386% | 4.911% | 5.261% | 5.261% | 5.261%
Labour - Other |  | 0.5364% | 1.028% | 0.4632% | 1.026% | 1.648% | 1.724% | 1.774% | 0% | 0% |  | Labour - Other |  |  | 0.5364% | 1.57% | 2.04% | 3.087% | 4.786% | 6.593% | 8.484% | 8.484% | 8.484% | 12 | #VALUE! | 0.9842% | 0.8183% | 1.611% | 2.808% | 3.972% | 5.079% | 5.079% | 5.079%
Land (Tas) |  | -6.208% | -4.029% | 4.75% | 4.8% | 4.9% | 5.05% | 5.15% | 0% | 0% |  | Land (Tas) |  |  | -6.208% | -9.986% | -5.711% | -1.185% | 3.657% | 8.892% | 14.5% | 14.5% | 14.5% | 13 | #VALUE! | 0.9842% | 0.8183% | 1.611% | 2.808% | 3.972% | 5.079% | 5.079% | 5.079%
0 | [11 empty] | 0 |  |  | 0% | 0% | 0% | 0% | 0% | 0% | 0% | 0% | 0% | 14 | #VALUE! | 2.62% | 2.847% | 4.074% | 5.285% | 6.377% | 7.291% | 7.291% | 7.291% | bar: 2012-12-01 to 2020-12-01
0 | [11 empty] | 0 |  |  | 0% | 0% | 0% | 0% | 0% | 0% | 0% | 0% | 0% | 15 | #VALUE! | -9.986% | -5.711% | -1.185% | 3.657% | 8.892% | 14.5% | 14.5% | 14.5% | bar: 2012-12-01 to 2020-12-01
Non-Network | [11 empty] | Non-Network |  |  | 0% | 0% | 0% | 0% | 0% | 0% | 0% | 0% | 0% | 16 | #VALUE! | 0% | 0% | 0% | 0% | 0% | 0% | 0% | 0% | bar: 2012-12-01 to 2020-12-01
0 | [11 empty] | 0 |  |  | 0% | 0% | 0% | 0% | 0% | 0% | 0% | 0% | 0% | 17 | #VALUE! | 0% | 0% | 0% | 0% | 0% | 0% | 0% | 0% | bar: 2012-12-01 to 2020-12-01
[24 empty] | 18 | #VALUE! | 0% | 0% | 0% | 0% | 0% | 0% | 0% | 0%
[24 empty] | 19 | #VALUE! | 0% | 0% | 0% | 0% | 0% | 0% | 0% | 0%
Table 6: Start Financial Year |  | 2013-12-01: Table 5a: Project Categories |  | Table 5b: Categories Combined | [11 empty] | 20 | #VALUE! | 0% | 0% | 0% | 0% | 0% | 0% | 0% | 0%
(20XX/XY) |  | 2013-12-01: Network; 2017-12-01: Non-Network |  | Augmentation |  |  |  |  | CALC: Join and Remove Blanks | [6 empty] | 21 | #VALUE! | 0% | 0% | 0% | 0% | 0% | 0% | 0% | 0%
2012/13 |  | 2013-12-01: Augmentation; 2017-12-01: Information Technology |  | Connection |  |  |  |  | 1 | Augmentation | [5 empty] | 22 | #VALUE! | 0% | 0% | 0% | 0% | 0% | 0% | 0% | 0%
|  | 2013-12-01: Connection; 2017-12-01: Business Support |  | Land and Easements |  |  |  |  | 2 | Connection | [5 empty] | 23 | #VALUE! | 0% | 0% | 0% | 0% | 0% | 0% | 0% | 0%
|  | 2013-12-01: Land and Easements |  | Asset Renewal |  |  |  |  | 3 | Land and Easements | [5 empty] | 24 | #VALUE! | 0% | 0% | 0% | 0% | 0% | 0% | 0% | 0%
|  | 2013-12-01: Asset Renewal |  | Physical Security / Compliance |  |  |  |  | 4 | Asset Renewal | [5 empty] | 25 | #VALUE! | 0% | 0% | 0% | 0% | 0% | 0% | 0% | 0%
|  | 2013-12-01: Physical Security / Compliance |  | Inventory / Spares |  |  |  |  | 5 | Physical Security / Compliance | [5 empty] | 26 | #VALUE! | 0% | 0% | 0% | 0% | 0% | 0% | 0% | 0%
|  | 2013-12-01: Inventory / Spares |  | Operational Support Systems |  |  |  |  | 6 | Inventory / Spares | [5 empty] | 27 | #VALUE! | 0% | 0% | 0% | 0% | 0% | 0% | 0% | 0%
|  | 2013-12-01: Operational Support Systems |  | Information Technology |  |  |  |  | 7 | Operational Support Systems | [5 empty] | 28 | #VALUE! | 0% | 0% | 0% | 0% | 0% | 0% | 0% | 0%
[12 empty] | Business Support | [5 empty] | 0 | [5 empty] | 29 | #VALUE! | 0% | 0% | 0% | 0% | 0% | 0% | 0% | 0%
0
0
[17 empty] | 11 | Information Technology
[17 empty] | 12 | Business Support
0 | bar: 2013-12-01
0
0
0
0
0
0
0
Parameters!$S$65:$S$73
Formulas:
Labour - Internal = D38:[Transport]
Note on D3: Level of Accuracy

## Base Costs
[8 empty] | Spend Profile ($m) | [8 empty] | Commission Profile ($m) | [8 empty] | WIP ($m)
Total | [5 empty] | 1=Y/0=N | 261639029.4002 | 0 | 6322088.8204 | 47825074.0798 | 60192048.375 | 53924725.375 | 47748663.375 | 39837117.375 | 5789312 | 0 | 0 | 518287.1312 | 49278732.769 | 41021425.375 | 73039845.375 | 37226569.375 | 52250446.375 | 61818 | 8241905 | 5803801.6892 | Asset Class %
ID | Projects | Category | Comm Yr | Type | Program | Asset Growth | Base Cost | 2012/13 | 2013/14 | 2014/15 | 2015/16 | 2016/17 | 2017/18 | 2018/19 | 2019/20 | 2020/21 | 2012/13 | 2013/14 | 2014/15 | 2015/16 | 2016/17 | 2017/18 | 2018/19 | 2019/20 | 2020/21 | June 2014 | TL60 | TL45 | TL10 | SS60 | SS45 | SS15 | PC15 | PC4 | TO10 | TO4 | Other40 | Other9 | Other4 | Com45 | Com10 | Com5 | LB | 0 | 0 | 0 | 0 | 0 | 0 | 0 | Asset Class Check
ND0826 | Avoca Substation 110 kV Redevelopment | Asset Renewal | 2014/15 | 0 | 0 | 0 | 269400.1556 | 0 | 0 | 269400.1556 | 0 | 0 | 0 | 0 | 0 | 0 | 0 | 0 | 269400.1556 | 0 | 0 | 0 | 0 | 0 | 0 | 0 | 0% | 0% | 0% | 28% | 45% | 6% | 21% | 0% | 0% | 0% | 0% | 0% | 0% | 0% | 0% | 0% | 0% | 0% | 0% | 0% | 0% | 0% | 0% | 0% | 100%
ND1306 | Bridgewater 110 kV transmission line security augmentation | Augmentation | 2016/17 | 1 | 0 | 0 | 1449642 | 0 | 0 | 674 | 334344 | 1114624 | 0 | 0 | 0 | 0 | 0 | 0 | 0 | 0 | 1449642 | 0 | 0 | 0 | 0 | 0 | 25.81% | 2.101% | 2.101% | 16.48% | 26.48% | 3.531% | 23.5% | 0% | 0% | 0% | 0% | 0% | 0% | 0% | 0% | 0% | 0% | 0% | 0% | 0% | 0% | 0% | 0% | 0% | 100%
ND0908 | Burnie Substation 110 kV redevelopment | Asset Renewal | 2014/15 | 0 | 0 | 0 | 27632.1534 | 0 | 0 | 27632.1534 | 0 | 0 | 0 | 0 | 0 | 0 | 0 | 0 | 27632.1534 | 0 | 0 | 0 | 0 | 0 | 0 | 0 | 0% | 0% | 0% | 28% | 45% | 6% | 21% | 0% | 0% | 0% | 0% | 0% | 0% | 0% | 0% | 0% | 0% | 0% | 0% | 0% | 0% | 0% | 0% | 0% | 100%
ND1307 | Condition Based Risk Management System (Stage 2) | Operational Support Systems | 2018/19 | 18 | 0 | 0 | 454350 | 0 | 0 | 0 | 0 | 0 | 0 | 454350 | 0 | 0 | 0 | 0 | 0 | 0 | 0 | 0 | 454350 | 0 | 0 | 0 | 0% | 0% | 0% | 0% | 0% | 0% | 0% | 0% | 100% | 0% | 0% | 0% | 0% | 0% | 0% | 0% | 0% | 0% | 0% | 0% | 0% | 0% | 0% | 0% | 100%
TBA1 | Consumer engagement management system | Operational Support Systems | 2017/18 | 18 | 0 | 0 | 980000 | 0 | 0 | 155000 | 480000 | 265000 | 80000 | 0 | 0 | 0 | 0 | 0 | 0 | 0 | 0 | 980000 | 0 | 0 | 0 | 0 | 0% | 0% | 0% | 0% | 0% | 0% | 0% | 0% | 100% | 0% | 0% | 0% | 0% | 0% | 0% | 0% | 0% | 0% | 0% | 0% | 0% | 0% | 0% | 0% | 100%
ND0733 | Creek Road Substation 110 kV redevelopment | Asset Renewal | 2014/15 | 0 | 0 | 0 | 962930.9974 | 0 | 0 | 962930.9974 | 0 | 0 | 0 | 0 | 0 | 0 | 0 | 0 | 962930.9974 | 0 | 0 | 0 | 0 | 0 | 0 | 0 | 0% | 0% | 0% | 28% | 45% | 6% | 21% | 0% | 0% | 0% | 0% | 0% | 0% | 0% | 0% | 0% | 0% | 0% | 0% | 0% | 0% | 0% | 0% | 0% | 100%
TBA3 | Derwent Bridge transmission line redevelopment | Asset Renewal | 2016/17 | 1 | 0 | 0 | 1000000 | 0 | 0 | 400000 | 600000 | 0 | 0 | 0 | 0 | 0 | 0 | 0 | 0 | 0 | 1000000 | 0 | 0 | 0 | 0 | 0 | 86% | 7% | 7% | 0% | 0% | 0% | 0% | 0% | 0% | 0% | 0% | 0% | 0% | 0% | 0% | 0% | 0% | 0% | 0% | 0% | 0% | 0% | 0% | 0% | 100%
ND1211 | Enterprise Asset Management system | Operational Support Systems | 2018/19 | 18 | 1 | 0 | 5939000 | 0 | 0 | 300000 | 3107500 | 1219000 | 562500 | 750000 | 0 | 0 | 0 | 0 | 300000 | 3107500 | 1219000 | 562500 | 750000 | 0 | 0 | 0 | 0% | 0% | 0% | 0% | 0% | 0% | 0% | 0% | 100% | 0% | 0% | 0% | 0% | 0% | 0% | 0% | 0% | 0% | 0% | 0% | 0% | 0% | 0% | 0% | 100%
TBA2 | Facilities Access Control System | Business support | 2014/15 | 18 | 0 | 0 | 158278 | 0 | 0 | 158278 | 0 | 0 | 0 | 0 | 0 | 0 | 0 | 0 | 158278 | 0 | 0 | 0 | 0 | 0 | 0 | 0 | 0% | 0% | 0% | 0% | 0% | 0% | 0% | 0% | 0% | 0% | 0% | 100% | 0% | 0% | 0% | 0% | 0% | 0% | 0% | 0% | 0% | 0% | 0% | 0% | 100%
ND1116 | Fault Level Mitigation Program | Connection | 2016/17 | 9 | 1 | 0 | 3028432 | 0 | 0 | 380472 | 2595282 | 52678 | 0 | 0 | 0 | 0 | 0 | 0 | 380472 | 2595282 | 52678 | 0 | 0 | 0 | 0 | 0 | 0% | 0% | 0% | 15.39% | 78.61% | 0.9578% | 5.033% | 0% | 0% | 0% | 0% | 0% | 0% | 0% | 0% | 0% | 0% | 0% | 0% | 0% | 0% | 0% | 0% | 0% | 100%
ND0789 | Fleet Vehicle Procurement program | Business support | 2018/19 | 18 | 1 | 0 | 3157000 | 0 | 0 | 640000 | 957000 | 600000 | 200000 | 760000 | 0 | 0 | 0 | 0 | 640000 | 957000 | 600000 | 200000 | 760000 | 0 | 0 | 0 | 0% | 0% | 0% | 0% | 0% | 0% | 0% | 0% | 0% | 0% | 0% | 100% | 0% | 0% | 0% | 0% | 0% | 0% | 0% | 0% | 0% | 0% | 0% | 0% | 100%
ND1240 | Geographical Information System renewal and data collection tools | Operational Support Systems | 2018/19 | 15 | 1 | 0 | 500000 | 0 | 0 | 100000 | 100000 | 100000 | 100000 | 100000 | 0 | 0 | 0 | 0 | 100000 | 100000 | 100000 | 100000 | 100000 | 0 | 0 | 0 | 0% | 0% | 0% | 0% | 0% | 0% | 0% | 0% | 0% | 0% | 0% | 0% | 100% | 0% | 0% | 0% | 0% | 0% | 0% | 0% | 0% | 0% | 0% | 0% | 100%
ND0937 | George Town Substation 110 kV redevelopment | Asset Renewal | 2014/15 | 0 | 0 | 0 | 9379978.3847 | 0 | 3477848.5679 | 5902129.8168 | 0 | 0 | 0 | 0 | 0 | 0 | 0 | 0 | 9379978.3847 | 0 | 0 | 0 | 0 | 0 | 0 | 3477848.5679 | 0% | 0% | 0% | 28% | 45% | 6% | 21% | 0% | 0% | 0% | 0% | 0% | 0% | 0% | 0% | 0% | 0% | 0% | 0% | 0% | 0% | 0% | 0% | 0% | 100%
ND1214 | High Voltage switchgear refurbishment program | Asset Renewal | 2018/19 | 9 | 1 | 0 | 2319152 | 0 | 0 | 0 | 0 | 312462 | 1392526 | 614164 | 0 | 0 | 0 | 0 | 0 | 0 | 312462 | 1392526 | 614164 | 0 | 0 | 0 | 0% | 0% | 0% | 28% | 45% | 6% | 21% | 0% | 0% | 0% | 0% | 0% | 0% | 0% | 0% | 0% | 0% | 0% | 0% | 0% | 0% | 0% | 0% | 0% | 100%
ND1215 | HV Feeder protection renewal program | Asset Renewal | 2019/20 | 13 | 1 | 0 | 2371472 | 0 | 0 | 0 | 0 | 0 | 308291 | 2039466 | 23715 | 0 | 0 | 0 | 0 | 0 | 0 | 308291 | 2039466 | 23715 | 0 | 0 | 0% | 0% | 0% | 0% | 0% | 0% | 100% | 0% | 0% | 0% | 0% | 0% | 0% | 0% | 0% | 0% | 0% | 0% | 0% | 0% | 0% | 0% | 0% | 0% | 100%
ND1205-1 | Information Technology applications program | Information Technology | 2018/19 | 18 | 1 | 0 | 5169798.4 | 0 | 0 | 1426609.6 | 506313.6 | 875056 | 1715209.6 | 646609.6 | 0 | 0 | 0 | 0 | 1426609.6 | 506313.6 | 875056 | 1715209.6 | 646609.6 | 0 | 0 | 0 | 0% | 0% | 0% | 0% | 0% | 0% | 0% | 0% | 0% | 0% | 0% | 0% | 100% | 0% | 0% | 0% | 0% | 0% | 0% | 0% | 0% | 0% | 0% | 0% | 100%
ND1205-2 | Information Technology applications program | Operational Support Systems | 2018/19 | 18 | 1 | 0 | 4772121.6 | 0 | 0 | 1316870.4 | 467366.4 | 807744 | 1583270.4 | 596870.4 | 0 | 0 | 0 | 0 | 1316870.4 | 467366.4 | 807744 | 1583270.4 | 596870.4 | 0 | 0 | 0 | 0% | 0% | 0% | 0% | 0% | 0% | 0% | 0% | 0% | 0% | 0% | 0% | 100% | 0% | 0% | 0% | 0% | 0% | 0% | 0% | 0% | 0% | 0% | 0% | 100%
ND1206-1 | Information Technology desktop program | Information Technology | 2018/19 | 18 | 1 | 0 | 382843.2 | 0 | 0 | 71731.36 | 91511.84 | 74100 | 86096.32 | 59403.68 | 0 | 0 | 0 | 0 | 71731.36 | 91511.84 | 74100 | 86096.32 | 59403.68 | 0 | 0 | 0 | 0% | 0% | 0% | 0% | 0% | 0% | 0% | 0% | 0% | 0% | 0% | 0% | 100% | 0% | 0% | 0% | 0% | 0% | 0% | 0% | 0% | 0% | 0% | 0% | 100%
ND1206-2 | Information Technology desktop program | Operational Support Systems | 2018/19 | 18 | 1 | 0 | 2009926.8 | 0 | 0 | 376589.64 | 480437.16 | 389025 | 452005.68 | 311869.32 | 0 | 0 | 0 | 0 | 376589.64 | 480437.16 | 389025 | 452005.68 | 311869.32 | 0 | 0 | 0 | 0% | 0% | 0% | 0% | 0% | 0% | 0% | 0% | 0% | 0% | 0% | 0% | 100% | 0% | 0% | 0% | 0% | 0% | 0% | 0% | 0% | 0% | 0% | 0% | 100%
ND1207-1 | Information Technology infrastructure program | Information Technology | 2018/19 | 18 | 1 | 0 | 814005.76 | 0 | 0 | 85188.32 | 429633.12 | 188550.72 | 50618.08 | 60015.52 | 0 | 0 | 0 | 0 | 85188.32 | 429633.12 | 188550.72 | 50618.08 | 60015.52 | 0 | 0 | 0 | 0% | 0% | 0% | 0% | 0% | 0% | 0% | 0% | 0% | 0% | 0% | 0% | 100% | 0% | 0% | 0% | 0% | 0% | 0% | 0% | 0% | 0% | 0% | 0% | 100%
ND1207-2 | Information Technology infrastructure program | Operational Support Systems | 2018/19 | 18 | 1 | 0 | 4273530.24 | 0 | 0 | 447238.68 | 2255573.88 | 989891.28 | 265744.92 | 315081.48 | 0 | 0 | 0 | 0 | 447238.68 | 2255573.88 | 989891.28 | 265744.92 | 315081.48 | 0 | 0 | 0 | 0% | 0% | 0% | 0% | 0% | 0% | 0% | 0% | 0% | 0% | 0% | 0% | 100% | 0% | 0% | 0% | 0% | 0% | 0% | 0% | 0% | 0% | 0% | 0% | 100%
ND1260-1 | Information Technology security system program | Information Technology | 2018/19 | 18 | 1 | 0 | 278148 | 0 | 0 | 75800.16 | 27863.36 | 100006.24 | 54784.16 | 19694.08 | 0 | 0 | 0 | 0 | 75800.16 | 27863.36 | 100006.24 | 54784.16 | 19694.08 | 0 | 0 | 0 | 0% | 0% | 0% | 0% | 0% | 0% | 0% | 0% | 0% | 0% | 0% | 0% | 100% | 0% | 0% | 0% | 0% | 0% | 0% | 0% | 0% | 0% | 0% | 0% | 100%
ND1260-2 | Information Technology security system program | Operational Support Systems | 2018/19 | 18 | 1 | 0 | 1460277 | 0 | 0 | 397950.84 | 146282.64 | 525032.76 | 287616.84 | 103393.92 | 0 | 0 | 0 | 0 | 397950.84 | 146282.64 | 525032.76 | 287616.84 | 103393.92 | 0 | 0 | 0 | 0% | 0% | 0% | 0% | 0% | 0% | 0% | 0% | 0% | 0% | 0% | 0% | 100% | 0% | 0% | 0% | 0% | 0% | 0% | 0% | 0% | 0% | 0% | 0% | 100%
ND1062 | Insourcing Drawing Management | Operational Support Systems | 2014/15 | 0 | 0 | 0 | 505001.4236 | 0 | 0 | 505001.4236 | 0 | 0 | 0 | 0 | 0 | 0 | 0 | 0 | 505001.4236 | 0 | 0 | 0 | 0 | 0 | 0 | 0 | 0% | 0% | 0% | 0% | 0% | 0% | 0% | 0% | 0% | 0% | 10% | 50% | 40% | 0% | 0% | 0% | 0% | 0% | 0% | 0% | 0% | 0% | 0% | 0% | 100%
ND0948 | Lindisfarne Substation transformer T2 and T3 replacement | Asset Renewal | 2018/19 | 11 | 0 | 0 | 5815000 | 0 | 0 | 0 | 0 | 50000 | 4217000 | 1548000 | 0 | 0 | 0 | 0 | 0 | 0 | 0 | 0 | 5815000 | 0 | 0 | 0 | 0% | 0% | 0% | 13% | 85% | 0% | 2% | 0% | 0% | 0% | 0% | 0% | 0% | 0% | 0% | 0% | 0% | 0% | 0% | 0% | 0% | 0% | 0% | 0% | 100%
ND0949 | Meadowbank Substation 110 kV redevelopment | Asset Renewal | 2014/15 | 0 | 0 | 0 | 6108067.4917 | 0 | 2014288.697 | 4093778.7947 | 0 | 0 | 0 | 0 | 0 | 0 | 0 | 0 | 6108067.4917 | 0 | 0 | 0 | 0 | 0 | 0 | 2014288.697 | 0% | 0% | 0% | 28% | 45% | 6% | 21% | 0% | 0% | 0% | 0% | 0% | 0% | 0% | 0% | 0% | 0% | 0% | 0% | 0% | 0% | 0% | 0% | 0% | 100%
ND1232 | Network Modelling Enhancement program | Operational Support Systems | 2018/19 | 18 | 1 | 0 | 770000 | 0 | 0 | 323400 | 100100 | 223300 | 100100 | 23100 | 0 | 0 | 0 | 0 | 323400 | 100100 | 223300 | 100100 | 23100 | 0 | 0 | 0 | 0% | 0% | 0% | 0% | 0% | 0% | 0% | 0% | 100% | 0% | 0% | 0% | 0% | 0% | 0% | 0% | 0% | 0% | 0% | 0% | 0% | 0% | 0% | 0% | 100%
ND1233 | Network Operations and Control System enhancement program | Operational Support Systems | 2018/19 | 18 | 1 | 0 | 3601000 | 0 | 0 | 580000 | 385250 | 1215250 | 835250 | 585250 | 0 | 0 | 0 | 0 | 580000 | 385250 | 1215250 | 835250 | 585250 | 0 | 0 | 0 | 0% | 0% | 0% | 0% | 0% | 0% | 0% | 0% | 100% | 0% | 0% | 0% | 0% | 0% | 0% | 0% | 0% | 0% | 0% | 0% | 0% | 0% | 0% | 0% | 100%
ND1219 | Newton - Queenstown Security Augmentation | Augmentation | 2016/17 | 2 | 0 | 1 | 12518788 | 0 | 0 | 341282 | 3873222 | 8304284 | 0 | 0 | 0 | 0 | 0 | 0 | 0 | 0 | 12518788 | 0 | 0 | 0 | 0 | 0 | 18.9% | 1.538% | 1.538% | 21.56% | 34.65% | 4.62% | 16.17% | 0% | 0% | 0% | 0% | 0% | 0% | 0% | 0% | 0% | 1.028% | 0% | 0% | 0% | 0% | 0% | 0% | 0% | 100%
ND1220 | North Hobart Substation 11 kV connection point | Connection | 2016/17 | 9 | 0 | 0 | 4268527 | 0 | 0 | 575103 | 2563021 | 1130403 | 0 | 0 | 0 | 0 | 0 | 0 | 0 | 0 | 4268527 | 0 | 0 | 0 | 0 | 0 | 0% | 0% | 0% | 28% | 45% | 6% | 21% | 0% | 0% | 0% | 0% | 0% | 0% | 0% | 0% | 0% | 0% | 0% | 0% | 0% | 0% | 0% | 0% | 0% | 100%
ND1031 | Northern OPGW Program | Asset Renewal | 2014/15 | 0 | 0 | 0 | 130538.1038 | 0 | 0 | 130538.1038 | 0 | 0 | 0 | 0 | 0 | 0 | 0 | 0 | 130538.1038 | 0 | 0 | 0 | 0 | 0 | 0 | 0 | 86% | 7% | 7% | 0% | 0% | 0% | 0% | 0% | 0% | 0% | 0% | 0% | 0% | 0% | 0% | 0% | 0% | 0% | 0% | 0% | 0% | 0% | 0% | 0% | 100%
ND0790 | Office equipment and minor assets | Business support | 2018/19 | 18 | 1 | 0 | 400000 | 0 | 0 | 80000 | 80000 | 80000 | 80000 | 80000 | 0 | 0 | 0 | 0 | 80000 | 80000 | 80000 | 80000 | 80000 | 0 | 0 | 0 | 0% | 0% | 0% | 0% | 0% | 0% | 0% | 0% | 0% | 0% | 0% | 100% | 0% | 0% | 0% | 0% | 0% | 0% | 0% | 0% | 0% | 0% | 0% | 0% | 100%
ND1348 | Operations Building accommodation expansion | Business Support | 2014/15 | 0 | 0 | 0 | 400046.8824 | 0 | 157217.4243 | 242829.4581 | 0 | 0 | 0 | 0 | 0 | 0 | 0 | 0 | 400046.8824 | 0 | 0 | 0 | 0 | 0 | 0 | 157217.4243 | 0% | 0% | 0% | 0% | 0% | 0% | 0% | 0% | 0% | 0% | 10% | 50% | 40% | 0% | 0% | 0% | 0% | 0% | 0% | 0% | 0% | 0% | 0% | 0% | 100%
ND1221 | Operations Building air conditioning renewal | Business support | 2018/19 | 18 | 0 | 0 | 346150 | 0 | 0 | 159850 | 46000 | 51750 | 56350 | 32200 | 0 | 0 | 0 | 0 | 0 | 0 | 0 | 0 | 346150 | 0 | 0 | 0 | 0% | 0% | 0% | 0% | 0% | 0% | 0% | 0% | 0% | 0% | 0% | 100% | 0% | 0% | 0% | 0% | 0% | 0% | 0% | 0% | 0% | 0% | 0% | 0% | 100%
ND1275 | Operations Building compliance program | Business support | 2015/16 | 18 | 0 | 0 | 700000 | 0 | 0 | 105000 | 595000 | 0 | 0 | 0 | 0 | 0 | 0 | 0 | 0 | 700000 | 0 | 0 | 0 | 0 | 0 | 0 | 0% | 0% | 0% | 0% | 0% | 0% | 0% | 0% | 0% | 0% | 100% | 0% | 0% | 0% | 0% | 0% | 0% | 0% | 0% | 0% | 0% | 0% | 0% | 0% | 100%
ND1253 | Port Latta Substation structure renewal | Asset Renewal | 2014/15 | 9 | 0 | 0 | 1452460 | 0 | 21898 | 1430562 | 0 | 0 | 0 | 0 | 0 | 0 | 0 | 0 | 1452460 | 0 | 0 | 0 | 0 | 0 | 0 | 21898 | 0% | 0% | 0% | 28.14% | 44.72% | 6.031% | 21.11% | 0% | 0% | 0% | 0% | 0% | 0% | 0% | 0% | 0% | 0% | 0% | 0% | 0% | 0% | 0% | 0% | 0% | 100%
ND0958 | Queenstown Substation Transformer T1 replacement | Asset Renewal | 2014/15 | 0 | 0 | 0 | 14292.4931 | 0 | 0 | 14292.4931 | 0 | 0 | 0 | 0 | 0 | 0 | 0 | 0 | 14292.4931 | 0 | 0 | 0 | 0 | 0 | 0 | 0 | 0% | 0% | 0% | 13% | 85% | 0% | 2% | 0% | 0% | 0% | 0% | 0% | 0% | 0% | 0% | 0% | 0% | 0% | 0% | 0% | 0% | 0% | 0% | 0% | 100%
ND1254 | Railton Substation 110 kV post insulator and busbar renewal | Asset Renewal | 2015/16 | 9 | 0 | 0 | 983803 | 0 | 132549 | 590721 | 260533 | 0 | 0 | 0 | 0 | 0 | 0 | 0 | 0 | 983803 | 0 | 0 | 0 | 0 | 0 | 132549 | 0% | 0% | 0% | 28% | 45% | 6% | 21% | 0% | 0% | 0% | 0% | 0% | 0% | 0% | 0% | 0% | 0% | 0% | 0% | 0% | 0% | 0% | 0% | 0% | 100%
ND1308 | Reyrolle Type LMT Switchgear renewal program | Asset Renewal | 2016/17 | 9 | 1 | 0 | 3256900 | 0 | 0 | 438806 | 1955593 | 862501 | 0 | 0 | 0 | 0 | 0 | 0 | 438806 | 1955593 | 862501 | 0 | 0 | 0 | 0 | 0 | 0% | 0% | 0% | 28% | 45% | 6% | 21% | 0% | 0% | 0% | 0% | 0% | 0% | 0% | 0% | 0% | 0% | 0% | 0% | 0% | 0% | 0% | 0% | 0% | 100%
ND1313 | Rosebery Substation transformer capacity augmentation | Connection | 2016/17 | 11 | 0 | 0 | 5505488 | 0 | 0 | 631674 | 4768049 | 105765 | 0 | 0 | 0 | 0 | 0 | 0 | 0 | 0 | 5505488 | 0 | 0 | 0 | 0 | 0 | 0% | 0% | 0% | 17.21% | 73.77% | 1.684% | 7.334% | 0% | 0% | 0% | 0% | 0% | 0% | 0% | 0% | 0% | 0% | 0% | 0% | 0% | 0% | 0% | 0% | 0% | 100%
ND1224 | SCADA System renewal program | Asset Renewal | 2016/17 | 13 | 1 | 0 | 3299153 | 0 | 0 | 428890 | 2837271 | 32992 | 0 | 0 | 0 | 0 | 0 | 0 | 428890 | 2837271 | 32992 | 0 | 0 | 0 | 0 | 0 | 0% | 0% | 0% | 0% | 0% | 0% | 100% | 0% | 0% | 0% | 0% | 0% | 0% | 0% | 0% | 0% | 0% | 0% | 0% | 0% | 0% | 0% | 0% | 0% | 100%
ND1192 | Smart Transmission Grid Development program | Operational Support Systems | 2018/19 | 18 | 1 | 0 | 1500000 | 0 | 0 | 300000 | 300000 | 300000 | 300000 | 300000 | 0 | 0 | 0 | 0 | 300000 | 300000 | 300000 | 300000 | 300000 | 0 | 0 | 0 | 0% | 0% | 0% | 0% | 0% | 0% | 0% | 0% | 0% | 0% | 0% | 0% | 100% | 0% | 0% | 0% | 0% | 0% | 0% | 0% | 0% | 0% | 0% | 0% | 100%
ND1312 | Southern transmission system rationalisation program | Asset Renewal | 2020/21 | 10 | 0 | 0 | 8241905 | 0 | 0 | 0 | 0 | 0 | 0 | 2514411 | 5727494 | 0 | 0 | 0 | 0 | 0 | 0 | 0 | 0 | 0 | 8241905 | 0 | 42.46% | 46.24% | 5.662% | 0.4943% | 0.7944% | 0.1059% | 0.3707% | 0% | 0% | 0% | 0% | 0% | 0% | 0% | 0% | 0% | 3.869% | 0% | 0% | 0% | 0% | 0% | 0% | 0% | 100%
ND0941 | St Marys Substation transformer capacity augmentation | Connection | 2017/18 | 11 | 0 | 0 | 3271971 | 0 | 0 | 0 | 196585 | 2110612 | 964774 | 0 | 0 | 0 | 0 | 0 | 0 | 0 | 0 | 3271971 | 0 | 0 | 0 | 0 | 0% | 0% | 0% | 18.65% | 69.94% | 2.259% | 9.154% | 0% | 0% | 0% | 0% | 0% | 0% | 0% | 0% | 0% | 0% | 0% | 0% | 0% | 0% | 0% | 0% | 0% | 100%
ND1261 | Strategic Easement and Land Acquisition | Physical Security / Compliance | 2018/19 | 15 | 1 | 1 | 1835410 | 0 | 0 | 367082 | 367082 | 367082 | 367082 | 367082 | 0 | 0 | 0 | 0 | 367082 | 367082 | 367082 | 367082 | 367082 | 0 | 0 | 0 | 0% | 0% | 0% | 0% | 0% | 0% | 0% | 0% | 0% | 0% | 0% | 0% | 0% | 0% | 0% | 0% | 100% | 0% | 0% | 0% | 0% | 0% | 0% | 0% | 100%
ND1341 | Strategic spare 110/22/11 kV 17/25 MVA supply transformer | Inventory / Spares | 2016/17 | 11 | 0 | 0 | 1453793 | 0 | 0 | 180690 | 1247489 | 25614 | 0 | 0 | 0 | 0 | 0 | 0 | 0 | 0 | 1453793 | 0 | 0 | 0 | 0 | 0 | 0% | 0% | 0% | 15.62% | 78.02% | 1.047% | 5.317% | 0% | 0% | 0% | 0% | 0% | 0% | 0% | 0% | 0% | 0% | 0% | 0% | 0% | 0% | 0% | 0% | 0% | 100%
ND1342 | Strategic spare 110/33/22/11 kV 30/60 MVA supply transformer | Inventory / Spares | 2016/17 | 11 | 0 | 0 | 2000000 | 0 | 0 | 280000 | 1690000 | 30000 | 0 | 0 | 0 | 0 | 0 | 0 | 0 | 0 | 2000000 | 0 | 0 | 0 | 0 | 0 | 0% | 0% | 0% | 13% | 85% | 0% | 2% | 0% | 0% | 0% | 0% | 0% | 0% | 0% | 0% | 0% | 0% | 0% | 0% | 0% | 0% | 0% | 0% | 0% | 100%
ND1340 | Strategic spare 33 kV switchgear | Inventory / Spares | 2015/16 | 8 | 0 | 0 | 650000 | 0 | 0 | 226000 | 424000 | 0 | 0 | 0 | 0 | 0 | 0 | 0 | 0 | 650000 | 0 | 0 | 0 | 0 | 0 | 0 | 0% | 0% | 0% | 28% | 45% | 6% | 21% | 0% | 0% | 0% | 0% | 0% | 0% | 0% | 0% | 0% | 0% | 0% | 0% | 0% | 0% | 0% | 0% | 0% | 100%
ND1118 | Strategic spare dual secondary winding 110/11-6.6 kV 45-45 MVA supply transformer | Inventory / Spares | 2016/17 | 11 | 0 | 0 | 2250000 | 0 | 0 | 315000 | 1822500 | 112500 | 0 | 0 | 0 | 0 | 0 | 0 | 0 | 0 | 2250000 | 0 | 0 | 0 | 0 | 0 | 0% | 0% | 0% | 14% | 84% | 0% | 2% | 0% | 0% | 0% | 0% | 0% | 0% | 0% | 0% | 0% | 0% | 0% | 0% | 0% | 0% | 0% | 0% | 0% | 100%
ND1343 | Strategic spare mobile 110/33/22/11 kV substation | Inventory / Spares | 2016/17 | 7a | 0 | 0 | 6400000 | 0 | 0 | 256600 | 2471683 | 3671717 | 0 | 0 | 0 | 0 | 0 | 0 | 0 | 0 | 6400000 | 0 | 0 | 0 | 0 | 0 | 0% | 0% | 0% | 19.84% | 69.12% | 1.062% | 9.969% | 0% | 0% | 0% | 0% | 0% | 0% | 0% | 0% | 0% | 0% | 0% | 0% | 0% | 0% | 0% | 0% | 0% | 100%
ND1204 | Substation AC distribution system renewal program | Asset Renewal | 2017/18 | 8 | 1 | 0 | 2091600 | 0 | 0 | 0 | 0 | 172348 | 808711 | 1110541 | 0 | 0 | 0 | 0 | 0 | 0 | 172348 | 808711 | 1110541 | 0 | 0 | 0 | 0% | 0% | 0% | 17.12% | 27.52% | 3.67% | 51.68% | 0% | 0% | 0% | 0% | 0% | 0% | 0% | 0% | 0% | 0% | 0% | 0% | 0% | 0% | 0% | 0% | 0% | 100%
ND0989 | Substation AC supply replacement program | Asset Renewal | 2014/15 | 0 | 0 | 0 | 323963.1774 | 0 | 0 | 323963.1774 | 0 | 0 | 0 | 0 | 0 | 0 | 0 | 0 | 323963.1774 | 0 | 0 | 0 | 0 | 0 | 0 | 0 | 0% | 0% | 0% | 28% | 45% | 6% | 21% | 0% | 0% | 0% | 0% | 0% | 0% | 0% | 0% | 0% | 0% | 0% | 0% | 0% | 0% | 0% | 0% | 0% | 100%
ND1002 | Substation condition based monitoring program | Operational Support Systems | 2018/19 | 8 | 1 | 0 | 1480000 | 0 | 0 | 296000 | 296000 | 296000 | 296000 | 296000 | 0 | 0 | 0 | 0 | 296000 | 296000 | 296000 | 296000 | 296000 | 0 | 0 | 0 | 0% | 0% | 0% | 0% | 0% | 0% | 0% | 0% | 0% | 0% | 0% | 0% | 100% | 0% | 0% | 0% | 0% | 0% | 0% | 0% | 0% | 0% | 0% | 0% | 100%
ND0981 | Substation DC distribution system renewal program | Asset Renewal | 2018/19 | 9 | 1 | 0 | 3310120 | 0 | 0 | 0 | 0 | 445976 | 1987549 | 876595 | 0 | 0 | 0 | 0 | 0 | 0 | 445976 | 1987549 | 876595 | 0 | 0 | 0 | 0% | 0% | 0% | 28% | 45% | 6% | 21% | 0% | 0% | 0% | 0% | 0% | 0% | 0% | 0% | 0% | 0% | 0% | 0% | 0% | 0% | 0% | 0% | 0% | 100%
ND1259 | Substation Disconnector and Earth Switch renewal program | Asset Renewal | 2017/18 | 9 | 1 | 0 | 7713662 | 0 | 0 | 0 | 1039270 | 4631639 | 2042753 | 0 | 0 | 0 | 0 | 0 | 0 | 1039270 | 4631639 | 2042753 | 0 | 0 | 0 | 0 | 0% | 0% | 0% | 28% | 45% | 6% | 21% | 0% | 0% | 0% | 0% | 0% | 0% | 0% | 0% | 0% | 0% | 0% | 0% | 0% | 0% | 0% | 0% | 0% | 100%
ND1209 | Substation EHV Bus Bar protection renewal program | Asset Renewal | 2019/20 | 13 | 1 | 0 | 3810340 | 0 | 0 | 0 | 0 | 0 | 495344 | 3276893 | 38103 | 0 | 0 | 0 | 0 | 0 | 0 | 495344 | 3276893 | 38103 | 0 | 0 | 0% | 0% | 0% | 0% | 0% | 0% | 100% | 0% | 0% | 0% | 0% | 0% | 0% | 0% | 0% | 0% | 0% | 0% | 0% | 0% | 0% | 0% | 0% | 0% | 100%
ND1098 | Substation fire suppression renewal program | Physical Security / Compliance | 2018/19 | 9 | 1 | 0 | 4168085 | 0 | 0 | 833617 | 833617 | 833617 | 833617 | 833617 | 0 | 0 | 0 | 0 | 833617 | 833617 | 833617 | 833617 | 833617 | 0 | 0 | 0 | 0% | 0% | 0% | 0% | 0% | 100% | 0% | 0% | 0% | 0% | 0% | 0% | 0% | 0% | 0% | 0% | 0% | 0% | 0% | 0% | 0% | 0% | 0% | 0% | 100%
ND1339 | Substation HV switchgear replacement program | Asset Renewal | 2016/17 | 9 | 1 | 0 | 3557482 | 0 | 0 | 479303 | 2136077 | 942102 | 0 | 0 | 0 | 0 | 0 | 0 | 479303 | 2136077 | 942102 | 0 | 0 | 0 | 0 | 0 | 0% | 0% | 0% | 28% | 45% | 6% | 21% | 0% | 0% | 0% | 0% | 0% | 0% | 0% | 0% | 0% | 0% | 0% | 0% | 0% | 0% | 0% | 0% | 0% | 100%
ND1309 | Substation Lightning Protection enhancement program | Asset Renewal | 2018/19 | 9 | 0 | 0 | 2507260 | 0 | 0 | 0 | 0 | 337806 | 1505475 | 663979 | 0 | 0 | 0 | 0 | 0 | 0 | 0 | 0 | 2507260 | 0 | 0 | 0 | 0% | 0% | 0% | 28% | 45% | 6% | 21% | 0% | 0% | 0% | 0% | 0% | 0% | 0% | 0% | 0% | 0% | 0% | 0% | 0% | 0% | 0% | 0% | 0% | 100%
ND1226 | Substation Power transformer refurbishment program | Asset Renewal | 2016/17 | 11 | 1 | 0 | 1278908 | 0 | 0 | 179047 | 1080677 | 19184 | 0 | 0 | 0 | 0 | 0 | 0 | 179047 | 1080677 | 19184 | 0 | 0 | 0 | 0 | 0 | 0% | 0% | 0% | 13% | 85% | 0% | 2% | 0% | 0% | 0% | 0% | 0% | 0% | 0% | 0% | 0% | 0% | 0% | 0% | 0% | 0% | 0% | 0% | 0% | 100%
ND1256 | Substation site infrastructure program | Asset Renewal | 2015/16 | 8 | 1 | 0 | 3418758 | 0 | 0 | 1186309 | 2232449 | 0 | 0 | 0 | 0 | 0 | 0 | 0 | 1186309 | 2232449 | 0 | 0 | 0 | 0 | 0 | 0 | 0% | 0% | 0% | 28% | 45% | 6% | 21% | 0% | 0% | 0% | 0% | 0% | 0% | 0% | 0% | 0% | 0% | 0% | 0% | 0% | 0% | 0% | 0% | 0% | 100%
ND0990 | Substation VESDA and fire suppression program | Asset Renewal | 2014/15 | 0 | 0 | 0 | 2453544.6522 | 0 | 0 | 2453544.6522 | 0 | 0 | 0 | 0 | 0 | 0 | 0 | 0 | 2453544.6522 | 0 | 0 | 0 | 0 | 0 | 0 | 0 | 0% | 0% | 0% | 28% | 45% | 6% | 21% | 0% | 0% | 0% | 0% | 0% | 0% | 0% | 0% | 0% | 0% | 0% | 0% | 0% | 0% | 0% | 0% | 0% | 100%
ND1227 | Telecommunications bearer system program | Asset Renewal | 2018/19 | 13 | 1 | 0 | 3751290 | 0 | 0 | 817279 | 636193 | 1058875 | 813314 | 425629 | 0 | 0 | 0 | 0 | 817279 | 636193 | 1058875 | 813314 | 425629 | 0 | 0 | 0 | 0% | 0% | 0% | 0% | 0% | 0% | 0% | 0% | 0% | 0% | 0% | 0% | 0% | 0% | 100% | 0% | 0% | 0% | 0% | 0% | 0% | 0% | 0% | 0% | 100%
ND1228 | Telecommunications ethernet system program | Asset Renewal | 2018/19 | 13 | 1 | 0 | 3510856 | 0 | 0 | 1672483 | 473609 | 249532 | 340492 | 774740 | 0 | 0 | 0 | 0 | 1672483 | 473609 | 249532 | 340492 | 774740 | 0 | 0 | 0 | 0% | 0% | 0% | 0% | 0% | 0% | 0% | 0% | 0% | 0% | 0% | 0% | 0% | 0% | 4.818% | 95.18% | 0% | 0% | 0% | 0% | 0% | 0% | 0% | 0% | 100%
ND1229 | Telecommunications multiplexer system program | Asset Renewal | 2018/19 | 13 | 1 | 0 | 5930144 | 0 | 0 | 0 | 98514 | 2088202 | 2982304 | 761124 | 0 | 0 | 0 | 0 | 0 | 98514 | 2088202 | 2982304 | 761124 | 0 | 0 | 0 | 0% | 0% | 0% | 0% | 0% | 0% | 0% | 0% | 0% | 0% | 0% | 0% | 0% | 0% | 100% | 0% | 0% | 0% | 0% | 0% | 0% | 0% | 0% | 0% | 100%
ND1234 | Telecommunications Network Operation and Control System enhancement program | Operational Support Systems | 2018/19 | 18 | 1 | 0 | 1200000 | 0 | 0 | 0 | 600000 | 0 | 0 | 600000 | 0 | 0 | 0 | 0 | 0 | 600000 | 0 | 0 | 600000 | 0 | 0 | 0 | 0% | 0% | 0% | 0% | 0% | 0% | 0% | 0% | 0% | 100% | 0% | 0% | 0% | 0% | 0% | 0% | 0% | 0% | 0% | 0% | 0% | 0% | 0% | 0% | 100%
ND1230 | Telecommunications site infrastructure program | Asset Renewal | 2018/19 | 13 | 1 | 0 | 1730622 | 0 | 0 | 450637 | 128826 | 681877 | 281049 | 188233 | 0 | 0 | 0 | 0 | 450637 | 128826 | 681877 | 281049 | 188233 | 0 | 0 | 0 | 0% | 0% | 0% | 0% | 0% | 0% | 0% | 0% | 0% | 0% | 0% | 0% | 0% | 23.4% | 76.6% | 0% | 0% | 0% | 0% | 0% | 0% | 0% | 0% | 0% | 100%
ND1231 | Telecommunications telephone system program | Asset Renewal | 2017/18 | 13 | 1 | 0 | 1527760 | 0 | 0 | 0 | 414116 | 399629 | 714015 | 0 | 0 | 0 | 0 | 0 | 0 | 414116 | 399629 | 714015 | 0 | 0 | 0 | 0 | 0% | 0% | 0% | 0% | 0% | 0% | 0% | 0% | 0% | 0% | 0% | 0% | 0% | 0% | 39.17% | 60.83% | 0% | 0% | 0% | 0% | 0% | 0% | 0% | 0% | 100%
ND1310 | Test equipment | Inventory / Spares | 2018/19 | 9 | 1 | 0 | 811100 | 0 | 0 | 162220 | 162220 | 162220 | 162220 | 162220 | 0 | 0 | 0 | 0 | 162220 | 162220 | 162220 | 162220 | 162220 | 0 | 0 | 0 | 0% | 0% | 0% | 0% | 0% | 0% | 0% | 0% | 0% | 0% | 0% | 0% | 0% | 0% | 0% | 100% | 0% | 0% | 0% | 0% | 0% | 0% | 0% | 0% | 100%
ND1235 | Transformer protection renewal program | Asset Renewal | 2017/18 | 13 | 1 | 0 | 5867956 | 0 | 0 | 0 | 762834 | 5046442 | 58680 | 0 | 0 | 0 | 0 | 0 | 0 | 762834 | 5046442 | 58680 | 0 | 0 | 0 | 0 | 0% | 0% | 0% | 0% | 0% | 0% | 100% | 0% | 0% | 0% | 0% | 0% | 0% | 0% | 0% | 0% | 0% | 0% | 0% | 0% | 0% | 0% | 0% | 0% | 100%
ND0925 | Transmission line access track renewal program | Physical Security / Compliance | 2018/19 | 6 | 1 | 0 | 3709770 | 0 | 0 | 741954 | 741954 | 741954 | 741954 | 741954 | 0 | 0 | 0 | 0 | 741954 | 741954 | 741954 | 741954 | 741954 | 0 | 0 | 0 | 100% | 0% | 0% | 0% | 0% | 0% | 0% | 0% | 0% | 0% | 0% | 0% | 0% | 0% | 0% | 0% | 0% | 0% | 0% | 0% | 0% | 0% | 0% | 0% | 100%
ND1244 | Transmission line access track security system compliance program | Physical Security / Compliance | 2018/19 | 6 | 1 | 0 | 610500 | 0 | 0 | 61050 | 137362.5 | 137362.5 | 137362.5 | 137362.5 | 0 | 0 | 0 | 0 | 61050 | 137362.5 | 137362.5 | 137362.5 | 137362.5 | 0 | 0 | 0 | 0% | 0% | 100% | 0% | 0% | 0% | 0% | 0% | 0% | 0% | 0% | 0% | 0% | 0% | 0% | 0% | 0% | 0% | 0% | 0% | 0% | 0% | 0% | 0% | 100%
ND1238 | Transmission line anode renewal program | Asset Renewal | 2018/19 | 15 | 1 | 0 | 3939945 | 0 | 0 | 393994.5 | 886487.625 | 886487.625 | 886487.625 | 886487.625 | 0 | 0 | 0 | 0 | 393994.5 | 886487.625 | 886487.625 | 886487.625 | 886487.625 | 0 | 0 | 0 | 45% | 49% | 6% | 0% | 0% | 0% | 0% | 0% | 0% | 0% | 0% | 0% | 0% | 0% | 0% | 0% | 0% | 0% | 0% | 0% | 0% | 0% | 0% | 0% | 100%
ND0928 | Transmission line conductor assembly renewal program | Asset Renewal | 2018/19 | 6 | 1 | 0 | 4298316 | 0 | 0 | 429831.6 | 967121.1 | 967121.1 | 967121.1 | 967121.1 | 0 | 0 | 0 | 0 | 429831.6 | 967121.1 | 967121.1 | 967121.1 | 967121.1 | 0 | 0 | 0 | 45% | 49% | 6% | 0% | 0% | 0% | 0% | 0% | 0% | 0% | 0% | 0% | 0% | 0% | 0% | 0% | 0% | 0% | 0% | 0% | 0% | 0% | 0% | 0% | 100%
ND1239 | Transmission line fall arrest system installation program | Physical Security / Compliance | 2018/19 | 6 | 1 | 0 | 851250 | 0 | 0 | 85125 | 191531.25 | 191531.25 | 191531.25 | 191531.25 | 0 | 0 | 0 | 0 | 85125 | 191531.25 | 191531.25 | 191531.25 | 191531.25 | 0 | 0 | 0 | 0% | 0% | 100% | 0% | 0% | 0% | 0% | 0% | 0% | 0% | 0% | 0% | 0% | 0% | 0% | 0% | 0% | 0% | 0% | 0% | 0% | 0% | 0% | 0% | 100%
ND0929 | Transmission line foundation renewal program | Asset Renewal | 2018/19 | 6 | 1 | 0 | 4405120 | 0 | 0 | 440512 | 991152 | 991152 | 991152 | 991152 | 0 | 0 | 0 | 0 | 440512 | 991152 | 991152 | 991152 | 991152 | 0 | 0 | 0 | 100% | 0% | 0% | 0% | 0% | 0% | 0% | 0% | 0% | 0% | 0% | 0% | 0% | 0% | 0% | 0% | 0% | 0% | 0% | 0% | 0% | 0% | 0% | 0% | 100%
ND0924 | Transmission line insulator assembly renewal program | Asset Renewal | 2018/19 | 6 | 1 | 0 | 11681000 | 0 | 0 | 1168100 | 2628225 | 2628225 | 2628225 | 2628225 | 0 | 0 | 0 | 0 | 1168100 | 2628225 | 2628225 | 2628225 | 2628225 | 0 | 0 | 0 | 45% | 49% | 6% | 0% | 0% | 0% | 0% | 0% | 0% | 0% | 0% | 0% | 0% | 0% | 0% | 0% | 0% | 0% | 0% | 0% | 0% | 0% | 0% | 0% | 100%
ND1242 | Transmission line K-pole renewal program | Asset Renewal | 2015/16 | 6 | 1 | 0 | 5272700 | 0 | 0 | 2533764 | 2738936 | 0 | 0 | 0 | 0 | 0 | 0 | 0 | 2533764 | 2738936 | 0 | 0 | 0 | 0 | 0 | 0 | 45% | 49% | 6% | 0% | 0% | 0% | 0% | 0% | 0% | 0% | 0% | 0% | 0% | 0% | 0% | 0% | 0% | 0% | 0% | 0% | 0% | 0% | 0% | 0% | 100%
ND1243 | Transmission line light detection and ranging program | Operational Support Systems | 2014/15 | 15 | 1 | 0 | 1556600 | 0 | 36041 | 1520559 | 0 | 0 | 0 | 0 | 0 | 0 | 0 | 36041 | 1520559 | 0 | 0 | 0 | 0 | 0 | 0 | 0 | 2.168% | 2.361% | 0.2891% | 0% | 0% | 0% | 0% | 0% | 0% | 0% | 0% | 0% | 0% | 0% | 0% | 0% | 95.18% | 0% | 0% | 0% | 0% | 0% | 0% | 0% | 100%
ND1236 | Transmission line protection renewal program | Asset Renewal | 2018/19 | 13 | 1 | 0 | 3946436 | 0 | 0 | 0 | 0 | 492059 | 3412791 | 41586 | 0 | 0 | 0 | 0 | 0 | 0 | 492059 | 3412791 | 41586 | 0 | 0 | 0 | 0% | 0% | 0% | 1.505% | 2.419% | 0.3226% | 95.75% | 0% | 0% | 0% | 0% | 0% | 0% | 0% | 0% | 0% | 0% | 0% | 0% | 0% | 0% | 0% | 0% | 0% | 100%
ND0822 | Transmission line signage compliance program | Physical Security / Compliance | 2018/19 | 6 | 1 | 0 | 1612000 | 0 | 0 | 161200 | 362700 | 362700 | 362700 | 362700 | 0 | 0 | 0 | 0 | 161200 | 362700 | 362700 | 362700 | 362700 | 0 | 0 | 0 | 45% | 49% | 6% | 0% | 0% | 0% | 0% | 0% | 0% | 0% | 0% | 0% | 0% | 0% | 0% | 0% | 0% | 0% | 0% | 0% | 0% | 0% | 0% | 0% | 100%
ND1268 | Transmission line support assembly refurbishment program | Asset Renewal | 2018/19 | 6 | 1 | 0 | 2249701 | 0 | 0 | 224970.1 | 506182.725 | 506182.725 | 506182.725 | 506182.725 | 0 | 0 | 0 | 0 | 224970.1 | 506182.725 | 506182.725 | 506182.725 | 506182.725 | 0 | 0 | 0 | 45% | 49% | 6% | 0% | 0% | 0% | 0% | 0% | 0% | 0% | 0% | 0% | 0% | 0% | 0% | 0% | 0% | 0% | 0% | 0% | 0% | 0% | 0% | 0% | 100%
ND0926 | Transmission line support assembly renewal program | Asset Renewal | 2018/19 | 6 | 1 | 0 | 2006703 | 0 | 0 | 200670.3 | 451508.175 | 451508.175 | 451508.175 | 451508.175 | 0 | 0 | 0 | 0 | 200670.3 | 451508.175 | 451508.175 | 451508.175 | 451508.175 | 0 | 0 | 0 | 45% | 49% | 6% | 0% | 0% | 0% | 0% | 0% | 0% | 0% | 0% | 0% | 0% | 0% | 0% | 0% | 0% | 0% | 0% | 0% | 0% | 0% | 0% | 0% | 100%
ND0966 | Transmission line wood pole renewal program | Asset Renewal | 2017/18 | 6 | 1 | 0 | 2195450 | 0 | 0 | 0 | 0 | 1055010 | 1140440 | 0 | 0 | 0 | 0 | 0 | 0 | 0 | 1055010 | 1140440 | 0 | 0 | 0 | 0 | 45% | 49% | 6% | 0% | 0% | 0% | 0% | 0% | 0% | 0% | 0% | 0% | 0% | 0% | 0% | 0% | 0% | 0% | 0% | 0% | 0% | 0% | 0% | 0% | 100%
ND1311 | Trevallyn Office Building compliance program | Business support | 2016/17 | 18 | 0 | 0 | 440000 | 0 | 0 | 0 | 132000 | 308000 | 0 | 0 | 0 | 0 | 0 | 0 | 0 | 0 | 440000 | 0 | 0 | 0 | 0 | 0 | 0% | 0% | 0% | 0% | 0% | 0% | 0% | 0% | 0% | 0% | 100% | 0% | 0% | 0% | 0% | 0% | 0% | 0% | 0% | 0% | 0% | 0% | 0% | 0% | 100%
ND0709 | Tungatinah Substation 110 kV redevelopment | Asset Renewal | 2014/15 | 0 | 0 | 0 | 3900482.3536 | 0 | 0 | 3900482.3536 | 0 | 0 | 0 | 0 | 0 | 0 | 0 | 0 | 3900482.3536 | 0 | 0 | 0 | 0 | 0 | 0 | 0 | 0% | 0% | 0% | 28% | 45% | 6% | 21% | 0% | 0% | 0% | 0% | 0% | 0% | 0% | 0% | 0% | 0% | 0% | 0% | 0% | 0% | 0% | 0% | 0% | 100%
ND1114 | Waddamana - Palmerston 220 kV Security Augmentation | Augmentation | 2018/19 | 4 | 0 | 1 | 18184284 | 0 | 0 | 0 | 0 | 553043 | 7950466 | 9680775 | 0 | 0 | 0 | 0 | 0 | 0 | 0 | 0 | 18184284 | 0 | 0 | 0 | 36.04% | 20.18% | 3.823% | 10.86% | 17.45% | 2.327% | 9.322% | 0% | 0% | 0% | 0% | 0% | 0% | 0% | 0% | 0% | 0% | 0% | 0% | 0% | 0% | 0% | 0% | 0% | 100%
ND0730 | Wesley Vale 11 kV to 22 kV conversion | Connection | 2014/15 | 9 | 0 | 0 | 1016862 | 0 | 0 | 1016862 | 0 | 0 | 0 | 0 | 0 | 0 | 0 | 0 | 1016862 | 0 | 0 | 0 | 0 | 0 | 0 | 0 | 0% | 0% | 0% | 28% | 45% | 6% | 21% | 0% | 0% | 0% | 0% | 0% | 0% | 0% | 0% | 0% | 0% | 0% | 0% | 0% | 0% | 0% | 0% | 0% | 100%
ND1001 | Strategic easement acquisition | Land and Easements | 2013/14 | 0 | 0 | 1 | 482246.1312 | 0 | 482246.1312 | 0 | 0 | 0 | 0 | 0 | 0 | 0 | 0 | 482246.1312 | 0 | 0 | 0 | 0 | 0 | 0 | 0 | 0 | 0% | 0% | 0% | 0% | 0% | 0% | 0% | 0% | 0% | 0% | 0% | 0% | 0% | 0% | 0% | 0% | 100% | 0% | 0% | 0% | 0% | 0% | 0% | 0% | 100%
0 | 0 | 0 | 0 | 0 | 0 | 0 | 0 | 0 | 0 | 0 | 0 | 0 | 0 | 0 | 0 | 0 | 0 | 0 | 0 | 0 | 0 | 0 | 0 | 0 | 0 | 0 | 0% | 0% | 0% | 0% | 0% | 0% | 0% | 0% | 0% | 0% | 0% | 0% | 0% | 0% | 0% | 0% | 0% | 0% | 0% | 0% | 0% | 0% | 0% | 0% | 0%
0 | 0 | 0 | 0 | 0 | 0 | 0 | 0 | 0 | 0 | 0 | 0 | 0 | 0 | 0 | 0 | 0 | 0 | 0 | 0 | 0 | 0 | 0 | 0 | 0 | 0 | 0 | 0% | 0% | 0% | 0% | 0% | 0% | 0% | 0% | 0% | 0% | 0% | 0% | 0% | 0% | 0% | 0% | 0% | 0% | 0% | 0% | 0% | 0% | 0% | 0% | 0%
0 | 0 | 0 | 0 | 0 | 0 | 0 | 0 | 0 | 0 | 0 | 0 | 0 | 0 | 0 | 0 | 0 | 0 | 0 | 0 | 0 | 0 | 0 | 0 | 0 | 0 | 0 | 0% | 0% | 0% | 0% | 0% | 0% | 0% | 0% | 0% | 0% | 0% | 0% | 0% | 0% | 0% | 0% | 0% | 0% | 0% | 0% | 0% | 0% | 0% | 0% | 0%
0 | 0 | 0 | 0 | 0 | 0 | 0 | 0 | 0 | 0 | 0 | 0 | 0 | 0 | 0 | 0 | 0 | 0 | 0 | 0 | 0 | 0 | 0 | 0 | 0 | 0 | 0 | 0% | 0% | 0% | 0% | 0% | 0% | 0% | 0% | 0% | 0% | 0% | 0% | 0% | 0% | 0% | 0% | 0% | 0% | 0% | 0% | 0% | 0% | 0% | 0% | 0%
0 | 0 | 0 | 0 | 0 | 0 | 0 | 0 | 0 | 0 | 0 | 0 | 0 | 0 | 0 | 0 | 0 | 0 | 0 | 0 | 0 | 0 | 0 | 0 | 0 | 0 | 0 | 0% | 0% | 0% | 0% | 0% | 0% | 0% | 0% | 0% | 0% | 0% | 0% | 0% | 0% | 0% | 0% | 0% | 0% | 0% | 0% | 0% | 0% | 0% | 0% | 0%
0 | 0 | 0 | 0 | 0 | 0 | 0 | 0 | 0 | 0 | 0 | 0 | 0 | 0 | 0 | 0 | 0 | 0 | 0 | 0 | 0 | 0 | 0 | 0 | 0 | 0 | 0 | 0% | 0% | 0% | 0% | 0% | 0% | 0% | 0% | 0% | 0% | 0% | 0% | 0% | 0% | 0% | 0% | 0% | 0% | 0% | 0% | 0% | 0% | 0% | 0% | 0%
0 | 0 | 0 | 0 | 0 | 0 | 0 | 0 | 0 | 0 | 0 | 0 | 0 | 0 | 0 | 0 | 0 | 0 | 0 | 0 | 0 | 0 | 0 | 0 | 0 | 0 | 0 | 0% | 0% | 0% | 0% | 0% | 0% | 0% | 0% | 0% | 0% | 0% | 0% | 0% | 0% | 0% | 0% | 0% | 0% | 0% | 0% | 0% | 0% | 0% | 0% | 0%
0 | 0 | 0 | 0 | 0 | 0 | 0 | 0 | 0 | 0 | 0 | 0 | 0 | 0 | 0 | 0 | 0 | 0 | 0 | 0 | 0 | 0 | 0 | 0 | 0 | 0 | 0 | 0% | 0% | 0% | 0% | 0% | 0% | 0% | 0% | 0% | 0% | 0% | 0% | 0% | 0% | 0% | 0% | 0% | 0% | 0% | 0% | 0% | 0% | 0% | 0% | 0%

## Cost+LOA
[7 empty] | Risked Cost Spend Profile ($m) | [8 empty] | Risked Cost Commission Profile ($m) | [8 empty] | WIP ($m)
Total | [5 empty] | 265908069.251 | 0 | 6325888.2166 | 48257402.2584 | 61248390.2327 | 54882506.1712 | 48667238.4815 | 40594914.8154 | 5931729.0752 | 0 | 0 | 518287.1312 | 49623686.0844 | 41663734.3809 | 74422765.4379 | 37863162.0393 | 53308439.5915 | 63338.7228 | 8444655.863 | 5807601.0854
ID | Projects | Category | Comm Yr | Type | Program | Cost + LOA | 2012/13 | 2013/14 | 2014/15 | 2015/16 | 2016/17 | 2017/18 | 2018/19 | 2019/20 | 2020/21 | 2012/13 | 2013/14 | 2014/15 | 2015/16 | 2016/17 | 2017/18 | 2018/19 | 2019/20 | 2020/21 | June 2014 | LOA %
ND0826 | Avoca Substation 110 kV Redevelopment | Asset Renewal | 2014/15 | 0 | 0 | 269400.1556 | 0 | 0 | 269400.1556 | 0 | 0 | 0 | 0 | 0 | 0 | 0 | 0 | 269400.1556 | 0 | 0 | 0 | 0 | 0 | 0 | 0 | 0%
ND1306 | Bridgewater 110 kV transmission line security augmentation | Augmentation | 2016/17 | 1 | 0 | 1479649.5894 | 0 | 0 | 687.9518 | 341264.9208 | 1137696.7168 | 0 | 0 | 0 | 0 | 0 | 0 | 0 | 0 | 1479649.5894 | 0 | 0 | 0 | 0 | 0 | 2.07%
ND0908 | Burnie Substation 110 kV redevelopment | Asset Renewal | 2014/15 | 0 | 0 | 27632.1534 | 0 | 0 | 27632.1534 | 0 | 0 | 0 | 0 | 0 | 0 | 0 | 0 | 27632.1534 | 0 | 0 | 0 | 0 | 0 | 0 | 0 | 0%
ND1307 | Condition Based Risk Management System (Stage 2) | Operational Support Systems | 2018/19 | 18 | 0 | 454350 | 0 | 0 | 0 | 0 | 0 | 0 | 454350 | 0 | 0 | 0 | 0 | 0 | 0 | 0 | 0 | 454350 | 0 | 0 | 0 | 0%
TBA1 | Consumer engagement management system | Operational Support Systems | 2017/18 | 18 | 0 | 980000 | 0 | 0 | 155000 | 480000 | 265000 | 80000 | 0 | 0 | 0 | 0 | 0 | 0 | 0 | 0 | 980000 | 0 | 0 | 0 | 0 | 0%
ND0733 | Creek Road Substation 110 kV redevelopment | Asset Renewal | 2014/15 | 0 | 0 | 962930.9974 | 0 | 0 | 962930.9974 | 0 | 0 | 0 | 0 | 0 | 0 | 0 | 0 | 962930.9974 | 0 | 0 | 0 | 0 | 0 | 0 | 0 | 0%
TBA3 | Derwent Bridge transmission line redevelopment | Asset Renewal | 2016/17 | 1 | 0 | 1020700 | 0 | 0 | 408280 | 612420 | 0 | 0 | 0 | 0 | 0 | 0 | 0 | 0 | 0 | 1020700 | 0 | 0 | 0 | 0 | 0 | 2.07%
ND1211 | Enterprise Asset Management system | Operational Support Systems | 2018/19 | 18 | 1 | 5939000 | 0 | 0 | 300000 | 3107500 | 1219000 | 562500 | 750000 | 0 | 0 | 0 | 0 | 300000 | 3107500 | 1219000 | 562500 | 750000 | 0 | 0 | 0 | 0%
TBA2 | Facilities Access Control System | Business support | 2014/15 | 18 | 0 | 158278 | 0 | 0 | 158278 | 0 | 0 | 0 | 0 | 0 | 0 | 0 | 0 | 158278 | 0 | 0 | 0 | 0 | 0 | 0 | 0 | 0%
ND1116 | Fault Level Mitigation Program | Connection | 2016/17 | 9 | 1 | 3102931.4272 | 0 | 0 | 389831.6112 | 2659125.9372 | 53973.8788 | 0 | 0 | 0 | 0 | 0 | 0 | 389831.6112 | 2659125.9372 | 53973.8788 | 0 | 0 | 0 | 0 | 0 | 2.46%
ND0789 | Fleet Vehicle Procurement program | Business support | 2018/19 | 18 | 1 | 3157000 | 0 | 0 | 640000 | 957000 | 600000 | 200000 | 760000 | 0 | 0 | 0 | 0 | 640000 | 957000 | 600000 | 200000 | 760000 | 0 | 0 | 0 | 0%
ND1240 | Geographical Information System renewal and data collection tools | Operational Support Systems | 2018/19 | 15 | 1 | 500000 | 0 | 0 | 100000 | 100000 | 100000 | 100000 | 100000 | 0 | 0 | 0 | 0 | 100000 | 100000 | 100000 | 100000 | 100000 | 0 | 0 | 0 | 0%
ND0937 | George Town Substation 110 kV redevelopment | Asset Renewal | 2014/15 | 0 | 0 | 9379978.3847 | 0 | 3477848.5679 | 5902129.8168 | 0 | 0 | 0 | 0 | 0 | 0 | 0 | 0 | 9379978.3847 | 0 | 0 | 0 | 0 | 0 | 0 | 3477848.5679 | 0%
ND1214 | High Voltage switchgear refurbishment program | Asset Renewal | 2018/19 | 9 | 1 | 2376203.1392 | 0 | 0 | 0 | 0 | 320148.5652 | 1426782.1396 | 629272.4344 | 0 | 0 | 0 | 0 | 0 | 0 | 320148.5652 | 1426782.1396 | 629272.4344 | 0 | 0 | 0 | 2.46%
ND1215 | HV Feeder protection renewal program | Asset Renewal | 2019/20 | 13 | 1 | 2429810.2112 | 0 | 0 | 0 | 0 | 0 | 315874.9586 | 2089636.8636 | 24298.389 | 0 | 0 | 0 | 0 | 0 | 0 | 315874.9586 | 2089636.8636 | 24298.389 | 0 | 0 | 2.46%
ND1205-1 | Information Technology applications program | Information Technology | 2018/19 | 18 | 1 | 5169798.4 | 0 | 0 | 1426609.6 | 506313.6 | 875056 | 1715209.6 | 646609.6 | 0 | 0 | 0 | 0 | 1426609.6 | 506313.6 | 875056 | 1715209.6 | 646609.6 | 0 | 0 | 0 | 0%
ND1205-2 | Information Technology applications program | Operational Support Systems | 2018/19 | 18 | 1 | 4772121.6 | 0 | 0 | 1316870.4 | 467366.4 | 807744 | 1583270.4 | 596870.4 | 0 | 0 | 0 | 0 | 1316870.4 | 467366.4 | 807744 | 1583270.4 | 596870.4 | 0 | 0 | 0 | 0%
ND1206-1 | Information Technology desktop program | Information Technology | 2018/19 | 18 | 1 | 382843.2 | 0 | 0 | 71731.36 | 91511.84 | 74100 | 86096.32 | 59403.68 | 0 | 0 | 0 | 0 | 71731.36 | 91511.84 | 74100 | 86096.32 | 59403.68 | 0 | 0 | 0 | 0%
ND1206-2 | Information Technology desktop program | Operational Support Systems | 2018/19 | 18 | 1 | 2009926.8 | 0 | 0 | 376589.64 | 480437.16 | 389025 | 452005.68 | 311869.32 | 0 | 0 | 0 | 0 | 376589.64 | 480437.16 | 389025 | 452005.68 | 311869.32 | 0 | 0 | 0 | 0%
ND1207-1 | Information Technology infrastructure program | Information Technology | 2018/19 | 18 | 1 | 814005.76 | 0 | 0 | 85188.32 | 429633.12 | 188550.72 | 50618.08 | 60015.52 | 0 | 0 | 0 | 0 | 85188.32 | 429633.12 | 188550.72 | 50618.08 | 60015.52 | 0 | 0 | 0 | 0%
ND1207-2 | Information Technology infrastructure program | Operational Support Systems | 2018/19 | 18 | 1 | 4273530.24 | 0 | 0 | 447238.68 | 2255573.88 | 989891.28 | 265744.92 | 315081.48 | 0 | 0 | 0 | 0 | 447238.68 | 2255573.88 | 989891.28 | 265744.92 | 315081.48 | 0 | 0 | 0 | 0%
ND1260-1 | Information Technology security system program | Information Technology | 2018/19 | 18 | 1 | 278148 | 0 | 0 | 75800.16 | 27863.36 | 100006.24 | 54784.16 | 19694.08 | 0 | 0 | 0 | 0 | 75800.16 | 27863.36 | 100006.24 | 54784.16 | 19694.08 | 0 | 0 | 0 | 0%
ND1260-2 | Information Technology security system program | Operational Support Systems | 2018/19 | 18 | 1 | 1460277 | 0 | 0 | 397950.84 | 146282.64 | 525032.76 | 287616.84 | 103393.92 | 0 | 0 | 0 | 0 | 397950.84 | 146282.64 | 525032.76 | 287616.84 | 103393.92 | 0 | 0 | 0 | 0%
ND1062 | Insourcing Drawing Management | Operational Support Systems | 2014/15 | 0 | 0 | 505001.4236 | 0 | 0 | 505001.4236 | 0 | 0 | 0 | 0 | 0 | 0 | 0 | 0 | 505001.4236 | 0 | 0 | 0 | 0 | 0 | 0 | 0 | 0%
ND0948 | Lindisfarne Substation transformer T2 and T3 replacement | Asset Renewal | 2018/19 | 11 | 0 | 5958049 | 0 | 0 | 0 | 0 | 51230 | 4320738.2 | 1586080.8 | 0 | 0 | 0 | 0 | 0 | 0 | 0 | 0 | 5958049 | 0 | 0 | 0 | 2.46%
ND0949 | Meadowbank Substation 110 kV redevelopment | Asset Renewal | 2014/15 | 0 | 0 | 6108067.4917 | 0 | 2014288.697 | 4093778.7947 | 0 | 0 | 0 | 0 | 0 | 0 | 0 | 0 | 6108067.4917 | 0 | 0 | 0 | 0 | 0 | 0 | 2014288.697 | 0%
ND1232 | Network Modelling Enhancement program | Operational Support Systems | 2018/19 | 18 | 1 | 770000 | 0 | 0 | 323400 | 100100 | 223300 | 100100 | 23100 | 0 | 0 | 0 | 0 | 323400 | 100100 | 223300 | 100100 | 23100 | 0 | 0 | 0 | 0%
ND1233 | Network Operations and Control System enhancement program | Operational Support Systems | 2018/19 | 18 | 1 | 3601000 | 0 | 0 | 580000 | 385250 | 1215250 | 835250 | 585250 | 0 | 0 | 0 | 0 | 580000 | 385250 | 1215250 | 835250 | 585250 | 0 | 0 | 0 | 0%
ND1219 | Newton - Queenstown Security Augmentation | Augmentation | 2016/17 | 2 | 0 | 12777926.9116 | 0 | 0 | 348346.5374 | 3953397.6954 | 8476182.6788 | 0 | 0 | 0 | 0 | 0 | 0 | 0 | 0 | 12777926.9116 | 0 | 0 | 0 | 0 | 0 | 2.07%
ND1220 | North Hobart Substation 11 kV connection point | Connection | 2016/17 | 9 | 0 | 4373532.7642 | 0 | 0 | 589250.5338 | 2626071.3166 | 1158210.9138 | 0 | 0 | 0 | 0 | 0 | 0 | 0 | 0 | 4373532.7642 | 0 | 0 | 0 | 0 | 0 | 2.46%
ND1031 | Northern OPGW Program | Asset Renewal | 2014/15 | 0 | 0 | 130538.1038 | 0 | 0 | 130538.1038 | 0 | 0 | 0 | 0 | 0 | 0 | 0 | 0 | 130538.1038 | 0 | 0 | 0 | 0 | 0 | 0 | 0 | 0%
ND0790 | Office equipment and minor assets | Business support | 2018/19 | 18 | 1 | 400000 | 0 | 0 | 80000 | 80000 | 80000 | 80000 | 80000 | 0 | 0 | 0 | 0 | 80000 | 80000 | 80000 | 80000 | 80000 | 0 | 0 | 0 | 0%
ND1348 | Operations Building accommodation expansion | Business Support | 2014/15 | 0 | 0 | 400046.8824 | 0 | 157217.4243 | 242829.4581 | 0 | 0 | 0 | 0 | 0 | 0 | 0 | 0 | 400046.8824 | 0 | 0 | 0 | 0 | 0 | 0 | 157217.4243 | 0%
ND1221 | Operations Building air conditioning renewal | Business support | 2018/19 | 18 | 0 | 346150 | 0 | 0 | 159850 | 46000 | 51750 | 56350 | 32200 | 0 | 0 | 0 | 0 | 0 | 0 | 0 | 0 | 346150 | 0 | 0 | 0 | 0%
ND1275 | Operations Building compliance program | Business support | 2015/16 | 18 | 0 | 700000 | 0 | 0 | 105000 | 595000 | 0 | 0 | 0 | 0 | 0 | 0 | 0 | 0 | 700000 | 0 | 0 | 0 | 0 | 0 | 0 | 0%
ND1253 | Port Latta Substation structure renewal | Asset Renewal | 2014/15 | 9 | 0 | 1488190.516 | 0 | 22436.6908 | 1465753.8252 | 0 | 0 | 0 | 0 | 0 | 0 | 0 | 0 | 1488190.516 | 0 | 0 | 0 | 0 | 0 | 0 | 22436.6908 | 2.46%
ND0958 | Queenstown Substation Transformer T1 replacement | Asset Renewal | 2014/15 | 0 | 0 | 14292.4931 | 0 | 0 | 14292.4931 | 0 | 0 | 0 | 0 | 0 | 0 | 0 | 0 | 14292.4931 | 0 | 0 | 0 | 0 | 0 | 0 | 0 | 0%
ND1254 | Railton Substation 110 kV post insulator and busbar renewal | Asset Renewal | 2015/16 | 9 | 0 | 1008004.5538 | 0 | 135809.7054 | 605252.7366 | 266942.1118 | 0 | 0 | 0 | 0 | 0 | 0 | 0 | 0 | 1008004.5538 | 0 | 0 | 0 | 0 | 0 | 135809.7054 | 2.46%
ND1308 | Reyrolle Type LMT Switchgear renewal program | Asset Renewal | 2016/17 | 9 | 1 | 3337019.74 | 0 | 0 | 449600.6276 | 2003700.5878 | 883718.5246 | 0 | 0 | 0 | 0 | 0 | 0 | 449600.6276 | 2003700.5878 | 883718.5246 | 0 | 0 | 0 | 0 | 0 | 2.46%
ND1313 | Rosebery Substation transformer capacity augmentation | Connection | 2016/17 | 11 | 0 | 5640923.0048 | 0 | 0 | 647213.1804 | 4885343.0054 | 108366.819 | 0 | 0 | 0 | 0 | 0 | 0 | 0 | 0 | 5640923.0048 | 0 | 0 | 0 | 0 | 0 | 2.46%
ND1224 | SCADA System renewal program | Asset Renewal | 2016/17 | 13 | 1 | 3380312.1638 | 0 | 0 | 439440.694 | 2907067.8666 | 33803.6032 | 0 | 0 | 0 | 0 | 0 | 0 | 439440.694 | 2907067.8666 | 33803.6032 | 0 | 0 | 0 | 0 | 0 | 2.46%
ND1192 | Smart Transmission Grid Development program | Operational Support Systems | 2018/19 | 18 | 1 | 1500000 | 0 | 0 | 300000 | 300000 | 300000 | 300000 | 300000 | 0 | 0 | 0 | 0 | 300000 | 300000 | 300000 | 300000 | 300000 | 0 | 0 | 0 | 0%
ND1312 | Southern transmission system rationalisation program | Asset Renewal | 2020/21 | 10 | 0 | 8444655.863 | 0 | 0 | 0 | 0 | 0 | 0 | 2576265.5106 | 5868390.3524 | 0 | 0 | 0 | 0 | 0 | 0 | 0 | 0 | 0 | 8444655.863 | 0 | 2.46%
ND0941 | St Marys Substation transformer capacity augmentation | Connection | 2017/18 | 11 | 0 | 3352461.4866 | 0 | 0 | 0 | 201420.991 | 2162533.0552 | 988507.4404 | 0 | 0 | 0 | 0 | 0 | 0 | 0 | 0 | 3352461.4866 | 0 | 0 | 0 | 0 | 2.46%
ND1261 | Strategic Easement and Land Acquisition | Physical Security / Compliance | 2018/19 | 15 | 1 | 1835410 | 0 | 0 | 367082 | 367082 | 367082 | 367082 | 367082 | 0 | 0 | 0 | 0 | 367082 | 367082 | 367082 | 367082 | 367082 | 0 | 0 | 0 | 0%
ND1341 | Strategic spare 110/22/11 kV 17/25 MVA supply transformer | Inventory / Spares | 2016/17 | 11 | 0 | 1489556.3078 | 0 | 0 | 185134.974 | 1278177.2294 | 26244.1044 | 0 | 0 | 0 | 0 | 0 | 0 | 0 | 0 | 1489556.3078 | 0 | 0 | 0 | 0 | 0 | 2.46%
ND1342 | Strategic spare 110/33/22/11 kV 30/60 MVA supply transformer | Inventory / Spares | 2016/17 | 11 | 0 | 2049200 | 0 | 0 | 286888 | 1731574 | 30738 | 0 | 0 | 0 | 0 | 0 | 0 | 0 | 0 | 2049200 | 0 | 0 | 0 | 0 | 0 | 2.46%
ND1340 | Strategic spare 33 kV switchgear | Inventory / Spares | 2015/16 | 8 | 0 | 665990 | 0 | 0 | 231559.6 | 434430.4 | 0 | 0 | 0 | 0 | 0 | 0 | 0 | 0 | 665990 | 0 | 0 | 0 | 0 | 0 | 0 | 2.46%
ND1118 | Strategic spare dual secondary winding 110/11-6.6 kV 45-45 MVA supply transformer | Inventory / Spares | 2016/17 | 11 | 0 | 2305350 | 0 | 0 | 322749 | 1867333.5 | 115267.5 | 0 | 0 | 0 | 0 | 0 | 0 | 0 | 0 | 2305350 | 0 | 0 | 0 | 0 | 0 | 2.46%
ND1343 | Strategic spare mobile 110/33/22/11 kV substation | Inventory / Spares | 2016/17 | 7a | 0 | 6492160 | 0 | 0 | 260295.04 | 2507275.2352 | 3724589.7248 | 0 | 0 | 0 | 0 | 0 | 0 | 0 | 0 | 6492160 | 0 | 0 | 0 | 0 | 0 | 1.44%
ND1204 | Substation AC distribution system renewal program | Asset Renewal | 2017/18 | 8 | 1 | 2143053.36 | 0 | 0 | 0 | 0 | 176587.7608 | 828605.2906 | 1137860.3086 | 0 | 0 | 0 | 0 | 0 | 0 | 176587.7608 | 828605.2906 | 1137860.3086 | 0 | 0 | 0 | 2.46%
ND0989 | Substation AC supply replacement program | Asset Renewal | 2014/15 | 0 | 0 | 323963.1774 | 0 | 0 | 323963.1774 | 0 | 0 | 0 | 0 | 0 | 0 | 0 | 0 | 323963.1774 | 0 | 0 | 0 | 0 | 0 | 0 | 0 | 0%
ND1002 | Substation condition based monitoring program | Operational Support Systems | 2018/19 | 8 | 1 | 1516408 | 0 | 0 | 303281.6 | 303281.6 | 303281.6 | 303281.6 | 303281.6 | 0 | 0 | 0 | 0 | 303281.6 | 303281.6 | 303281.6 | 303281.6 | 303281.6 | 0 | 0 | 0 | 2.46%
ND0981 | Substation DC distribution system renewal program | Asset Renewal | 2018/19 | 9 | 1 | 3391548.952 | 0 | 0 | 0 | 0 | 456947.0096 | 2036442.7054 | 898159.237 | 0 | 0 | 0 | 0 | 0 | 0 | 456947.0096 | 2036442.7054 | 898159.237 | 0 | 0 | 0 | 2.46%
ND1259 | Substation Disconnector and Earth Switch renewal program | Asset Renewal | 2017/18 | 9 | 1 | 7903418.0852 | 0 | 0 | 0 | 1064836.042 | 4745577.3194 | 2093004.7238 | 0 | 0 | 0 | 0 | 0 | 0 | 1064836.042 | 4745577.3194 | 2093004.7238 | 0 | 0 | 0 | 0 | 2.46%
ND1209 | Substation EHV Bus Bar protection renewal program | Asset Renewal | 2019/20 | 13 | 1 | 3904074.364 | 0 | 0 | 0 | 0 | 0 | 507529.4624 | 3357504.5678 | 39040.3338 | 0 | 0 | 0 | 0 | 0 | 0 | 507529.4624 | 3357504.5678 | 39040.3338 | 0 | 0 | 2.46%
ND1098 | Substation fire suppression renewal program | Physical Security / Compliance | 2018/19 | 9 | 1 | 4270619.891 | 0 | 0 | 854123.9782 | 854123.9782 | 854123.9782 | 854123.9782 | 854123.9782 | 0 | 0 | 0 | 0 | 854123.9782 | 854123.9782 | 854123.9782 | 854123.9782 | 854123.9782 | 0 | 0 | 0 | 2.46%
ND1339 | Substation HV switchgear replacement program | Asset Renewal | 2016/17 | 9 | 1 | 3644996.0572 | 0 | 0 | 491093.8538 | 2188624.4942 | 965277.7092 | 0 | 0 | 0 | 0 | 0 | 0 | 491093.8538 | 2188624.4942 | 965277.7092 | 0 | 0 | 0 | 0 | 0 | 2.46%
ND1309 | Substation Lightning Protection enhancement program | Asset Renewal | 2018/19 | 9 | 0 | 2568938.596 | 0 | 0 | 0 | 0 | 346116.0276 | 1542509.685 | 680312.8834 | 0 | 0 | 0 | 0 | 0 | 0 | 0 | 0 | 2568938.596 | 0 | 0 | 0 | 2.46%
ND1226 | Substation Power transformer refurbishment program | Asset Renewal | 2016/17 | 11 | 1 | 1310369.1368 | 0 | 0 | 183451.5562 | 1107261.6542 | 19655.9264 | 0 | 0 | 0 | 0 | 0 | 0 | 183451.5562 | 1107261.6542 | 19655.9264 | 0 | 0 | 0 | 0 | 0 | 2.46%
ND1256 | Substation site infrastructure program | Asset Renewal | 2015/16 | 8 | 1 | 3502859.4468 | 0 | 0 | 1215492.2014 | 2287367.2454 | 0 | 0 | 0 | 0 | 0 | 0 | 0 | 1215492.2014 | 2287367.2454 | 0 | 0 | 0 | 0 | 0 | 0 | 2.46%
ND0990 | Substation VESDA and fire suppression program | Asset Renewal | 2014/15 | 0 | 0 | 2453544.6522 | 0 | 0 | 2453544.6522 | 0 | 0 | 0 | 0 | 0 | 0 | 0 | 0 | 2453544.6522 | 0 | 0 | 0 | 0 | 0 | 0 | 0 | 0%
ND1227 | Telecommunications bearer system program | Asset Renewal | 2018/19 | 13 | 1 | 3843571.734 | 0 | 0 | 837384.0634 | 651843.3478 | 1084923.325 | 833321.5244 | 436099.4734 | 0 | 0 | 0 | 0 | 837384.0634 | 651843.3478 | 1084923.325 | 833321.5244 | 436099.4734 | 0 | 0 | 0 | 2.46%
ND1228 | Telecommunications ethernet system program | Asset Renewal | 2018/19 | 13 | 1 | 3597223.0576 | 0 | 0 | 1713626.0818 | 485259.7814 | 255670.4872 | 348868.1032 | 793798.604 | 0 | 0 | 0 | 0 | 1713626.0818 | 485259.7814 | 255670.4872 | 348868.1032 | 793798.604 | 0 | 0 | 0 | 2.46%
ND1229 | Telecommunications multiplexer system program | Asset Renewal | 2018/19 | 13 | 1 | 6076025.5424 | 0 | 0 | 0 | 100937.4444 | 2139571.7692 | 3055668.6784 | 779847.6504 | 0 | 0 | 0 | 0 | 0 | 100937.4444 | 2139571.7692 | 3055668.6784 | 779847.6504 | 0 | 0 | 0 | 2.46%
ND1234 | Telecommunications Network Operation and Control System enhancement program | Operational Support Systems | 2018/19 | 18 | 1 | 1200000 | 0 | 0 | 0 | 600000 | 0 | 0 | 600000 | 0 | 0 | 0 | 0 | 0 | 600000 | 0 | 0 | 600000 | 0 | 0 | 0 | 0%
ND1230 | Telecommunications site infrastructure program | Asset Renewal | 2018/19 | 13 | 1 | 1773195.3012 | 0 | 0 | 461722.6702 | 131995.1196 | 698651.1742 | 287962.8054 | 192863.5318 | 0 | 0 | 0 | 0 | 461722.6702 | 131995.1196 | 698651.1742 | 287962.8054 | 192863.5318 | 0 | 0 | 0 | 2.46%
ND1231 | Telecommunications telephone system program | Asset Renewal | 2017/18 | 13 | 1 | 1565342.896 | 0 | 0 | 0 | 424303.2536 | 409459.8734 | 731579.769 | 0 | 0 | 0 | 0 | 0 | 0 | 424303.2536 | 409459.8734 | 731579.769 | 0 | 0 | 0 | 0 | 2.46%
ND1310 | Test equipment | Inventory / Spares | 2018/19 | 9 | 1 | 831053.06 | 0 | 0 | 166210.612 | 166210.612 | 166210.612 | 166210.612 | 166210.612 | 0 | 0 | 0 | 0 | 166210.612 | 166210.612 | 166210.612 | 166210.612 | 166210.612 | 0 | 0 | 0 | 2.46%
ND1235 | Transformer protection renewal program | Asset Renewal | 2017/18 | 13 | 1 | 6012307.7176 | 0 | 0 | 0 | 781599.7164 | 5170584.4732 | 60123.528 | 0 | 0 | 0 | 0 | 0 | 0 | 781599.7164 | 5170584.4732 | 60123.528 | 0 | 0 | 0 | 0 | 2.46%
ND0925 | Transmission line access track renewal program | Physical Security / Compliance | 2018/19 | 6 | 1 | 3773578.044 | 0 | 0 | 754715.6088 | 754715.6088 | 754715.6088 | 754715.6088 | 754715.6088 | 0 | 0 | 0 | 0 | 754715.6088 | 754715.6088 | 754715.6088 | 754715.6088 | 754715.6088 | 0 | 0 | 0 | 1.72%
ND1244 | Transmission line access track security system compliance program | Physical Security / Compliance | 2018/19 | 6 | 1 | 621000.6 | 0 | 0 | 62100.06 | 139725.135 | 139725.135 | 139725.135 | 139725.135 | 0 | 0 | 0 | 0 | 62100.06 | 139725.135 | 139725.135 | 139725.135 | 139725.135 | 0 | 0 | 0 | 1.72%
ND1238 | Transmission line anode renewal program | Asset Renewal | 2018/19 | 15 | 1 | 3939945 | 0 | 0 | 393994.5 | 886487.625 | 886487.625 | 886487.625 | 886487.625 | 0 | 0 | 0 | 0 | 393994.5 | 886487.625 | 886487.625 | 886487.625 | 886487.625 | 0 | 0 | 0 | 0%
ND0928 | Transmission line conductor assembly renewal program | Asset Renewal | 2018/19 | 6 | 1 | 4372247.0352 | 0 | 0 | 437224.7035 | 983755.5829 | 983755.5829 | 983755.5829 | 983755.5829 | 0 | 0 | 0 | 0 | 437224.7035 | 983755.5829 | 983755.5829 | 983755.5829 | 983755.5829 | 0 | 0 | 0 | 1.72%
ND1239 | Transmission line fall arrest system installation program | Physical Security / Compliance | 2018/19 | 6 | 1 | 865891.5 | 0 | 0 | 86589.15 | 194825.5875 | 194825.5875 | 194825.5875 | 194825.5875 | 0 | 0 | 0 | 0 | 86589.15 | 194825.5875 | 194825.5875 | 194825.5875 | 194825.5875 | 0 | 0 | 0 | 1.72%
ND0929 | Transmission line foundation renewal program | Asset Renewal | 2018/19 | 6 | 1 | 4480888.064 | 0 | 0 | 448088.8064 | 1008199.8144 | 1008199.8144 | 1008199.8144 | 1008199.8144 | 0 | 0 | 0 | 0 | 448088.8064 | 1008199.8144 | 1008199.8144 | 1008199.8144 | 1008199.8144 | 0 | 0 | 0 | 1.72%
ND0924 | Transmission line insulator assembly renewal program | Asset Renewal | 2018/19 | 6 | 1 | 11881913.2 | 0 | 0 | 1188191.32 | 2673430.47 | 2673430.47 | 2673430.47 | 2673430.47 | 0 | 0 | 0 | 0 | 1188191.32 | 2673430.47 | 2673430.47 | 2673430.47 | 2673430.47 | 0 | 0 | 0 | 1.72%
ND1242 | Transmission line K-pole renewal program | Asset Renewal | 2015/16 | 6 | 1 | 5363390.44 | 0 | 0 | 2577344.7408 | 2786045.6992 | 0 | 0 | 0 | 0 | 0 | 0 | 0 | 2577344.7408 | 2786045.6992 | 0 | 0 | 0 | 0 | 0 | 0 | 1.72%
ND1243 | Transmission line light detection and ranging program | Operational Support Systems | 2014/15 | 15 | 1 | 1556600 | 0 | 36041 | 1520559 | 0 | 0 | 0 | 0 | 0 | 0 | 0 | 36041 | 1520559 | 0 | 0 | 0 | 0 | 0 | 0 | 0 | 0%
ND1236 | Transmission line protection renewal program | Asset Renewal | 2018/19 | 13 | 1 | 4043518.3256 | 0 | 0 | 0 | 0 | 504163.6514 | 3496745.6586 | 42609.0156 | 0 | 0 | 0 | 0 | 0 | 0 | 504163.6514 | 3496745.6586 | 42609.0156 | 0 | 0 | 0 | 2.46%
ND0822 | Transmission line signage compliance program | Physical Security / Compliance | 2018/19 | 6 | 1 | 1639726.4 | 0 | 0 | 163972.64 | 368938.44 | 368938.44 | 368938.44 | 368938.44 | 0 | 0 | 0 | 0 | 163972.64 | 368938.44 | 368938.44 | 368938.44 | 368938.44 | 0 | 0 | 0 | 1.72%
ND1268 | Transmission line support assembly refurbishment program | Asset Renewal | 2018/19 | 6 | 1 | 2288395.8572 | 0 | 0 | 228839.5857 | 514889.0679 | 514889.0679 | 514889.0679 | 514889.0679 | 0 | 0 | 0 | 0 | 228839.5857 | 514889.0679 | 514889.0679 | 514889.0679 | 514889.0679 | 0 | 0 | 0 | 1.72%
ND0926 | Transmission line support assembly renewal program | Asset Renewal | 2018/19 | 6 | 1 | 2041218.2916 | 0 | 0 | 204121.8292 | 459274.1156 | 459274.1156 | 459274.1156 | 459274.1156 | 0 | 0 | 0 | 0 | 204121.8292 | 459274.1156 | 459274.1156 | 459274.1156 | 459274.1156 | 0 | 0 | 0 | 1.72%
ND0966 | Transmission line wood pole renewal program | Asset Renewal | 2017/18 | 6 | 1 | 2233211.74 | 0 | 0 | 0 | 0 | 1073156.172 | 1160055.568 | 0 | 0 | 0 | 0 | 0 | 0 | 0 | 1073156.172 | 1160055.568 | 0 | 0 | 0 | 0 | 1.72%
ND1311 | Trevallyn Office Building compliance program | Business support | 2016/17 | 18 | 0 | 440000 | 0 | 0 | 0 | 132000 | 308000 | 0 | 0 | 0 | 0 | 0 | 0 | 0 | 0 | 440000 | 0 | 0 | 0 | 0 | 0 | 0%
ND0709 | Tungatinah Substation 110 kV redevelopment | Asset Renewal | 2014/15 | 0 | 0 | 3900482.3536 | 0 | 0 | 3900482.3536 | 0 | 0 | 0 | 0 | 0 | 0 | 0 | 0 | 3900482.3536 | 0 | 0 | 0 | 0 | 0 | 0 | 0 | 0%
ND1114 | Waddamana - Palmerston 220 kV Security Augmentation | Augmentation | 2018/19 | 4 | 0 | 18637072.6716 | 0 | 0 | 0 | 0 | 566813.7707 | 8148432.6034 | 9921826.2975 | 0 | 0 | 0 | 0 | 0 | 0 | 0 | 0 | 18637072.6716 | 0 | 0 | 0 | 2.49%
ND0730 | Wesley Vale 11 kV to 22 kV conversion | Connection | 2014/15 | 9 | 0 | 1041876.8052 | 0 | 0 | 1041876.8052 | 0 | 0 | 0 | 0 | 0 | 0 | 0 | 0 | 1041876.8052 | 0 | 0 | 0 | 0 | 0 | 0 | 0 | 2.46%
ND1001 | Strategic easement acquisition | Land and Easements | 2013/14 | 0 | 0 | 482246.1312 | 0 | 482246.1312 | 0 | 0 | 0 | 0 | 0 | 0 | 0 | 0 | 482246.1312 | 0 | 0 | 0 | 0 | 0 | 0 | 0 | 0 | 0%
0 | 0 | 0 | 0 | 0 | 0 | 0 | 0 | 0 | 0 | 0 | 0 | 0 | 0 | 0 | 0 | 0 | 0 | 0 | 0 | 0 | 0 | 0 | 0 | 0 | 0 | 0%
0 | 0 | 0 | 0 | 0 | 0 | 0 | 0 | 0 | 0 | 0 | 0 | 0 | 0 | 0 | 0 | 0 | 0 | 0 | 0 | 0 | 0 | 0 | 0 | 0 | 0 | 0%
0 | 0 | 0 | 0 | 0 | 0 | 0 | 0 | 0 | 0 | 0 | 0 | 0 | 0 | 0 | 0 | 0 | 0 | 0 | 0 | 0 | 0 | 0 | 0 | 0 | 0 | 0%
0 | 0 | 0 | 0 | 0 | 0 | 0 | 0 | 0 | 0 | 0 | 0 | 0 | 0 | 0 | 0 | 0 | 0 | 0 | 0 | 0 | 0 | 0 | 0 | 0 | 0 | 0%
0 | 0 | 0 | 0 | 0 | 0 | 0 | 0 | 0 | 0 | 0 | 0 | 0 | 0 | 0 | 0 | 0 | 0 | 0 | 0 | 0 | 0 | 0 | 0 | 0 | 0 | 0%
0 | 0 | 0 | 0 | 0 | 0 | 0 | 0 | 0 | 0 | 0 | 0 | 0 | 0 | 0 | 0 | 0 | 0 | 0 | 0 | 0 | 0 | 0 | 0 | 0 | 0 | 0%
0 | 0 | 0 | 0 | 0 | 0 | 0 | 0 | 0 | 0 | 0 | 0 | 0 | 0 | 0 | 0 | 0 | 0 | 0 | 0 | 0 | 0 | 0 | 0 | 0 | 0 | 0%
0 | 0 | 0 | 0 | 0 | 0 | 0 | 0 | 0 | 0 | 0 | 0 | 0 | 0 | 0 | 0 | 0 | 0 | 0 | 0 | 0 | 0 | 0 | 0 | 0 | 0 | 0%

## Cost+Escalation
[7 empty] | Escalated Cost Spend Profile ($m) | [8 empty] | Escalated Cost Commission Profile ($m) | [8 empty] | WIP ($m) | Component Weighted Escalators
Total | [5 empty] | 275485048.8855 | 0 | 6325802.6025 | 48601929.5782 | 62980888.4869 | 57048307.7845 | 51157983.6087 | 43137287.3505 | 6232849.4742 | 0 | 0 | 514687.918 | 49868333.7197 | 42659484.6407 | 77275216.1155 | 39574345.8173 | 56653084.0433 | 66555.9175 | 8873340.7135 | 5811114.6845
ID | Projects | Category | Comm Yr | Type | Program | Escalated Cost | 2012/13 | 2013/14 | 2014/15 | 2015/16 | 2016/17 | 2017/18 | 2018/19 | 2019/20 | 2020/21 | 2012/13 | 2013/14 | 2014/15 | 2015/16 | 2016/17 | 2017/18 | 2018/19 | 2019/20 | 2020/21 | June 2014 | 2012/13 | 2013/14 | 2014/15 | 2015/16 | 2016/17 | 2017/18 | 2018/19 | 2019/20 | 2020/21
ND0826 | Avoca Substation 110 kV Redevelopment | Asset Renewal | 2014/15 | 0 | 0 | 269400.1556 | 0 | 0 | 269400.1556 | 0 | 0 | 0 | 0 | 0 | 0 | 0 | 0 | 269400.1556 | 0 | 0 | 0 | 0 | 0 | 0 | 0 | 0% | 0% | 0% | 0% | 0% | 0% | 0% | 0% | 0%
ND1306 | Bridgewater 110 kV transmission line security augmentation | Augmentation | 2016/17 | 1 | 0 | 1559169.6676 | 0 | 0 | 706.8485 | 355783.0055 | 1202679.8136 | 0 | 0 | 0 | 0 | 0 | 0 | 0 | 0 | 1559169.6676 | 0 | 0 | 0 | 0 | 0 | 1.711% | 2.29% | 2.747% | 4.254% | 5.712% | 7.073% | 8.223% | 8.223% | 8.223%
ND0908 | Burnie Substation 110 kV redevelopment | Asset Renewal | 2014/15 | 0 | 0 | 27632.1534 | 0 | 0 | 27632.1534 | 0 | 0 | 0 | 0 | 0 | 0 | 0 | 0 | 27632.1534 | 0 | 0 | 0 | 0 | 0 | 0 | 0 | 0% | 0% | 0% | 0% | 0% | 0% | 0% | 0% | 0%
ND1307 | Condition Based Risk Management System (Stage 2) | Operational Support Systems | 2018/19 | 18 | 0 | 454350 | 0 | 0 | 0 | 0 | 0 | 0 | 454350 | 0 | 0 | 0 | 0 | 0 | 0 | 0 | 0 | 454350 | 0 | 0 | 0 | 0% | 0% | 0% | 0% | 0% | 0% | 0% | 0% | 0%
TBA1 | Consumer engagement management system | Operational Support Systems | 2017/18 | 18 | 0 | 980000 | 0 | 0 | 155000 | 480000 | 265000 | 80000 | 0 | 0 | 0 | 0 | 0 | 0 | 0 | 0 | 980000 | 0 | 0 | 0 | 0 | 0% | 0% | 0% | 0% | 0% | 0% | 0% | 0% | 0%
ND0733 | Creek Road Substation 110 kV redevelopment | Asset Renewal | 2014/15 | 0 | 0 | 962930.9974 | 0 | 0 | 962930.9974 | 0 | 0 | 0 | 0 | 0 | 0 | 0 | 0 | 962930.9974 | 0 | 0 | 0 | 0 | 0 | 0 | 0 | 0% | 0% | 0% | 0% | 0% | 0% | 0% | 0% | 0%
TBA3 | Derwent Bridge transmission line redevelopment | Asset Renewal | 2016/17 | 1 | 0 | 1057968.2393 | 0 | 0 | 419494.6811 | 638473.5581 | 0 | 0 | 0 | 0 | 0 | 0 | 0 | 0 | 0 | 1057968.2393 | 0 | 0 | 0 | 0 | 0 | 1.711% | 2.29% | 2.747% | 4.254% | 5.712% | 7.073% | 8.223% | 8.223% | 8.223%
ND1211 | Enterprise Asset Management system | Operational Support Systems | 2018/19 | 18 | 1 | 5939000 | 0 | 0 | 300000 | 3107500 | 1219000 | 562500 | 750000 | 0 | 0 | 0 | 0 | 300000 | 3107500 | 1219000 | 562500 | 750000 | 0 | 0 | 0 | 0% | 0% | 0% | 0% | 0% | 0% | 0% | 0% | 0%
TBA2 | Facilities Access Control System | Business support | 2014/15 | 18 | 0 | 158278 | 0 | 0 | 158278 | 0 | 0 | 0 | 0 | 0 | 0 | 0 | 0 | 158278 | 0 | 0 | 0 | 0 | 0 | 0 | 0 | 0% | 0% | 0% | 0% | 0% | 0% | 0% | 0% | 0%
ND1116 | Fault Level Mitigation Program | Connection | 2016/17 | 9 | 1 | 3199530.6226 | 0 | 0 | 398405.2965 | 2744701.6202 | 56423.7059 | 0 | 0 | 0 | 0 | 0 | 0 | 398405.2965 | 2744701.6202 | 56423.7059 | 0 | 0 | 0 | 0 | 0 | 1.601% | 2.22% | 2.199% | 3.218% | 4.539% | 5.816% | 6.979% | 6.979% | 6.979%
ND0789 | Fleet Vehicle Procurement program | Business support | 2018/19 | 18 | 1 | 3157000 | 0 | 0 | 640000 | 957000 | 600000 | 200000 | 760000 | 0 | 0 | 0 | 0 | 640000 | 957000 | 600000 | 200000 | 760000 | 0 | 0 | 0 | 0% | 0% | 0% | 0% | 0% | 0% | 0% | 0% | 0%
ND1240 | Geographical Information System renewal and data collection tools | Operational Support Systems | 2018/19 | 15 | 1 | 520152.3951 | 0 | 0 | 94289.1922 | 98815.0734 | 103656.9649 | 108891.6293 | 114499.5353 | 0 | 0 | 0 | 0 | 94289.1922 | 98815.0734 | 103656.9649 | 108891.6293 | 114499.5353 | 0 | 0 | 0 | -6.208% | -9.986% | -5.711% | -1.185% | 3.657% | 8.892% | 14.5% | 14.5% | 14.5%
ND0937 | George Town Substation 110 kV redevelopment | Asset Renewal | 2014/15 | 0 | 0 | 9379978.3847 | 0 | 3477848.5679 | 5902129.8168 | 0 | 0 | 0 | 0 | 0 | 0 | 0 | 0 | 9379978.3847 | 0 | 0 | 0 | 0 | 0 | 0 | 3477848.5679 | 0% | 0% | 0% | 0% | 0% | 0% | 0% | 0% | 0%
ND1214 | High Voltage switchgear refurbishment program | Asset Renewal | 2018/19 | 9 | 1 | 2517636.1911 | 0 | 0 | 0 | 0 | 334679.8282 | 1509769.1061 | 673187.2568 | 0 | 0 | 0 | 0 | 0 | 0 | 334679.8282 | 1509769.1061 | 673187.2568 | 0 | 0 | 0 | 1.601% | 2.22% | 2.199% | 3.218% | 4.539% | 5.816% | 6.979% | 6.979% | 6.979%
ND1215 | HV Feeder protection renewal program | Asset Renewal | 2019/20 | 13 | 1 | 2549730.4802 | 0 | 0 | 0 | 0 | 0 | 328421.082 | 2195776.8093 | 25532.5889 | 0 | 0 | 0 | 0 | 0 | 0 | 328421.082 | 2195776.8093 | 25532.5889 | 0 | 0 | 0.853% | 0.9842% | 0.8183% | 1.611% | 2.808% | 3.972% | 5.079% | 5.079% | 5.079%
ND1205-1 | Information Technology applications program | Information Technology | 2018/19 | 18 | 1 | 5169798.4 | 0 | 0 | 1426609.6 | 506313.6 | 875056 | 1715209.6 | 646609.6 | 0 | 0 | 0 | 0 | 1426609.6 | 506313.6 | 875056 | 1715209.6 | 646609.6 | 0 | 0 | 0 | 0% | 0% | 0% | 0% | 0% | 0% | 0% | 0% | 0%
ND1205-2 | Information Technology applications program | Operational Support Systems | 2018/19 | 18 | 1 | 4772121.6 | 0 | 0 | 1316870.4 | 467366.4 | 807744 | 1583270.4 | 596870.4 | 0 | 0 | 0 | 0 | 1316870.4 | 467366.4 | 807744 | 1583270.4 | 596870.4 | 0 | 0 | 0 | 0% | 0% | 0% | 0% | 0% | 0% | 0% | 0% | 0%
ND1206-1 | Information Technology desktop program | Information Technology | 2018/19 | 18 | 1 | 382843.2 | 0 | 0 | 71731.36 | 91511.84 | 74100 | 86096.32 | 59403.68 | 0 | 0 | 0 | 0 | 71731.36 | 91511.84 | 74100 | 86096.32 | 59403.68 | 0 | 0 | 0 | 0% | 0% | 0% | 0% | 0% | 0% | 0% | 0% | 0%
ND1206-2 | Information Technology desktop program | Operational Support Systems | 2018/19 | 18 | 1 | 2009926.8 | 0 | 0 | 376589.64 | 480437.16 | 389025 | 452005.68 | 311869.32 | 0 | 0 | 0 | 0 | 376589.64 | 480437.16 | 389025 | 452005.68 | 311869.32 | 0 | 0 | 0 | 0% | 0% | 0% | 0% | 0% | 0% | 0% | 0% | 0%
ND1207-1 | Information Technology infrastructure program | Information Technology | 2018/19 | 18 | 1 | 814005.76 | 0 | 0 | 85188.32 | 429633.12 | 188550.72 | 50618.08 | 60015.52 | 0 | 0 | 0 | 0 | 85188.32 | 429633.12 | 188550.72 | 50618.08 | 60015.52 | 0 | 0 | 0 | 0% | 0% | 0% | 0% | 0% | 0% | 0% | 0% | 0%
ND1207-2 | Information Technology infrastructure program | Operational Support Systems | 2018/19 | 18 | 1 | 4273530.24 | 0 | 0 | 447238.68 | 2255573.88 | 989891.28 | 265744.92 | 315081.48 | 0 | 0 | 0 | 0 | 447238.68 | 2255573.88 | 989891.28 | 265744.92 | 315081.48 | 0 | 0 | 0 | 0% | 0% | 0% | 0% | 0% | 0% | 0% | 0% | 0%
ND1260-1 | Information Technology security system program | Information Technology | 2018/19 | 18 | 1 | 278148 | 0 | 0 | 75800.16 | 27863.36 | 100006.24 | 54784.16 | 19694.08 | 0 | 0 | 0 | 0 | 75800.16 | 27863.36 | 100006.24 | 54784.16 | 19694.08 | 0 | 0 | 0 | 0% | 0% | 0% | 0% | 0% | 0% | 0% | 0% | 0%
ND1260-2 | Information Technology security system program | Operational Support Systems | 2018/19 | 18 | 1 | 1460277 | 0 | 0 | 397950.84 | 146282.64 | 525032.76 | 287616.84 | 103393.92 | 0 | 0 | 0 | 0 | 397950.84 | 146282.64 | 525032.76 | 287616.84 | 103393.92 | 0 | 0 | 0 | 0% | 0% | 0% | 0% | 0% | 0% | 0% | 0% | 0%
ND1062 | Insourcing Drawing Management | Operational Support Systems | 2014/15 | 0 | 0 | 505001.4236 | 0 | 0 | 505001.4236 | 0 | 0 | 0 | 0 | 0 | 0 | 0 | 0 | 505001.4236 | 0 | 0 | 0 | 0 | 0 | 0 | 0 | 0% | 0% | 0% | 0% | 0% | 0% | 0% | 0% | 0%
ND0948 | Lindisfarne Substation transformer T2 and T3 replacement | Asset Renewal | 2018/19 | 11 | 0 | 6255904.0423 | 0 | 0 | 0 | 0 | 53477.1977 | 4532909.9248 | 1669516.9198 | 0 | 0 | 0 | 0 | 0 | 0 | 0 | 0 | 6255904.0423 | 0 | 0 | 0 | 0.9336% | 2.777% | 2.752% | 3.72% | 4.386% | 4.911% | 5.261% | 5.261% | 5.261%
ND0949 | Meadowbank Substation 110 kV redevelopment | Asset Renewal | 2014/15 | 0 | 0 | 6108067.4917 | 0 | 2014288.697 | 4093778.7947 | 0 | 0 | 0 | 0 | 0 | 0 | 0 | 0 | 6108067.4917 | 0 | 0 | 0 | 0 | 0 | 0 | 2014288.697 | 0% | 0% | 0% | 0% | 0% | 0% | 0% | 0% | 0%
ND1232 | Network Modelling Enhancement program | Operational Support Systems | 2018/19 | 18 | 1 | 770000 | 0 | 0 | 323400 | 100100 | 223300 | 100100 | 23100 | 0 | 0 | 0 | 0 | 323400 | 100100 | 223300 | 100100 | 23100 | 0 | 0 | 0 | 0% | 0% | 0% | 0% | 0% | 0% | 0% | 0% | 0%
ND1233 | Network Operations and Control System enhancement program | Operational Support Systems | 2018/19 | 18 | 1 | 3601000 | 0 | 0 | 580000 | 385250 | 1215250 | 835250 | 585250 | 0 | 0 | 0 | 0 | 580000 | 385250 | 1215250 | 835250 | 585250 | 0 | 0 | 0 | 0% | 0% | 0% | 0% | 0% | 0% | 0% | 0% | 0%
ND1219 | Newton - Queenstown Security Augmentation | Augmentation | 2016/17 | 2 | 0 | 13435198.7795 | 0 | 0 | 357679.0769 | 4120753.3616 | 8956766.341 | 0 | 0 | 0 | 0 | 0 | 0 | 0 | 0 | 13435198.7795 | 0 | 0 | 0 | 0 | 0 | 1.594% | 2.162% | 2.679% | 4.233% | 5.67% | 7% | 8.108% | 8.108% | 8.108%
ND1220 | North Hobart Substation 11 kV connection point | Connection | 2016/17 | 9 | 0 | 4523574.4326 | 0 | 0 | 602210.1001 | 2710583.2397 | 1210781.0928 | 0 | 0 | 0 | 0 | 0 | 0 | 0 | 0 | 4523574.4326 | 0 | 0 | 0 | 0 | 0 | 1.601% | 2.22% | 2.199% | 3.218% | 4.539% | 5.816% | 6.979% | 6.979% | 6.979%
ND1031 | Northern OPGW Program | Asset Renewal | 2014/15 | 0 | 0 | 130538.1038 | 0 | 0 | 130538.1038 | 0 | 0 | 0 | 0 | 0 | 0 | 0 | 0 | 130538.1038 | 0 | 0 | 0 | 0 | 0 | 0 | 0 | 0% | 0% | 0% | 0% | 0% | 0% | 0% | 0% | 0%
ND0790 | Office equipment and minor assets | Business support | 2018/19 | 18 | 1 | 400000 | 0 | 0 | 80000 | 80000 | 80000 | 80000 | 80000 | 0 | 0 | 0 | 0 | 80000 | 80000 | 80000 | 80000 | 80000 | 0 | 0 | 0 | 0% | 0% | 0% | 0% | 0% | 0% | 0% | 0% | 0%
ND1348 | Operations Building accommodation expansion | Business Support | 2014/15 | 0 | 0 | 400046.8824 | 0 | 157217.4243 | 242829.4581 | 0 | 0 | 0 | 0 | 0 | 0 | 0 | 0 | 400046.8824 | 0 | 0 | 0 | 0 | 0 | 0 | 157217.4243 | 0% | 0% | 0% | 0% | 0% | 0% | 0% | 0% | 0%
ND1221 | Operations Building air conditioning renewal | Business support | 2018/19 | 18 | 0 | 346150 | 0 | 0 | 159850 | 46000 | 51750 | 56350 | 32200 | 0 | 0 | 0 | 0 | 0 | 0 | 0 | 0 | 346150 | 0 | 0 | 0 | 0% | 0% | 0% | 0% | 0% | 0% | 0% | 0% | 0%
ND1275 | Operations Building compliance program | Business support | 2015/16 | 18 | 0 | 700000 | 0 | 0 | 105000 | 595000 | 0 | 0 | 0 | 0 | 0 | 0 | 0 | 0 | 700000 | 0 | 0 | 0 | 0 | 0 | 0 | 0% | 0% | 0% | 0% | 0% | 0% | 0% | 0% | 0%
ND1253 | Port Latta Substation structure renewal | Asset Renewal | 2014/15 | 9 | 0 | 1520925.4556 | 0 | 22934.8604 | 1497990.5952 | 0 | 0 | 0 | 0 | 0 | 0 | 0 | 0 | 1520925.4556 | 0 | 0 | 0 | 0 | 0 | 0 | 22934.8604 | 1.601% | 2.22% | 2.199% | 3.218% | 4.539% | 5.816% | 6.979% | 6.979% | 6.979%
ND0958 | Queenstown Substation Transformer T1 replacement | Asset Renewal | 2014/15 | 0 | 0 | 14292.4931 | 0 | 0 | 14292.4931 | 0 | 0 | 0 | 0 | 0 | 0 | 0 | 0 | 14292.4931 | 0 | 0 | 0 | 0 | 0 | 0 | 0 | 0% | 0% | 0% | 0% | 0% | 0% | 0% | 0% | 0%
ND1254 | Railton Substation 110 kV post insulator and busbar renewal | Asset Renewal | 2015/16 | 9 | 0 | 1032922.1911 | 0 | 138825.1349 | 618564.2443 | 275532.8119 | 0 | 0 | 0 | 0 | 0 | 0 | 0 | 0 | 1032922.1911 | 0 | 0 | 0 | 0 | 0 | 138825.1349 | 1.601% | 2.22% | 2.199% | 3.218% | 4.539% | 5.816% | 6.979% | 6.979% | 6.979%
ND1308 | Reyrolle Type LMT Switchgear renewal program | Asset Renewal | 2016/17 | 9 | 1 | 3451502.0137 | 0 | 0 | 459488.831 | 2068183.4481 | 923829.7345 | 0 | 0 | 0 | 0 | 0 | 0 | 459488.831 | 2068183.4481 | 923829.7345 | 0 | 0 | 0 | 0 | 0 | 1.601% | 2.22% | 2.199% | 3.218% | 4.539% | 5.816% | 6.979% | 6.979% | 6.979%
ND1313 | Rosebery Substation transformer capacity augmentation | Connection | 2016/17 | 11 | 0 | 5845241.3468 | 0 | 0 | 665021.5386 | 5067099.4918 | 113120.3163 | 0 | 0 | 0 | 0 | 0 | 0 | 0 | 0 | 5845241.3468 | 0 | 0 | 0 | 0 | 0 | 0.9336% | 2.777% | 2.752% | 3.72% | 4.386% | 4.911% | 5.261% | 5.261% | 5.261%
ND1224 | SCADA System renewal program | Asset Renewal | 2016/17 | 13 | 1 | 3431678.6262 | 0 | 0 | 443036.435 | 2953889.487 | 34752.7042 | 0 | 0 | 0 | 0 | 0 | 0 | 443036.435 | 2953889.487 | 34752.7042 | 0 | 0 | 0 | 0 | 0 | 0.853% | 0.9842% | 0.8183% | 1.611% | 2.808% | 3.972% | 5.079% | 5.079% | 5.079%
ND1192 | Smart Transmission Grid Development program | Operational Support Systems | 2018/19 | 18 | 1 | 1500000 | 0 | 0 | 300000 | 300000 | 300000 | 300000 | 300000 | 0 | 0 | 0 | 0 | 300000 | 300000 | 300000 | 300000 | 300000 | 0 | 0 | 0 | 0% | 0% | 0% | 0% | 0% | 0% | 0% | 0% | 0%
ND1312 | Southern transmission system rationalisation program | Asset Renewal | 2020/21 | 10 | 0 | 8873340.7135 | 0 | 0 | 0 | 0 | 0 | 0 | 2707047.1568 | 6166293.5567 | 0 | 0 | 0 | 0 | 0 | 0 | 0 | 0 | 0 | 8873340.7135 | 0 | 0.9713% | 2.886% | 2.878% | 3.811% | 4.39% | 4.822% | 5.076% | 5.076% | 5.076%
ND0941 | St Marys Substation transformer capacity augmentation | Connection | 2017/18 | 11 | 0 | 3503355.5798 | 0 | 0 | 0 | 208914.7476 | 2257392.3049 | 1037048.5273 | 0 | 0 | 0 | 0 | 0 | 0 | 0 | 0 | 3503355.5798 | 0 | 0 | 0 | 0 | 0.9336% | 2.777% | 2.752% | 3.72% | 4.386% | 4.911% | 5.261% | 5.261% | 5.261%
ND1261 | Strategic Easement and Land Acquisition | Physical Security / Compliance | 2018/19 | 15 | 1 | 1909385.8149 | 0 | 0 | 346118.6525 | 362732.3478 | 380506.0599 | 399721.5707 | 420307.184 | 0 | 0 | 0 | 0 | 346118.6525 | 362732.3478 | 380506.0599 | 399721.5707 | 420307.184 | 0 | 0 | 0 | -6.208% | -9.986% | -5.711% | -1.185% | 3.657% | 8.892% | 14.5% | 14.5% | 14.5%
ND1341 | Strategic spare 110/22/11 kV 17/25 MVA supply transformer | Inventory / Spares | 2016/17 | 11 | 0 | 1543355.4507 | 0 | 0 | 190229.0451 | 1325731.1068 | 27395.2989 | 0 | 0 | 0 | 0 | 0 | 0 | 0 | 0 | 1543355.4507 | 0 | 0 | 0 | 0 | 0 | 0.9336% | 2.777% | 2.752% | 3.72% | 4.386% | 4.911% | 5.261% | 5.261% | 5.261%
ND1342 | Strategic spare 110/33/22/11 kV 30/60 MVA supply transformer | Inventory / Spares | 2016/17 | 11 | 0 | 2122864.4231 | 0 | 0 | 294781.8508 | 1795996.2537 | 32086.3186 | 0 | 0 | 0 | 0 | 0 | 0 | 0 | 0 | 2122864.4231 | 0 | 0 | 0 | 0 | 0 | 0.9336% | 2.777% | 2.752% | 3.72% | 4.386% | 4.911% | 5.261% | 5.261% | 5.261%
ND1340 | Strategic spare 33 kV switchgear | Inventory / Spares | 2015/16 | 8 | 0 | 689237.1362 | 0 | 0 | 238020.257 | 451216.8792 | 0 | 0 | 0 | 0 | 0 | 0 | 0 | 0 | 689237.1362 | 0 | 0 | 0 | 0 | 0 | 0 | 1.8% | 2.726% | 2.79% | 3.864% | 5.072% | 6.207% | 7.192% | 7.192% | 7.192%
ND1118 | Strategic spare dual secondary winding 110/11-6.6 kV 45-45 MVA supply transformer | Inventory / Spares | 2016/17 | 11 | 0 | 2388759.8878 | 0 | 0 | 331629.5821 | 1936806.6108 | 120323.6949 | 0 | 0 | 0 | 0 | 0 | 0 | 0 | 0 | 2388759.8878 | 0 | 0 | 0 | 0 | 0 | 0.9336% | 2.777% | 2.752% | 3.72% | 4.386% | 4.911% | 5.261% | 5.261% | 5.261%
ND1343 | Strategic spare mobile 110/33/22/11 kV substation | Inventory / Spares | 2016/17 | 7a | 0 | 6771804.1166 | 0 | 0 | 267698.1834 | 2603672.1067 | 3900433.8265 | 0 | 0 | 0 | 0 | 0 | 0 | 0 | 0 | 6771804.1166 | 0 | 0 | 0 | 0 | 0 | 1.729% | 2.753% | 2.844% | 3.845% | 4.721% | 5.498% | 6.09% | 6.09% | 6.09%
ND1204 | Substation AC distribution system renewal program | Asset Renewal | 2017/18 | 8 | 1 | 2285280.0149 | 0 | 0 | 0 | 0 | 185543.6417 | 880036.8946 | 1219699.4787 | 0 | 0 | 0 | 0 | 0 | 0 | 185543.6417 | 880036.8946 | 1219699.4787 | 0 | 0 | 0 | 1.8% | 2.726% | 2.79% | 3.864% | 5.072% | 6.207% | 7.192% | 7.192% | 7.192%
ND0989 | Substation AC supply replacement program | Asset Renewal | 2014/15 | 0 | 0 | 323963.1774 | 0 | 0 | 323963.1774 | 0 | 0 | 0 | 0 | 0 | 0 | 0 | 0 | 323963.1774 | 0 | 0 | 0 | 0 | 0 | 0 | 0 | 0% | 0% | 0% | 0% | 0% | 0% | 0% | 0% | 0%
ND1002 | Substation condition based monitoring program | Operational Support Systems | 2018/19 | 8 | 1 | 1592607.7971 | 0 | 0 | 311743.3454 | 315000.4628 | 318662.9258 | 322106.3158 | 325094.7472 | 0 | 0 | 0 | 0 | 311743.3454 | 315000.4628 | 318662.9258 | 322106.3158 | 325094.7472 | 0 | 0 | 0 | 1.8% | 2.726% | 2.79% | 3.864% | 5.072% | 6.207% | 7.192% | 7.192% | 7.192%
ND0981 | Substation DC distribution system renewal program | Asset Renewal | 2018/19 | 9 | 1 | 3593416.0083 | 0 | 0 | 0 | 0 | 477687.4342 | 2154889.8025 | 960838.7716 | 0 | 0 | 0 | 0 | 0 | 0 | 477687.4342 | 2154889.8025 | 960838.7716 | 0 | 0 | 0 | 1.601% | 2.22% | 2.199% | 3.218% | 4.539% | 5.816% | 6.979% | 6.979% | 6.979%
ND1259 | Substation Disconnector and Earth Switch renewal program | Asset Renewal | 2017/18 | 9 | 1 | 8274821.0688 | 0 | 0 | 0 | 1099104.4722 | 4960974.9179 | 2214741.6787 | 0 | 0 | 0 | 0 | 0 | 0 | 1099104.4722 | 4960974.9179 | 2214741.6787 | 0 | 0 | 0 | 0 | 1.601% | 2.22% | 2.199% | 3.218% | 4.539% | 5.816% | 6.979% | 6.979% | 6.979%
ND1209 | Substation EHV Bus Bar protection renewal program | Asset Renewal | 2019/20 | 13 | 1 | 4096755.1073 | 0 | 0 | 0 | 0 | 0 | 527687.8419 | 3528043.9369 | 41023.3285 | 0 | 0 | 0 | 0 | 0 | 0 | 527687.8419 | 3528043.9369 | 41023.3285 | 0 | 0 | 0.853% | 0.9842% | 0.8183% | 1.611% | 2.808% | 3.972% | 5.079% | 5.079% | 5.079%
ND1098 | Substation fire suppression renewal program | Physical Security / Compliance | 2018/19 | 9 | 1 | 4464945.6526 | 0 | 0 | 872908.9868 | 881611.2972 | 892891.9175 | 903803.0119 | 913730.4391 | 0 | 0 | 0 | 0 | 872908.9868 | 881611.2972 | 892891.9175 | 903803.0119 | 913730.4391 | 0 | 0 | 0 | 1.601% | 2.22% | 2.199% | 3.218% | 4.539% | 5.816% | 6.979% | 6.979% | 6.979%
ND1339 | Substation HV switchgear replacement program | Asset Renewal | 2016/17 | 9 | 1 | 3770044.0037 | 0 | 0 | 501894.6304 | 2259058.5543 | 1009090.8191 | 0 | 0 | 0 | 0 | 0 | 0 | 501894.6304 | 2259058.5543 | 1009090.8191 | 0 | 0 | 0 | 0 | 0 | 1.601% | 2.22% | 2.199% | 3.218% | 4.539% | 5.816% | 6.979% | 6.979% | 6.979%
ND1309 | Substation Lightning Protection enhancement program | Asset Renewal | 2018/19 | 9 | 0 | 2721843.3761 | 0 | 0 | 0 | 0 | 361825.931 | 1632227.7969 | 727789.6483 | 0 | 0 | 0 | 0 | 0 | 0 | 0 | 0 | 2721843.3761 | 0 | 0 | 0 | 1.601% | 2.22% | 2.199% | 3.218% | 4.539% | 5.816% | 6.979% | 6.979% | 6.979%
ND1226 | Substation Power transformer refurbishment program | Asset Renewal | 2016/17 | 11 | 1 | 1357474.1506 | 0 | 0 | 188499.3073 | 1148456.7121 | 20518.1312 | 0 | 0 | 0 | 0 | 0 | 0 | 188499.3073 | 1148456.7121 | 20518.1312 | 0 | 0 | 0 | 0 | 0 | 0.9336% | 2.777% | 2.752% | 3.72% | 4.386% | 4.911% | 5.261% | 5.261% | 5.261%
ND1256 | Substation site infrastructure program | Asset Renewal | 2015/16 | 8 | 1 | 3625156.7723 | 0 | 0 | 1249405.1903 | 2375751.5819 | 0 | 0 | 0 | 0 | 0 | 0 | 0 | 1249405.1903 | 2375751.5819 | 0 | 0 | 0 | 0 | 0 | 0 | 1.8% | 2.726% | 2.79% | 3.864% | 5.072% | 6.207% | 7.192% | 7.192% | 7.192%
ND0990 | Substation VESDA and fire suppression program | Asset Renewal | 2014/15 | 0 | 0 | 2453544.6522 | 0 | 0 | 2453544.6522 | 0 | 0 | 0 | 0 | 0 | 0 | 0 | 0 | 2453544.6522 | 0 | 0 | 0 | 0 | 0 | 0 | 0 | 0% | 0% | 0% | 0% | 0% | 0% | 0% | 0% | 0%
ND1227 | Telecommunications bearer system program | Asset Renewal | 2018/19 | 13 | 1 | 3946633.0509 | 0 | 0 | 844235.9919 | 662342.0232 | 1115384.6277 | 866419.9212 | 458250.4869 | 0 | 0 | 0 | 0 | 844235.9919 | 662342.0232 | 1115384.6277 | 866419.9212 | 458250.4869 | 0 | 0 | 0 | 0.853% | 0.9842% | 0.8183% | 1.611% | 2.808% | 3.972% | 5.079% | 5.079% | 5.079%
ND1228 | Telecommunications ethernet system program | Asset Renewal | 2018/19 | 13 | 1 | 3680415.3354 | 0 | 0 | 1727647.8956 | 493075.4398 | 262848.9264 | 362724.6694 | 834118.4041 | 0 | 0 | 0 | 0 | 1727647.8956 | 493075.4398 | 262848.9264 | 362724.6694 | 834118.4041 | 0 | 0 | 0 | 0.853% | 0.9842% | 0.8183% | 1.611% | 2.808% | 3.972% | 5.079% | 5.079% | 5.079%
ND1229 | Telecommunications multiplexer system program | Asset Renewal | 2018/19 | 13 | 1 | 6298702.0181 | 0 | 0 | 0 | 102563.1563 | 2199644.3493 | 3177035.6795 | 819458.8329 | 0 | 0 | 0 | 0 | 0 | 102563.1563 | 2199644.3493 | 3177035.6795 | 819458.8329 | 0 | 0 | 0 | 0.853% | 0.9842% | 0.8183% | 1.611% | 2.808% | 3.972% | 5.079% | 5.079% | 5.079%
ND1234 | Telecommunications Network Operation and Control System enhancement program | Operational Support Systems | 2018/19 | 18 | 1 | 1200000 | 0 | 0 | 0 | 600000 | 0 | 0 | 600000 | 0 | 0 | 0 | 0 | 0 | 600000 | 0 | 0 | 600000 | 0 | 0 | 0 | 0% | 0% | 0% | 0% | 0% | 0% | 0% | 0% | 0%
ND1230 | Telecommunications site infrastructure program | Asset Renewal | 2018/19 | 13 | 1 | 1819948.97 | 0 | 0 | 465500.7344 | 134121.0505 | 718267.1456 | 299400.2961 | 202659.7434 | 0 | 0 | 0 | 0 | 465500.7344 | 134121.0505 | 718267.1456 | 299400.2961 | 202659.7434 | 0 | 0 | 0 | 0.853% | 0.9842% | 0.8183% | 1.611% | 2.808% | 3.972% | 5.079% | 5.079% | 5.079%
ND1231 | Telecommunications telephone system program | Asset Renewal | 2017/18 | 13 | 1 | 1612730.5043 | 0 | 0 | 0 | 431137.138 | 420956.2445 | 760637.1217 | 0 | 0 | 0 | 0 | 0 | 0 | 431137.138 | 420956.2445 | 760637.1217 | 0 | 0 | 0 | 0 | 0.853% | 0.9842% | 0.8183% | 1.611% | 2.808% | 3.972% | 5.079% | 5.079% | 5.079%
ND1310 | Test equipment | Inventory / Spares | 2018/19 | 9 | 1 | 868868.4177 | 0 | 0 | 169866.1326 | 171559.5827 | 173754.7661 | 175878.0406 | 177809.8957 | 0 | 0 | 0 | 0 | 169866.1326 | 171559.5827 | 173754.7661 | 175878.0406 | 177809.8957 | 0 | 0 | 0 | 1.601% | 2.22% | 2.199% | 3.218% | 4.539% | 5.816% | 6.979% | 6.979% | 6.979%
ND1235 | Transformer protection renewal program | Asset Renewal | 2017/18 | 13 | 1 | 6172458.3648 | 0 | 0 | 0 | 794188.265 | 5315758.5471 | 62511.5527 | 0 | 0 | 0 | 0 | 0 | 0 | 794188.265 | 5315758.5471 | 62511.5527 | 0 | 0 | 0 | 0 | 0.853% | 0.9842% | 0.8183% | 1.611% | 2.808% | 3.972% | 5.079% | 5.079% | 5.079%
ND0925 | Transmission line access track renewal program | Physical Security / Compliance | 2018/19 | 6 | 1 | 3996298.0263 | 0 | 0 | 778964.3877 | 788803.628 | 799638.3733 | 809951.152 | 818940.4853 | 0 | 0 | 0 | 0 | 778964.3877 | 788803.628 | 799638.3733 | 809951.152 | 818940.4853 | 0 | 0 | 0 | 2.122% | 2.905% | 3.213% | 4.517% | 5.952% | 7.319% | 8.51% | 8.51% | 8.51%
ND1244 | Transmission line access track security system compliance program | Physical Security / Compliance | 2018/19 | 6 | 1 | 659740.0483 | 0 | 0 | 64095.3157 | 146036.0593 | 148041.9622 | 149951.2303 | 151615.4808 | 0 | 0 | 0 | 0 | 64095.3157 | 146036.0593 | 148041.9622 | 149951.2303 | 151615.4808 | 0 | 0 | 0 | 2.122% | 2.905% | 3.213% | 4.517% | 5.952% | 7.319% | 8.51% | 8.51% | 8.51%
ND1238 | Transmission line anode renewal program | Asset Renewal | 2018/19 | 15 | 1 | 4146718.8243 | 0 | 0 | 371494.2313 | 875983.3974 | 918906.1664 | 965310.8184 | 1015024.2108 | 0 | 0 | 0 | 0 | 371494.2313 | 875983.3974 | 918906.1664 | 965310.8184 | 1015024.2108 | 0 | 0 | 0 | -6.208% | -9.986% | -5.711% | -1.185% | 3.657% | 8.892% | 14.5% | 14.5% | 14.5%
ND0928 | Transmission line conductor assembly renewal program | Asset Renewal | 2018/19 | 6 | 1 | 4644997.8796 | 0 | 0 | 451272.5979 | 1028188.5836 | 1042311.4414 | 1055753.9269 | 1067471.3297 | 0 | 0 | 0 | 0 | 451272.5979 | 1028188.5836 | 1042311.4414 | 1055753.9269 | 1067471.3297 | 0 | 0 | 0 | 2.122% | 2.905% | 3.213% | 4.517% | 5.952% | 7.319% | 8.51% | 8.51% | 8.51%
ND1239 | Transmission line fall arrest system installation program | Physical Security / Compliance | 2018/19 | 6 | 1 | 919907.8069 | 0 | 0 | 89371.2326 | 203625.2178 | 206422.1464 | 209084.3322 | 211404.878 | 0 | 0 | 0 | 0 | 89371.2326 | 203625.2178 | 206422.1464 | 209084.3322 | 211404.878 | 0 | 0 | 0 | 2.122% | 2.905% | 3.213% | 4.517% | 5.952% | 7.319% | 8.51% | 8.51% | 8.51%
ND0929 | Transmission line foundation renewal program | Asset Renewal | 2018/19 | 6 | 1 | 4760416.1861 | 0 | 0 | 462485.7611 | 1053736.8806 | 1068210.6613 | 1081987.1639 | 1093995.7192 | 0 | 0 | 0 | 0 | 462485.7611 | 1053736.8806 | 1068210.6613 | 1081987.1639 | 1093995.7192 | 0 | 0 | 0 | 2.122% | 2.905% | 3.213% | 4.517% | 5.952% | 7.319% | 8.51% | 8.51% | 8.51%
ND0924 | Transmission line insulator assembly renewal program | Asset Renewal | 2018/19 | 6 | 1 | 12623134.3231 | 0 | 0 | 1226367.5394 | 2794180.5222 | 2832560.4603 | 2869091.4348 | 2900934.3665 | 0 | 0 | 0 | 0 | 1226367.5394 | 2794180.5222 | 2832560.4603 | 2869091.4348 | 2900934.3665 | 0 | 0 | 0 | 2.122% | 2.905% | 3.213% | 4.517% | 5.952% | 7.319% | 8.51% | 8.51% | 8.51%
ND1242 | Transmission line K-pole renewal program | Asset Renewal | 2015/16 | 6 | 1 | 5572036.2401 | 0 | 0 | 2660154.0296 | 2911882.2105 | 0 | 0 | 0 | 0 | 0 | 0 | 0 | 2660154.0296 | 2911882.2105 | 0 | 0 | 0 | 0 | 0 | 0 | 2.122% | 2.905% | 3.213% | 4.517% | 5.952% | 7.319% | 8.51% | 8.51% | 8.51%
ND1243 | Transmission line light detection and ranging program | Operational Support Systems | 2014/15 | 15 | 1 | 1466164.5846 | 0 | 32441.7868 | 1433722.7978 | 0 | 0 | 0 | 0 | 0 | 0 | 0 | 32441.7868 | 1433722.7978 | 0 | 0 | 0 | 0 | 0 | 0 | 0 | -6.208% | -9.986% | -5.711% | -1.185% | 3.657% | 8.892% | 14.5% | 14.5% | 14.5%
ND1236 | Transmission line protection renewal program | Asset Renewal | 2018/19 | 13 | 1 | 4198723.9259 | 0 | 0 | 0 | 0 | 518319.0127 | 3635631.6371 | 44773.2761 | 0 | 0 | 0 | 0 | 0 | 0 | 518319.0127 | 3635631.6371 | 44773.2761 | 0 | 0 | 0 | 0.853% | 0.9842% | 0.8183% | 1.611% | 2.808% | 3.972% | 5.079% | 5.079% | 5.079%
ND0822 | Transmission line signage compliance program | Physical Security / Compliance | 2018/19 | 6 | 1 | 1742016.311 | 0 | 0 | 169241.0302 | 385602.1746 | 390898.6784 | 395940.0216 | 400334.4062 | 0 | 0 | 0 | 0 | 169241.0302 | 385602.1746 | 390898.6784 | 395940.0216 | 400334.4062 | 0 | 0 | 0 | 2.122% | 2.905% | 3.213% | 4.517% | 5.952% | 7.319% | 8.51% | 8.51% | 8.51%
ND1268 | Transmission line support assembly refurbishment program | Asset Renewal | 2018/19 | 6 | 1 | 2431151.2636 | 0 | 0 | 236192.1308 | 538144.9118 | 545536.6921 | 552572.3714 | 558705.1575 | 0 | 0 | 0 | 0 | 236192.1308 | 538144.9118 | 545536.6921 | 552572.3714 | 558705.1575 | 0 | 0 | 0 | 2.122% | 2.905% | 3.213% | 4.517% | 5.952% | 7.319% | 8.51% | 8.51% | 8.51%
ND0926 | Transmission line support assembly renewal program | Asset Renewal | 2018/19 | 6 | 1 | 2168554.1919 | 0 | 0 | 210680.2004 | 480018.0153 | 486611.3837 | 492887.1149 | 498357.4776 | 0 | 0 | 0 | 0 | 210680.2004 | 480018.0153 | 486611.3837 | 492887.1149 | 498357.4776 | 0 | 0 | 0 | 2.122% | 2.905% | 3.213% | 4.517% | 5.952% | 7.319% | 8.51% | 8.51% | 8.51%
ND0966 | Transmission line wood pole renewal program | Asset Renewal | 2017/18 | 6 | 1 | 2381990.2204 | 0 | 0 | 0 | 0 | 1137033.4013 | 1244956.8191 | 0 | 0 | 0 | 0 | 0 | 0 | 0 | 1137033.4013 | 1244956.8191 | 0 | 0 | 0 | 0 | 2.122% | 2.905% | 3.213% | 4.517% | 5.952% | 7.319% | 8.51% | 8.51% | 8.51%
ND1311 | Trevallyn Office Building compliance program | Business support | 2016/17 | 18 | 0 | 440000 | 0 | 0 | 0 | 132000 | 308000 | 0 | 0 | 0 | 0 | 0 | 0 | 0 | 0 | 440000 | 0 | 0 | 0 | 0 | 0 | 0% | 0% | 0% | 0% | 0% | 0% | 0% | 0% | 0%
ND0709 | Tungatinah Substation 110 kV redevelopment | Asset Renewal | 2014/15 | 0 | 0 | 3900482.3536 | 0 | 0 | 3900482.3536 | 0 | 0 | 0 | 0 | 0 | 0 | 0 | 0 | 3900482.3536 | 0 | 0 | 0 | 0 | 0 | 0 | 0 | 0% | 0% | 0% | 0% | 0% | 0% | 0% | 0% | 0%
ND1114 | Waddamana - Palmerston 220 kV Security Augmentation | Augmentation | 2018/19 | 4 | 0 | 20058516.3153 | 0 | 0 | 0 | 0 | 599995.8769 | 8728457.1223 | 10730063.316 | 0 | 0 | 0 | 0 | 0 | 0 | 0 | 0 | 20058516.3153 | 0 | 0 | 0 | 1.808% | 2.387% | 2.937% | 4.48% | 5.854% | 7.118% | 8.146% | 8.146% | 8.146%
ND0730 | Wesley Vale 11 kV to 22 kV conversion | Connection | 2014/15 | 9 | 0 | 1064791.1189 | 0 | 0 | 1064791.1189 | 0 | 0 | 0 | 0 | 0 | 0 | 0 | 0 | 1064791.1189 | 0 | 0 | 0 | 0 | 0 | 0 | 0 | 1.601% | 2.22% | 2.199% | 3.218% | 4.539% | 5.816% | 6.979% | 6.979% | 6.979%
ND1001 | Strategic easement acquisition | Land and Easements | 2013/14 | 0 | 0 | 482246.1312 | 0 | 482246.1312 | 0 | 0 | 0 | 0 | 0 | 0 | 0 | 0 | 482246.1312 | 0 | 0 | 0 | 0 | 0 | 0 | 0 | 0 | 0% | 0% | 0% | 0% | 0% | 0% | 0% | 0% | 0%
0 | 0 | 0 | 0 | 0 | 0 | 0 | 0 | 0 | 0 | 0 | 0 | 0 | 0 | 0 | 0 | 0 | 0 | 0 | 0 | 0 | 0 | 0 | 0 | 0 | 0 | 0% | 0% | 0% | 0% | 0% | 0% | 0% | 0% | 0%
0 | 0 | 0 | 0 | 0 | 0 | 0 | 0 | 0 | 0 | 0 | 0 | 0 | 0 | 0 | 0 | 0 | 0 | 0 | 0 | 0 | 0 | 0 | 0 | 0 | 0 | 0% | 0% | 0% | 0% | 0% | 0% | 0% | 0% | 0%
0 | 0 | 0 | 0 | 0 | 0 | 0 | 0 | 0 | 0 | 0 | 0 | 0 | 0 | 0 | 0 | 0 | 0 | 0 | 0 | 0 | 0 | 0 | 0 | 0 | 0 | 0% | 0% | 0% | 0% | 0% | 0% | 0% | 0% | 0%
0 | 0 | 0 | 0 | 0 | 0 | 0 | 0 | 0 | 0 | 0 | 0 | 0 | 0 | 0 | 0 | 0 | 0 | 0 | 0 | 0 | 0 | 0 | 0 | 0 | 0 | 0% | 0% | 0% | 0% | 0% | 0% | 0% | 0% | 0%
0 | 0 | 0 | 0 | 0 | 0 | 0 | 0 | 0 | 0 | 0 | 0 | 0 | 0 | 0 | 0 | 0 | 0 | 0 | 0 | 0 | 0 | 0 | 0 | 0 | 0 | 0% | 0% | 0% | 0% | 0% | 0% | 0% | 0% | 0%
0 | 0 | 0 | 0 | 0 | 0 | 0 | 0 | 0 | 0 | 0 | 0 | 0 | 0 | 0 | 0 | 0 | 0 | 0 | 0 | 0 | 0 | 0 | 0 | 0 | 0 | 0% | 0% | 0% | 0% | 0% | 0% | 0% | 0% | 0%
0 | 0 | 0 | 0 | 0 | 0 | 0 | 0 | 0 | 0 | 0 | 0 | 0 | 0 | 0 | 0 | 0 | 0 | 0 | 0 | 0 | 0 | 0 | 0 | 0 | 0 | 0% | 0% | 0% | 0% | 0% | 0% | 0% | 0% | 0%
0 | 0 | 0 | 0 | 0 | 0 | 0 | 0 | 0 | 0 | 0 | 0 | 0 | 0 | 0 | 0 | 0 | 0 | 0 | 0 | 0 | 0 | 0 | 0 | 0 | 0 | 0% | 0% | 0% | 0% | 0% | 0% | 0% | 0% | 0%

## Cost+CPI
[7 empty] | Cost+CPI Spend Profile ($m) | [8 empty] | Cost+CPI Commission Profile ($m) | [8 empty] | WIP ($m)
Total | [5 empty] | 289122107.5803 | 0 | 6638942.4325 | 51007821.9089 | 66098567.927 | 59872312.6619 | 53690405.7057 | 45272669.0052 | 6541387.9392 | 0 | 0 | 540165.9952 | 52336915.5782 | 44771214.1094 | 81100493.248 | 41533354.7686 | 59457524.5582 | 69850.568 | 9312588.7548 | 6098776.4373
ID | Projects | Category | Comm Yr | Type | Program | Inflated Cost | 2012/13 | 2013/14 | 2014/15 | 2015/16 | 2016/17 | 2017/18 | 2018/19 | 2019/20 | 2020/21 | 2012/13 | 2013/14 | 2014/15 | 2015/16 | 2016/17 | 2017/18 | 2018/19 | 2019/20 | 2020/21 | June 2014
ND0826 | Avoca Substation 110 kV Redevelopment | Asset Renewal | 2014/15 | 0 | 0 | 282736 | 0 | 0 | 282736 | 0 | 0 | 0 | 0 | 0 | 0 | 0 | 0 | 282736 | 0 | 0 | 0 | 0 | 0 | 0 | 0
ND1306 | Bridgewater 110 kV transmission line security augmentation | Augmentation | 2016/17 | 1 | 0 | 1636351.6721 | 0 | 0 | 741.8389 | 373394.973 | 1262214.8601 | 0 | 0 | 0 | 0 | 0 | 0 | 0 | 0 | 1636351.6721 | 0 | 0 | 0 | 0 | 0
ND0908 | Burnie Substation 110 kV redevelopment | Asset Renewal | 2014/15 | 0 | 0 | 29000 | 0 | 0 | 29000 | 0 | 0 | 0 | 0 | 0 | 0 | 0 | 0 | 29000 | 0 | 0 | 0 | 0 | 0 | 0 | 0
ND1307 | Condition Based Risk Management System (Stage 2) | Operational Support Systems | 2018/19 | 18 | 0 | 476841.2301 | 0 | 0 | 0 | 0 | 0 | 0 | 476841.2301 | 0 | 0 | 0 | 0 | 0 | 0 | 0 | 0 | 476841.2301 | 0 | 0 | 0
TBA1 | Consumer engagement management system | Operational Support Systems | 2017/18 | 18 | 0 | 1028511.9522 | 0 | 0 | 162672.8088 | 503760.9562 | 278118.0279 | 83960.1594 | 0 | 0 | 0 | 0 | 0 | 0 | 0 | 0 | 1028511.9522 | 0 | 0 | 0 | 0
ND0733 | Creek Road Substation 110 kV redevelopment | Asset Renewal | 2014/15 | 0 | 0 | 1010598 | 0 | 0 | 1010598 | 0 | 0 | 0 | 0 | 0 | 0 | 0 | 0 | 1010598 | 0 | 0 | 0 | 0 | 0 | 0 | 0
TBA3 | Derwent Bridge transmission line redevelopment | Asset Renewal | 2016/17 | 1 | 0 | 1110339.7746 | 0 | 0 | 440260.5035 | 670079.2711 | 0 | 0 | 0 | 0 | 0 | 0 | 0 | 0 | 0 | 1110339.7746 | 0 | 0 | 0 | 0 | 0
ND1211 | Enterprise Asset Management system | Operational Support Systems | 2018/19 | 18 | 1 | 6232992.3307 | 0 | 0 | 314850.5976 | 3261327.4402 | 1279342.9283 | 590344.8705 | 787126.494 | 0 | 0 | 0 | 0 | 314850.5976 | 3261327.4402 | 1279342.9283 | 590344.8705 | 787126.494 | 0 | 0 | 0
TBA2 | Facilities Access Control System | Business support | 2014/15 | 18 | 0 | 166113.0763 | 0 | 0 | 166113.0763 | 0 | 0 | 0 | 0 | 0 | 0 | 0 | 0 | 166113.0763 | 0 | 0 | 0 | 0 | 0 | 0 | 0
ND1116 | Fault Level Mitigation Program | Connection | 2016/17 | 9 | 1 | 3357913.762 | 0 | 0 | 418127.1523 | 2880569.818 | 59216.7917 | 0 | 0 | 0 | 0 | 0 | 0 | 418127.1523 | 2880569.818 | 59216.7917 | 0 | 0 | 0 | 0 | 0
ND0789 | Fleet Vehicle Procurement program | Business support | 2018/19 | 18 | 1 | 3313277.7888 | 0 | 0 | 671681.2749 | 1004373.4064 | 629701.1952 | 209900.3984 | 797621.5139 | 0 | 0 | 0 | 0 | 671681.2749 | 1004373.4064 | 629701.1952 | 209900.3984 | 797621.5139 | 0 | 0 | 0
ND1240 | Geographical Information System renewal and data collection tools | Operational Support Systems | 2018/19 | 15 | 1 | 545900.9748 | 0 | 0 | 98956.695 | 103706.6164 | 108788.1912 | 114281.9819 | 120167.4903 | 0 | 0 | 0 | 0 | 98956.695 | 103706.6164 | 108788.1912 | 114281.9819 | 120167.4903 | 0 | 0 | 0
ND0937 | George Town Substation 110 kV redevelopment | Asset Renewal | 2014/15 | 0 | 0 | 9844306 | 0 | 3650009 | 6194297 | 0 | 0 | 0 | 0 | 0 | 0 | 0 | 0 | 9844306 | 0 | 0 | 0 | 0 | 0 | 0 | 3650009
ND1214 | High Voltage switchgear refurbishment program | Asset Renewal | 2018/19 | 9 | 1 | 2642264.1977 | 0 | 0 | 0 | 0 | 351247.1464 | 1584505.6844 | 706511.367 | 0 | 0 | 0 | 0 | 0 | 0 | 351247.1464 | 1584505.6844 | 706511.367 | 0 | 0 | 0
ND1215 | HV Feeder protection renewal program | Asset Renewal | 2019/20 | 13 | 1 | 2675947.2182 | 0 | 0 | 0 | 0 | 0 | 344678.5798 | 2304472.1354 | 26796.503 | 0 | 0 | 0 | 0 | 0 | 0 | 344678.5798 | 2304472.1354 | 26796.503 | 0 | 0
ND1205-1 | Information Technology applications program | Information Technology | 2018/19 | 18 | 1 | 5425713.7192 | 0 | 0 | 1497229.6171 | 531377.1318 | 918373.0151 | 1800115.892 | 678618.0633 | 0 | 0 | 0 | 0 | 1497229.6171 | 531377.1318 | 918373.0151 | 1800115.892 | 678618.0633 | 0 | 0 | 0
ND1205-2 | Information Technology applications program | Operational Support Systems | 2018/19 | 18 | 1 | 5008351.1254 | 0 | 0 | 1382058.108 | 490501.9678 | 847728.9371 | 1661645.4387 | 626416.6738 | 0 | 0 | 0 | 0 | 1382058.108 | 490501.9678 | 847728.9371 | 1661645.4387 | 626416.6738 | 0 | 0 | 0
ND1206-1 | Information Technology desktop program | Information Technology | 2018/19 | 18 | 1 | 401794.701 | 0 | 0 | 75282.2052 | 96041.8584 | 77768.0976 | 90358.2593 | 62344.2805 | 0 | 0 | 0 | 0 | 75282.2052 | 96041.8584 | 77768.0976 | 90358.2593 | 62344.2805 | 0 | 0 | 0
ND1206-2 | Information Technology desktop program | Operational Support Systems | 2018/19 | 18 | 1 | 2109422.1804 | 0 | 0 | 395231.5774 | 504219.7565 | 408282.5125 | 474380.8616 | 327307.4726 | 0 | 0 | 0 | 0 | 395231.5774 | 504219.7565 | 408282.5125 | 474380.8616 | 327307.4726 | 0 | 0 | 0
ND1207-1 | Information Technology infrastructure program | Information Technology | 2018/19 | 18 | 1 | 854300.6666 | 0 | 0 | 89405.3115 | 450900.8153 | 197884.3562 | 53123.7758 | 62986.4078 | 0 | 0 | 0 | 0 | 89405.3115 | 450900.8153 | 197884.3562 | 53123.7758 | 62986.4078 | 0 | 0 | 0
ND1207-2 | Information Technology infrastructure program | Operational Support Systems | 2018/19 | 18 | 1 | 4485078.4999 | 0 | 0 | 469377.8856 | 2367229.2802 | 1038892.8703 | 278899.8229 | 330678.6409 | 0 | 0 | 0 | 0 | 469377.8856 | 2367229.2802 | 1038892.8703 | 278899.8229 | 330678.6409 | 0 | 0 | 0
ND1260-1 | Information Technology security system program | Information Technology | 2018/19 | 18 | 1 | 291916.8801 | 0 | 0 | 79552.4189 | 29242.6518 | 104956.7481 | 57496.0851 | 20668.9762 | 0 | 0 | 0 | 0 | 79552.4189 | 29242.6518 | 104956.7481 | 57496.0851 | 20668.9762 | 0 | 0 | 0
ND1260-2 | Information Technology security system program | Operational Support Systems | 2018/19 | 18 | 1 | 1532563.6204 | 0 | 0 | 417650.1993 | 153523.9221 | 551022.9275 | 301854.4465 | 108512.125 | 0 | 0 | 0 | 0 | 417650.1993 | 153523.9221 | 551022.9275 | 301854.4465 | 108512.125 | 0 | 0 | 0
ND1062 | Insourcing Drawing Management | Operational Support Systems | 2014/15 | 0 | 0 | 530000 | 0 | 0 | 530000 | 0 | 0 | 0 | 0 | 0 | 0 | 0 | 0 | 530000 | 0 | 0 | 0 | 0 | 0 | 0 | 0
ND0948 | Lindisfarne Substation transformer T2 and T3 replacement | Asset Renewal | 2018/19 | 11 | 0 | 6565583.7543 | 0 | 0 | 0 | 0 | 56124.4255 | 4757297.9957 | 1752161.333 | 0 | 0 | 0 | 0 | 0 | 0 | 0 | 0 | 6565583.7543 | 0 | 0 | 0
ND0949 | Meadowbank Substation 110 kV redevelopment | Asset Renewal | 2014/15 | 0 | 0 | 6410429 | 0 | 2114000 | 4296429 | 0 | 0 | 0 | 0 | 0 | 0 | 0 | 0 | 6410429 | 0 | 0 | 0 | 0 | 0 | 0 | 2114000
ND1232 | Network Modelling Enhancement program | Operational Support Systems | 2018/19 | 18 | 1 | 808116.5339 | 0 | 0 | 339408.9442 | 105055.1494 | 234353.7948 | 105055.1494 | 24243.496 | 0 | 0 | 0 | 0 | 339408.9442 | 105055.1494 | 234353.7948 | 105055.1494 | 24243.496 | 0 | 0 | 0
ND1233 | Network Operations and Control System enhancement program | Operational Support Systems | 2018/19 | 18 | 1 | 3779256.6733 | 0 | 0 | 608711.1554 | 404320.6424 | 1275407.2958 | 876596.5388 | 614221.0408 | 0 | 0 | 0 | 0 | 608711.1554 | 404320.6424 | 1275407.2958 | 876596.5388 | 614221.0408 | 0 | 0 | 0
ND1219 | Newton - Queenstown Security Augmentation | Augmentation | 2016/17 | 2 | 0 | 14100267.8824 | 0 | 0 | 375384.9038 | 4324738.8616 | 9400144.1171 | 0 | 0 | 0 | 0 | 0 | 0 | 0 | 0 | 14100267.8824 | 0 | 0 | 0 | 0 | 0
ND1220 | North Hobart Substation 11 kV connection point | Connection | 2016/17 | 9 | 0 | 4747500.3782 | 0 | 0 | 632020.6997 | 2844762.5096 | 1270717.1689 | 0 | 0 | 0 | 0 | 0 | 0 | 0 | 0 | 4747500.3782 | 0 | 0 | 0 | 0 | 0
ND1031 | Northern OPGW Program | Asset Renewal | 2014/15 | 0 | 0 | 137000 | 0 | 0 | 137000 | 0 | 0 | 0 | 0 | 0 | 0 | 0 | 0 | 137000 | 0 | 0 | 0 | 0 | 0 | 0 | 0
ND0790 | Office equipment and minor assets | Business support | 2018/19 | 18 | 1 | 419800.7968 | 0 | 0 | 83960.1594 | 83960.1594 | 83960.1594 | 83960.1594 | 83960.1594 | 0 | 0 | 0 | 0 | 83960.1594 | 83960.1594 | 83960.1594 | 83960.1594 | 83960.1594 | 0 | 0 | 0
ND1348 | Operations Building accommodation expansion | Business Support | 2014/15 | 0 | 0 | 419850 | 0 | 165000 | 254850 | 0 | 0 | 0 | 0 | 0 | 0 | 0 | 0 | 419850 | 0 | 0 | 0 | 0 | 0 | 0 | 165000
ND1221 | Operations Building air conditioning renewal | Business support | 2018/19 | 18 | 0 | 363285.1145 | 0 | 0 | 167762.8934 | 48277.0916 | 54311.7281 | 59139.4373 | 33793.9641 | 0 | 0 | 0 | 0 | 0 | 0 | 0 | 0 | 363285.1145 | 0 | 0 | 0
ND1275 | Operations Building compliance program | Business support | 2015/16 | 18 | 0 | 734651.3944 | 0 | 0 | 110197.7092 | 624453.6853 | 0 | 0 | 0 | 0 | 0 | 0 | 0 | 0 | 734651.3944 | 0 | 0 | 0 | 0 | 0 | 0
ND1253 | Port Latta Substation structure renewal | Asset Renewal | 2014/15 | 9 | 0 | 1596214.2953 | 0 | 24070.1816 | 1572144.1137 | 0 | 0 | 0 | 0 | 0 | 0 | 0 | 0 | 1596214.2953 | 0 | 0 | 0 | 0 | 0 | 0 | 24070.1816
ND0958 | Queenstown Substation Transformer T1 replacement | Asset Renewal | 2014/15 | 0 | 0 | 15000 | 0 | 0 | 15000 | 0 | 0 | 0 | 0 | 0 | 0 | 0 | 0 | 15000 | 0 | 0 | 0 | 0 | 0 | 0 | 0
ND1254 | Railton Substation 110 kV post insulator and busbar renewal | Asset Renewal | 2015/16 | 9 | 0 | 1084053.8972 | 0 | 145697.2557 | 649184.4065 | 289172.235 | 0 | 0 | 0 | 0 | 0 | 0 | 0 | 0 | 1084053.8972 | 0 | 0 | 0 | 0 | 0 | 145697.2557
ND1308 | Reyrolle Type LMT Switchgear renewal program | Asset Renewal | 2016/17 | 9 | 1 | 3622358.2388 | 0 | 0 | 482234.4435 | 2170562.6487 | 969561.1466 | 0 | 0 | 0 | 0 | 0 | 0 | 482234.4435 | 2170562.6487 | 969561.1466 | 0 | 0 | 0 | 0 | 0
ND1313 | Rosebery Substation transformer capacity augmentation | Connection | 2016/17 | 11 | 0 | 6134592.4374 | 0 | 0 | 697941.4295 | 5317931.0105 | 118719.9973 | 0 | 0 | 0 | 0 | 0 | 0 | 0 | 0 | 6134592.4374 | 0 | 0 | 0 | 0 | 0
ND1224 | SCADA System renewal program | Asset Renewal | 2016/17 | 13 | 1 | 3601553.5542 | 0 | 0 | 464967.6211 | 3100112.9008 | 36473.0323 | 0 | 0 | 0 | 0 | 0 | 0 | 464967.6211 | 3100112.9008 | 36473.0323 | 0 | 0 | 0 | 0 | 0
ND1192 | Smart Transmission Grid Development program | Operational Support Systems | 2018/19 | 18 | 1 | 1574252.988 | 0 | 0 | 314850.5976 | 314850.5976 | 314850.5976 | 314850.5976 | 314850.5976 | 0 | 0 | 0 | 0 | 314850.5976 | 314850.5976 | 314850.5976 | 314850.5976 | 314850.5976 | 0 | 0 | 0
ND1312 | Southern transmission system rationalisation program | Asset Renewal | 2020/21 | 10 | 0 | 9312588.7548 | 0 | 0 | 0 | 0 | 0 | 0 | 2841051.3836 | 6471537.3712 | 0 | 0 | 0 | 0 | 0 | 0 | 0 | 0 | 0 | 9312588.7548 | 0
ND0941 | St Marys Substation transformer capacity augmentation | Connection | 2017/18 | 11 | 0 | 3676778.6598 | 0 | 0 | 0 | 219256.4438 | 2369137.7208 | 1088384.4953 | 0 | 0 | 0 | 0 | 0 | 0 | 0 | 0 | 3676778.6598 | 0 | 0 | 0 | 0
ND1261 | Strategic Easement and Land Acquisition | Physical Security / Compliance | 2018/19 | 15 | 1 | 2003904.2163 | 0 | 0 | 363252.2152 | 380688.3216 | 399341.8679 | 419508.5847 | 441113.2269 | 0 | 0 | 0 | 0 | 363252.2152 | 380688.3216 | 399341.8679 | 419508.5847 | 441113.2269 | 0 | 0 | 0
ND1341 | Strategic spare 110/22/11 kV 17/25 MVA supply transformer | Inventory / Spares | 2016/17 | 11 | 0 | 1619754.6199 | 0 | 0 | 199645.7617 | 1391357.4375 | 28751.4207 | 0 | 0 | 0 | 0 | 0 | 0 | 0 | 0 | 1619754.6199 | 0 | 0 | 0 | 0 | 0
ND1342 | Strategic spare 110/33/22/11 kV 30/60 MVA supply transformer | Inventory / Spares | 2016/17 | 11 | 0 | 2227950.4408 | 0 | 0 | 309374.1396 | 1884901.6459 | 33674.6553 | 0 | 0 | 0 | 0 | 0 | 0 | 0 | 0 | 2227950.4408 | 0 | 0 | 0 | 0 | 0
ND1340 | Strategic spare 33 kV switchgear | Inventory / Spares | 2015/16 | 8 | 0 | 723355.7474 | 0 | 0 | 249802.7338 | 473553.0135 | 0 | 0 | 0 | 0 | 0 | 0 | 0 | 0 | 723355.7474 | 0 | 0 | 0 | 0 | 0 | 0
ND1118 | Strategic spare dual secondary winding 110/11-6.6 kV 45-45 MVA supply transformer | Inventory / Spares | 2016/17 | 11 | 0 | 2507008.2608 | 0 | 0 | 348045.9071 | 2032682.3962 | 126279.9575 | 0 | 0 | 0 | 0 | 0 | 0 | 0 | 0 | 2507008.2608 | 0 | 0 | 0 | 0 | 0
ND1343 | Strategic spare mobile 110/33/22/11 kV substation | Inventory / Spares | 2016/17 | 7a | 0 | 7107021.9101 | 0 | 0 | 280949.7767 | 2732559.0626 | 4093513.0707 | 0 | 0 | 0 | 0 | 0 | 0 | 0 | 0 | 7107021.9101 | 0 | 0 | 0 | 0 | 0
ND1204 | Substation AC distribution system renewal program | Asset Renewal | 2017/18 | 8 | 1 | 2398405.928 | 0 | 0 | 0 | 0 | 194728.4216 | 923600.4739 | 1280077.0325 | 0 | 0 | 0 | 0 | 0 | 0 | 194728.4216 | 923600.4739 | 1280077.0325 | 0 | 0 | 0
ND0989 | Substation AC supply replacement program | Asset Renewal | 2014/15 | 0 | 0 | 340000 | 0 | 0 | 340000 | 0 | 0 | 0 | 0 | 0 | 0 | 0 | 0 | 340000 | 0 | 0 | 0 | 0 | 0 | 0 | 0
ND1002 | Substation condition based monitoring program | Operational Support Systems | 2018/19 | 8 | 1 | 1671445.0556 | 0 | 0 | 327175.262 | 330593.6132 | 334437.3754 | 338051.2201 | 341187.5848 | 0 | 0 | 0 | 0 | 327175.262 | 330593.6132 | 334437.3754 | 338051.2201 | 341187.5848 | 0 | 0 | 0
ND0981 | Substation DC distribution system renewal program | Asset Renewal | 2018/19 | 9 | 1 | 3771297.2589 | 0 | 0 | 0 | 0 | 501333.9137 | 2261561.1403 | 1008402.2048 | 0 | 0 | 0 | 0 | 0 | 0 | 501333.9137 | 2261561.1403 | 1008402.2048 | 0 | 0 | 0
ND1259 | Substation Disconnector and Earth Switch renewal program | Asset Renewal | 2017/18 | 9 | 1 | 8684441.1954 | 0 | 0 | 0 | 1153512.333 | 5206553.0587 | 2324375.8036 | 0 | 0 | 0 | 0 | 0 | 0 | 1153512.333 | 5206553.0587 | 2324375.8036 | 0 | 0 | 0 | 0
ND1209 | Substation EHV Bus Bar protection renewal program | Asset Renewal | 2019/20 | 13 | 1 | 4299552.646 | 0 | 0 | 0 | 0 | 0 | 553809.4412 | 3702689.1397 | 43054.065 | 0 | 0 | 0 | 0 | 0 | 0 | 553809.4412 | 3702689.1397 | 43054.065 | 0 | 0
ND1098 | Substation fire suppression renewal program | Physical Security / Compliance | 2018/19 | 9 | 1 | 4685969.3567 | 0 | 0 | 916119.7205 | 925252.8126 | 937091.8461 | 948543.0614 | 958961.916 | 0 | 0 | 0 | 0 | 916119.7205 | 925252.8126 | 937091.8461 | 948543.0614 | 958961.916 | 0 | 0 | 0
ND1339 | Substation HV switchgear replacement program | Asset Renewal | 2016/17 | 9 | 1 | 3956668.692 | 0 | 0 | 526739.4144 | 2370886.4528 | 1059042.8247 | 0 | 0 | 0 | 0 | 0 | 0 | 526739.4144 | 2370886.4528 | 1059042.8247 | 0 | 0 | 0 | 0 | 0
ND1309 | Substation Lightning Protection enhancement program | Asset Renewal | 2018/19 | 9 | 0 | 2856580.0452 | 0 | 0 | 0 | 0 | 379737.0353 | 1713026.3243 | 763816.6857 | 0 | 0 | 0 | 0 | 0 | 0 | 0 | 0 | 2856580.0452 | 0 | 0 | 0
ND1226 | Substation Power transformer refurbishment program | Asset Renewal | 2016/17 | 11 | 1 | 1424671.8252 | 0 | 0 | 197830.3985 | 1205307.6071 | 21533.8196 | 0 | 0 | 0 | 0 | 0 | 0 | 197830.3985 | 1205307.6071 | 21533.8196 | 0 | 0 | 0 | 0 | 0
ND1256 | Substation site infrastructure program | Asset Renewal | 2015/16 | 8 | 1 | 3804609.2539 | 0 | 0 | 1311253.2361 | 2493356.0178 | 0 | 0 | 0 | 0 | 0 | 0 | 0 | 1311253.2361 | 2493356.0178 | 0 | 0 | 0 | 0 | 0 | 0
ND0990 | Substation VESDA and fire suppression program | Asset Renewal | 2014/15 | 0 | 0 | 2575000 | 0 | 0 | 2575000 | 0 | 0 | 0 | 0 | 0 | 0 | 0 | 0 | 2575000 | 0 | 0 | 0 | 0 | 0 | 0 | 0
ND1227 | Telecommunications bearer system program | Asset Renewal | 2018/19 | 13 | 1 | 4141999.2488 | 0 | 0 | 886027.3553 | 695129.2727 | 1170598.3887 | 909309.4332 | 480934.7989 | 0 | 0 | 0 | 0 | 886027.3553 | 695129.2727 | 1170598.3887 | 909309.4332 | 480934.7989 | 0 | 0 | 0
ND1228 | Telecommunications ethernet system program | Asset Renewal | 2018/19 | 13 | 1 | 3862603.226 | 0 | 0 | 1813169.908 | 517483.6562 | 275860.4718 | 380680.2631 | 875408.9267 | 0 | 0 | 0 | 0 | 1813169.908 | 517483.6562 | 275860.4718 | 380680.2631 | 875408.9267 | 0 | 0 | 0
ND1229 | Telecommunications multiplexer system program | Asset Renewal | 2018/19 | 13 | 1 | 6610500.3152 | 0 | 0 | 0 | 107640.2368 | 2308531.1264 | 3334305.2744 | 860023.6775 | 0 | 0 | 0 | 0 | 0 | 107640.2368 | 2308531.1264 | 3334305.2744 | 860023.6775 | 0 | 0 | 0
ND1234 | Telecommunications Network Operation and Control System enhancement program | Operational Support Systems | 2018/19 | 18 | 1 | 1259402.3904 | 0 | 0 | 0 | 629701.1952 | 0 | 0 | 629701.1952 | 0 | 0 | 0 | 0 | 0 | 629701.1952 | 0 | 0 | 629701.1952 | 0 | 0 | 0
ND1230 | Telecommunications site infrastructure program | Asset Renewal | 2018/19 | 13 | 1 | 1910040.0694 | 0 | 0 | 488543.948 | 140760.3097 | 753822.8001 | 314221.2072 | 212691.8044 | 0 | 0 | 0 | 0 | 488543.948 | 140760.3097 | 753822.8001 | 314221.2072 | 212691.8044 | 0 | 0 | 0
ND1231 | Telecommunications telephone system program | Asset Renewal | 2017/18 | 13 | 1 | 1692563.8769 | 0 | 0 | 0 | 452479.2852 | 441794.4172 | 798290.1745 | 0 | 0 | 0 | 0 | 0 | 0 | 452479.2852 | 441794.4172 | 798290.1745 | 0 | 0 | 0 | 0
ND1310 | Test equipment | Inventory / Spares | 2018/19 | 9 | 1 | 911879.1352 | 0 | 0 | 178274.8445 | 180052.1238 | 182355.9732 | 184584.354 | 186611.8398 | 0 | 0 | 0 | 0 | 178274.8445 | 180052.1238 | 182355.9732 | 184584.354 | 186611.8398 | 0 | 0 | 0
ND1235 | Transformer protection renewal program | Asset Renewal | 2017/18 | 13 | 1 | 6478007.3496 | 0 | 0 | 0 | 833502.1662 | 5578899.1844 | 65605.9991 | 0 | 0 | 0 | 0 | 0 | 0 | 833502.1662 | 5578899.1844 | 65605.9991 | 0 | 0 | 0 | 0
ND0925 | Transmission line access track renewal program | Physical Security / Compliance | 2018/19 | 6 | 1 | 4194122.7394 | 0 | 0 | 817524.6766 | 827850.9789 | 839222.0657 | 850045.3475 | 859479.6707 | 0 | 0 | 0 | 0 | 817524.6766 | 827850.9789 | 839222.0657 | 850045.3475 | 859479.6707 | 0 | 0 | 0
ND1244 | Transmission line access track security system compliance program | Physical Security / Compliance | 2018/19 | 6 | 1 | 692398.4949 | 0 | 0 | 67268.1615 | 153265.1352 | 155370.3343 | 157374.1149 | 159120.7491 | 0 | 0 | 0 | 0 | 67268.1615 | 153265.1352 | 155370.3343 | 157374.1149 | 159120.7491 | 0 | 0 | 0
ND1238 | Transmission line anode renewal program | Asset Renewal | 2018/19 | 15 | 1 | 4351989.6665 | 0 | 0 | 389883.9358 | 919346.3206 | 964393.8521 | 1013095.6269 | 1065269.9312 | 0 | 0 | 0 | 0 | 389883.9358 | 919346.3206 | 964393.8521 | 1013095.6269 | 1065269.9312 | 0 | 0 | 0
ND0928 | Transmission line conductor assembly renewal program | Asset Renewal | 2018/19 | 6 | 1 | 4874934.5276 | 0 | 0 | 473611.4905 | 1079085.9667 | 1093907.9341 | 1108015.8493 | 1120313.287 | 0 | 0 | 0 | 0 | 473611.4905 | 1079085.9667 | 1093907.9341 | 1108015.8493 | 1120313.287 | 0 | 0 | 0
ND1239 | Transmission line fall arrest system installation program | Physical Security / Compliance | 2018/19 | 6 | 1 | 965445.0758 | 0 | 0 | 93795.2866 | 213705.0717 | 216640.4538 | 219434.4231 | 221869.8405 | 0 | 0 | 0 | 0 | 93795.2866 | 213705.0717 | 216640.4538 | 219434.4231 | 221869.8405 | 0 | 0 | 0
ND0929 | Transmission line foundation renewal program | Asset Renewal | 2018/19 | 6 | 1 | 4996066.2702 | 0 | 0 | 485379.7275 | 1105898.9552 | 1121089.217 | 1135547.6838 | 1148150.6866 | 0 | 0 | 0 | 0 | 485379.7275 | 1105898.9552 | 1121089.217 | 1135547.6838 | 1148150.6866 | 0 | 0 | 0
ND0924 | Transmission line insulator assembly renewal program | Asset Renewal | 2018/19 | 6 | 1 | 13248004.6178 | 0 | 0 | 1287075.1755 | 2932498.0241 | 2972777.8457 | 3011117.1761 | 3044536.3964 | 0 | 0 | 0 | 0 | 1287075.1755 | 2932498.0241 | 2972777.8457 | 3011117.1761 | 3044536.3964 | 0 | 0 | 0
ND1242 | Transmission line K-pole renewal program | Asset Renewal | 2015/16 | 6 | 1 | 5847863.1336 | 0 | 0 | 2791836.9532 | 3056026.1805 | 0 | 0 | 0 | 0 | 0 | 0 | 0 | 2791836.9532 | 3056026.1805 | 0 | 0 | 0 | 0 | 0 | 0
ND1243 | Transmission line light detection and ranging program | Operational Support Systems | 2014/15 | 15 | 1 | 1538742.6521 | 0 | 34047.7198 | 1504694.9323 | 0 | 0 | 0 | 0 | 0 | 0 | 0 | 34047.7198 | 1504694.9323 | 0 | 0 | 0 | 0 | 0 | 0 | 0
ND1236 | Transmission line protection renewal program | Asset Renewal | 2018/19 | 13 | 1 | 4406569.1242 | 0 | 0 | 0 | 0 | 543976.8363 | 3815602.6454 | 46989.6425 | 0 | 0 | 0 | 0 | 0 | 0 | 543976.8363 | 3815602.6454 | 46989.6425 | 0 | 0 | 0
ND0822 | Transmission line signage compliance program | Physical Security / Compliance | 2018/19 | 6 | 1 | 1828249.5885 | 0 | 0 | 177618.7983 | 404690.2504 | 410248.9416 | 415539.8414 | 420151.7568 | 0 | 0 | 0 | 0 | 177618.7983 | 404690.2504 | 410248.9416 | 415539.8414 | 420151.7568 | 0 | 0 | 0
ND1268 | Transmission line support assembly refurbishment program | Asset Renewal | 2018/19 | 6 | 1 | 2551498.0941 | 0 | 0 | 247884.1118 | 564784.1569 | 572541.8451 | 579925.8045 | 586362.1758 | 0 | 0 | 0 | 0 | 247884.1118 | 564784.1569 | 572541.8451 | 579925.8045 | 586362.1758 | 0 | 0 | 0
ND0926 | Transmission line support assembly renewal program | Asset Renewal | 2018/19 | 6 | 1 | 2275901.9442 | 0 | 0 | 221109.29 | 503779.8632 | 510699.6166 | 517286.009 | 523027.1655 | 0 | 0 | 0 | 0 | 221109.29 | 503779.8632 | 510699.6166 | 517286.009 | 523027.1655 | 0 | 0 | 0
ND0966 | Transmission line wood pole renewal program | Asset Renewal | 2017/18 | 6 | 1 | 2499903.4814 | 0 | 0 | 0 | 0 | 1193318.8197 | 1306584.6616 | 0 | 0 | 0 | 0 | 0 | 0 | 0 | 1193318.8197 | 1306584.6616 | 0 | 0 | 0 | 0
ND1311 | Trevallyn Office Building compliance program | Business support | 2016/17 | 18 | 0 | 461780.8765 | 0 | 0 | 0 | 138534.2629 | 323246.6135 | 0 | 0 | 0 | 0 | 0 | 0 | 0 | 0 | 461780.8765 | 0 | 0 | 0 | 0 | 0
ND0709 | Tungatinah Substation 110 kV redevelopment | Asset Renewal | 2014/15 | 0 | 0 | 4093564 | 0 | 0 | 4093564 | 0 | 0 | 0 | 0 | 0 | 0 | 0 | 0 | 4093564 | 0 | 0 | 0 | 0 | 0 | 0 | 0
ND1114 | Waddamana - Palmerston 220 kV Security Augmentation | Augmentation | 2018/19 | 4 | 0 | 21051452.8301 | 0 | 0 | 0 | 0 | 629696.868 | 9160533.1373 | 11261222.8248 | 0 | 0 | 0 | 0 | 0 | 0 | 0 | 0 | 21051452.8301 | 0 | 0 | 0
ND0730 | Wesley Vale 11 kV to 22 kV conversion | Connection | 2014/15 | 9 | 0 | 1117500.4004 | 0 | 0 | 1117500.4004 | 0 | 0 | 0 | 0 | 0 | 0 | 0 | 0 | 1117500.4004 | 0 | 0 | 0 | 0 | 0 | 0 | 0
ND1001 | Strategic easement acquisition | Land and Easements | 2013/14 | 0 | 0 | 506118.2754 | 0 | 506118.2754 | 0 | 0 | 0 | 0 | 0 | 0 | 0 | 0 | 506118.2754 | 0 | 0 | 0 | 0 | 0 | 0 | 0 | 0
0 | 0 | 0 | 0 | 0 | 0 | 0 | 0 | 0 | 0 | 0 | 0 | 0 | 0 | 0 | 0 | 0 | 0 | 0 | 0 | 0 | 0 | 0 | 0 | 0 | 0
0 | 0 | 0 | 0 | 0 | 0 | 0 | 0 | 0 | 0 | 0 | 0 | 0 | 0 | 0 | 0 | 0 | 0 | 0 | 0 | 0 | 0 | 0 | 0 | 0 | 0
0 | 0 | 0 | 0 | 0 | 0 | 0 | 0 | 0 | 0 | 0 | 0 | 0 | 0 | 0 | 0 | 0 | 0 | 0 | 0 | 0 | 0 | 0 | 0 | 0 | 0
0 | 0 | 0 | 0 | 0 | 0 | 0 | 0 | 0 | 0 | 0 | 0 | 0 | 0 | 0 | 0 | 0 | 0 | 0 | 0 | 0 | 0 | 0 | 0 | 0 | 0
0 | 0 | 0 | 0 | 0 | 0 | 0 | 0 | 0 | 0 | 0 | 0 | 0 | 0 | 0 | 0 | 0 | 0 | 0 | 0 | 0 | 0 | 0 | 0 | 0 | 0
0 | 0 | 0 | 0 | 0 | 0 | 0 | 0 | 0 | 0 | 0 | 0 | 0 | 0 | 0 | 0 | 0 | 0 | 0 | 0 | 0 | 0 | 0 | 0 | 0 | 0
0 | 0 | 0 | 0 | 0 | 0 | 0 | 0 | 0 | 0 | 0 | 0 | 0 | 0 | 0 | 0 | 0 | 0 | 0 | 0 | 0 | 0 | 0 | 0 | 0 | 0
0 | 0 | 0 | 0 | 0 | 0 | 0 | 0 | 0 | 0 | 0 | 0 | 0 | 0 | 0 | 0 | 0 | 0 | 0 | 0 | 0 | 0 | 0 | 0 | 0 | 0

## Asset Class Summary
By Asset Class
Spend - Base Costs ($m) | [12 empty] | Commission - Base Costs ($m)
| 2012/13 | 2013/14 | 2014/15 | 2015/16 | 2016/17 | 2017/18 | 2018/19 | 2019/20 | 2020/21 | 2014-19 Total | Total |  |  | 2012/13 | 2013/14 | 2014/15 | 2015/16 | 2016/17 | 2017/18 | 2018/19 | 2019/20 | 2020/21 | 2014-19 Total | Total
TL60 | 0 | 781.4363 | 4037013.3128 | 6910962.0283 | 6875382.8841 | 7722984.4364 | 8901193.0216 | 2432150.0746 | 0 | 34447535.6831 | 36880467.1939 |  | TL60 | 0 | 781.4363 | 3628335.933 | 5576628 | 8419054.5403 | 4857305.0597 | 10898480.8 | 0 | 3499881.4246 | 33379804.333 | 36880467.1939
TL45 | 0 | 850.8973 | 2583441.0688 | 4293777.1095 | 3622809.0828 | 5006223.8556 | 5959206.294 | 2648340.8217 | 0 | 21465457.4107 | 24114649.1297 |  | TL45 | 0 | 850.8973 | 2550176.63 | 4185168.515 | 3653084.0153 | 3401905.7347 | 6512481.875 | 0 | 3810981.4624 | 20302816.77 | 24114649.1297
TL10 | 0 | 104.1915 | 499724.7546 | 949972.0045 | 912635.7632 | 1049387.2084 | 1189471.9861 | 324286.8156 | 0 | 4601191.7168 | 4925582.7239 |  | TL10 | 0 | 104.1915 | 466460.3158 | 841363.41 | 1033366.85 | 745453.65 | 1372183.25 | 0 | 466651.0566 | 4458827.4758 | 4925582.7239
SS60 | 0 | 1581074.9628 | 7113503.8255 | 6418621.4769 | 5677657.7838 | 3721091.1802 | 2058838.6055 | 28309.7996 | 0 | 24989712.8718 | 26599097.6342 |  | SS60 | 0 | 0 | 7925711.7963 | 3059231.408 | 9214542.5945 | 2318407.5621 | 4040466.2684 | 0 | 40738.0049 | 26558359.6293 | 26599097.6342
SS45 | 0 | 2540901.4344 | 12609673.6969 | 18468434.5091 | 11558978.8199 | 9069336.5323 | 4301225.5826 | 45497.3462 | 0 | 56007649.1408 | 58594047.9214 |  | SS45 | 0 | 0 | 13059244.7208 | 7007585.8075 | 23206512.7665 | 5033797.4696 | 10221436.1491 | 0 | 65471.0079 | 58528576.9134 | 58594047.9214
SS15 | 0 | 338801.7467 | 2301399.8213 | 1809944.2331 | 1886403.3325 | 1496764.0408 | 1231674.0183 | 6066.6835 | 0 | 8726185.4459 | 9071053.8761 |  | SS15 | 0 | 0 | 2517691.0585 | 1398305.4116 | 2335295.1447 | 1273589.9727 | 1537442.2875 | 0 | 8730.0011 | 9062323.875 | 9071053.8761
PC15 | 0 | 1185806.2558 | 5616474.2923 | 7436109.9426 | 9690329.6012 | 6916854.0484 | 7325352.3025 | 83050.0022 | 0 | 36985120.1872 | 38253976.4451 |  | PC15 | 0 | 0 | 6333410.6619 | 5641749.2744 | 11618868.0797 | 5986438.3952 | 8581139.0302 | 61818 | 30553.0037 | 38161605.4414 | 38253976.4451
PC4 | 0 | 0 | 0 | 0 | 0 | 0 | 0 | 0 | 0 | 0 | 0 |  | PC4 | 0 | 0 | 0 | 0 | 0 | 0 | 0 | 0 | 0 | 0 | 0
TO10 | 0 | 0 | 1358400 | 4072850 | 2922550 | 1577850 | 1812700 | 0 | 0 | 11744350 | 11744350 |  | TO10 | 0 | 0 | 1203400 | 3592850 | 2657550 | 2477850 | 1812700 | 0 | 0 | 11744350 | 11744350
TO4 | 0 | 0 | 0 | 600000 | 0 | 0 | 600000 | 0 | 0 | 1200000 | 1200000 |  | TO4 | 0 | 0 | 0 | 600000 | 0 | 0 | 600000 | 0 | 0 | 1200000 | 1200000
Other40 | 0 | 15721.7424 | 179783.0882 | 727000 | 308000 | 0 | 0 | 0 | 0 | 1214783.0882 | 1230504.8306 |  | Other40 | 0 | 0 | 90504.8306 | 700000 | 440000 | 0 | 0 | 0 | 0 | 1230504.8306 | 1230504.8306
Other9 | 0 | 78608.7122 | 1412043.4408 | 1083000 | 731750 | 336350 | 872200 | 0 | 0 | 4435343.4408 | 4513952.153 |  | Other9 | 0 | 0 | 1330802.153 | 1037000 | 680000 | 280000 | 1186150 | 0 | 0 | 4513952.153 | 4513952.153
Other4 | 0 | 62886.9697 | 5193111.3527 | 5100982 | 4645406 | 5191346 | 2808938 | 0 | 0 | 22939783.3527 | 23002670.3224 |  | Other4 | 0 | 0 | 5255998.3224 | 5100982 | 4645406 | 5191346 | 2808938 | 0 | 0 | 23002670.3224 | 23002670.3224
Com45 | 0 | 0 | 105437.1368 | 30141.876 | 159541.1796 | 65758.0311 | 44041.5425 | 0 | 0 | 404919.766 | 404919.766 |  | Com45 | 0 | 0 | 105437.1368 | 30141.876 | 159541.1796 | 65758.0311 | 44041.5425 | 0 | 0 | 404919.766 | 404919.766
Com10 | 0 | 0 | 1243053.4264 | 1018401.3558 | 3837953.7795 | 4306965.0115 | 1368268.8053 | 0 | 0 | 11774642.3785 | 11774642.3785 |  | Com10 | 0 | 0 | 1243053.4264 | 1018401.3558 | 3837953.7795 | 4306965.0115 | 1368268.8053 | 0 | 0 | 11774642.3785 | 11774642.3785
Com5 | 0 | 0 | 1754129.8659 | 864935.1728 | 642840.2542 | 920671.2483 | 899636.3142 | 0 | 0 | 5082212.8555 | 5082212.8555 |  | Com5 | 0 | 0 | 1754129.8659 | 864935.1728 | 642840.2542 | 920671.2483 | 899636.3142 | 0 | 0 | 5082212.8555 | 5082212.8555
LB | 0 | 516550.6061 | 1817887.4542 | 406916.314 | 452487.7569 | 367082 | 464370.8871 | 221611.1516 | 0 | 3508744.4122 | 4246906.1699 |  | LB | 0 | 516550.6061 | 1814377.5251 | 367082 | 495832 | 367082 | 367082 | 0 | 318900.0387 | 3411455.5251 | 4246906.1699
0 | 0 | 0 | 0 | 0 | 0 | 0 | 0 | 0 | 0 | 0 | 0 |  | 0 | 0 | 0 | 0 | 0 | 0 | 0 | 0 | 0 | 0 | 0 | 0
0 | 0 | 0 | 0 | 0 | 0 | 0 | 0 | 0 | 0 | 0 | 0 |  | 0 | 0 | 0 | 0 | 0 | 0 | 0 | 0 | 0 | 0 | 0 | 0
0 | 0 | 0 | 0 | 0 | 0 | 0 | 0 | 0 | 0 | 0 | 0 |  | 0 | 0 | 0 | 0 | 0 | 0 | 0 | 0 | 0 | 0 | 0 | 0
0 | 0 | 0 | 0 | 0 | 0 | 0 | 0 | 0 | 0 | 0 | 0 |  | 0 | 0 | 0 | 0 | 0 | 0 | 0 | 0 | 0 | 0 | 0 | 0
0 | 0 | 0 | 0 | 0 | 0 | 0 | 0 | 0 | 0 | 0 | 0 |  | 0 | 0 | 0 | 0 | 0 | 0 | 0 | 0 | 0 | 0 | 0 | 0
0 | 0 | 0 | 0 | 0 | 0 | 0 | 0 | 0 | 0 | 0 | 0 |  | 0 | 0 | 0 | 0 | 0 | 0 | 0 | 0 | 0 | 0 | 0 | 0
0 | 0 | 0 | 0 | 0 | 0 | 0 | 0 | 0 | 0 | 0 | 0 |  | 0 | 0 | 0 | 0 | 0 | 0 | 0 | 0 | 0 | 0 | 0 | 0
Total | 0 | 6322088.9552 | 47825076.5371 | 60192048.0227 | 53924726.2376 | 47748663.593 | 39837117.3597 | 5789312.6949 | 0 | 249527631.7501 | 261639033.4002 |  | Total | 0 | 518287.1312 | 49278734.3764 | 41021424.2312 | 73039847.2042 | 37226570.135 | 52250446.3222 | 61818 | 8241906 | 252817022.269 | 261639033.4002
Spend - Costs+LOA ($m) | [12 empty] | Commission - Costs+LOA ($m)
| 2012/13 | 2013/14 | 2014/15 | 2015/16 | 2016/17 | 2017/18 | 2018/19 | 2019/20 | 2020/21 | 2014-19 Total | Total |  |  | 2012/13 | 2013/14 | 2014/15 | 2015/16 | 2016/17 | 2017/18 | 2018/19 | 2019/20 | 2020/21 | 2014-19 Total | Total
TL60 | 0 | 781.4363 | 4102332.8167 | 7027639.331 | 6994813.1081 | 7871024.0867 | 9082201.3728 | 2491980.9664 | 0 | 35078010.7152 | 37570773.1179 |  | TL60 | 0 | 781.4363 | 3685195.8151 | 5665684.5883 | 8569601.5406 | 4933989.2935 | 11129541.9363 | 0 | 3585978.5077 | 33984013.1739 | 37570773.1179
TL45 | 0 | 850.8973 | 2623897.4627 | 4360538.8883 | 3679038.4678 | 5097212.838 | 6077878.6289 | 2713490.0059 | 0 | 21838566.2857 | 24552907.1889 |  | TL45 | 0 | 850.8973 | 2589944.45 | 4249682.0959 | 3709471.3793 | 3452947.1959 | 6645279.5641 | 0 | 3904731.6064 | 20647324.6853 | 24552907.1889
TL10 | 0 | 104.1915 | 507797.0673 | 965776.7967 | 928110.1158 | 1068862.1004 | 1212919.1631 | 332264.2713 | 0 | 4683465.2432 | 5015833.706 |  | TL10 | 0 | 104.1915 | 473844.0546 | 854920.0043 | 1051251.5399 | 757360.5964 | 1400222.6467 | 0 | 478130.6726 | 4537598.8419 | 5015833.706
SS60 | 0 | 1582139.5654 | 7164115.1197 | 6568045.3424 | 5802216.0397 | 3812888.9782 | 2109801.3481 | 29006.2207 | 0 | 25457066.828 | 27068212.6141 |  | SS60 | 0 | 0 | 7959280.3154 | 3134488.5007 | 9416809.2304 | 2375440.3881 | 4140454.0196 | 0 | 41740.1599 | 27026472.4542 | 27068212.6141
SS45 | 0 | 2542609.6501 | 12718773.8839 | 18899751.7737 | 11805097.939 | 9292858.3886 | 4407542.4848 | 46616.5809 | 0 | 57124024.47 | 59713250.701 |  | SS45 | 0 | 0 | 13120877.4719 | 7179972.4184 | 23713854.9701 | 5157628.8873 | 10473835.3585 | 0 | 67081.5947 | 59646169.1063 | 59713250.701
SS15 | 0 | 339029.8751 | 2331454.4868 | 1853457.1247 | 1930765.1437 | 1533639.9266 | 1262040.7662 | 6215.9239 | 0 | 8911357.448 | 9256603.247 |  | SS15 | 0 | 0 | 2545049.4835 | 1432703.7247 | 2389594.7085 | 1304920.286 | 1575390.2852 | 0 | 8944.7591 | 9247658.4879 | 9256603.247
PC15 | 0 | 1186604.7085 | 5661509.4575 | 7613776.1604 | 9918735.5252 | 7087230.9955 | 7505826.6954 | 85093.0323 | 0 | 37787078.8339 | 39058776.5748 |  | PC15 | 0 | 0 | 6368186.8195 | 5780536.3065 | 11888961.7585 | 6133704.7797 | 8792743.5801 | 63338.7228 | 31304.6076 | 38964133.2444 | 39058776.5748
PC4 | 0 | 0 | 0 | 0 | 0 | 0 | 0 | 0 | 0 | 0 | 0 |  | PC4 | 0 | 0 | 0 | 0 | 0 | 0 | 0 | 0 | 0 | 0 | 0
TO10 | 0 | 0 | 1358400 | 4072850 | 2922550 | 1577850 | 1812700 | 0 | 0 | 11744350 | 11744350 |  | TO10 | 0 | 0 | 1203400 | 3592850 | 2657550 | 2477850 | 1812700 | 0 | 0 | 11744350 | 11744350
TO4 | 0 | 0 | 0 | 600000 | 0 | 0 | 600000 | 0 | 0 | 1200000 | 1200000 |  | TO4 | 0 | 0 | 0 | 600000 | 0 | 0 | 600000 | 0 | 0 | 1200000 | 1200000
Other40 | 0 | 15721.7424 | 179783.0882 | 727000 | 308000 | 0 | 0 | 0 | 0 | 1214783.0882 | 1230504.8306 |  | Other40 | 0 | 0 | 90504.8306 | 700000 | 440000 | 0 | 0 | 0 | 0 | 1230504.8306 | 1230504.8306
Other9 | 0 | 78608.7122 | 1412043.4408 | 1083000 | 731750 | 336350 | 872200 | 0 | 0 | 4435343.4408 | 4513952.153 |  | Other9 | 0 | 0 | 1330802.153 | 1037000 | 680000 | 280000 | 1186150 | 0 | 0 | 4513952.153 | 4513952.153
Other4 | 0 | 62886.9697 | 5200392.9527 | 5108263.6 | 4652687.6 | 5198627.6 | 2816219.6 | 0 | 0 | 22976191.3527 | 23039078.3224 |  | Other4 | 0 | 0 | 5263279.9224 | 5108263.6 | 4652687.6 | 5198627.6 | 2816219.6 | 0 | 0 | 23039078.3224 | 23039078.3224
Com45 | 0 | 0 | 108030.8904 | 30883.3662 | 163465.8926 | 67375.6787 | 45124.9644 | 0 | 0 | 414880.7923 | 414880.7923 |  | Com45 | 0 | 0 | 108030.8904 | 30883.3662 | 163465.8926 | 67375.6787 | 45124.9644 | 0 | 0 | 414880.7923 | 414880.7923
Com10 | 0 | 0 | 1273632.5407 | 1043454.0292 | 3932367.4424 | 4412916.3508 | 1401928.2179 | 0 | 0 | 12064298.581 | 12064298.581 |  | Com10 | 0 | 0 | 1273632.5407 | 1043454.0292 | 3932367.4424 | 4412916.3508 | 1401928.2179 | 0 | 0 | 12064298.581 | 12064298.581
Com5 | 0 | 0 | 1797281.4606 | 886212.5781 | 658654.1244 | 943319.7611 | 921767.3676 | 0 | 0 | 5207235.2917 | 5207235.2917 |  | Com5 | 0 | 0 | 1797281.4606 | 886212.5781 | 658654.1244 | 943319.7611 | 921767.3676 | 0 | 0 | 5207235.2917 | 5207235.2917
LB | 0 | 516550.6061 | 1817960.1097 | 407740.8843 | 454255.6561 | 367082 | 466764.1937 | 227062.7859 | 0 | 3513802.8439 | 4257416.2359 |  | LB | 0 | 516550.6061 | 1814377.5251 | 367082 | 498497.125 | 367082 | 367082 | 0 | 326744.9796 | 3414120.6501 | 4257416.2359
0 | 0 | 0 | 0 | 0 | 0 | 0 | 0 | 0 | 0 | 0 | 0 |  | 0 | 0 | 0 | 0 | 0 | 0 | 0 | 0 | 0 | 0 | 0 | 0
0 | 0 | 0 | 0 | 0 | 0 | 0 | 0 | 0 | 0 | 0 | 0 |  | 0 | 0 | 0 | 0 | 0 | 0 | 0 | 0 | 0 | 0 | 0 | 0
0 | 0 | 0 | 0 | 0 | 0 | 0 | 0 | 0 | 0 | 0 | 0 |  | 0 | 0 | 0 | 0 | 0 | 0 | 0 | 0 | 0 | 0 | 0 | 0
0 | 0 | 0 | 0 | 0 | 0 | 0 | 0 | 0 | 0 | 0 | 0 |  | 0 | 0 | 0 | 0 | 0 | 0 | 0 | 0 | 0 | 0 | 0 | 0
0 | 0 | 0 | 0 | 0 | 0 | 0 | 0 | 0 | 0 | 0 | 0 |  | 0 | 0 | 0 | 0 | 0 | 0 | 0 | 0 | 0 | 0 | 0 | 0
0 | 0 | 0 | 0 | 0 | 0 | 0 | 0 | 0 | 0 | 0 | 0 |  | 0 | 0 | 0 | 0 | 0 | 0 | 0 | 0 | 0 | 0 | 0 | 0
0 | 0 | 0 | 0 | 0 | 0 | 0 | 0 | 0 | 0 | 0 | 0 |  | 0 | 0 | 0 | 0 | 0 | 0 | 0 | 0 | 0 | 0 | 0 | 0
Total | 0 | 6325888.3547 | 48257404.7776 | 61248389.875 | 54882507.0548 | 48667238.7043 | 40594914.8029 | 5931729.7872 | 0 | 253650455.2146 | 265908073.3565 |  | Total | 0 | 518287.1312 | 49623687.7328 | 41663733.2123 | 74422767.3119 | 37863162.8174 | 53308439.5404 | 63338.7228 | 8444656.8876 | 256881790.6149 | 265908073.3565
Spend - Escalated Costs ($m) | [12 empty] | Commission - Escalated Costs ($m)
| 2012/13 | 2013/14 | 2014/15 | 2015/16 | 2016/17 | 2017/18 | 2018/19 | 2019/20 | 2020/21 | 2014-19 Total | Total |  |  | 2012/13 | 2013/14 | 2014/15 | 2015/16 | 2016/17 | 2017/18 | 2018/19 | 2019/20 | 2020/21 | 2014-19 Total | Total
TL60 | 0 | 703.3986 | 4209779.7589 | 7318578.3075 | 7396575.6768 | 8447468.7299 | 9828403.4172 | 2618483.9886 | 0 | 37200805.8903 | 39819993.2776 |  | TL60 | 0 | 703.3986 | 3781229.3737 | 5898840.1306 | 9028600.7129 | 5301368.9207 | 12041233.4759 | 0 | 3768017.2651 | 36051272.6138 | 39819993.2776
TL45 | 0 | 765.9229 | 2687315.4237 | 4532419.8027 | 3887516.6488 | 5473799.5252 | 6572929.6513 | 2851237.7219 | 0 | 23153981.0518 | 26005984.6966 |  | TL45 | 0 | 765.9229 | 2652433.4146 | 4416859.707 | 3916886.0696 | 3712491.2033 | 7203596.8202 | 0 | 4102951.559 | 21902267.2147 | 26005984.6966
TL10 | 0 | 93.7865 | 521155.1098 | 1006061.3806 | 981685.8851 | 1147301.2479 | 1312934.2763 | 349131.3481 | 0 | 4969137.8997 | 5318363.0343 |  | TL10 | 0 | 93.7865 | 486273.1007 | 890501.2849 | 1109191.1102 | 813626.3372 | 1516274.8974 | 0 | 502402.5173 | 4815866.7305 | 5318363.0343
SS60 | 0 | 1583124.0867 | 7215647.2701 | 6805270.8216 | 6089929.6599 | 4039003.6543 | 2266231.9205 | 30478.6936 | 0 | 26416083.3264 | 28029686.1068 |  | SS60 | 0 | 0 | 7992173.5936 | 3238623.4186 | 9829856.6768 | 2504964.9599 | 4420208.3988 | 0 | 43859.059 | 27985827.0477 | 28029686.1068
SS45 | 0 | 2544189.371 | 12833469.2616 | 19585404.2817 | 12380970.0521 | 9811675.7169 | 4712437.2261 | 48983.0269 | 0 | 59323956.5385 | 61917128.9364 |  | SS45 | 0 | 0 | 13181429.2545 | 7419843.8088 | 24704877.2815 | 5426104.7427 | 11114386.9213 | 0 | 70486.9275 | 61846642.0088 | 61917128.9364
SS15 | 0 | 339240.8432 | 2359744.3501 | 1916808.4435 | 2023474.5918 | 1625018.5492 | 1352843.7829 | 6531.4693 | 0 | 9277889.7174 | 9623662.03 |  | SS15 | 0 | 0 | 2570541.7245 | 1479354.7308 | 2497986.1944 | 1379733.8027 | 1686646.7464 | 0 | 9398.8312 | 9614263.1988 | 9623662.03
PC15 | 0 | 1187343.1003 | 5699757.8269 | 7814786.3072 | 10290651.7149 | 7431354.8537 | 7936727.0236 | 89414.5636 | 0 | 39173277.7263 | 40450035.3903 |  | PC15 | 0 | 0 | 6395502.9316 | 5909281.629 | 12329006.9052 | 6410045.1019 | 9306749.1493 | 66555.9175 | 32893.756 | 40350585.7168 | 40450035.3903
PC4 | 0 | 0 | 0 | 0 | 0 | 0 | 0 | 0 | 0 | 0 | 0 |  | PC4 | 0 | 0 | 0 | 0 | 0 | 0 | 0 | 0 | 0 | 0 | 0
TO10 | 0 | 0 | 1358400 | 4072850 | 2922550 | 1577850 | 1812700 | 0 | 0 | 11744350 | 11744350 |  | TO10 | 0 | 0 | 1203400 | 3592850 | 2657550 | 2477850 | 1812700 | 0 | 0 | 11744350 | 11744350
TO4 | 0 | 0 | 0 | 600000 | 0 | 0 | 600000 | 0 | 0 | 1200000 | 1200000 |  | TO4 | 0 | 0 | 0 | 600000 | 0 | 0 | 600000 | 0 | 0 | 1200000 | 1200000
Other40 | 0 | 15721.7424 | 179783.0882 | 727000 | 308000 | 0 | 0 | 0 | 0 | 1214783.0882 | 1230504.8306 |  | Other40 | 0 | 0 | 90504.8306 | 700000 | 440000 | 0 | 0 | 0 | 0 | 1230504.8306 | 1230504.8306
Other9 | 0 | 78608.7122 | 1412043.4408 | 1083000 | 731750 | 336350 | 872200 | 0 | 0 | 4435343.4408 | 4513952.153 |  | Other9 | 0 | 0 | 1330802.153 | 1037000 | 680000 | 280000 | 1186150 | 0 | 0 | 4513952.153 | 4513952.153
Other4 | 0 | 62886.9697 | 5203143.8903 | 5118797.5362 | 4671725.8907 | 5226343.9451 | 2852532.2825 | 0 | 0 | 23072543.5449 | 23135430.5146 |  | Other4 | 0 | 0 | 5266030.86 | 5118797.5362 | 4671725.8907 | 5226343.9451 | 2852532.2825 | 0 | 0 | 23135430.5146 | 23135430.5146
Com45 | 0 | 0 | 108914.8575 | 31380.7778 | 168055.511 | 70051.7489 | 47417.0188 | 0 | 0 | 425819.9139 | 425819.9139 |  | Com45 | 0 | 0 | 108914.8575 | 31380.7778 | 168055.511 | 70051.7489 | 47417.0188 | 0 | 0 | 425819.9139 | 425819.9139
Com10 | 0 | 0 | 1284054.0898 | 1060260.0381 | 4042776.1989 | 4588191.3822 | 1473137.0425 | 0 | 0 | 12448418.7515 | 12448418.7515 |  | Com10 | 0 | 0 | 1284054.0898 | 1060260.0381 | 4042776.1989 | 4588191.3822 | 1473137.0425 | 0 | 0 | 12448418.7515 | 12448418.7515
Com5 | 0 | 0 | 1814283.2835 | 903157.9959 | 680024.5744 | 983852.9074 | 971744.0145 | 0 | 0 | 5353062.7758 | 5353062.7758 |  | Com5 | 0 | 0 | 1814283.2835 | 903157.9959 | 680024.5744 | 983852.9074 | 971744.0145 | 0 | 0 | 5353062.7758 | 5353062.7758
LB | 0 | 513124.8099 | 1714440.4771 | 405112.4085 | 472622.2988 | 399721.5707 | 525049.6487 | 238589.4103 | 0 | 3516946.4038 | 4268660.624 |  | LB | 0 | 513124.8099 | 1710761.9116 | 362732.3478 | 518680.925 | 399721.5707 | 420307.184 | 0 | 343331.875 | 3412203.9391 | 4268660.624
0 | 0 | 0 | 0 | 0 | 0 | 0 | 0 | 0 | 0 | 0 | 0 |  | 0 | 0 | 0 | 0 | 0 | 0 | 0 | 0 | 0 | 0 | 0 | 0
0 | 0 | 0 | 0 | 0 | 0 | 0 | 0 | 0 | 0 | 0 | 0 |  | 0 | 0 | 0 | 0 | 0 | 0 | 0 | 0 | 0 | 0 | 0 | 0
0 | 0 | 0 | 0 | 0 | 0 | 0 | 0 | 0 | 0 | 0 | 0 |  | 0 | 0 | 0 | 0 | 0 | 0 | 0 | 0 | 0 | 0 | 0 | 0
0 | 0 | 0 | 0 | 0 | 0 | 0 | 0 | 0 | 0 | 0 | 0 |  | 0 | 0 | 0 | 0 | 0 | 0 | 0 | 0 | 0 | 0 | 0 | 0
0 | 0 | 0 | 0 | 0 | 0 | 0 | 0 | 0 | 0 | 0 | 0 |  | 0 | 0 | 0 | 0 | 0 | 0 | 0 | 0 | 0 | 0 | 0 | 0
0 | 0 | 0 | 0 | 0 | 0 | 0 | 0 | 0 | 0 | 0 | 0 |  | 0 | 0 | 0 | 0 | 0 | 0 | 0 | 0 | 0 | 0 | 0 | 0
0 | 0 | 0 | 0 | 0 | 0 | 0 | 0 | 0 | 0 | 0 | 0 |  | 0 | 0 | 0 | 0 | 0 | 0 | 0 | 0 | 0 | 0 | 0 | 0
Total | 0 | 6325802.7436 | 48601932.1283 | 62980888.1012 | 57048308.7034 | 51157983.8314 | 43137287.305 | 6232850.2223 | 0 | 262926400.0693 | 275485053.0352 |  | Total | 0 | 514687.918 | 49868335.3792 | 42659483.4056 | 77275218.0505 | 39574346.6227 | 56653083.9516 | 66555.9175 | 8873341.7901 | 266030467.4097 | 275485053.0352
Spend - Escalated Costs - ($m June 2014) | [12 empty] | Commission - Escalated Costs - ($m June 2014)
| 2012/13 | 2013/14 | 2014/15 | 2015/16 | 2016/17 | 2017/18 | 2018/19 | 2019/20 | 2020/21 | 2014-19 Total | Total |  |  | 2012/13 | 2013/14 | 2014/15 | 2015/16 | 2016/17 | 2017/18 | 2018/19 | 2019/20 | 2020/21 | 2014-19 Total | Total
TL60 | 0 | 738.2183 | 4418172.243 | 7680862.5125 | 7762720.907 | 8865635.2597 | 10314928.9649 | 2748104.1621 | 0 | 39042319.8871 | 41791162.2675 |  | TL60 | 0 | 738.2183 | 3968407.76 | 6190844.4678 | 9475534.4334 | 5563797.2428 | 12637298.5195 | 0 | 3954541.6258 | 37835882.4235 | 41791162.2675
TL45 | 0 | 803.8377 | 2820342.8904 | 4756783.6116 | 4079956.467 | 5744763.5057 | 6898302.7626 | 2992379.6689 | 0 | 24300149.2373 | 27293332.7439 |  | TL45 | 0 | 803.8377 | 2783734.1524 | 4635503.0611 | 4110779.7326 | 3896266.9132 | 7560189.2126 | 0 | 4306055.8343 | 22986473.0719 | 27293332.7439
TL10 | 0 | 98.4291 | 546953.3259 | 1055863.423 | 1030281.292 | 1204094.9451 | 1377927.1384 | 366414.0453 | 0 | 5215120.1244 | 5581632.5989 |  | TL10 | 0 | 98.4291 | 510344.5879 | 934582.8724 | 1164098.2797 | 853902.4617 | 1591333.5253 | 0 | 527272.4428 | 5054261.727 | 5581632.5989
SS60 | 0 | 1661491.8827 | 7572836.1837 | 7142145.2836 | 6391393.3094 | 4238942.381 | 2378414.915 | 31987.4497 | 0 | 27723732.0727 | 29417211.4051 |  | SS60 | 0 | 0 | 8387802.1072 | 3398941.7293 | 10316454.1637 | 2628965.7154 | 4639017.5197 | 0 | 46030.1698 | 29371181.2353 | 29417211.4051
SS45 | 0 | 2670131.813 | 13468751.5548 | 20554920.8084 | 12993852.733 | 10297373.21 | 4945712.2562 | 51407.7843 | 0 | 62260610.5623 | 64982150.1596 |  | SS45 | 0 | 0 | 13833936.2605 | 7787140.8579 | 25927817.9198 | 5694707.7364 | 11664571.2141 | 0 | 73976.1708 | 64908173.9888 | 64982150.1596
SS15 | 0 | 356033.9408 | 2476556.3961 | 2011694.2798 | 2123640.615 | 1705460.2044 | 1419812.245 | 6854.79 | 0 | 9737163.7403 | 10100052.4711 |  | SS15 | 0 | 0 | 2697788.6604 | 1552585.7369 | 2621641.4871 | 1448033.3744 | 1770139.1202 | 0 | 9864.0921 | 10090188.379 | 10100052.4711
PC15 | 0 | 1246118.949 | 5981907.1935 | 8201633.7967 | 10800059.4741 | 7799221.7224 | 8329610.8215 | 93840.7626 | 0 | 41112433.0082 | 42452392.7199 |  | PC15 | 0 | 0 | 6712093.0667 | 6201802.8411 | 12939317.3067 | 6727355.1034 | 9767451.7715 | 69850.568 | 34522.0624 | 42348020.0895 | 42452392.7199
PC4 | 0 | 0 | 0 | 0 | 0 | 0 | 0 | 0 | 0 | 0 | 0 |  | PC4 | 0 | 0 | 0 | 0 | 0 | 0 | 0 | 0 | 0 | 0 | 0
TO10 | 0 | 0 | 1425643.506 | 4274464.1882 | 3067222.0468 | 1655956.7181 | 1902432.261 | 0 | 0 | 12325718.7201 | 12325718.7201 |  | TO10 | 0 | 0 | 1262970.6972 | 3770703.2321 | 2789104.0189 | 2600508.511 | 1902432.261 | 0 | 0 | 12325718.7201 | 12325718.7201
TO4 | 0 | 0 | 0 | 629701.1952 | 0 | 0 | 629701.1952 | 0 | 0 | 1259402.3904 | 1259402.3904 |  | TO4 | 0 | 0 | 0 | 629701.1952 | 0 | 0 | 629701.1952 | 0 | 0 | 1259402.3904 | 1259402.3904
Other40 | 0 | 16500 | 188682.7092 | 762987.9482 | 323246.6135 | 0 | 0 | 0 | 0 | 1274917.2709 | 1291417.2709 |  | Other40 | 0 | 0 | 94985 | 734651.3944 | 461780.8765 | 0 | 0 | 0 | 0 | 1291417.2709 | 1291417.2709
Other9 | 0 | 82500 | 1481942.404 | 1136610.6574 | 767973.0827 | 352999.995 | 915375.6375 | 0 | 0 | 4654901.7765 | 4737401.7765 |  | Other9 | 0 | 0 | 1396679.5106 | 1088333.5657 | 713661.3546 | 293860.5578 | 1244866.7878 | 0 | 0 | 4737401.7765 | 4737401.7765
Other4 | 0 | 66000 | 5460709.8776 | 5372188.2111 | 4902985.6285 | 5485058.3815 | 2993738.3128 | 0 | 0 | 24214680.4116 | 24280680.4116 |  | Other4 | 0 | 0 | 5526709.8776 | 5372188.2111 | 4902985.6285 | 5485058.3815 | 2993738.3128 | 0 | 0 | 24280680.4116 | 24280680.4116
Com45 | 0 | 0 | 114306.3599 | 32934.1888 | 176374.5936 | 73519.4501 | 49764.2557 | 0 | 0 | 446898.8479 | 446898.8479 |  | Com45 | 0 | 0 | 114306.3599 | 32934.1888 | 176374.5936 | 73519.4501 | 49764.2557 | 0 | 0 | 446898.8479 | 446898.8479
Com10 | 0 | 0 | 1347617.3252 | 1112745.022 | 4242901.6741 | 4815315.9955 | 1546060.2606 | 0 | 0 | 13064640.2774 | 13064640.2774 |  | Com10 | 0 | 0 | 1347617.3252 | 1112745.022 | 4242901.6741 | 4815315.9955 | 1546060.2606 | 0 | 0 | 13064640.2774 | 13064640.2774
Com5 | 0 | 0 | 1904093.9201 | 947866.1158 | 713687.1455 | 1032555.5862 | 1019847.279 | 0 | 0 | 5618050.0466 | 5618050.0466 |  | Com5 | 0 | 0 | 1904093.9201 | 947866.1158 | 713687.1455 | 1032555.5862 | 1019847.279 | 0 | 0 | 5618050.0466 | 5618050.0466
LB | 0 | 538525.5102 | 1799308.6959 | 425166.2797 | 496018.0441 | 419508.5847 | 551040.6522 | 250400.0614 | 0 | 3691042.2566 | 4479967.8282 |  | LB | 0 | 538525.5102 | 1795448.0342 | 380688.3216 | 544356.664 | 419508.5847 | 441113.2269 | 0 | 360327.4867 | 3581114.8313 | 4479967.8282
0 | 0 | 0 | 0 | 0 | 0 | 0 | 0 | 0 | 0 | 0 | 0 |  | 0 | 0 | 0 | 0 | 0 | 0 | 0 | 0 | 0 | 0 | 0 | 0
0 | 0 | 0 | 0 | 0 | 0 | 0 | 0 | 0 | 0 | 0 | 0 |  | 0 | 0 | 0 | 0 | 0 | 0 | 0 | 0 | 0 | 0 | 0 | 0
0 | 0 | 0 | 0 | 0 | 0 | 0 | 0 | 0 | 0 | 0 | 0 |  | 0 | 0 | 0 | 0 | 0 | 0 | 0 | 0 | 0 | 0 | 0 | 0
0 | 0 | 0 | 0 | 0 | 0 | 0 | 0 | 0 | 0 | 0 | 0 |  | 0 | 0 | 0 | 0 | 0 | 0 | 0 | 0 | 0 | 0 | 0 | 0
0 | 0 | 0 | 0 | 0 | 0 | 0 | 0 | 0 | 0 | 0 | 0 |  | 0 | 0 | 0 | 0 | 0 | 0 | 0 | 0 | 0 | 0 | 0 | 0
0 | 0 | 0 | 0 | 0 | 0 | 0 | 0 | 0 | 0 | 0 | 0 |  | 0 | 0 | 0 | 0 | 0 | 0 | 0 | 0 | 0 | 0 | 0 | 0
0 | 0 | 0 | 0 | 0 | 0 | 0 | 0 | 0 | 0 | 0 | 0 |  | 0 | 0 | 0 | 0 | 0 | 0 | 0 | 0 | 0 | 0 | 0 | 0
Total | 0 | 6638942.5806 | 51007824.5852 | 66098567.5222 | 59872313.6263 | 53690405.9394 | 45272668.9574 | 6541388.7244 | 0 | 275941780.6305 | 289122111.9355 |  | Total | 0 | 540165.9952 | 52336917.3198 | 44771212.8132 | 81100495.2787 | 41533355.6139 | 59457524.4619 | 69850.568 | 9312589.8847 | 279199505.4876 | 289122111.9355
|  | 2014-06-01 | 2014-12-01 | 2015-12-01 | 2016-12-01 | 2017-12-01 | 2018-12-01
CPI |  |  | 1.242% | 2.5% | 2.5% | 2.5% | 2.5%
|  | 1 | 1.0124 | 1.0377 | 1.0637 | 1.0903 | 1.1175
|  | $Dec nominal | 51641486.4536 | 68592691.7043 | 63684787.534 | 58536967.0046 | 50593356.479 |  |  | 293049289.1756 | [5 empty] | 52987090.29 | 46460583.2297 | 86264710.6467 | 45282516.0217 | 66445292.4853 |  |  | 297440192.6735
[9 empty] | Base ($June 2012) | 249527631.7501
[9 empty] | + Risk factor | 4122823.4645 | 1.652% | Average risk factor % on total portfolio base dollars
[9 empty] | + Real labour and materials escalation | 9275944.8547
[9 empty] | + CPI June 2012 to June 2014 | 13015380.5612
[9 empty] | $June 2014 | 275941780.6305
OK

## Category Summary
By Category
Spend - Base Costs ($m) | [11 empty] | Commission - Base Costs ($m)
| 2012/13 | 2013/14 | 2014/15 | 2015/16 | 2016/17 | 2017/18 | 2018/19 | 2019/20 | 2020/21 | 2014-19 Total | Total |  | 2012/13 | 2013/14 | 2014/15 | 2015/16 | 2016/17 | 2017/18 | 2018/19 | 2019/20 | 2020/21 | 2014-19 Total | Total
Augmentation | 0 | 0 | 341956 | 4207566 | 9971951 | 7950466 | 9680775 | 0 | 0 | 32152714 | 32152714 | Augmentation | 0 | 0 | 0 | 0 | 13968430 | 0 | 18184284 | 0 | 0 | 32152714 | 32152714
Connection | 0 | 0 | 2604111 | 10122937 | 3399458 | 964774 | 0 | 0 | 0 | 17091280 | 17091280 | Connection | 0 | 0 | 1397334 | 2595282 | 9826693 | 3271971 | 0 | 0 | 0 | 17091280 | 17091280
Land and Easements | 0 | 482246.1312 | 0 | 0 | 0 | 0 | 0 | 0 | 0 | 0 | 482246.1312 | Land and Easements | 0 | 482246.1312 | 0 | 0 | 0 | 0 | 0 | 0 | 0 | 0 | 482246.1312
Asset Renewal | 0 | 5646584.2649 | 31544572.1981 | 23825574.625 | 25309312.625 | 28931410.625 | 21266037.625 | 5789312 | 0 | 130876907.6981 | 142312803.963 | Asset Renewal | 0 | 0 | 36067886.463 | 23948844.625 | 25921506.625 | 23208935.625 | 24861907.625 | 61818 | 8241905 | 134009080.963 | 142312803.963
Physical Security / Compliance | 0 | 0 | 2250028 | 2634246.75 | 2634246.75 | 2634246.75 | 2634246.75 | 0 | 0 | 12787015 | 12787015 | Physical Security / Compliance | 0 | 0 | 2250028 | 2634246.75 | 2634246.75 | 2634246.75 | 2634246.75 | 0 | 0 | 12787015 | 12787015
Inventory / Spares | 0 | 0 | 1420510 | 7817892 | 4002051 | 162220 | 162220 | 0 | 0 | 13564893 | 13564893 | Inventory / Spares | 0 | 0 | 162220 | 812220 | 12266013 | 162220 | 162220 | 0 | 0 | 13564893 | 13564893
Operational Support Systems | 0 | 36041 | 6618609.9836 | 8718510.08 | 6330243.04 | 4862487.84 | 4435915.12 | 0 | 0 | 30965766.0636 | 31001807.0636 | Operational Support Systems | 0 | 36041 | 6463609.9836 | 8238510.08 | 6065243.04 | 5762487.84 | 4435915.12 | 0 | 0 | 30965766.0636 | 31001807.0636
Information Technology | 0 | 0 | 1659329.44 | 1055321.92 | 1237712.96 | 1906708.16 | 785722.88 | 0 | 0 | 6644795.36 | 6644795.36 | Information Technology | 0 | 0 | 1659329.44 | 1055321.92 | 1237712.96 | 1906708.16 | 785722.88 | 0 | 0 | 6644795.36 | 6644795.36
Business Support | 0 | 157217.4243 | 1385957.4581 | 1810000 | 1039750 | 336350 | 872200 | 0 | 0 | 5444257.4581 | 5601474.8824 | Business Support | 0 | 0 | 1278324.8824 | 1737000 | 1120000 | 280000 | 1186150 | 0 | 0 | 5601474.8824 | 5601474.8824
| 0 | 0 | 0 | 0 | 0 | 0 | 0 | 0 | 0 | 0 | 0 |  | 0 | 0 | 0 | 0 | 0 | 0 | 0 | 0 | 0 | 0 | 0
| 0 | 0 | 0 | 0 | 0 | 0 | 0 | 0 | 0 | 0 | 0 |  | 0 | 0 | 0 | 0 | 0 | 0 | 0 | 0 | 0 | 0 | 0
| 0 | 0 | 0 | 0 | 0 | 0 | 0 | 0 | 0 | 0 | 0 |  | 0 | 0 | 0 | 0 | 0 | 0 | 0 | 0 | 0 | 0 | 0
| 0 | 0 | 0 | 0 | 0 | 0 | 0 | 0 | 0 | 0 | 0 |  | 0 | 0 | 0 | 0 | 0 | 0 | 0 | 0 | 0 | 0 | 0
| 0 | 0 | 0 | 0 | 0 | 0 | 0 | 0 | 0 | 0 | 0 |  | 0 | 0 | 0 | 0 | 0 | 0 | 0 | 0 | 0 | 0 | 0
| 0 | 0 | 0 | 0 | 0 | 0 | 0 | 0 | 0 | 0 | 0 |  | 0 | 0 | 0 | 0 | 0 | 0 | 0 | 0 | 0 | 0 | 0
| 0 | 0 | 0 | 0 | 0 | 0 | 0 | 0 | 0 | 0 | 0 |  | 0 | 0 | 0 | 0 | 0 | 0 | 0 | 0 | 0 | 0 | 0
Total | 0 | 6322088.8204 | 47825074.0798 | 60192048.375 | 53924725.375 | 47748663.375 | 39837117.375 | 5789312 | 0 | 249527628.5798 | 261639029.4002 | Total | 0 | 518287.1312 | 49278732.769 | 41021425.375 | 73039845.375 | 37226569.375 | 52250446.375 | 61818 | 8241905 | 252817019.269 | 261639029.4002
Spend - Costs+LOA ($m) | [11 empty] | Commission - Costs+LOA ($m)
| 2012/13 | 2013/14 | 2014/15 | 2015/16 | 2016/17 | 2017/18 | 2018/19 | 2019/20 | 2020/21 | 2014-19 Total | Total |  | 2012/13 | 2013/14 | 2014/15 | 2015/16 | 2016/17 | 2017/18 | 2018/19 | 2019/20 | 2020/21 | 2014-19 Total | Total
Augmentation | 0 | 0 | 349034.4892 | 4294662.6162 | 10180693.1663 | 8148432.6034 | 9921826.2975 | 0 | 0 | 32894649.1726 | 32894649.1726 | Augmentation | 0 | 0 | 0 | 0 | 14257576.501 | 0 | 18637072.6716 | 0 | 0 | 32894649.1726 | 32894649.1726
Connection | 0 | 0 | 2668172.1306 | 10371961.2502 | 3483084.6668 | 988507.4404 | 0 | 0 | 0 | 17511725.488 | 17511725.488 | Connection | 0 | 0 | 1431708.4164 | 2659125.9372 | 10068429.6478 | 3352461.4866 | 0 | 0 | 0 | 17511725.488 | 17511725.488
Land and Easements | 0 | 482246.1312 | 0 | 0 | 0 | 0 | 0 | 0 | 0 | 0 | 482246.1312 | Land and Easements | 0 | 482246.1312 | 0 | 0 | 0 | 0 | 0 | 0 | 0 | 0 | 482246.1312
Asset Renewal | 0 | 5650383.6611 | 31827596.4939 | 24326241.0402 | 25861280.0474 | 29571849.4762 | 21726347.5564 | 5931729.0752 | 0 | 133313314.6141 | 144895427.3504 | Asset Renewal | 0 | 0 | 36328637.713 | 24454883.4822 | 26484634.0198 | 23708601.5912 | 25410675.9584 | 63338.7228 | 8444655.863 | 136387432.7646 | 144895427.3504
Physical Security / Compliance | 0 | 0 | 2288583.437 | 2679410.7495 | 2679410.7495 | 2679410.7495 | 2679410.7495 | 0 | 0 | 13006226.435 | 13006226.435 | Physical Security / Compliance | 0 | 0 | 2288583.437 | 2679410.7495 | 2679410.7495 | 2679410.7495 | 2679410.7495 | 0 | 0 | 13006226.435 | 13006226.435
Inventory / Spares | 0 | 0 | 1452837.226 | 7985000.9766 | 4063049.9412 | 166210.612 | 166210.612 | 0 | 0 | 13833309.3678 | 13833309.3678 | Inventory / Spares | 0 | 0 | 166210.612 | 832200.612 | 12502476.9198 | 166210.612 | 166210.612 | 0 | 0 | 13833309.3678 | 13833309.3678
Operational Support Systems | 0 | 36041 | 6625891.5836 | 8725791.68 | 6337524.64 | 4869769.44 | 4443196.72 | 0 | 0 | 31002174.0636 | 31038215.0636 | Operational Support Systems | 0 | 36041 | 6470891.5836 | 8245791.68 | 6072524.64 | 5769769.44 | 4443196.72 | 0 | 0 | 31002174.0636 | 31038215.0636
Information Technology | 0 | 0 | 1659329.44 | 1055321.92 | 1237712.96 | 1906708.16 | 785722.88 | 0 | 0 | 6644795.36 | 6644795.36 | Information Technology | 0 | 0 | 1659329.44 | 1055321.92 | 1237712.96 | 1906708.16 | 785722.88 | 0 | 0 | 6644795.36 | 6644795.36
Business Support | 0 | 157217.4243 | 1385957.4581 | 1810000 | 1039750 | 336350 | 872200 | 0 | 0 | 5444257.4581 | 5601474.8824 | Business Support | 0 | 0 | 1278324.8824 | 1737000 | 1120000 | 280000 | 1186150 | 0 | 0 | 5601474.8824 | 5601474.8824
| 0 | 0 | 0 | 0 | 0 | 0 | 0 | 0 | 0 | 0 | 0 |  | 0 | 0 | 0 | 0 | 0 | 0 | 0 | 0 | 0 | 0 | 0
| 0 | 0 | 0 | 0 | 0 | 0 | 0 | 0 | 0 | 0 | 0 |  | 0 | 0 | 0 | 0 | 0 | 0 | 0 | 0 | 0 | 0 | 0
| 0 | 0 | 0 | 0 | 0 | 0 | 0 | 0 | 0 | 0 | 0 |  | 0 | 0 | 0 | 0 | 0 | 0 | 0 | 0 | 0 | 0 | 0
| 0 | 0 | 0 | 0 | 0 | 0 | 0 | 0 | 0 | 0 | 0 |  | 0 | 0 | 0 | 0 | 0 | 0 | 0 | 0 | 0 | 0 | 0
| 0 | 0 | 0 | 0 | 0 | 0 | 0 | 0 | 0 | 0 | 0 |  | 0 | 0 | 0 | 0 | 0 | 0 | 0 | 0 | 0 | 0 | 0
| 0 | 0 | 0 | 0 | 0 | 0 | 0 | 0 | 0 | 0 | 0 |  | 0 | 0 | 0 | 0 | 0 | 0 | 0 | 0 | 0 | 0 | 0
| 0 | 0 | 0 | 0 | 0 | 0 | 0 | 0 | 0 | 0 | 0 |  | 0 | 0 | 0 | 0 | 0 | 0 | 0 | 0 | 0 | 0 | 0
Total | 0 | 6325888.2166 | 48257402.2584 | 61248390.2327 | 54882506.1712 | 48667238.4815 | 40594914.8154 | 5931729.0752 | 0 | 253650451.9592 | 265908069.251 | Total | 0 | 518287.1312 | 49623686.0844 | 41663734.3809 | 74422765.4379 | 37863162.0393 | 53308439.5915 | 63338.7228 | 8444655.863 | 256881787.534 | 265908069.251
Spend - Escalated Costs ($m) | [11 empty] | Commission - Escalated Costs ($m)
| 2012/13 | 2013/14 | 2014/15 | 2015/16 | 2016/17 | 2017/18 | 2018/19 | 2019/20 | 2020/21 | 2014-19 Total | Total |  | 2012/13 | 2013/14 | 2014/15 | 2015/16 | 2016/17 | 2017/18 | 2018/19 | 2019/20 | 2020/21 | 2014-19 Total | Total
Augmentation | 0 | 0 | 358385.9255 | 4476536.3671 | 10759442.0315 | 8728457.1223 | 10730063.316 | 0 | 0 | 35052884.7624 | 35052884.7624 | Augmentation | 0 | 0 | 0 | 0 | 14994368.4471 | 0 | 20058516.3153 | 0 | 0 | 35052884.7624 | 35052884.7624
Connection | 0 | 0 | 2730428.0541 | 10731299.0994 | 3637717.42 | 1037048.5273 | 0 | 0 | 0 | 18136493.1008 | 18136493.1008 | Connection | 0 | 0 | 1463196.4154 | 2744701.6202 | 10425239.4854 | 3503355.5798 | 0 | 0 | 0 | 18136493.1008 | 18136493.1008
Land and Easements | 0 | 482246.1312 | 0 | 0 | 0 | 0 | 0 | 0 | 0 | 0 | 482246.1312 | Land and Easements | 0 | 482246.1312 | 0 | 0 | 0 | 0 | 0 | 0 | 0 | 0 | 482246.1312
Asset Renewal | 0 | 5653897.2602 | 32113097.7251 | 25118012.2196 | 26944729.3996 | 31207604.6546 | 23175648.9829 | 6232849.4742 | 0 | 138559092.9819 | 150445839.7162 | Asset Renewal | 0 | 0 | 36590110.925 | 25236928.0407 | 27587394.5101 | 25042466.933 | 27049042.6764 | 66555.9175 | 8873340.7135 | 141505943.0853 | 150445839.7162
Physical Security / Compliance | 0 | 0 | 2320699.6055 | 2768410.7247 | 2818399.1378 | 2868451.3186 | 2916332.8734 | 0 | 0 | 13692293.66 | 13692293.66 | Physical Security / Compliance | 0 | 0 | 2320699.6055 | 2768410.7247 | 2818399.1378 | 2868451.3186 | 2916332.8734 | 0 | 0 | 13692293.66 | 13692293.66
Inventory / Spares | 0 | 0 | 1492225.0509 | 8284982.5399 | 4253993.905 | 175878.0406 | 177809.8957 | 0 | 0 | 14384889.4321 | 14384889.4321 | Inventory / Spares | 0 | 0 | 169866.1326 | 860796.7188 | 13000538.6444 | 175878.0406 | 177809.8957 | 0 | 0 | 14384889.4321 | 14384889.4321
Operational Support Systems | 0 | 32441.7868 | 6541806.3189 | 8736325.6162 | 6356562.9307 | 4897485.7851 | 4479509.4025 | 0 | 0 | 31011690.0536 | 31044131.8403 | Operational Support Systems | 0 | 32441.7868 | 6386806.3189 | 8256325.6162 | 6091562.9307 | 5797485.7851 | 4479509.4025 | 0 | 0 | 31011690.0536 | 31044131.8403
Information Technology | 0 | 0 | 1659329.44 | 1055321.92 | 1237712.96 | 1906708.16 | 785722.88 | 0 | 0 | 6644795.36 | 6644795.36 | Information Technology | 0 | 0 | 1659329.44 | 1055321.92 | 1237712.96 | 1906708.16 | 785722.88 | 0 | 0 | 6644795.36 | 6644795.36
Business Support | 0 | 157217.4243 | 1385957.4581 | 1810000 | 1039750 | 336350 | 872200 | 0 | 0 | 5444257.4581 | 5601474.8824 | Business Support | 0 | 0 | 1278324.8824 | 1737000 | 1120000 | 280000 | 1186150 | 0 | 0 | 5601474.8824 | 5601474.8824
| 0 | 0 | 0 | 0 | 0 | 0 | 0 | 0 | 0 | 0 | 0 |  | 0 | 0 | 0 | 0 | 0 | 0 | 0 | 0 | 0 | 0 | 0
| 0 | 0 | 0 | 0 | 0 | 0 | 0 | 0 | 0 | 0 | 0 |  | 0 | 0 | 0 | 0 | 0 | 0 | 0 | 0 | 0 | 0 | 0
| 0 | 0 | 0 | 0 | 0 | 0 | 0 | 0 | 0 | 0 | 0 |  | 0 | 0 | 0 | 0 | 0 | 0 | 0 | 0 | 0 | 0 | 0
| 0 | 0 | 0 | 0 | 0 | 0 | 0 | 0 | 0 | 0 | 0 |  | 0 | 0 | 0 | 0 | 0 | 0 | 0 | 0 | 0 | 0 | 0
| 0 | 0 | 0 | 0 | 0 | 0 | 0 | 0 | 0 | 0 | 0 |  | 0 | 0 | 0 | 0 | 0 | 0 | 0 | 0 | 0 | 0 | 0
| 0 | 0 | 0 | 0 | 0 | 0 | 0 | 0 | 0 | 0 | 0 |  | 0 | 0 | 0 | 0 | 0 | 0 | 0 | 0 | 0 | 0 | 0
| 0 | 0 | 0 | 0 | 0 | 0 | 0 | 0 | 0 | 0 | 0 |  | 0 | 0 | 0 | 0 | 0 | 0 | 0 | 0 | 0 | 0 | 0
Total | 0 | 6325802.6025 | 48601929.5782 | 62980888.4869 | 57048307.7845 | 51157983.6087 | 43137287.3505 | 6232849.4742 | 0 | 262926396.8088 | 275485048.8855 | Total | 0 | 514687.918 | 49868333.7197 | 42659484.6407 | 77275216.1155 | 39574345.8173 | 56653084.0433 | 66555.9175 | 8873340.7135 | 266030464.3365 | 275485048.8855
Spend - Escalated Costs - ($m June 2014) | [11 empty] | Commission - Escalated Costs - ($m June 2014)
| 2012/13 | 2013/14 | 2014/15 | 2015/16 | 2016/17 | 2017/18 | 2018/19 | 2019/20 | 2020/21 | 2014-19 Total | Total |  | 2012/13 | 2013/14 | 2014/15 | 2015/16 | 2016/17 | 2017/18 | 2018/19 | 2019/20 | 2020/21 | 2014-19 Total | Total
Augmentation | 0 | 0 | 376126.7427 | 4698133.8347 | 11292055.8452 | 9160533.1373 | 11261222.8248 | 0 | 0 | 36788072.3846 | 36788072.3846 | Augmentation | 0 | 0 | 0 | 0 | 15736619.5545 | 0 | 21051452.8301 | 0 | 0 | 36788072.3846 | 36788072.3846
Connection | 0 | 0 | 2865589.6819 | 11262519.7819 | 3817791.6787 | 1088384.4953 | 0 | 0 | 0 | 19034285.6378 | 19034285.6378 | Connection | 0 | 0 | 1535627.5527 | 2880569.818 | 10941309.6073 | 3676778.6598 | 0 | 0 | 0 | 19034285.6378 | 19034285.6378
Land and Easements | 0 | 506118.2754 | 0 | 0 | 0 | 0 | 0 | 0 | 0 | 0 | 506118.2754 | Land and Easements | 0 | 506118.2754 | 0 | 0 | 0 | 0 | 0 | 0 | 0 | 0 | 506118.2754
Asset Renewal | 0 | 5933776.4373 | 33702760.0328 | 26361403.8604 | 28278547.1796 | 32752443.2516 | 24322889.7742 | 6541387.9392 | 0 | 145418044.0986 | 157893208.4751 | Asset Renewal | 0 | 0 | 38401394.3044 | 26486206.2515 | 28953025.4934 | 26282118.9316 | 28388024.1715 | 69850.568 | 9312588.7548 | 148510769.1523 | 157893208.4751
Physical Security / Compliance | 0 | 0 | 2435578.8588 | 2905452.5703 | 2957915.5095 | 3010445.373 | 3060697.16 | 0 | 0 | 14370089.4716 | 14370089.4716 | Physical Security / Compliance | 0 | 0 | 2435578.8588 | 2905452.5703 | 2957915.5095 | 3010445.373 | 3060697.16 | 0 | 0 | 14370089.4716 | 14370089.4716
Inventory / Spares | 0 | 0 | 1566093.1635 | 8695105.6795 | 4464575.0774 | 184584.354 | 186611.8398 | 0 | 0 | 15096970.1142 | 15096970.1142 | Inventory / Spares | 0 | 0 | 178274.8445 | 903407.8711 | 13644091.2047 | 184584.354 | 186611.8398 | 0 | 0 | 15096970.1142 | 15096970.1142
Operational Support Systems | 0 | 34047.7198 | 6865638.7632 | 9168791.1373 | 6671225.4583 | 5139921.0875 | 4701254.0412 | 0 | 0 | 32546830.4875 | 32580878.2073 | Operational Support Systems | 0 | 34047.7198 | 6702965.9545 | 8665030.1811 | 6393107.4304 | 6084472.8803 | 4701254.0412 | 0 | 0 | 32546830.4875 | 32580878.2073
Information Technology | 0 | 0 | 1741469.5527 | 1107562.4573 | 1298982.2171 | 2001094.0121 | 824617.7277 | 0 | 0 | 6973725.967 | 6973725.967 | Information Technology | 0 | 0 | 1741469.5527 | 1107562.4573 | 1298982.2171 | 2001094.0121 | 824617.7277 | 0 | 0 | 6973725.967 | 6973725.967
Business Support | 0 | 165000 | 1454565.1131 | 1899598.6056 | 1091219.6962 | 352999.995 | 915375.6375 | 0 | 0 | 5713759.0474 | 5878759.0474 | Business Support | 0 | 0 | 1341604.5106 | 1822984.9602 | 1175442.2311 | 293860.5578 | 1244866.7878 | 0 | 0 | 5878759.0474 | 5878759.0474
| 0 | 0 | 0 | 0 | 0 | 0 | 0 | 0 | 0 | 0 | 0 |  | 0 | 0 | 0 | 0 | 0 | 0 | 0 | 0 | 0 | 0 | 0
| 0 | 0 | 0 | 0 | 0 | 0 | 0 | 0 | 0 | 0 | 0 |  | 0 | 0 | 0 | 0 | 0 | 0 | 0 | 0 | 0 | 0 | 0
| 0 | 0 | 0 | 0 | 0 | 0 | 0 | 0 | 0 | 0 | 0 |  | 0 | 0 | 0 | 0 | 0 | 0 | 0 | 0 | 0 | 0 | 0
| 0 | 0 | 0 | 0 | 0 | 0 | 0 | 0 | 0 | 0 | 0 |  | 0 | 0 | 0 | 0 | 0 | 0 | 0 | 0 | 0 | 0 | 0
| 0 | 0 | 0 | 0 | 0 | 0 | 0 | 0 | 0 | 0 | 0 |  | 0 | 0 | 0 | 0 | 0 | 0 | 0 | 0 | 0 | 0 | 0
| 0 | 0 | 0 | 0 | 0 | 0 | 0 | 0 | 0 | 0 | 0 |  | 0 | 0 | 0 | 0 | 0 | 0 | 0 | 0 | 0 | 0 | 0
| 0 | 0 | 0 | 0 | 0 | 0 | 0 | 0 | 0 | 0 | 0 |  | 0 | 0 | 0 | 0 | 0 | 0 | 0 | 0 | 0 | 0 | 0
Total | 0 | 6638942.4325 | 51007821.9089 | 66098567.927 | 59872312.6619 | 53690405.7057 | 45272669.0052 | 6541387.9392 | 0 | 275941777.2086 | 289122107.5803 | Total | 0 | 540165.9952 | 52336915.5782 | 44771214.1094 | 81100493.248 | 41533354.7686 | 59457524.5582 | 69850.568 | 9312588.7548 | 279199502.2623 | 289122107.5803
|  | 2014-06-01 | 2014-12-01 | 2015-12-01 | 2016-12-01 | 2017-12-01 | 2018-12-01
CPI |  |  | 1.242% | 2.5% | 2.5% | 2.5% | 2.5%
|  | 1 | 1.0124 | 1.0377 | 1.0637 | 1.0903 | 1.1175
|  | $Dec nominal | 51641483.744 | 68592692.1244 | 63684786.5081 | 58536966.7498 | 50593356.5325 |  |  | 293049285.6588 |  |  |  |  | 52987088.5268 | 46460584.5748 | 86264708.4867 | 45282515.1001 | 66445292.5928 |  |  | 297440189.2811
| Network |  | 2014-15 | 2015-16 | 2016-17 | 2017-18 | 2018-19
Load driven
|  | Augmentation | 0.3808 | 4.8754 | 12.0111 | 9.9874 | 12.5847
|  | Connection | 2.9012 | 11.6875 | 4.0609 | 1.1866 | 0
|  | Land and Easements | 0 | 0 | 0 | 0 | 0
| Total load driven |  | 3.282 | 16.5629 | 16.072 | 11.1741 | 12.5847
Non-load driven
|  | Asset Renewal | 34.1214 | 27.3561 | 30.0792 | 35.709 | 27.1814
|  | Physical Security/Compliance | 2.4658 | 3.0151 | 3.1463 | 3.2822 | 3.4204
|  | Inventory/Spares | 1.5855 | 9.0232 | 4.7489 | 0.20125 | 0.20854
|  | Operational Support Systems | 6.9509 | 9.5148 | 7.096 | 5.6039 | 5.2538
| Total non-load driven |  | 45.1238 | 48.9092 | 45.0704 | 44.7963 | 36.0642
| Total network |  | 48.4057 | 65.4721 | 61.1424 | 55.9704 | 48.6489
Non-network
Support the business
|  | Information Technology | 1.7631 | 1.1494 | 1.3817 | 2.1817 | 0.92153
|  | Business Support | 1.4726 | 1.9713 | 1.1607 | 0.38486 | 1.023
| Total support the business |  | 3.2357 | 3.1206 | 2.5424 | 2.5666 | 1.9445
| Total non-network |  | 3.2357 | 3.1206 | 2.5424 | 2.5666 | 1.9445
| Total capital expenditure as incurred by project category |  | 51.6415 | 68.5927 | 63.6848 | 58.537 | 50.5934 |  |  | 293.0493
|  | Check | 51.6415 | 68.5927 | 63.6848 | 58.537 | 50.5934
|  |  | OK | OK | OK | OK | OK

## Capex - By Category
4.1 FORECAST CAPEX by project category
$ million, real (June 2014)
Project Category |  | 2014/15 | 2015/16 | 2016/17 | 2017/18 | 2018/19 | TOTAL
NETWORK
LOAD DRIVEN | Augmentation | 376126.7427 | 4698133.8347 | 11292055.8452 | 9160533.1373 | 11261222.8248 | 36788072.3846
| Connection | 2865589.6819 | 11262519.7819 | 3817791.6787 | 1088384.4953 | 0 | 19034285.6378
| Land and Easements | 0 | 0 | 0 | 0 | 0 | 0
NON-LOAD DRIVEN | Asset Renewal | 33702760.0328 | 26361403.8604 | 28278547.1796 | 32752443.2516 | 24322889.7742 | 145418044.0986
| Physical Security / Compliance | 2435578.8588 | 2905452.5703 | 2957915.5095 | 3010445.373 | 3060697.16 | 14370089.4716
| Inventory / Spares | 1566093.1635 | 8695105.6795 | 4464575.0774 | 184584.354 | 186611.8398 | 15096970.1142
| Operational Support Systems | 6865638.7632 | 9168791.1373 | 6671225.4583 | 5139921.0875 | 4701254.0412 | 32546830.4875
NON NETWORK
SUPPORT THE BUSINESS | Information Technology | 1741469.5527 | 1107562.4573 | 1298982.2171 | 2001094.0121 | 824617.7277 | 6973725.967
| Business Support | 1454565.1131 | 1899598.6056 | 1091219.6962 | 352999.995 | 915375.6375 | 5713759.0474
TOTAL FORECAST CAPEX |  | 51007821.9089 | 66098567.927 | 59872312.6619 | 53690405.7057 | 45272669.0052 | 275941777.2086

## Capex - By Asset Class
4.2 FORECAST CAPEX by asset class
$ million, real (June 2014) | 2014/15 | 2015/16 | 2016/17 | 2017/18 | 2018/19 | TOTAL
Asset class
Transmission line assets - long life (60) | 4418172.243 | 7680862.5125 | 7762720.907 | 8865635.2597 | 10314928.9649 | 39042319.8871
Transmission line assets - medium life (45) | 2820342.8904 | 4756783.6116 | 4079956.467 | 5744763.5057 | 6898302.7626 | 24300149.2373
Transmission line assets - short life (10) | 546953.3259 | 1055863.423 | 1030281.292 | 1204094.9451 | 1377927.1384 | 5215120.1244
Substation assets - long life (60) | 7572836.1837 | 7142145.2836 | 6391393.3094 | 4238942.381 | 2378414.915 | 27723732.0727
Substation assets - medium life (45) | 13468751.5548 | 20554920.8084 | 12993852.733 | 10297373.21 | 4945712.2562 | 62260610.5623
Substation assets - short life (15) | 2476556.3961 | 2011694.2798 | 2123640.615 | 1705460.2044 | 1419812.245 | 9737163.7403
Protection and control - short life (15) | 5981907.1935 | 8201633.7967 | 10800059.4741 | 7799221.7224 | 8329610.8215 | 41112433.0082
Protection and control - short life (4) | 0 | 0 | 0 | 0 | 0 | 0
Transmission operations - short life (10) | 1425643.506 | 4274464.1882 | 3067222.0468 | 1655956.7181 | 1902432.261 | 12325718.7201
Transmission operations - short life (4) | 0 | 629701.1952 | 0 | 0 | 629701.1952 | 1259402.3904
Other - medium life (40) | 188682.7092 | 762987.9482 | 323246.6135 | 0 | 0 | 1274917.2709
Other - short life (9) | 1481942.404 | 1136610.6574 | 767973.0827 | 352999.995 | 915375.6375 | 4654901.7765
Other - short life (4) | 5460709.8776 | 5372188.2111 | 4902985.6285 | 5485058.3815 | 2993738.3128 | 24214680.4116
Telecommunications - long life (45) | 114306.3599 | 32934.1888 | 176374.5936 | 73519.4501 | 49764.2557 | 446898.8479
Telecommunications - medium life (10) | 1347617.3252 | 1112745.022 | 4242901.6741 | 4815315.9955 | 1546060.2606 | 13064640.2774
Telecommunications - short life (5) | 1904093.9201 | 947866.1158 | 713687.1455 | 1032555.5862 | 1019847.279 | 5618050.0466
Land | 1799308.6959 | 425166.2797 | 496018.0441 | 419508.5847 | 551040.6522 | 3691042.2566
| 0 | 0 | 0 | 0 | 0 | 0
| 0 | 0 | 0 | 0 | 0 | 0
| 0 | 0 | 0 | 0 | 0 | 0
| 0 | 0 | 0 | 0 | 0 | 0
| 0 | 0 | 0 | 0 | 0 | 0
| 0 | 0 | 0 | 0 | 0 | 0
| 0 | 0 | 0 | 0 | 0 | 0
TOTAL CAPEX | 51007824.5852 | 66098567.5222 | 59872313.6263 | 53690405.9394 | 45272668.9574 | 275941780.6305

## Capex - Network Projects
4.3 FORECAST CAPEX - NETWORK - by project
$ million, real (June 2014)
Yearly expenditure by project
[5 empty] | Commissioning | [7 empty] | REASON FOR PROJECT | Reg Test / Business Case (Y/N) | Reg Test / Business Case Cost Estimate | Reason for Variance from Cost Estimate / Expected Commissioning Date
|  | Project ID | Project Description | Category | Year |  | 2014/15 | 2015/16 | 2016/17 | 2017/18 | 2018/19 | TOTAL |  | Reg Test / Business Case (Y/N) | Reg Test / Business Case Cost Estimate | Reason for Variance from Cost Estimate / Expected Commissioning Date
4 | 4 | ND0826 | Avoca Substation 110 kV Redevelopment | Asset Renewal | 2014/15 |  | 282736 | 0 | 0 | 0 | 0 | 282736 | Asset condition, reliability of supply, safety and environmental issues
5 | 5 | ND1306 | Bridgewater 110 kV transmission line security augmentation | Augmentation | 2016/17 |  | 741.8389 | 373394.973 | 1262214.8601 | 0 | 0 | 1636351.6721 | Network Management, process improvement
6 | 6 | ND0908 | Burnie Substation 110 kV redevelopment | Asset Renewal | 2014/15 |  | 29000 | 0 | 0 | 0 | 0 | 29000 | Compliance, capacity constraints and asset condition
7 | 7 | ND1307 | Condition Based Risk Management System (Stage 2) | Operational Support Systems | 2018/19 |  | 0 | 0 | 0 | 0 | 476841.2301 | 476841.2301 | Asset condition, obsolescence
8 | 8 | TBA1 | Consumer engagement management system | Operational Support Systems | 2017/18 |  | 162672.8088 | 503760.9562 | 278118.0279 | 83960.1594 | 0 | 1028511.9522 | Customer Requirements, Reliability
9 | 9 | ND0733 | Creek Road Substation 110 kV redevelopment | Asset Renewal | 2014/15 |  | 1010598 | 0 | 0 | 0 | 0 | 1010598 | Compliance, capacity constraints, connection application
10 | 10 | TBA3 | Derwent Bridge transmission line redevelopment | Asset Renewal | 2016/17 |  | 440260.5035 | 670079.2711 | 0 | 0 | 0 | 1110339.7746 | Compliance, relability of supply (lightning protection)
11 | 11 | ND1211 | Enterprise Asset Management system | Operational Support Systems | 2018/19 |  | 314850.5976 | 3261327.4402 | 1279342.9283 | 590344.8705 | 787126.494 | 6232992.3307 | Asset Condition and reliability
999 | 13 | ND1116 | Fault Level Mitigation Program | Connection | 2016/17 |  | 418127.1523 | 2880569.818 | 59216.7917 | 0 | 0 | 3357913.762 | Asset condition, reliability and security of supply
13 | 15 | ND1240 | Geographical Information System renewal and data collection tools | Operational Support Systems | 2018/19 |  | 98956.695 | 103706.6164 | 108788.1912 | 114281.9819 | 120167.4903 | 545900.9748 | Asset condition and reliability, Capacity issues
999 | 16 | ND0937 | George Town Substation 110 kV redevelopment | Asset Renewal | 2014/15 |  | 6194297 | 0 | 0 | 0 | 0 | 6194297 | Network Planning, process improvement
15 | 17 | ND1214 | High Voltage switchgear refurbishment program | Asset Renewal | 2018/19 |  | 0 | 0 | 351247.1464 | 1584505.6844 | 706511.367 | 2642264.1977 | Asset condition, reliability and security of supply
16 | 18 | ND1215 | HV Feeder protection renewal program | Asset Renewal | 2019/20 |  | 0 | 0 | 0 | 344678.5798 | 2304472.1354 | 2649150.7152 | Asset condition, security of supply
17 | 20 | ND1205-2 | Information Technology applications program | Operational Support Systems | 2018/19 |  | 1382058.108 | 490501.9678 | 847728.9371 | 1661645.4387 | 626416.6738 | 5008351.1254 | Asset condition, reliability and security of supply
18 | 22 | ND1206-2 | Information Technology desktop program | Operational Support Systems | 2018/19 |  | 395231.5774 | 504219.7565 | 408282.5125 | 474380.8616 | 327307.4726 | 2109422.1804 | Compliance (voltage control)
999 | 24 | ND1207-2 | Information Technology infrastructure program | Operational Support Systems | 2018/19 |  | 469377.8856 | 2367229.2802 | 1038892.8703 | 278899.8229 | 330678.6409 | 4485078.4999 | Asset Condition and reliability
20 | 26 | ND1260-2 | Information Technology security system program | Operational Support Systems | 2018/19 |  | 417650.1993 | 153523.9221 | 551022.9275 | 301854.4465 | 108512.125 | 1532563.6204 | Compliance (network performance requirements)
999 | 27 | ND1062 | Insourcing Drawing Management | Operational Support Systems | 2014/15 |  | 530000 | 0 | 0 | 0 | 0 | 530000 | Network Management, process improvement
22 | 28 | ND0948 | Lindisfarne Substation transformer T2 and T3 replacement | Asset Renewal | 2018/19 |  | 0 | 0 | 56124.4255 | 4757297.9957 | 1752161.333 | 6565583.7543 | Network Management, process improvement
999 | 29 | ND0949 | Meadowbank Substation 110 kV redevelopment | Asset Renewal | 2014/15 |  | 4296429 | 0 | 0 | 0 | 0 | 4296429 | Customer Requirements, Security of supply
24 | 30 | ND1232 | Network Modelling Enhancement program | Operational Support Systems | 2018/19 |  | 339408.9442 | 105055.1494 | 234353.7948 | 105055.1494 | 24243.496 | 808116.5339 | Asset Condition, Security of Supply
999 | 31 | ND1233 | Network Operations and Control System enhancement program | Operational Support Systems | 2018/19 |  | 608711.1554 | 404320.6424 | 1275407.2958 | 876596.5388 | 614221.0408 | 3779256.6733 | Asset Condition, Reliability, Compliance
26 | 32 | ND1219 | Newton - Queenstown Security Augmentation | Augmentation | 2016/17 |  | 375384.9038 | 4324738.8616 | 9400144.1171 | 0 | 0 | 14100267.8824 | Compliance, relability of supply (lightning protection)
27 | 33 | ND1220 | North Hobart Substation 11 kV connection point | Connection | 2016/17 |  | 632020.6997 | 2844762.5096 | 1270717.1689 | 0 | 0 | 4747500.3782 | Asset Condition/Risk Mitigation
28 | 34 | ND1031 | Northern OPGW Program | Asset Renewal | 2014/15 |  | 137000 | 0 | 0 | 0 | 0 | 137000 | Asset condition, reliability and security of supply
29 | 39 | ND1253 | Port Latta Substation structure renewal | Asset Renewal | 2014/15 |  | 1572144.1137 | 0 | 0 | 0 | 0 | 1572144.1137 | Compliance, asset condition and management
30 | 40 | ND0958 | Queenstown Substation Transformer T1 replacement | Asset Renewal | 2014/15 |  | 15000 | 0 | 0 | 0 | 0 | 15000 | Customer requirements, capacity constraints and reliability of supply
31 | 41 | ND1254 | Railton Substation 110 kV post insulator and busbar renewal | Asset Renewal | 2015/16 |  | 649184.4065 | 289172.235 | 0 | 0 | 0 | 938356.6415 | Customer Requirements
32 | 42 | ND1308 | Reyrolle Type LMT Switchgear renewal program | Asset Renewal | 2016/17 |  | 482234.4435 | 2170562.6487 | 969561.1466 | 0 | 0 | 3622358.2388 | Asset Condition
33 | 43 | ND1313 | Rosebery Substation transformer capacity augmentation | Connection | 2016/17 |  | 697941.4295 | 5317931.0105 | 118719.9973 | 0 | 0 | 6134592.4374 | Customer Requirements, Reliability
34 | 44 | ND1224 | SCADA System renewal program | Asset Renewal | 2016/17 |  | 464967.6211 | 3100112.9008 | 36473.0323 | 0 | 0 | 3601553.5542 | Customer requirements, capacity constraints and reliability of supply
999 | 45 | ND1192 | Smart Transmission Grid Development program | Operational Support Systems | 2018/19 |  | 314850.5976 | 314850.5976 | 314850.5976 | 314850.5976 | 314850.5976 | 1574252.988 | Compliance, Condition
999 | 46 | ND1312 | Southern transmission system rationalisation program | Asset Renewal | 2020/21 |  | 0 | 0 | 0 | 0 | 2841051.3836 | 2841051.3836 | Compliance and security of supply (load growth)
999 | 47 | ND0941 | St Marys Substation transformer capacity augmentation | Connection | 2017/18 |  | 0 | 219256.4438 | 2369137.7208 | 1088384.4953 | 0 | 3676778.6598 | Asset Condition, Reliabiilty of Supply
999 | 48 | ND1261 | Strategic Easement and Land Acquisition | Physical Security / Compliance | 2018/19 |  | 363252.2152 | 380688.3216 | 399341.8679 | 419508.5847 | 441113.2269 | 2003904.2163 | Asset condition, security and reliability of supply
39 | 49 | ND1341 | Strategic spare 110/22/11 kV 17/25 MVA supply transformer | Inventory / Spares | 2016/17 |  | 199645.7617 | 1391357.4375 | 28751.4207 | 0 | 0 | 1619754.6199 | Compliance (voltage control)
40 | 50 | ND1342 | Strategic spare 110/33/22/11 kV 30/60 MVA supply transformer | Inventory / Spares | 2016/17 |  | 309374.1396 | 1884901.6459 | 33674.6553 | 0 | 0 | 2227950.4408 | Compliance, relability of supply (lightning protection)
41 | 51 | ND1340 | Strategic spare 33 kV switchgear | Inventory / Spares | 2015/16 |  | 249802.7338 | 473553.0135 | 0 | 0 | 0 | 723355.7474 | Asset Condition. Reliability
42 | 52 | ND1118 | Strategic spare dual secondary winding 110/11-6.6 kV 45-45 MVA supply transformer | Inventory / Spares | 2016/17 |  | 348045.9071 | 2032682.3962 | 126279.9575 | 0 | 0 | 2507008.2608 | Asset Condition. Reliability
43 | 53 | ND1343 | Strategic spare mobile 110/33/22/11 kV substation | Inventory / Spares | 2016/17 |  | 280949.7767 | 2732559.0626 | 4093513.0707 | 0 | 0 | 7107021.9101 | Compliance (voltage control)
44 | 54 | ND1204 | Substation AC distribution system renewal program | Asset Renewal | 2017/18 |  | 0 | 0 | 194728.4216 | 923600.4739 | 1280077.0325 | 2398405.928 | Reliability and security of supply
45 | 55 | ND0989 | Substation AC supply replacement program | Asset Renewal | 2014/15 |  | 340000 | 0 | 0 | 0 | 0 | 340000 | Asset condition, capacity constraints
46 | 56 | ND1002 | Substation condition based monitoring program | Operational Support Systems | 2018/19 |  | 327175.262 | 330593.6132 | 334437.3754 | 338051.2201 | 341187.5848 | 1671445.0556 | Asset condition, reliability and security of supply
47 | 57 | ND0981 | Substation DC distribution system renewal program | Asset Renewal | 2018/19 |  | 0 | 0 | 501333.9137 | 2261561.1403 | 1008402.2048 | 3771297.2589 | Customer Requirements, Reliability
48 | 58 | ND1259 | Substation Disconnector and Earth Switch renewal program | Asset Renewal | 2017/18 |  | 0 | 1153512.333 | 5206553.0587 | 2324375.8036 | 0 | 8684441.1954 | Asset condition, compliance, protection co-ordination, operational efficiency
49 | 59 | ND1209 | Substation EHV Bus Bar protection renewal program | Asset Renewal | 2019/20 |  | 0 | 0 | 0 | 553809.4412 | 3702689.1397 | 4256498.581 | Customer requirements, capacity constraints and reliability of supply
50 | 60 | ND1098 | Substation fire suppression renewal program | Physical Security / Compliance | 2018/19 |  | 916119.7205 | 925252.8126 | 937091.8461 | 948543.0614 | 958961.916 | 4685969.3567 | Asset condition, reliability and security of supply
51 | 61 | ND1339 | Substation HV switchgear replacement program | Asset Renewal | 2016/17 |  | 526739.4144 | 2370886.4528 | 1059042.8247 | 0 | 0 | 3956668.692 | Asset condition, obsolescence
52 | 62 | ND1309 | Substation Lightning Protection enhancement program | Asset Renewal | 2018/19 |  | 0 | 0 | 379737.0353 | 1713026.3243 | 763816.6857 | 2856580.0452 | Customer Requirements, Reliability
53 | 63 | ND1226 | Substation Power transformer refurbishment program | Asset Renewal | 2016/17 |  | 197830.3985 | 1205307.6071 | 21533.8196 | 0 | 0 | 1424671.8252 | Customer Requirements, Security of Supply
54 | 64 | ND1256 | Substation site infrastructure program | Asset Renewal | 2015/16 |  | 1311253.2361 | 2493356.0178 | 0 | 0 | 0 | 3804609.2539 | Asset condition, reliability and security of supply
55 | 65 | ND0990 | Substation VESDA and fire suppression program | Asset Renewal | 2014/15 |  | 2575000 | 0 | 0 | 0 | 0 | 2575000 | Customer requirements, demand growth and reliability of supply
56 | 66 | ND1227 | Telecommunications bearer system program | Asset Renewal | 2018/19 |  | 886027.3553 | 695129.2727 | 1170598.3887 | 909309.4332 | 480934.7989 | 4141999.2488 | Asset condition, reliability and security of supply
57 | 67 | ND1228 | Telecommunications ethernet system program | Asset Renewal | 2018/19 |  | 1813169.908 | 517483.6562 | 275860.4718 | 380680.2631 | 875408.9267 | 3862603.226 | Compliance, Physical Security, Business Needs
58 | 68 | ND1229 | Telecommunications multiplexer system program | Asset Renewal | 2018/19 |  | 0 | 107640.2368 | 2308531.1264 | 3334305.2744 | 860023.6775 | 6610500.3152 | Network Planning, process improvement
59 | 69 | ND1234 | Telecommunications Network Operation and Control System enhancement program | Operational Support Systems | 2018/19 |  | 0 | 629701.1952 | 0 | 0 | 629701.1952 | 1259402.3904 | Function in-sourcing, Asset Condition Monitoring, Safety
60 | 70 | ND1230 | Telecommunications site infrastructure program | Asset Renewal | 2018/19 |  | 488543.948 | 140760.3097 | 753822.8001 | 314221.2072 | 212691.8044 | 1910040.0694 | Process improvement
61 | 71 | ND1231 | Telecommunications telephone system program | Asset Renewal | 2017/18 |  | 0 | 452479.2852 | 441794.4172 | 798290.1745 | 0 | 1692563.8769 | Asset Condition, reliability
62 | 72 | ND1310 | Test equipment | Inventory / Spares | 2018/19 |  | 178274.8445 | 180052.1238 | 182355.9732 | 184584.354 | 186611.8398 | 911879.1352 | Compliacne, Reliability of Supply (lightning protection)
63 | 73 | ND1235 | Transformer protection renewal program | Asset Renewal | 2017/18 |  | 0 | 833502.1662 | 5578899.1844 | 65605.9991 | 0 | 6478007.3496 | Customer Requirements, Reliability
64 | 74 | ND0925 | Transmission line access track renewal program | Physical Security / Compliance | 2018/19 |  | 817524.6766 | 827850.9789 | 839222.0657 | 850045.3475 | 859479.6707 | 4194122.7394 | Asset condition, reliability, safety and security of supply
65 | 75 | ND1244 | Transmission line access track security system compliance program | Physical Security / Compliance | 2018/19 |  | 67268.1615 | 153265.1352 | 155370.3343 | 157374.1149 | 159120.7491 | 692398.4949 | Customer Requirements, Reliability
66 | 76 | ND1238 | Transmission line anode renewal program | Asset Renewal | 2018/19 |  | 389883.9358 | 919346.3206 | 964393.8521 | 1013095.6269 | 1065269.9312 | 4351989.6665 | Compliance
67 | 77 | ND0928 | Transmission line conductor assembly renewal program | Asset Renewal | 2018/19 |  | 473611.4905 | 1079085.9667 | 1093907.9341 | 1108015.8493 | 1120313.287 | 4874934.5276 | Asset condition, obsolescence
68 | 78 | ND1239 | Transmission line fall arrest system installation program | Physical Security / Compliance | 2018/19 |  | 93795.2866 | 213705.0717 | 216640.4538 | 219434.4231 | 221869.8405 | 965445.0758 | Compliance, security of supply
69 | 79 | ND0929 | Transmission line foundation renewal program | Asset Renewal | 2018/19 |  | 485379.7275 | 1105898.9552 | 1121089.217 | 1135547.6838 | 1148150.6866 | 4996066.2702 | Compliance, asset condition and management
70 | 80 | ND0924 | Transmission line insulator assembly renewal program | Asset Renewal | 2018/19 |  | 1287075.1755 | 2932498.0241 | 2972777.8457 | 3011117.1761 | 3044536.3964 | 13248004.6178 | Asset condition, compliance (network performance requirement), security of supply
71 | 81 | ND1242 | Transmission line K-pole renewal program | Asset Renewal | 2015/16 |  | 2791836.9532 | 3056026.1805 | 0 | 0 | 0 | 5847863.1336 | Compliance and security of supply
72 | 82 | ND1243 | Transmission line light detection and ranging program | Operational Support Systems | 2014/15 |  | 1504694.9323 | 0 | 0 | 0 | 0 | 1504694.9323 | Reliability and security of supply
73 | 83 | ND1236 | Transmission line protection renewal program | Asset Renewal | 2018/19 |  | 0 | 0 | 543976.8363 | 3815602.6454 | 46989.6425 | 4406569.1242 | Capacity Issues
74 | 84 | ND0822 | Transmission line signage compliance program | Physical Security / Compliance | 2018/19 |  | 177618.7983 | 404690.2504 | 410248.9416 | 415539.8414 | 420151.7568 | 1828249.5885 | Customer Requirements, Reliability
75 | 85 | ND1268 | Transmission line support assembly refurbishment program | Asset Renewal | 2018/19 |  | 247884.1118 | 564784.1569 | 572541.8451 | 579925.8045 | 586362.1758 | 2551498.0941 | Compliance (voltage control), reliability of supply
76 | 86 | ND0926 | Transmission line support assembly renewal program | Asset Renewal | 2018/19 |  | 221109.29 | 503779.8632 | 510699.6166 | 517286.009 | 523027.1655 | 2275901.9442 | Capcity Issues, reliability of supply
77 | 87 | ND0966 | Transmission line wood pole renewal program | Asset Renewal | 2017/18 |  | 0 | 0 | 1193318.8197 | 1306584.6616 | 0 | 2499903.4814 | Land purchases to address augmentation, development and connection requirements
78 | 89 | ND0709 | Tungatinah Substation 110 kV redevelopment | Asset Renewal | 2014/15 |  | 4093564 | 0 | 0 | 0 | 0 | 4093564 | Asset Condition and reliability
79 | 90 | ND1114 | Waddamana - Palmerston 220 kV Security Augmentation | Augmentation | 2018/19 |  | 0 | 0 | 629696.868 | 9160533.1373 | 11261222.8248 | 21051452.8301 | Asset Condition and reliability
80 | 91 | ND0730 | Wesley Vale 11 kV to 22 kV conversion | Connection | 2014/15 |  | 1117500.4004 | 0 | 0 | 0 | 0 | 1117500.4004 | Asset Condition and reliability
81 | 92 | ND1001 | Strategic easement acquisition | Land and Easements | 2013/14 |  | 0 | 0 | 0 | 0 | 0 | 0 | Asset Condition and reliability
82 | 999 | [5 empty] | 0 | 0 | 0 | 0 | 0 | 0 | Asset Condition and reliability
83 | 999 | [5 empty] | 0 | 0 | 0 | 0 | 0 | 0 | Operational efficiency, Compliance, reliability of supply
84 | 999 | [5 empty] | 0 | 0 | 0 | 0 | 0 | 0 | Security of critical infrastructure
85 | 999 | [5 empty] | 0 | 0 | 0 | 0 | 0 | 0 | Security of critical infrastructure
86 | 999 | [5 empty] | 0 | 0 | 0 | 0 | 0 | 0 | Asset condition, reliability and security of supply
87 | 999 | [5 empty] | 0 | 0 | 0 | 0 | 0 | 0 | Asset condition, reliability and security of supply
999 | 999 | [5 empty] | 0 | 0 | 0 | 0 | 0 | 0 | Asset condition, reliability and security of supply
89 | 999 | [5 empty] | 0 | 0 | 0 | 0 | 0 | 0 | Operational Requirements, compliance
90 | 999 | [5 empty] | 0 | 0 | 0 | 0 | 0 | 0 | Operational Requirements, compliance
91 | 999 | [5 empty] | 0 | 0 | 0 | 0 | 0 | 0 | Asset condition, functionality, reliabiility
92 | 999 | [5 empty] | 0 | 0 | 0 | 0 | 0 | 0 | Asset Condition, reliability, obsolecence
999 | 999 | [5 empty] | 0 | 0 | 0 | 0 | 0 | 0 | Asset condition, safety, security of supply
999 | 999 | [5 empty] | 0 | 0 | 0 | 0 | 0 | 0 | Asset condition, safety, security of supply
999 | 999 | [5 empty] | 0 | 0 | 0 | 0 | 0 | 0 | Asset condition, safety, security of supply
999 | 999 | [5 empty] | 0 | 0 | 0 | 0 | 0 | 0 | Asset condition, safety, security of supply
999 | 999 | [5 empty] | 0 | 0 | 0 | 0 | 0 | 0 | Asset condition, safety, security of supply
999 | 999 | [5 empty] | 0 | 0 | 0 | 0 | 0 | 0 | Asset condition, safety and reliability, operational efficiency
999 | 999 | [5 empty] | 0 | 0 | 0 | 0 | 0 | 0 | Asset Condition and reliability
999 | 999 | [5 empty] | 0 | 0 | 0 | 0 | 0 | 0 | Customer Requirements, Reliability
[6 empty] | Subtotal | 47811787.243 | 63091406.8641 | 57482110.7486 | 51336311.6985 | 43532675.64 | 263254292.1942

## Capex - Non-network Projects
4.4 FORECAST CAPEX - Non-Network - by project
$ million, real (June 2014)
Yearly expenditure by project
Commissioning
|  | Project ID | Project Description | Category | Year |  | 2014/15 | 2015/16 | 2016/17 | 2017/18 | 2018/19 | TOTAL | REASON FOR PROJECT | Business Case (Y/N)
999 | 12 | TBA2 | Facilities Access Control System | Business support | 2014/15 |  | 166113.0763 | 0 | 0 | 0 | 0 | 166113.0763
999 | 14 | ND0789 | Fleet Vehicle Procurement program | Business support | 2018/19 |  | 671681.2749 | 1004373.4064 | 629701.1952 | 209900.3984 | 797621.5139 | 3313277.7888
999 | 19 | ND1205-1 | Information Technology applications program | Information Technology | 2018/19 |  | 1497229.6171 | 531377.1318 | 918373.0151 | 1800115.892 | 678618.0633 | 5425713.7192
999 | 21 | ND1206-1 | Information Technology desktop program | Information Technology | 2018/19 |  | 75282.2052 | 96041.8584 | 77768.0976 | 90358.2593 | 62344.2805 | 401794.701
999 | 23 | ND1207-1 | Information Technology infrastructure program | Information Technology | 2018/19 |  | 89405.3115 | 450900.8153 | 197884.3562 | 53123.7758 | 62986.4078 | 854300.6666
999 | 25 | ND1260-1 | Information Technology security system program | Information Technology | 2018/19 |  | 79552.4189 | 29242.6518 | 104956.7481 | 57496.0851 | 20668.9762 | 291916.8801
999 | 35 | ND0790 | Office equipment and minor assets | Business support | 2018/19 |  | 83960.1594 | 83960.1594 | 83960.1594 | 83960.1594 | 83960.1594 | 419800.7968
999 | 36 | ND1348 | Operations Building accommodation expansion | Business Support | 2014/15 |  | 254850 | 0 | 0 | 0 | 0 | 254850
12 | 37 | ND1221 | Operations Building air conditioning renewal | Business support | 2018/19 |  | 167762.8934 | 48277.0916 | 54311.7281 | 59139.4373 | 33793.9641 | 363285.1145
999 | 38 | ND1275 | Operations Building compliance program | Business support | 2015/16 |  | 110197.7092 | 624453.6853 | 0 | 0 | 0 | 734651.3944
14 | 88 | ND1311 | Trevallyn Office Building compliance program | Business support | 2016/17 |  | 0 | 138534.2629 | 323246.6135 | 0 | 0 | 461780.8765
999 | 999 | [5 empty] | 0 | 0 | 0 | 0 | 0 | 0
999 | 999 | [5 empty] | 0 | 0 | 0 | 0 | 0 | 0
999 | 999 | [5 empty] | 0 | 0 | 0 | 0 | 0 | 0
999 | 999 | [5 empty] | 0 | 0 | 0 | 0 | 0 | 0
19 | 999 | [5 empty] | 0 | 0 | 0 | 0 | 0 | 0
999 | 999 | [5 empty] | 0 | 0 | 0 | 0 | 0 | 0
21 | 999 | [5 empty] | 0 | 0 | 0 | 0 | 0 | 0
999 | 999 | [5 empty] | 0 | 0 | 0 | 0 | 0 | 0
23 | 999 | [5 empty] | 0 | 0 | 0 | 0 | 0 | 0
999 | 999 | [5 empty] | 0 | 0 | 0 | 0 | 0 | 0
25 | 999 | [5 empty] | 0 | 0 | 0 | 0 | 0 | 0
999 | 999 | [5 empty] | 0 | 0 | 0 | 0 | 0 | 0
999 | 999 | [5 empty] | 0 | 0 | 0 | 0 | 0 | 0
999 | 999 | [5 empty] | 0 | 0 | 0 | 0 | 0 | 0
999 | 999
999 | 999
999 | 999 |  |  |  |  | Subtotal | 3196034.6659 | 3007161.0629 | 2390201.9133 | 2354094.0072 | 1739993.3652 | 12687485.0144
999 | 999
999 | 999
999 | 999
35 | 999
36 | 999
37 | 999
38 | 999
999 | 999
999 | 999
999 | 999
999 | 999
999 | 999
999 | 999
999 | 999
999 | 999
999 | 999
999 | 999
999 | 999
999 | 999
999 | 999
999 | 999
999 | 999
999 | 999
999 | 999
999 | 999
999 | 999
999 | 999
999 | 999
999 | 999
999 | 999
999 | 999
999 | 999
999 | 999
999 | 999
999 | 999
999 | 999
999 | 999
999 | 999
999 | 999
999 | 999
999 | 999
999 | 999
999 | 999
999 | 999
999 | 999
999 | 999
999 | 999
999 | 999
999 | 999
999 | 999
999 | 999
999 | 999
999 | 999
999 | 999
999 | 999
999 | 999
88 | 999
999 | 999
999 | 999
999 | 999
999 | 999
999 | 999
999 | 999
999 | 999
999 | 999
999 | 999
999 | 999
999 | 999
999 | 999

## Asset Growth
Projects identified with Asset Growth (Costs include Risk, Escalation, and Inflation)
Spend - Escalated Costs - ($m June 2014) | [11 empty] | Commission - Escalated Costs - ($m June 2014)
| 2012/13 | 2013/14 | 2014/15 | 2015/16 | 2016/17 | 2017/18 | 2018/19 | 2019/20 | 2020/21 | Total |  |  | 2012/13 | 2013/14 | 2014/15 | 2015/16 | 2016/17 | 2017/18 | 2018/19 | 2019/20 | 2020/21 | Total
TL60 | 0 | 0 | 70949.0082 | 817390.1777 | 2003627.8276 | 3301838.0169 | 4059014.1515 | 0 | 0 | 10252819.1819 |  | TL60 | 0 | 0 | 0 | 0 | 2664998.0122 | 0 | 7587821.1697 | 0 | 0 | 10252819.1819
TL45 | 0 | 0 | 5774.9203 | 66531.7707 | 271677.8142 | 1848496.5924 | 2272393.0699 | 0 | 0 | 4464874.1676 |  | TL45 | 0 | 0 | 0 | 0 | 216918.4821 | 0 | 4247955.6854 | 0 | 0 | 4464874.1676
TL10 | 0 | 0 | 5774.9203 | 66531.7707 | 168684.092 | 350192.4834 | 430498.4796 | 0 | 0 | 1021681.746 |  | TL10 | 0 | 0 | 0 | 0 | 216918.4821 | 0 | 804763.2639 | 0 | 0 | 1021681.746
SS60 | 0 | 0 | 80927.1173 | 932346.0946 | 2094890.3974 | 994560.2344 | 1222632.3778 | 0 | 0 | 5325356.2214 |  | SS60 | 0 | 0 | 0 | 0 | 3039797.3411 | 0 | 2285558.8803 | 0 | 0 | 5325356.2214
SS45 | 0 | 0 | 130061.4224 | 1498413.1812 | 3366787.7389 | 1598400.4126 | 1964944.9372 | 0 | 0 | 8558607.6923 |  | SS45 | 0 | 0 | 0 | 0 | 4885387.9805 | 0 | 3673219.7118 | 0 | 0 | 8558607.6923
SS15 | 0 | 0 | 17341.523 | 199788.4242 | 448905.0365 | 213120.1222 | 261992.7409 | 0 | 0 | 1141147.8467 |  | SS15 | 0 | 0 | 0 | 0 | 651385.0641 | 0 | 489762.7826 | 0 | 0 | 1141147.8467
PC15 | 0 | 0 | 60695.3304 | 699259.4846 | 1578591.8677 | 853924.7715 | 1049746.4486 | 0 | 0 | 4242217.9028 |  | PC15 | 0 | 0 | 0 | 0 | 2279847.7242 | 0 | 1962370.1786 | 0 | 0 | 4242217.9028
PC4 | 0 | 0 | 0 | 0 | 0 | 0 | 0 | 0 | 0 | 0 |  | PC4 | 0 | 0 | 0 | 0 | 0 | 0 | 0 | 0 | 0 | 0
TO10 | 0 | 0 | 0 | 0 | 0 | 0 | 0 | 0 | 0 | 0 |  | TO10 | 0 | 0 | 0 | 0 | 0 | 0 | 0 | 0 | 0 | 0
TO4 | 0 | 0 | 0 | 0 | 0 | 0 | 0 | 0 | 0 | 0 |  | TO4 | 0 | 0 | 0 | 0 | 0 | 0 | 0 | 0 | 0 | 0
Other40 | 0 | 0 | 0 | 0 | 0 | 0 | 0 | 0 | 0 | 0 |  | Other40 | 0 | 0 | 0 | 0 | 0 | 0 | 0 | 0 | 0 | 0
Other9 | 0 | 0 | 0 | 0 | 0 | 0 | 0 | 0 | 0 | 0 |  | Other9 | 0 | 0 | 0 | 0 | 0 | 0 | 0 | 0 | 0 | 0
Other4 | 0 | 0 | 0 | 0 | 0 | 0 | 0 | 0 | 0 | 0 |  | Other4 | 0 | 0 | 0 | 0 | 0 | 0 | 0 | 0 | 0 | 0
Com45 | 0 | 0 | 0 | 0 | 0 | 0 | 0 | 0 | 0 | 0 |  | Com45 | 0 | 0 | 0 | 0 | 0 | 0 | 0 | 0 | 0 | 0
Com10 | 0 | 0 | 0 | 0 | 0 | 0 | 0 | 0 | 0 | 0 |  | Com10 | 0 | 0 | 0 | 0 | 0 | 0 | 0 | 0 | 0 | 0
Com5 | 0 | 0 | 0 | 0 | 0 | 0 | 0 | 0 | 0 | 0 |  | Com5 | 0 | 0 | 0 | 0 | 0 | 0 | 0 | 0 | 0 | 0
LB | 0 | 506118.2754 | 367112.877 | 425166.2797 | 496018.0441 | 419508.5847 | 441113.2269 | 0 | 0 | 2655037.2878 |  | LB | 0 | 506118.2754 | 363252.2152 | 380688.3216 | 544356.664 | 419508.5847 | 441113.2269 | 0 | 0 | 2655037.2878
0 | 0 | 0 | 0 | 0 | 0 | 0 | 0 | 0 | 0 | 0 |  | 0 | 0 | 0 | 0 | 0 | 0 | 0 | 0 | 0 | 0 | 0
0 | 0 | 0 | 0 | 0 | 0 | 0 | 0 | 0 | 0 | 0 |  | 0 | 0 | 0 | 0 | 0 | 0 | 0 | 0 | 0 | 0 | 0
0 | 0 | 0 | 0 | 0 | 0 | 0 | 0 | 0 | 0 | 0 |  | 0 | 0 | 0 | 0 | 0 | 0 | 0 | 0 | 0 | 0 | 0
0 | 0 | 0 | 0 | 0 | 0 | 0 | 0 | 0 | 0 | 0 |  | 0 | 0 | 0 | 0 | 0 | 0 | 0 | 0 | 0 | 0 | 0
0 | 0 | 0 | 0 | 0 | 0 | 0 | 0 | 0 | 0 | 0 |  | 0 | 0 | 0 | 0 | 0 | 0 | 0 | 0 | 0 | 0 | 0
0 | 0 | 0 | 0 | 0 | 0 | 0 | 0 | 0 | 0 | 0 |  | 0 | 0 | 0 | 0 | 0 | 0 | 0 | 0 | 0 | 0 | 0
0 | 0 | 0 | 0 | 0 | 0 | 0 | 0 | 0 | 0 | 0 |  | 0 | 0 | 0 | 0 | 0 | 0 | 0 | 0 | 0 | 0 | 0
Total | 0 | 506118.2754 | 738637.119 | 4705427.1832 | 10429182.8183 | 9580041.2182 | 11702335.4324 | 0 | 0 | 37661742.0465 |  | Total | 0 | 506118.2754 | 363252.2152 | 380688.3216 | 14499609.7503 | 419508.5847 | 21492564.8993 | 0 | 0 | 37661742.0465
[12 empty] | 2013-06-30 | 2012-13 | 2013-14 | 2014-15 | 2015-16 | 2016-17 | 2017-18 | 2018-19
[11 empty] | As per Regulatory Accounts - Replacement asset value as at 30 June 2013 ($m) | 3106269000
[11 empty] | Expressed in $m June 2014 including assets contributing to asset growth from the totals above | 3183925725 | 3183925725 | 3184431843.2754 | 3184795095.4906 | 3185175783.8122 | 3199675393.5625 | 3200094902.1472 | 3221587467.0465
[11 empty] | Asset growth % pa |  | 0% | 0.0159% | 0.01141% | 0.01195% | 0.4552% | 0.01311% | 0.6716%

## PTRM
For PTRM
Capex - INCURRED | 2014/15 | 2015/16 | 2016/17 | 2017/18 | 2018/19
Transmission line assets - long life (60) | 4.4182 | 7.6809 | 7.7627 | 8.8656 | 10.3149
Transmission line assets - medium life (45) | 2.8203 | 4.7568 | 4.08 | 5.7448 | 6.8983
Transmission line assets - short life (10) | 0.54695 | 1.0559 | 1.0303 | 1.2041 | 1.3779
Substation assets - long life (60) | 7.5728 | 7.1421 | 6.3914 | 4.2389 | 2.3784
Substation assets - medium life (45) | 13.4688 | 20.5549 | 12.9939 | 10.2974 | 4.9457
Substation assets - short life (15) | 2.4766 | 2.0117 | 2.1236 | 1.7055 | 1.4198
Protection and control - short life (15) | 5.9819 | 8.2016 | 10.8001 | 7.7992 | 8.3296
Protection and control - short life (4) | 0 | 0 | 0 | 0 | 0
Transmission operations - short life (10) | 1.4256 | 4.2745 | 3.0672 | 1.656 | 1.9024
Transmission operations - short life (4) | 0 | 0.6297 | 0 | 0 | 0.6297
Other - medium life (40) | 0.18868 | 0.76299 | 0.32325 | 0 | 0
Other - short life (9) | 1.4819 | 1.1366 | 0.76797 | 0.353 | 0.91538
Other - short life (4) | 5.4607 | 5.3722 | 4.903 | 5.4851 | 2.9937
Land and Easements | 1.7993 | 0.42517 | 0.49602 | 0.41951 | 0.55104
Equity Raising
Communication assets - long life (45) | 0.11431 | 0.032934 | 0.17637 | 0.073519 | 0.049764
Communication assets - medium life (10) | 1.3476 | 1.1127 | 4.2429 | 4.8153 | 1.5461
Communication assets - short life (5) | 1.9041 | 0.94787 | 0.71369 | 1.0326 | 1.0198
| 51.0078 | 66.0986 | 59.8723 | 53.6904 | 45.2727 | 275.9418
Check | 51.0078 | 66.0986 | 59.8723 | 53.6904 | 45.2727 | 275.9418
Capex - COMMISSIONED | 2014/15 | 2015/16 | 2016/17 | 2017/18 | 2018/19
Transmission line assets - long life (60) | 3.9684 | 6.1908 | 9.4755 | 5.5638 | 12.6373
Transmission line assets - medium life (45) | 2.7837 | 4.6355 | 4.1108 | 3.8963 | 7.5602
Transmission line assets - short life (10) | 0.51034 | 0.93458 | 1.1641 | 0.8539 | 1.5913
Substation assets - long life (60) | 8.3878 | 3.3989 | 10.3165 | 2.629 | 4.639
Substation assets - medium life (45) | 13.8339 | 7.7871 | 25.9278 | 5.6947 | 11.6646
Substation assets - short life (15) | 2.6978 | 1.5526 | 2.6216 | 1.448 | 1.7701
Protection and control - short life (15) | 6.7121 | 6.2018 | 12.9393 | 6.7274 | 9.7675
Protection and control - short life (4) | 0 | 0 | 0 | 0 | 0
Transmission operations - short life (10) | 1.263 | 3.7707 | 2.7891 | 2.6005 | 1.9024
Transmission operations - short life (4) | 0 | 0.6297 | 0 | 0 | 0.6297
Other - medium life (40) | 0.094985 | 0.73465 | 0.46178 | 0 | 0
Other - short life (9) | 1.3967 | 1.0883 | 0.71366 | 0.29386 | 1.2449
Other - short life (4) | 5.5267 | 5.3722 | 4.903 | 5.4851 | 2.9937
Land and Easements | 1.7954 | 0.38069 | 0.54436 | 0.41951 | 0.44111
Equity Raising
Communication assets - long life (45) | 0.11431 | 0.032934 | 0.17637 | 0.073519 | 0.049764
Communication assets - medium life (10) | 1.3476 | 1.1127 | 4.2429 | 4.8153 | 1.5461
Communication assets - short life (5) | 1.9041 | 0.94787 | 0.71369 | 1.0326 | 1.0198
| 52.3369 | 44.7712 | 81.1005 | 41.5334 | 59.4575 | 279.1995
Check | 52.3369 | 44.7712 | 81.1005 | 41.5334 | 59.4575 | 279.1995