## Legend
Style legend |  |  | Menu
Style | Design | Comment
Header1 | Header1
Header 1A | Header 1A
Header2 | Header2
Header3 | Header3
Header4 | Header4
User_Input_Actual | 100 | A user driven input for actual figures
User_Input_Forecast | 100 | A user driven input for forcast figures
Base_Input | 100 | A model input that should not be changed to protect the integrity of the model
Empty_Cell |  | A cell that is left intentionally blank to avoid the risk of error
InSheet_calc | 100 | A link within the worksheet or an interim calculation step
OffSheet | 100 | A link to another worksheet to minimise the number of inter-worksheet references
Line_SubTotal | 100 | The sum of elements in the table immediately above
Line_Total | 100 | The sum of elements above, including sub-totals
Unit / Info | AUD millions | Explanatory text showing helpful information or the units/dimensions of the calculations
Line_Summary | 100 | The SUM() of everything in the row
Table_Header | Qtr | Header of a table or of an off-sheet reference
Flag | 1 | Binary flag - set up as a 'Style' and updated with conditional formatting
Check_Cell | 100 | Check figures add up to the correct amount

## Project List
UE MOD 1.27 Plant Stations and Lines Replacement Capex | [10 empty] | Menu
Project List
$ 2019
|  | Material Code | Project Description: | 2019/20 | 2020/21 | 2021/22 | 2022/23 | 2023/24 | 2024/25 | 2025/26 | 2021-26 Total | Project Type
| 1 | PFA | HBRA conductor clearance mitigation | 0 | 0 | 0 | 0 | 0 | 0 | 0 | 0 | Replacement - Pole Top Structures
| 2 | RXH | Replacement of HV Wood crossarm in HBRA | 0 | 654198.295 | 1300979.38 | 1287628.395 | 1274277.405 | 1260926.42 | 1247575.435 | 6371387.035 | Replacement - Pole Top Structures
| 3 | RXL | Incremental pole replacement: pole-top structure offset | 0 | 0 | -238465.96 | -238533.7 | -243462.02 | -171742.27 | -170214.22 | -1062418.17 | Replacement - Pole Top Structures
| 4 | RPH | Incremental pole replacement: risk-based pole replacements | 0 | 0 | 2376691.4757 | 2441209.6231 | 2472168.1749 | 1748087.4403 | 1748087.4403 | 10786244.1541 | Replacement - Poles
| 5 | RPH | Replacement of concrete poles in non-CMEN area | 0 | 371144.21 | 742288.42 | 742288.42 | 742288.42 | 742288.42 | 742288.42 | 3711442.1 | Replacement - Poles
| 6 | ROA | Bare conductor replacement program in LBRA | 218000.1361 | 493947.05 | 493947.05 | 493947.05 | 493947.05 | 493947.05 | 246973.525 | 2222761.725 | Replacement - Overhead Conductors
| 7 | ROA | HV spreader replacement | 18571.7188 | 42080 | 42080 | 42080 | 42080 | 42080 | 42080 | 210400 | Replacement - Overhead Conductors
| 8 | ROA | LV spreader replacement | 13593.3683 | 30800 | 30800 | 30800 | 30800 | 30800 | 30800 | 154000 | Replacement - Overhead Conductors
| 9 | ROH | HV Cu conductor replacement (CRM35, DMA14, STO23) | 316008.2998 | 0 | 0 | 0 | 0 | 0 | 0 | 0 | Replacement - Overhead Conductors
| 10 | ROI | Replacement of OH fault indicator | 47253.2714 | 107066.97 | 107066.97 | 107066.97 | 107066.97 | 107066.97 | 107066.97 | 535334.85 | Replacement - Overhead Conductors
| 11 | ROL | Proactive Al-Cu connector replacement - phase 1 | 0 | 0 | 0 | 0 | 0 | 0 | 0 | 0 | Replacement - Overhead Conductors
| 12 | ROL | Bare conductor replacement in HBRA | 511958.0284 | 1330000 | 1500000 | 1500000 | 1500000 | 1500000 | 1500000 | 7500000 | Replacement - Overhead Conductors
| 13 | ROL | Proactive Al-Cu connector replacement - phase 2 | 509247.758 | 576929.52 | 0 | 0 | 0 | 0 | 0 | 0 | Replacement - Overhead Conductors
| 14 | ROL | P2 low conductor rectification | 132402.9384 | 150000 | 0 | 0 | 0 | 0 | 0 | 0 | Replacement - Overhead Conductors
| 15 | ROL | Proactive Al-Cu connector replacement - phase 3 | 0 | 0 | 0 | 0 | 0 | 0 | 0 | 0 | Replacement - Overhead Conductors
| 16 | RSS | Replacement of surge arrestors in HBRA | 0 | 298307.78 | 596615.56 | 596615.56 | 596615.56 | 596615.56 | 596615.56 | 2983077.8 | Replacement - Overhead Conductors
| 17 | RUA | MTS sub VR 126 feeder cable replacement | 211169.0051 | 47846.9 | 0 | 0 | 0 | 0 | 0 | 0 | Replacement - Underground Cables
| 18 | RUG | MR22 faulted UGC TE# 1243288 | 0 | 0 | 0 | 0 | 0 | 0 | 0 | 0 | Replacement - Underground Cables
| 19 | RUS | STO 66kV oil cable replacement | 0 | 0 | 0 | 0 | 460500 | 460500 | 0 | 921000 | Replacement - Underground Cables
| 20 | RHP | Major non-pole substation replacement - new 32 south | 36823.8876 | 41717.98 | 0 | 0 | 0 | 0 | 0 | 0 | Replacement - Transformers - DSS
| 21 | RSA | DSS non-unitised replacement RH | 88268.6256 | 200000 | 200000 | 200000 | 200000 | 200000 | 200000 | 1000000 | Replacement - Transformers - DSS
| 22 | RSA | OAK new #1 66/11 kV trans | 841670.5487 | 112132.515 | 0 | 0 | 0 | 0 | 0 | 0 | Replacement - Transformers - ZSS
| 23 | RSA | Mobile transformer readiness (in flight) | 367065.9181 | 130929.46 | 0 | 0 | 0 | 0 | 0 | 0 | Replacement - Transformers - ZSS
| 24 | RSA | Transformer refurbishment HT #3 | 209818.9718 | 0 | 0 | 0 | 0 | 0 | 0 | 0 | Replacement - Transformers - ZSS
| 25 | RSA | 66kV bushing repl BU #1 DC #3 EB #1 EB #2 K #3 OE #2 | 167810.878 | 0 | 0 | 0 | 0 | 0 | 0 | 0 | Replacement - Transformers - ZSS
| 26 | RSA | Transformer replacement CM #1 | 1395765.1988 | 1429258.02 | 0 | 0 | 0 | 0 | 0 | 0 | Replacement - Transformers - ZSS
| 27 | RSA | Replacement of Moorabbin Airport 1 substation | 125782.7915 | 0 | 0 | 0 | 0 | 0 | 0 | 0 | Replacement - Transformers - ZSS
| 28 | RSA | Transformer OLTC replacement HGS #1 | 137440.4289 | 17113 | 0 | 0 | 0 | 0 | 0 | 0 | Replacement - Transformers - ZSS
| 29 | RSA | Transformer replacement DSH | 103996.3293 | 0 | 0 | 0 | 0 | 0 | 0 | 0 | Replacement - Transformers - ZSS
| 30 | RSA | MR ZSS fence and lighting upgrade | 0 | 0 | 0 | 0 | 0 | 0 | 0 | 0 | Replacement - Transformers - ZSS
| 31 | RSA | DSH #1B transformer overhaul | 78959.3794 | 7565.5 | 0 | 0 | 0 | 0 | 0 | 0 | Replacement - Transformers - ZSS
| 32 | RSA | Mobile transformer prep: BT | 85776.8906 | 22020.145 | 0 | 0 | 0 | 0 | 0 | 0 | Replacement - Transformers - ZSS
| 33 | RSA | Osborn Princes DS – access breach | 59581.3223 | 0 | 0 | 0 | 0 | 0 | 0 | 0 | Replacement - Transformers - ZSS
| 34 | RSA | OAK ZSS roof repair | 72821.6161 | 25000 | 0 | 0 | 0 | 0 | 0 | 0 | Replacement - Transformers - ZSS
| 35 | RSA | CM substation roof and gutter replacement | 46460.1028 | 0 | 0 | 0 | 0 | 0 | 0 | 0 | Replacement - Transformers - ZSS
| 36 | RSA | Glen Waverly zone substation drainage | 33698.578 | 0 | 0 | 0 | 0 | 0 | 0 | 0 | Replacement - Transformers - ZSS
| 37 | RSA | Dandenong Hospital ALTS | 14798.6588 | 0 | 0 | 0 | 0 | 0 | 0 | 0 | Replacement - Transformers - ZSS
| 38 | RSA | HT #3 transformer overhaul | 12204.2011 | 0 | 0 | 0 | 0 | 0 | 0 | 0 | Replacement - Transformers - ZSS
| 39 | RSA | SV Tx2 replace defective oil flow meter | 3950.6477 | 0 | 0 | 0 | 0 | 0 | 0 | 0 | Replacement - Transformers - ZSS
| 40 | RSA | Transformer replacement EL #2 | 541257.0598 | 1226386.06 | 613193.03 | 0 | 0 | 0 | 0 | 613193.03 | Replacement - Transformers - ZSS
| 41 | RSA | Transformer replacement OR #2 | 276222.3378 | 1251735.075 | 938801.305 | 0 | 0 | 0 | 0 | 938801.305 | Replacement - Transformers - ZSS
| 42 | RSA | Mobile transformer prep: EW | 88268.6432 | 100000.02 | 0 | 0 | 0 | 0 | 0 | 0 | Replacement - Transformers - ZSS
| 43 | RSA | Transformer overhaul annual program | 61788.0379 | 140000 | 140000 | 140000 | 140000 | 140000 | 140000 | 700000 | Replacement - Transformers - ZSS
| 44 | RSA | Distribution building replacement | 44134.3128 | 100000 | 100000 | 100000 | 100000 | 100000 | 100000 | 500000 | Replacement - Transformers - ZSS
| 45 | RSA | Mobile transformer prep: STO | 34522.4111 | 78221.25 | 39110.625 | 0 | 0 | 0 | 0 | 39110.625 | Replacement - Transformers - ZSS
| 46 | RSA | Transformer replacement EM #1 | 0 | 635215.77 | 1270431.54 | 635215.77 | 0 | 0 | 0 | 1905647.31 | Replacement - Transformers - ZSS
| 47 | RSA | Transformer replacement EW #2 | 0 | 462697.61 | 1156744.02 | 694046.41 | 0 | 0 | 0 | 1850790.43 | Replacement - Transformers - ZSS
| 48 | RSA | Mobile transformer readiness | 0 | 200000 | 400000 | 400000 | 200000 | 0 | 0 | 1000000 | Replacement - Transformers - ZSS
| 49 | RSA | SH 6.6kV conversion | 0 | 0 | 608018.185 | 1216018.165 | 1215999.96 | 607999.98 | 0 | 3648036.29 | Replacement - Transformers - ZSS
| 50 | RSA | Transformer replacement SR #3 | 0 | 0 | 576137.99 | 1152275.98 | 576137.99 | 0 | 0 | 2304551.96 | Replacement - Transformers - ZSS
| 51 | RSA | Transformer replacement K #3 | 0 | 0 | 312933.77 | 1251735.075 | 938801.305 | 0 | 0 | 2503470.15 | Replacement - Transformers - ZSS
| 52 | RSA | ZSS OLTC replacement | 0 | 0 | 125000 | 125000 | 125000 | 125000 | 125000 | 625000 | Replacement - Transformers - ZSS
| 53 | RSA | Transformer replacement BT #1 | 0 | 0 | 0 | 635215.77 | 1270431.54 | 635215.77 | 0 | 2540863.08 | Replacement - Transformers - ZSS
| 54 | RSA | Transformer replacement HGS #1 | 0 | 0 | 0 | 613179.135 | 1226358.27 | 613179.135 | 0 | 2452716.54 | Replacement - Transformers - ZSS
| 55 | RSA | Transformer replacement BU #1 | 0 | 0 | 0 | 0 | 681670.845 | 1363341.69 | 681670.845 | 2726683.38 | Replacement - Transformers - ZSS
| 56 | RSA | Transformer replacement OE #1 | 0 | 0 | 0 | 0 | 508172.615 | 1270431.535 | 762258.92 | 2540863.07 | Replacement - Transformers - ZSS
| 57 | RSA | Transformer replacement GW #1 | 0 | 0 | 0 | 0 | 309816.05 | 1239264.195 | 929448.145 | 2478528.39 | Replacement - Transformers - ZSS
| 58 | RSA | Transformer replacement BR #1 | 0 | 0 | 0 | 0 | 0 | 580335.64 | 1160671.28 | 1741006.92 | Replacement - Transformers - ZSS
| 59 | RSA | Transformer replacement CRM #1 | 0 | 0 | 0 | 0 | 0 | 580335.64 | 1160671.28 | 1741006.92 | Replacement - Transformers - ZSS
| 60 | RSA | Transformer replacement MC #1 | 0 | 0 | 0 | 0 | 0 | 310000.02 | 1239000 | 1549000.02 | Replacement - Transformers - ZSS
| 61 | RSA | Transformer replacement SS #1 | 0 | 0 | 0 | 0 | 0 | 0 | 619500.535 | 619500.535 | Replacement - Transformers - ZSS
| 62 | RSA | STO station risk management | 0 | 0 | 0 | 0 | 0 | 0 | 317600.69 | 317600.69 | Replacement - Transformers - ZSS
| 63 | RSA | Transformer replacement WD #1 | 0 | 0 | 0 | 580348.79 | 1160697.58 | 580348.79 | 0 | 2321395.16 | Replacement - Transformers - ZSS
| 64 | PEA | WD noise reduction works | 47304.326 | 53591.325 | 0 | 0 | 0 | 0 | 0 | 0 | Replacement - Environment
| 65 | RSA | SS first floor structural repairs | 0 | 0 | 0 | 0 | 0 | 0 | 0 | 0 | Replacement - Transformers - ZSS
| 66 | RSB | Wall bushing - replacement | 45052.3065 | 102080 | 102080 | 102080 | 102080 | 102080 | 102080 | 510400 | Replacement - Transformers - ZSS
| 67 | RXF | EDO fuse replacement | 445323.3545 | 1042921.92 | 1110291.42 | 1176751.62 | 1244463.54 | 639590.64 | 0 | 4171097.22 | Replacement - Switchgear - DSS
| 68 | RSA | Switchboard replacement: K | 1257232.3531 | 665798.92 | 0 | 0 | 0 | 0 | 0 | 0 | Replacement - Switchgear - ZSS
| 69 | RSA | Switchyard replacement: CRM | 523521.8495 | 62897.575 | 0 | 0 | 0 | 0 | 0 | 0 | Replacement - Switchgear - ZSS
| 70 | RSA | Switchyard replacement: MC | 1096701.0062 | 839958.48 | 0 | 0 | 0 | 0 | 0 | 0 | Replacement - Switchgear - ZSS
| 71 | RSA | Switchboard replacement: EL | 1139262.8311 | 1076772 | 85095 | 0 | 0 | 0 | 0 | 85095 | Replacement - Switchgear - ZSS
| 72 | RSA | EB 66KV isol replacement (SVTS-EB) | 37734.8374 | 0 | 0 | 0 | 0 | 0 | 0 | 0 | Replacement - Switchgear - ZSS
| 73 | RSA | ZSS small asset replacement | 8724.3915 | 0 | 0 | 0 | 0 | 0 | 0 | 0 | Replacement - Switchgear - ZSS
| 74 | RSA | BH Brown Boveri HB24 | 6924.7664 | 0 | 0 | 0 | 0 | 0 | 0 | 0 | Replacement - Switchgear - ZSS
| 75 | RSA | Switchboard replacement: SR | 156327.0901 | 1180691.99 | 1003588.19 | 0 | 0 | 0 | 0 | 1003588.19 | Replacement - Switchgear - ZSS
| 76 | RSA | ZSS lighting works | 0 | 0 | 0 | 0 | 0 | 0 | 0 | 0 | Replacement - Switchgear - ZSS
| 77 | RSA | Transformer refurbishment DN #1 | 16023.1918 | 121018.395 | 102865.635 | 0 | 0 | 0 | 0 | 102865.635 | Replacement - Switchgear - ZSS
| 78 | RSA | Switchboard replacement: BT | 0 | 325520.49 | 1302081.955 | 976561.465 | 0 | 0 | 0 | 2278643.42 | Replacement - Switchgear - ZSS
| 79 | RSA | NP 66kV CB replacement | 0 | 80000 | 80000 | 0 | 0 | 0 | 0 | 80000 | Replacement - Switchgear - ZSS
| 80 | RSA | Switchboard replacement: EM | 0 | 0 | 592805.715 | 1482014.285 | 889208.57 | 0 | 0 | 2964028.57 | Replacement - Switchgear - ZSS
| 81 | RSA | FSH 66kV CB replacement | 0 | 0 | 80000 | 80000 | 0 | 0 | 0 | 160000 | Replacement - Switchgear - ZSS
| 82 | RSA | Switchyard replacement: HT | 0 | 0 | 56101.69 | 561016.88 | 504915.19 | 0 | 0 | 1122033.76 | Replacement - Switchgear - ZSS
| 83 | RSA | Switchboard replacement: EW | 0 | 0 | 0 | 520832.78 | 1302081.95 | 781249.17 | 0 | 2604163.9 | Replacement - Switchgear - ZSS
| 84 | RSA | Switchyard replacement: DC | 0 | 0 | 0 | 200058.555 | 800234.215 | 600175.66 | 0 | 1600468.43 | Replacement - Switchgear - ZSS
| 85 | RSA | HT 66kV CB replacement | 0 | 0 | 0 | 80000 | 80000 | 0 | 0 | 160000 | Replacement - Switchgear - ZSS
| 86 | RSA | Switchyard replacement: GW | 0 | 0 | 0 | 59729.89 | 398199.275 | 338469.385 | 0 | 796398.55 | Replacement - Switchgear - ZSS
| 87 | RSA | Switchboard replacement: BR | 0 | 0 | 0 | 0 | 352309.65 | 1409238.595 | 1056928.945 | 2818477.19 | Replacement - Switchgear - ZSS
| 88 | RSA | SV 66kV CB replacement | 0 | 0 | 0 | 0 | 80000 | 80000 | 0 | 160000 | Replacement - Switchgear - ZSS
| 89 | RSA | Switchboard replacement: BU | 0 | 0 | 0 | 0 | 0 | 349385.9 | 1397543.4 | 1746929.3 | Replacement - Switchgear - ZSS
| 90 | RSA | Switchboard replacement: OE | 0 | 0 | 0 | 0 | 0 | 345130.925 | 1380523.7 | 1725654.625 | Replacement - Switchgear - ZSS
| 91 | RSA | DVY 66kV CB replacement | 0 | 0 | 0 | 0 | 0 | 80000 | 80000 | 160000 | Replacement - Switchgear - ZSS
| 92 | RSA | CFD GIS TX#2 isolator replacement | 0 | 0 | 0 | 0 | 0 | 0 | 0 | 0 | Replacement - Switchgear - ZSS
| 93 | RMP | Neutral screen services | 0 | 384673.5 | 730912.5 | 654043.5 | 577174.5 | 500305.5 | 423436.5 | 2885872.5 | Replacement - Service Lines
| 94 | RMP | Twisted PVC services | 0 | 294664.5 | 559764 | 500962.5 | 442161 | 383031 | 324229.5 | 2210148 | Replacement - Service Lines
| 95 | RMP | Incremental pole replacement: identification of additional service lines | 0 | 0 | 62390.74 | 62418.45 | 63690.09 | 44921.68 | 44531.01 | 277951.97 | Replacement - Service Lines
| 96 | PRA | CFD - replace MAN Switch | 0 | 0 | 0 | 0 | 0 | 0 | 12000 | 12000 | Replacement - SCADA, Network Control & Protection Systems
| 97 | RCA | K relay replacement (aligned with switchgear) | 573983.8885 | 0 | 0 | 0 | 0 | 0 | 0 | 0 | Replacement - SCADA, Network Control & Protection Systems
| 98 | RCA | BH relay replacement | 412903.224 | 29780.28 | 0 | 0 | 0 | 0 | 0 | 0 | Replacement - SCADA, Network Control & Protection Systems
| 99 | RCA | MC relay replacement (driven by control room) | 672344.7692 | 423202.98 | 0 | 0 | 0 | 0 | 0 | 0 | Replacement - SCADA, Network Control & Protection Systems
| 100 | RCA | OE relay replacement | 278202.4237 | 0 | 0 | 0 | 0 | 0 | 0 | 0 | Replacement - SCADA, Network Control & Protection Systems
| 101 | RCA | CRM relay replacement (aligned with switchgear) | 316538.4853 | 54547.145 | 0 | 0 | 0 | 0 | 0 | 0 | Replacement - SCADA, Network Control & Protection Systems
| 102 | RCA | ZSS DC replacement | 371942.4154 | 15539.29 | 0 | 0 | 0 | 0 | 0 | 0 | Replacement - SCADA, Network Control & Protection Systems
| 103 | RCA | EL relay replacement | 791444.284 | 748265.52 | 59134.02 | 0 | 0 | 0 | 0 | 59134.02 | Replacement - SCADA, Network Control & Protection Systems
| 104 | RCA | BH RTU(LAN/MAN/GPS) replacement | 135933.7011 | 0 | 0 | 0 | 0 | 0 | 0 | 0 | Replacement - SCADA, Network Control & Protection Systems
| 105 | RCA | SV HV Bus Prot CT Cable replacement | 65548.2814 | 0 | 0 | 0 | 0 | 0 | 0 | 0 | Replacement - SCADA, Network Control & Protection Systems
| 106 | RCA | Replace DAoAMI solution | 53671.5127 | 3040.235 | 0 | 0 | 0 | 0 | 0 | 0 | Replacement - SCADA, Network Control & Protection Systems
| 107 | RCA | Replace legacy comms services at Mtn Pen | 49489.3629 | 0 | 0 | 0 | 0 | 0 | 0 | 0 | Replacement - SCADA, Network Control & Protection Systems
| 108 | RCA | CM RTU replacement (GE D20) | 48604.9907 | 9186.21 | 0 | 0 | 0 | 0 | 0 | 0 | Replacement - SCADA, Network Control & Protection Systems
| 109 | RCA | Upgrade primary equipment labels | 35307.4502 | 0 | 0 | 0 | 0 | 0 | 0 | 0 | Replacement - SCADA, Network Control & Protection Systems
| 110 | RCA | UE and CitiPower Inter-db Telemetry via ICCP | 35249.2371 | 3993.405 | 0 | 0 | 0 | 0 | 0 | 0 | Replacement - SCADA, Network Control & Protection Systems
| 111 | RCA | SS Relay replacement 18 | 25593.2673 | 0 | 0 | 0 | 0 | 0 | 0 | 0 | Replacement - SCADA, Network Control & Protection Systems
| 112 | RCA | MC RTU (LAN/MAN/GPS) replacement | 71480.2243 | 55645.02 | 0 | 0 | 0 | 0 | 0 | 0 | Replacement - SCADA, Network Control & Protection Systems
| 113 | RCA | NB ZSS DC outstanding works | 22023.768 | 0 | 0 | 0 | 0 | 0 | 0 | 0 | Replacement - SCADA, Network Control & Protection Systems
| 114 | RCA | KBH ZSS DC outstanding works | 20886.4135 | 0 | 0 | 0 | 0 | 0 | 0 | 0 | Replacement - SCADA, Network Control & Protection Systems
| 115 | RCA | RMS 2C137 MEF relay replacement | 19925.8169 | 0 | 0 | 0 | 0 | 0 | 0 | 0 | Replacement - SCADA, Network Control & Protection Systems
| 116 | RCA | STO ZSS DC replacement outstanding works | 17933.2057 | 0 | 0 | 0 | 0 | 0 | 0 | 0 | Replacement - SCADA, Network Control & Protection Systems
| 117 | RCA | EOF PQ meter replacement inflight | 10529.4143 | 0 | 0 | 0 | 0 | 0 | 0 | 0 | Replacement - SCADA, Network Control & Protection Systems
| 118 | RCA | Firmware critical upgrades - protection and control equipment inflight | 0 | 0 | 0 | 0 | 0 | 0 | 0 | 0 | Replacement - SCADA, Network Control & Protection Systems
| 119 | RCA | ZSS drawings/labels replacement - ZNX | 3589.885 | 0 | 0 | 0 | 0 | 0 | 0 | 0 | Replacement - SCADA, Network Control & Protection Systems
| 120 | RCA | Lower Plenty repeater hut access door replacement | 2469.4119 | 0 | 0 | 0 | 0 | 0 | 0 | 0 | Replacement - SCADA, Network Control & Protection Systems
| 121 | RCA | EB - replace EB-RD VF Y remote trip 18 | 2162.1488 | 0 | 0 | 0 | 0 | 0 | 0 | 0 | Replacement - SCADA, Network Control & Protection Systems
| 122 | RCA | ZSS DC replacement annual program | 0 | 767000.04 | 804999.96 | 918000 | 786999.96 | 699000 | 519999.96 | 3728999.88 | Replacement - SCADA, Network Control & Protection Systems
| 123 | RCA | SR relay replacement | 195073.6449 | 552999.96 | 331999.98 | 0 | 0 | 0 | 0 | 331999.98 | Replacement - SCADA, Network Control & Protection Systems
| 124 | RCA | EL RTU (LAN/MAN/GPS) replacement | 143877.8774 | 163000.02 | 0 | 0 | 0 | 0 | 0 | 0 | Replacement - SCADA, Network Control & Protection Systems
| 125 | RCA | Remote IED management rollout - 2020 | 0 | 153375 | 0 | 0 | 0 | 0 | 0 | 0 | Replacement - SCADA, Network Control & Protection Systems
| 126 | RCA | SR RTU (LAN/MAN/GPS) replacement | 37955.5267 | 143000.04 | 100000.02 | 0 | 0 | 0 | 0 | 100000.02 | Replacement - SCADA, Network Control & Protection Systems
| 127 | RCA | EOF PQ meter replacement | 0 | 30999.96 | 32000.04 | 33000 | 33999.96 | 35000.04 | 36000 | 170000.04 | Replacement - SCADA, Network Control & Protection Systems
| 128 | RCA | Firmware critical upgrades - protection and control equipment | 0 | 0 | 0 | 0 | 0 | 0 | 0 | 0 | Replacement - SCADA, Network Control & Protection Systems
| 129 | RCA | ZSS IP Telephony Trial and ETN VoIP | 13538.2005 | 15337.5 | 0 | 0 | 0 | 0 | 0 | 0 | Replacement - SCADA, Network Control & Protection Systems
| 130 | RCA | ZSS RTU/LAN/MAN | 11033.5782 | 25000 | 25000 | 25000 | 25000 | 25000 | 25000 | 125000 | Replacement - SCADA, Network Control & Protection Systems
| 131 | RCA | Securing the field network (UE MAN) boundary | 0 | 0 | 206647.3 | 1859825.7 | 0 | 0 | 0 | 2066473 | Replacement - SCADA, Network Control & Protection Systems
| 132 | RCA | BU relay replacement | 0 | 1007000 | 1007000 | 0 | 0 | 0 | 0 | 1007000 | Replacement - SCADA, Network Control & Protection Systems
| 133 | RCA | DN relay replacement | 0 | 340999.98 | 340999.98 | 0 | 0 | 0 | 0 | 340999.98 | Replacement - SCADA, Network Control & Protection Systems
| 134 | RCA | Replace the Mt Dandenong radio and remotes | 0 | 0 | 0 | 450000 | 0 | 0 | 0 | 450000 | Replacement - SCADA, Network Control & Protection Systems
| 135 | RCA | Replace the Arthur Seat radio and remotes | 0 | 0 | 0 | 396999.96 | 0 | 0 | 0 | 396999.96 | Replacement - SCADA, Network Control & Protection Systems
| 136 | RCA | Replace the Ferny Creek radio and remotes | 0 | 0 | 0 | 372000 | 0 | 0 | 0 | 372000 | Replacement - SCADA, Network Control & Protection Systems
| 137 | RCA | Replace the Eureka Radio base and remotes | 0 | 0 | 0 | 300500.04 | 0 | 0 | 0 | 300500.04 | Replacement - SCADA, Network Control & Protection Systems
| 138 | RCA | BU RTU (LAN/MAN/GPS) replacement | 0 | 143000 | 143000 | 0 | 0 | 0 | 0 | 143000 | Replacement - SCADA, Network Control & Protection Systems
| 139 | RCA | DN RTU (LAN/MAN/GPS) replacement | 0 | 143000 | 143000 | 0 | 0 | 0 | 0 | 143000 | Replacement - SCADA, Network Control & Protection Systems
| 140 | RCA | BT relay replacement | 0 | 137500.02 | 344000.04 | 206500.02 | 0 | 0 | 0 | 550500.06 | Replacement - SCADA, Network Control & Protection Systems
| 141 | RCA | ZSS security monitoring upgrade | 0 | 46500 | 93000 | 93000 | 93000 | 93000 | 93000 | 465000 | Replacement - SCADA, Network Control & Protection Systems
| 142 | RCA | FSH relay replacement | 0 | 0 | 1391500 | 1391500 | 0 | 0 | 0 | 2783000 | Replacement - SCADA, Network Control & Protection Systems
| 143 | RCA | HGS relay replacement | 0 | 0 | 880500 | 880500 | 0 | 0 | 0 | 1761000 | Replacement - SCADA, Network Control & Protection Systems
| 144 | RCA | EM relay replacement | 0 | 0 | 220999.98 | 552999.96 | 331999.98 | 0 | 0 | 1105999.92 | Replacement - SCADA, Network Control & Protection Systems
| 145 | RCA | BW RTU replacement (MD1000) | 0 | 0 | 143000 | 143000 | 0 | 0 | 0 | 286000 | Replacement - SCADA, Network Control & Protection Systems
| 146 | RCA | FSH RTU (LAN/MAN/GPS) replacement | 0 | 0 | 143000 | 143000 | 0 | 0 | 0 | 286000 | Replacement - SCADA, Network Control & Protection Systems
| 147 | RCA | HGS RTU (LAN/MAN/GPS) replacement | 0 | 0 | 143000 | 143000 | 0 | 0 | 0 | 286000 | Replacement - SCADA, Network Control & Protection Systems
| 148 | RCA | Replace the Lower Plenty radio and remotes | 0 | 0 | 140500.02 | 140500.02 | 0 | 0 | 0 | 281000.04 | Replacement - SCADA, Network Control & Protection Systems
| 149 | RCA | HT relay replacement | 0 | 0 | 0 | 1192999.98 | 1192999.98 | 0 | 0 | 2385999.96 | Replacement - SCADA, Network Control & Protection Systems
| 150 | RCA | Replace aged UE MAN infrastructure | 0 | 0 | 0 | 0 | 0 | 2072495.6167 | 0 | 2072495.6167 | Replacement - SCADA, Network Control & Protection Systems
| 151 | RCA | Replace the DWDM infrastructure | 0 | 0 | 0 | 0 | 0 | 774146 | 0 | 774146 | Replacement - SCADA, Network Control & Protection Systems
| 152 | RCA | BT RTU (LAN/MAN/GPS) replacement | 0 | 0 | 0 | 143000 | 143000 | 0 | 0 | 286000 | Replacement - SCADA, Network Control & Protection Systems
| 153 | RCA | EM RTU (LAN/MAN/GPS) replacement | 0 | 0 | 0 | 143000 | 143000 | 0 | 0 | 286000 | Replacement - SCADA, Network Control & Protection Systems
| 154 | RCA | HT RTU (LAN/MAN/GPS) replacement | 0 | 0 | 0 | 143000 | 143000 | 0 | 0 | 286000 | Replacement - SCADA, Network Control & Protection Systems
| 155 | RCA | EW relay replacement | 0 | 0 | 0 | 129000 | 322500 | 193500 | 0 | 645000 | Replacement - SCADA, Network Control & Protection Systems
| 156 | RCA | Portable protection scheme #2 | 0 | 0 | 0 | 51125 | 51125 | 0 | 0 | 102250 | Replacement - SCADA, Network Control & Protection Systems
| 157 | RCA | GW relay replacement | 0 | 0 | 0 | 0 | 1164500 | 1164500 | 0 | 2329000 | Replacement - SCADA, Network Control & Protection Systems
| 158 | RCA | SV Relay replacement | 0 | 0 | 0 | 0 | 1164500 | 1164500 | 0 | 2329000 | Replacement - SCADA, Network Control & Protection Systems
| 159 | RCA | GW RTU (LAN/MAN/GPS) replacement | 0 | 0 | 0 | 0 | 143000 | 143000 | 0 | 286000 | Replacement - SCADA, Network Control & Protection Systems
| 160 | RCA | SV RTU (LAN/MAN/GPS) replacement | 0 | 0 | 0 | 0 | 143000 | 143000 | 0 | 286000 | Replacement - SCADA, Network Control & Protection Systems
| 161 | RCA | BR relay replacement | 0 | 0 | 0 | 0 | 137500.02 | 344000.04 | 206500.02 | 688000.08 | Replacement - SCADA, Network Control & Protection Systems
| 162 | RCA | DVY relay replacement | 0 | 0 | 0 | 0 | 0 | 887100 | 2069900 | 2957000 | Replacement - SCADA, Network Control & Protection Systems
| 163 | RCA | Upgrade GW-SVTS FOC | 0 | 0 | 0 | 0 | 0 | 0 | 0 | 0 | Replacement - SCADA, Network Control & Protection Systems
| 164 | RCA | RWT relay replacement | 0 | 0 | 0 | 0 | 0 | 0 | 762000 | 762000 | Replacement - SCADA, Network Control & Protection Systems
| 165 | RCA | ALTS rpl | 0 | 0 | 0 | 0 | 0 | 0 | 500000.04 | 500000.04 | Replacement - SCADA, Network Control & Protection Systems
| 166 | RCA | OE relay replacement | 0 | 0 | 0 | 0 | 0 | 145999.98 | 365499.98 | 511499.96 | Replacement - SCADA, Network Control & Protection Systems
| 167 | RCA | DVY RTU (LAN/MAN/GPS) replacement | 0 | 0 | 0 | 0 | 0 | 143000 | 143000 | 286000 | Replacement - SCADA, Network Control & Protection Systems
| 168 | RCA | 22kV Line CB - Relay replacement | 0 | 0 | 0 | 0 | 0 | 75000 | 75000 | 150000 | Replacement - SCADA, Network Control & Protection Systems
| 169 | RCA | ZSS spares relays, REFCL | 0 | 0 | 0 | 0 | 0 | 75000 | 75000 | 150000 | Replacement - SCADA, Network Control & Protection Systems
| 170 | RCA | Pole top controllers (ADVC, Noja RC10, GCR300) | 0 | 0 | 0 | 0 | 0 | 40999.98 | 40999.98 | 81999.96 | Replacement - SCADA, Network Control & Protection Systems
| 171 | RCA | Replace OTN Gatways | 0 | 0 | 0 | 0 | 0 | 15337.5 | 15337.5 | 30675 | Replacement - SCADA, Network Control & Protection Systems
| 172 | RCA | MGE relay replacement (excluding 66kV lines) 18 | 0 | 0 | 0 | 0 | 0 | 0 | 0 | 0 | Replacement - SCADA, Network Control & Protection Systems
| 173 | ROA | HV ABC replacement - NW13, RWT34 and RWT35 | 238906.004 | 0 | 0 | 0 | 0 | 0 | 0 | 0 | Replacement - Zone Other
| 174 | ROA | Covered conductor in HBRA | 229410.1579 | 0 | 0 | 0 | 0 | 0 | 0 | 0 | Replacement - Zone Other
| 175 | ROJ | Strachans Esplanade LV2 overhead replace | 12376.9517 | 0 | 0 | 0 | 0 | 0 | 0 | 0 | Replacement - Zone Other
| 176 | RSA | RBD building repair due to termites | 102294.8765 | 0 | 0 | 0 | 0 | 0 | 0 | 0 | Replacement - Zone Other
| 177 | RSA | ZSS Earth grid Repairs inflight | 41530.2957 | 0 | 0 | 0 | 0 | 0 | 0 | 0 | Replacement - Zone Other
| 178 | RSA | FTN-FSH Conitel to DNP conversion | 36458.4731 | 0 | 0 | 0 | 0 | 0 | 0 | 0 | Replacement - Zone Other
| 179 | RSA | ZSS Building Life Extension inflight | 14724.0012 | 0 | 0 | 0 | 0 | 0 | 0 | 0 | Replacement - Zone Other
| 180 | RSA | ZSS Fencing inflight | 0 | 0 | 0 | 0 | 0 | 0 | 0 | 0 | Replacement - Zone Other
| 181 | RSA | Brick Fence Repairs at SR ZSS | 0 | 0 | 0 | 0 | 0 | 0 | 0 | 0 | Replacement - Zone Other
| 182 | RSA | OE Earth Grid Repair | 1502.2217 | 0 | 0 | 0 | 0 | 0 | 0 | 0 | Replacement - Zone Other
| 183 | RSA | SR Earth Grid Maintenance | 574.6729 | 0 | 0 | 0 | 0 | 0 | 0 | 0 | Replacement - Zone Other
| 184 | RSA | MC - Control Building Replacement | 283123.3996 | 320752.02 | 0 | 0 | 0 | 0 | 0 | 0 | Replacement - Zone Other
| 185 | RSA | SR new switchroom | 161090.2417 | 365000 | 182500 | 0 | 0 | 0 | 0 | 182500 | Replacement - Zone Other
| 186 | RSA | ZSS fencing | 110335.7643 | 124999.98 | 0 | 0 | 0 | 0 | 0 | 0 | Replacement - Zone Other
| 187 | RSA | DSS fencing upgrades | 88268.6256 | 100000 | 0 | 0 | 0 | 0 | 0 | 0 | Replacement - Zone Other
| 188 | RSA | ZSS earth grid repairs annual program | 70956.4824 | 155414.82 | 150055.68 | 150055.68 | 150055.68 | 112541.76 | 74846.82 | 637555.62 | Replacement - Zone Other
| 189 | RSA | ZSS cap bank capacitor replacement | 22067.1564 | 50000 | 50000 | 50000 | 50000 | 50000 | 50000 | 250000 | Replacement - Zone Other
| 190 | RSA | Building works | 0 | 153375 | 153375 | 153375 | 153375 | 153375 | 153375 | 766875 | Replacement - Zone Other
| 191 | RSA | FSH control room replacement | 0 | 0 | 204000 | 204000 | 0 | 0 | 0 | 408000 | Replacement - Zone Other
| 192 | RSA | HGS - new control building | 0 | 0 | 204000 | 204000 | 0 | 0 | 0 | 408000 | Replacement - Zone Other
| 193 | RSA | HT control room replacement | 0 | 0 | 0 | 204000 | 204000 | 0 | 0 | 408000 | Replacement - Zone Other
| 194 | RSA | OR #1 Cap Bank Repl | 0 | 0 | 0 | 138337.07 | 276674.14 | 138337.07 | 0 | 553348.28 | Replacement - Zone Other
| 195 | RSA | GW control room replacement | 0 | 0 | 0 | 0 | 204000 | 204000 | 0 | 408000 | Replacement - Zone Other
| 196 | RSA | SV control room replacement | 0 | 0 | 0 | 0 | 204000 | 204000 | 0 | 408000 | Replacement - Zone Other
| 197 | RSA | OE building extension | 0 | 0 | 0 | 0 | 0 | 127600 | 255200 | 382800 | Replacement - Zone Other
| 198 | PEA | Lead paint removal - OR and SR | 4413.4004 | 0 | 0 | 0 | 0 | 0 | 0 | 0 | Replacement - Environment
| 199 | PEA | Lead paint removal - EM | 140739.0274 | 159444 | 0 | 0 | 0 | 0 | 0 | 0 | Replacement - Environment
| 200 | PEA | Lead paint removal - WD | 96250.3161 | 109042.5 | 0 | 0 | 0 | 0 | 0 | 0 | Replacement - Environment
| 201 | PEA | Incremental climate resilience design changes | 56064.3957 | 63515.655 | 0 | 0 | 0 | 0 | 0 | 0 | Replacement - Environment
| 202 | PEA | Asbestos removal | 37843.4608 | 85746.12 | 0 | 0 | 0 | 0 | 0 | 0 | Replacement - Environment
| 203 | PEA | EPA noise compliance: MC | 0 | 0 | 0 | 0 | 0 | 3661880.9524 | 3661880.9524 | 7323761.9048 | Replacement - Environment
| 204 | PEA | EPA noise compliance: EB | 0 | 0 | 0 | 3617761.9048 | 3617761.9048 | 0 | 0 | 7235523.8095 | Replacement - Environment
| 205 | PEA | EPA noise compliance: CFD | 0 | 0 | 3141666.6667 | 3141666.6667 | 0 | 0 | 0 | 6283333.3333 | Replacement - Environment
| 206 | PEA | EPA bunding compliance: STO | 0 | 0 | 1066031.746 | 0 | 0 | 0 | 0 | 1066031.746 | Replacement - Environment
| 207 | PEA | EPA bunding compliance: M | 0 | 0 | 984920.6349 | 0 | 0 | 0 | 0 | 984920.6349 | Replacement - Environment
| 208 | PEA | Lead paint removal - NO | 0 | 106327.5 | 0 | 0 | 0 | 0 | 0 | 0 | Replacement - Environment
| 209 | PEA | Lead paint removal - DN | 0 | 99016.5 | 0 | 0 | 0 | 0 | 0 | 0 | Replacement - Environment
| 210 | PEA | Lead paint removal - STO | 0 | 89179 | 0 | 0 | 0 | 0 | 0 | 0 | Replacement - Environment
| 211 | PEA | EPA bunding compliance: OR | 0 | 0 | 0 | 0 | 0 | 0 | 0 | 0 | Replacement - Environment
| 212 | PEA | EPA noise compliance: NB | 0 | 0 | 0 | 0 | 4557142.8571 | 4557142.8571 | 0 | 9114285.7143 | Replacement - Environment
| 213 | PEA | EPA noise compliance: FSH | 0 | 0 | 0 | 4298214.2857 | 4298214.2857 | 0 | 0 | 8596428.5714 | Replacement - Environment
| 214 | PEA | EPA noise compliance: SR | 0 | 0 | 0 | 2267365.0794 | 2267365.0794 | 0 | 0 | 4534730.1587 | Replacement - Environment
| 215 | PEA | EPA bunding complliance: EM | 0 | 0 | 0 | 1077619.0476 | 0 | 0 | 0 | 1077619.0476 | Replacement - Environment
| 216 | PEA | EPA bunding complliance: EW | 0 | 0 | 1066031.746 | 0 | 0 | 0 | 0 | 1066031.746 | Replacement - Environment
| 217 | PEA | EPA bunding complliance: NP | 0 | 0 | 0 | 1019682.5397 | 0 | 0 | 0 | 1019682.5397 | Replacement - Environment
| 218 | PEA | Lead paint removal - LD | 0 | 0 | 0 | 0 | 0 | 0 | 0 | 0 | Replacement - Environment
| 219 | PEA | Lead paint removal - GW | 0 | 0 | 0 | 0 | 0 | 0 | 0 | 0 | Replacement - Environment
| 220 | PEA | Lead paint removal - BU | 0 | 0 | 0 | 0 | 0 | 0 | 0 | 0 | Replacement - Environment
| 221 | PEA | Lead paint removal - CM | 0 | 0 | 0 | 0 | 0 | 0 | 0 | 0 | Replacement - Environment
| 222 | PEA | Lead paint removal - HT | 0 | 0 | 0 | 0 | 0 | 0 | 0 | 0 | Replacement - Environment
| 223 | PEA | Lead paint removal - MC | 0 | 0 | 0 | 0 | 0 | 0 | 0 | 0 | Replacement - Environment
| 224 | PEA | EPA noise compliance: CRM | 0 | 0 | 0 | 0 | 0 | 4014833.3333 | 4014833.3333 | 8029666.6667 | Replacement - Environment
| 225 | PEA | EPA noise compliance: EL | 0 | 0 | 2101460.3175 | 2101460.3175 | 0 | 0 | 0 | 4202920.6349 | Replacement - Environment
| 226 | PEA | EPA noise compliance: GW | 0 | 0 | 0 | 0 | 2986285.7143 | 2986285.7143 | 0 | 5972571.4286 | Replacement - Environment
| 227 | PEA | EPA bunding complliance: K | 0 | 0 | 0 | 996507.9365 | 0 | 0 | 0 | 996507.9365 | Replacement - Environment
| 228 | PEA | EPA bunding complliance: SR | 0 | 0 | 0 | 0 | 950158.7302 | 0 | 0 | 950158.7302 | Replacement - Environment
| 229 | PEA | EPA noise compliance: STO | 0 | 0 | 2705968.254 | 2705968.254 | 0 | 0 | 0 | 5411936.5079 | Replacement - Environment
| 230 | PEA | EPA noise compliance: LD | 0 | 0 | 0 | 0 | 0 | 0 | 0 | 0 | Replacement - Environment
| 231 | PEA | EPA noise compliance: DC | 0 | 0 | 0 | 0 | 0 | 0 | 0 | 0 | Replacement - Environment
| 232 | PEA | EPA bunding complliance: KBH | 0 | 0 | 0 | 0 | 973333.3333 | 0 | 0 | 973333.3333 | Replacement - Environment
| 233 | PEA | EPA bunding complliance: BT | 0 | 0 | 0 | 0 | 973333.3333 | 0 | 0 | 973333.3333 | Replacement - Environment
| 234 | PEA | EPA noise compliance: SH | 0 | 0 | 0 | 0 | 0 | 0 | 0 | 0 | Replacement - Environment
| 235 | PEA | EPA noise compliance: FTN | 0 | 0 | 0 | 0 | 0 | 0 | 0 | 0 | Replacement - Environment
| 236 | PEA | EPA noise compliance: BR | 0 | 0 | 0 | 0 | 0 | 0 | 0 | 0 | Replacement - Environment
| 237 | PEA | EPA bunding complliance: BU | 0 | 0 | 0 | 0 | 0 | 915396.8254 | 0 | 915396.8254 | Replacement - Environment
| 238 | PEA | EPA bunding complliance: MR | 0 | 0 | 0 | 0 | 0 | 1042857.1429 | 0 | 1042857.1429 | Replacement - Environment
| 239 | PEA | EPA bunding complliance: OE | 0 | 0 | 0 | 0 | 0 | 0 | 0 | 0 | Replacement - Environment
| 240 | PEA | EPA noise compliance: RBD | 0 | 0 | 0 | 0 | 0 | 0 | 0 | 0 | Replacement - Environment
| 241 | PEA | EPA noise compliance: BU | 0 | 0 | 0 | 0 | 0 | 0 | 0 | 0 | Replacement - Environment
| 242 | PEA | EPA noise compliance: NW | 0 | 0 | 0 | 0 | 0 | 0 | 0 | 0 | Replacement - Environment
| 243 | PEA | EPA bunding complliance: CRM | 0 | 0 | 0 | 0 | 0 | 0 | 678888.8889 | 678888.8889 | Replacement - Environment
| 244 | PEA | EPA bunding complliance: BR | 0 | 0 | 0 | 0 | 0 | 0 | 903809.5238 | 903809.5238 | Replacement - Environment
| 245 | RUP | Doncaster pillar replacement | 15144.866 | 0 | 0 | 0 | 0 | 0 | 0 | 0 | Replacement - Non VBRC - Safety
| 246 | ROH | Steel replacement | 0 | 0 | 0 | 0 | 0 | 0 | 28582.045 | 28582.045 | Replacement - VBRC
| 247 | RSA |  | 0 | 0 | 0 | 0 | 0 | 0 | 0 | 0
| 248 |  |  | 0 | 0 | 0 | 0 | 0 | 0 | 0 | 0
|  |  |  | 0 | 0 | 0 | 0 | 0 | 0 | 0 | 0
|  |  |  | 0 | 0 | 0 | 0 | 0 | 0 | 0 | 0
|  |  |  | 0 | 0 | 0 | 0 | 0 | 0 | 0 | 0
|  |  |  | 0 | 0 | 0 | 0 | 0 | 0 | 0 | 0
|  |  |  | 0 | 0 | 0 | 0 | 0 | 0 | 0 | 0
|  |  |  | 0 | 0 | 0 | 0 | 0 | 0 | 0 | 0
|  |  |  | 0 | 0 | 0 | 0 | 0 | 0 | 0 | 0
|  |  |  | 0 | 0 | 0 | 0 | 0 | 0 | 0 | 0
|  |  |  | 0 | 0 | 0 | 0 | 0 | 0 | 0 | 0
|  |  |  | 0 | 0 | 0 | 0 | 0 | 0 | 0 | 0
|  |  |  | 0 | 0 | 0 | 0 | 0 | 0 | 0 | 0
|  |  |  | 0 | 0 | 0 | 0 | 0 | 0 | 0 | 0
|  |  |  | 0 | 0 | 0 | 0 | 0 | 0 | 0 | 0
|  |  |  | 0 | 0 | 0 | 0 | 0 | 0 | 0 | 0
|  |  |  | 0 | 0 | 0 | 0 | 0 | 0 | 0 | 0
|  |  |  | 0 | 0 | 0 | 0 | 0 | 0 | 0 | 0
|  |  |  | 0 | 0 | 0 | 0 | 0 | 0 | 0 | 0
|  |  |  | 0 | 0 | 0 | 0 | 0 | 0 | 0 | 0
|  |  |  | 0 | 0 | 0 | 0 | 0 | 0 | 0 | 0
|  |  |  | 0 | 0 | 0 | 0 | 0 | 0 | 0 | 0
|  |  |  | 0 | 0 | 0 | 0 | 0 | 0 | 0 | 0
|  |  |  | 0 | 0 | 0 | 0 | 0 | 0 | 0 | 0
|  |  |  | 0 | 0 | 0 | 0 | 0 | 0 | 0 | 0
|  |  |  | 0 | 0 | 0 | 0 | 0 | 0 | 0 | 0
|  |  |  | 0 | 0 | 0 | 0 | 0 | 0 | 0 | 0
|  |  |  | 0 | 0 | 0 | 0 | 0 | 0 | 0 | 0
|  |  |  | 0 | 0 | 0 | 0 | 0 | 0 | 0 | 0
|  |  |  | 0 | 0 | 0 | 0 | 0 | 0 | 0 | 0
|  |  |  | 0 | 0 | 0 | 0 | 0 | 0 | 0 | 0
|  |  |  | 0 | 0 | 0 | 0 | 0 | 0 | 0 | 0
|  |  |  | 0 | 0 | 0 | 0 | 0 | 0 | 0 | 0
|  |  |  | 0 | 0 | 0 | 0 | 0 | 0 | 0 | 0
|  |  |  | 0 | 0 | 0 | 0 | 0 | 0 | 0 | 0
|  |  |  | 0 | 0 | 0 | 0 | 0 | 0 | 0 | 0
|  |  |  | 0 | 0 | 0 | 0 | 0 | 0 | 0 | 0
|  |  |  | 0 | 0 | 0 | 0 | 0 | 0 | 0 | 0
|  |  |  | 0 | 0 | 0 | 0 | 0 | 0 | 0 | 0
|  |  |  | 0 | 0 | 0 | 0 | 0 | 0 | 0 | 0
|  |  |  | 0 | 0 | 0 | 0 | 0 | 0 | 0 | 0
|  |  |  | 0 | 0 | 0 | 0 | 0 | 0 | 0 | 0
|  |  |  | 0 | 0 | 0 | 0 | 0 | 0 | 0 | 0
|  |  |  | 0 | 0 | 0 | 0 | 0 | 0 | 0 | 0
|  |  |  | 0 | 0 | 0 | 0 | 0 | 0 | 0 | 0
|  |  |  | 0 | 0 | 0 | 0 | 0 | 0 | 0 | 0
|  |  |  | 0 | 0 | 0 | 0 | 0 | 0 | 0 | 0
|  |  |  | 0 | 0 | 0 | 0 | 0 | 0 | 0 | 0
|  |  |  | 0 | 0 | 0 | 0 | 0 | 0 | 0 | 0
|  |  |  | 0 | 0 | 0 | 0 | 0 | 0 | 0 | 0
|  |  |  | 0 | 0 | 0 | 0 | 0 | 0 | 0 | 0
|  |  |  | 0 | 0 | 0 | 0 | 0 | 0 | 0 | 0
|  |  |  | 0 | 0 | 0 | 0 | 0 | 0 | 0 | 0
|  |  |  | 0 | 0 | 0 | 0 | 0 | 0 | 0 | 0
|  |  |  | 0 | 0 | 0 | 0 | 0 | 0 | 0 | 0
|  |  |  | 0 | 0 | 0 | 0 | 0 | 0 | 0 | 0
|  |  |  | 0 | 0 | 0 | 0 | 0 | 0 | 0 | 0
|  |  |  | 0 | 0 | 0 | 0 | 0 | 0 | 0 | 0
|  |  |  | 0 | 0 | 0 | 0 | 0 | 0 | 0 | 0
|  |  |  | 0 | 0 | 0 | 0 | 0 | 0 | 0 | 0
|  |  |  | 0 | 0 | 0 | 0 | 0 | 0 | 0 | 0
|  |  |  | 0 | 0 | 0 | 0 | 0 | 0 | 0 | 0
|  |  |  | 0 | 0 | 0 | 0 | 0 | 0 | 0 | 0
|  |  |  | 0 | 0 | 0 | 0 | 0 | 0 | 0 | 0
|  |  |  | 0 | 0 | 0 | 0 | 0 | 0 | 0 | 0
|  |  |  | 0 | 0 | 0 | 0 | 0 | 0 | 0 | 0
|  |  |  | 0 | 0 | 0 | 0 | 0 | 0 | 0 | 0
|  |  |  | 0 | 0 | 0 | 0 | 0 | 0 | 0 | 0
|  |  |  | 0 | 0 | 0 | 0 | 0 | 0 | 0 | 0
|  |  |  | 0 | 0 | 0 | 0 | 0 | 0 | 0 | 0
|  |  |  | 0 | 0 | 0 | 0 | 0 | 0 | 0 | 0
|  |  |  | 0 | 0 | 0 | 0 | 0 | 0 | 0 | 0
|  |  |  | 0 | 0 | 0 | 0 | 0 | 0 | 0 | 0
|  |  |  | 0 | 0 | 0 | 0 | 0 | 0 | 0 | 0
|  |  |  | 0 | 0 | 0 | 0 | 0 | 0 | 0 | 0
|  |  |  | 0 | 0 | 0 | 0 | 0 | 0 | 0 | 0
|  |  |  | 0 | 0 | 0 | 0 | 0 | 0 | 0 | 0
|  |  |  | 0 | 0 | 0 | 0 | 0 | 0 | 0 | 0
|  |  |  | 0 | 0 | 0 | 0 | 0 | 0 | 0 | 0
|  |  |  | 0 | 0 | 0 | 0 | 0 | 0 | 0 | 0
|  |  |  | 0 | 0 | 0 | 0 | 0 | 0 | 0 | 0
|  |  |  | 0 | 0 | 0 | 0 | 0 | 0 | 0 | 0
|  |  |  | 0 | 0 | 0 | 0 | 0 | 0 | 0 | 0
|  |  |  | 0 | 0 | 0 | 0 | 0 | 0 | 0 | 0
|  |  |  | 0 | 0 | 0 | 0 | 0 | 0 | 0 | 0
|  |  |  | 0 | 0 | 0 | 0 | 0 | 0 | 0 | 0
|  |  |  | 0 | 0 | 0 | 0 | 0 | 0 | 0 | 0
|  |  |  | 0 | 0 | 0 | 0 | 0 | 0 | 0 | 0
|  |  |  | 0 | 0 | 0 | 0 | 0 | 0 | 0 | 0
|  |  |  | 0 | 0 | 0 | 0 | 0 | 0 | 0 | 0
|  |  |  | 0 | 0 | 0 | 0 | 0 | 0 | 0 | 0
|  |  |  | 0 | 0 | 0 | 0 | 0 | 0 | 0 | 0
|  |  |  | 0 | 0 | 0 | 0 | 0 | 0 | 0 | 0
|  |  |  | 17890535.8066 | 23506627.925 | 38003641.5907 | 53384071.7998 | 50850710.653 | 47211430.2523 | 33097021.9237 | 222546876.2195

## Inflation
UE MOD 1.27 Plant Stations and Lines Replacement Capex | [6 empty] | Menu
Inflation
| Base Year | 2021
Inflation/Escalation Rates and Conversion factor to 2021
| Financial Year | FY11/12 | FY12/13 | FY13/14 | FY14/15 | FY15/16 | FY16/17 | FY17/18 | FY18/19 | FY19/20 | FY20/21 | FY21/22
| Year | 2011 | 2012 | 2013 | 2014 | 2015 | 2016 | 2017 | 2018 | 2019 | 2020 | 2021
| Inflation | 2.993% | 2.204% | 2.745% | 1.718% | 1.689% | 1.476% | 1.909% | 1.784% | 1.593% | 2% | 2.2%
| Conversion Factor to 2021 | 1.1991 | 1.1733 | 1.1419 | 1.1226 | 1.104 | 1.0879 | 1.0675 | 1.0488 | 1.0424 | 1.022 | 1
| Calendar year | 2011 | 2012 | 2013 | 2014 | 2015 | 2016 | 2017 | 2018 | 2019 | 2020 | 2021
| Inflation | 3.549% | 1.21% | 2.39% | 3.016% | 1.511% | 1.023% | 1.934% | 2.078% | 1.593% | 2% | 2.2%
| Conversion Factor to 2021 | 1.2064 | 1.192 | 1.1641 | 1.13 | 1.1132 | 1.102 | 1.081 | 1.059 | 1.0424 | 1.022 | 1
| Financial Year | 2011 | 2012 | 2013 | 2014 | 2015 | 2016 | 2017 | 2018 | 2019 | 2020 | 2021
| Inflation | 2.993% | 2.204% | 2.745% | 1.718% | 1.689% | 1.476% | 1.909% | 1.784% | 1.615% | 2% | 2.4%
| Conversion Factor to 2021 | 1.1991 | 1.1733 | 1.1419 | 1.1226 | 1.104 | 1.0879 | 1.0675 | 1.0488 | 1.0322 | 1.0119 | 1
| Escalation selector | 2 | 2 | 2 | 2 | 2 | 2 | 2 | 2 | 1 | 1 | 1

## Historical Expenditure
UE MOD 1.27 Plant Stations and Lines Replacement Capex | [5 empty] | Menu
Historical Expenditure | [5 empty] | OK
Historical Expenditure by Function Code
| Material Code | Description | 2015/16 | 2016/17 | 2017/18 | 2018/2019
| RCA | SUBTRANS/COMM/PROTEC SYST REPL | 4609909.4615 | 4736374.1901 | 5701846.1419 | 5895822.738
| RHC | Dist 2nd Equip Comp Replace | 0 | 0 | 0 | 0
| RHF | LV SWITCHGEAR REPLACEMENT | 213960.5322 | 334417.274 | 441633.6884 | 472626.6781
| RHG | GAS SWITCHES (AGE REPLACEMENT) | 1614900.7112 | 1613157.0175 | 1391469.1225 | 2371743.7816
| RHH | HV ISOLATORS (SET OF 3) | 142997.3456 | 108165.3421 | 78143.1717 | 125803.9103
| RHJ | HV ISOLATOR (SINGLE) | 0 | 0 | 0 | 0
| RHL | LV ISOLATORS (SET OF 3) | 1701766.2684 | 1122663.7333 | 1035766.2564 | 1149719.462
| RHM | KIOSK REFURB 100KVA-2MVA NO SW | 6421.8108 | 3579.0432 | 0 | 9428.7935
| RHN | KIOSK REFURB 100KVA-2MVA SWITC | 0 | 0 | 0 | 0
| RHO | LV ISOLATOR (SINGLE) | 653.7672 | 0 | 0 | 0
| RHP | NETWK HV REPLACEMENT-PROJECT | 1093605.689 | 726950.2028 | 435310.6006 | 153560.3607
| RHQ | Replace Dist. Line Capacitor Controller | 0 | 7228.5207 | 41040.3862 | 127523.1636
| RHR | Replace Dist. Line Capacitor Can | 0 | 13549.655 | 47378.9771 | 104899.8911
| RHT | Acr Replacements | 0 | 19796.6792 | 54882.8587 | 105825.4657
| RHU | FUSE/JUNCTION BOX REPLACEMENT | 369890.6611 | 463608.6407 | 473910.4534 | 417167.3419
| RHV | Replace Dist. Line Capacitor Switch | 0 | 12007.2371 | 37462.0058 | 132148.94
| RHW | Transformers - DSS | 0 | 0 | 3334.8045 | 13527.4045
| RSA | SUBTRANS INSTALL REPLACEMENT | 5763189.5424 | 8133505.0466 | 6526914.4442 | 10856464.1982
| RSB | Replace 66kV Transformer Bushings | 0 | 0 | 89065.7812 | 180969.0564
| RSD | Replace UE Owned Substation Door | 0 | 0 | 110602.0146 | 221492.865
| RSF | Replace substation Fencing | 0 | 0 | 37021.87 | 108674.4657
| RSK | Zone Substation HV insulator replacement 66kV | 0 | 0 | 0 | 0
| RSM | Zone Substation HV insulator replacement 11kV and 22kV | 0 | 0 | 5555.0199 | 11110.0399
| RSS | Surge Diverter Replacement 66kV (set) | 0 | 0 | 14035.3886 | 28070.7772
| RUA | DIST. U/G CABLE REPLACEMENT | 697709.3448 | 883866.0093 | 898348.7854 | 848047.7252
| RUC | UNDERGROUND CABLE REPLACEMENT | 253518.0916 | 226908.8232 | 162216.1187 | 235688.3422
| RUD | PILLAR TO PIT | 134023.9401 | 212378.7129 | 122898.7331 | 61776.3175
| RUE | PILLAR TO PIT CUST SERVICE ALT | 53301.9113 | 32618.3402 | 33730.718 | 400828.4715
| RUF | PILLAR TO UEL STD PILLAR REPLA | 203931.8021 | 147395.0977 | 166995.7063 | 238650.7842
| RUG | DIST. U/G CABLE REPL-NON CABUS | 1163744.1749 | 1309294.9329 | 1550303.5298 | 1536172.6429
| RUH | DIST. U/G CABLE REPL-HV | 679197.3261 | 700309.2945 | 871118.4168 | 1049552.0923
| RUL | DIST. U/G CABLE REPL-LV | 698831.8013 | 663542.6046 | 576814.0694 | 479544.0117
| RUS | DIST. U/G CABLE REPL-SUBT | 0 | 0 | 0 | 0
| RXD | SURGE DIVERTER REPL (SET OF 3) | 2032133.1301 | 1616524.9278 | 1441214.5107 | 1289168.0361
| RHA | TXS, IN-SERVICE FAIL 200 - 500KVA | 635781.2907 | 725974.326 | 660376.7645 | 594130.1932
| RHB | TXS, IN-SERVICE FAIL <200KVA | 393269.7574 | 420335.7385 | 344553.8513 | 206029.573
| RHD | TRANSFORMER FAILURE GRD/IND SUB | 426631.9353 | 425489.612 | 522707.3555 | 623491.3963
| RHE | INDOOR/KIOSK SW, RMU AGE FAULT | 2100572.3502 | 1877091.4931 | 1206512.2167 | 1291219.3548
| RHK | KIOSK IN SERV FAIL 300KVA-2MVA | 1571003.5255 | 1032190.7077 | 1055043.835 | 1265021.3015
| PDN | NEW SERVICE POLES TO MEET REGS | 45072.8396 | 33580.573 | 3327.0839 | 12457.6835
| PEA | ENVIRONMENTAL MANAGEMENT | 219580.3755 | 216745.9212 | 386741.9108 | 638491.0188
| PEN | Environmental | 0 | 0 | 38217.4956 | 76434.9912
| PFA | NETWORK FIRE MIT. CAPITAL | 220705.2148 | 6410.5864 | 254398.0152 | 302758.3314
| RMF | PREMISE FAULTS SERVICE REPLACE | 1236295.0099 | 1285219.3002 | 1264920.946 | 1199363.8277
| RMJ | REPLACE SERVICE (ALTER TERMINA | 371786.8458 | 159124.8594 | 319160.9485 | 457934.4147
| RMK | REPLACE SERVICE (& CUSTOMER MA | 147541.4874 | 161315.8016 | 112848.0429 | 107062.5301
| RML | INSTALL DISCONNECT DEVICE | 289895.7669 | 222771.1309 | 160971.2881 | 102678.1798
| RMP | SERVICE REPLACEMENT (PLANNED) | 4229375.3264 | 2156980.3444 | 2024260.5959 | 1970564.1279
| RMU | O/H SERVICES REPLACED WITH U/G | 34382.8656 | 39285.8641 | 21042.8113 | 15701.5083
| ROJ | LV Open Wire Replacement (route metre) | 0 | 0 | 67886.4507 | 117207.3677
| ROL | O/H LINE REPL-LV ABC | 219774.8584 | 125381.9221 | 113806.2452 | 119294.1466
| ROM | Overhead Conductors | 0 | 0 | 4430.7622 | 18060.2158
| RPH | POLE REPLACEMENT- HIGH VOLTAGE | 5749257.5576 | 4953283.2411 | 3819342.5837 | 3423459.8991
| RPL | POLE REPLACEMENT- LOW VOLTAGE | 3003900.3375 | 2859633.062 | 3062707.3658 | 2780359.4211
| RPS | POLE REPLACEMENT- SUBT | 899429.0471 | 731955.2002 | 730414.9857 | 746249.4671
| RRA | POLE REINFORCEMENT ASSESSMENT | 1766.3741 | 18689.2335 | 65982.7323 | 91044.0582
| RRH | POLE REINFORCEMENT- HV | 456978.694 | 397799.9514 | 519834.5697 | 550584.4099
| RRL | POLE REINFORCEMENT- LV | 636607.9366 | 506207.1802 | 773424.1536 | 832770.4958
| RRP | POLE REINFORCEMENT - PL | 0 | 0 | 10872.9701 | 18604.6199
| RRR | ALTER ASSETS TO ALLOW POLE REINFORCEMENT | 0 | 0 | 2018.3463 | 20019.6444
| RRS | POLE REINFORCEMENT- ST | 51075.9769 | 52944.7581 | 90147.8625 | 84273.1121
| RXG | SUB T INSULATOR REPL(SET OF 3) | 130379.4596 | 106372.3886 | 51641.1993 | 32284.3818
| RXH | HV XARMS REPLACEMENT | 11804049.7796 | 6004669.1124 | 2204687.481 | 2688330.7147
| RXI | HV INSULATOR REPL (SET OF 3) | 834697.5216 | 585808.8688 | 402613.156 | 380682.1723
| RXJ | FUSE UNIT REPL (SINGLE) | 0 | 0 | 0 | 0
| RXK | SUB T INSULATOR REPL (SINGLE) | 349.2567 | 0 | 0 | 0
| RXL | LV XARMS REPLACEMENT | 11599655.7006 | 6422504.206 | 4514253.6246 | 3038883.0788
| RXM | HV INSULATOR REPL (SINGLE) | 0 | 0 | 0 | 0
| RXN | HV Crossarm Replacement strain, anchor, termination | 0 | 0 | 304631.7686 | 487977.9127
| RXP | POLE TOP ROT LIFE EXTENSION | 58220.9059 | 24961.917 | 43425.8745 | 43953.8443
| RXQ | Sub Transmission Crossarm Replacement, strain, anchor termination | 0 | 0 | 19121.797 | 75081.6019
| RXR | Pole Top Extension HV with crossarm and insulators | 0 | 13471.952 | 14533.8958 | 79049.1175
| RXS | ST XARMS REPLACEMENT | 902823.9607 | 630403.3924 | 234249.6807 | 136358.2339
| RXT | REPLACEMENT EX THERMAL SURVEY | 119811.273 | 118216.372 | 147759.2715 | 108528.0537
| RXV | LV INSULATOR REPLACEMENT | 118761.1327 | 38720.4862 | 28906.3006 | 23168.5491
| RXW | Pole Top Extension LV with crossarm and insulators | 0 | 0 | 0 | 0
| RXY | STAY WIRE REPLACEMENT | 488511.6702 | 518396.937 | 433096.4781 | 373747.3377
| RXO | LV Strain, Term, Anch Replace | 0 | 0 | 1923012.808 | 3153068.2139
| RUP | CB-SERVICE PIT REPLACEMENT | 2798546.8133 | 2633339.0285 | 965145.4032 | 59116.0534
| ROA | HV ABC REPLACEMENT | 6218593.4798 | 8945278.9516 | 3719530.058 | 31864.1989
| ROF | FARGO SLEEVE REPLACEMENT (3) | 7627.8454 | 8682.7395 | 24194.1975 | 16259.2913
| ROH | OPEN WIRE REPLACEMENT | 365614.4575 | 224272.2094 | 393885.1317 | 338048.5078
| ROI | INSTALL / REPLACE HV FAULT INDICATORS | 9424.879 | 34975.3833 | 52521.599 | 25087.9155
| RXF | FUSE UNIT REPL (SET OF 3) | 1246923.9126 | 1275207.6407 | 838823.0135 | 1009656.2457
| PRA | COMMS | 1041129.0816 | 0 | 0 | 86970.1693
| PDG | NEW MGS Switch installation | 0 | 0 | 164750.4995 | 329500.999
| PDM | Minor animal proofing (Minor) HV/LV | 0 | 0 | 51497.4692 | 102994.9384
| PDP | POSSUM PROTECTION | 530494.0049 | 539989.0266 | 549484.0484 | 558979.0701
| PDQ | POSSUM PROTECTION SW, S/S, CHP | 2380.5481 | 1941.9562 | 1503.3643 | 1064.7724
| PDS | BIRD/ANIMAL PROOFING ON NETWOR | 296504.4757 | 329946.8788 | 363389.282 | 396831.6851
| GIC | SCADA - Operations | 0 | 0 | 0 | 0
| - | OTHER | 6697842.8242 | 223177.4888 | 78259.1778 | 2110201.7521
|  | Totals | 89646715.6681 | 70176589.0684 | 57509882.3421 | 61978961.8579
|  | Check | 0 | 0 | 0 | 0
Historical Expenditure by RIN Category (Repex Table 2.2)
Source: Published Category RINs
| ASSET GROUP | ASSET CATEGORY | 2015/16 | 2016/17 | 2017/18 | 2018/2019
| POLES BY: | Staking of a wooden pole | 1155221.2728 | 982081.2519 | 1465225.1161 | 1579087.4174
| Highest Operating Voltage ; Material Type; Staking (If Wood) | ˂ = 1 kV; Wood | 3027599.5631 | 2952903.2072 | 3146718.1568 | 3391248.8894
|  | > 1 kV & < = 11 kV; Wood | 1298155.6916 | 1207391.303 | 1061863.059 | 1144380.1891
|  | ˃ 11 kV & < = 22 kV; Wood | 5166261.2942 | 4380468.5421 | 2789896.0328 | 3006698.2014
|  | > 22 kV & < = 66 kV; Wood | 869852.4406 | 644098.4936 | 671795.3878 | 724000.4503
|  | > 66 kV & < = 132 kV; Wood | 0 | 0 | 0 | 0
|  | > 132 kV; Wood | 0 | 0 | 0 | 0
|  | ˂ = 1 kV; Concrete | 0 | 0 | 0 | 0
|  | > 1 kV & < = 11 kV; Concrete | 0 | 0 | 0 | 0
|  | ˃ 11 kV & < = 22 kV; Concrete | 0 | 0 | 0 | 0
|  | > 22 kV & < = 66 kV; Concrete | 0 | 0 | 0 | 0
|  | > 66 kV & < = 132 kV; Concrete | 0 | 0 | 0 | 0
|  | > 132 kV; Concrete | 0 | 0 | 0 | 0
|  | ˂ = 1 kV; Steel | 0 | 0 | 0 | 0
|  | > 1 kV & < = 11 kV; Steel | 0 | 0 | 0 | 0
|  | ˃ 11 kV & < = 22 kV; Steel | 0 | 0 | 0 | 0
|  | > 22 kV & < = 66 kV; Steel | 0 | 0 | 0 | 0
|  | > 66 kV & < = 132 kV; Steel | 0 | 0 | 0 | 0
|  | > 132 kV; Steel | 0 | 0 | 0 | 0
|  | Other | 0 | 0 | 0 | 0
| POLE TOP STRUCTURES BY: | ˂ = 1 kV | 12185921.2238 | 6684153.7366 | 6641504.343 | 7157614.0932
| Highest Operating Voltage | > 1 kV & < = 11 kV | 2982281.4853 | 1622870.5752 | 549651.6502 | 592364.9515
|  | ˃ 11 kV & < = 22 kV | 10086643.857 | 5262759.3203 | 2327910.716 | 2508812.1137
|  | > 22 kV & < = 66 kV | 1041547.6684 | 769614.2329 | 306607.6357 | 330434.0434
|  | > 66 kV & < = 132 kV | 0 | 0 | 0 | 0
|  | > 132 kV | 0 | 0 | 0 | 0
|  | Other | 128343.5946 | 14014.8051 | 0 | 0
| OVERHEAD CONDUCTORS BY: | ˂ = 1 kV | 311968.951 | 203139.4974 | 129565.7511 | 139634.2753
| Highest Operating Voltage; Number of Phases (At HV) | > 1 kV & < = 11 kV | 167152.3761 | 220862.8254 | 300848.6394 | 324227.5169
|  | ˃ 11 kV & < = 22 kV ; SWER | 19602.3415 | 11512.8904 | 5670.11 | 6110.733
|  | ˃ 11 kV & < = 22 kV ; Single-Phase | 4873.652 | 39625.7782 | 36788.7669 | 39647.6134
|  | ˃ 11 kV & < = 22 kV ; Multiple-Phase | 5766906.7141 | 9012987.9224 | 5277724.2025 | 5687854.9168
|  | > 22 kV & < = 66 kV | 17189.0213 | 91846.8746 | 86284.0454 | 92989.1584
|  | > 66 kV & < = 132 kV | 0 | 0 | 0 | 0
|  | > 132 kV | 0 | 0 | 0 | 0
|  | Other | 2737783.5006 | 1181320.7911 | 350695.985 | 377948.488
| UNDERGROUND CABLES BY: | ˂ = 1 kV | 958593.7962 | 573219.943 | 418474.9901 | 450994.5838
| Highest operating voltage | > 1 kV & < = 11 kV | 1216755.3549 | 1663527.6121 | 1190382.0081 | 1282886.3158
|  | > 11 kV & < = 22 kV | 1517894.7952 | 3048487.9277 | 3898560.2285 | 4201516.4327
|  | > 22 kV & < = 33 kV | 0 | 0 | 0 | 0
|  | > 33 kV & < = 66 kV | 0 | 33656.3157 | 33656.3157 | 36271.7402
|  | > 66 kV & < = 132 kV | 0 | 0 | 0 | 0
|  | > 132 kV | 0 | 0 | 0 | 0
|  | Other | 5249740.0485 | 3601638.3003 | 1661635.3129 | 1790760.6048
| SERVICE LINES BY: | ˂ = 11 kV ; Residential ; Simple Type | 5238635.6595 | 3311499.1419 | 3403041.2338 | 3667490.7727
| Connection Voltage; Customer Type; Cconnection Complexity | ˂ = 11 kV ; Commercial & Industrial ; Simple Type | 683787.0828 | 346093.0726 | 253728.6339 | 273445.8268
|  | ˂ = 11 kV ; Residential ; Complex Type | 384159.8183 | 399087.1518 | 251345.3722 | 270877.3624
|  | ˂ = 11 kV ; Commercial & Industrial ; Complex Type | 43435.414 | 39090.2772 | 53153.0975 | 57283.6122
|  | ˂ = 11 kV ; Subdivision ; Complex Type | 0 | 0 | 0 | 0
|  | Other | 45656.4496 | 30416.2119 | 0 | 0
| TRANSFORMERS BY: | Pole Mounted ; < = 22kV ; < = 60 kVA ; Single Phase | 141437.8607 | 102207.6725 | 76324.5689 | 82255.7333
| Mounting type; Highest operating voltage; Ampere rating; Number of phases (at LV) | Pole Mounted ; < = 22kV ; > 60 kVA and < = 600 kVA ; Single Phase | 16155.5975 | 10911.2617 | 127.8116 | 137.7438
|  | Pole Mounted ; < = 22kV ; > 600 kVA ; Single Phase | 0 | 0 | 0 | 0
|  | Pole Mounted ; < = 22kV ; < = 60 kVA ; Multiple Phase | 64994.3771 | 32418.8943 | 23015.6301 | 24804.1694
|  | Pole Mounted ; < = 22kV ; > 60 kVA and < = 600 kVA ; Multiple Phase | 817303.749 | 954259.1634 | 951543.4641 | 1025487.6843
|  | Pole Mounted ; < = 22kV ; > 600 kVA ; Multiple Phase | 0 | 0 | 0 | 0
|  | Kiosk Mounted ; < = 22kV ; < = 60 kVA ; Single Phase | 0 | 0 | 0 | 0
|  | Kiosk Mounted ; < = 22kV ; > 60 kVA and < = 600 kVA ; Single Phase | 0 | 0 | 0 | 0
|  | Kiosk Mounted ; < = 22kV ; > 600 kVA ; Single Phase | 0 | 0 | 0 | 0
|  | Kiosk Mounted ; < = 22kV ; < = 60 kVA ; Multiple Phase | 0 | 7056.6474 | 7056.6474 | 7605.0179
|  | Kiosk Mounted ; < = 22kV ; > 60 kVA and < = 600 kVA ; Multiple Phase | 748186.3351 | 1054007.8021 | 1287978.7205 | 1388067.2458
|  | Kiosk Mounted ; < = 22kV ; > 600 kVA ; Multiple Phase | 63867.738 | 118511.1919 | 224188.07 | 241609.6726
|  | Ground Outdoor / Indoor Chamber Mounted; ˂ 22 kV ; < = 60 kVA ; Single Phase | 0 | 0 | 0 | 0
|  | Ground Outdoor / Indoor Chamber Mounted; ˂ 22 kV ; > 60 kVA and < = 600 kVA ; Single Phase | 0 | 0 | 0 | 0
|  | Ground Outdoor / Indoor Chamber Mounted; ˂ 22 kV ; > 600 kVA ; Single Phase | 0 | 0 | 0 | 0
|  | Ground Outdoor / Indoor Chamber Mounted; ˂ 22 kV ; < = 60 kVA ; Multiple Phase | 0 | 0 | 0 | 0
|  | Ground Outdoor / Indoor Chamber Mounted; ˂ 22 kV ; > 60 kVA and < = 600 kVA ; Multiple Phase | 119162.981 | 68396.3976 | 12430.7764 | 13396.7691
|  | Ground Outdoor / Indoor Chamber Mounted; ˂ 22 kV ; > 600 kVA ; Multiple Phase | 172283.2402 | 159591.5943 | 0 | 0
|  | Ground Outdoor / Indoor Chamber Mounted; > = 22 kV & < = 33 kV ; < = 15 MVA | 387763.9393 | 48207.1595 | 154311.736 | 166303.2649
|  | Ground Outdoor / Indoor Chamber Mounted; > = 22 kV & < = 33 kV ; > 15 MVA and < = 40 MVA | 0 | 0 | 0 | 0
|  | Ground Outdoor / Indoor Chamber Mounted; > = 22 kV & < = 33 kV ; > 40 MVA | 0 | 0 | 0 | 0
|  | Ground Outdoor / Indoor Chamber Mounted; > 33 kV & < = 66 kV ; < = 15 MVA | 0 | 0 | 0 | 0
|  | Ground Outdoor / Indoor Chamber Mounted; > 33 kV & < = 66 kV ; > 15 MVA and < = 40 MVA | 1187120.9458 | 2643599.7148 | 1651945.7008 | 1780318.0151
|  | Ground Outdoor / Indoor Chamber Mounted; > 33 kV & < = 66 kV ; > 40 MVA | 0 | 0 | 0 | 0
|  | Ground Outdoor / Indoor Chamber Mounted; > 66 kV & < = 132 kV ; < = 100 MVA | 0 | 0 | 0 | 0
|  | Ground Outdoor / Indoor Chamber Mounted; > 66 kV & < = 132 kV ; > 100 MVA | 0 | 0 | 0 | 0
|  | Ground Outdoor / Indoor Chamber Mounted; > 132 kV ; < = 100 MVA | 0 | 0 | 0 | 0
|  | Ground Outdoor / Indoor Chamber Mounted; > 132 kV ; > 100 MVA | 0 | 0 | 0 | 0
|  | Other | 532560.113 | 923820.1091 | 1041847.5289 | 1122809.2569
| SWITCHGEAR BY: | ˂ = 11 kV ; FUSE | 112792.4925 | 1339293.8795 | 2353001.3931 | 2535852.5814
| Highest operating voltage; Switch function | ˂ = 11 kV ; Switch | 3451846.5897 | 2318065.1577 | 1536367.8367 | 1655758.6223
|  | ˂ = 11 kV ; Circuit Breaker | 822211.9178 | 817854.4742 | 242031.701 | 260839.928
|  | > 11 kV & < = 22 kV ; Switch | 3535526.9758 | 2871411.0782 | 2006864.5644 | 2162817.5406
|  | > 11 kV & < = 22 kV ; Circuit Breaker | 149291.5465 | 328507.2996 | 343499.485 | 370192.7497
|  | > 22 kV & < = 33 kV ; Switch | 0 | 0 | 0 | 0
|  | > 22 kV & < = 33 kV ; Circuit Breaker | 0 | 0 | 0 | 0
|  | > 33 kV & < = 66 kV ; Switch | 116963.7196 | 201849.8565 | 779017.6538 | 839554.9336
|  | > 33 kV & < = 66 kV ; Circuit Breaker | 60937.239 | 136836.6133 | 76486.824 | 82430.5972
|  | > 66 kV & < = 132 kV ; Switch | 0 | 0 | 0 | 0
|  | > 66 kV & < = 132 kV ; Circuit Breaker | 0 | 0 | 0 | 0
|  | > 132 kV ; Switch | 0 | 0 | 0 | 0
|  | > 132 kV ; Circuit Breaker | 0 | 0 | 0 | 0
|  | ˂ = 1 KV ; CIRCUIT BREAKER | 0 | 0 | 0 | 0
|  | > 1 kV & ˂ = 11 KV ; ISOLATORS, EARTHING SWITCH | 0 | 0 | 0 | 0
|  | > 11 KV & < = 22 KV ; ISOLATORS, EARTHING SWITCH | 0 | 0 | 0 | 0
|  | > 33kV & <=66kV ; ISOLATORS, EARTHING SWITCH | 0 | 0 | 0 | 0
|  | HV FUSES AND SURGE DIVERTERS | 0 | 0 | 0 | 0
|  | Other | 523742.5629 | 335560.1437 | 325088.183 | 350350.7097
| SCADA, NETWORK CONTROL AND PROTECTION SYSTEMS BY: | Field Devices | 3535575.8181 | 4410018.2522 | 4530877.0613 | 4882970.4588
|  | Local Network Wiring Assets | 709487.398 | 840715.0138 | 505921.8648 | 545236.9347
| Function | Communications Network Assets | 10381.4379 | 107573.6007 | 355990.0836 | 383653.9898
|  | Master Station Assets | 0 | 0 | 0 | 0
|  | Communications Site Infrastructure | 32273.2925 | 143146.4873 | 110873.1948 | 119489.1249
|  | Communications Linear Assets | 0 | 436948.2426 | 436948.2426 | 470903.3885
|  | AFLC | 0 | 0 | 0 | 0
|  | Other | 419438.9709 | 269540.2423 | 16286.8946 | 17552.5454
| OTHER BY: | Zone Substaion Miscellaneous | 0 | 0 | 0 | 0
| DNSP defined | Buildings | 748035.4181 | 539080.5809 | 1066064.8437 | 1148908.4935
|  | Civil | 132234.8495 | 106571.6779 | 452774.6509 | 487959.6632
|  | Capacitor Banks - Large | 84635.097 | 60044.7153 | 0 | 0
|  | Fences | 129947.154 | 122923.8053 | 198369.8975 | 213785.1759
|  | CTs and VTs | 42548.0762 | 103221.2891 | 212590.2096 | 229110.5451
|  | NER's | 70155.101 | 63279.9498 | 29227.7093 | 31498.9878
|  | Other | 8401890.0676 | 172791.0985 | 188102.6033 | 202720.0126
|  | Totals | 89646715.6681 | 70176589.0684 | 57509882.3421 | 61978961.8579
End of Sheet

## Historical Volumes
UE MOD 1.27 Plant Stations and Lines Replacement Capex | [5 empty] | Menu
Historical Volumes | [5 empty] | OK
Historical Expenditure by Function Code
| Material Code | Description | 2015/16 | 2016/17 | 2017/18 | 2018/2019
| RCA | SUBTRANS/COMM/PROTEC SYST REPL | 97.7097 | 3170.5 | 2663.0549 | 151.9391
| RHC | Dist 2nd Equip Comp Replace | 0 | 0 | 0 | 0
| RHF | LV SWITCHGEAR REPLACEMENT | 14.5172 | 17 | 26.9924 | 29.3698
| RHG | GAS SWITCHES (AGE REPLACEMENT) | 132.7051 | 142 | 148.5 | 161.6295
| RHH | HV ISOLATORS (SET OF 3) | 39.0485 | 40.5 | 32.9936 | 34.0041
| RHJ | HV ISOLATOR (SINGLE) | 0 | 0 | 0 | 0
| RHL | LV ISOLATORS (SET OF 3) | 1226.6491 | 993 | 939.3256 | 911.4341
| RHM | KIOSK REFURB 100KVA-2MVA NO SW | 1.0016 | 0.5 | 0 | 0.25039
| RHN | KIOSK REFURB 100KVA-2MVA SWITC | 0 | 0 | 0 | 0
| RHO | LV ISOLATOR (SINGLE) | 0.014087 | 0 | 0 | 0.0035219
| RHP | NETWK HV REPLACEMENT-PROJECT | 362.9141 | 70 | 14.994 | 14.994
| RHQ | Replace Dist. Line Capacitor Controller | 0 | 1 | 4.4986 | 6.9972
| RHR | Replace Dist. Line Capacitor Can | 0 | 1.5 | 10.4964 | 14.2446
| RHT | Acr Replacements | 0 | 0.5 | 1.4996 | 1.9992
| RHU | FUSE/JUNCTION BOX REPLACEMENT | 556.8985 | 570 | 590.8838 | 576.8294
| RHV | Replace Dist. Line Capacitor Switch | 0 | 1 | 14.4946 | 20.7419
| RHW | Transformers - DSS | 0 | 0 | 0.4998 | 0.9996
| RSA | SUBTRANS INSTALL REPLACEMENT | 2372.9764 | 257 | 312.3764 | 308.3764
| RSB | Replace 66kV Transformer Bushings | 0 | 0 | 3 | 6
| RSD | Replace UE Owned Substation Door | 0 | 0 | 6.4974 | 12.9948
| RSF | Replace substation Fencing | 0 | 0 | 0.9996 | 1.9992
| RSK | Zone Substation HV insulator replacement 66kV | 0 | 0 | 0 | 0
| RSM | Zone Substation HV insulator replacement 11kV and 22kV | 0 | 0 | 2.5 | 5
| RSS | Surge Diverter Replacement 66kV (set) | 0 | 0 | 2 | 4
| RUA | DIST. U/G CABLE REPLACEMENT | 1672.5758 | 2251.5 | 2405.0554 | 2128.9632
| RUC | UNDERGROUND CABLE REPLACEMENT | 1448.5496 | 1509.5 | 1198.2432 | 1302.4415
| RUD | PILLAR TO PIT | 14.011 | 14.5 | 5.9992 | 7.0017
| RUE | PILLAR TO PIT CUST SERVICE ALT | 5.0141 | 2 | 1.9998 | 2.2533
| RUF | PILLAR TO UEL STD PILLAR REPLA | 37.072 | 20.5 | 22.9934 | 31.5097
| RUG | DIST. U/G CABLE REPL-NON CABUS | 183.3303 | 171.5 | 204.9555 | 222.5556
| RUH | DIST. U/G CABLE REPL-HV | 24.7513 | 36.5 | 85.9802 | 77.163
| RUL | DIST. U/G CABLE REPL-LV | 131.2379 | 109.5 | 101.4812 | 105.1609
| RUS | DIST. U/G CABLE REPL-SUBT | 0 | 0 | 0 | 0
| RXD | SURGE DIVERTER REPL (SET OF 3) | 583.9376 | 493 | 424.4139 | 467.0017
| RHA | TXS, IN-SERVICE FAIL 200 - 500KVA | 36.0814 | 34 | 27.494 | 30.8878
| RHB | TXS, IN-SERVICE FAIL <200KVA | 39.5736 | 32 | 26.4958 | 27.0131
| RHD | TRANSFORMER FAILURE GRD/IND SUB | 17.0329 | 15 | 18.9958 | 19.503
| RHE | INDOOR/KIOSK SW, RMU AGE FAULT | 62.655 | 62 | 34.4926 | 42.7795
| RHK | KIOSK IN SERV FAIL 300KVA-2MVA | 34.5188 | 36 | 17.496 | 22.9997
| PDN | NEW SERVICE POLES TO MEET REGS | 4.2988 | 5.7988 | 1.5 | 1.4497
| PEA | ENVIRONMENTAL MANAGEMENT | 0 | 0 | 3.9984 | 3.9984
| PEN | Environmental | 0 | 0 | 40 | 80
| PFA | NETWORK FIRE MIT. CAPITAL | 0 | 0 | 2161.3098 | 2161.3098
| RMF | PREMISE FAULTS SERVICE REPLACE | 1661.4919 | 1463 | 1389.6836 | 1540.5781
| RMJ | REPLACE SERVICE (ALTER TERMINA | 459.0159 | 228 | 325.4075 | 306.8319
| RMK | REPLACE SERVICE (& CUSTOMER MA | 83.119 | 88.5 | 51.9966 | 26.232
| RML | INSTALL DISCONNECT DEVICE | 1298.423 | 979 | 856.8398 | 938.6555
| RMP | SERVICE REPLACEMENT (PLANNED) | 6737.9133 | 3160.5 | 2805.4214 | 2978.7285
| RMU | O/H SERVICES REPLACED WITH U/G | 4.5078 | 4 | 2 | 1.627
| ROJ | LV Open Wire Replacement (route metre) | 0 | 0 | 494.3019 | 988.6038
| ROL | O/H LINE REPL-LV ABC | 3030.6513 | 3033.5 | 2582.6277 | 2332.4474
| ROM | Overhead Conductors | 0 | 0 | 3.4986 | 4.3732
| RPH | POLE REPLACEMENT- HIGH VOLTAGE | 450.6793 | 380 | 270.9503 | 321.712
| RPL | POLE REPLACEMENT- LOW VOLTAGE | 373.6371 | 358.5 | 363.9299 | 386.3202
| RPS | POLE REPLACEMENT- SUBT | 49.5892 | 41 | 36.9932 | 36.3939
| RRA | POLE REINFORCEMENT ASSESSMENT | 977.1008 | 943.25 | 1338.9504 | 1515.58
| RRH | POLE REINFORCEMENT- HV | 339.159 | 344 | 423.9167 | 459.6133
| RRL | POLE REINFORCEMENT- LV | 516.5456 | 466.5 | 724.324 | 849.6698
| RRP | POLE REINFORCEMENT - PL | 0 | 0 | 17.5 | 35
| RRR | ALTER ASSETS TO ALLOW POLE REINFORCEMENT | 8.8827 | 8.575 | 12.1723 | 13.778
| RRS | POLE REINFORCEMENT- ST | 32.5689 | 47 | 68.987 | 68.5168
| RXG | SUB T INSULATOR REPL(SET OF 3) | 43.0673 | 28.5 | 14.7385 | 16.4152
| RXH | HV XARMS REPLACEMENT | 3659.4239 | 1932.5 | 616.3858 | 590.2488
| RXI | HV INSULATOR REPL (SET OF 3) | 488.2607 | 361 | 256.0694 | 290.3195
| RXJ | FUSE UNIT REPL (SINGLE) | 0 | 0 | 0 | 0
| RXK | SUB T INSULATOR REPL (SINGLE) | 0.50157 | 0 | 0 | 0
| RXL | LV XARMS REPLACEMENT | 5293.975 | 2762.5 | 1976.6669 | 1922.8085
| RXM | HV INSULATOR REPL (SINGLE) | 0 | 0 | 0 | 0
| RXN | HV Crossarm Replacement strain, anchor, termination | 0 | 0 | 57.477 | 188.3468
| RXP | POLE TOP ROT LIFE EXTENSION | 108.7927 | 34 | 44.9896 | 52.4753
| RXQ | Sub Transmission Crossarm Replacement, strain, anchor termination | 0 | 0 | 1 | 9.0072
| RXR | Pole Top Extension HV with crossarm and insulators | 0 | 23.5 | 26.4988 | 18.5989
| RXS | ST XARMS REPLACEMENT | 217.8616 | 132.5 | 40.496 | 31.0129
| RXT | REPLACEMENT EX THERMAL SURVEY | 38.036 | 26.5 | 36.9852 | 58.7587
| RXV | LV INSULATOR REPLACEMENT | 186.4195 | 69 | 65.9804 | 87.8236
| RXW | Pole Top Extension LV with crossarm and insulators | 0 | 0 | 0 | 0
| RXY | STAY WIRE REPLACEMENT | 253.3929 | 218 | 154.9742 | 166.5659
| RXO | LV Strain, Term, Anch Replace | 0 | 0 | 380.8474 | 848.6938
| RUP | CB-SERVICE PIT REPLACEMENT | 2083.8826 | 1003.5 | 21.4928 | 35.9856
| ROA | HV ABC REPLACEMENT | 16162.5124 | 24237 | 10327.4976 | 11.9952
| ROF | FARGO SLEEVE REPLACEMENT (3) | 6.5172 | 10.5 | 23.4944 | 28.7882
| ROH | OPEN WIRE REPLACEMENT | 5190.9865 | 4578 | 4016.9776 | 4853.4686
| ROI | INSTALL / REPLACE HV FAULT INDICATORS | 2.5 | 18.5 | 29.9944 | 24.8259
| RXF | FUSE UNIT REPL (SET OF 3) | 416.6324 | 381.5 | 286.4523 | 294.7235
| PRA | COMMS | 0 | 0 | 0 | 0
| PDG | NEW MGS Switch installation | 0 | 0 | 15 | 30
| PDM | Minor animal proofing (Minor) HV/LV | 0 | 0 | 36.5 | 73
| PDP | POSSUM PROTECTION | 453.0623 | 458 | 306.5 | 304.8906
| PDQ | POSSUM PROTECTION SW, S/S, CHP | 15.5 | 8.5 | 2.5 | 7
| PDS | BIRD/ANIMAL PROOFING ON NETWOR | 420.5992 | 525.5 | 503 | 547.3901
| GIC | SCADA - Operations | 0 | 0 | 0 | 0
| - | OTHER | 4323.5911 | 1980.3762 | 376.4705 | 1931.2238
|  | Totals | 64487.874 | 60392.5 | 42947 | 34226.8261
|  | Check | 0 | 0 | 0 | 0
Historical Volumes by RIN Category (Repex Table 2.2)
Source: Published Category RINs
| ASSET GROUP | ASSET CATEGORY | 2015/16 | 2016/17 | 2017/18 | 2018/19
| POLES BY: | Staking of a wooden pole | 886.5 | 839.5 | 1221 | 973.082
| Highest Operating Voltage ; Material Type; Staking (If Wood) | ˂ = 1 kV; Wood | 374.5 | 362 | 371.5 | 296.0688
|  | > 1 kV & < = 11 kV; Wood | 108 | 81 | 63.5 | 50.6066
|  | ˃ 11 kV & < = 22 kV; Wood | 374.5 | 316 | 206.5 | 164.5712
|  | > 22 kV & < = 66 kV; Wood | 48.5 | 37 | 32 | 25.5026
|  | > 66 kV & < = 132 kV; Wood | 0 | 0 | 0 | 0
|  | > 132 kV; Wood | 0 | 0 | 0 | 0
|  | ˂ = 1 kV; Concrete | 0 | 0 | 0 | 0
|  | > 1 kV & < = 11 kV; Concrete | 0 | 0 | 0 | 0
|  | ˃ 11 kV & < = 22 kV; Concrete | 0 | 0 | 0 | 0
|  | > 22 kV & < = 66 kV; Concrete | 0 | 0 | 0 | 0
|  | > 66 kV & < = 132 kV; Concrete | 0 | 0 | 0 | 0
|  | > 132 kV; Concrete | 0 | 0 | 0 | 0
|  | ˂ = 1 kV; Steel | 0 | 0 | 0 | 0
|  | > 1 kV & < = 11 kV; Steel | 0 | 0 | 0 | 0
|  | ˃ 11 kV & < = 22 kV; Steel | 0 | 0 | 0 | 0
|  | > 22 kV & < = 66 kV; Steel | 0 | 0 | 0 | 0
|  | > 66 kV & < = 132 kV; Steel | 0 | 0 | 0 | 0
|  | > 132 kV; Steel | 0 | 0 | 0 | 0
|  | Other | 0 | 0 | 0 | 0
| POLE TOP STRUCTURES BY: | ˂ = 1 kV | 5601 | 2841.5 | 2429 | 1935.8037
| Highest Operating Voltage | > 1 kV & < = 11 kV | 985 | 580.5 | 190.9737 | 152.1974
|  | ˃ 11 kV & < = 22 kV | 3383 | 1900.5 | 810.5263 | 645.953
|  | > 22 kV & < = 66 kV | 300.5 | 191 | 54 | 43.0356
|  | > 66 kV & < = 132 kV | 0 | 0 | 0 | 0
|  | > 132 kV | 0 | 0 | 0 | 0
|  | Other | 23.0401 | 2.5 | 0 | 0
| OVERHEAD CONDUCTORS BY: | ˂ = 1 kV | 4009.5 | 3439.5 | 2766 | 2204.3775
| Highest Operating Voltage; Number of Phases (At HV) | > 1 kV & < = 11 kV | 2072.5 | 2260.5 | 1158.8242 | 923.5307
|  | ˃ 11 kV & < = 22 kV ; SWER | 1 | 1 | 0 | 0
|  | ˃ 11 kV & < = 22 kV ; Single-Phase | 272 | 230.5 | 0 | 0
|  | ˃ 11 kV & < = 22 kV ; Multiple-Phase | 17820 | 28209.5 | 18623.1758 | 14841.833
|  | > 22 kV & < = 66 kV | 89 | 24.5 | 0 | 0
|  | > 66 kV & < = 132 kV | 0 | 0 | 0 | 0
|  | > 132 kV | 0 | 0 | 0 | 0
|  | Other | 5180.9319 | 2434.5 | 126 | 100.4163
| UNDERGROUND CABLES BY: | ˂ = 1 kV | 2262 | 1367 | 1048 | 835.2088
| Highest operating voltage | > 1 kV & < = 11 kV | 1345.5 | 1097 | 537.4033 | 428.2863
|  | > 11 kV & < = 22 kV | 2183.874 | 1905.5 | 2510.5967 | 2000.8326
|  | > 22 kV & < = 33 kV | 0 | 0 | 0 | 0
|  | > 33 kV & < = 66 kV | 0 | 55 | 55 | 43.8325
|  | > 66 kV & < = 132 kV | 0 | 0 | 0 | 0
|  | > 132 kV | 0 | 0 | 0 | 0
|  | Other | 2723 | 1519.5 | 461.5 | 367.7947
| SERVICE LINES BY: | ˂ = 11 kV ; Residential ; Simple Type | 8438 | 3979.5 | 3893.7842 | 3103.1707
| Connection Voltage; Customer Type; Cconnection Complexity | ˂ = 11 kV ; Commercial & Industrial ; Simple Type | 1099 | 571.5 | 404.309 | 322.216
|  | ˂ = 11 kV ; Residential ; Complex Type | 616.5 | 529 | 274.4401 | 218.7164
|  | ˂ = 11 kV ; Commercial & Industrial ; Complex Type | 69.5 | 59 | 76.9667 | 61.339
|  | ˂ = 11 kV ; Subdivision ; Complex Type | 0 | 0 | 0 | 0
|  | Other | 16.5 | 9 | 0 | 0
| TRANSFORMERS BY: | Pole Mounted ; < = 22kV ; < = 60 kVA ; Single Phase | 14 | 14 | 14 | 11.1574
| Mounting type; Highest operating voltage; Ampere rating; Number of phases (at LV) | Pole Mounted ; < = 22kV ; > 60 kVA and < = 600 kVA ; Single Phase | 1.5 | 1.5 | 0.5 | 0.39848
|  | Pole Mounted ; < = 22kV ; > 600 kVA ; Single Phase | 0 | 0 | 0 | 0
|  | Pole Mounted ; < = 22kV ; < = 60 kVA ; Multiple Phase | 6.5 | 4.5 | 4 | 3.1878
|  | Pole Mounted ; < = 22kV ; > 60 kVA and < = 600 kVA ; Multiple Phase | 65 | 46 | 34.5 | 27.4949
|  | Pole Mounted ; < = 22kV ; > 600 kVA ; Multiple Phase | 0 | 0 | 0 | 0
|  | Kiosk Mounted ; < = 22kV ; < = 60 kVA ; Single Phase | 0 | 0 | 0 | 0
|  | Kiosk Mounted ; < = 22kV ; > 60 kVA and < = 600 kVA ; Single Phase | 0 | 0 | 0 | 0
|  | Kiosk Mounted ; < = 22kV ; > 600 kVA ; Single Phase | 0 | 0 | 0 | 0
|  | Kiosk Mounted ; < = 22kV ; < = 60 kVA ; Multiple Phase | 0 | 0 | 0 | 0
|  | Kiosk Mounted ; < = 22kV ; > 60 kVA and < = 600 kVA ; Multiple Phase | 33.5 | 46 | 28 | 22.3147
|  | Kiosk Mounted ; < = 22kV ; > 600 kVA ; Multiple Phase | 2.5 | 2 | 1.5 | 1.1954
|  | Ground Outdoor / Indoor Chamber Mounted; ˂ 22 kV ; < = 60 kVA ; Single Phase | 0 | 0 | 0 | 0
|  | Ground Outdoor / Indoor Chamber Mounted; ˂ 22 kV ; > 60 kVA and < = 600 kVA ; Single Phase | 0 | 0 | 0 | 0
|  | Ground Outdoor / Indoor Chamber Mounted; ˂ 22 kV ; > 600 kVA ; Single Phase | 0 | 0 | 0 | 0
|  | Ground Outdoor / Indoor Chamber Mounted; ˂ 22 kV ; < = 60 kVA ; Multiple Phase | 0 | 0 | 0 | 0
|  | Ground Outdoor / Indoor Chamber Mounted; ˂ 22 kV ; > 60 kVA and < = 600 kVA ; Multiple Phase | 4.5 | 2 | 8.5 | 6.7741
|  | Ground Outdoor / Indoor Chamber Mounted; ˂ 22 kV ; > 600 kVA ; Multiple Phase | 5 | 4.5 | 0.5 | 0.39848
|  | Ground Outdoor / Indoor Chamber Mounted; > = 22 kV & < = 33 kV ; < = 15 MVA | 9 | 7 | 9 | 7.1726
|  | Ground Outdoor / Indoor Chamber Mounted; > = 22 kV & < = 33 kV ; > 15 MVA and < = 40 MVA | 0 | 0 | 0 | 0
|  | Ground Outdoor / Indoor Chamber Mounted; > = 22 kV & < = 33 kV ; > 40 MVA | 0 | 0 | 0 | 0
|  | Ground Outdoor / Indoor Chamber Mounted; > 33 kV & < = 66 kV ; < = 15 MVA | 0 | 0 | 0 | 0
|  | Ground Outdoor / Indoor Chamber Mounted; > 33 kV & < = 66 kV ; > 15 MVA and < = 40 MVA | 1 | 2 | 2 | 1.5939
|  | Ground Outdoor / Indoor Chamber Mounted; > 33 kV & < = 66 kV ; > 40 MVA | 0 | 0 | 0 | 0
|  | Ground Outdoor / Indoor Chamber Mounted; > 66 kV & < = 132 kV ; < = 100 MVA | 0 | 0 | 0 | 0
|  | Ground Outdoor / Indoor Chamber Mounted; > 66 kV & < = 132 kV ; > 100 MVA | 0 | 0 | 0 | 0
|  | Ground Outdoor / Indoor Chamber Mounted; > 132 kV ; < = 100 MVA | 0 | 0 | 0 | 0
|  | Ground Outdoor / Indoor Chamber Mounted; > 132 kV ; > 100 MVA | 0 | 0 | 0 | 0
|  | Other | 10 | 13.5 | 19.5 | 15.5406
| SWITCHGEAR BY: | ˂ = 11 kV ; FUSE | 38.5 | 432 | 1253.5 | 998.9831
| Highest operating voltage; Switch function | ˂ = 11 kV ; Switch | 1877.5 | 1247.5 | 472.5 | 376.5612
|  | ˂ = 11 kV ; Circuit Breaker | 18.5 | 8 | 3.5 | 2.7893
|  | > 11 kV & < = 22 kV ; Switch | 572 | 474.5 | 280 | 223.1474
|  | > 11 kV & < = 22 kV ; Circuit Breaker | 16 | 4.5 | 3 | 2.3909
|  | > 22 kV & < = 33 kV ; Switch | 0 | 0 | 0 | 0
|  | > 22 kV & < = 33 kV ; Circuit Breaker | 0 | 0 | 0 | 0
|  | > 33 kV & < = 66 kV ; Switch | 3.5 | 12 | 13.5 | 10.7589
|  | > 33 kV & < = 66 kV ; Circuit Breaker | 0.5 | 2 | 2 | 1.5939
|  | > 66 kV & < = 132 kV ; Switch | 0 | 0 | 0 | 0
|  | > 66 kV & < = 132 kV ; Circuit Breaker | 0 | 0 | 0 | 0
|  | > 132 kV ; Switch | 0 | 0 | 0 | 0
|  | > 132 kV ; Circuit Breaker | 0 | 0 | 0 | 0
|  | ˂ = 1 KV ; CIRCUIT BREAKER | 0 | 0 | 0 | 0
|  | > 1 kV & ˂ = 11 KV ; ISOLATORS, EARTHING SWITCH | 0 | 0 | 0 | 0
|  | > 11 KV & < = 22 KV ; ISOLATORS, EARTHING SWITCH | 0 | 0 | 0 | 0
|  | > 33kV & <=66kV ; ISOLATORS, EARTHING SWITCH | 0 | 0 | 0 | 0
|  | HV FUSES AND SURGE DIVERTERS | 0 | 0 | 0 | 0
|  | Other | 288 | 31 | 37 | 29.4873
| SCADA, NETWORK CONTROL AND PROTECTION SYSTEMS BY: | Field Devices | 92 | 58.5 | 90 | 71.7259
|  | Local Network Wiring Assets | 23 | 22 | 9.5 | 7.5711
| Function | Communications Network Assets | 0.5 | 0.5 | 8 | 6.3756
|  | Master Station Assets | 0 | 0 | 0 | 0
|  | Communications Site Infrastructure | 0 | 0.5 | 1 | 0.79695
|  | Communications Linear Assets | 0 | 3100 | 3100 | 2470.5605
|  | AFLC | 0 | 0 | 0 | 0
|  | Other | 6 | 0 | 0 | 0
| OTHER BY: | Zone Substaion Miscellaneous | 0 | 0 | 0 | 0
| DNSP defined | Buildings and Civil | 3.5 | 2 | 6.5 | 5.1802
|  | Civil | 1 | 0.5 | 209.5 | 166.9621
|  | Capacitor Banks - Large | 3 | 1.5 | 0 | 0
|  | Fences | 4 | 1 | 2 | 1.5939
|  | CTs and VTs | 9 | 5.5 | 17 | 13.5482
|  | NER's | 1 | 1 | 0.5 | 0.39848
|  | Other | 1094.528 | 1.5 | 1 | 0.79695
|  | Totals | 64487.874 | 60392.5 | 42947 | 34226.8261
End of Sheet

## Unit Rates
UE MOD 1.27 Plant Stations and Lines Replacement Capex | [13 empty] | Menu
Unit Rates
Unit Rates by Function Code
$2021
| Material Code | Description | Source | 2015/16 | 2016/17 | 2017/18 | 2018/19 | 2019/20 | 2020/21 | 2021/22 | 2022/23 | 2023/24 | 2024/25 | 2025/26
| RCA | SUBTRANS/COMM/PROTEC SYST REPL | N/A (project list)
| RHC | Dist 2nd Equip Comp Replace | N/A (project list)
| RHF | LV SWITCHGEAR REPLACEMENT | Unitised model |  |  |  |  | 17833.5444 | 17833.5444 | 17833.5444 | 17833.5444 | 17833.5444 | 17833.5444 | 17833.5444
| RHG | GAS SWITCHES (AGE REPLACEMENT) | Unitised model |  |  |  |  | 12842.6777 | 12842.6777 | 12842.6777 | 12842.6777 | 12842.6777 | 12842.6777 | 12842.6777
| RHH | HV ISOLATORS (SET OF 3) | Unitised model |  |  |  |  | 3349.8743 | 3349.8743 | 3349.8743 | 3349.8743 | 3349.8743 | 3349.8743 | 3349.8743
| RHJ | HV ISOLATOR (SINGLE) | N/A (project list)
| RHL | LV ISOLATORS (SET OF 3) | Unitised model |  |  |  |  | 1329.5201 | 1329.5201 | 1329.5201 | 1329.5201 | 1329.5201 | 1329.5201 | 1329.5201
| RHM | KIOSK REFURB 100KVA-2MVA NO SW | Unitised model |  |  |  |  | 11913.8484 | 11913.8484 | 11913.8484 | 11913.8484 | 11913.8484 | 11913.8484 | 11913.8484
| RHN | KIOSK REFURB 100KVA-2MVA SWITC | Unitised model |  |  |  |  | 0 | 0 | 0 | 0 | 0 | 0 | 0
| RHO | LV ISOLATOR (SINGLE) | Unitised model |  |  |  |  | 40986.6838 | 40986.6838 | 40986.6838 | 40986.6838 | 40986.6838 | 40986.6838 | 40986.6838
| RHP | NETWK HV REPLACEMENT-PROJECT | N/A (project list)
| RHQ | Replace Dist. Line Capacitor Controller | Unitised model |  |  |  |  | 19114.8774 | 19114.8774 | 19114.8774 | 19114.8774 | 19114.8774 | 19114.8774 | 19114.8774
| RHR | Replace Dist. Line Capacitor Can | Unitised model |  |  |  |  | 6491.3226 | 6491.3226 | 6491.3226 | 6491.3226 | 6491.3226 | 6491.3226 | 6491.3226
| RHT | Acr Replacements | Unitised model |  |  |  |  | 55518.8768 | 55518.8768 | 55518.8768 | 55518.8768 | 55518.8768 | 55518.8768 | 55518.8768
| RHU | FUSE/JUNCTION BOX REPLACEMENT | Unitised model |  |  |  |  | 808.9323 | 808.9323 | 808.9323 | 808.9323 | 808.9323 | 808.9323 | 808.9323
| RHV | Replace Dist. Line Capacitor Switch | Unitised model |  |  |  |  | 5068.4579 | 5068.4579 | 5068.4579 | 5068.4579 | 5068.4579 | 5068.4579 | 5068.4579
| RHW | Transformers - DSS | Unitised model |  |  |  |  | 14193.6782 | 14193.6782 | 14193.6782 | 14193.6782 | 14193.6782 | 14193.6782 | 14193.6782
| RSA | SUBTRANS INSTALL REPLACEMENT | N/A (project list)
| RSB | Replace 66kV Transformer Bushings | Unitised model |  |  |  |  | 31634.3963 | 31634.3963 | 31634.3963 | 31634.3963 | 31634.3963 | 31634.3963 | 31634.3963
| RSD | Replace UE Owned Substation Door | Unitised model |  |  |  |  | 17877.0917 | 17877.0917 | 17877.0917 | 17877.0917 | 17877.0917 | 17877.0917 | 17877.0917
| RSF | Replace substation Fencing | Unitised model |  |  |  |  | 57013.5386 | 57013.5386 | 57013.5386 | 57013.5386 | 57013.5386 | 57013.5386 | 57013.5386
| RSK | Zone Substation HV insulator replacement 66kV | Unitised model |  |  |  |  | 0 | 0 | 0 | 0 | 0 | 0 | 0
| RSM | Zone Substation HV insulator replacement 11kV and 22kV | Unitised model |  |  |  |  | 2330.516 | 2330.516 | 2330.516 | 2330.516 | 2330.516 | 2330.516 | 2330.516
| RSS | Surge Diverter Replacement 66kV (set) | Unitised model |  |  |  |  | 7360.3917 | 7360.3917 | 7360.3917 | 7360.3917 | 7360.3917 | 7360.3917 | 7360.3917
| RUA | DIST. U/G CABLE REPLACEMENT | Unitised model |  |  |  |  | 423.3022 | 423.3022 | 423.3022 | 423.3022 | 423.3022 | 423.3022 | 423.3022
| RUC | UNDERGROUND CABLE REPLACEMENT | Unitised model |  |  |  |  | 173.5038 | 173.5038 | 173.5038 | 173.5038 | 173.5038 | 173.5038 | 173.5038
| RUD | PILLAR TO PIT | Unitised model |  |  |  |  | 13851.5907 | 13851.5907 | 13851.5907 | 13851.5907 | 13851.5907 | 13851.5907 | 13851.5907
| RUE | PILLAR TO PIT CUST SERVICE ALT | Unitised model |  |  |  |  | 48880.3054 | 48880.3054 | 48880.3054 | 48880.3054 | 48880.3054 | 48880.3054 | 48880.3054
| RUF | PILLAR TO UEL STD PILLAR REPLA | Unitised model |  |  |  |  | 7263.6357 | 7263.6357 | 7263.6357 | 7263.6357 | 7263.6357 | 7263.6357 | 7263.6357
| RUG | DIST. U/G CABLE REPL-NON CABUS | Unitised model |  |  |  |  | 7637.8174 | 7637.8174 | 7637.8174 | 7637.8174 | 7637.8174 | 7637.8174 | 7637.8174
| RUH | DIST. U/G CABLE REPL-HV | Unitised model |  |  |  |  | 15786.8001 | 15786.8001 | 15786.8001 | 15786.8001 | 15786.8001 | 15786.8001 | 15786.8001
| RUL | DIST. U/G CABLE REPL-LV | Unitised model |  |  |  |  | 5838.7088 | 5838.7088 | 5838.7088 | 5838.7088 | 5838.7088 | 5838.7088 | 5838.7088
| RUS | DIST. U/G CABLE REPL-SUBT | N/A (project list)
| RXD | SURGE DIVERTER REPL (SET OF 3) | Unitised model |  |  |  |  | 3501.8042 | 3501.8042 | 3501.8042 | 3501.8042 | 3501.8042 | 3501.8042 | 3501.8042
| RHA | TXS, IN-SERVICE FAIL 200 - 500KVA | Unitised model |  |  |  |  | 21950.4452 | 21950.4452 | 21950.4452 | 21950.4452 | 21950.4452 | 21950.4452 | 21950.4452
| RHB | TXS, IN-SERVICE FAIL <200KVA | Unitised model |  |  |  |  | 11795.2198 | 11795.2198 | 11795.2198 | 11795.2198 | 11795.2198 | 11795.2198 | 11795.2198
| RHD | TRANSFORMER FAILURE GRD/IND SUB | Unitised model |  |  |  |  | 30423.9239 | 30423.9239 | 30423.9239 | 30423.9239 | 30423.9239 | 30423.9239 | 30423.9239
| RHE | INDOOR/KIOSK SW, RMU AGE FAULT | Unitised model |  |  |  |  | 34682.9079 | 34682.9079 | 34682.9079 | 34682.9079 | 34682.9079 | 34682.9079 | 34682.9079
| RHK | KIOSK IN SERV FAIL 300KVA-2MVA | Unitised model |  |  |  |  | 47835.3372 | 47835.3372 | 47835.3372 | 47835.3372 | 47835.3372 | 47835.3372 | 47835.3372
| PDN | NEW SERVICE POLES TO MEET REGS | Unitised model |  |  |  |  | 7887.4462 | 7887.4462 | 7887.4462 | 7887.4462 | 7887.4462 | 7887.4462 | 7887.4462
| PEA | ENVIRONMENTAL MANAGEMENT | N/A (project list)
| PEN | Environmental | Unitised model |  |  |  |  | 1002.0946 | 1002.0946 | 1002.0946 | 1002.0946 | 1002.0946 | 1002.0946 | 1002.0946
| PFA | NETWORK FIRE MIT. CAPITAL | N/A (project list)
| RMF | PREMISE FAULTS SERVICE REPLACE | Unitised model |  |  |  |  | 911.9688 | 911.9688 | 911.9688 | 911.9688 | 911.9688 | 911.9688 | 911.9688
| RMJ | REPLACE SERVICE (ALTER TERMINA | Unitised model |  |  |  |  | 1064.6755 | 1064.6755 | 1064.6755 | 1064.6755 | 1064.6755 | 1064.6755 | 1064.6755
| RMK | REPLACE SERVICE (& CUSTOMER MA | Unitised model |  |  |  |  | 2285.9716 | 2285.9716 | 2285.9716 | 2285.9716 | 2285.9716 | 2285.9716 | 2285.9716
| RML | INSTALL DISCONNECT DEVICE | Unitised model |  |  |  |  | 206.7155 | 206.7155 | 206.7155 | 206.7155 | 206.7155 | 206.7155 | 206.7155
| RMP | SERVICE REPLACEMENT (PLANNED) | Unitised model |  |  |  |  | 735.0114 | 735.0114 | 735.0114 | 735.0114 | 735.0114 | 735.0114 | 735.0114
| RMU | O/H SERVICES REPLACED WITH U/G | Unitised model |  |  |  |  | 9858.4944 | 9858.4944 | 9858.4944 | 9858.4944 | 9858.4944 | 9858.4944 | 9858.4944
| ROJ | LV Open Wire Replacement (route metre) | Unitised model |  |  |  |  | 124.3481 | 124.3481 | 124.3481 | 124.3481 | 124.3481 | 124.3481 | 124.3481
| ROL | O/H LINE REPL-LV ABC | Unitised model |  |  |  |  | 56.9846 | 56.9846 | 56.9846 | 56.9846 | 56.9846 | 56.9846 | 56.9846
| ROM | Overhead Conductors | Unitised model |  |  |  |  | 3007.1979 | 3007.1979 | 3007.1979 | 3007.1979 | 3007.1979 | 3007.1979 | 3007.1979
| RPH | POLE REPLACEMENT- HIGH VOLTAGE | Unitised model |  |  |  |  | 13632.6073 | 13632.6073 | 13632.6073 | 13632.6073 | 13632.6073 | 13632.6073 | 13632.6073
| RPL | POLE REPLACEMENT- LOW VOLTAGE | Unitised model |  |  |  |  | 8508.6019 | 8508.6019 | 8508.6019 | 8508.6019 | 8508.6019 | 8508.6019 | 8508.6019
| RPS | POLE REPLACEMENT- SUBT | Unitised model |  |  |  |  | 20440.2191 | 20440.2191 | 20440.2191 | 20440.2191 | 20440.2191 | 20440.2191 | 20440.2191
| RRA | POLE REINFORCEMENT ASSESSMENT | Unitised model |  |  |  |  | 39.4171 | 39.4171 | 39.4171 | 39.4171 | 39.4171 | 39.4171 | 39.4171
| RRH | POLE REINFORCEMENT- HV | Unitised model |  |  |  |  | 1321.0616 | 1321.0616 | 1321.0616 | 1321.0616 | 1321.0616 | 1321.0616 | 1321.0616
| RRL | POLE REINFORCEMENT- LV | Unitised model |  |  |  |  | 1154.7043 | 1154.7043 | 1154.7043 | 1154.7043 | 1154.7043 | 1154.7043 | 1154.7043
| RRP | POLE REINFORCEMENT - PL | Unitised model |  |  |  |  | 592.7722 | 592.7722 | 592.7722 | 592.7722 | 592.7722 | 592.7722 | 592.7722
| RRR | ALTER ASSETS TO ALLOW POLE REINFORCEMENT | Unitised model |  |  |  |  | 533.3566 | 533.3566 | 533.3566 | 533.3566 | 533.3566 | 533.3566 | 533.3566
| RRS | POLE REINFORCEMENT- ST | Unitised model |  |  |  |  | 1375.6335 | 1375.6335 | 1375.6335 | 1375.6335 | 1375.6335 | 1375.6335 | 1375.6335
| RXG | SUB T INSULATOR REPL(SET OF 3) | Unitised model |  |  |  |  | 2856.494 | 2856.494 | 2856.494 | 2856.494 | 2856.494 | 2856.494 | 2856.494
| RXH | HV XARMS REPLACEMENT | Unitised model |  |  |  |  | 3638.6149 | 3638.6149 | 3638.6149 | 3638.6149 | 3638.6149 | 3638.6149 | 3638.6149
| RXI | HV INSULATOR REPL (SET OF 3) | Unitised model |  |  |  |  | 1517.3809 | 1517.3809 | 1517.3809 | 1517.3809 | 1517.3809 | 1517.3809 | 1517.3809
| RXJ | FUSE UNIT REPL (SINGLE) | N/A (project list)
| RXK | SUB T INSULATOR REPL (SINGLE) | N/A (project list)
| RXL | LV XARMS REPLACEMENT | Unitised model |  |  |  |  | 2325.1603 | 2325.1603 | 2325.1603 | 2325.1603 | 2325.1603 | 2325.1603 | 2325.1603
| RXM | HV INSULATOR REPL (SINGLE) | N/A (project list)
| RXN | HV Crossarm Replacement strain, anchor, termination | Unitised model |  |  |  |  | 3404.9428 | 3404.9428 | 3404.9428 | 3404.9428 | 3404.9428 | 3404.9428 | 3404.9428
| RXP | POLE TOP ROT LIFE EXTENSION | Unitised model |  |  |  |  | 948.6426 | 948.6426 | 948.6426 | 948.6426 | 948.6426 | 948.6426 | 948.6426
| RXQ | Sub Transmission Crossarm Replacement, strain, anchor termination | Unitised model |  |  |  |  | 9908.9785 | 9908.9785 | 9908.9785 | 9908.9785 | 9908.9785 | 9908.9785 | 9908.9785
| RXR | Pole Top Extension HV with crossarm and insulators | Unitised model |  |  |  |  | 2182.4848 | 2182.4848 | 2182.4848 | 2182.4848 | 2182.4848 | 2182.4848 | 2182.4848
| RXS | ST XARMS REPLACEMENT | Unitised model |  |  |  |  | 4920.0532 | 4920.0532 | 4920.0532 | 4920.0532 | 4920.0532 | 4920.0532 | 4920.0532
| RXT | REPLACEMENT EX THERMAL SURVEY | Unitised model |  |  |  |  | 2836.398 | 2836.398 | 2836.398 | 2836.398 | 2836.398 | 2836.398 | 2836.398
| RXV | LV INSULATOR REPLACEMENT | Unitised model |  |  |  |  | 358.6303 | 358.6303 | 358.6303 | 358.6303 | 358.6303 | 358.6303 | 358.6303
| RXW | Pole Top Extension LV with crossarm and insulators | Unitised model |  |  |  |  | 0 | 0 | 0 | 0 | 0 | 0 | 0
| RXY | STAY WIRE REPLACEMENT | Unitised model |  |  |  |  | 2468.854 | 2468.854 | 2468.854 | 2468.854 | 2468.854 | 2468.854 | 2468.854
| RXO | LV Strain, Term, Anch Replace | Unitised model |  |  |  |  | 4359.3069 | 4359.3069 | 4359.3069 | 4359.3069 | 4359.3069 | 4359.3069 | 4359.3069
| RUP | CB-SERVICE PIT REPLACEMENT | Unitised model |  |  |  |  | 1722.9926 | 1722.9926 | 1722.9926 | 1722.9926 | 1722.9926 | 1722.9926 | 1722.9926
| ROA | HV ABC REPLACEMENT | Unitised model |  |  |  |  | 2786.1355 | 2786.1355 | 2786.1355 | 2786.1355 | 2786.1355 | 2786.1355 | 2786.1355
| ROF | FARGO SLEEVE REPLACEMENT (3) | Unitised model |  |  |  |  | 876.6101 | 876.6101 | 876.6101 | 876.6101 | 876.6101 | 876.6101 | 876.6101
| ROH | OPEN WIRE REPLACEMENT | Unitised model |  |  |  |  | 76.3259 | 76.3259 | 76.3259 | 76.3259 | 76.3259 | 76.3259 | 76.3259
| ROI | INSTALL / REPLACE HV FAULT INDICATORS | Unitised model |  |  |  |  | 1642.5598 | 1642.5598 | 1642.5598 | 1642.5598 | 1642.5598 | 1642.5598 | 1642.5598
| RXF | FUSE UNIT REPL (SET OF 3) | Unitised model |  |  |  |  | 3420.8157 | 3420.8157 | 3420.8157 | 3420.8157 | 3420.8157 | 3420.8157 | 3420.8157
| PRA | COMMS | N/A (project list)
| PDG | NEW MGS Switch installation | Unitised model |  |  |  |  | 11519.721 | 11519.721 | 11519.721 | 11519.721 | 11519.721 | 11519.721 | 11519.721
| PDM | Minor animal proofing (Minor) HV/LV | Unitised model |  |  |  |  | 1479.788 | 1479.788 | 1479.788 | 1479.788 | 1479.788 | 1479.788 | 1479.788
| PDP | POSSUM PROTECTION | Unitised model |  |  |  |  | 1540.9347 | 1540.9347 | 1540.9347 | 1540.9347 | 1540.9347 | 1540.9347 | 1540.9347
| PDQ | POSSUM PROTECTION SW, S/S, CHP | Unitised model |  |  |  |  | 222.7603 | 222.7603 | 222.7603 | 222.7603 | 222.7603 | 222.7603 | 222.7603
| PDS | BIRD/ANIMAL PROOFING ON NETWOR | Unitised model |  |  |  |  | 746.53 | 746.53 | 746.53 | 746.53 | 746.53 | 746.53 | 746.53
End of Sheet

## Forecast Volumes (unitised)
UE MOD 1.27 Plant Stations and Lines Replacement Capex | [13 empty] | Menu
Forecast Volumes (unitised)
Forecast Volumes by Function Code (Financial Year)
|  |  |  | 2 | 3 | 4 | 5 | 6 | 7 | 8 | 9 | 10 | 11 | 12
| Material Code | Description | Source | 2015/16 | 2016/17 | 2017/18 | 2018/19 | 2019/20 | 2020/21 | 2021/22 | 2022/23 | 2023/24 | 2024/25 | 2025/26
| RCA | SUBTRANS/COMM/PROTEC SYST REPL | N/A (project list)
| RHC | Dist 2nd Equip Comp Replace | N/A (project list)
| RHF | LV SWITCHGEAR REPLACEMENT | Unitised model | 14.5172 | 17 | 26.9924 | 29.3698 | 20.7548 | 20.7548 | 20.7548 | 20.7548 | 20.7548 | 20.7548 | 20.7548
| RHG | GAS SWITCHES (AGE REPLACEMENT) | Unitised model | 132.7051 | 142 | 148.5 | 161.6295 | 184.3885 | 200.6475 | 216.9065 | 233.1654 | 249.4244 | 265.6834 | 281.9424
| RHH | HV ISOLATORS (SET OF 3) | Unitised model | 39.0485 | 40.5 | 32.9936 | 34.0041 | 36.0211 | 36.0211 | 36.0211 | 36.0211 | 36.0211 | 36.0211 | 36.0211
| RHJ | HV ISOLATOR (SINGLE) | N/A (project list)
| RHL | LV ISOLATORS (SET OF 3) | Unitised model | 1226.6491 | 993 | 939.3256 | 911.4341 | 952.217 | 952.217 | 952.217 | 952.217 | 952.217 | 952.217 | 952.217
| RHM | KIOSK REFURB 100KVA-2MVA NO SW | Unitised model | 1.0016 | 0.5 | 0 | 0.25039 | 0.50078 | 0.50078 | 0.50078 | 0.50078 | 0.50078 | 0.50078 | 0.50078
| RHN | KIOSK REFURB 100KVA-2MVA SWITC | Unitised model | 0 | 0 | 0 | 0 | 0 | 0 | 0 | 0 | 0 | 0 | 0
| RHO | LV ISOLATOR (SINGLE) | Unitised model | 0.014087 | 0 | 0 | 0.0035219 | 0.0070437 | 0.0070437 | 0.0070437 | 0.0070437 | 0.0070437 | 0.0070437 | 0.0070437
| RHP | NETWK HV REPLACEMENT-PROJECT | N/A (project list)
| RHQ | Replace Dist. Line Capacitor Controller | Unitised model | 0 | 1 | 4.4986 | 6.9972 | 6.9972 | 6.9972 | 6.9972 | 6.9972 | 6.9972 | 6.9972 | 6.9972
| RHR | Replace Dist. Line Capacitor Can | Unitised model | 0 | 1.5 | 10.4964 | 14.2446 | 10.4964 | 10.4964 | 10.4964 | 10.4964 | 10.4964 | 10.4964 | 10.4964
| RHT | Acr Replacements | Unitised model | 0 | 0.5 | 1.4996 | 1.9992 | 1.9992 | 1.9992 | 1.9992 | 1.9992 | 1.9992 | 1.9992 | 1.9992
| RHU | FUSE/JUNCTION BOX REPLACEMENT | Unitised model | 556.8985 | 570 | 590.8838 | 576.8294 | 573.8912 | 573.8912 | 573.8912 | 573.8912 | 573.8912 | 573.8912 | 573.8912
| RHV | Replace Dist. Line Capacitor Switch | Unitised model | 0 | 1 | 14.4946 | 20.7419 | 14.4946 | 14.4946 | 14.4946 | 14.4946 | 14.4946 | 14.4946 | 14.4946
| RHW | Transformers - DSS | Unitised model | 0 | 0 | 0.4998 | 0.9996 | 0.9996 | 0.9996 | 0.9996 | 0.9996 | 0.9996 | 0.9996 | 0.9996
| RSA | SUBTRANS INSTALL REPLACEMENT | N/A (project list)
| RSB | Replace 66kV Transformer Bushings | Unitised model | 0 | 0 | 3 | 6 | 6 | 6 | 6 | 6 | 6 | 6 | 6
| RSD | Replace UE Owned Substation Door | Unitised model | 0 | 0 | 6.4974 | 12.9948 | 12.9948 | 12.9948 | 12.9948 | 12.9948 | 12.9948 | 12.9948 | 12.9948
| RSF | Replace substation Fencing | Unitised model | 0 | 0 | 0.9996 | 1.9992 | 0 | 0 | 0 | 0 | 0 | 0 | 0
| RSK | Zone Substation HV insulator replacement 66kV | Unitised model | 0 | 0 | 0 | 0 | 0 | 0 | 0 | 0 | 0 | 0 | 0
| RSM | Zone Substation HV insulator replacement 11kV and 22kV | Unitised model | 0 | 0 | 2.5 | 5 | 5 | 5 | 5 | 5 | 5 | 5 | 5
| RSS | Surge Diverter Replacement 66kV (set) | Unitised model | 0 | 0 | 2 | 4 | 4 | 4 | 4 | 4 | 4 | 4 | 4
| RUA | DIST. U/G CABLE REPLACEMENT | Unitised model | 1672.5758 | 2251.5 | 2405.0554 | 2128.9632 | 2038.8156 | 2038.8156 | 2038.8156 | 2038.8156 | 2038.8156 | 2038.8156 | 2038.8156
| RUC | UNDERGROUND CABLE REPLACEMENT | Unitised model | 1448.5496 | 1509.5 | 1198.2432 | 1302.4415 | 1323.3964 | 1323.3964 | 1323.3964 | 1323.3964 | 1323.3964 | 1323.3964 | 1323.3964
| RUD | PILLAR TO PIT | Unitised model | 14.011 | 14.5 | 5.9992 | 7.0017 | 10.0051 | 10.0051 | 10.0051 | 10.0051 | 10.0051 | 10.0051 | 10.0051
| RUE | PILLAR TO PIT CUST SERVICE ALT | Unitised model | 5.0141 | 2 | 1.9998 | 2.2533 | 3.5069 | 3.5069 | 3.5069 | 3.5069 | 3.5069 | 3.5069 | 3.5069
| RUF | PILLAR TO UEL STD PILLAR REPLA | Unitised model | 37.072 | 20.5 | 22.9934 | 31.5097 | 30.0327 | 30.0327 | 30.0327 | 30.0327 | 30.0327 | 30.0327 | 30.0327
| RUG | DIST. U/G CABLE REPL-NON CABUS | Unitised model | 2 2015/16: 183.3303; 3 2016/17: 171.5; 4 2017/18: 204.9555; 5 2018/19: 222.5556
| RUH | DIST. U/G CABLE REPL-HV | Unitised model | 2 2015/16: 24.7513; 3 2016/17: 36.5; 4 2017/18: 85.9802; 5 2018/19: 77.163
| RUL | DIST. U/G CABLE REPL-LV | Unitised model | 2 2015/16: 131.2379; 3 2016/17: 109.5; 4 2017/18: 101.4812; 5 2018/19: 105.1609
| RUS | DIST. U/G CABLE REPL-SUBT | N/A (project list)
| RXD | SURGE DIVERTER REPL (SET OF 3) | Unitised model | 583.9376 | 493 | 424.4139 | 467.0017 | 504.1757 | 504.1757 | 504.1757 | 504.1757 | 504.1757 | 504.1757 | 504.1757
| RHA | TXS, IN-SERVICE FAIL 200 - 500KVA | Unitised model | 36.0814 | 34 | 27.494 | 30.8878 | 31.7877 | 31.7877 | 31.7877 | 31.7877 | 31.7877 | 31.7877 | 31.7877
| RHB | TXS, IN-SERVICE FAIL <200KVA | Unitised model | 39.5736 | 32 | 26.4958 | 27.0131 | 33.0347 | 33.0347 | 33.0347 | 33.0347 | 33.0347 | 33.0347 | 33.0347
| RHD | TRANSFORMER FAILURE GRD/IND SUB | Unitised model | 17.0329 | 15 | 18.9958 | 19.503 | 18.0143 | 18.0143 | 18.0143 | 18.0143 | 18.0143 | 18.0143 | 18.0143
| RHE | INDOOR/KIOSK SW, RMU AGE FAULT | Unitised model | 62.655 | 62 | 34.4926 | 42.7795 | 48.5738 | 48.5738 | 48.5738 | 48.5738 | 48.5738 | 48.5738 | 48.5738
| RHK | KIOSK IN SERV FAIL 300KVA-2MVA | Unitised model | 34.5188 | 36 | 17.496 | 22.9997 | 26.0074 | 26.0074 | 26.0074 | 26.0074 | 26.0074 | 26.0074 | 26.0074
| PDN | NEW SERVICE POLES TO MEET REGS | Unitised model | 4.2988 | 5.7988 | 1.5 | 1.4497 | 2.8994 | 2.8994 | 2.8994 | 2.8994 | 2.8994 | 2.8994 | 2.8994
| PEA | ENVIRONMENTAL MANAGEMENT | N/A (project list)
| PEN | Environmental | Unitised model | 0 | 0 | 40 | 80 | 80 | 80 | 80 | 80 | 80 | 80 | 80
| PFA | NETWORK FIRE MIT. CAPITAL | N/A (project list)
| RMF | PREMISE FAULTS SERVICE REPLACE | Unitised model | 1661.4919 | 1463 | 1389.6836 | 1540.5781 | 1501.789 | 1501.789 | 1501.789 | 1501.789 | 1501.789 | 1501.789 | 1501.789
| RMJ | REPLACE SERVICE (ALTER TERMINA | Unitised model | 2 2015/16: 459.0159; 3 2016/17: 228; 4 2017/18: 325.4075; 5 2018/19: 306.8319
| RMK | REPLACE SERVICE (& CUSTOMER MA | Unitised model | 2 2015/16: 83.119; 3 2016/17: 88.5; 4 2017/18: 51.9966; 5 2018/19: 26.232
| RML | INSTALL DISCONNECT DEVICE | Unitised model | 2 2015/16: 1298.423; 3 2016/17: 979; 4 2017/18: 856.8398; 5 2018/19: 938.6555
| RMP | SERVICE REPLACEMENT (PLANNED) | Unitised model | 6737.9133 | 3160.5 | 2805.4214 | 2978.7285 | 3069.6143 | 3069.6143 | 3069.6143 | 3069.6143 | 3069.6143 | 3069.6143 | 3069.6143
| RMU | O/H SERVICES REPLACED WITH U/G | Unitised model | 4.5078 | 4 | 2 | 1.627 | 3.2539 | 3.2539 | 3.2539 | 3.2539 | 3.2539 | 3.2539 | 3.2539
| ROJ | LV Open Wire Replacement (route metre) | Unitised model | 0 | 0 | 494.3019 | 988.6038 | 988.6038 | 988.6038 | 988.6038 | 988.6038 | 988.6038 | 988.6038 | 988.6038
| ROL | O/H LINE REPL-LV ABC | Unitised model | 3030.6513 | 3033.5 | 2582.6277 | 2332.4474 | 2806.6395 | 2806.6395 | 2806.6395 | 2806.6395 | 2806.6395 | 2806.6395 | 2806.6395
| ROM | Overhead Conductors | Unitised model | 0 | 0 | 3.4986 | 4.3732 | 1.7493 | 1.7493 | 1.7493 | 1.7493 | 1.7493 | 1.7493 | 1.7493
| RPH | POLE REPLACEMENT- HIGH VOLTAGE | Unitised model | 450.6793 | 380 | 270.9503 | 321.712 | 407.9423 | 432.7803 | 457.6183 | 482.4563 | 507.2943 | 532.1323 | 556.9703
| RPL | POLE REPLACEMENT- LOW VOLTAGE | Unitised model | 373.6371 | 358.5 | 363.9299 | 386.3202 | 438.4631 | 469.8281 | 501.1931 | 532.5581 | 563.9231 | 595.2881 | 626.6531
| RPS | POLE REPLACEMENT- SUBT | Unitised model | 49.5892 | 41 | 36.9932 | 36.3939 | 40.0993 | 42.6951 | 45.291 | 47.8868 | 50.4826 | 53.0785 | 55.6743
| RRA | POLE REINFORCEMENT ASSESSMENT | Unitised model | 2 2015/16: 977.1008; 3 2016/17: 943.25; 4 2017/18: 1338.9504; 5 2018/19: 1515.58
| RRH | POLE REINFORCEMENT- HV | Unitised model | 339.159 | 344 | 423.9167 | 459.6133 | 519.1993 | 550.8113 | 582.4233 | 614.0353 | 645.6473 | 677.2593 | 708.8713
| RRL | POLE REINFORCEMENT- LV | Unitised model | 516.5456 | 466.5 | 724.324 | 849.6698 | 851.1342 | 912.0192 | 972.9042 | 1033.7892 | 1094.6742 | 1155.5592 | 1216.4442
| RRP | POLE REINFORCEMENT - PL | Unitised model | 0 | 0 | 17.5 | 35 | 35 | 35 | 35 | 35 | 35 | 35 | 35
| RRR | ALTER ASSETS TO ALLOW POLE REINFORCEMENT | Unitised model | 8.8827 | 8.575 | 12.1723 | 13.778 | 0 | 0 | 0 | 0 | 0 | 0 | 0
| RRS | POLE REINFORCEMENT- ST | Unitised model | 32.5689 | 47 | 68.987 | 68.5168 | 74.4701 | 79.291 | 84.1118 | 88.9326 | 93.7535 | 98.5743 | 103.3951
| RXG | SUB T INSULATOR REPL(SET OF 3) | Unitised model | 43.0673 | 28.5 | 14.7385 | 16.4152 | 17.3534 | 17.3534 | 17.3534 | 17.3534 | 17.3534 | 17.3534 | 17.3534
| RXH | HV XARMS REPLACEMENT | Unitised model | 3659.4239 | 1932.5 | 616.3858 | 590.2488 | 610.7259 | 610.7259 | 610.7259 | 610.7259 | 610.7259 | 610.7259 | 610.7259
| RXI | HV INSULATOR REPL (SET OF 3) | Unitised model | 488.2607 | 361 | 256.0694 | 290.3195 | 301.5003 | 301.5003 | 301.5003 | 301.5003 | 301.5003 | 301.5003 | 301.5003
| RXJ | FUSE UNIT REPL (SINGLE) | N/A (project list)
| RXK | SUB T INSULATOR REPL (SINGLE) | N/A (project list)
| RXL | LV XARMS REPLACEMENT | Unitised model | 5293.975 | 2762.5 | 1976.6669 | 1922.8085 | 2183.2832 | 2183.2832 | 2183.2832 | 2183.2832 | 2183.2832 | 2183.2832 | 2183.2832
| RXM | HV INSULATOR REPL (SINGLE) | N/A (project list)
| RXN | HV Crossarm Replacement strain, anchor, termination | Unitised model | 0 | 0 | 57.477 | 188.3468 | 261.7397 | 261.7397 | 261.7397 | 261.7397 | 261.7397 | 261.7397 | 261.7397
| RXP | POLE TOP ROT LIFE EXTENSION | Unitised model | 2 2015/16: 108.7927; 3 2016/17: 34; 4 2017/18: 44.9896; 5 2018/19: 52.4753
| RXQ | Sub Transmission Crossarm Replacement, strain, anchor termination | Unitised model | 0 | 0 | 1 | 9.0072 | 18.0145 | 18.0145 | 18.0145 | 18.0145 | 18.0145 | 18.0145 | 18.0145
| RXR | Pole Top Extension HV with crossarm and insulators | Unitised model | 0 | 23.5 | 26.4988 | 18.5989 | 0 | 0 | 0 | 0 | 0 | 0 | 0
| RXS | ST XARMS REPLACEMENT | Unitised model | 217.8616 | 132.5 | 40.496 | 31.0129 | 42.0338 | 42.0338 | 42.0338 | 42.0338 | 42.0338 | 42.0338 | 42.0338
| RXT | REPLACEMENT EX THERMAL SURVEY | Unitised model | 38.036 | 26.5 | 36.9852 | 58.7587 | 43.547 | 43.547 | 43.547 | 43.547 | 43.547 | 43.547 | 43.547
| RXV | LV INSULATOR REPLACEMENT | Unitised model | 186.4195 | 69 | 65.9804 | 87.8236 | 77.6864 | 77.6864 | 77.6864 | 77.6864 | 77.6864 | 77.6864 | 77.6864
| RXW | Pole Top Extension LV with crossarm and insulators | Unitised model | 0 | 0 | 0 | 0 | 0 | 0 | 0 | 0 | 0 | 0 | 0
| RXY | STAY WIRE REPLACEMENT | Unitised model | 253.3929 | 218 | 154.9742 | 166.5659 | 204.1835 | 204.1835 | 204.1835 | 204.1835 | 204.1835 | 204.1835 | 204.1835
| RXO | LV Strain, Term, Anch Replace | Unitised model | 0 | 0 | 380.8474 | 848.6938 | 935.6928 | 935.6928 | 935.6928 | 935.6928 | 935.6928 | 935.6928 | 935.6928
| RUP | CB-SERVICE PIT REPLACEMENT | Unitised model | 2083.8826 | 1003.5 | 21.4928 | 35.9856 | 35.9856 | 35.9856 | 35.9856 | 35.9856 | 35.9856 | 35.9856 | 35.9856
| ROA | HV ABC REPLACEMENT | Unitised model | 16162.5124 | 24237 | 10327.4976 | 11.9952 | 11.9952 | 11.9952 | 11.9952 | 11.9952 | 11.9952 | 11.9952 | 11.9952
| ROF | FARGO SLEEVE REPLACEMENT (3) | Unitised model | 2 2015/16: 6.5172; 3 2016/17: 10.5; 4 2017/18: 23.4944; 5 2018/19: 28.7882
| ROH | OPEN WIRE REPLACEMENT | Unitised model | 5190.9865 | 4578 | 4016.9776 | 4853.4686 | 4603.982 | 4603.982 | 4603.982 | 4603.982 | 4603.982 | 4603.982 | 4603.982
| ROI | INSTALL / REPLACE HV FAULT INDICATORS | Unitised model | 2.5 | 18.5 | 29.9944 | 24.8259 | 21.6629 | 21.6629 | 21.6629 | 21.6629 | 21.6629 | 21.6629 | 21.6629
| RXF | FUSE UNIT REPL (SET OF 3) | Unitised model | 416.6324 | 381.5 | 286.4523 | 294.7235 | 351.5424 | 351.5424 | 351.5424 | 351.5424 | 351.5424 | 351.5424 | 351.5424
| PRA | COMMS | N/A (project list)
| PDG | NEW MGS Switch installation | Unitised model | 0 | 0 | 15 | 30 | 30 | 30 | 30 | 30 | 30 | 30 | 30
| PDM | Minor animal proofing (Minor) HV/LV | Unitised model | 0 | 0 | 36.5 | 73 | 73 | 73 | 73 | 73 | 73 | 73 | 73
| PDP | POSSUM PROTECTION | Unitised model | 453.0623 | 458 | 306.5 | 304.8906 | 379.7811 | 379.7811 | 379.7811 | 379.7811 | 379.7811 | 379.7811 | 379.7811
| PDQ | POSSUM PROTECTION SW, S/S, CHP | Unitised model | 15.5 | 8.5 | 2.5 | 7 | 9 | 9 | 9 | 9 | 9 | 9 | 9
| PDS | BIRD/ANIMAL PROOFING ON NETWOR | Unitised model | 420.5992 | 525.5 | 503 | 547.3901 | 666.3702 | 739.5504 | 812.7305 | 885.9107 | 959.0908 | 1032.271 | 1105.4511
|  | Totals |  | 57330.1811 | 54914.6238 | 37414.7961 | 29654.9847 | 27598.0498 | 27843.6056 | 28089.1614 | 28334.7172 | 28580.273 | 28825.8288 | 29071.3846
End of Sheet

## Forecast Expenditure
UE MOD 1.27 Plant Stations and Lines Replacement Capex
Forecast Expenditure
Forecast Expenditure by Function Code
Source: Project List + Unitised Volumes
$2021
| Material Code | Description | 2015/16 | 2016/17 | 2017/18 | 2018/19 | 2019/20 | 2020/21 | 2021/22 | 2022/23 | 2023/24 | 2024/25 | 2025/26
| RCA | SUBTRANS/COMM/PROTEC SYST REPL | 5089267.0205 | 5152825.6109 | 6086981.8333 | 6183735.39 | 4627628.7415 | 5224608.1717 | 6977330.8397 | 10269526.5825 | 6274564.5461 | 8582995.8211 | 5136339.6035
| RHC | Dist 2nd Equip Comp Replace | 0 | 0 | 0 | 0 | 0 | 0 | 0 | 0 | 0 | 0 | 0
| RHF | LV SWITCHGEAR REPLACEMENT | 236209.0382 | 363821.3167 | 471464.1839 | 495706.6122 | 370131.7119 | 370131.7119 | 370131.7119 | 370131.7119 | 370131.7119 | 370131.7119 | 370131.7119
| RHG | GAS SWITCHES (AGE REPLACEMENT) | 1782824.8038 | 1754995.7965 | 1485457.0011 | 2487563.9262 | 2368041.8465 | 2576850.8047 | 2785659.7628 | 2994468.721 | 3203277.6792 | 3412086.6373 | 3620895.5955
| RHH | HV ISOLATORS (SET OF 3) | 157866.8043 | 117675.9105 | 83421.4138 | 131947.334 | 120666.0138 | 120666.0138 | 120666.0138 | 120666.0138 | 120666.0138 | 120666.0138 | 120666.0138
| RHJ | HV ISOLATOR (SINGLE) | 0 | 0 | 0 | 0 | 0 | 0 | 0 | 0 | 0 | 0 | 0
| RHL | LV ISOLATORS (SET OF 3) | 1878723.0029 | 1221375.2979 | 1105727.9045 | 1205864.0908 | 1265991.7003 | 1265991.7003 | 1265991.7003 | 1265991.7003 | 1265991.7003 | 1265991.7003 | 1265991.7003
| RHM | KIOSK REFURB 100KVA-2MVA NO SW | 7089.5774 | 3893.7349 | 0 | 9889.2329 | 5966.2484 | 5966.2484 | 5966.2484 | 5966.2484 | 5966.2484 | 5966.2484 | 5966.2484
| RHN | KIOSK REFURB 100KVA-2MVA SWITC | 0 | 0 | 0 | 0 | 0 | 0 | 0 | 0 | 0 | 0 | 0
| RHO | LV ISOLATOR (SINGLE) | 721.7486 | 0 | 0 | 0 | 288.6995 | 288.6995 | 288.6995 | 288.6995 | 288.6995 | 288.6995 | 288.6995
| RHP | NETWK HV REPLACEMENT-PROJECT | 1207323.357 | 790868.1773 | 464713.9982 | 161059.2243 | 38386.6199 | 43488.4078 | 0 | 0 | 0 | 0 | 0
| RHQ | Replace Dist. Line Capacitor Controller | 0 | 7864.0971 | 43812.4914 | 133750.5442 | 133750.5442 | 133750.5442 | 133750.5442 | 133750.5442 | 133750.5442 | 133750.5442 | 133750.5442
| RHR | Replace Dist. Line Capacitor Can | 0 | 14741.0248 | 50579.2274 | 110022.502 | 68135.4853 | 68135.4853 | 68135.4853 | 68135.4853 | 68135.4853 | 68135.4853 | 68135.4853
| RHT | Acr Replacements | 0 | 21537.3261 | 58589.9647 | 110993.2755 | 110993.2755 | 110993.2755 | 110993.2755 | 110993.2755 | 110993.2755 | 110993.2755 | 110993.2755
| RHU | FUSE/JUNCTION BOX REPLACEMENT | 408353.4305 | 504371.9903 | 505921.1084 | 437539.012 | 464239.0916 | 464239.0916 | 464239.0916 | 464239.0916 | 464239.0916 | 464239.0916 | 464239.0916
| RHV | Replace Dist. Line Capacitor Switch | 0 | 13062.988 | 39992.4066 | 138602.2127 | 73465.2308 | 73465.2308 | 73465.2308 | 73465.2308 | 73465.2308 | 73465.2308 | 73465.2308
| RHW | Transformers - DSS | 0 | 0 | 3560.0565 | 14187.9927 | 14187.9927 | 14187.9927 | 14187.9927 | 14187.9927 | 14187.9927 | 14187.9927 | 14187.9927
| RSA | SUBTRANS INSTALL REPLACEMENT | 6362469.9609 | 8848653.3008 | 6967780.0243 | 11386621.4872 | 10494684.5791 | 12259565.1407 | 11182064.9794 | 13350520.9248 | 14909094.0908 | 13884185.7609 | 12388582.9649
| RSB | Replace 66kV Transformer Bushings | 0 | 0 | 95081.7996 | 189806.3779 | 236770.6143 | 296218.4493 | 296218.4493 | 296218.4493 | 296218.4493 | 296218.4493 | 296218.4493
| RSD | Replace UE Owned Substation Door | 0 | 0 | 118072.7148 | 232309.099 | 232309.099 | 232309.099 | 232309.099 | 232309.099 | 232309.099 | 232309.099 | 232309.099
| RSF | Replace substation Fencing | 0 | 0 | 39522.5414 | 113981.4016 | 0 | 0 | 0 | 0 | 0 | 0 | 0
| RSK | Zone Substation HV insulator replacement 66kV | 0 | 0 | 0 | 0 | 0 | 0 | 0 | 0 | 0 | 0 | 0
| RSM | Zone Substation HV insulator replacement 11kV and 22kV | 0 | 0 | 5930.2381 | 11652.5801 | 11652.5801 | 11652.5801 | 11652.5801 | 11652.5801 | 11652.5801 | 11652.5801 | 11652.5801
| RSS | Surge Diverter Replacement 66kV (set) | 0 | 0 | 14983.42 | 29441.5667 | 29441.5667 | 340408.9334 | 651376.3002 | 651376.3002 | 651376.3002 | 651376.3002 | 651376.3002
| RUA | DIST. U/G CABLE REPLACEMENT | 770260.0644 | 961580.9956 | 959028.4622 | 889460.7189 | 1083165.7886 | 912912.6194 | 863035.1925 | 863035.1925 | 863035.1925 | 863035.1925 | 863035.1925
| RUC | UNDERGROUND CABLE REPLACEMENT | 279879.9572 | 246860.0555 | 173173.1343 | 247197.7886 | 229614.2584 | 229614.2584 | 229614.2584 | 229614.2584 | 229614.2584 | 229614.2584 | 229614.2584
| RUD | PILLAR TO PIT | 147960.3069 | 231052.3677 | 131200.0249 | 64793.0607 | 138586.2441 | 138586.2441 | 138586.2441 | 138586.2441 | 138586.2441 | 138586.2441 | 138586.2441
| RUE | PILLAR TO PIT CUST SERVICE ALT | 58844.4657 | 35486.3471 | 36009.0859 | 420402.2602 | 171420.4741 | 171420.4741 | 171420.4741 | 171420.4741 | 171420.4741 | 171420.4741 | 171420.4741
| RUF | PILLAR TO UEL STD PILLAR REPLA | 225137.479 | 160354.9896 | 178275.5629 | 250304.8965 | 218146.5666 | 218146.5666 | 218146.5666 | 218146.5666 | 218146.5666 | 218146.5666 | 218146.5666
| RUG | DIST. U/G CABLE REPL-NON CABUS | $2021 2015/16: 1284755.1343; $2021 2016/17: 1424416.2711; $2021 2017/18: 1655020.0035; $2021 2018/19: 1611189.0671
| RUH | DIST. U/G CABLE REPL-HV | $2021 2015/16: 749823.0889; $2021 2016/17: 761884.835; $2021 2017/18: 929958.7968; $2021 2018/19: 1100805.2151
| RUL | DIST. U/G CABLE REPL-LV | $2021 2015/16: 771499.2386; $2021 2016/17: 721885.3895; $2021 2017/18: 615775.4303; $2021 2018/19: 502961.7423
| RUS | DIST. U/G CABLE REPL-SUBT | 0 | 0 | 0 | 0 | 0 | 0 | 0 | 0 | 480042.7008 | 480042.7008 | 0
| RXD | SURGE DIVERTER REPL (SET OF 3) | 2243442.7848 | 1758659.8344 | 1538562.4806 | 1352122.403 | 1765524.6973 | 1765524.6973 | 1765524.6973 | 1765524.6973 | 1765524.6973 | 1765524.6973 | 1765524.6973
| RHA | TXS, IN-SERVICE FAIL 200 - 500KVA | 701892.4737 | 789806.4954 | 704982.4335 | 623143.5484 | 697754.0105 | 697754.0105 | 697754.0105 | 697754.0105 | 697754.0105 | 697754.0105 | 697754.0105
| RHB | TXS, IN-SERVICE FAIL <200KVA | 434163.5825 | 457294.266 | 367827.0128 | 216090.683 | 389651.3245 | 389651.3245 | 389651.3245 | 389651.3245 | 389651.3245 | 389651.3245 | 389651.3245
| RHD | TRANSFORMER FAILURE GRD/IND SUB | 470994.8984 | 462901.3001 | 558014.0358 | 653938.5568 | 548066.6777 | 548066.6777 | 548066.6777 | 548066.6777 | 548066.6777 | 548066.6777 | 548066.6777
| RHE | INDOOR/KIOSK SW, RMU AGE FAULT | 2318998.5997 | 2042137.0296 | 1288007.0352 | 1354273.8945 | 1684679.7957 | 1684679.7957 | 1684679.7957 | 1684679.7957 | 1684679.7957 | 1684679.7957 | 1684679.7957
| RHK | KIOSK IN SERV FAIL 300KVA-2MVA | 1734363.006 | 1122947.3223 | 1126307.6024 | 1326796.503 | 1244072.2139 | 1244072.2139 | 1244072.2139 | 1244072.2139 | 1244072.2139 | 1244072.2139 | 1244072.2139
| PDN | NEW SERVICE POLES TO MEET REGS | 49759.701 | 36533.1855 | 3551.8144 | 13066.0336 | 22869.0521 | 22869.0521 | 22869.0521 | 22869.0521 | 22869.0521 | 22869.0521 | 22869.0521
| PEA | ENVIRONMENTAL MANAGEMENT | 242413.2562 | 235803.5681 | 412864.6979 | 669670.6608 | 398852.3401 | 798364.28 | 11535701.6845 | 22127045.5439 | 21498819.4535 | 17907413.6971 | 9652363.6907
| PEN | Environmental | 0 | 0 | 40798.9265 | 80167.5663 | 80167.5663 | 80167.5663 | 80167.5663 | 80167.5663 | 80167.5663 | 80167.5663 | 80167.5663
| PFA | NETWORK FIRE MIT. CAPITAL | 243655.061 | 6974.2449 | 271581.5296 | 317543.0287 | 0 | 0 | 0 | 0 | 0 | 0 | 0
| RMF | PREMISE FAULTS SERVICE REPLACE | 1364850.1069 | 1398223.7594 | 1350361.0282 | 1257932.7562 | 1369584.7489 | 1369584.7489 | 1369584.7489 | 1369584.7489 | 1369584.7489 | 1369584.7489 | 1369584.7489
| RMJ | REPLACE SERVICE (ALTER TERMINA | $2021 2015/16: 410446.7884; $2021 2016/17: 173116.1048; $2021 2017/18: 340718.9263; $2021 2018/19: 480296.8767
| RMK | REPLACE SERVICE (& CUSTOMER MA | $2021 2015/16: 162883.4649; $2021 2016/17: 175499.6882; $2021 2017/18: 120470.4529; $2021 2018/19: 112290.7498
| RML | INSTALL DISCONNECT DEVICE | $2021 2015/16: 320040.3345; $2021 2016/17: 242358.5516; $2021 2017/18: 171844.2207; $2021 2018/19: 107692.2972
| RMP | SERVICE REPLACEMENT (PLANNED) | 4669163.3633 | 2346635.4462 | 2160990.8732 | 2066793.3344 | 2256201.4759 | 2964369.2246 | 3666690.1887 | 3525290.9895 | 3385188.5101 | 3223853.0802 | 3082017.7457
| RMU | O/H SERVICES REPLACED WITH U/G | 37958.1389 | 42740.1212 | 22464.1646 | 16468.2653 | 32078.6849 | 32078.6849 | 32078.6849 | 32078.6849 | 32078.6849 | 32078.6849 | 32078.6849
| ROJ | LV Open Wire Replacement (route metre) | 0 | 0 | 72471.8945 | 122930.9937 | 135833.1985 | 122930.9937 | 122930.9937 | 122930.9937 | 122930.9937 | 122930.9937 | 122930.9937
| ROL | O/H LINE REPL-LV ABC | 242627.9623 | 136406.279 | 121493.3777 | 125119.6769 | 1362500.9257 | 2304156.8523 | 1723592.3552 | 1723592.3552 | 1723592.3552 | 1723592.3552 | 1723592.3552
| ROM | Overhead Conductors | 0 | 0 | 4730.0415 | 18942.1563 | 5260.4884 | 5260.4884 | 5260.4884 | 5260.4884 | 5260.4884 | 5260.4884 | 5260.4884
| RPH | POLE REPLACEMENT- HIGH VOLTAGE | 6347089.2703 | 5388806.6523 | 4077323.0887 | 3590638.843 | 5561317.6347 | 6286819.1645 | 9489874.2121 | 9895737.0812 | 10266616.1525 | 9850413.5771 | 10189020.2774
| RPL | POLE REPLACEMENT- LOW VOLTAGE | 3316258.3882 | 3111069.7527 | 3269580.3486 | 2916133.6276 | 3730707.5957 | 3997579.8949 | 4264452.1941 | 4531324.4933 | 4798196.7925 | 5065069.0916 | 5331941.3908
| RPS | POLE REPLACEMENT- SUBT | 992955.4203 | 796313.2452 | 779751.4415 | 782691.3129 | 819638.5927 | 872697.9949 | 925757.397 | 978816.7992 | 1031876.2014 | 1084935.6035 | 1137995.0057
| RRA | POLE REINFORCEMENT ASSESSMENT | $2021 2015/16: 1950.049; $2021 2016/17: 20332.5069; $2021 2017/18: 70439.5879; $2021 2018/19: 95490.0427
| RRH | POLE REINFORCEMENT- HV | 504497.2393 | 432776.9925 | 554947.2054 | 577471.2796 | 685894.3101 | 727655.7099 | 769417.1097 | 811178.5095 | 852939.9093 | 894701.309 | 936462.7088
| RRL | POLE REINFORCEMENT- LV | 702805.0775 | 550716.0578 | 825665.6976 | 873437.4515 | 982808.2704 | 1053112.4409 | 1123416.6113 | 1193720.7818 | 1264024.9523 | 1334329.1227 | 1404633.2932
| RRP | POLE REINFORCEMENT - PL | 0 | 0 | 11607.3934 | 19513.1454 | 20747.0259 | 20747.0259 | 20747.0259 | 20747.0259 | 20747.0259 | 20747.0259 | 20747.0259
| RRR | ALTER ASSETS TO ALLOW POLE REINFORCEMENT | 0 | 0 | 2154.677 | 20997.2702 | 0 | 0 | 0 | 0 | 0 | 0 | 0
| RRS | POLE REINFORCEMENT- ST | 56387.0694 | 57599.9899 | 96236.9709 | 88388.4487 | 102443.6198 | 109075.3198 | 115707.0198 | 122338.7197 | 128970.4197 | 135602.1197 | 142233.8196
| RXG | SUB T INSULATOR REPL(SET OF 3) | 143936.8581 | 115725.3093 | 55129.3448 | 33860.9356 | 49569.741 | 49569.741 | 49569.741 | 49569.741 | 49569.741 | 49569.741 | 49569.741
| RXH | HV XARMS REPLACEMENT | 13031483.9703 | 6532636.8961 | 2353604.8345 | 2819610.8532 | 2222196.3184 | 2904157.4832 | 3578386.6664 | 3564469.0923 | 3550551.5129 | 3536633.9388 | 3522716.3646
| RXI | HV INSULATOR REPL (SET OF 3) | 921492.8416 | 637316.8211 | 429807.9789 | 399272.1501 | 457490.7955 | 457490.7955 | 457490.7955 | 457490.7955 | 457490.7955 | 457490.7955 | 457490.7955
| RXJ | FUSE UNIT REPL (SINGLE) | 0 | 0 | 0 | 0 | 0 | 0 | 0 | 0 | 0 | 0 | 0
| RXK | SUB T INSULATOR REPL (SINGLE) | 385.5739 | 0 | 0 | 0 | 0 | 0 | 0 | 0 | 0 | 0 | 0
| RXL | LV XARMS REPLACEMENT | 12805836.1448 | 6987210.6449 | 4819172.4435 | 3187281.8562 | 5076483.3878 | 5076483.3878 | 4827897.4085 | 4827826.7937 | 4822689.3256 | 4897452.7187 | 4899045.6161
| RXM | HV INSULATOR REPL (SINGLE) | 0 | 0 | 0 | 0 | 0 | 0 | 0 | 0 | 0 | 0 | 0
| RXN | HV Crossarm Replacement strain, anchor, termination | 0 | 0 | 325208.3615 | 511807.4987 | 891208.579 | 891208.579 | 891208.579 | 891208.579 | 891208.579 | 891208.579 | 891208.579
| RXP | POLE TOP ROT LIFE EXTENSION | $2021 2015/16: 64274.9578; $2021 2016/17: 27156.7237; $2021 2017/18: 46359.1095; $2021 2018/19: 46100.2569
| RXQ | Sub Transmission Crossarm Replacement, strain, anchor termination | 0 | 0 | 20413.3939 | 78748.0865 | 178505.0037 | 178505.0037 | 178505.0037 | 178505.0037 | 178505.0037 | 178505.0037 | 178505.0037
| RXR | Pole Top Extension HV with crossarm and insulators | 0 | 14656.4896 | 15515.5992 | 82909.349 | 0 | 0 | 0 | 0 | 0 | 0 | 0
| RXS | ST XARMS REPLACEMENT | 996703.3511 | 685832.372 | 250072.26 | 143017.0604 | 206808.3595 | 206808.3595 | 206808.3595 | 206808.3595 | 206808.3595 | 206808.3595 | 206808.3595
| RXT | REPLACEMENT EX THERMAL SURVEY | 132269.7475 | 128610.6893 | 157739.7879 | 113827.8399 | 123516.5002 | 123516.5002 | 123516.5002 | 123516.5002 | 123516.5002 | 123516.5002 | 123516.5002
| RXV | LV INSULATOR REPLACEMENT | 131110.4093 | 42125.0317 | 30858.7995 | 24299.9465 | 27860.685 | 27860.685 | 27860.685 | 27860.685 | 27860.685 | 27860.685 | 27860.685
| RXW | Pole Top Extension LV with crossarm and insulators | 0 | 0 | 0 | 0 | 0 | 0 | 0 | 0 | 0 | 0 | 0
| RXY | STAY WIRE REPLACEMENT | 539309.1454 | 563977.6137 | 462350.321 | 391998.6644 | 504099.3101 | 504099.3101 | 504099.3101 | 504099.3101 | 504099.3101 | 504099.3101 | 504099.3101
| RXO | LV Strain, Term, Anch Replace | 0 | 0 | 2052904.2237 | 3307043.0317 | 4078972.0631 | 4078972.0631 | 4078972.0631 | 4078972.0631 | 4078972.0631 | 4078972.0631 | 4078972.0631
| RUP | CB-SERVICE PIT REPLACEMENT | 3089551.3504 | 2864878.543 | 1030336.9101 | 62002.8871 | 77790.471 | 62002.8871 | 62002.8871 | 62002.8871 | 62002.8871 | 62002.8871 | 62002.8871
| ROA | HV ABC REPLACEMENT | 6865228.6938 | 9731803.4068 | 3970768.6472 | 33420.2338 | 782392.5348 | 624302.2924 | 624302.2924 | 624302.2924 | 624302.2924 | 624302.2924 | 366847.704
| ROF | FARGO SLEEVE REPLACEMENT (3) | $2021 2015/16: 8421.0205; $2021 2016/17: 9446.1799; $2021 2017/18: 25828.4136; $2021 2018/19: 17053.2866
| ROH | OPEN WIRE REPLACEMENT | 403632.5694 | 243991.6143 | 420490.4133 | 354556.5418 | 680822.0511 | 351402.9899 | 351402.9899 | 351402.9899 | 351402.9899 | 351402.9899 | 381197.9998
| ROI | INSTALL / REPLACE HV FAULT INDICATORS | 10404.9171 | 38050.6361 | 56069.2118 | 26313.0419 | 84841.26 | 147193.3326 | 147193.3326 | 147193.3326 | 147193.3326 | 147193.3326 | 147193.3326
| RXF | FUSE UNIT REPL (SET OF 3) | 1376584.2472 | 1387331.8126 | 895481.975 | 1058961.1214 | 1666783.5772 | 2289743.033 | 2359971.5601 | 2429252.1983 | 2499837.6771 | 1869295.1786 | 1202561.5885
| PRA | COMMS | 1149390.0136 | 0 | 0 | 91217.2122 | 0 | 0 | 0 | 0 | 0 | 0 | 12509.256
| PDG | NEW MGS Switch installation | 0 | 0 | 175878.7018 | 345591.6297 | 345591.6297 | 345591.6297 | 345591.6297 | 345591.6297 | 345591.6297 | 345591.6297 | 345591.6297
| PDM | Minor animal proofing (Minor) HV/LV | 0 | 0 | 54975.9063 | 108024.5241 | 108024.5241 | 108024.5241 | 108024.5241 | 108024.5241 | 108024.5241 | 108024.5241 | 108024.5241
| PDP | POSSUM PROTECTION | 585656.9779 | 587468.214 | 586599.3815 | 586275.879 | 585217.9447 | 585217.9447 | 585217.9447 | 585217.9447 | 585217.9447 | 585217.9447 | 585217.9447
| PDQ | POSSUM PROTECTION SW, S/S, CHP | 2628.0874 | 2112.705 | 1604.9102 | 1116.7687 | 2004.8431 | 2004.8431 | 2004.8431 | 2004.8431 | 2004.8431 | 2004.8431 | 2004.8431
| PDS | BIRD/ANIMAL PROOFING ON NETWOR | 327336.2443 | 358957.8566 | 387934.6974 | 416210.2974 | 497465.3375 | 552096.5121 | 606727.6866 | 661358.8611 | 715990.0356 | 770621.2102 | 825252.3847
| GIC | SCADA - Operations | 0 | 0 | 0 | 0 | 0 | 0 | 0 | 0 | 0 | 0 | 0
| - | OTHER | 7394312.3782 | 242800.639 | 83545.2557 | 2213249.9287 | 0 | 0 | 0 | 0 | 0 | 0 | 0
|  | Totals | 98968554.0151 | 76346950.4158 | 61394432.6701 | 65005600.899 | 65051964.1392 | 71947067.8015 | 88099981.5945 | 105173802.3655 | 103573606.233 | 100820557.841 | 87147838.0011
|  | Check | 0 | 0 | 0 | 0 | 0 | 0 | 0 | 0 | 0 | 0 | 0
|  | Check | 0 | 0 | 0 | 0 | 0 | 0 | 0 | 0 | 0 | 0 | 0
Forecast Expenditure by RIN Category (Repex Table 2.2)
Source: Project List + Unitised Volumes
| ASSET GROUP | ASSET CATEGORY | 2015/16 | 2016/17 | 2017/18 | 2018/19 | 2019/20 | 2020/21 | 2021/22 | 2022/23 | 2023/24 | 2024/25 | 2025/26
| POLES BY: | Staking of a wooden pole | 1275345.9855 | 1068431.9321 | 1564194.9013 | 1656199.5129 | 1771146.2003 | 1889843.4705 | 2008540.7408 | 2127238.011 | 2245935.2812 | 2364632.5514 | 2483329.8216
| Highest Operating Voltage ; Material Type; Staking (If Wood) | ˂ = 1 kV; Wood | 3342421.9578 | 3212540.788 | 3359265.7147 | 3556854.8624 | 3753576.6478 | 4020448.947 | 5161315.3883 | 5451913.3092 | 5730170.171 | 5730772.1835 | 5997644.4827
|  | > 1 kV & < = 11 kV; Wood | 1433143.3196 | 1313552.6415 | 1133587.4362 | 1200264.0835 | 2224527.0539 | 2359969.734 | 3009236.5203 | 3158627.5736 | 3300763.2765 | 3279664.7563 | 3415107.4365
|  | ˃ 11 kV & < = 22 kV; Wood | 5703470.6307 | 4765626.529 | 2978341.7591 | 3153525.2842 | 3336790.5808 | 3539954.601 | 4512870.4431 | 4736930.302 | 4950121.0345 | 4918773.1416 | 5121937.1618
|  | > 22 kV & < = 66 kV; Wood | 960303.3152 | 700731.6315 | 717172.3367 | 759355.8026 | 819638.5927 | 872697.9949 | 1245740.8446 | 1307486.5822 | 1364714.0576 | 1320287.584 | 1373346.9862
|  | > 66 kV & < = 132 kV; Wood | 0 | 0 | 0 | 0 | 0 | 0 | 0 | 0 | 0 | 0 | 0
|  | > 132 kV; Wood | 0 | 0 | 0 | 0 | 0 | 0 | 0 | 0 | 0 | 0 | 0
|  | ˂ = 1 kV; Concrete | 0 | 0 | 0 | 0 | 0 | 0 | 0 | 0 | 0 | 0 | 0
|  | > 1 kV & < = 11 kV; Concrete | 0 | 0 | 0 | 0 | 0 | 0 | 0 | 0 | 0 | 0 | 0
|  | ˃ 11 kV & < = 22 kV; Concrete | 0 | 0 | 0 | 0 | 0 | 386894.8294 | 773789.6589 | 773789.6589 | 773789.6589 | 773789.6589 | 773789.6589
|  | > 22 kV & < = 66 kV; Concrete | 0 | 0 | 0 | 0 | 0 | 0 | 0 | 0 | 0 | 0 | 0
|  | > 66 kV & < = 132 kV; Concrete | 0 | 0 | 0 | 0 | 0 | 0 | 0 | 0 | 0 | 0 | 0
|  | > 132 kV; Concrete | 0 | 0 | 0 | 0 | 0 | 0 | 0 | 0 | 0 | 0 | 0
|  | ˂ = 1 kV; Steel | 0 | 0 | 0 | 0 | 0 | 0 | 0 | 0 | 0 | 0 | 0
|  | > 1 kV & < = 11 kV; Steel | 0 | 0 | 0 | 0 | 0 | 0 | 0 | 0 | 0 | 0 | 0
|  | ˃ 11 kV & < = 22 kV; Steel | 0 | 0 | 0 | 0 | 0 | 0 | 0 | 0 | 0 | 0 | 0
|  | > 22 kV & < = 66 kV; Steel | 0 | 0 | 0 | 0 | 0 | 0 | 0 | 0 | 0 | 0 | 0
|  | > 66 kV & < = 132 kV; Steel | 0 | 0 | 0 | 0 | 0 | 0 | 0 | 0 | 0 | 0 | 0
|  | > 132 kV; Steel | 0 | 0 | 0 | 0 | 0 | 0 | 0 | 0 | 0 | 0 | 0
|  | Other | 0 | 0 | 0 | 0 | 0 | 0 | 0 | 0 | 0 | 0 | 0
| POLE TOP STRUCTURES BY: | ˂ = 1 kV | 13453063.9954 | 7271866.0264 | 7090109.9881 | 7507144.2177 | 9155455.4509 | 9155455.4509 | 9066686.455 | 9066661.2387 | 9064826.6708 | 9091524.3604 | 9092093.1773
| Highest Operating Voltage | > 1 kV & < = 11 kV | 3292391.5178 | 1765563.4305 | 586778.3041 | 621292.1041 | 1294768.559 | 1294768.559 | 1232549.5592 | 1232531.8849 | 1231246.0195 | 1249958.6739 | 1250357.3629
|  | ˃ 11 kV & < = 22 kV | 11135495.0368 | 5725493.7895 | 2485151.28 | 2631325.7613 | 1942152.8385 | 2624114.0033 | 3205014.6868 | 3191070.6013 | 3175224.2237 | 3189375.6312 | 3176056.0905
|  | > 22 kV & < = 66 kV | 1149852.1269 | 837283.4939 | 327317.6901 | 346570.2378 | 434883.1042 | 434883.1042 | 430613.6204 | 430612.4076 | 430524.1711 | 431808.2383 | 431835.5965
|  | > 66 kV & < = 132 kV | 0 | 0 | 0 | 0 | 0 | 0 | 0 | 0 | 0 | 0 | 0
|  | > 132 kV | 0 | 0 | 0 | 0 | 0 | 0 | 0 | 0 | 0 | 0 | 0
|  | Other | 141689.2953 | 15247.0737 | 0 | 0 | 989450.7906 | 989450.7906 | 989450.7906 | 989450.7906 | 989450.7906 | 989450.7906 | 989450.7906
| OVERHEAD CONDUCTORS BY: | ˂ = 1 kV | 344408.78 | 221000.783 | 138317.3718 | 146453.0818 | 295768.5478 | 282866.343 | 282866.343 | 282866.343 | 282866.343 | 282866.343 | 282866.343
| Highest Operating Voltage; Number of Phases (At HV) | > 1 kV & < = 11 kV | 184533.5754 | 240282.4561 | 321169.6979 | 340060.6259 | 35929.3722 | 35929.3722 | 35929.3722 | 35929.3722 | 35929.3722 | 35929.3722 | 35929.3722
|  | ˃ 11 kV & < = 22 kV ; SWER | 21640.6745 | 12525.1751 | 6053.1021 | 6409.1404 | 0 | 0 | 0 | 0 | 0 | 0 | 0
|  | ˃ 11 kV & < = 22 kV ; Single-Phase | 5380.4346 | 43109.9226 | 39273.6931 | 41583.7383 | 197651.4367 | 0 | 0 | 0 | 0 | 0 | 0
|  | ˃ 11 kV & < = 22 kV ; Multiple-Phase | 6366573.6595 | 9805465.7706 | 5634212.2433 | 5965611.8077 | 1873070.5162 | 2411871.7625 | 2432720.5226 | 2432720.5226 | 2432720.5226 | 2432720.5226 | 2175265.9341
|  | > 22 kV & < = 66 kV | 18976.4072 | 99922.6219 | 92112.1692 | 97530.1286 | 0 | 0 | 0 | 0 | 0 | 0 | 0
|  | > 66 kV & < = 132 kV | 0 | 0 | 0 | 0 | 0 | 0 | 0 | 0 | 0 | 0 | 0
|  | > 132 kV | 0 | 0 | 0 | 0 | 0 | 0 | 0 | 0 | 0 | 0 | 0
|  | Other | 3022469.6158 | 1285189.8484 | 374384.0217 | 396404.9709 | 649230.5856 | 824579.4715 | 223166.2143 | 223166.2143 | 223166.2143 | 223166.2143 | 223166.2143
| UNDERGROUND CABLES BY: | ˂ = 1 kV | 1058272.366 | 623620.9987 | 446741.2131 | 473018.1507 | 229614.2584 | 229614.2584 | 229614.2584 | 229614.2584 | 229614.2584 | 229614.2584 | 229614.2584
| Highest operating voltage | > 1 kV & < = 11 kV | 1343278.6373 | 1809795.2864 | 1270787.2991 | 1345533.9254 | 1272097.1107 | 1612243.7476 | 1551747.2397 | 1593514.6743 | 1468923.3644 | 1493490.5219 | 1638403.0551
|  | > 11 kV & < = 22 kV | 1675731.8091 | 3316529.9104 | 4161891.5517 | 4406690.4673 | 970716.2486 | 656411.4046 | 586863.9309 | 625216.0049 | 682945.9204 | 758414.5542 | 853700.1632
|  | > 22 kV & < = 33 kV | 0 | 0 | 0 | 0 | 0 | 0 | 0 | 0 | 0 | 0 | 0
|  | > 33 kV & < = 66 kV | 0 | 36615.5879 | 35929.6581 | 38043.01 | 0 | 0 | 0 | 0 | 480042.7008 | 480042.7008 | 0
|  | > 66 kV & < = 132 kV | 0 | 0 | 0 | 0 | 0 | 0 | 0 | 0 | 0 | 0 | 0
|  | > 132 kV | 0 | 0 | 0 | 0 | 0 | 0 | 0 | 0 | 0 | 0 | 0
|  | Other | 5795629.853 | 3918316.6976 | 1773871.7797 | 1878209.4067 | 2540175.0803 | 2858244.4998 | 3176313.9192 | 3183415.9719 | 3190518.0246 | 3197620.0772 | 3204722.1299
| SERVICE LINES BY: | ˂ = 11 kV ; Residential ; Simple Type | 5783370.7835 | 3602666.7033 | 3632902.3359 | 3846586.5565 | 3036027.8751 | 3744195.6238 | 4435460.0466 | 4294055.9367 | 4153728.1044 | 3995718.7081 | 3853952.606
| Connection Voltage; Customer Type; Cconnection Complexity | ˂ = 11 kV ; Commercial & Industrial ; Simple Type | 754890.1076 | 376523.724 | 270866.9345 | 286799.0968 | 365786.491 | 365786.491 | 372290.3388 | 372293.2274 | 372425.788 | 370469.2976 | 370428.5727
|  | ˂ = 11 kV ; Residential ; Complex Type | 424106.354 | 434177.3716 | 268322.6935 | 284105.2058 | 219471.8946 | 219471.8946 | 223374.2033 | 223375.9364 | 223455.4728 | 222281.5786 | 222257.1436
|  | ˂ = 11 kV ; Commercial & Industrial ; Complex Type | 47952.009 | 42527.3371 | 56743.3653 | 60080.9617 | 36578.6491 | 36578.6491 | 37229.0339 | 37229.3227 | 37242.5788 | 37046.9298 | 37042.8573
|  | ˂ = 11 kV ; Subdivision ; Complex Type | 0 | 0 | 0 | 0 | 0 | 0 | 0 | 0 | 0 | 0 | 0
|  | Other | 50403.9972 | 33090.5941 | 0 | 0 | 0 | 0 | 0 | 0 | 0 | 0 | 0
| TRANSFORMERS BY: | Pole Mounted ; < = 22kV ; < = 60 kVA ; Single Phase | 156145.1577 | 111194.4056 | 81479.972 | 86272.5546 | 292238.4934 | 292238.4934 | 292238.4934 | 292238.4934 | 292238.4934 | 292238.4934 | 292238.4934
| Mounting type; Highest operating voltage; Ampere rating; Number of phases (at LV) | Pole Mounted ; < = 22kV ; > 60 kVA and < = 600 kVA ; Single Phase | 17835.5237 | 11870.6476 | 136.4447 | 144.4703 | 13955.0802 | 13955.0802 | 13955.0802 | 13955.0802 | 13955.0802 | 13955.0802 | 13955.0802
|  | Pole Mounted ; < = 22kV ; > 600 kVA ; Single Phase | 0 | 0 | 0 | 0 | 0 | 0 | 0 | 0 | 0 | 0 | 0
|  | Pole Mounted ; < = 22kV ; < = 60 kVA ; Multiple Phase | 71752.7628 | 35269.3647 | 24570.239 | 26015.4395 | 97412.8311 | 97412.8311 | 97412.8311 | 97412.8311 | 97412.8311 | 97412.8311 | 97412.8311
|  | Pole Mounted ; < = 22kV ; > 60 kVA and < = 600 kVA ; Multiple Phase | 902290.3921 | 1038163.5529 | 1015816.2173 | 1075565.6618 | 707738.4102 | 692311.7259 | 692311.7259 | 692311.7259 | 692311.7259 | 692311.7259 | 692311.7259
|  | Pole Mounted ; < = 22kV ; > 600 kVA ; Multiple Phase | 0 | 0 | 0 | 0 | 0 | 0 | 0 | 0 | 0 | 0 | 0
|  | Kiosk Mounted ; < = 22kV ; < = 60 kVA ; Single Phase | 0 | 0 | 0 | 0 | 0 | 0 | 0 | 0 | 0 | 0 | 0
|  | Kiosk Mounted ; < = 22kV ; > 60 kVA and < = 600 kVA ; Single Phase | 0 | 0 | 0 | 0 | 0 | 0 | 0 | 0 | 0 | 0 | 0
|  | Kiosk Mounted ; < = 22kV ; > 600 kVA ; Single Phase | 0 | 0 | 0 | 0 | 0 | 0 | 0 | 0 | 0 | 0 | 0
|  | Kiosk Mounted ; < = 22kV ; < = 60 kVA ; Multiple Phase | 0 | 7677.1117 | 7533.2943 | 7976.3962 | 0 | 0 | 0 | 0 | 0 | 0 | 0
|  | Kiosk Mounted ; < = 22kV ; > 60 kVA and < = 600 kVA ; Multiple Phase | 825985.862 | 1146682.7111 | 1374976.2582 | 1455851.1904 | 1316532.7836 | 1328798.9875 | 1311697.2648 | 1311480.3163 | 1288765.1565 | 1306559.8036 | 1356075.1634
|  | Kiosk Mounted ; < = 22kV ; > 600 kVA ; Multiple Phase | 70508.971 | 128931.4316 | 239331.0299 | 253408.2772 | 99525.7771 | 99525.7771 | 99525.7771 | 99525.7771 | 99525.7771 | 99525.7771 | 99525.7771
|  | Ground Outdoor / Indoor Chamber Mounted; ˂ 22 kV ; < = 60 kVA ; Single Phase | 0 | 0 | 0 | 0 | 0 | 0 | 0 | 0 | 0 | 0 | 0
|  | Ground Outdoor / Indoor Chamber Mounted; ˂ 22 kV ; > 60 kVA and < = 600 kVA ; Single Phase | 0 | 0 | 0 | 0 | 0 | 0 | 0 | 0 | 0 | 0 | 0
|  | Ground Outdoor / Indoor Chamber Mounted; ˂ 22 kV ; > 600 kVA ; Single Phase | 0 | 0 | 0 | 0 | 0 | 0 | 0 | 0 | 0 | 0 | 0
|  | Ground Outdoor / Indoor Chamber Mounted; ˂ 22 kV ; < = 60 kVA ; Multiple Phase | 0 | 0 | 0 | 0 | 0 | 0 | 0 | 0 | 0 | 0 | 0
|  | Ground Outdoor / Indoor Chamber Mounted; ˂ 22 kV ; > 60 kVA and < = 600 kVA ; Multiple Phase | 131554.0434 | 74410.2334 | 13270.423 | 14050.978 | 360152.0014 | 345504.2702 | 345504.2702 | 345504.2702 | 345504.2702 | 345504.2702 | 345504.2702
|  | Ground Outdoor / Indoor Chamber Mounted; ˂ 22 kV ; > 600 kVA ; Multiple Phase | 190197.9681 | 173623.878 | 0 | 0 | 175403.2893 | 180505.0772 | 137016.6694 | 137016.6694 | 137016.6694 | 137016.6694 | 137016.6694
|  | Ground Outdoor / Indoor Chamber Mounted; > = 22 kV & < = 33 kV ; < = 15 MVA | 428085.2465 | 52445.8322 | 164734.8438 | 174424.407 | 336143.1735 | 274033.3388 | 274033.3388 | 274033.3388 | 274033.3388 | 274033.3388 | 274033.3388
|  | Ground Outdoor / Indoor Chamber Mounted; > = 22 kV & < = 33 kV ; > 15 MVA and < = 40 MVA | 0 | 0 | 0 | 0 | 0 | 0 | 0 | 0 | 0 | 0 | 0
|  | Ground Outdoor / Indoor Chamber Mounted; > = 22 kV & < = 33 kV ; > 40 MVA | 0 | 0 | 0 | 0 | 0 | 0 | 0 | 0 | 0 | 0 | 0
|  | Ground Outdoor / Indoor Chamber Mounted; > 33 kV & < = 66 kV ; < = 15 MVA | 0 | 0 | 0 | 0 | 0 | 0 | 0 | 0 | 0 | 0 | 0
|  | Ground Outdoor / Indoor Chamber Mounted; > 33 kV & < = 66 kV ; > 15 MVA and < = 40 MVA | 1310562.7191 | 2876041.4124 | 1763527.6751 | 1867256.8706 | 2107500.3981 | 3414142.9467 | 3653543.281 | 4522036.0799 | 5262618.1031 | 5190809.1291 | 4583939.6179
|  | Ground Outdoor / Indoor Chamber Mounted; > 33 kV & < = 66 kV ; > 40 MVA | 0 | 0 | 0 | 0 | 0 | 0 | 0 | 0 | 0 | 0 | 0
|  | Ground Outdoor / Indoor Chamber Mounted; > 66 kV & < = 132 kV ; < = 100 MVA | 0 | 0 | 0 | 0 | 0 | 0 | 0 | 0 | 0 | 0 | 0
|  | Ground Outdoor / Indoor Chamber Mounted; > 66 kV & < = 132 kV ; > 100 MVA | 0 | 0 | 0 | 0 | 0 | 0 | 0 | 0 | 0 | 0 | 0
|  | Ground Outdoor / Indoor Chamber Mounted; > 132 kV ; < = 100 MVA | 0 | 0 | 0 | 0 | 0 | 0 | 0 | 0 | 0 | 0 | 0
|  | Ground Outdoor / Indoor Chamber Mounted; > 132 kV ; > 100 MVA | 0 | 0 | 0 | 0 | 0 | 0 | 0 | 0 | 0 | 0 | 0
|  | Other | 587937.9286 | 1005048.1079 | 1112219.9413 | 1177639.7708 | 1965320.7508 | 1564702.8557 | 1569141.9869 | 1435890.9549 | 1242153.7712 | 1048416.5876 | 1063167.0047
| SWITCHGEAR BY: | ˂ = 11 kV ; FUSE | 124521.125 | 1457052.9113 | 2511936.7266 | 2659686.705 | 2205049.0112 | 2828008.467 | 2898236.9941 | 2967517.6323 | 3038103.1111 | 2407560.6126 | 1740827.0225
| Highest operating voltage; Switch function | ˂ = 11 kV ; Switch | 3810783.9548 | 2521883.8362 | 1640143.0131 | 1736614.828 | 4899888.717 | 5056495.4356 | 5213102.1542 | 5369708.8729 | 5526315.5915 | 5682922.3101 | 5839529.0287
|  | ˂ = 11 kV ; Circuit Breaker | 907708.9327 | 889765.3166 | 258379.923 | 273577.61 | 1596695.3736 | 2031993.1696 | 1866112.5911 | 1863509.2085 | 1590927.2904 | 1804463.0556 | 2398647.3733
|  | > 11 kV & < = 22 kV ; Switch | 3903165.7754 | 3123883.3651 | 2142419.813 | 2268435.1214 | 1365934.8443 | 1418137.0839 | 1470339.3234 | 1522541.5629 | 1574743.8025 | 1626946.042 | 1679148.2816
|  | > 11 kV & < = 22 kV ; Circuit Breaker | 164815.5024 | 357391.7007 | 366701.4284 | 388270.4941 | 1127713.4086 | 652263.3424 | 40937.7736 | 598947.0652 | 1242944.7786 | 684935.487 | 0
|  | > 22 kV & < = 33 kV ; Switch | 0 | 0 | 0 | 0 | 0 | 0 | 0 | 0 | 0 | 0 | 0
|  | > 22 kV & < = 33 kV ; Circuit Breaker | 0 | 0 | 0 | 0 | 0 | 0 | 0 | 0 | 0 | 0 | 0
|  | > 33 kV & < = 66 kV ; Switch | 129126.0936 | 219597.7489 | 831637.0152 | 880553.196 | 500351.9407 | 746843.7696 | 799212.5927 | 989195.3925 | 1151197.7101 | 1135489.497 | 1002736.7914
|  | > 33 kV & < = 66 kV ; Circuit Breaker | 67273.7465 | 148868.1378 | 81653.1868 | 86455.9576 | 0 | 83395.0403 | 166790.0806 | 166790.0806 | 166790.0806 | 166790.0806 | 83395.0403
|  | > 66 kV & < = 132 kV ; Switch | 0 | 0 | 0 | 0 | 0 | 0 | 0 | 0 | 0 | 0 | 0
|  | > 66 kV & < = 132 kV ; Circuit Breaker | 0 | 0 | 0 | 0 | 0 | 0 | 0 | 0 | 0 | 0 | 0
|  | > 132 kV ; Switch | 0 | 0 | 0 | 0 | 0 | 0 | 0 | 0 | 0 | 0 | 0
|  | > 132 kV ; Circuit Breaker | 0 | 0 | 0 | 0 | 0 | 0 | 0 | 0 | 0 | 0 | 0
|  | ˂ = 1 KV ; CIRCUIT BREAKER | 2015/16: 0; 2016/17: 0; 2017/18: 0; 2018/19: 0
|  | > 1 kV & ˂ = 11 KV ; ISOLATORS, EARTHING SWITCH | 2015/16: 0; 2016/17: 0; 2017/18: 0; 2018/19: 0
|  | > 11 KV & < = 22 KV ; ISOLATORS, EARTHING SWITCH | 2015/16: 0; 2016/17: 0; 2017/18: 0; 2018/19: 0
|  | > 33kV & <=66kV ; ISOLATORS, EARTHING SWITCH | 2015/16: 0; 2016/17: 0; 2017/18: 0; 2018/19: 0
|  | HV FUSES AND SURGE DIVERTERS | 2015/16: 0; 2016/17: 0; 2017/18: 0; 2018/19: 0
|  | Other | 578203.4929 | 365064.6746 | 347046.5205 | 367459.5012 | 722846.2293 | 748406.2944 | 781184.9991 | 813963.7038 | 846742.4085 | 879521.1132 | 912299.818
| SCADA, NETWORK CONTROL AND PROTECTION SYSTEMS BY: | Field Devices | 3903219.6966 | 4797774.4331 | 4836918.7233 | 5121422.1621 | 3999613.4979 | 4232645.1768 | 5538866.5154 | 5500002.9681 | 5573835.4621 | 5223099.4195 | 5156529.7427
|  | Local Network Wiring Assets | 783262.8485 | 914635.8967 | 540094.7559 | 571862.6693 | 519482.3877 | 864222.1043 | 936109.2858 | 1053904.822 | 917345.4017 | 825610.8991 | 639014.4547
| Function | Communications Network Assets | 11460.943 | 117032.1394 | 380035.7144 | 402389.0914 | 576003.377 | 889808.4272 | 1237527.5035 | 4589672.8551 | 771404.1229 | 3456702.6514 | 203627.2336
|  | Master Station Assets | 0 | 0 | 0 | 0 | 0 | 0 | 0 | 0 | 0 | 0 | 0
|  | Communications Site Infrastructure | 35629.2037 | 155732.8151 | 118362.2121 | 125324.1766 | 0 | 0 | 0 | 0 | 0 | 0 | 0
|  | Communications Linear Assets | 0 | 475367.4446 | 466462.2561 | 493899.1686 | 117875.5967 | 24407.9648 | 67866.9857 | 50900.2392 | 18363.0484 | 91662.8504 | 127931.7626
|  | AFLC | 0 | 0 | 0 | 0 | 0 | 0 | 0 | 0 | 0 | 0 | 0
|  | Other | 463053.9796 | 293239.8936 | 17387.0058 | 18409.6946 | 43122.2693 | 0 | 0 | 0 | 0 | 0 | 0
| OTHER BY: | Zone Substaion Miscellaneous | 2015/16: 0; 2016/17: 0; 2017/18: 0; 2018/19: 0
| DNSP defined | Buildings | 825819.2521 | 586479.8921 | 1138073.0338 | 1205013.5201 | 919740.7766 | 1212576.6372 | 944789.4137 | 974915.872 | 974915.872 | 948437.9467 | 762467.0068
|  | Civil | 145985.1791 | 115942.1214 | 483357.6716 | 511788.3581 | 764302.442 | 987566.6427 | 732009.4758 | 938860.2541 | 1157860.9229 | 938163.1226 | 579391.5653
|  | Capacitor Banks - Large | 93435.8064 | 65324.2194 | 0 | 0 | 91139.1278 | 120257.3855 | 120257.3855 | 264465.2046 | 408673.0238 | 264465.2046 | 120257.3855
|  | Fences | 143459.5996 | 133732.0293 | 211768.9486 | 224225.0177 | 207032.7638 | 234548.53 | 0 | 0 | 0 | 0 | 0
|  | CTs and VTs | 46972.4021 | 112297.1456 | 226949.7828 | 240298.7757 | 183139.0013 | 142993.2763 | 20424.9601 | 139998.3798 | 277997.8898 | 158424.4701 | 11652.5801
|  | NER's | 77450.1202 | 68843.9158 | 31201.918 | 33037.1882 | 0 | 0 | 0 | 0 | 0 | 0 | 0
|  | Other | 9275553.5413 | 187983.9645 | 200808.1418 | 212619.5057 | 295602.5008 | 523092.6669 | 11556448.7104 | 22147792.5698 | 21519566.4794 | 17928160.723 | 9702905.7266
|  | Totals | 98968554.0151 | 76346950.4158 | 61394432.6701 | 65005600.899 | 65051964.1392 | 71947067.8015 | 88099981.5945 | 105173802.3655 | 103573606.233 | 100820557.841 | 87147838.0011
End of Sheet

## Direct Capex
UE MOD 1.27 Plant Stations and Lines Replacement Capex | [8 empty] | Menu
Direct Capex | [7 empty] | Sheet Check | OK
Direct Capex by Function Code
|  |  | 2019/20 | 2020/21 | 2021/22 | 2022/23 | 2023/24 | 2024/25 | 2025/26
| Material Code | Description | $'000 2021 | $'000 2021 | $'000 2021 | $'000 2021 | $'000 2021 | $'000 2021 | $'000 2021
|  |  | Forecast | Forecast | Forecast | Forecast | Forecast | Forecast | Forecast
| CBA | Business Supply Projects (>10kVA) | 0 | 0 | 0 | 0 | 0 | 0 | 0
| CBE | BUS SUP PROJ>10KVA-LV EXTENS'N | 0 | 0 | 0 | 0 | 0 | 0 | 0
| CBG | BUS SUP PROJ>10KVA-GROUND SUBS | 0 | 0 | 0 | 0 | 0 | 0 | 0
| CBH | BUS SUP PROJ>10KVA-HVCUSTOMERS | 0 | 0 | 0 | 0 | 0 | 0 | 0
| CBI | BUS SUP PROJ>10KVA-INDOOR SUBS | 0 | 0 | 0 | 0 | 0 | 0 | 0
| CBK | BUS SUP PROJ>10KVA-KIOSK SUBST | 0 | 0 | 0 | 0 | 0 | 0 | 0
| CBL | BUS SUP PROJ>10KVA-LINEOFMAINS | 0 | 0 | 0 | 0 | 0 | 0 | 0
| CBP | BUS SUP PROJ>10KVA-POLE SUBST. | 0 | 0 | 0 | 0 | 0 | 0 | 0
| CDA | DUAL & MULTIPLE OCCPY SUPPLIES | 0 | 0 | 0 | 0 | 0 | 0 | 0
| CDP | PIT AT BASE OF REPL P/L POLE | 0 | 0 | 0 | 0 | 0 | 0 | 0
| CDX | LV U/G PER METRE RATE | 0 | 0 | 0 | 0 | 0 | 0 | 0
| CHA | Medium Density Housing | 0 | 0 | 0 | 0 | 0 | 0 | 0
| CHH | MEDDENSHOUSING- HV EXTENSION | 0 | 0 | 0 | 0 | 0 | 0 | 0
| CHL | MEDDENSHOUSING-LV EXT. ONLY | 0 | 0 | 0 | 0 | 0 | 0 | 0
| CLA | New Public Light | 0 | 0 | 0 | 0 | 0 | 0 | 0
| CLJ | PB.LIGHT CAPPROJ-MAJOR SCHEME | 0 | 0 | 0 | 0 | 0 | 0 | 0
| CLN | PB.LIGHT CAPPROJ-MINOR SCHEME | 0 | 0 | 0 | 0 | 0 | 0 | 0
| CMU | NEW U/G SERVICE CONNECTION | 0 | 0 | 0 | 0 | 0 | 0 | 0
| CMZ | NEW OVERHEAD SERVICE | 0 | 0 | 0 | 0 | 0 | 0 | 0
| CNG | NEW SUSTAINABLE LIGHT - MINOR RD | 0 | 0 | 0 | 0 | 0 | 0 | 0
| CNJ | NEW SINGLE LIGHT - MAJOR ROADS | 0 | 0 | 0 | 0 | 0 | 0 | 0
| CNM | NEW SINGLE LIGHT - MINOR ROAD | 0 | 0 | 0 | 0 | 0 | 0 | 0
| CNW | NEW WATCHMAN LIGHTS | 0 | 0 | 0 | 0 | 0 | 0 | 0
| CRA | SPECIAL CAPITAL / R'CVBLE WRKS | 0 | 0 | 0 | 0 | 0 | 0 | 0
| CRE | CAP/RECWORKS-SUBT ASSET RELOC. | 0 | 0 | 0 | 0 | 0 | 0 | 0
| CRP | CAP/RECWORKS-INLINE POLE/STAYS | 0 | 0 | 0 | 0 | 0 | 0 | 0
| CRS | CAP/RECWORKS-SUB MODIFICATION | 0 | 0 | 0 | 0 | 0 | 0 | 0
| CRU | CAP/RECWORKS-UNDERGD OF ASSETS | 0 | 0 | 0 | 0 | 0 | 0 | 0
| CRV | CAP/RECWORKS-MAJVICROADS RELOC | 0 | 0 | 0 | 0 | 0 | 0 | 0
| CSA | Low Density/Small Business Supply (<10kvA) | 0 | 0 | 0 | 0 | 0 | 0 | 0
| CSO | LD/SMAL.BUS DEV<10KVA-O/H EXT. | 0 | 0 | 0 | 0 | 0 | 0 | 0
| CSU | LD/SMAL.BUS DEV<10KVA-U/G EXT. | 0 | 0 | 0 | 0 | 0 | 0 | 0
| DLA | HV LINE CAPACITORS | 0 | 0 | 0 | 0 | 0 | 0 | 0
| DOA | SUBTRANS O/HEAD LINE AUGMENTAT | 0 | 0 | 0 | 0 | 0 | 0 | 0
| DSA | DIST.SYST.AUGMENT (RE-ACTIVE) | 0 | 0 | 0 | 0 | 0 | 0 | 0
| DSJ | POLE TX UPGRADE 200-500KVA | 0 | 0 | 0 | 0 | 0 | 0 | 0
| DSM | POLE TX UPGRADE < 200KVA | 0 | 0 | 0 | 0 | 0 | 0 | 0
| DSS | DIST.SYST.AUG (PRO-ACTIVE TLM) | 0 | 0 | 0 | 0 | 0 | 0 | 0
| DZA | ZONE SUBSTATION AUGMENTATION | 0 | 0 | 0 | 0 | 0 | 0 | 0
| GEA | GENERAL EQUIPMENT | 0 | 0 | 0 | 0 | 0 | 0 | 0
| GPA | PROPERTY PROJECTS | 0 | 0 | 0 | 0 | 0 | 0 | 0
| GPC | PROPERTY ACCOMMODATION | 0 | 0 | 0 | 0 | 0 | 0 | 0
| GTA | NON NETWORK TRUCKS | 0 | 0 | 0 | 0 | 0 | 0 | 0
| GVA | VEHICLES | 0 | 0 | 0 | 0 | 0 | 0 | 0
| JGA | AMI Meter Ext Anten | 0 | 0 | 0 | 0 | 0 | 0 | 0
| JHA | AMI Access Point / Relay Install | 0 | 0 | 0 | 0 | 0 | 0 | 0
| JM1 | INSTALL MTR-1PH,2W | 0 | 0 | 0 | 0 | 0 | 0 | 0
| JM2 | INSTALL MTR-1PH,2W,31.5A LC | 0 | 0 | 0 | 0 | 0 | 0 | 0
| JM3 | INSTALL MTR-3PH,4W NO LC | 0 | 0 | 0 | 0 | 0 | 0 | 0
| JM4 | INSTALL MTR-3PH,4W,31.5A LC | 0 | 0 | 0 | 0 | 0 | 0 | 0
| JM5 | INSTALL MTR-3P4W,31.5&2A LC | 0 | 0 | 0 | 0 | 0 | 0 | 0
| JM6 | INSTALL MTR-3PH,4W LVT CNCT | 0 | 0 | 0 | 0 | 0 | 0 | 0
| JM8 | INSTALL METER 1PH, 2 WIRE, 2EL | 0 | 0 | 0 | 0 | 0 | 0 | 0
| JP2 | REPL MTR(PLAN)-1P,2W,31.5A LC | 0 | 0 | 0 | 0 | 0 | 0 | 0
| JP3 | REPLACE MTR(PLAN)-3P,4W NO LC | 0 | 0 | 0 | 0 | 0 | 0 | 0
| JP4 | REPL MTR(PLAN)-3P,4W,31.5A LC | 0 | 0 | 0 | 0 | 0 | 0 | 0
| JT2 | VT Replmnt (Emrgncy) | 0 | 0 | 0 | 0 | 0 | 0 | 0
| OTP | OPERATIONAL TECHNOLOGY | 0 | 0 | 0 | 0 | 0 | 0 | 0
| PDA | DIST.SYST.PERF-ACR | 0 | 0 | 0 | 0 | 0 | 0 | 0
| PDB | AMPACT SWITCH LUGS + CONNECTOR | 0 | 0 | 0 | 0 | 0 | 0 | 0
| PDD | DISTRIBUTION SYST. PERFORMANCE | 0 | 0 | 0 | 0 | 0 | 0 | 0
| PDH | HV SPREADERS | 0 | 0 | 0 | 0 | 0 | 0 | 0
| PDL | LV LINE CLASHING MITIGATION | 0 | 0 | 0 | 0 | 0 | 0 | 0
| PDM | Animal Proofing | 108.0245 | 108.0245 | 108.0245 | 108.0245 | 108.0245 | 108.0245 | 108.0245
| PDN | NEW SERVICE POLES TO MEET REGS | 22.8691 | 22.8691 | 22.8691 | 22.8691 | 22.8691 | 22.8691 | 22.8691
| PDP | POSSUM PROTECTION | 585.2179 | 585.2179 | 585.2179 | 585.2179 | 585.2179 | 585.2179 | 585.2179
| PDQ | POSSUM PROTECTION SW, S/S, CHP | 2.0048 | 2.0048 | 2.0048 | 2.0048 | 2.0048 | 2.0048 | 2.0048
| PDR | DIST.SYST.PERF-REMOTE.CONT.SW | 0 | 0 | 0 | 0 | 0 | 0 | 0
| PDS | BIRD/ANIMAL PROOFING ON NETWOR | 497.4653 | 552.0965 | 606.7277 | 661.3589 | 715.99 | 770.6212 | 825.2524
| PDV | FIT DAMPERS &/OR ARMOUR RODS | 0 | 0 | 0 | 0 | 0 | 0 | 0
| PEA | ENVIRONMENTAL MANAGEMENT | 398.8523 | 798.3643 | 11535.7017 | 22127.0455 | 21498.8195 | 17907.4137 | 9652.3637
| PEN | Environmental | 80.1676 | 80.1676 | 80.1676 | 80.1676 | 80.1676 | 80.1676 | 80.1676
| PFA | NETWORK FIRE MIT. CAPITAL | 0 | 0 | 0 | 0 | 0 | 0 | 0
| PQA | QUALITY OF SUPPLY | 0 | 0 | 0 | 0 | 0 | 0 | 0
| PZA | SUBTRANS SYSTEM PERFORMANCE | 0 | 0 | 0 | 0 | 0 | 0 | 0
| RCA | SUBTRANS/COMM/PROTEC SYST REPL | 4627.6287 | 5224.6082 | 6977.3308 | 10269.5266 | 6274.5645 | 8582.9958 | 5136.3396
| RHA | TXS, IN-SERVICE FAIL 200 - 500KVA | 697.754 | 697.754 | 697.754 | 697.754 | 697.754 | 697.754 | 697.754
| RHB | TXS, IN-SERVICE FAIL <200KVA | 389.6513 | 389.6513 | 389.6513 | 389.6513 | 389.6513 | 389.6513 | 389.6513
| RHC | Dist 2nd Equip Comp Replace | 0 | 0 | 0 | 0 | 0 | 0 | 0
| RHD | TRANSFORMER FAILURE GRD/IND SUB | 548.0667 | 548.0667 | 548.0667 | 548.0667 | 548.0667 | 548.0667 | 548.0667
| RHE | INDOOR/KIOSK SW, RMU AGE FAULT | 1684.6798 | 1684.6798 | 1684.6798 | 1684.6798 | 1684.6798 | 1684.6798 | 1684.6798
| RHF | LV SWITCHGEAR REPLACEMENT | 370.1317 | 370.1317 | 370.1317 | 370.1317 | 370.1317 | 370.1317 | 370.1317
| RHG | GAS SWITCHES (AGE REPLACEMENT) | 2368.0418 | 2576.8508 | 2785.6598 | 2994.4687 | 3203.2777 | 3412.0866 | 3620.8956
| RHH | HV ISOLATORS (SET OF 3) | 120.666 | 120.666 | 120.666 | 120.666 | 120.666 | 120.666 | 120.666
| RHJ | HV ISOLATOR (SINGLE) | 0 | 0 | 0 | 0 | 0 | 0 | 0
| RHK | KIOSK IN SERV FAIL 300KVA-2MVA | 1244.0722 | 1244.0722 | 1244.0722 | 1244.0722 | 1244.0722 | 1244.0722 | 1244.0722
| RHL | LV ISOLATORS (SET OF 3) | 1265.9917 | 1265.9917 | 1265.9917 | 1265.9917 | 1265.9917 | 1265.9917 | 1265.9917
| RHM | KIOSK REFURB 100KVA-2MVA NO SW | 5.9662 | 5.9662 | 5.9662 | 5.9662 | 5.9662 | 5.9662 | 5.9662
| RHN | KIOSK REFURB 100KVA-2MVA SWITC | 0 | 0 | 0 | 0 | 0 | 0 | 0
| RHO | LV ISOLATOR (SINGLE) | 0.2887 | 0.2887 | 0.2887 | 0.2887 | 0.2887 | 0.2887 | 0.2887
| RHP | NETWK HV REPLACEMENT-PROJECT | 38.3866 | 43.4884 | 0 | 0 | 0 | 0 | 0
| RHQ | Replace Dist. Line Capacitor Controller | 133.7505 | 133.7505 | 133.7505 | 133.7505 | 133.7505 | 133.7505 | 133.7505
| RHR | Replace Dist. Line Capacitor Can | 68.1355 | 68.1355 | 68.1355 | 68.1355 | 68.1355 | 68.1355 | 68.1355
| RHT | Acr Replacements | 110.9933 | 110.9933 | 110.9933 | 110.9933 | 110.9933 | 110.9933 | 110.9933
| RHU | FUSE/JUNCTION BOX REPLACEMENT | 464.2391 | 464.2391 | 464.2391 | 464.2391 | 464.2391 | 464.2391 | 464.2391
| RHV | Replace Dist. Line Capacitor Switch | 73.4652 | 73.4652 | 73.4652 | 73.4652 | 73.4652 | 73.4652 | 73.4652
| RHW | Transformers - DSS | 14.188 | 14.188 | 14.188 | 14.188 | 14.188 | 14.188 | 14.188
| RLG | SUSTAINABLE LANTERN REPLACEMENT | 0 | 0 | 0 | 0 | 0 | 0 | 0
| RLJ | SINGLE MAIN ROADS P/L REPLACEM | 0 | 0 | 0 | 0 | 0 | 0 | 0
| RLM | SINGLE MINOR ROADS P/L REPLACE | 0 | 0 | 0 | 0 | 0 | 0 | 0
| RMF | PREMISE FAULTS SERVICE REPLACE | 1369.5847 | 1369.5847 | 1369.5847 | 1369.5847 | 1369.5847 | 1369.5847 | 1369.5847
| RMJ | REPLACE SERVICE (ALTER TERMINA | 0 | 0 | 0 | 0 | 0 | 0 | 0
| RMK | REPLACE SERVICE (& CUSTOMER MA | 0 | 0 | 0 | 0 | 0 | 0 | 0
| RML | INSTALL DISCONNECT DEVICE | 0 | 0 | 0 | 0 | 0 | 0 | 0
| RMP | SERVICE REPLACEMENT (PLANNED) | 2256.2015 | 2964.3692 | 3666.6902 | 3525.291 | 3385.1885 | 3223.8531 | 3082.0177
| RMU | O/H SERVICES REPLACED WITH U/G | 32.0787 | 32.0787 | 32.0787 | 32.0787 | 32.0787 | 32.0787 | 32.0787
| ROA | HV ABC REPLACEMENT | 782.3925 | 624.3023 | 624.3023 | 624.3023 | 624.3023 | 624.3023 | 366.8477
| ROF | FARGO SLEEVE REPLACEMENT (3) | 0 | 0 | 0 | 0 | 0 | 0 | 0
| ROH | OPEN WIRE REPLACEMENT | 680.8221 | 351.403 | 351.403 | 351.403 | 351.403 | 351.403 | 381.198
| ROI | INSTALL / REPLACE HV FAULT INDICATORS | 84.8413 | 147.1933 | 147.1933 | 147.1933 | 147.1933 | 147.1933 | 147.1933
| ROJ | LV Open Wire Replacement (route metre) | 135.8332 | 122.931 | 122.931 | 122.931 | 122.931 | 122.931 | 122.931
| ROL | O/H LINE REPL-LV ABC | 1362.5009 | 2304.1569 | 1723.5924 | 1723.5924 | 1723.5924 | 1723.5924 | 1723.5924
| ROM | Overhead Conductors | 5.2605 | 5.2605 | 5.2605 | 5.2605 | 5.2605 | 5.2605 | 5.2605
| RPA | POLE REPLACE P/L - MAIN ROADS | 0 | 0 | 0 | 0 | 0 | 0 | 0
| RPB | POLE REPLACE P/L - MINOR ROADS | 0 | 0 | 0 | 0 | 0 | 0 | 0
| RPH | POLE REPLACEMENT- HIGH VOLTAGE | 5561.3176 | 6286.8192 | 9489.8742 | 9895.7371 | 10266.6162 | 9850.4136 | 10189.0203
| RPL | POLE REPLACEMENT- LOW VOLTAGE | 3730.7076 | 3997.5799 | 4264.4522 | 4531.3245 | 4798.1968 | 5065.0691 | 5331.9414
| RPS | POLE REPLACEMENT- SUBT | 819.6386 | 872.698 | 925.7574 | 978.8168 | 1031.8762 | 1084.9356 | 1137.995
| RRA | POLE REINFORCEMENT ASSESSMENT | 0 | 0 | 0 | 0 | 0 | 0 | 0
| RRH | POLE REINFORCEMENT- HV | 685.8943 | 727.6557 | 769.4171 | 811.1785 | 852.9399 | 894.7013 | 936.4627
| RRL | POLE REINFORCEMENT- LV | 982.8083 | 1053.1124 | 1123.4166 | 1193.7208 | 1264.025 | 1334.3291 | 1404.6333
| RRP | POLE REINFORCEMENT - PL | 20.747 | 20.747 | 20.747 | 20.747 | 20.747 | 20.747 | 20.747
| RRR | ALTER ASSETS TO ALLOW POLE REINFORCEMENT | 0 | 0 | 0 | 0 | 0 | 0 | 0
| RRS | POLE REINFORCEMENT- ST | 102.4436 | 109.0753 | 115.707 | 122.3387 | 128.9704 | 135.6021 | 142.2338
| RSA | SUBTRANS INSTALL REPLACEMENT | 10494.6846 | 12259.5651 | 11182.065 | 13350.5209 | 14909.0941 | 13884.1858 | 12388.583
| RSB | Transformers - ZSS | 236.7706 | 296.2184 | 296.2184 | 296.2184 | 296.2184 | 296.2184 | 296.2184
| RSD | Replace UE Owned Substation Door | 232.3091 | 232.3091 | 232.3091 | 232.3091 | 232.3091 | 232.3091 | 232.3091
| RSF | Replace substation Fencing | 0 | 0 | 0 | 0 | 0 | 0 | 0
| RSK | Zone Substation HV insulator replacement 66kV | 0 | 0 | 0 | 0 | 0 | 0 | 0
| RSM | Zone Substation HV insulator replacement 11kV and 22kV | 11.6526 | 11.6526 | 11.6526 | 11.6526 | 11.6526 | 11.6526 | 11.6526
| RSS | Surge Diverter Replacement 66kV (set) | 29.4416 | 340.4089 | 651.3763 | 651.3763 | 651.3763 | 651.3763 | 651.3763
| RUA | DIST. U/G CABLE REPLACEMENT | 1083.1658 | 912.9126 | 863.0352 | 863.0352 | 863.0352 | 863.0352 | 863.0352
| RUC | UNDERGROUND CABLE REPLACEMENT | 229.6143 | 229.6143 | 229.6143 | 229.6143 | 229.6143 | 229.6143 | 229.6143
| RUD | PILLAR TO PIT | 138.5862 | 138.5862 | 138.5862 | 138.5862 | 138.5862 | 138.5862 | 138.5862
| RUE | PILLAR TO PIT CUST SERVICE ALT | 171.4205 | 171.4205 | 171.4205 | 171.4205 | 171.4205 | 171.4205 | 171.4205
| RUF | PILLAR TO UEL STD PILLAR REPLA | 218.1466 | 218.1466 | 218.1466 | 218.1466 | 218.1466 | 218.1466 | 218.1466
| RUG | DIST. U/G CABLE REPL-NON CABUS | 0 | 0 | 0 | 0 | 0 | 0 | 0
| RUH | DIST. U/G CABLE REPL-HV | 0 | 0 | 0 | 0 | 0 | 0 | 0
| RUL | DIST. U/G CABLE REPL-LV | 0 | 0 | 0 | 0 | 0 | 0 | 0
| RUP | REPLACE POLE TO PIT | 77.7905 | 62.0029 | 62.0029 | 62.0029 | 62.0029 | 62.0029 | 62.0029
| RUS | DIST. U/G CABLE REPL-SUBT | 0 | 0 | 0 | 0 | 480.0427 | 480.0427 | 0
| RXD | SURGE DIVERTER REPL (SET OF 3) | 1765.5247 | 1765.5247 | 1765.5247 | 1765.5247 | 1765.5247 | 1765.5247 | 1765.5247
| RXF | FUSE UNIT REPL (SET OF 3) | 1666.7836 | 2289.743 | 2359.9716 | 2429.2522 | 2499.8377 | 1869.2952 | 1202.5616
| RXG | SUB T INSULATOR REPL(SET OF 3) | 49.5697 | 49.5697 | 49.5697 | 49.5697 | 49.5697 | 49.5697 | 49.5697
| RXH | HV XARMS REPLACEMENT | 2222.1963 | 2904.1575 | 3578.3867 | 3564.4691 | 3550.5515 | 3536.6339 | 3522.7164
| RXI | HV INSULATOR REPL (SET OF 3) | 457.4908 | 457.4908 | 457.4908 | 457.4908 | 457.4908 | 457.4908 | 457.4908
| RXJ | FUSE UNIT REPL (SINGLE) | 0 | 0 | 0 | 0 | 0 | 0 | 0
| RXK | SUB T INSULATOR REPL (SINGLE) | 0 | 0 | 0 | 0 | 0 | 0 | 0
| RXL | LV XARMS REPLACEMENT | 5076.4834 | 5076.4834 | 4827.8974 | 4827.8268 | 4822.6893 | 4897.4527 | 4899.0456
| RXM | HV INSULATOR REPL (SINGLE) | 0 | 0 | 0 | 0 | 0 | 0 | 0
| RXN | HV Crossarm Replacement strain, anchor, termination | 891.2086 | 891.2086 | 891.2086 | 891.2086 | 891.2086 | 891.2086 | 891.2086
| RXO | LV Strain, Term, Anch Replace | 4078.9721 | 4078.9721 | 4078.9721 | 4078.9721 | 4078.9721 | 4078.9721 | 4078.9721
| RXP | POLE TOP ROT LIFE EXTENSION | 0 | 0 | 0 | 0 | 0 | 0 | 0
| RXQ | Sub Transmission Crossarm Replacement, strain, anchor termination | 178.505 | 178.505 | 178.505 | 178.505 | 178.505 | 178.505 | 178.505
| RXR | Pole Top Extension HV with crossarm and insulators | 0 | 0 | 0 | 0 | 0 | 0 | 0
| RXS | ST XARMS REPLACEMENT | 206.8084 | 206.8084 | 206.8084 | 206.8084 | 206.8084 | 206.8084 | 206.8084
| RXT | REPLACEMENT EX THERMAL SURVEY | 123.5165 | 123.5165 | 123.5165 | 123.5165 | 123.5165 | 123.5165 | 123.5165
| RXV | LV INSULATOR REPLACEMENT | 27.8607 | 27.8607 | 27.8607 | 27.8607 | 27.8607 | 27.8607 | 27.8607
| RXW | Pole Top Extension LV with crossarm and insulators | 0 | 0 | 0 | 0 | 0 | 0 | 0
| RXY | STAY WIRE REPLACEMENT | 504.0993 | 504.0993 | 504.0993 | 504.0993 | 504.0993 | 504.0993 | 504.0993
| VM7 | 1 PHASE 1 ELEMENT METER INSTALL | 0 | 0 | 0 | 0 | 0 | 0 | 0
| VM8 | 1 PHASE 2 ELEMENT METER INSTALL | 0 | 0 | 0 | 0 | 0 | 0 | 0
| VM9 | 3 PHASE METER INSTALL | 0 | 0 | 0 | 0 | 0 | 0 | 0
| VMF | 1 PHASE 1 CHANNEL INT METER REPL | 0 | 0 | 0 | 0 | 0 | 0 | 0
| VML | 1 PHASE 1 RATE METER REPL | 0 | 0 | 0 | 0 | 0 | 0 | 0
| VMM | 3 PHASE INTERVAL METER INSTALL | 0 | 0 | 0 | 0 | 0 | 0 | 0
| VMN | 1 PHASE INTERVAL - 1 ELEMENT REPL | 0 | 0 | 0 | 0 | 0 | 0 | 0
| VMO | 1 PHASE INTERVAL - 2 ELEMENT REPL | 0 | 0 | 0 | 0 | 0 | 0 | 0
| VMP | 1 PHASE 2 CHANNEL INT METER REPL | 0 | 0 | 0 | 0 | 0 | 0 | 0
| VMQ | 3 PHASE METER REPLACEMENT | 0 | 0 | 0 | 0 | 0 | 0 | 0
| VMR | TIMESWITCH REPLACEMENT | 0 | 0 | 0 | 0 | 0 | 0 | 0
| VMS | 1 PHASE SINGLE RATE METER INSTALL | 0 | 0 | 0 | 0 | 0 | 0 | 0
| VMT | NEW TIMESWITCH INSTALLED | 0 | 0 | 0 | 0 | 0 | 0 | 0
| VMW | 1 PH INTERVAL 1 ELEMENT METER INSTALL | 0 | 0 | 0 | 0 | 0 | 0 | 0
| VMX | 1 PH INTERVAL 2 ELEMENT METER INSTALL | 0 | 0 | 0 | 0 | 0 | 0 | 0
| PDG | NEW MGS Switch installation | 345.5916 | 345.5916 | 345.5916 | 345.5916 | 345.5916 | 345.5916 | 345.5916
| GIA | Information Systems Assets | 0 | 0 | 0 | 0 | 0 | 0 | 0
| A10 | MRO Mtr Exch-1P 2W | 0 | 0 | 0 | 0 | 0 | 0 | 0
| A30 | MRO Mtr Exch-3P 4W no LC | 0 | 0 | 0 | 0 | 0 | 0 | 0
| VS0 | Single Ph Basic 2 Elem Purch | 0 | 0 | 0 | 0 | 0 | 0 | 0
| GIS | Information Systems - Software | 0 | 0 | 0 | 0 | 0 | 0 | 0
| GIH | Information Systems - Hardware | 0 | 0 | 0 | 0 | 0 | 0 | 0
| GIC | SCADA - Operations | 0 | 0 | 0 | 0 | 0 | 0 | 0
| PRA | ZSS Security Monitoring Upgrade | 0 | 0 | 0 | 0 | 0 | 0 | 12.5093
|  | Check | 0 | 0 | 0 | 0 | 0 | 0 | 0
End of Sheet

## Reset RIN 2.2 Repex
UE MOD 1.27 Plant Stations and Lines Replacement Capex | [9 empty] | Menu
Reset RIN 2.2 Repex | [8 empty] | Sheet Check | OK
2.2.1 - REPLACEMENT EXPENDITURE, VOLUMES AND ASSET FAILURES BY ASSET CATEGORY
| EXPENDITURE |  |  | EXPENDITURE ($0's real June 2021)
| ASSET GROUP | ASSET CATEGORY |  | 2019-20 | 2020-21 | 2021-22 | 2022-23 | 2023-24 | 2024-25 | 2025-26
| POLES BY: HIGHEST OPERATING VOLTAGE ; MATERIAL TYPE | Staking of a wooden pole
|  | ˂ = 1 kV; Wood |  | 3753576.6478 | 4020448.947 | 5161315.3883 | 5451913.3092 | 5730170.171 | 5730772.1835 | 5997644.4827
|  | > 1 kV & < = 11 kV; Wood |  | 2224527.0539 | 2359969.734 | 3009236.5203 | 3158627.5736 | 3300763.2765 | 3279664.7563 | 3415107.4365
|  | ˃ 11 kV & < = 22 kV; Wood |  | 3336790.5808 | 3539954.601 | 4512870.4431 | 4736930.302 | 4950121.0345 | 4918773.1416 | 5121937.1618
|  | > 22 kV & < = 66 kV; Wood |  | 819638.5927 | 872697.9949 | 1245740.8446 | 1307486.5822 | 1364714.0576 | 1320287.584 | 1373346.9862
|  | > 66 kV & < = 132 kV; Wood |  | 0 | 0 | 0 | 0 | 0 | 0 | 0
|  | > 132 kV; Wood |  | 0 | 0 | 0 | 0 | 0 | 0 | 0
|  | ˂ = 1 kV; Concrete |  | 0 | 0 | 0 | 0 | 0 | 0 | 0
|  | > 1 kV & < = 11 kV; Concrete |  | 0 | 0 | 0 | 0 | 0 | 0 | 0
|  | ˃ 11 kV & < = 22 kV; Concrete |  | 0 | 386894.8294 | 773789.6589 | 773789.6589 | 773789.6589 | 773789.6589 | 773789.6589
|  | > 22 kV & < = 66 kV; Concrete |  | 0 | 0 | 0 | 0 | 0 | 0 | 0
|  | > 66 kV & < = 132 kV; Concrete |  | 0 | 0 | 0 | 0 | 0 | 0 | 0
|  | > 132 kV; Concrete |  | 0 | 0 | 0 | 0 | 0 | 0 | 0
|  | ˂ = 1 kV; Steel |  | 0 | 0 | 0 | 0 | 0 | 0 | 0
|  | > 1 kV & < = 11 kV; Steel |  | 0 | 0 | 0 | 0 | 0 | 0 | 0
|  | ˃ 11 kV & < = 22 kV; Steel |  | 0 | 0 | 0 | 0 | 0 | 0 | 0
|  | > 22 kV & < = 66 kV; Steel |  | 0 | 0 | 0 | 0 | 0 | 0 | 0
|  | > 66 kV & < = 132 kV; Steel |  | 0 | 0 | 0 | 0 | 0 | 0 | 0
|  | > 132 kV; Steel |  | 0 | 0 | 0 | 0 | 0 | 0 | 0
|  | Other |  | 0 | 0 | 0 | 0 | 0 | 0 | 0
| POLE TOP STRUCTURES BY: HIGHEST OPERATING VOLTAGE | ˂ = 1 kV |  | 9155455.4509 | 9155455.4509 | 9066686.455 | 9066661.2387 | 9064826.6708 | 9091524.3604 | 9092093.1773
|  | > 1 kV & < = 11 kV |  | 1294768.559 | 1294768.559 | 1232549.5592 | 1232531.8849 | 1231246.0195 | 1249958.6739 | 1250357.3629
|  | ˃ 11 kV & < = 22 kV |  | 1942152.8385 | 2624114.0033 | 3205014.6868 | 3191070.6013 | 3175224.2237 | 3189375.6312 | 3176056.0905
|  | > 22 kV & < = 66 kV |  | 434883.1042 | 434883.1042 | 430613.6204 | 430612.4076 | 430524.1711 | 431808.2383 | 431835.5965
|  | > 66 kV & < = 132 kV |  | 0 | 0 | 0 | 0 | 0 | 0 | 0
|  | > 132 kV |  | 0 | 0 | 0 | 0 | 0 | 0 | 0
|  | Other |  | 989450.7906 | 989450.7906 | 989450.7906 | 989450.7906 | 989450.7906 | 989450.7906 | 989450.7906
| STAKING WOODEN POLES BY: HIGHEST OPERATING VOLTAGE | ˂ = 1 Kv | for year wooden pole staked
|  | > 1 kV & < = 11 kV | for year wooden pole staked
|  | ˃ 11 kV & < = 22 kV | for year wooden pole staked | 1771146.2003 | 1889843.4705 | 2008540.7408 | 2127238.011 | 2245935.2812 | 2364632.5514 | 2483329.8216
|  | > 22 kV & < = 66 kV | for year wooden pole staked
|  | > 66 kV & < = 132 kV | for year wooden pole staked
|  | > 132 kV | for year wooden pole staked
| OVERHEAD CONDUCTORS BY: Highest operating voltage; Number of phases (at HV) | ˂ = 1 kV | per km | 295768.5478 | 282866.343 | 282866.343 | 282866.343 | 282866.343 | 282866.343 | 282866.343
|  | > 1 kV & < = 11 kV | per km | 35929.3722 | 35929.3722 | 35929.3722 | 35929.3722 | 35929.3722 | 35929.3722 | 35929.3722
|  | ˃ 11 kV & < = 22 kV ; SWER | per km | 0 | 0 | 0 | 0 | 0 | 0 | 0
|  | ˃ 11 kV & < = 22 kV ; Single-Phase | per km | 197651.4367 | 0 | 0 | 0 | 0 | 0 | 0
|  | ˃ 11 kV & < = 22 kV ; Multiple-Phase | per km | 1873070.5162 | 2411871.7625 | 2432720.5226 | 2432720.5226 | 2432720.5226 | 2432720.5226 | 2175265.9341
|  | > 22 kV & < = 66 kV | per km | 0 | 0 | 0 | 0 | 0 | 0 | 0
|  | > 66 kV & < = 132 kV | per km | 0 | 0 | 0 | 0 | 0 | 0 | 0
|  | > 132 kV | per km | 0 | 0 | 0 | 0 | 0 | 0 | 0
|  | Other | per km | 649230.5856 | 824579.4715 | 223166.2143 | 223166.2143 | 223166.2143 | 223166.2143 | 223166.2143
| UNDERGROUND CABLES BY: Highest operating voltage | ˂ = 1 kV | per km | 229614.2584 | 229614.2584 | 229614.2584 | 229614.2584 | 229614.2584 | 229614.2584 | 229614.2584
|  | > 1 kV & < = 11 kV | per km | 1272097.1107 | 1612243.7476 | 1551747.2397 | 1593514.6743 | 1468923.3644 | 1493490.5219 | 1638403.0551
|  | > 11 kV & < = 22 kV | per km | 970716.2486 | 656411.4046 | 586863.9309 | 625216.0049 | 682945.9204 | 758414.5542 | 853700.1632
|  | > 22 kV & < = 33 kV | per km | 0 | 0 | 0 | 0 | 0 | 0 | 0
|  | > 33 kV & < = 66 kV | per km | 0 | 0 | 0 | 0 | 480042.7008 | 480042.7008 | 0
|  | > 66 kV & < = 132 kV | per km | 0 | 0 | 0 | 0 | 0 | 0 | 0
|  | > 132 kV | per km | 0 | 0 | 0 | 0 | 0 | 0 | 0
|  | Other | per km | 2540175.0803 | 2858244.4998 | 3176313.9192 | 3183415.9719 | 3190518.0246 | 3197620.0772 | 3204722.1299
| SERVICE LINES BY: Connection voltage; Customer type; Connection complexity | ˂ = 11 kV ; Residential ; Simple Type | per number of spans | 3036027.8751 | 3744195.6238 | 4435460.0466 | 4294055.9367 | 4153728.1044 | 3995718.7081 | 3853952.606
|  | ˂ = 11 kV ; Commercial & Industrial ; Simple Type | per number of spans | 365786.491 | 365786.491 | 372290.3388 | 372293.2274 | 372425.788 | 370469.2976 | 370428.5727
|  | ˂ = 11 kV ; Residential ; Complex Type | per number of spans | 219471.8946 | 219471.8946 | 223374.2033 | 223375.9364 | 223455.4728 | 222281.5786 | 222257.1436
|  | ˂ = 11 kV ; Commercial & Industrial ; Complex Type | per number of spans | 36578.6491 | 36578.6491 | 37229.0339 | 37229.3227 | 37242.5788 | 37046.9298 | 37042.8573
|  | ˂ = 11 kV ; Subdivision ; Complex Type | per number of spans
|  | > 11 kV & < = 22 kV ; Commercial & Industrial | per number of spans
|  | > 11 kV & < = 22 kV ; Subdivision | per number of spans
|  | > 22 kV & < = 33 kV ; Commercial & Industrial | per number of spans
|  | > 22 kV & < = 33 kV ; Subdivision | per number of spans
|  | > 33 kV & < = 66 kV ; Commercial & Industrial | per number of spans
|  | > 33 kV & < = 66 kV ; Subdivision | per number of spans
|  | > 66 kV & < = 132 kV ; Commercial & Industrial | per number of spans
|  | > 66 kV & < = 132 kV ; Subdivision | per number of spans
|  | > 132 kV ; Commercial & Industrial | per number of spans
|  | > 132 kV ; Subdivision | per number of spans
|  | Other | per number of spans | 0 | 0 | 0 | 0 | 0 | 0 | 0
| TRANSFORMERS BY: Mounting type; Highest operating voltage; Ampere rating; Number of phases (at LV) | Pole Mounted ; < = 22kV ; < = 60 kVA ; Single Phase |  | 292238.4934 | 292238.4934 | 292238.4934 | 292238.4934 | 292238.4934 | 292238.4934 | 292238.4934
|  | Pole Mounted ; < = 22kV ; > 60 kVA and < = 600 kVA ; Single Phase |  | 13955.0802 | 13955.0802 | 13955.0802 | 13955.0802 | 13955.0802 | 13955.0802 | 13955.0802
|  | Pole Mounted ; < = 22kV ; > 600 kVA ; Single Phase |  | 0 | 0 | 0 | 0 | 0 | 0 | 0
|  | Pole Mounted ; < = 22kV ; < = 60 kVA ; Multiple Phase |  | 97412.8311 | 97412.8311 | 97412.8311 | 97412.8311 | 97412.8311 | 97412.8311 | 97412.8311
|  | Pole Mounted ; < = 22kV ; > 60 kVA and < = 600 kVA ; Multiple Phase |  | 707738.4102 | 692311.7259 | 692311.7259 | 692311.7259 | 692311.7259 | 692311.7259 | 692311.7259
|  | Pole Mounted ; < = 22kV ; > 600 kVA ; Multiple Phase |  | 0 | 0 | 0 | 0 | 0 | 0 | 0
|  | Kiosk Mounted ; < = 22kV ; < = 60 kVA ; Single Phase |  | 0 | 0 | 0 | 0 | 0 | 0 | 0
|  | Kiosk Mounted ; < = 22kV ; > 60 kVA and < = 600 kVA ; Single Phase |  | 0 | 0 | 0 | 0 | 0 | 0 | 0
|  | Kiosk Mounted ; < = 22kV ; > 600 kVA ; Single Phase |  | 0 | 0 | 0 | 0 | 0 | 0 | 0
|  | Kiosk Mounted ; < = 22kV ; < = 60 kVA ; Multiple Phase |  | 0 | 0 | 0 | 0 | 0 | 0 | 0
|  | Kiosk Mounted ; < = 22kV ; > 60 kVA and < = 600 kVA ; Multiple Phase |  | 1316532.7836 | 1328798.9875 | 1311697.2648 | 1311480.3163 | 1288765.1565 | 1306559.8036 | 1356075.1634
|  | Kiosk Mounted ; < = 22kV ; > 600 kVA ; Multiple Phase |  | 99525.7771 | 99525.7771 | 99525.7771 | 99525.7771 | 99525.7771 | 99525.7771 | 99525.7771
|  | Ground Outdoor / Indoor Chamber Mounted; ˂ 22 kV ; < = 60 kVA ; Single Phase |  | 0 | 0 | 0 | 0 | 0 | 0 | 0
|  | Ground Outdoor / Indoor Chamber Mounted; ˂ 22 kV ; > 60 kVA and < = 600 kVA ; Single Phase |  | 0 | 0 | 0 | 0 | 0 | 0 | 0
|  | Ground Outdoor / Indoor Chamber Mounted; ˂ 22 kV ; > 600 kVA ; Single Phase |  | 0 | 0 | 0 | 0 | 0 | 0 | 0
|  | Ground Outdoor / Indoor Chamber Mounted; ˂ 22 kV ; < = 60 kVA ; Multiple Phase |  | 0 | 0 | 0 | 0 | 0 | 0 | 0
|  | Ground Outdoor / Indoor Chamber Mounted; ˂ 22 kV ; > 60 kVA and < = 600 kVA ; Multiple Phase |  | 360152.0014 | 345504.2702 | 345504.2702 | 345504.2702 | 345504.2702 | 345504.2702 | 345504.2702
|  | Ground Outdoor / Indoor Chamber Mounted; ˂ 22 kV ; > 600 kVA ; Multiple Phase |  | 175403.2893 | 180505.0772 | 137016.6694 | 137016.6694 | 137016.6694 | 137016.6694 | 137016.6694
|  | Ground Outdoor / Indoor Chamber Mounted; > = 22 kV & < = 33 kV ; < = 15 MVA |  | 336143.1735 | 274033.3388 | 274033.3388 | 274033.3388 | 274033.3388 | 274033.3388 | 274033.3388
|  | Ground Outdoor / Indoor Chamber Mounted; > = 22 kV & < = 33 kV ; > 15 MVA and < = 40 MVA |  | 0 | 0 | 0 | 0 | 0 | 0 | 0
|  | Ground Outdoor / Indoor Chamber Mounted; > = 22 kV & < = 33 kV ; > 40 MVA |  | 0 | 0 | 0 | 0 | 0 | 0 | 0
|  | Ground Outdoor / Indoor Chamber Mounted; > 33 kV & < = 66 kV ; < = 15 MVA |  | 0 | 0 | 0 | 0 | 0 | 0 | 0
|  | Ground Outdoor / Indoor Chamber Mounted; > 33 kV & < = 66 kV ; > 15 MVA and < = 40 MVA |  | 2107500.3981 | 3414142.9467 | 3653543.281 | 4522036.0799 | 5262618.1031 | 5190809.1291 | 4583939.6179
|  | Ground Outdoor / Indoor Chamber Mounted; > 33 kV & < = 66 kV ; > 40 MVA |  | 0 | 0 | 0 | 0 | 0 | 0 | 0
|  | Ground Outdoor / Indoor Chamber Mounted; > 66 kV & < = 132 kV ; < = 100 MVA |  | 0 | 0 | 0 | 0 | 0 | 0 | 0
|  | Ground Outdoor / Indoor Chamber Mounted; > 66 kV & < = 132 kV ; > 100 MVA |  | 0 | 0 | 0 | 0 | 0 | 0 | 0
|  | Ground Outdoor / Indoor Chamber Mounted; > 132 kV ; < = 100 MVA |  | 0 | 0 | 0 | 0 | 0 | 0 | 0
|  | Ground Outdoor / Indoor Chamber Mounted; > 132 kV ; > 100 MVA |  | 0 | 0 | 0 | 0 | 0 | 0 | 0
|  | Other |  | 1965320.7508 | 1564702.8557 | 1569141.9869 | 1435890.9549 | 1242153.7712 | 1048416.5876 | 1063167.0047
| SWITCHGEAR BY: Highest operating voltage; Switch function | ˂ = 11 kV ; FUSE |  | 2205049.0112 | 2828008.467 | 2898236.9941 | 2967517.6323 | 3038103.1111 | 2407560.6126 | 1740827.0225
|  | ˂ = 11 kV ; Switch |  | 4899888.717 | 5056495.4356 | 5213102.1542 | 5369708.8729 | 5526315.5915 | 5682922.3101 | 5839529.0287
|  | ˂ = 11 kV ; Circuit Breaker |  | 1596695.3736 | 2031993.1696 | 1866112.5911 | 1863509.2085 | 1590927.2904 | 1804463.0556 | 2398647.3733
|  | > 11 kV & < = 22 kV ; Switch |  | 1365934.8443 | 1418137.0839 | 1470339.3234 | 1522541.5629 | 1574743.8025 | 1626946.042 | 1679148.2816
|  | > 11 kV & < = 22 kV ; Circuit Breaker |  | 1127713.4086 | 652263.3424 | 40937.7736 | 598947.0652 | 1242944.7786 | 684935.487 | 0
|  | > 22 kV & < = 33 kV ; Switch |  | 0 | 0 | 0 | 0 | 0 | 0 | 0
|  | > 22 kV & < = 33 kV ; Circuit Breaker |  | 0 | 0 | 0 | 0 | 0 | 0 | 0
|  | > 33 kV & < = 66 kV ; Switch |  | 500351.9407 | 746843.7696 | 799212.5927 | 989195.3925 | 1151197.7101 | 1135489.497 | 1002736.7914
|  | > 33 kV & < = 66 kV ; Circuit Breaker |  | 0 | 83395.0403 | 166790.0806 | 166790.0806 | 166790.0806 | 166790.0806 | 83395.0403
|  | > 66 kV & < = 132 kV ; Switch |  | 0 | 0 | 0 | 0 | 0 | 0 | 0
|  | > 66 kV & < = 132 kV ; Circuit Breaker |  | 0 | 0 | 0 | 0 | 0 | 0 | 0
|  | > 132 kV ; Switch |  | 0 | 0 | 0 | 0 | 0 | 0 | 0
|  | > 132 kV ; Circuit Breaker |  | 0 | 0 | 0 | 0 | 0 | 0 | 0
|  | Other |  | 722846.2293 | 748406.2944 | 781184.9991 | 813963.7038 | 846742.4085 | 879521.1132 | 912299.818
| PUBLIC LIGHTING BY: Asset type ; Lighting obligation | Luminaires ; Major Road
Luminaires ; Minor Road
Brackets ; Major Road
Brackets ; Minor Road
Lamps ; Major Road
Lamps ; Minor Road
Poles / Columns ; Major Road
Poles / Columns ; Minor Road
Other
| SCADA, NETWORK CONTROL AND PROTECTION SYSTEMS BY: Function | Field Devices |  | 3999613.4979 | 4232645.1768 | 5538866.5154 | 5500002.9681 | 5573835.4621 | 5223099.4195 | 5156529.7427
|  | Local Network Wiring Assets |  | 519482.3877 | 864222.1043 | 936109.2858 | 1053904.822 | 917345.4017 | 825610.8991 | 639014.4547
|  | Communications Network Assets |  | 576003.377 | 889808.4272 | 1237527.5035 | 4589672.8551 | 771404.1229 | 3456702.6514 | 203627.2336
|  | Master Station Assets |  | 0 | 0 | 0 | 0 | 0 | 0 | 0
|  | Communications Site Infrastructure |  | 0 | 0 | 0 | 0 | 0 | 0 | 0
|  | Communications Linear Assets |  | 117875.5967 | 24407.9648 | 67866.9857 | 50900.2392 | 18363.0484 | 91662.8504 | 127931.7626
|  | AFLC |  | 0 | 0 | 0 | 0 | 0 | 0 | 0
|  | Other |  | 43122.2693 | 0 | 0 | 0 | 0 | 0 | 0
| OTHER BY: enter DNSP defined asset group here | Zone Substaion Miscellaneous |  | 0 | 0 | 0 | 0 | 0 | 0 | 0
|  | Buildings |  | 919740.7766 | 1212576.6372 | 944789.4137 | 974915.872 | 974915.872 | 948437.9467 | 762467.0068
|  | Civil |  | 764302.442 | 987566.6427 | 732009.4758 | 938860.2541 | 1157860.9229 | 938163.1226 | 579391.5653
|  | Capacitor Banks - Large |  | 91139.1278 | 120257.3855 | 120257.3855 | 264465.2046 | 408673.0238 | 264465.2046 | 120257.3855
|  | Fences |  | 207032.7638 | 234548.53 | 0 | 0 | 0 | 0 | 0
|  | CTs and VTs |  | 183139.0013 | 142993.2763 | 20424.9601 | 139998.3798 | 277997.8898 | 158424.4701 | 11652.5801
|  | NER's |  | 0 | 0 | 0 | 0 | 0 | 0 | 0
|  | Other |  | 295602.5008 | 523092.6669 | 11556448.7104 | 22147792.5698 | 21519566.4794 | 17928160.723 | 9702905.7266
|  |  | Check | 0 | 0 | 0 | 0 | 0 | 0 | 0
| ASSET REPLACEMENTS |  |  | EXPENDITURE ($0's real June 2021) 2019-20: Volumes (0's)
| ASSET GROUP | ASSET CATEGORY |  | 2019-20 | 2020-21 | 2021-22 | 2022-23 | 2023-24 | 2024-25 | 2025-26
| POLES BY: HIGHEST OPERATING VOLTAGE ; MATERIAL TYPE | Staking of a wooden pole
|  | ˂ = 1 kV; Wood |  | 441 | 473 | 579.3066 | 612.7548 | 645.203 | 653.7558 | 685.7558
|  | > 1 kV & < = 11 kV; Wood |  | 163 | 173 | 211.6934 | 222.2452 | 232.797 | 234.2442 | 244.2442
|  | ˃ 11 kV & < = 22 kV; Wood |  | 245 | 260 | 370 | 386 | 402 | 388 | 403
|  | > 22 kV & < = 66 kV; Wood |  | 40 | 43 | 54 | 58 | 60 | 60 | 63
|  | > 66 kV & < = 132 kV; Wood |  | 0 | 0 | 0 | 0 | 0 | 0 | 0
|  | > 132 kV; Wood |  | 0 | 0 | 0 | 0 | 0 | 0 | 0
|  | ˂ = 1 kV; Concrete |  | 0 | 0 | 0 | 0 | 0 | 0 | 0
|  | > 1 kV & < = 11 kV; Concrete |  | 0 | 0 | 0 | 0 | 0 | 0 | 0
|  | ˃ 11 kV & < = 22 kV; Concrete |  | 0 | 278 | 278 | 278 | 278 | 278 | 278
|  | > 22 kV & < = 66 kV; Concrete |  | 0 | 0 | 0 | 0 | 0 | 0 | 0
|  | > 66 kV & < = 132 kV; Concrete |  | 0 | 0 | 0 | 0 | 0 | 0 | 0
|  | > 132 kV; Concrete |  | 0 | 0 | 0 | 0 | 0 | 0 | 0
|  | ˂ = 1 kV; Steel |  | 0 | 0 | 0 | 0 | 0 | 0 | 0
|  | > 1 kV & < = 11 kV; Steel |  | 0 | 0 | 0 | 0 | 0 | 0 | 0
|  | ˃ 11 kV & < = 22 kV; Steel |  | 0 | 0 | 0 | 0 | 0 | 0 | 0
|  | > 22 kV & < = 66 kV; Steel |  | 0 | 0 | 0 | 0 | 0 | 0 | 0
|  | > 66 kV & < = 132 kV; Steel |  | 0 | 0 | 0 | 0 | 0 | 0 | 0
|  | > 132 kV; Steel |  | 0 | 0 | 0 | 0 | 0 | 0 | 0
|  | Other |  | 0 | 0 | 0 | 0 | 0 | 0 | 0
| POLE TOP STRUCTURES BY: HIGHEST OPERATING VOLTAGE | ˂ = 1 kV |  | 3119 | 3119 | 3039.3468 | 3039.3241 | 3037.678 | 3061.634 | 3062.1444
|  | > 1 kV & < = 11 kV |  | 366 | 366 | 352.8003 | 352.7966 | 352.5238 | 356.4936 | 356.5782
|  | ˃ 11 kV & < = 22 kV |  | 549 | 990 | 975.767 | 971.7644 | 966.5736 | 965.3505 | 960.4096
|  | > 22 kV & < = 66 kV |  | 77 | 77 | 76.7459 | 76.7458 | 76.7405 | 76.817 | 76.8186
|  | > 66 kV & < = 132 kV |  | 0 | 0 | 0 | 0 | 0 | 0 | 0
|  | > 132 kV |  | 0 | 0 | 0 | 0 | 0 | 0 | 0
|  | Other |  | 584 | 584 | 584 | 584 | 584 | 584 | 584
| STAKING WOODEN POLES BY: HIGHEST OPERATING VOLTAGE | ˂ = 1 Kv | for year wooden pole staked
|  | > 1 kV & < = 11 kV | for year wooden pole staked
|  | ˃ 11 kV & < = 22 kV | for year wooden pole staked | 1444 | 1542 | 1639 | 1737 | 1835 | 1932 | 2028
|  | > 22 kV & < = 66 kV | for year wooden pole staked
|  | > 66 kV & < = 132 kV | for year wooden pole staked
|  | > 132 kV | for year wooden pole staked
| OVERHEAD CONDUCTORS BY: Highest operating voltage; Number of phases (at HV) | ˂ = 1 kV | per km | 3956 | 3796 | 3796 | 3796 | 3796 | 3796 | 3796
|  | > 1 kV & < = 11 kV | per km | 460 | 460 | 460 | 460 | 460 | 460 | 460
|  | ˃ 11 kV & < = 22 kV ; SWER | per km | 0 | 0 | 0 | 0 | 0 | 0 | 0
|  | ˃ 11 kV & < = 22 kV ; Single-Phase | per km | 2961.11 | 0 | 0 | 0 | 0 | 0 | 0
|  | ˃ 11 kV & < = 22 kV ; Multiple-Phase | per km | 12388.7917 | 10054.2548 | 10054.2548 | 10054.2548 | 10054.2548 | 10054.2548 | 10054.2548
|  | > 22 kV & < = 66 kV | per km | 0 | 0 | 0 | 0 | 0 | 0 | 0
|  | > 66 kV & < = 132 kV | per km | 0 | 0 | 0 | 0 | 0 | 0 | 0
|  | > 132 kV | per km | 0 | 0 | 0 | 0 | 0 | 0 | 0
|  | Other | per km | 22 | 22 | 22 | 22 | 22 | 22 | 22
| UNDERGROUND CABLES BY: Highest operating voltage | ˂ = 1 kV | per km | 1323 | 1323 | 1323 | 1323 | 1323 | 1323 | 1323
|  | > 1 kV & < = 11 kV | per km | 1272 | 1192 | 1192 | 1192 | 1212 | 1192 | 1692
|  | > 11 kV & < = 22 kV | per km | 2772.6667 | 1563.3333 | 1386 | 1386 | 1386 | 1406 | 1406
|  | > 22 kV & < = 33 kV | per km | 0 | 0 | 0 | 0 | 0 | 0 | 0
|  | > 33 kV & < = 66 kV | per km | 0 | 0 | 0 | 0 | 0 | 188 | 0
|  | > 66 kV & < = 132 kV | per km | 0 | 0 | 0 | 0 | 0 | 0 | 0
|  | > 132 kV | per km | 0 | 0 | 0 | 0 | 0 | 0 | 0
|  | Other | per km | 734 | 925 | 935 | 944 | 954 | 963 | 973
| SERVICE LINES BY: Connection voltage; Customer type; Connection complexity | ˂ = 11 kV ; Residential ; Simple Type | per number of spans | 3797 | 3797 | 5938.4437 | 5731.4763 | 5526.9732 | 5297.8799 | 5090.42
|  | ˂ = 11 kV ; Commercial & Industrial ; Simple Type | per number of spans | 457 | 457 | 465.8486 | 465.8526 | 466.0329 | 463.3711 | 463.3157
|  | ˂ = 11 kV ; Residential ; Complex Type | per number of spans | 274 | 274 | 279.3092 | 279.3115 | 279.4198 | 277.8226 | 277.7894
|  | ˂ = 11 kV ; Commercial & Industrial ; Complex Type | per number of spans | 46 | 46 | 46.8849 | 46.8853 | 46.9033 | 46.6371 | 46.6316
|  | ˂ = 11 kV ; Subdivision ; Complex Type | per number of spans | 0 | 0 | 0 | 0 | 0 | 0 | 0
|  | > 11 kV & < = 22 kV ; Commercial & Industrial | per number of spans
|  | > 11 kV & < = 22 kV ; Subdivision | per number of spans
|  | > 22 kV & < = 33 kV ; Commercial & Industrial | per number of spans
|  | > 22 kV & < = 33 kV ; Subdivision | per number of spans
|  | > 33 kV & < = 66 kV ; Commercial & Industrial | per number of spans
|  | > 33 kV & < = 66 kV ; Subdivision | per number of spans
|  | > 66 kV & < = 132 kV ; Commercial & Industrial | per number of spans
|  | > 66 kV & < = 132 kV ; Subdivision | per number of spans
|  | > 132 kV ; Commercial & Industrial | per number of spans
|  | > 132 kV ; Subdivision | per number of spans
|  | Other | per number of spans
| TRANSFORMERS BY: Mounting type; Highest operating voltage; Ampere rating; Number of phases (at LV) | Pole Mounted ; < = 22kV ; < = 60 kVA ; Single Phase |  | 25 | 25 | 25 | 25 | 25 | 25 | 25
Pole Mounted ; < = 22kV ; > 60 kVA and < = 600 kVA ; Single Phase | bar: Volumes (0's) 2019-20 to Volumes (0's) 2025-26
|  | Pole Mounted ; < = 22kV ; > 600 kVA ; Single Phase |  | 0 | 0 | 0 | 0 | 0 | 0 | 0
|  | Pole Mounted ; < = 22kV ; < = 60 kVA ; Multiple Phase |  | 8 | 8 | 8 | 8 | 8 | 8 | 8
|  | Pole Mounted ; < = 22kV ; > 60 kVA and < = 600 kVA ; Multiple Phase |  | 33 | 32 | 32 | 32 | 32 | 32 | 32
|  | Pole Mounted ; < = 22kV ; > 600 kVA ; Multiple Phase |  | 0 | 0 | 0 | 0 | 0 | 0 | 0
|  | Kiosk Mounted ; < = 22kV ; < = 60 kVA ; Single Phase |  | 0 | 0 | 0 | 0 | 0 | 0 | 0
|  | Kiosk Mounted ; < = 22kV ; > 60 kVA and < = 600 kVA ; Single Phase |  | 0 | 0 | 0 | 0 | 0 | 0 | 0
|  | Kiosk Mounted ; < = 22kV ; > 600 kVA ; Single Phase |  | 0 | 0 | 0 | 0 | 0 | 0 | 0
|  | Kiosk Mounted ; < = 22kV ; < = 60 kVA ; Multiple Phase |  | 0 | 0 | 0 | 0 | 0 | 0 | 0
|  | Kiosk Mounted ; < = 22kV ; > 60 kVA and < = 600 kVA ; Multiple Phase |  | 29 | 27 | 27 | 27 | 27 | 27 | 29
|  | Kiosk Mounted ; < = 22kV ; > 600 kVA ; Multiple Phase |  | 2 | 2 | 2 | 2 | 2 | 2 | 2
|  | Ground Outdoor / Indoor Chamber Mounted; ˂ 22 kV ; < = 60 kVA ; Single Phase |  | 0 | 0 | 0 | 0 | 0 | 0 | 0
|  | Ground Outdoor / Indoor Chamber Mounted; ˂ 22 kV ; > 60 kVA and < = 600 kVA ; Single Phase |  | 0 | 0 | 0 | 0 | 0 | 0 | 0
|  | Ground Outdoor / Indoor Chamber Mounted; ˂ 22 kV ; > 600 kVA ; Single Phase |  | 0 | 0 | 0 | 0 | 0 | 0 | 0
|  | Ground Outdoor / Indoor Chamber Mounted; ˂ 22 kV ; < = 60 kVA ; Multiple Phase |  | 0 | 0 | 0 | 0 | 0 | 0 | 0
|  | Ground Outdoor / Indoor Chamber Mounted; ˂ 22 kV ; > 60 kVA and < = 600 kVA ; Multiple Phase |  | 6 | 5 | 5 | 5 | 5 | 5 | 5
|  | Ground Outdoor / Indoor Chamber Mounted; ˂ 22 kV ; > 600 kVA ; Multiple Phase |  | 9 | 5 | 5 | 5 | 5 | 5 | 5
|  | Ground Outdoor / Indoor Chamber Mounted; > = 22 kV & < = 33 kV ; < = 15 MVA |  | 10 | 9 | 9 | 9 | 9 | 9 | 9
|  | Ground Outdoor / Indoor Chamber Mounted; > = 22 kV & < = 33 kV ; > 15 MVA and < = 40 MVA |  | 0 | 0 | 0 | 0 | 0 | 0 | 0
|  | Ground Outdoor / Indoor Chamber Mounted; > = 22 kV & < = 33 kV ; > 40 MVA |  | 0 | 0 | 0 | 0 | 0 | 0 | 0
|  | Ground Outdoor / Indoor Chamber Mounted; > 33 kV & < = 66 kV ; < = 15 MVA |  | 0 | 0 | 0 | 0 | 0 | 0 | 0
|  | Ground Outdoor / Indoor Chamber Mounted; > 33 kV & < = 66 kV ; > 15 MVA and < = 40 MVA |  | 1 | 2 | 2 | 2 | 3 | 3 | 3
|  | Ground Outdoor / Indoor Chamber Mounted; > 33 kV & < = 66 kV ; > 40 MVA |  | 0 | 0 | 0 | 0 | 0 | 0 | 0
|  | Ground Outdoor / Indoor Chamber Mounted; > 66 kV & < = 132 kV ; < = 100 MVA |  | 0 | 0 | 0 | 0 | 0 | 0 | 0
|  | Ground Outdoor / Indoor Chamber Mounted; > 66 kV & < = 132 kV ; > 100 MVA |  | 0 | 0 | 0 | 0 | 0 | 0 | 0
|  | Ground Outdoor / Indoor Chamber Mounted; > 132 kV ; < = 100 MVA |  | 0 | 0 | 0 | 0 | 0 | 0 | 0
|  | Ground Outdoor / Indoor Chamber Mounted; > 132 kV ; > 100 MVA |  | 0 | 0 | 0 | 0 | 0 | 0 | 0
|  | Other |  | 396 | 415 | 433 | 453 | 473 | 493 | 512
| SWITCHGEAR BY: Highest operating voltage; Switch function | ˂ = 11 kV ; FUSE |  | 930 | 930 | 930 | 930 | 930 | 930 | 930
|  | ˂ = 11 kV ; Switch |  | 1188 | 1200 | 1213 | 1225 | 1237 | 1249 | 1261
|  | ˂ = 11 kV ; Circuit Breaker |  | 16 | 16 | 16 | 16 | 16 | 16 | 32
|  | > 11 kV & < = 22 kV ; Switch |  | 95 | 99 | 103 | 107 | 111 | 115 | 119
|  | > 11 kV & < = 22 kV ; Circuit Breaker |  | 16 | 4 | 0 | 0 | 4 | 15 | 0
|  | > 22 kV & < = 33 kV ; Switch |  | 0 | 0 | 0 | 0 | 0 | 0 | 0
|  | > 22 kV & < = 33 kV ; Circuit Breaker |  | 0 | 0 | 0 | 0 | 0 | 0 | 0
|  | > 33 kV & < = 66 kV ; Switch |  | 2 | 2 | 2 | 2 | 3 | 3 | 3
|  | > 33 kV & < = 66 kV ; Circuit Breaker |  | 0 | 0 | 1 | 1 | 1 | 1 | 1
|  | > 66 kV & < = 132 kV ; Switch |  | 0 | 0 | 0 | 0 | 0 | 0 | 0
|  | > 66 kV & < = 132 kV ; Circuit Breaker |  | 0 | 0 | 0 | 0 | 0 | 0 | 0
|  | > 132 kV ; Switch |  | 0 | 0 | 0 | 0 | 0 | 0 | 0
|  | > 132 kV ; Circuit Breaker |  | 0 | 0 | 0 | 0 | 0 | 0 | 0
|  | Other |  | 678 | 721 | 765 | 809 | 852 | 896 | 940
| PUBLIC LIGHTING BY: Asset type ; Lighting obligation | Luminaires ; Major Road
Luminaires ; Minor Road
Brackets ; Major Road
Brackets ; Minor Road
Lamps ; Major Road
Lamps ; Minor Road
Poles / Columns ; Major Road
Poles / Columns ; Minor Road
Other
| SCADA, NETWORK CONTROL AND PROTECTION SYSTEMS BY: Function | Field Devices |  | 94 | 93 | 109 | 108 | 95 | 100 | 95
|  | Local Network Wiring Assets |  | 8 | 4 | 7 | 4 | 7 | 7 | 5
|  | Communications Network Assets |  | 2 | 3 | 4 | 5 | 10 | 2 | 1
|  | Master Station Assets |  | 0 | 0 | 0 | 0 | 0 | 0 | 0
|  | Communications Site Infrastructure |  | 0 | 0 | 0 | 0 | 0 | 0 | 0
|  | Communications Linear Assets |  | 0 | 0 | 0 | 0 | 0 | 0 | 0
|  | AFLC |  | 0 | 0 | 0 | 0 | 0 | 0 | 0
|  | Other |  | 0 | 0 | 0 | 0 | 0 | 0 | 0
| OTHER BY: enter DNSP defined asset group here | #REF! |  | 16 | 14 | 14 | 15 | 14 | 15 | 13
|  | #REF! |  | 2 | 2 | 0 | 0 | 2 | 5 | 0
|  | #REF! |  | 10 | 10 | 10 | 10 | 10 | 10 | 10
|  | #REF! |  | 3 | 0 | 0 | 0 | 0 | 0 | 0
|  | #REF! |  | 5 | 7 | 6 | 6 | 8 | 11 | 6
|  | #REF! |  | 0 | 0 | 0 | 0 | 0 | 0 | 0
|  | #REF! |  | 1 | 1 | 3 | 5 | 4 | 3 | 4
| ASSET FAILURES |  |  | 95: Volumes (0's)
| ASSET GROUP | ASSET CATEGORY |  | 2019-20 | 2020-21 | 2021-22 | 2022-23 | 2023-24 | 2024-25 | 2025-26
| POLES BY: HIGHEST OPERATING VOLTAGE ; MATERIAL TYPE | Staking of a wooden pole |  | 0 | 0 | 0 | 0 | 0 | 0 | 0
|  | ˂ = 1 kV; Wood |  | 2.78 | 2.68 | 2.5 | 2.23 | 2.05 | 2 | 1.97
|  | > 1 kV & < = 11 kV; Wood |  | 0.23 | 0.21 | 0.2 | 0.19 | 0.19 | 0.18 | 0.18
|  | ˃ 11 kV & < = 22 kV; Wood |  | 0.91 | 0.85 | 0.81 | 0.76 | 0.74 | 0.72 | 0.71
|  | > 22 kV & < = 66 kV; Wood |  | 0.13 | 0.14 | 0.14 | 0.14 | 0.14 | 0.14 | 0.14
|  | > 66 kV & < = 132 kV; Wood |  | 0 | 0 | 0 | 0 | 0 | 0 | 0
|  | > 132 kV; Wood |  | 0 | 0 | 0 | 0 | 0 | 0 | 0
|  | ˂ = 1 kV; Concrete |  | 0 | 0 | 0 | 0 | 0 | 0 | 0
|  | > 1 kV & < = 11 kV; Concrete |  | 0 | 0 | 0 | 0 | 0 | 0 | 0
|  | ˃ 11 kV & < = 22 kV; Concrete |  | 0 | 0 | 0 | 0 | 0 | 0 | 0
|  | > 22 kV & < = 66 kV; Concrete |  | 0 | 0 | 0 | 0 | 0 | 0 | 0
|  | > 66 kV & < = 132 kV; Concrete |  | 0 | 0 | 0 | 0 | 0 | 0 | 0
|  | > 132 kV; Concrete |  | 0 | 0 | 0 | 0 | 0 | 0 | 0
|  | ˂ = 1 kV; Steel |  | 0 | 0 | 0 | 0 | 0 | 0 | 0
|  | > 1 kV & < = 11 kV; Steel |  | 0 | 0 | 0 | 0 | 0 | 0 | 0
|  | ˃ 11 kV & < = 22 kV; Steel |  | 0 | 0 | 0 | 0 | 0 | 0 | 0
|  | > 22 kV & < = 66 kV; Steel |  | 0 | 0 | 0 | 0 | 0 | 0 | 0
|  | > 66 kV & < = 132 kV; Steel |  | 0 | 0 | 0 | 0 | 0 | 0 | 0
|  | > 132 kV; Steel |  | 0 | 0 | 0 | 0 | 0 | 0 | 0
|  | Other |  | 0 | 0 | 0 | 0 | 0 | 0 | 0
| POLE TOP STRUCTURES BY: HIGHEST OPERATING VOLTAGE | ˂ = 1 kV |  | 10.67 | 10.67 | 10.67 | 10.67 | 10.67 | 10.67 | 10.67
|  | > 1 kV & < = 11 kV |  | 2 | 2 | 2 | 2 | 2 | 2 | 2
|  | ˃ 11 kV & < = 22 kV |  | 4.33 | 4.33 | 4.33 | 4.33 | 4.33 | 4.33 | 4.33
> 22 kV & < = 66 kV | bar: Volumes (0's) 2019-20 to Volumes (0's) 2025-26
|  | > 66 kV & < = 132 kV |  | 0 | 0 | 0 | 0 | 0 | 0 | 0
|  | > 132 kV |  | 0 | 0 | 0 | 0 | 0 | 0 | 0
|  | Other |  | 0 | 0 | 0 | 0 | 0 | 0 | 0
| STAKING WOODEN POLES BY: HIGHEST OPERATING VOLTAGE | ˂ = 1 Kv | for year wooden pole staked | 0 | 0 | 0 | 0 | 0 | 0 | 0
|  | > 1 kV & < = 11 kV | for year wooden pole staked | 0 | 0 | 0 | 0 | 0 | 0 | 0
|  | ˃ 11 kV & < = 22 kV | for year wooden pole staked | 0 | 0 | 0 | 0 | 0 | 0 | 0
|  | > 22 kV & < = 66 kV | for year wooden pole staked | 0 | 0 | 0 | 0 | 0 | 0 | 0
|  | > 66 kV & < = 132 kV | for year wooden pole staked | 0 | 0 | 0 | 0 | 0 | 0 | 0
|  | > 132 kV | for year wooden pole staked | 0 | 0 | 0 | 0 | 0 | 0 | 0
| OVERHEAD CONDUCTORS BY: Highest operating voltage; Number of phases (at HV) | ˂ = 1 kV | per km | 1170 | 1170 | 1170 | 1170 | 1170 | 1170 | 1170
|  | > 1 kV & < = 11 kV | per km | 186.3333 | 186.3333 | 186.3333 | 186.3333 | 186.3333 | 186.3333 | 186.3333
|  | ˃ 11 kV & < = 22 kV ; SWER | per km | 0 | 0 | 0 | 0 | 0 | 0 | 0
|  | ˃ 11 kV & < = 22 kV ; Single-Phase | per km | 0 | 0 | 0 | 0 | 0 | 0 | 0
|  | ˃ 11 kV & < = 22 kV ; Multiple-Phase | per km | 601.25 | 601.25 | 601.25 | 601.25 | 601.25 | 601.25 | 601.25
|  | > 22 kV & < = 66 kV | per km | 0 | 0 | 0 | 0 | 0 | 0 | 0
|  | > 66 kV & < = 132 kV | per km | 0 | 0 | 0 | 0 | 0 | 0 | 0
|  | > 132 kV | per km | 0 | 0 | 0 | 0 | 0 | 0 | 0
|  | Other | per km | 0 | 0 | 0 | 0 | 0 | 0 | 0
| UNDERGROUND CABLES BY: Highest operating voltage | ˂ = 1 kV | per km | 914 | 914 | 914 | 914 | 914 | 914 | 914
|  | > 1 kV & < = 11 kV | per km | 40 | 40 | 40 | 40 | 40 | 40 | 40
|  | > 11 kV & < = 22 kV | per km | 215 | 215 | 215 | 215 | 215 | 215 | 215
|  | > 22 kV & < = 33 kV | per km | 0 | 0 | 0 | 0 | 0 | 0 | 0
|  | > 33 kV & < = 66 kV | per km | 0 | 0 | 0 | 0 | 0 | 0 | 0
|  | > 66 kV & < = 132 kV | per km | 0 | 0 | 0 | 0 | 0 | 0 | 0
|  | > 132 kV | per km | 0 | 0 | 0 | 0 | 0 | 0 | 0
|  | Other | per km | 40 | 40 | 40 | 40 | 40 | 40 | 40
| SERVICE LINES BY: Connection voltage; Customer type; Connection complexity | ˂ = 11 kV ; Residential ; Simple Type | per number of spans | 206.25 | 206.25 | 206.25 | 206.25 | 206.25 | 206.25 | 206.25
|  | ˂ = 11 kV ; Commercial & Industrial ; Simple Type | per number of spans | 21 | 21 | 21 | 21 | 21 | 21 | 21
|  | ˂ = 11 kV ; Residential ; Complex Type | per number of spans | 13.75 | 13.75 | 13.75 | 13.75 | 13.75 | 13.75 | 13.75
|  | ˂ = 11 kV ; Commercial & Industrial ; Complex Type | per number of spans | 3.5 | 3.5 | 3.5 | 3.5 | 3.5 | 3.5 | 3.5
|  | ˂ = 11 kV ; Subdivision ; Complex Type | per number of spans | 0 | 0 | 0 | 0 | 0 | 0 | 0
|  | > 11 kV & < = 22 kV ; Commercial & Industrial | per number of spans | 0 | 0 | 0 | 0 | 0 | 0 | 0
|  | > 11 kV & < = 22 kV ; Subdivision | per number of spans | 0 | 0 | 0 | 0 | 0 | 0 | 0
|  | > 22 kV & < = 33 kV ; Commercial & Industrial | per number of spans | 0 | 0 | 0 | 0 | 0 | 0 | 0
|  | > 22 kV & < = 33 kV ; Subdivision | per number of spans | 0 | 0 | 0 | 0 | 0 | 0 | 0
|  | > 33 kV & < = 66 kV ; Commercial & Industrial | per number of spans | 0 | 0 | 0 | 0 | 0 | 0 | 0
|  | > 33 kV & < = 66 kV ; Subdivision | per number of spans | 0 | 0 | 0 | 0 | 0 | 0 | 0
|  | > 66 kV & < = 132 kV ; Commercial & Industrial | per number of spans | 0 | 0 | 0 | 0 | 0 | 0 | 0
|  | > 66 kV & < = 132 kV ; Subdivision | per number of spans | 0 | 0 | 0 | 0 | 0 | 0 | 0
|  | > 132 kV ; Commercial & Industrial | per number of spans | 0 | 0 | 0 | 0 | 0 | 0 | 0
|  | > 132 kV ; Subdivision | per number of spans | 0 | 0 | 0 | 0 | 0 | 0 | 0
|  | Other | per number of spans | 0 | 0 | 0 | 0 | 0 | 0 | 0
| TRANSFORMERS BY: Mounting type; Highest operating voltage; Ampere rating; Number of phases (at LV) | Pole Mounted ; < = 22kV ; < = 60 kVA ; Single Phase |  | 4.75 | 4.75 | 4.75 | 4.75 | 4.75 | 4.75 | 4.75
|  | Pole Mounted ; < = 22kV ; > 60 kVA and < = 600 kVA ; Single Phase |  | 0 | 0 | 0 | 0 | 0 | 0 | 0
|  | Pole Mounted ; < = 22kV ; > 600 kVA ; Single Phase |  | 0 | 0 | 0 | 0 | 0 | 0 | 0
|  | Pole Mounted ; < = 22kV ; < = 60 kVA ; Multiple Phase |  | 5 | 5 | 5 | 5 | 5 | 5 | 5
|  | Pole Mounted ; < = 22kV ; > 60 kVA and < = 600 kVA ; Multiple Phase |  | 7 | 7 | 7 | 7 | 7 | 7 | 7
|  | Pole Mounted ; < = 22kV ; > 600 kVA ; Multiple Phase |  | 0.5 | 0.5 | 0.5 | 0.5 | 0.5 | 0.5 | 0.5
|  | Kiosk Mounted ; < = 22kV ; < = 60 kVA ; Single Phase |  | 0 | 0 | 0 | 0 | 0 | 0 | 0
|  | Kiosk Mounted ; < = 22kV ; > 60 kVA and < = 600 kVA ; Single Phase |  | 0 | 0 | 0 | 0 | 0 | 0 | 0
|  | Kiosk Mounted ; < = 22kV ; > 600 kVA ; Single Phase |  | 0 | 0 | 0 | 0 | 0 | 0 | 0
|  | Kiosk Mounted ; < = 22kV ; < = 60 kVA ; Multiple Phase |  | 0 | 0 | 0 | 0 | 0 | 0 | 0
|  | Kiosk Mounted ; < = 22kV ; > 60 kVA and < = 600 kVA ; Multiple Phase |  | 2 | 2 | 2 | 2 | 2 | 2 | 2
|  | Kiosk Mounted ; < = 22kV ; > 600 kVA ; Multiple Phase |  | 0 | 0 | 0 | 0 | 0 | 0 | 0
|  | Ground Outdoor / Indoor Chamber Mounted; ˂ 22 kV ; < = 60 kVA ; Single Phase |  | 0 | 0 | 0 | 0 | 0 | 0 | 0
|  | Ground Outdoor / Indoor Chamber Mounted; ˂ 22 kV ; > 60 kVA and < = 600 kVA ; Single Phase |  | 0 | 0 | 0 | 0 | 0 | 0 | 0
|  | Ground Outdoor / Indoor Chamber Mounted; ˂ 22 kV ; > 600 kVA ; Single Phase |  | 0 | 0 | 0 | 0 | 0 | 0 | 0
|  | Ground Outdoor / Indoor Chamber Mounted; ˂ 22 kV ; < = 60 kVA ; Multiple Phase |  | 0 | 0 | 0 | 0 | 0 | 0 | 0
|  | Ground Outdoor / Indoor Chamber Mounted; ˂ 22 kV ; > 60 kVA and < = 600 kVA ; Multiple Phase |  | 0 | 0 | 0 | 0 | 0 | 0 | 0
|  | Ground Outdoor / Indoor Chamber Mounted; ˂ 22 kV ; > 600 kVA ; Multiple Phase |  | 0 | 0 | 0 | 0 | 0 | 0 | 0
|  | Ground Outdoor / Indoor Chamber Mounted; > = 22 kV & < = 33 kV ; < = 15 MVA |  | 0.5 | 0.5 | 0.5 | 0.5 | 0.5 | 0.5 | 0.5
|  | Ground Outdoor / Indoor Chamber Mounted; > = 22 kV & < = 33 kV ; > 15 MVA and < = 40 MVA |  | 0 | 0 | 0 | 0 | 0 | 0 | 0
|  | Ground Outdoor / Indoor Chamber Mounted; > = 22 kV & < = 33 kV ; > 40 MVA |  | 0 | 0 | 0 | 0 | 0 | 0 | 0
|  | Ground Outdoor / Indoor Chamber Mounted; > 33 kV & < = 66 kV ; < = 15 MVA |  | 0 | 0 | 0 | 0 | 0 | 0 | 0
|  | Ground Outdoor / Indoor Chamber Mounted; > 33 kV & < = 66 kV ; > 15 MVA and < = 40 MVA |  | 0.55 | 0.57 | 0.58 | 0.59 | 0.59 | 0.6 | 0.6
|  | Ground Outdoor / Indoor Chamber Mounted; > 33 kV & < = 66 kV ; > 40 MVA |  | 0 | 0 | 0 | 0 | 0 | 0 | 0
|  | Ground Outdoor / Indoor Chamber Mounted; > 66 kV & < = 132 kV ; < = 100 MVA |  | 0 | 0 | 0 | 0 | 0 | 0 | 0
|  | Ground Outdoor / Indoor Chamber Mounted; > 66 kV & < = 132 kV ; > 100 MVA |  | 0 | 0 | 0 | 0 | 0 | 0 | 0
|  | Ground Outdoor / Indoor Chamber Mounted; > 132 kV ; < = 100 MVA |  | 0 | 0 | 0 | 0 | 0 | 0 | 0
|  | Ground Outdoor / Indoor Chamber Mounted; > 132 kV ; > 100 MVA |  | 0 | 0 | 0 | 0 | 0 | 0 | 0
|  | Other |  | 0 | 0 | 0 | 0 | 0 | 0 | 0
| SWITCHGEAR BY: Highest operating voltage; Switch function | ˂ = 11 kV ; FUSE |  | 1.5 | 1.5 | 1.5 | 1.5 | 1.5 | 1.5 | 1.5
|  | ˂ = 11 kV ; Switch |  | 148.25 | 148.25 | 148.25 | 148.25 | 148.25 | 148.25 | 148.25
|  | ˂ = 11 kV ; Circuit Breaker |  | 0.6 | 0.53 | 0.47 | 0.42 | 0.4 | 0.38 | 0.34
|  | > 11 kV & < = 22 kV ; Switch |  | 5.75 | 5.75 | 5.75 | 5.75 | 5.75 | 5.75 | 5.75
|  | > 11 kV & < = 22 kV ; Circuit Breaker |  | 0.85 | 0.96 | 1.08 | 1.25 | 1.41 | 1.54 | 1.7
|  | > 22 kV & < = 33 kV ; Switch |  | 0 | 0 | 0 | 0 | 0 | 0 | 0
|  | > 22 kV & < = 33 kV ; Circuit Breaker |  | 0 | 0 | 0 | 0 | 0 | 0 | 0
|  | > 33 kV & < = 66 kV ; Switch |  | 0 | 0 | 0 | 0 | 0 | 0 | 0
|  | > 33 kV & < = 66 kV ; Circuit Breaker |  | 0 | 0 | 0 | 0 | 0 | 0 | 0
|  | > 66 kV & < = 132 kV ; Switch |  | 0 | 0 | 0 | 0 | 0 | 0 | 0
|  | > 66 kV & < = 132 kV ; Circuit Breaker |  | 0 | 0 | 0 | 0 | 0 | 0 | 0
|  | > 132 kV ; Switch |  | 0 | 0 | 0 | 0 | 0 | 0 | 0
|  | > 132 kV ; Circuit Breaker |  | 0 | 0 | 0 | 0 | 0 | 0 | 0
|  | Other |  | 1.5 | 1.5 | 1.5 | 1.5 | 1.5 | 1.5 | 1.5
| PUBLIC LIGHTING BY: Asset type ; Lighting obligation | Luminaires ; Major Road |  | 0 | 0 | 0 | 0 | 0 | 0 | 0
|  | Luminaires ; Minor Road |  | 0 | 0 | 0 | 0 | 0 | 0 | 0
|  | Brackets ; Major Road |  | 0 | 0 | 0 | 0 | 0 | 0 | 0
|  | Brackets ; Minor Road |  | 0 | 0 | 0 | 0 | 0 | 0 | 0
|  | Lamps ; Major Road |  | 0 | 0 | 0 | 0 | 0 | 0 | 0
|  | Lamps ; Minor Road |  | 0 | 0 | 0 | 0 | 0 | 0 | 0
|  | Poles / Columns ; Major Road |  | 0 | 0 | 0 | 0 | 0 | 0 | 0
|  | Poles / Columns ; Minor Road |  | 0 | 0 | 0 | 0 | 0 | 0 | 0
|  | Other |  | 0 | 0 | 0 | 0 | 0 | 0 | 0
| SCADA, NETWORK CONTROL AND PROTECTION SYSTEMS BY: Function | Field Devices |  | 17.7 | 19.41 | 20.87 | 21.58 | 22.69 | 23.48 | 23.84
|  | Local Network Wiring Assets |  | 0 | 0 | 0 | 0 | 0 | 0 | 0
|  | Communications Network Assets |  | 0 | 0 | 0 | 0 | 0 | 0 | 0
|  | Master Station Assets |  | 0 | 0 | 0 | 0 | 0 | 0 | 0
|  | Communications Site Infrastructure |  | 0 | 0 | 0 | 0 | 0 | 0 | 0
|  | Communications Linear Assets |  | 0 | 0 | 0 | 0 | 0 | 0 | 0
|  | AFLC |  | 0 | 0 | 0 | 0 | 0 | 0 | 0
|  | Other |  | 0 | 0 | 0 | 0 | 0 | 0 | 0
| OTHER BY: enter DNSP defined asset group here |  |  | 0 | 0 | 0 | 0 | 0 | 0 | 0
End of Sheet