## Legend
Style legend |  |  | Menu
Style | Design | Comment
Header1 | Header1
Header 1A | Header 1A
Header2 | Header2
Header3 | Header3
Header4 | Header4
User_Input_Actual | 100 | A user driven input for actual figures
User_Input_Forecast | 100 | A user driven input for forcast figures
Base_Input | 100 | A model input that should not be changed to protect the integrity of the model
Empty_Cell |  | A cell that is left intentionally blank to avoid the risk of error
InSheet_calc | 100 | A link within the worksheet or an interim calculation step
OffSheet | 100 | A link to another worksheet to minimise the number of inter-worksheet references
Line_SubTotal | 100 | The sum of elements in the table immediately above
Line_Total | 100 | The sum of elements above, including sub-totals
Unit / Info | AUD millions | Explanatory text showing helpful information or the units/dimensions of the calculations
Line_Summary | 100 | The SUM() of everything in the row
Table_Header | Qtr | Header of a table or of an off-sheet reference
Flag | 1 | Binary flag - set up as a 'Style' and updated with conditional formatting
Check_Cell | 100 | Check figures add up to the correct amount
| 100 | AER draft decision
| 100 | RRP change
| 100 | AER adjustments

## Inflation
United Energy - Plant, stations and lines replacement | [6 empty] | Menu |  |  | AER draft decision
#VALUE! | [9 empty] | RRP change
| Base Year | 2021
Inflation/Escalation Rates and Conversion factor to 2021
| Financial Year | FY11/12 | FY12/13 | FY13/14 | FY14/15 | FY15/16 | FY16/17 | FY17/18 | FY18/19 | FY19/20 | FY20/21 | FY21/22
| Year | 2011 | 2012 | 2013 | 2014 | 2015 | 2016 | 2017 | 2018 | 2019 | 2020 | 2021
Inflation
| Conversion Factor to 2021 | 1.211 | 1.1698 | 1.1468 | 1.1226 | 1.0973 | 1.0809 | 1.07 | 1.0497 | 1.0389 | 1.0202 | 1
End of Sheet

## Project List - AER DD
United Energy - Plant, stations and lines replacement | [10 empty] | Menu
#VALUE!
$ 2019
|  | Material Code | Project Description: | 2019/20 | 2020/21 | 2021/22 | 2022/23 | 2023/24 | 2024/25 | 2025/26 | 2021-26 Total | Project Type
| 1 | PFA | HBRA conductor clearance mitigation | 0 | 0 | 0 | 0 | 0 | 0 | 0 | 0 | Replacement - Pole Top Structures
| 2 | RXH | Replacement of HV Wood crossarm in HBRA | $ 2019 2019/20: 0; $ 2019 2020/21: 654198.295 | 0 | Replacement - Pole Top Structures
| 3 | RXL | Incremental pole replacement: pole-top structure offset | $ 2019 2019/20: 0; $ 2019 2020/21: 0 | 0 | Replacement - Pole Top Structures
| 4 | RPH | Incremental pole replacement: risk-based pole replacements | $ 2019 2019/20: 0; $ 2019 2020/21: 0 | 0 | Replacement - Poles
| 5 | RPH | Replacement of concrete poles in non-CMEN area | 0 | 371144.21 | 742288.42 | 742288.42 | 742288.42 | 742288.42 | 742288.42 | 3711442.1 | Replacement - Poles
| 6 | ROA | Bare conductor replacement program in LBRA | 218000.1361 | 493947.05 | 493947.05 | 493947.05 | 493947.05 | 493947.05 | 246973.525 | 2222761.725 | Replacement - Overhead Conductors
| 7 | ROA | HV spreader replacement | 18571.7188 | 42080 | 42080 | 42080 | 42080 | 42080 | 42080 | 210400 | Replacement - Overhead Conductors
| 8 | ROA | LV spreader replacement | 13593.3683 | 30800 | 30800 | 30800 | 30800 | 30800 | 30800 | 154000 | Replacement - Overhead Conductors
| 9 | ROH | HV Cu conductor replacement (CRM35, DMA14, STO23) | 316008.2998 | 0 | 0 | 0 | 0 | 0 | 0 | 0 | Replacement - Overhead Conductors
| 10 | ROI | Replacement of OH fault indicator | 47253.2714 | 107066.97 | 107066.97 | 107066.97 | 107066.97 | 107066.97 | 107066.97 | 535334.85 | Replacement - Overhead Conductors
| 11 | ROL | Proactive Al-Cu connector replacement - phase 1 | 0 | 0 | 0 | 0 | 0 | 0 | 0 | 0 | Replacement - Overhead Conductors
| 12 | ROL | Bare conductor replacement in HBRA | 511958.0284 | 1330000 | 1500000 | 1500000 | 1500000 | 1500000 | 1500000 | 7500000 | Replacement - Overhead Conductors
| 13 | ROL | Proactive Al-Cu connector replacement - phase 2 | 509247.758 | 576929.52 | 0 | 0 | 0 | 0 | 0 | 0 | Replacement - Overhead Conductors
| 14 | ROL | P2 low conductor rectification | 132402.9384 | 150000 | 0 | 0 | 0 | 0 | 0 | 0 | Replacement - Overhead Conductors
| 15 | ROL | Proactive Al-Cu connector replacement - phase 3 | 0 | 0 | 0 | 0 | 0 | 0 | 0 | 0 | Replacement - Overhead Conductors
| 16 | RSS | Replacement of surge arrestors in HBRA | 0 | 298307.78 | 596615.56 | 596615.56 | 596615.56 | 596615.56 | 596615.56 | 2983077.8 | Replacement - Overhead Conductors
| 17 | RUA | MTS sub VR 126 feeder cable replacement | 211169.0051 | 47846.9 | 0 | 0 | 0 | 0 | 0 | 0 | Replacement - Underground Cables
| 18 | RUG | MR22 faulted UGC TE# 1243288 | 0 | 0 | 0 | 0 | 0 | 0 | 0 | 0 | Replacement - Underground Cables
| 19 | RUS | STO 66kV oil cable replacement | 0 | 0 | 0 | 0 | 460500 | 460500 | 0 | 921000 | Replacement - Underground Cables
| 20 | RHP | Major non-pole substation replacement - new 32 south | 36823.8876 | 41717.98 | 0 | 0 | 0 | 0 | 0 | 0 | Replacement - Transformers - DSS
| 21 | RSA | DSS non-unitised replacement RH | 88268.6256 | 200000 | 200000 | 200000 | 200000 | 200000 | 200000 | 1000000 | Replacement - Transformers - DSS
| 22 | RSA | OAK new #1 66/11 kV trans | 841670.5487 | 112132.515 | 0 | 0 | 0 | 0 | 0 | 0 | Replacement - Transformers - ZSS
| 23 | RSA | Mobile transformer readiness (in flight) | 367065.9181 | 130929.46 | 0 | 0 | 0 | 0 | 0 | 0 | Replacement - Transformers - ZSS
| 24 | RSA | Transformer refurbishment HT #3 | 209818.9718 | 0 | 0 | 0 | 0 | 0 | 0 | 0 | Replacement - Transformers - ZSS
| 25 | RSA | 66kV bushing repl BU #1 DC #3 EB #1 EB #2 K #3 OE #2 | 167810.878 | 0 | 0 | 0 | 0 | 0 | 0 | 0 | Replacement - Transformers - ZSS
| 26 | RSA | Transformer replacement CM #1 | 1395765.1988 | 1429258.02 | 0 | 0 | 0 | 0 | 0 | 0 | Replacement - Transformers - ZSS
| 27 | RSA | Replacement of Moorabbin Airport 1 substation | 125782.7915 | 0 | 0 | 0 | 0 | 0 | 0 | 0 | Replacement - Transformers - ZSS
| 28 | RSA | Transformer OLTC replacement HGS #1 | 137440.4289 | 17113 | 0 | 0 | 0 | 0 | 0 | 0 | Replacement - Transformers - ZSS
| 29 | RSA | Transformer replacement DSH | 103996.3293 | 0 | 0 | 0 | 0 | 0 | 0 | 0 | Replacement - Transformers - ZSS
| 30 | RSA | MR ZSS fence and lighting upgrade | 0 | 0 | 0 | 0 | 0 | 0 | 0 | 0 | Replacement - Transformers - ZSS
| 31 | RSA | DSH #1B transformer overhaul | 78959.3794 | 7565.5 | 0 | 0 | 0 | 0 | 0 | 0 | Replacement - Transformers - ZSS
| 32 | RSA | Mobile transformer prep: BT | 85776.8906 | 22020.145 | 0 | 0 | 0 | 0 | 0 | 0 | Replacement - Transformers - ZSS
| 33 | RSA | Osborn Princes DS – access breach | 59581.3223 | 0 | 0 | 0 | 0 | 0 | 0 | 0 | Replacement - Transformers - ZSS
| 34 | RSA | OAK ZSS roof repair | 72821.6161 | 25000 | 0 | 0 | 0 | 0 | 0 | 0 | Replacement - Transformers - ZSS
| 35 | RSA | CM substation roof and gutter replacement | 46460.1028 | 0 | 0 | 0 | 0 | 0 | 0 | 0 | Replacement - Transformers - ZSS
| 36 | RSA | Glen Waverly zone substation drainage | 33698.578 | 0 | 0 | 0 | 0 | 0 | 0 | 0 | Replacement - Transformers - ZSS
| 37 | RSA | Dandenong Hospital ALTS | 14798.6588 | 0 | 0 | 0 | 0 | 0 | 0 | 0 | Replacement - Transformers - ZSS
| 38 | RSA | HT #3 transformer overhaul | 12204.2011 | 0 | 0 | 0 | 0 | 0 | 0 | 0 | Replacement - Transformers - ZSS
| 39 | RSA | SV Tx2 replace defective oil flow meter | 3950.6477 | 0 | 0 | 0 | 0 | 0 | 0 | 0 | Replacement - Transformers - ZSS
| 40 | RSA | Transformer replacement EL #2 | 541257.0598 | 1226386.06 | 306012.3908 | 0 | 0 | 0 | 0 | 306012.3908 | Replacement - Transformers - ZSS
| 41 | RSA | Transformer replacement OR #2 | 276222.3378 | 1251735.075 | 468506.3557 | 0 | 0 | 0 | 0 | 468506.3557 | Replacement - Transformers - ZSS
| 42 | RSA | Mobile transformer prep: EW | 88268.6432 | 100000.02 | 0 | 0 | 0 | 0 | 0 | 0 | Replacement - Transformers - ZSS
| 43 | RSA | Transformer overhaul annual program | 61788.0379 | 140000 | 69866.6368 | 69866.6368 | 69866.6368 | 69866.6368 | 69866.6368 | 349333.184 | Replacement - Transformers - ZSS
| 44 | RSA | Distribution building replacement | 44134.3128 | 100000 | 100000 | 100000 | 100000 | 100000 | 100000 | 500000 | Replacement - Transformers - ZSS
| 45 | RSA | Mobile transformer prep: STO | 34522.4111 | 78221.25 | 19518.0559 | 0 | 0 | 0 | 0 | 19518.0559 | Replacement - Transformers - ZSS
| 46 | RSA | Transformer replacement EM #1 | 0 | 635215.77 | 190201.6692 | 190201.6692 | 190201.6692 | 190201.6692 | 190201.6692 | 951008.3461 | Replacement - Transformers - ZSS
| 47 | RSA | Transformer replacement EW #2 | 0 | 462697.61 | 184726.4325 | 184726.4325 | 184726.4325 | 184726.4325 | 184726.4325 | 923632.1625 | Replacement - Transformers - ZSS
| 48 | RSA | Mobile transformer readiness | 0 | 200000 | 99809.4811 | 99809.4811 | 99809.4811 | 99809.4811 | 99809.4811 | 499047.4056 | Replacement - Transformers - ZSS
| 49 | RSA | SH 6.6kV conversion | 0 | 0 | 364108.6092 | 364108.6092 | 364108.6092 | 364108.6092 | 364108.6092 | 1820543.0462 | Replacement - Transformers - ZSS
| 50 | RSA | Transformer replacement SR #3 | 0 | 0 | 230016.1354 | 230016.1354 | 230016.1354 | 230016.1354 | 230016.1354 | 1150080.6768 | Replacement - Transformers - ZSS
| 51 | RSA | Transformer replacement K #3 | 0 | 0 | 249870.0567 | 249870.0567 | 249870.0567 | 249870.0567 | 249870.0567 | 1249350.2835 | Replacement - Transformers - ZSS
| 52 | RSA | ZSS OLTC replacement | 0 | 0 | 62380.9257 | 62380.9257 | 62380.9257 | 62380.9257 | 62380.9257 | 311904.6285 | Replacement - Transformers - ZSS
| 53 | RSA | Transformer replacement BT #1 | 0 | 0 | 253602.2256 | 253602.2256 | 253602.2256 | 253602.2256 | 253602.2256 | 1268011.1282 | Replacement - Transformers - ZSS
| 54 | RSA | Transformer replacement HGS #1 | 0 | 0 | 244804.3652 | 244804.3652 | 244804.3652 | 244804.3652 | 244804.3652 | 1224021.8261 | Replacement - Transformers - ZSS
| 55 | RSA | Transformer replacement BU #1 | 0 | 0 | 272148.8534 | 272148.8534 | 272148.8534 | 272148.8534 | 272148.8534 | 1360744.2668 | Replacement - Transformers - ZSS
| 56 | RSA | Transformer replacement OE #1 | 0 | 0 | 253602.2246 | 253602.2246 | 253602.2246 | 253602.2246 | 253602.2246 | 1268011.1232 | Replacement - Transformers - ZSS
| 57 | RSA | Transformer replacement GW #1 | 0 | 0 | 247380.6326 | 247380.6326 | 247380.6326 | 247380.6326 | 247380.6326 | 1236903.1629 | Replacement - Transformers - ZSS
| 58 | RSA | Transformer replacement BR #1 | 0 | 0 | 173768.9973 | 173768.9973 | 173768.9973 | 173768.9973 | 173768.9973 | 868844.9866 | Replacement - Transformers - ZSS
| 59 | RSA | Transformer replacement CRM #1 | 0 | 0 | 173768.9973 | 173768.9973 | 173768.9973 | 173768.9973 | 173768.9973 | 868844.9866 | Replacement - Transformers - ZSS
| 60 | RSA | Transformer replacement MC #1 | 0 | 0 | 154604.8883 | 154604.8883 | 154604.8883 | 154604.8883 | 154604.8883 | 773024.4413 | Replacement - Transformers - ZSS
| 61 | RSA | Transformer replacement SS #1 | 0 | 0 | 0 | 0 | 0 | 0 | 309160.1348 | 309160.1348 | Replacement - Transformers - ZSS
| 62 | RSA | STO station risk management | 0 | 0 | 0 | 0 | 0 | 0 | 158497.8004 | 158497.8004 | Replacement - Transformers - ZSS
| 63 | RSA | Transformer replacement WD #1 | 0 | 0 | 231697.2464 | 231697.2464 | 231697.2464 | 231697.2464 | 231697.2464 | 1158486.2321 | Replacement - Transformers - ZSS
| 64 | PEA | WD noise reduction works | 47304.326 | 53591.325 | 0 | 0 | 0 | 0 | 0 | 0 | Replacement - Environment
| 65 | RSA | SS first floor structural repairs | 0 | 0 | 0 | 0 | 0 | 0 | 0 | 0 | Replacement - Transformers - ZSS
| 66 | RSB | Wall bushing - replacement | 45052.3065 | 102080 | 50942.7592 | 50942.7592 | 50942.7592 | 50942.7592 | 50942.7592 | 254713.7958 | Replacement - Transformers - ZSS
| 67 | RXF | EDO fuse replacement | $ 2019 2019/20: 445323.3545; $ 2019 2020/21: 1042921.92 | 0 | Replacement - Switchgear - DSS
| 68 | RSA | Switchboard replacement: K | 1257232.3531 | 665798.92 | 0 | 0 | 0 | 0 | 0 | 0 | Replacement - Switchgear - ZSS
| 69 | RSA | Switchyard replacement: CRM | 523521.8495 | 62897.575 | 0 | 0 | 0 | 0 | 0 | 0 | Replacement - Switchgear - ZSS
| 70 | RSA | Switchyard replacement: MC | 1096701.0062 | 839958.48 | 0 | 0 | 0 | 0 | 0 | 0 | Replacement - Switchgear - ZSS
| 71 | RSA | Switchboard replacement: EL | 1139262.8311 | 1076772 | 85095 | 0 | 0 | 0 | 0 | 85095 | Replacement - Switchgear - ZSS
| 72 | RSA | EB 66KV isol replacement (SVTS-EB) | 37734.8374 | 0 | 0 | 0 | 0 | 0 | 0 | 0 | Replacement - Switchgear - ZSS
| 73 | RSA | ZSS small asset replacement | 8724.3915 | 0 | 0 | 0 | 0 | 0 | 0 | 0 | Replacement - Switchgear - ZSS
| 74 | RSA | BH Brown Boveri HB24 | 6924.7664 | 0 | 0 | 0 | 0 | 0 | 0 | 0 | Replacement - Switchgear - ZSS
| 75 | RSA | Switchboard replacement: SR | 156327.0901 | 1180691.99 | 1003588.19 | 0 | 0 | 0 | 0 | 1003588.19 | Replacement - Switchgear - ZSS
| 76 | RSA | ZSS lighting works | 0 | 0 | 0 | 0 | 0 | 0 | 0 | 0 | Replacement - Switchgear - ZSS
| 77 | RSA | Transformer refurbishment DN #1 | 16023.1918 | 121018.395 | 102865.635 | 0 | 0 | 0 | 0 | 102865.635 | Replacement - Switchgear - ZSS
| 78 | RSA | Switchboard replacement: BT | 0 | 325520.49 | 1302081.955 | 976561.465 | 0 | 0 | 0 | 2278643.42 | Replacement - Switchgear - ZSS
| 79 | RSA | NP 66kV CB replacement | 0 | 80000 | 80000 | 0 | 0 | 0 | 0 | 80000 | Replacement - Switchgear - ZSS
| 80 | RSA | Switchboard replacement: EM | 0 | 0 | 592805.715 | 1482014.285 | 889208.57 | 0 | 0 | 2964028.57 | Replacement - Switchgear - ZSS
| 81 | RSA | FSH 66kV CB replacement | 0 | 0 | 80000 | 80000 | 0 | 0 | 0 | 160000 | Replacement - Switchgear - ZSS
| 82 | RSA | Switchyard replacement: HT | 0 | 0 | 56101.69 | 561016.88 | 504915.19 | 0 | 0 | 1122033.76 | Replacement - Switchgear - ZSS
| 83 | RSA | Switchboard replacement: EW | 0 | 0 | 0 | 520832.78 | 1302081.95 | 781249.17 | 0 | 2604163.9 | Replacement - Switchgear - ZSS
| 84 | RSA | Switchyard replacement: DC | 0 | 0 | 0 | 200058.555 | 800234.215 | 600175.66 | 0 | 1600468.43 | Replacement - Switchgear - ZSS
| 85 | RSA | HT 66kV CB replacement | 0 | 0 | 0 | 80000 | 80000 | 0 | 0 | 160000 | Replacement - Switchgear - ZSS
| 86 | RSA | Switchyard replacement: GW | 0 | 0 | 0 | 59729.89 | 398199.275 | 338469.385 | 0 | 796398.55 | Replacement - Switchgear - ZSS
| 87 | RSA | Switchboard replacement: BR | 0 | 0 | 0 | 0 | 352309.65 | 1409238.595 | 1056928.945 | 2818477.19 | Replacement - Switchgear - ZSS
| 88 | RSA | SV 66kV CB replacement | 0 | 0 | 0 | 0 | 80000 | 80000 | 0 | 160000 | Replacement - Switchgear - ZSS
| 89 | RSA | Switchboard replacement: BU | 0 | 0 | 0 | 0 | 0 | 349385.9 | 1397543.4 | 1746929.3 | Replacement - Switchgear - ZSS
| 90 | RSA | Switchboard replacement: OE | 0 | 0 | 0 | 0 | 0 | 345130.925 | 1380523.7 | 1725654.625 | Replacement - Switchgear - ZSS
| 91 | RSA | DVY 66kV CB replacement | 0 | 0 | 0 | 0 | 0 | 80000 | 80000 | 160000 | Replacement - Switchgear - ZSS
| 92 | RSA | CFD GIS TX#2 isolator replacement | 0 | 0 | 0 | 0 | 0 | 0 | 0 | 0 | Replacement - Switchgear - ZSS
| 93 | RMP | Neutral screen services | $ 2019 2019/20: 0; $ 2019 2020/21: 384673.5 | 0 | Replacement - Service Lines
| 94 | RMP | Twisted PVC services | $ 2019 2019/20: 0; $ 2019 2020/21: 294664.5 | 0 | Replacement - Service Lines
| 95 | RMP | Incremental pole replacement: identification of additional service lines | $ 2019 2019/20: 0; $ 2019 2020/21: 0 | 0 | Replacement - Service Lines
| 96 | PRA | CFD - replace MAN Switch | 0 | 0 | 0 | 0 | 0 | 0 | 8450.7968 | 8450.7968 | Replacement - SCADA, Network Control & Protection Systems
| 97 | RCA | K relay replacement (aligned with switchgear) | 573983.8885 | 0 | 0 | 0 | 0 | 0 | 0 | 0 | Replacement - SCADA, Network Control & Protection Systems
| 98 | RCA | BH relay replacement | 412903.224 | 29780.28 | 0 | 0 | 0 | 0 | 0 | 0 | Replacement - SCADA, Network Control & Protection Systems
| 99 | RCA | MC relay replacement (driven by control room) | 672344.7692 | 423202.98 | 0 | 0 | 0 | 0 | 0 | 0 | Replacement - SCADA, Network Control & Protection Systems
| 100 | RCA | OE relay replacement | 278202.4237 | 0 | 0 | 0 | 0 | 0 | 0 | 0 | Replacement - SCADA, Network Control & Protection Systems
| 101 | RCA | CRM relay replacement (aligned with switchgear) | 316538.4853 | 54547.145 | 0 | 0 | 0 | 0 | 0 | 0 | Replacement - SCADA, Network Control & Protection Systems
| 102 | RCA | ZSS DC replacement | 371942.4154 | 15539.29 | 0 | 0 | 0 | 0 | 0 | 0 | Replacement - SCADA, Network Control & Protection Systems
| 103 | RCA | EL relay replacement | 791444.284 | 748265.52 | 41644.1321 | 0 | 0 | 0 | 0 | 41644.1321 | Replacement - SCADA, Network Control & Protection Systems
| 104 | RCA | BH RTU(LAN/MAN/GPS) replacement | 135933.7011 | 0 | 0 | 0 | 0 | 0 | 0 | 0 | Replacement - SCADA, Network Control & Protection Systems
| 105 | RCA | SV HV Bus Prot CT Cable replacement | 65548.2814 | 0 | 0 | 0 | 0 | 0 | 0 | 0 | Replacement - SCADA, Network Control & Protection Systems
| 106 | RCA | Replace DAoAMI solution | 53671.5127 | 3040.235 | 0 | 0 | 0 | 0 | 0 | 0 | Replacement - SCADA, Network Control & Protection Systems
| 107 | RCA | Replace legacy comms services at Mtn Pen | 49489.3629 | 0 | 0 | 0 | 0 | 0 | 0 | 0 | Replacement - SCADA, Network Control & Protection Systems
| 108 | RCA | CM RTU replacement (GE D20) | 48604.9907 | 9186.21 | 0 | 0 | 0 | 0 | 0 | 0 | Replacement - SCADA, Network Control & Protection Systems
| 109 | RCA | Upgrade primary equipment labels | 35307.4502 | 0 | 0 | 0 | 0 | 0 | 0 | 0 | Replacement - SCADA, Network Control & Protection Systems
| 110 | RCA | UE and CitiPower Inter-db Telemetry via ICCP | 35249.2371 | 3993.405 | 0 | 0 | 0 | 0 | 0 | 0 | Replacement - SCADA, Network Control & Protection Systems
| 111 | RCA | SS Relay replacement 18 | 25593.2673 | 0 | 0 | 0 | 0 | 0 | 0 | 0 | Replacement - SCADA, Network Control & Protection Systems
| 112 | RCA | MC RTU (LAN/MAN/GPS) replacement | 71480.2243 | 55645.02 | 0 | 0 | 0 | 0 | 0 | 0 | Replacement - SCADA, Network Control & Protection Systems
| 113 | RCA | NB ZSS DC outstanding works | 22023.768 | 0 | 0 | 0 | 0 | 0 | 0 | 0 | Replacement - SCADA, Network Control & Protection Systems
| 114 | RCA | KBH ZSS DC outstanding works | 20886.4135 | 0 | 0 | 0 | 0 | 0 | 0 | 0 | Replacement - SCADA, Network Control & Protection Systems
| 115 | RCA | RMS 2C137 MEF relay replacement | 19925.8169 | 0 | 0 | 0 | 0 | 0 | 0 | 0 | Replacement - SCADA, Network Control & Protection Systems
| 116 | RCA | STO ZSS DC replacement outstanding works | 17933.2057 | 0 | 0 | 0 | 0 | 0 | 0 | 0 | Replacement - SCADA, Network Control & Protection Systems
| 117 | RCA | EOF PQ meter replacement inflight | 10529.4143 | 0 | 0 | 0 | 0 | 0 | 0 | 0 | Replacement - SCADA, Network Control & Protection Systems
| 118 | RCA | Firmware critical upgrades - protection and control equipment inflight | 0 | 0 | 0 | 0 | 0 | 0 | 0 | 0 | Replacement - SCADA, Network Control & Protection Systems
| 119 | RCA | ZSS drawings/labels replacement - ZNX | 3589.885 | 0 | 0 | 0 | 0 | 0 | 0 | 0 | Replacement - SCADA, Network Control & Protection Systems
| 120 | RCA | Lower Plenty repeater hut access door replacement | 2469.4119 | 0 | 0 | 0 | 0 | 0 | 0 | 0 | Replacement - SCADA, Network Control & Protection Systems
| 121 | RCA | EB - replace EB-RD VF Y remote trip 18 | 2162.1488 | 0 | 0 | 0 | 0 | 0 | 0 | 0 | Replacement - SCADA, Network Control & Protection Systems
| 122 | RCA | ZSS DC replacement annual program | 0 | 767000.04 | 525217.0022 | 525217.0022 | 525217.0022 | 525217.0022 | 525217.0022 | 2626085.0112 | Replacement - SCADA, Network Control & Protection Systems
| 123 | RCA | SR relay replacement | 195073.6449 | 552999.96 | 233805.3632 | 0 | 0 | 0 | 0 | 233805.3632 | Replacement - SCADA, Network Control & Protection Systems
| 124 | RCA | EL RTU (LAN/MAN/GPS) replacement | 143877.8774 | 163000.02 | 0 | 0 | 0 | 0 | 0 | 0 | Replacement - SCADA, Network Control & Protection Systems
| 125 | RCA | Remote IED management rollout - 2020 | 0 | 153375 | 0 | 0 | 0 | 0 | 0 | 0 | Replacement - SCADA, Network Control & Protection Systems
| 126 | RCA | SR RTU (LAN/MAN/GPS) replacement | 37955.5267 | 143000.04 | 70423.3205 | 0 | 0 | 0 | 0 | 70423.3205 | Replacement - SCADA, Network Control & Protection Systems
| 127 | RCA | EOF PQ meter replacement | 0 | 30999.96 | 23943.9298 | 23943.9298 | 23943.9298 | 23943.9298 | 23943.9298 | 119719.6491 | Replacement - SCADA, Network Control & Protection Systems
| 128 | RCA | Firmware critical upgrades - protection and control equipment | 0 | 0 | 0 | 0 | 0 | 0 | 0 | 0 | Replacement - SCADA, Network Control & Protection Systems
| 129 | RCA | ZSS IP Telephony Trial and ETN VoIP | 13538.2005 | 15337.5 | 0 | 0 | 0 | 0 | 0 | 0 | Replacement - SCADA, Network Control & Protection Systems
| 130 | RCA | ZSS RTU/LAN/MAN | 11033.5782 | 25000 | 17605.8266 | 17605.8266 | 17605.8266 | 17605.8266 | 17605.8266 | 88029.133 | Replacement - SCADA, Network Control & Protection Systems
| 131 | RCA | Securing the field network (UE MAN) boundary | 0 | 0 | 291055.7225 | 291055.7225 | 291055.7225 | 291055.7225 | 291055.7225 | 1455278.6125 | Replacement - SCADA, Network Control & Protection Systems
| 132 | RCA | BU relay replacement | 0 | 1007000 | 709162.6955 | 0 | 0 | 0 | 0 | 709162.6955 | Replacement - SCADA, Network Control & Protection Systems
| 133 | RCA | DN relay replacement | 0 | 340999.98 | 240143.4607 | 0 | 0 | 0 | 0 | 240143.4607 | Replacement - SCADA, Network Control & Protection Systems
| 134 | RCA | Replace the Mt Dandenong radio and remotes | 0 | 0 | 0 | 316904.8788 | 0 | 0 | 0 | 316904.8788 | Replacement - SCADA, Network Control & Protection Systems
| 135 | RCA | Replace the Arthur Seat radio and remotes | 0 | 0 | 0 | 279580.4982 | 0 | 0 | 0 | 279580.4982 | Replacement - SCADA, Network Control & Protection Systems
| 136 | RCA | Replace the Ferny Creek radio and remotes | 0 | 0 | 0 | 261974.6998 | 0 | 0 | 0 | 261974.6998 | Replacement - SCADA, Network Control & Protection Systems
| 137 | RCA | Replace the Eureka Radio base and remotes | 0 | 0 | 0 | 211622.0639 | 0 | 0 | 0 | 211622.0639 | Replacement - SCADA, Network Control & Protection Systems
| 138 | RCA | BU RTU (LAN/MAN/GPS) replacement | 0 | 143000 | 100705.3282 | 0 | 0 | 0 | 0 | 100705.3282 | Replacement - SCADA, Network Control & Protection Systems
| 139 | RCA | DN RTU (LAN/MAN/GPS) replacement | 0 | 143000 | 100705.3282 | 0 | 0 | 0 | 0 | 100705.3282 | Replacement - SCADA, Network Control & Protection Systems
| 140 | RCA | BT relay replacement | 0 | 137500.02 | 77536.0688 | 77536.0688 | 77536.0688 | 77536.0688 | 77536.0688 | 387680.344 | Replacement - SCADA, Network Control & Protection Systems
| 141 | RCA | ZSS security monitoring upgrade | 0 | 46500 | 65493.675 | 65493.675 | 65493.675 | 65493.675 | 65493.675 | 327468.3748 | Replacement - SCADA, Network Control & Protection Systems
| 142 | RCA | FSH relay replacement | 0 | 0 | 391976.1234 | 391976.1234 | 391976.1234 | 391976.1234 | 391976.1234 | 1959880.6171 | Replacement - SCADA, Network Control & Protection Systems
| 143 | RCA | HGS relay replacement | 0 | 0 | 248030.8851 | 248030.8851 | 248030.8851 | 248030.8851 | 248030.8851 | 1240154.4257 | Replacement - SCADA, Network Control & Protection Systems
| 144 | RCA | EM relay replacement | 0 | 0 | 155776.3425 | 155776.3425 | 155776.3425 | 155776.3425 | 155776.3425 | 778881.7125 | Replacement - SCADA, Network Control & Protection Systems
| 145 | RCA | BW RTU replacement (MD1000) | 0 | 0 | 40282.1313 | 40282.1313 | 40282.1313 | 40282.1313 | 40282.1313 | 201410.6563 | Replacement - SCADA, Network Control & Protection Systems
| 146 | RCA | FSH RTU (LAN/MAN/GPS) replacement | 0 | 0 | 40282.1313 | 40282.1313 | 40282.1313 | 40282.1313 | 40282.1313 | 201410.6563 | Replacement - SCADA, Network Control & Protection Systems
| 147 | RCA | HGS RTU (LAN/MAN/GPS) replacement | 0 | 0 | 40282.1313 | 40282.1313 | 40282.1313 | 40282.1313 | 40282.1313 | 201410.6563 | Replacement - SCADA, Network Control & Protection Systems
| 148 | RCA | Replace the Lower Plenty radio and remotes | 0 | 0 | 39577.9038 | 39577.9038 | 39577.9038 | 39577.9038 | 39577.9038 | 197889.5192 | Replacement - SCADA, Network Control & Protection Systems
| 149 | RCA | HT relay replacement | 0 | 0 | 336060.0125 | 336060.0125 | 336060.0125 | 336060.0125 | 336060.0125 | 1680300.0625 | Replacement - SCADA, Network Control & Protection Systems
| 150 | RCA | Replace aged UE MAN infrastructure | 0 | 0 | 0 | 0 | 0 | 1459519.9383 | 0 | 1459519.9383 | Replacement - SCADA, Network Control & Protection Systems
| 151 | RCA | Replace the DWDM infrastructure | 0 | 0 | 0 | 0 | 0 | 545179.2096 | 0 | 545179.2096 | Replacement - SCADA, Network Control & Protection Systems
| 152 | RCA | BT RTU (LAN/MAN/GPS) replacement | 0 | 0 | 40282.1313 | 40282.1313 | 40282.1313 | 40282.1313 | 40282.1313 | 201410.6563 | Replacement - SCADA, Network Control & Protection Systems
| 153 | RCA | EM RTU (LAN/MAN/GPS) replacement | 0 | 0 | 40282.1313 | 40282.1313 | 40282.1313 | 40282.1313 | 40282.1313 | 201410.6563 | Replacement - SCADA, Network Control & Protection Systems
| 154 | RCA | HT RTU (LAN/MAN/GPS) replacement | 0 | 0 | 40282.1313 | 40282.1313 | 40282.1313 | 40282.1313 | 40282.1313 | 201410.6563 | Replacement - SCADA, Network Control & Protection Systems
| 155 | RCA | EW relay replacement | 0 | 0 | 90846.0653 | 90846.0653 | 90846.0653 | 90846.0653 | 90846.0653 | 454230.3263 | Replacement - SCADA, Network Control & Protection Systems
| 156 | RCA | Portable protection scheme #2 | 0 | 0 | 14401.5662 | 14401.5662 | 14401.5662 | 14401.5662 | 14401.5662 | 72007.8308 | Replacement - SCADA, Network Control & Protection Systems
| 157 | RCA | GW relay replacement | 0 | 0 | 328031.7612 | 328031.7612 | 328031.7612 | 328031.7612 | 328031.7612 | 1640158.8061 | Replacement - SCADA, Network Control & Protection Systems
| 158 | RCA | SV Relay replacement | 0 | 0 | 328031.7612 | 328031.7612 | 328031.7612 | 328031.7612 | 328031.7612 | 1640158.8061 | Replacement - SCADA, Network Control & Protection Systems
| 159 | RCA | GW RTU (LAN/MAN/GPS) replacement | 0 | 0 | 40282.1313 | 40282.1313 | 40282.1313 | 40282.1313 | 40282.1313 | 201410.6563 | Replacement - SCADA, Network Control & Protection Systems
| 160 | RCA | SV RTU (LAN/MAN/GPS) replacement | 0 | 0 | 40282.1313 | 40282.1313 | 40282.1313 | 40282.1313 | 40282.1313 | 201410.6563 | Replacement - SCADA, Network Control & Protection Systems
| 161 | RCA | BR relay replacement | 0 | 0 | 96902.4809 | 96902.4809 | 96902.4809 | 96902.4809 | 96902.4809 | 484512.4044 | Replacement - SCADA, Network Control & Protection Systems
| 162 | RCA | DVY relay replacement | 0 | 0 | 416483.4341 | 416483.4341 | 416483.4341 | 416483.4341 | 416483.4341 | 2082417.1703 | Replacement - SCADA, Network Control & Protection Systems
| 163 | RCA | Upgrade GW-SVTS FOC | 0 | 0 | 0 | 0 | 0 | 0 | 0 | 0 | Replacement - SCADA, Network Control & Protection Systems
| 164 | RCA | RWT relay replacement | 0 | 0 | 0 | 0 | 0 | 0 | 536625.5948 | 536625.5948 | Replacement - SCADA, Network Control & Protection Systems
| 165 | RCA | ALTS rpl | 0 | 0 | 0 | 0 | 0 | 0 | 352116.5602 | 352116.5602 | Replacement - SCADA, Network Control & Protection Systems
| 166 | RCA | OE relay replacement | 0 | 0 | 72043.0368 | 72043.0368 | 72043.0368 | 72043.0368 | 72043.0368 | 360215.1841 | Replacement - SCADA, Network Control & Protection Systems
| 167 | RCA | DVY RTU (LAN/MAN/GPS) replacement | 0 | 0 | 40282.1313 | 40282.1313 | 40282.1313 | 40282.1313 | 40282.1313 | 201410.6563 | Replacement - SCADA, Network Control & Protection Systems
| 168 | RCA | 22kV Line CB - Relay replacement | 0 | 0 | 21126.9919 | 21126.9919 | 21126.9919 | 21126.9919 | 21126.9919 | 105634.9596 | Replacement - SCADA, Network Control & Protection Systems
| 169 | RCA | ZSS spares relays, REFCL | 0 | 0 | 21126.9919 | 21126.9919 | 21126.9919 | 21126.9919 | 21126.9919 | 105634.9596 | Replacement - SCADA, Network Control & Protection Systems
| 170 | RCA | Pole top controllers (ADVC, Noja RC10, GCR300) | 0 | 0 | 11549.4166 | 11549.4166 | 11549.4166 | 11549.4166 | 11549.4166 | 57747.0831 | Replacement - SCADA, Network Control & Protection Systems
| 171 | RCA | Replace OTN Gatways | 0 | 0 | 4320.4698 | 4320.4698 | 4320.4698 | 4320.4698 | 4320.4698 | 21602.3492 | Replacement - SCADA, Network Control & Protection Systems
| 172 | RCA | MGE relay replacement (excluding 66kV lines) 18 | 0 | 0 | 0 | 0 | 0 | 0 | 0 | 0 | Replacement - SCADA, Network Control & Protection Systems
| 173 | ROA | HV ABC replacement - NW13, RWT34 and RWT35 | 238906.004 | 0 | 0 | 0 | 0 | 0 | 0 | 0 | Replacement - Zone Other
| 174 | ROA | Covered conductor in HBRA | 229410.1579 | 0 | 0 | 0 | 0 | 0 | 0 | 0 | Replacement - Zone Other
| 175 | ROJ | Strachans Esplanade LV2 overhead replace | 12376.9517 | 0 | 0 | 0 | 0 | 0 | 0 | 0 | Replacement - Zone Other
| 176 | RSA | RBD building repair due to termites | 102294.8765 | 0 | 0 | 0 | 0 | 0 | 0 | 0 | Replacement - Zone Other
| 177 | RSA | ZSS Earth grid Repairs inflight | 41530.2957 | 0 | 0 | 0 | 0 | 0 | 0 | 0 | Replacement - Zone Other
| 178 | RSA | FTN-FSH Conitel to DNP conversion | 36458.4731 | 0 | 0 | 0 | 0 | 0 | 0 | 0 | Replacement - Zone Other
| 179 | RSA | ZSS Building Life Extension inflight | 14724.0012 | 0 | 0 | 0 | 0 | 0 | 0 | 0 | Replacement - Zone Other
| 180 | RSA | ZSS Fencing inflight | 0 | 0 | 0 | 0 | 0 | 0 | 0 | 0 | Replacement - Zone Other
| 181 | RSA | Brick Fence Repairs at SR ZSS | 0 | 0 | 0 | 0 | 0 | 0 | 0 | 0 | Replacement - Zone Other
| 182 | RSA | OE Earth Grid Repair | 1502.2217 | 0 | 0 | 0 | 0 | 0 | 0 | 0 | Replacement - Zone Other
| 183 | RSA | SR Earth Grid Maintenance | 574.6729 | 0 | 0 | 0 | 0 | 0 | 0 | 0 | Replacement - Zone Other
| 184 | RSA | MC - Control Building Replacement | 283123.3996 | 320752.02 | 0 | 0 | 0 | 0 | 0 | 0 | Replacement - Zone Other
| 185 | RSA | SR new switchroom | 161090.2417 | 365000 | 182500 | 0 | 0 | 0 | 0 | 182500 | Replacement - Zone Other
| 186 | RSA | ZSS fencing | 110335.7643 | 124999.98 | 0 | 0 | 0 | 0 | 0 | 0 | Replacement - Zone Other
| 187 | RSA | DSS fencing upgrades | 88268.6256 | 100000 | 0 | 0 | 0 | 0 | 0 | 0 | Replacement - Zone Other
| 188 | RSA | ZSS earth grid repairs annual program | 70956.4824 | 155414.82 | 150055.68 | 150055.68 | 150055.68 | 112541.76 | 74846.82 | 637555.62 | Replacement - Zone Other
| 189 | RSA | ZSS cap bank capacitor replacement | 22067.1564 | 50000 | 50000 | 50000 | 50000 | 50000 | 50000 | 250000 | Replacement - Zone Other
| 190 | RSA | Building works | 0 | 153375 | 153375 | 153375 | 153375 | 153375 | 153375 | 766875 | Replacement - Zone Other
| 191 | RSA | FSH control room replacement | 0 | 0 | 204000 | 204000 | 0 | 0 | 0 | 408000 | Replacement - Zone Other
| 192 | RSA | HGS - new control building | 0 | 0 | 204000 | 204000 | 0 | 0 | 0 | 408000 | Replacement - Zone Other
| 193 | RSA | HT control room replacement | 0 | 0 | 0 | 204000 | 204000 | 0 | 0 | 408000 | Replacement - Zone Other
| 194 | RSA | OR #1 Cap Bank Repl | 0 | 0 | 0 | 138337.07 | 276674.14 | 138337.07 | 0 | 553348.28 | Replacement - Zone Other
| 195 | RSA | GW control room replacement | 0 | 0 | 0 | 0 | 204000 | 204000 | 0 | 408000 | Replacement - Zone Other
| 196 | RSA | SV control room replacement | 0 | 0 | 0 | 0 | 204000 | 204000 | 0 | 408000 | Replacement - Zone Other
| 197 | RSA | OE building extension | 0 | 0 | 0 | 0 | 0 | 127600 | 255200 | 382800 | Replacement - Zone Other
| 198 | PEA | Lead paint removal - OR and SR | 4413.4004 | 0 | 0 | 0 | 0 | 0 | 0 | 0 | Replacement - Environment
| 199 | PEA | Lead paint removal - EM | 140739.0274 | 159444 | 0 | 0 | 0 | 0 | 0 | 0 | Replacement - Environment
| 200 | PEA | Lead paint removal - WD | 96250.3161 | 109042.5 | 0 | 0 | 0 | 0 | 0 | 0 | Replacement - Environment
| 201 | PEA | Incremental climate resilience design changes | 56064.3957 | 63515.655 | 0 | 0 | 0 | 0 | 0 | 0 | Replacement - Environment
| 202 | PEA | Asbestos removal | 37843.4608 | 85746.12 | 0 | 0 | 0 | 0 | 0 | 0 | Replacement - Environment
| 203 | PEA | EPA noise compliance: MC | $ 2019 2019/20: 0; $ 2019 2020/21: 0 | 0 | Replacement - Environment
| 204 | PEA | EPA noise compliance: EB | $ 2019 2019/20: 0; $ 2019 2020/21: 0 | 0 | Replacement - Environment
| 205 | PEA | EPA noise compliance: CFD | $ 2019 2019/20: 0; $ 2019 2020/21: 0 | 0 | Replacement - Environment
| 206 | PEA | EPA bunding compliance: STO | $ 2019 2019/20: 0; $ 2019 2020/21: 0 | 0 | Replacement - Environment
| 207 | PEA | EPA bunding compliance: M | $ 2019 2019/20: 0; $ 2019 2020/21: 0 | 0 | Replacement - Environment
| 208 | PEA | Lead paint removal - NO | $ 2019 2019/20: 0; $ 2019 2020/21: 106327.5 | 0 | Replacement - Environment
| 209 | PEA | Lead paint removal - DN | $ 2019 2019/20: 0; $ 2019 2020/21: 99016.5 | 0 | Replacement - Environment
| 210 | PEA | Lead paint removal - STO | $ 2019 2019/20: 0; $ 2019 2020/21: 89179 | 0 | Replacement - Environment
| 211 | PEA | EPA bunding compliance: OR | $ 2019 2019/20: 0; $ 2019 2020/21: 0 | 0 | Replacement - Environment
| 212 | PEA | EPA noise compliance: NB | $ 2019 2019/20: 0; $ 2019 2020/21: 0 | 0 | Replacement - Environment
| 213 | PEA | EPA noise compliance: FSH | $ 2019 2019/20: 0; $ 2019 2020/21: 0 | 0 | Replacement - Environment
| 214 | PEA | EPA noise compliance: SR | $ 2019 2019/20: 0; $ 2019 2020/21: 0 | 0 | Replacement - Environment
| 215 | PEA | EPA bunding complliance: EM | $ 2019 2019/20: 0; $ 2019 2020/21: 0 | 0 | Replacement - Environment
| 216 | PEA | EPA bunding complliance: EW | $ 2019 2019/20: 0; $ 2019 2020/21: 0 | 0 | Replacement - Environment
| 217 | PEA | EPA bunding complliance: NP | $ 2019 2019/20: 0; $ 2019 2020/21: 0 | 0 | Replacement - Environment
| 218 | PEA | Lead paint removal - LD | $ 2019 2019/20: 0; $ 2019 2020/21: 0 | 0 | Replacement - Environment
| 219 | PEA | Lead paint removal - GW | $ 2019 2019/20: 0; $ 2019 2020/21: 0 | 0 | Replacement - Environment
| 220 | PEA | Lead paint removal - BU | $ 2019 2019/20: 0; $ 2019 2020/21: 0 | 0 | Replacement - Environment
| 221 | PEA | Lead paint removal - CM | $ 2019 2019/20: 0; $ 2019 2020/21: 0 | 0 | Replacement - Environment
| 222 | PEA | Lead paint removal - HT | $ 2019 2019/20: 0; $ 2019 2020/21: 0 | 0 | Replacement - Environment
| 223 | PEA | Lead paint removal - MC | $ 2019 2019/20: 0; $ 2019 2020/21: 0 | 0 | Replacement - Environment
| 224 | PEA | EPA noise compliance: CRM | $ 2019 2019/20: 0; $ 2019 2020/21: 0 | 0 | Replacement - Environment
| 225 | PEA | EPA noise compliance: EL | $ 2019 2019/20: 0; $ 2019 2020/21: 0 | 0 | Replacement - Environment
| 226 | PEA | EPA noise compliance: GW | $ 2019 2019/20: 0; $ 2019 2020/21: 0 | 0 | Replacement - Environment
| 227 | PEA | EPA bunding complliance: K | $ 2019 2019/20: 0; $ 2019 2020/21: 0 | 0 | Replacement - Environment
| 228 | PEA | EPA bunding complliance: SR | $ 2019 2019/20: 0; $ 2019 2020/21: 0 | 0 | Replacement - Environment
| 229 | PEA | EPA noise compliance: STO | $ 2019 2019/20: 0; $ 2019 2020/21: 0 | 0 | Replacement - Environment
| 230 | PEA | EPA noise compliance: LD | $ 2019 2019/20: 0; $ 2019 2020/21: 0 | 0 | Replacement - Environment
| 231 | PEA | EPA noise compliance: DC | $ 2019 2019/20: 0; $ 2019 2020/21: 0 | 0 | Replacement - Environment
| 232 | PEA | EPA bunding complliance: KBH | $ 2019 2019/20: 0; $ 2019 2020/21: 0 | 0 | Replacement - Environment
| 233 | PEA | EPA bunding complliance: BT | $ 2019 2019/20: 0; $ 2019 2020/21: 0 | 0 | Replacement - Environment
| 234 | PEA | EPA noise compliance: SH | $ 2019 2019/20: 0; $ 2019 2020/21: 0 | 0 | Replacement - Environment
| 235 | PEA | EPA noise compliance: FTN | $ 2019 2019/20: 0; $ 2019 2020/21: 0 | 0 | Replacement - Environment
| 236 | PEA | EPA noise compliance: BR | $ 2019 2019/20: 0; $ 2019 2020/21: 0 | 0 | Replacement - Environment
| 237 | PEA | EPA bunding complliance: BU | $ 2019 2019/20: 0; $ 2019 2020/21: 0 | 0 | Replacement - Environment
| 238 | PEA | EPA bunding complliance: MR | $ 2019 2019/20: 0; $ 2019 2020/21: 0 | 0 | Replacement - Environment
| 239 | PEA | EPA bunding complliance: OE | $ 2019 2019/20: 0; $ 2019 2020/21: 0 | 0 | Replacement - Environment
| 240 | PEA | EPA noise compliance: RBD | $ 2019 2019/20: 0; $ 2019 2020/21: 0 | 0 | Replacement - Environment
| 241 | PEA | EPA noise compliance: BU | $ 2019 2019/20: 0; $ 2019 2020/21: 0 | 0 | Replacement - Environment
| 242 | PEA | EPA noise compliance: NW | $ 2019 2019/20: 0; $ 2019 2020/21: 0 | 0 | Replacement - Environment
| 243 | PEA | EPA bunding complliance: CRM | $ 2019 2019/20: 0; $ 2019 2020/21: 0 | 0 | Replacement - Environment
| 244 | PEA | Environment expenditure amendment - May2020 | 0 | 0 | 200429.1476 | 200429.1476 | 200429.1476 | 200429.1476 | 200429.1476 | 1002145.738 | Replacement - Environment
| 245 | RUP | Doncaster pillar replacement | 15144.866 | 0 | 0 | 0 | 0 | 0 | 0 | 0 | Replacement - Non VBRC - Safety
| 246 | ROH | Steel replacement | 0 | 0 | 0 | 0 | 0 | 0 | 28582.045 | 28582.045 | Replacement - VBRC
| 247 | RSA |  | 0 | 0 | 0 | 0 | 0 | 0 | 0 | 0
| 248 |  |  | 0 | 0 | 0 | 0 | 0 | 0 | 0 | 0
|  |  |  | 0 | 0 | 0 | 0 | 0 | 0 | 0 | 0
|  |  |  | 0 | 0 | 0 | 0 | 0 | 0 | 0 | 0
|  |  |  | 0 | 0 | 0 | 0 | 0 | 0 | 0 | 0
|  |  |  | 0 | 0 | 0 | 0 | 0 | 0 | 0 | 0
|  |  |  | 0 | 0 | 0 | 0 | 0 | 0 | 0 | 0
|  |  |  | 0 | 0 | 0 | 0 | 0 | 0 | 0 | 0
|  |  |  | 0 | 0 | 0 | 0 | 0 | 0 | 0 | 0
|  |  |  | 0 | 0 | 0 | 0 | 0 | 0 | 0 | 0
|  |  |  | 0 | 0 | 0 | 0 | 0 | 0 | 0 | 0
|  |  |  | 0 | 0 | 0 | 0 | 0 | 0 | 0 | 0
|  |  |  | 0 | 0 | 0 | 0 | 0 | 0 | 0 | 0
|  |  |  | 0 | 0 | 0 | 0 | 0 | 0 | 0 | 0
|  |  |  | 0 | 0 | 0 | 0 | 0 | 0 | 0 | 0
|  |  |  | 0 | 0 | 0 | 0 | 0 | 0 | 0 | 0
|  |  |  | 0 | 0 | 0 | 0 | 0 | 0 | 0 | 0
|  |  |  | 0 | 0 | 0 | 0 | 0 | 0 | 0 | 0
|  |  |  | 0 | 0 | 0 | 0 | 0 | 0 | 0 | 0
|  |  |  | 0 | 0 | 0 | 0 | 0 | 0 | 0 | 0
|  |  |  | 0 | 0 | 0 | 0 | 0 | 0 | 0 | 0
|  |  |  | 0 | 0 | 0 | 0 | 0 | 0 | 0 | 0
|  |  |  | 0 | 0 | 0 | 0 | 0 | 0 | 0 | 0
|  |  |  | 0 | 0 | 0 | 0 | 0 | 0 | 0 | 0
|  |  |  | 0 | 0 | 0 | 0 | 0 | 0 | 0 | 0
|  |  |  | 0 | 0 | 0 | 0 | 0 | 0 | 0 | 0
|  |  |  | 0 | 0 | 0 | 0 | 0 | 0 | 0 | 0
|  |  |  | 0 | 0 | 0 | 0 | 0 | 0 | 0 | 0
|  |  |  | 0 | 0 | 0 | 0 | 0 | 0 | 0 | 0
|  |  |  | 0 | 0 | 0 | 0 | 0 | 0 | 0 | 0
|  |  |  | 0 | 0 | 0 | 0 | 0 | 0 | 0 | 0
|  |  |  | 0 | 0 | 0 | 0 | 0 | 0 | 0 | 0
|  |  |  | 0 | 0 | 0 | 0 | 0 | 0 | 0 | 0
|  |  |  | 0 | 0 | 0 | 0 | 0 | 0 | 0 | 0
|  |  |  | 0 | 0 | 0 | 0 | 0 | 0 | 0 | 0
|  |  |  | 0 | 0 | 0 | 0 | 0 | 0 | 0 | 0
|  |  |  | 0 | 0 | 0 | 0 | 0 | 0 | 0 | 0
|  |  |  | 0 | 0 | 0 | 0 | 0 | 0 | 0 | 0
|  |  |  | 0 | 0 | 0 | 0 | 0 | 0 | 0 | 0
|  |  |  | 0 | 0 | 0 | 0 | 0 | 0 | 0 | 0
|  |  |  | 0 | 0 | 0 | 0 | 0 | 0 | 0 | 0
|  |  |  | 0 | 0 | 0 | 0 | 0 | 0 | 0 | 0
|  |  |  | 0 | 0 | 0 | 0 | 0 | 0 | 0 | 0
|  |  |  | 0 | 0 | 0 | 0 | 0 | 0 | 0 | 0
|  |  |  | 0 | 0 | 0 | 0 | 0 | 0 | 0 | 0
|  |  |  | 0 | 0 | 0 | 0 | 0 | 0 | 0 | 0
|  |  |  | 0 | 0 | 0 | 0 | 0 | 0 | 0 | 0
|  |  |  | 0 | 0 | 0 | 0 | 0 | 0 | 0 | 0
|  |  |  | 0 | 0 | 0 | 0 | 0 | 0 | 0 | 0
|  |  |  | 0 | 0 | 0 | 0 | 0 | 0 | 0 | 0
|  |  |  | 0 | 0 | 0 | 0 | 0 | 0 | 0 | 0
|  |  |  | 0 | 0 | 0 | 0 | 0 | 0 | 0 | 0
|  |  |  | 0 | 0 | 0 | 0 | 0 | 0 | 0 | 0
|  |  |  | 0 | 0 | 0 | 0 | 0 | 0 | 0 | 0
|  |  |  | 0 | 0 | 0 | 0 | 0 | 0 | 0 | 0
|  |  |  | 0 | 0 | 0 | 0 | 0 | 0 | 0 | 0
|  |  |  | 0 | 0 | 0 | 0 | 0 | 0 | 0 | 0
|  |  |  | 0 | 0 | 0 | 0 | 0 | 0 | 0 | 0
|  |  |  | 0 | 0 | 0 | 0 | 0 | 0 | 0 | 0
|  |  |  | 0 | 0 | 0 | 0 | 0 | 0 | 0 | 0
|  |  |  | 0 | 0 | 0 | 0 | 0 | 0 | 0 | 0
|  |  |  | 0 | 0 | 0 | 0 | 0 | 0 | 0 | 0
|  |  |  | 0 | 0 | 0 | 0 | 0 | 0 | 0 | 0
|  |  |  | 0 | 0 | 0 | 0 | 0 | 0 | 0 | 0
|  |  |  | 0 | 0 | 0 | 0 | 0 | 0 | 0 | 0
|  |  |  | 0 | 0 | 0 | 0 | 0 | 0 | 0 | 0
|  |  |  | 0 | 0 | 0 | 0 | 0 | 0 | 0 | 0
|  |  |  | 0 | 0 | 0 | 0 | 0 | 0 | 0 | 0
|  |  |  | 0 | 0 | 0 | 0 | 0 | 0 | 0 | 0
|  |  |  | 0 | 0 | 0 | 0 | 0 | 0 | 0 | 0
|  |  |  | 0 | 0 | 0 | 0 | 0 | 0 | 0 | 0
|  |  |  | 0 | 0 | 0 | 0 | 0 | 0 | 0 | 0
|  |  |  | 0 | 0 | 0 | 0 | 0 | 0 | 0 | 0
|  |  |  | 0 | 0 | 0 | 0 | 0 | 0 | 0 | 0
|  |  |  | 0 | 0 | 0 | 0 | 0 | 0 | 0 | 0
|  |  |  | 0 | 0 | 0 | 0 | 0 | 0 | 0 | 0
|  |  |  | 0 | 0 | 0 | 0 | 0 | 0 | 0 | 0
|  |  |  | 0 | 0 | 0 | 0 | 0 | 0 | 0 | 0
|  |  |  | 0 | 0 | 0 | 0 | 0 | 0 | 0 | 0
|  |  |  | 0 | 0 | 0 | 0 | 0 | 0 | 0 | 0
|  |  |  | 0 | 0 | 0 | 0 | 0 | 0 | 0 | 0
|  |  |  | 0 | 0 | 0 | 0 | 0 | 0 | 0 | 0
|  |  |  | 0 | 0 | 0 | 0 | 0 | 0 | 0 | 0
|  |  |  | 0 | 0 | 0 | 0 | 0 | 0 | 0 | 0
|  |  |  | 0 | 0 | 0 | 0 | 0 | 0 | 0 | 0
|  |  |  | 0 | 0 | 0 | 0 | 0 | 0 | 0 | 0
|  |  |  | 0 | 0 | 0 | 0 | 0 | 0 | 0 | 0
|  |  |  | 0 | 0 | 0 | 0 | 0 | 0 | 0 | 0
|  |  |  | 0 | 0 | 0 | 0 | 0 | 0 | 0 | 0
|  |  |  | 0 | 0 | 0 | 0 | 0 | 0 | 0 | 0
|  |  |  | 0 | 0 | 0 | 0 | 0 | 0 | 0 | 0
|  |  |  | 0 | 0 | 0 | 0 | 0 | 0 | 0 | 0
|  |  |  | 0 | 0 | 0 | 0 | 0 | 0 | 0 | 0
|  |  |  | 17890535.8066 | 23506627.925 | 17997300.2294 | 17594268.6795 | 17569758.6037 | 18898907.5466 | 17055082.2056 | 89115317.2647

## Project List - RRP
United Energy - Plant, stations and lines replacement | [7 empty] | AER draft decision |  |  | Menu
#VALUE! | [7 empty] | RRP change
[12 empty] | Transformer replacement allocation |  |  |  | 6% | 64% | 14% |  | 9% | 7%
[12 empty] | Switchboard replacement allocation |  |  |  | 30% | 5% | 60% |  | 5%
[12 empty] | Switchyard replacement allocation | [5 empty] | 70% |  |  | 30%
|  |  |  | $ 2019 | [8 empty] | 3711442.1 | 0 | 10622496.575 | 9913588.8512 | 20115099.8586 | 15682764.9513 | 5096020.5 | 28090581.615 | 9081270.0631 | 0
|  | Material Code | Project Description: | 2019/20 | 2020/21 | 2021/22 | 2022/23 | 2023/24 | 2024/25 | 2025/26 | 2021-26 Total | Project Type | POLES | POLE TOP STRUCTURES | OVERHEAD CONDUCTORS | UNDERGROUND CABLES | TRANSFORMERS | SWITCHGEAR | SERVICE LINES | SCADA, NETWORK CONTROL AND PROTECTION | OTHER | PUBLIC LIGHTING
| 1 | PFA | HBRA conductor clearance mitigation | 0 | 0 | 0 | 0 | 0 | 0 | 0 | 0 | Replacement - Pole Top Structures |  | 0
| 2 | RXH | Replacement of HV Wood crossarm in HBRA | $ 2019 2019/20: 0; $ 2019 2020/21: 654198.295 | 0 | Replacement - Pole Top Structures |  | 0
| 3 | RXL | Incremental pole replacement: pole-top structure offset | $ 2019 2019/20: 0; $ 2019 2020/21: 0 | 0 | Replacement - Pole Top Structures |  | 0
| 4 | RPH | Incremental pole replacement: risk-based pole replacements | $ 2019 2019/20: 0; $ 2019 2020/21: 0 | 0 | Replacement - Poles | 0
| 5 | RPH | Replacement of concrete poles in non-CMEN area | 0 | 371144.21 | 742288.42 | 742288.42 | 742288.42 | 742288.42 | 742288.42 | 3711442.1 | Replacement - Poles | 3711442.1
| 6 | ROA | Bare conductor replacement program in LBRA | 218000.1361 | 493947.05 | 493947.05 | 493947.05 | 493947.05 | 493947.05 | 246973.525 | 2222761.725 | Replacement - Overhead Conductors |  |  | 2222761.725
| 7 | ROA | HV spreader replacement | 18571.7188 | 42080 | 42080 | 42080 | 42080 | 42080 | 42080 | 210400 | Replacement - Overhead Conductors |  |  | 210400
| 8 | ROA | LV spreader replacement | 13593.3683 | 30800 | 30800 | 30800 | 30800 | 30800 | 30800 | 154000 | Replacement - Overhead Conductors |  |  | 154000
| 9 | ROH | HV Cu conductor replacement (CRM35, DMA14, STO23) | 316008.2998 | 0 | 0 | 0 | 0 | 0 | 0 | 0 | Replacement - Overhead Conductors |  |  | 0
| 10 | ROI | Replacement of OH fault indicator | 47253.2714 | 107066.97 | 107066.97 | 107066.97 | 107066.97 | 107066.97 | 107066.97 | 535334.85 | Replacement - Overhead Conductors |  |  | 535334.85
| 11 | ROL | Proactive Al-Cu connector replacement - phase 1 | 0 | 0 | 0 | 0 | 0 | 0 | 0 | 0 | Replacement - Overhead Conductors |  |  | 0
| 12 | ROL | Bare conductor replacement in HBRA | 511958.0284 | 1330000 | 1500000 | 1500000 | 1500000 | 1500000 | 1500000 | 7500000 | Replacement - Overhead Conductors |  |  | 7500000
| 13 | ROL | Proactive Al-Cu connector replacement - phase 2 | 509247.758 | 576929.52 | 0 | 0 | 0 | 0 | 0 | 0 | Replacement - Overhead Conductors |  |  | 0
| 14 | ROL | P2 low conductor rectification | 132402.9384 | 150000 | 0 | 0 | 0 | 0 | 0 | 0 | Replacement - Overhead Conductors |  |  | 0
| 15 | ROL | Proactive Al-Cu connector replacement - phase 3 | 0 | 0 | 0 | 0 | 0 | 0 | 0 | 0 | Replacement - Overhead Conductors |  |  | 0
| 16 | RSS | Replacement of surge arrestors in HBRA | 0 | 298307.78 | 596615.56 | 596615.56 | 596615.56 | 596615.56 | 596615.56 | 2983077.8 | Replacement - Underground Cables |  |  |  | 2983077.8
| 17 | RUA | MTS sub VR 126 feeder cable replacement | 211169.0051 | 47846.9 | 0 | 0 | 0 | 0 | 0 | 0 | Replacement - Underground Cables |  |  |  | 0
| 18 | RUG | MR22 faulted UGC TE# 1243288 | 0 | 0 | 0 | 0 | 0 | 0 | 0 | 0 | Replacement - Underground Cables |  |  |  | 0
| 19 | RUS | STO 66kV oil cable replacement | 0 | 0 | 0 | 0 | 460500 | 460500 | 0 | 921000 | Replacement - Underground Cables |  |  |  | 921000
| 20 | RHP | Major non-pole substation replacement - new 32 south | 36823.8876 | 41717.98 | 0 | 0 | 0 | 0 | 0 | 0 | Replacement - Transformers - DSS |  |  |  |  | 0
| 21 | RSA | DSS non-unitised replacement RH | 88268.6256 | 200000 | 200000 | 200000 | 200000 | 200000 | 200000 | 1000000 | Replacement - Transformers - DSS |  |  |  |  | 1000000
| 22 | RSA | OAK new #1 66/11 kV trans | 841670.5487 | 112132.515 | 0 | 0 | 0 | 0 | 0 | 0 | Replacement - Transformers - ZSS |  |  |  | 0 | 0 | 0 |  | 0 | 0
| 23 | RSA | Mobile transformer readiness (in flight) | 367065.9181 | 130929.46 | 0 | 0 | 0 | 0 | 0 | 0 | Replacement - Transformers - ZSS |  |  |  |  | 0
| 24 | RSA | Transformer refurbishment HT #3 | 209818.9718 | 0 | 0 | 0 | 0 | 0 | 0 | 0 | Replacement - Transformers - ZSS |  |  |  |  | 0
| 25 | RSA | 66kV bushing repl BU #1 DC #3 EB #1 EB #2 K #3 OE #2 | 167810.878 | 0 | 0 | 0 | 0 | 0 | 0 | 0 | Replacement - Transformers - ZSS |  |  |  |  | 0
| 26 | RSA | Transformer replacement CM #1 | 1395765.1988 | 1429258.02 | 0 | 0 | 0 | 0 | 0 | 0 | Replacement - Transformers - ZSS |  |  |  | 0 | 0 | 0 |  | 0 | 0
| 27 | RSA | Replacement of Moorabbin Airport 1 substation | 125782.7915 | 0 | 0 | 0 | 0 | 0 | 0 | 0 | Replacement - Transformers - ZSS |  |  |  |  | 0
| 28 | RSA | Transformer OLTC replacement HGS #1 | 137440.4289 | 17113 | 0 | 0 | 0 | 0 | 0 | 0 | Replacement - Transformers - ZSS |  |  |  |  | 0
| 29 | RSA | Transformer replacement DSH | 103996.3293 | 0 | 0 | 0 | 0 | 0 | 0 | 0 | Replacement - Transformers - ZSS |  |  |  | 0 | 0 | 0 |  | 0 | 0
| 30 | RSA | MR ZSS fence and lighting upgrade | 0 | 0 | 0 | 0 | 0 | 0 | 0 | 0 | Replacement - Zone Other |  |  |  |  | 0 |  |  |  | 0
| 31 | RSA | DSH #1B transformer overhaul | 78959.3794 | 7565.5 | 0 | 0 | 0 | 0 | 0 | 0 | Replacement - Transformers - ZSS |  |  |  |  | 0
| 32 | RSA | Mobile transformer prep: BT | 85776.8906 | 22020.145 | 0 | 0 | 0 | 0 | 0 | 0 | Replacement - Transformers - ZSS |  |  |  |  | 0
| 33 | RSA | Osborn Princes DS – access breach | 59581.3223 | 0 | 0 | 0 | 0 | 0 | 0 | 0 | Replacement - Transformers - ZSS |  |  |  |  | 0
| 34 | RSA | OAK ZSS roof repair | 72821.6161 | 25000 | 0 | 0 | 0 | 0 | 0 | 0 | Replacement - Transformers - ZSS |  |  |  |  | 0 |  |  |  | 0
| 35 | RSA | CM substation roof and gutter replacement | 46460.1028 | 0 | 0 | 0 | 0 | 0 | 0 | 0 | Replacement - Transformers - ZSS |  |  |  |  | 0 |  |  |  | 0
| 36 | RSA | Glen Waverly zone substation drainage | 33698.578 | 0 | 0 | 0 | 0 | 0 | 0 | 0 | Replacement - Transformers - ZSS |  |  |  |  | 0 |  |  |  | 0
| 37 | RSA | Dandenong Hospital ALTS | 14798.6588 | 0 | 0 | 0 | 0 | 0 | 0 | 0 | Replacement - Transformers - ZSS |  |  |  |  | 0
| 38 | RSA | HT #3 transformer overhaul | 12204.2011 | 0 | 0 | 0 | 0 | 0 | 0 | 0 | Replacement - Transformers - ZSS |  |  |  |  | 0
| 39 | RSA | SV Tx2 replace defective oil flow meter | 3950.6477 | 0 | 0 | 0 | 0 | 0 | 0 | 0 | Replacement - Transformers - ZSS |  |  |  |  | 0
| 40 | RSA | Transformer replacement EL #2 | 541257.0598 | 1226386.06 | 613193.03 | 0 | 0 | 0 | 0 | 613193.03 | Replacement - Transformers - ZSS |  |  |  | 36791.5818 | 392443.5392 | 85847.0242 |  | 55187.3727 | 42923.5121
| 41 | RSA | Transformer replacement OR #2 | 276222.3378 | 1251735.075 | 938801.305 | 0 | 0 | 0 | 0 | 938801.305 | Replacement - Transformers - ZSS |  |  |  | 56328.0783 | 600832.8352 | 131432.1827 |  | 84492.1175 | 65716.0914
| 42 | RSA | Mobile transformer prep: EW | 88268.6432 | 100000.02 | 0 | 0 | 0 | 0 | 0 | 0 | Replacement - Transformers - ZSS |  |  |  |  | 0
| 43 | RSA | Transformer overhaul annual program | 61788.0379 | 140000 | 140000 | 140000 | 140000 | 140000 | 140000 | 700000 | Replacement - Transformers - ZSS |  |  |  |  | 700000
| 44 | RSA | Distribution building replacement | 44134.3128 | 100000 | 100000 | 100000 | 100000 | 100000 | 100000 | 500000 | Replacement - Transformers - ZSS | [8 empty] | 500000
| 45 | RSA | Mobile transformer prep: STO | 34522.4111 | 78221.25 | 39110.625 | 0 | 0 | 0 | 0 | 39110.625 | Replacement - Transformers - ZSS |  |  |  |  | 39110.625
| 46 | RSA | Transformer replacement EM #1 | 0 | 635215.77 | 1270431.54 | 635215.77 | 0 | 0 | 0 | 1905647.31 | Replacement - Transformers - ZSS |  |  |  | 114338.8386 | 1219614.2784 | 266790.6234 |  | 171508.2579 | 133395.3117
| 47 | RSA | Transformer replacement EW #2 | 0 | 462697.61 | 1156744.02 | 694046.41 | 0 | 0 | 0 | 1850790.43 | Replacement - Transformers - ZSS |  |  |  | 111047.4258 | 1184505.8752 | 259110.6602 |  | 166571.1387 | 129555.3301
| 48 | RSA | Mobile transformer readiness | 0 | 200000 | 400000 | 400000 | 200000 | 0 | 0 | 1000000 | Replacement - Transformers - ZSS |  |  |  |  | 1000000
| 49 | RSA | SH 6.6kV conversion | 0 | 0 | 608018.185 | 1216018.165 | 1215999.96 | 607999.98 | 0 | 3648036.29 | Replacement - Transformers - ZSS |  |  |  | 218882.1774 | 2334743.2256 | 510725.0806 |  | 328323.2661 | 255362.5403
| 50 | RSA | Transformer replacement SR #3 | 0 | 0 | 576137.99 | 1152275.98 | 576137.99 | 0 | 0 | 2304551.96 | Replacement - Transformers - ZSS |  |  |  | 138273.1176 | 1474913.2544 | 322637.2744 |  | 207409.6764 | 161318.6372
| 51 | RSA | Transformer replacement K #3 | 0 | 0 | 312933.77 | 1251735.075 | 938801.305 | 0 | 0 | 2503470.15 | Replacement - Transformers - ZSS |  |  |  | 150208.209 | 1602220.896 | 350485.821 |  | 225312.3135 | 175242.9105
| 52 | RSA | ZSS OLTC replacement | 0 | 0 | 125000 | 125000 | 125000 | 125000 | 125000 | 625000 | Replacement - Transformers - ZSS |  |  |  |  | 625000
| 53 | RSA | Transformer replacement BT #1 | 0 | 0 | 0 | 635215.77 | 1270431.54 | 635215.77 | 0 | 2540863.08 | Replacement - Transformers - ZSS |  |  |  | 152451.7848 | 1626152.3712 | 355720.8312 |  | 228677.6772 | 177860.4156
| 54 | RSA | Transformer replacement HGS #1 | 0 | 0 | 0 | 613179.135 | 1226358.27 | 613179.135 | 0 | 2452716.54 | Replacement - Transformers - ZSS |  |  |  | 147162.9924 | 1569738.5856 | 343380.3156 |  | 220744.4886 | 171690.1578
| 55 | RSA | Transformer replacement BU #1 | 0 | 0 | 0 | 0 | 681670.845 | 1363341.69 | 681670.845 | 2726683.38 | Replacement - Transformers - ZSS |  |  |  | 163601.0028 | 1745077.3632 | 381735.6732 |  | 245401.5042 | 190867.8366
| 56 | RSA | Transformer replacement OE #1 | 0 | 0 | 0 | 0 | 508172.615 | 1270431.535 | 762258.92 | 2540863.07 | Replacement - Transformers - ZSS |  |  |  | 152451.7842 | 1626152.3648 | 355720.8298 |  | 228677.6763 | 177860.4149
| 57 | RSA | Transformer replacement GW #1 | 0 | 0 | 0 | 0 | 0 | 0 | 0 | 0 | Replacement - Transformers - ZSS |  |  |  | 0 | 0 | 0 |  | 0 | 0
| 58 | RSA | Transformer replacement BR #1 | 0 | 0 | 0 | 0 | 0 | 0 | 0 | 0 | Replacement - Transformers - ZSS |  |  |  | 0 | 0 | 0 |  | 0 | 0
| 59 | RSA | Transformer replacement CRM #1 | 0 | 0 | 0 | 0 | 0 | 0 | 0 | 0 | Replacement - Transformers - ZSS |  |  |  | 0 | 0 | 0 |  | 0 | 0
| 60 | RSA | Transformer replacement MC #1 | 0 | 0 | 0 | 0 | 0 | 0 | 0 | 0 | Replacement - Transformers - ZSS |  |  |  | 0 | 0 | 0 |  | 0 | 0
| 61 | RSA | Transformer replacement SS #1 | 0 | 0 | 0 | 0 | 0 | 0 | 0 | 0 | Replacement - Transformers - ZSS |  |  |  | 0 | 0 | 0 |  | 0 | 0
| 62 | RSA | STO station risk management | 0 | 0 | 0 | 0 | 0 | 0 | 0 | 0 | Replacement - Transformers - ZSS |  |  |  | 0 | 0 | 0 |  | 0 | 0
| 63 | RSA | Transformer replacement WD #1 | 0 | 0 | 0 | 0 | 0 | 0 | 0 | 0 | Replacement - Transformers - ZSS |  |  |  | 0 | 0 | 0 |  | 0 | 0
| 64 | PEA | WD noise reduction works | 47304.326 | 53591.325 | 0 | 0 | 0 | 0 | 0 | 0 | Replacement - Environment |  |  |  | 0 |  |  |  |  | 0
| 65 | RSA | SS first floor structural repairs | 0 | 0 | 0 | 0 | 0 | 0 | 0 | 0 | Replacement - Transformers - ZSS |  |  |  | 0 |  |  |  |  | 0
| 66 | RSB | Wall bushing - replacement | 45052.3065 | 102080 | 102080 | 102080 | 102080 | 102080 | 102080 | 510400 | Replacement - Transformers - ZSS |  |  |  |  | 510400
| 67 | RXF | EDO fuse replacement | 445323.3545 | 1042921.92 | 0 | 0 | 0 | 0 | 0 | 0 | Replacement - Switchgear - DSS | [5 empty] | 0 |  | 0
| 68 | RSA | Switchboard replacement: K | 1257232.3531 | 665798.92 | 0 | 0 | 0 | 0 | 0 | 0 | Replacement - Switchgear - ZSS |  |  |  | 0 | 0 | 0
| 69 | RSA | Switchyard replacement: CRM | 523521.8495 | 62897.575 | 0 | 0 | 0 | 0 | 0 | 0 | Replacement - Switchgear - ZSS |  |  |  |  | 0 | 0 |  |  | 0
| 70 | RSA | Switchyard replacement: MC | 1096701.0062 | 839958.48 | 0 | 0 | 0 | 0 | 0 | 0 | Replacement - Switchgear - ZSS |  |  |  |  | 0 | 0 |  |  | 0
| 71 | RSA | Switchboard replacement: EL | 1139262.8311 | 1076772 | 85095 | 0 | 0 | 0 | 0 | 85095 | Replacement - Switchgear - ZSS |  |  |  | 25528.5 | 4254.75 | 51057 |  | 4254.75
| 72 | RSA | EB 66KV isol replacement (SVTS-EB) | 37734.8374 | 0 | 0 | 0 | 0 | 0 | 0 | 0 | Replacement - Switchgear - ZSS | [5 empty] | 0
| 73 | RSA | ZSS small asset replacement | 8724.3915 | 0 | 0 | 0 | 0 | 0 | 0 | 0 | Replacement - Transformers - ZSS |  |  |  |  | 0
| 74 | RSA | BH Brown Boveri HB24 | 6924.7664 | 0 | 0 | 0 | 0 | 0 | 0 | 0 | Replacement - Switchgear - ZSS | [5 empty] | 0
| 75 | RSA | Switchboard replacement: SR | 156327.0901 | 1180691.99 | 1003588.19 | 0 | 0 | 0 | 0 | 1003588.19 | Replacement - Switchgear - ZSS |  |  |  | 301076.457 | 50179.4095 | 602152.914 |  | 50179.4095
| 76 | RSA | ZSS lighting works | 0 | 0 | 0 | 0 | 0 | 0 | 0 | 0 | Replacement - Switchgear - ZSS | [8 empty] | 0
| 77 | RSA | Transformer refurbishment DN #1 | 16023.1918 | 121018.395 | 102865.635 | 0 | 0 | 0 | 0 | 102865.635 | Replacement - Switchgear - ZSS |  |  |  |  | 102865.635
| 78 | RSA | Switchboard replacement: BT | 0 | 325520.49 | 1302081.955 | 976561.465 | 0 | 0 | 0 | 2278643.42 | Replacement - Switchgear - ZSS |  |  |  | 683593.026 | 113932.171 | 1367186.052 |  | 113932.171
| 79 | RSA | NP 66kV CB replacement | 0 | 80000 | 80000 | 0 | 0 | 0 | 0 | 80000 | Replacement - Switchgear - ZSS | [5 empty] | 80000
| 80 | RSA | Switchboard replacement: EM | 0 | 0 | 592805.715 | 1482014.285 | 889208.57 | 0 | 0 | 2964028.57 | Replacement - Switchgear - ZSS |  |  |  | 889208.571 | 148201.4285 | 1778417.142 |  | 148201.4285
| 81 | RSA | FSH 66kV CB replacement | 0 | 0 | 80000 | 80000 | 0 | 0 | 0 | 160000 | Replacement - Switchgear - ZSS | [5 empty] | 160000
| 82 | RSA | Switchyard replacement: HT | 0 | 0 | 56101.69 | 561016.88 | 504915.19 | 0 | 0 | 1122033.76 | Replacement - Switchgear - ZSS | [5 empty] | 785423.632 |  |  | 336610.128
| 83 | RSA | Switchboard replacement: EW | 0 | 0 | 0 | 520832.78 | 1302081.95 | 781249.17 | 0 | 2604163.9 | Replacement - Switchgear - ZSS |  |  |  | 781249.17 | 130208.195 | 1562498.34 |  | 130208.195
| 84 | RSA | Switchyard replacement: DC | 0 | 0 | 0 | 200058.555 | 800234.215 | 600175.66 | 0 | 1600468.43 | Replacement - Switchgear - ZSS | [5 empty] | 1120327.901 |  |  | 480140.529
| 85 | RSA | HT 66kV CB replacement | 0 | 0 | 0 | 80000 | 80000 | 0 | 0 | 160000 | Replacement - Switchgear - ZSS | [5 empty] | 160000
| 86 | RSA | Switchyard replacement: GW | 0 | 0 | 0 | 59729.89 | 398199.275 | 338469.385 | 0 | 796398.55 | Replacement - Switchgear - ZSS | [5 empty] | 557478.985 |  |  | 238919.565
| 87 | RSA | Switchboard replacement: BR | 0 | 0 | 0 | 0 | 352309.65 | 1409238.595 | 1056928.945 | 2818477.19 | Replacement - Switchgear - ZSS |  |  |  | 845543.157 | 140923.8595 | 1691086.314 |  | 140923.8595
| 88 | RSA | SV 66kV CB replacement | 0 | 0 | 0 | 0 | 80000 | 80000 | 0 | 160000 | Replacement - Switchgear - ZSS | [5 empty] | 160000
| 89 | RSA | Switchboard replacement: BU | 0 | 0 | 0 | 0 | 0 | 349385.9 | 1397543.4 | 1746929.3 | Replacement - Switchgear - ZSS |  |  |  | 524078.79 | 87346.465 | 1048157.58 |  | 87346.465
| 90 | RSA | Switchboard replacement: OE | 0 | 0 | 0 | 0 | 0 | 345130.925 | 1380523.7 | 1725654.625 | Replacement - Switchgear - ZSS |  |  |  | 517696.3875 | 86282.7312 | 1035392.775 |  | 86282.7312
| 91 | RSA | DVY 66kV CB replacement | 0 | 0 | 0 | 0 | 0 | 80000 | 80000 | 160000 | Replacement - Switchgear - ZSS | [5 empty] | 160000
| 92 | RSA | CFD GIS TX#2 isolator replacement | 0 | 0 | 0 | 0 | 0 | 0 | 0 | 0 | Replacement - Switchgear - ZSS | [5 empty] | 0 |  | 0
| 93 | RMP | Neutral screen services | 0 | 384673.5 | 730912.5 | 654043.5 | 577174.5 | 500305.5 | 423436.5 | 2885872.5 | Replacement - Service Lines | [6 empty] | 2885872.5
| 94 | RMP | Twisted PVC services | 0 | 294664.5 | 559764 | 500962.5 | 442161 | 383031 | 324229.5 | 2210148 | Replacement - Service Lines | [6 empty] | 2210148
| 95 | RMP | Incremental pole replacement: identification of additional service lines | 0 | 0 | 0 | 0 | 0 | 0 | 0 | 0 | Replacement - Service Lines | [6 empty] | 0 | 0
| 96 | PRA | CFD - replace MAN Switch | 0 | 0 | 0 | 0 | 0 | 0 | 8450.7968 | 8450.7968 | Replacement - SCADA, Network Control & Protection Systems | [7 empty] | 8450.7968
| 97 | RCA | K relay replacement (aligned with switchgear) | 573983.8885 | 0 | 0 | 0 | 0 | 0 | 0 | 0 | Replacement - SCADA, Network Control & Protection Systems | [7 empty] | 0
| 98 | RCA | BH relay replacement | 412903.224 | 29780.28 | 0 | 0 | 0 | 0 | 0 | 0 | Replacement - SCADA, Network Control & Protection Systems | [7 empty] | 0
| 99 | RCA | MC relay replacement (driven by control room) | 672344.7692 | 423202.98 | 0 | 0 | 0 | 0 | 0 | 0 | Replacement - SCADA, Network Control & Protection Systems | [7 empty] | 0
| 100 | RCA | OE relay replacement | 278202.4237 | 0 | 0 | 0 | 0 | 0 | 0 | 0 | Replacement - SCADA, Network Control & Protection Systems | [7 empty] | 0
| 101 | RCA | CRM relay replacement (aligned with switchgear) | 316538.4853 | 54547.145 | 0 | 0 | 0 | 0 | 0 | 0 | Replacement - SCADA, Network Control & Protection Systems | [7 empty] | 0
| 102 | RCA | ZSS DC replacement | 371942.4154 | 15539.29 | 0 | 0 | 0 | 0 | 0 | 0 | Replacement - SCADA, Network Control & Protection Systems | [7 empty] | 0
| 103 | RCA | EL relay replacement | 791444.284 | 748265.52 | 41644.1321 | 0 | 0 | 0 | 0 | 41644.1321 | Replacement - SCADA, Network Control & Protection Systems | [7 empty] | 41644.1321
| 104 | RCA | BH RTU(LAN/MAN/GPS) replacement | 135933.7011 | 0 | 0 | 0 | 0 | 0 | 0 | 0 | Replacement - SCADA, Network Control & Protection Systems | [7 empty] | 0
| 105 | RCA | SV HV Bus Prot CT Cable replacement | 65548.2814 | 0 | 0 | 0 | 0 | 0 | 0 | 0 | Replacement - SCADA, Network Control & Protection Systems | [7 empty] | 0
| 106 | RCA | Replace DAoAMI solution | 53671.5127 | 3040.235 | 0 | 0 | 0 | 0 | 0 | 0 | Replacement - SCADA, Network Control & Protection Systems | [7 empty] | 0
| 107 | RCA | Replace legacy comms services at Mtn Pen | 49489.3629 | 0 | 0 | 0 | 0 | 0 | 0 | 0 | Replacement - SCADA, Network Control & Protection Systems | [7 empty] | 0
| 108 | RCA | CM RTU replacement (GE D20) | 48604.9907 | 9186.21 | 0 | 0 | 0 | 0 | 0 | 0 | Replacement - SCADA, Network Control & Protection Systems | [7 empty] | 0
| 109 | RCA | Upgrade primary equipment labels | 35307.4502 | 0 | 0 | 0 | 0 | 0 | 0 | 0 | Replacement - SCADA, Network Control & Protection Systems | [7 empty] | 0
| 110 | RCA | UE and CitiPower Inter-db Telemetry via ICCP | 35249.2371 | 3993.405 | 0 | 0 | 0 | 0 | 0 | 0 | Replacement - SCADA, Network Control & Protection Systems | [7 empty] | 0
| 111 | RCA | SS Relay replacement 18 | 25593.2673 | 0 | 0 | 0 | 0 | 0 | 0 | 0 | Replacement - SCADA, Network Control & Protection Systems | [7 empty] | 0
| 112 | RCA | MC RTU (LAN/MAN/GPS) replacement | 71480.2243 | 55645.02 | 0 | 0 | 0 | 0 | 0 | 0 | Replacement - SCADA, Network Control & Protection Systems | [7 empty] | 0
| 113 | RCA | NB ZSS DC outstanding works | 22023.768 | 0 | 0 | 0 | 0 | 0 | 0 | 0 | Replacement - SCADA, Network Control & Protection Systems | [7 empty] | 0
| 114 | RCA | KBH ZSS DC outstanding works | 20886.4135 | 0 | 0 | 0 | 0 | 0 | 0 | 0 | Replacement - SCADA, Network Control & Protection Systems | [7 empty] | 0
| 115 | RCA | RMS 2C137 MEF relay replacement | 19925.8169 | 0 | 0 | 0 | 0 | 0 | 0 | 0 | Replacement - SCADA, Network Control & Protection Systems | [7 empty] | 0
| 116 | RCA | STO ZSS DC replacement outstanding works | 17933.2057 | 0 | 0 | 0 | 0 | 0 | 0 | 0 | Replacement - SCADA, Network Control & Protection Systems | [7 empty] | 0
| 117 | RCA | EOF PQ meter replacement inflight | 10529.4143 | 0 | 0 | 0 | 0 | 0 | 0 | 0 | Replacement - SCADA, Network Control & Protection Systems | [7 empty] | 0
| 118 | RCA | Firmware critical upgrades - protection and control equipment inflight | 0 | 0 | 0 | 0 | 0 | 0 | 0 | 0 | Replacement - SCADA, Network Control & Protection Systems | [7 empty] | 0
| 119 | RCA | ZSS drawings/labels replacement - ZNX | 3589.885 | 0 | 0 | 0 | 0 | 0 | 0 | 0 | Replacement - SCADA, Network Control & Protection Systems | [7 empty] | 0
| 120 | RCA | Lower Plenty repeater hut access door replacement | 2469.4119 | 0 | 0 | 0 | 0 | 0 | 0 | 0 | Replacement - SCADA, Network Control & Protection Systems | [7 empty] | 0
| 121 | RCA | EB - replace EB-RD VF Y remote trip 18 | 2162.1488 | 0 | 0 | 0 | 0 | 0 | 0 | 0 | Replacement - SCADA, Network Control & Protection Systems | [7 empty] | 0
| 122 | RCA | ZSS DC replacement annual program | 0 | 767000.04 | 525217.0022 | 525217.0022 | 525217.0022 | 525217.0022 | 525217.0022 | 2626085.0112 | Replacement - SCADA, Network Control & Protection Systems | [7 empty] | 2626085.0112
| 123 | RCA | SR relay replacement | 195073.6449 | 552999.96 | 233805.3632 | 0 | 0 | 0 | 0 | 233805.3632 | Replacement - SCADA, Network Control & Protection Systems | [7 empty] | 233805.3632
| 124 | RCA | EL RTU (LAN/MAN/GPS) replacement | 143877.8774 | 163000.02 | 0 | 0 | 0 | 0 | 0 | 0 | Replacement - SCADA, Network Control & Protection Systems | [7 empty] | 0
| 125 | RCA | Remote IED management rollout - 2020 | 0 | 153375 | 0 | 0 | 0 | 0 | 0 | 0 | Replacement - SCADA, Network Control & Protection Systems | [7 empty] | 0
| 126 | RCA | SR RTU (LAN/MAN/GPS) replacement | 37955.5267 | 143000.04 | 70423.3205 | 0 | 0 | 0 | 0 | 70423.3205 | Replacement - SCADA, Network Control & Protection Systems | [7 empty] | 70423.3205
| 127 | RCA | EOF PQ meter replacement | 0 | 30999.96 | 23943.9298 | 23943.9298 | 23943.9298 | 23943.9298 | 23943.9298 | 119719.6491 | Replacement - SCADA, Network Control & Protection Systems | [7 empty] | 119719.6491
| 128 | RCA | Firmware critical upgrades - protection and control equipment | 0 | 0 | 0 | 0 | 0 | 0 | 0 | 0 | Replacement - SCADA, Network Control & Protection Systems | [7 empty] | 0
| 129 | RCA | ZSS IP Telephony Trial and ETN VoIP | 13538.2005 | 15337.5 | 0 | 0 | 0 | 0 | 0 | 0 | Replacement - SCADA, Network Control & Protection Systems | [7 empty] | 0
| 130 | RCA | ZSS RTU/LAN/MAN | 11033.5782 | 25000 | 17605.8266 | 17605.8266 | 17605.8266 | 17605.8266 | 17605.8266 | 88029.133 | Replacement - SCADA, Network Control & Protection Systems | [7 empty] | 88029.133
| 131 | RCA | Securing the field network (UE MAN) boundary | 0 | 0 | 291055.7225 | 291055.7225 | 291055.7225 | 291055.7225 | 291055.7225 | 1455278.6125 | Replacement - SCADA, Network Control & Protection Systems | [7 empty] | 1455278.6125
| 132 | RCA | BU relay replacement | 0 | 1007000 | 709162.6955 | 0 | 0 | 0 | 0 | 709162.6955 | Replacement - SCADA, Network Control & Protection Systems | [7 empty] | 709162.6955
| 133 | RCA | DN relay replacement | 0 | 340999.98 | 240143.4607 | 0 | 0 | 0 | 0 | 240143.4607 | Replacement - SCADA, Network Control & Protection Systems | [7 empty] | 240143.4607
| 134 | RCA | Replace the Mt Dandenong radio and remotes | 0 | 0 | 0 | 316904.8788 | 0 | 0 | 0 | 316904.8788 | Replacement - SCADA, Network Control & Protection Systems | [7 empty] | 316904.8788
| 135 | RCA | Replace the Arthur Seat radio and remotes | 0 | 0 | 0 | 279580.4982 | 0 | 0 | 0 | 279580.4982 | Replacement - SCADA, Network Control & Protection Systems | [7 empty] | 279580.4982
| 136 | RCA | Replace the Ferny Creek radio and remotes | 0 | 0 | 0 | 261974.6998 | 0 | 0 | 0 | 261974.6998 | Replacement - SCADA, Network Control & Protection Systems | [7 empty] | 261974.6998
| 137 | RCA | Replace the Eureka Radio base and remotes | 0 | 0 | 0 | 211622.0639 | 0 | 0 | 0 | 211622.0639 | Replacement - SCADA, Network Control & Protection Systems | [7 empty] | 211622.0639
| 138 | RCA | BU RTU (LAN/MAN/GPS) replacement | 0 | 143000 | 100705.3282 | 0 | 0 | 0 | 0 | 100705.3282 | Replacement - SCADA, Network Control & Protection Systems | [7 empty] | 100705.3282
| 139 | RCA | DN RTU (LAN/MAN/GPS) replacement | 0 | 143000 | 100705.3282 | 0 | 0 | 0 | 0 | 100705.3282 | Replacement - SCADA, Network Control & Protection Systems | [7 empty] | 100705.3282
| 140 | RCA | BT relay replacement | 0 | 137500.02 | 77536.0688 | 77536.0688 | 77536.0688 | 77536.0688 | 77536.0688 | 387680.344 | Replacement - SCADA, Network Control & Protection Systems | [7 empty] | 387680.344
| 141 | RCA | ZSS security monitoring upgrade | 0 | 46500 | 65493.675 | 65493.675 | 65493.675 | 65493.675 | 65493.675 | 327468.3748 | Replacement - SCADA, Network Control & Protection Systems | [7 empty] | 327468.3748
| 142 | RCA | FSH relay replacement | 0 | 0 | 391976.1234 | 391976.1234 | 391976.1234 | 391976.1234 | 391976.1234 | 1959880.6171 | Replacement - SCADA, Network Control & Protection Systems | [7 empty] | 1959880.6171
| 143 | RCA | HGS relay replacement | 0 | 0 | 248030.8851 | 248030.8851 | 248030.8851 | 248030.8851 | 248030.8851 | 1240154.4257 | Replacement - SCADA, Network Control & Protection Systems | [7 empty] | 1240154.4257
| 144 | RCA | EM relay replacement | 0 | 0 | 155776.3425 | 155776.3425 | 155776.3425 | 155776.3425 | 155776.3425 | 778881.7125 | Replacement - SCADA, Network Control & Protection Systems | [7 empty] | 778881.7125
| 145 | RCA | BW RTU replacement (MD1000) | 0 | 0 | 40282.1313 | 40282.1313 | 40282.1313 | 40282.1313 | 40282.1313 | 201410.6563 | Replacement - SCADA, Network Control & Protection Systems | [7 empty] | 201410.6563
| 146 | RCA | FSH RTU (LAN/MAN/GPS) replacement | 0 | 0 | 40282.1313 | 40282.1313 | 40282.1313 | 40282.1313 | 40282.1313 | 201410.6563 | Replacement - SCADA, Network Control & Protection Systems | [7 empty] | 201410.6563
| 147 | RCA | HGS RTU (LAN/MAN/GPS) replacement | 0 | 0 | 40282.1313 | 40282.1313 | 40282.1313 | 40282.1313 | 40282.1313 | 201410.6563 | Replacement - SCADA, Network Control & Protection Systems | [7 empty] | 201410.6563
| 148 | RCA | Replace the Lower Plenty radio and remotes | 0 | 0 | 39577.9038 | 39577.9038 | 39577.9038 | 39577.9038 | 39577.9038 | 197889.5192 | Replacement - SCADA, Network Control & Protection Systems | [7 empty] | 197889.5192
| 149 | RCA | HT relay replacement | 0 | 0 | 336060.0125 | 336060.0125 | 336060.0125 | 336060.0125 | 336060.0125 | 1680300.0625 | Replacement - SCADA, Network Control & Protection Systems | [7 empty] | 1680300.0625
| 150 | RCA | Replace aged UE MAN infrastructure | 0 | 0 | 0 | 0 | 0 | 1459519.9383 | 0 | 1459519.9383 | Replacement - SCADA, Network Control & Protection Systems | [7 empty] | 1459519.9383
| 151 | RCA | Replace the DWDM infrastructure | 0 | 0 | 0 | 0 | 0 | 545179.2096 | 0 | 545179.2096 | Replacement - SCADA, Network Control & Protection Systems | [7 empty] | 545179.2096
| 152 | RCA | BT RTU (LAN/MAN/GPS) replacement | 0 | 0 | 40282.1313 | 40282.1313 | 40282.1313 | 40282.1313 | 40282.1313 | 201410.6563 | Replacement - SCADA, Network Control & Protection Systems | [7 empty] | 201410.6563
| 153 | RCA | EM RTU (LAN/MAN/GPS) replacement | 0 | 0 | 40282.1313 | 40282.1313 | 40282.1313 | 40282.1313 | 40282.1313 | 201410.6563 | Replacement - SCADA, Network Control & Protection Systems | [7 empty] | 201410.6563
| 154 | RCA | HT RTU (LAN/MAN/GPS) replacement | 0 | 0 | 40282.1313 | 40282.1313 | 40282.1313 | 40282.1313 | 40282.1313 | 201410.6563 | Replacement - SCADA, Network Control & Protection Systems | [7 empty] | 201410.6563
| 155 | RCA | EW relay replacement | 0 | 0 | 90846.0653 | 90846.0653 | 90846.0653 | 90846.0653 | 90846.0653 | 454230.3263 | Replacement - SCADA, Network Control & Protection Systems | [7 empty] | 454230.3263
| 156 | RCA | Portable protection scheme #2 | 0 | 0 | 14401.5662 | 14401.5662 | 14401.5662 | 14401.5662 | 14401.5662 | 72007.8308 | Replacement - SCADA, Network Control & Protection Systems | [7 empty] | 72007.8308
| 157 | RCA | GW relay replacement | 0 | 0 | 328031.7612 | 328031.7612 | 328031.7612 | 328031.7612 | 328031.7612 | 1640158.8061 | Replacement - SCADA, Network Control & Protection Systems | [7 empty] | 1640158.8061
| 158 | RCA | SV Relay replacement | 0 | 0 | 328031.7612 | 328031.7612 | 328031.7612 | 328031.7612 | 328031.7612 | 1640158.8061 | Replacement - SCADA, Network Control & Protection Systems | [7 empty] | 1640158.8061
| 159 | RCA | GW RTU (LAN/MAN/GPS) replacement | 0 | 0 | 40282.1313 | 40282.1313 | 40282.1313 | 40282.1313 | 40282.1313 | 201410.6563 | Replacement - SCADA, Network Control & Protection Systems | [7 empty] | 201410.6563
| 160 | RCA | SV RTU (LAN/MAN/GPS) replacement | 0 | 0 | 40282.1313 | 40282.1313 | 40282.1313 | 40282.1313 | 40282.1313 | 201410.6563 | Replacement - SCADA, Network Control & Protection Systems | [7 empty] | 201410.6563
| 161 | RCA | BR relay replacement | 0 | 0 | 96902.4809 | 96902.4809 | 96902.4809 | 96902.4809 | 96902.4809 | 484512.4044 | Replacement - SCADA, Network Control & Protection Systems | [7 empty] | 484512.4044
| 162 | RCA | DVY relay replacement | 0 | 0 | 416483.4341 | 416483.4341 | 416483.4341 | 416483.4341 | 416483.4341 | 2082417.1703 | Replacement - SCADA, Network Control & Protection Systems | [7 empty] | 2082417.1703
| 163 | RCA | Upgrade GW-SVTS FOC | 0 | 0 | 0 | 0 | 0 | 0 | 0 | 0 | Replacement - SCADA, Network Control & Protection Systems | [7 empty] | 0
| 164 | RCA | RWT relay replacement | 0 | 0 | 0 | 0 | 0 | 0 | 536625.5948 | 536625.5948 | Replacement - SCADA, Network Control & Protection Systems | [7 empty] | 536625.5948
| 165 | RCA | ALTS rpl | 0 | 0 | 0 | 0 | 0 | 0 | 352116.5602 | 352116.5602 | Replacement - SCADA, Network Control & Protection Systems | [7 empty] | 352116.5602
| 166 | RCA | OE relay replacement | 0 | 0 | 72043.0368 | 72043.0368 | 72043.0368 | 72043.0368 | 72043.0368 | 360215.1841 | Replacement - SCADA, Network Control & Protection Systems | [7 empty] | 360215.1841
| 167 | RCA | DVY RTU (LAN/MAN/GPS) replacement | 0 | 0 | 40282.1313 | 40282.1313 | 40282.1313 | 40282.1313 | 40282.1313 | 201410.6563 | Replacement - SCADA, Network Control & Protection Systems | [7 empty] | 201410.6563
| 168 | RCA | 22kV Line CB - Relay replacement | 0 | 0 | 21126.9919 | 21126.9919 | 21126.9919 | 21126.9919 | 21126.9919 | 105634.9596 | Replacement - SCADA, Network Control & Protection Systems | [7 empty] | 105634.9596
| 169 | RCA | ZSS spares relays, REFCL | 0 | 0 | 21126.9919 | 21126.9919 | 21126.9919 | 21126.9919 | 21126.9919 | 105634.9596 | Replacement - SCADA, Network Control & Protection Systems | [7 empty] | 105634.9596
| 170 | RCA | Pole top controllers (ADVC, Noja RC10, GCR300) | 0 | 0 | 11549.4166 | 11549.4166 | 11549.4166 | 11549.4166 | 11549.4166 | 57747.0831 | Replacement - SCADA, Network Control & Protection Systems | [7 empty] | 57747.0831
| 171 | RCA | Replace OTN Gatways | 0 | 0 | 4320.4698 | 4320.4698 | 4320.4698 | 4320.4698 | 4320.4698 | 21602.3492 | Replacement - SCADA, Network Control & Protection Systems | [7 empty] | 21602.3492
| 172 | RCA | MGE relay replacement (excluding 66kV lines) 18 | 0 | 0 | 0 | 0 | 0 | 0 | 0 | 0 | Replacement - SCADA, Network Control & Protection Systems
| 173 | ROA | HV ABC replacement - NW13, RWT34 and RWT35 | 238906.004 | 0 | 0 | 0 | 0 | 0 | 0 | 0 | Replacement - Overhead Conductors |  |  | 0
| 174 | ROA | Covered conductor in HBRA | 229410.1579 | 0 | 0 | 0 | 0 | 0 | 0 | 0 | Replacement - Overhead Conductors |  |  | 0
| 175 | ROJ | Strachans Esplanade LV2 overhead replace | 12376.9517 | 0 | 0 | 0 | 0 | 0 | 0 | 0 | Replacement - Overhead Conductors |  |  | 0
| 176 | RSA | RBD building repair due to termites | 102294.8765 | 0 | 0 | 0 | 0 | 0 | 0 | 0 | Replacement - Zone Other | [8 empty] | 0
| 177 | RSA | ZSS Earth grid Repairs inflight | 41530.2957 | 0 | 0 | 0 | 0 | 0 | 0 | 0 | Replacement - Zone Other | [8 empty] | 0
| 178 | RSA | FTN-FSH Conitel to DNP conversion | 36458.4731 | 0 | 0 | 0 | 0 | 0 | 0 | 0 | Replacement - Zone Other
| 179 | RSA | ZSS Building Life Extension inflight | 14724.0012 | 0 | 0 | 0 | 0 | 0 | 0 | 0 | Replacement - Zone Other | [8 empty] | 0
| 180 | RSA | ZSS Fencing inflight | 0 | 0 | 0 | 0 | 0 | 0 | 0 | 0 | Replacement - Zone Other | [8 empty] | 0
| 181 | RSA | Brick Fence Repairs at SR ZSS | 0 | 0 | 0 | 0 | 0 | 0 | 0 | 0 | Replacement - Zone Other | [8 empty] | 0
| 182 | RSA | OE Earth Grid Repair | 1502.2217 | 0 | 0 | 0 | 0 | 0 | 0 | 0 | Replacement - Zone Other | [8 empty] | 0
| 183 | RSA | SR Earth Grid Maintenance | 574.6729 | 0 | 0 | 0 | 0 | 0 | 0 | 0 | Replacement - Zone Other | [8 empty] | 0
| 184 | RSA | MC - Control Building Replacement | 283123.3996 | 320752.02 | 0 | 0 | 0 | 0 | 0 | 0 | Replacement - Zone Other | [8 empty] | 0
| 185 | RSA | SR new switchroom | 161090.2417 | 365000 | 182500 | 0 | 0 | 0 | 0 | 182500 | Replacement - Zone Other | [8 empty] | 182500
| 186 | RSA | ZSS fencing | 110335.7643 | 124999.98 | 0 | 0 | 0 | 0 | 0 | 0 | Replacement - Zone Other | [8 empty] | 0
| 187 | RSA | DSS fencing upgrades | 88268.6256 | 100000 | 0 | 0 | 0 | 0 | 0 | 0 | Replacement - Zone Other | [8 empty] | 0
| 188 | RSA | ZSS earth grid repairs annual program | 70956.4824 | 155414.82 | 150055.68 | 150055.68 | 150055.68 | 112541.76 | 74846.82 | 637555.62 | Replacement - Zone Other | [8 empty] | 637555.62
| 189 | RSA | ZSS cap bank capacitor replacement | 22067.1564 | 50000 | 50000 | 50000 | 50000 | 50000 | 50000 | 250000 | Replacement - Zone Other | [8 empty] | 250000
| 190 | RSA | Building works | 0 | 153375 | 153375 | 153375 | 153375 | 153375 | 153375 | 766875 | Replacement - Zone Other | [8 empty] | 766875
| 191 | RSA | FSH control room replacement | 0 | 0 | 204000 | 204000 | 0 | 0 | 0 | 408000 | Replacement - Zone Other | [8 empty] | 408000
| 192 | RSA | HGS - new control building | 0 | 0 | 204000 | 204000 | 0 | 0 | 0 | 408000 | Replacement - Zone Other | [8 empty] | 408000
| 193 | RSA | HT control room replacement | 0 | 0 | 0 | 204000 | 204000 | 0 | 0 | 408000 | Replacement - Zone Other | [8 empty] | 408000
| 194 | RSA | OR #1 Cap Bank Repl | 0 | 0 | 0 | 138337.07 | 276674.14 | 138337.07 | 0 | 553348.28 | Replacement - Zone Other | [8 empty] | 553348.28
| 195 | RSA | GW control room replacement | 0 | 0 | 0 | 0 | 204000 | 204000 | 0 | 408000 | Replacement - Zone Other | [8 empty] | 408000
| 196 | RSA | SV control room replacement | 0 | 0 | 0 | 0 | 204000 | 204000 | 0 | 408000 | Replacement - Zone Other | [8 empty] | 408000
| 197 | RSA | OE building extension | 0 | 0 | 0 | 0 | 0 | 127600 | 255200 | 382800 | Replacement - Zone Other | [8 empty] | 382800
| 198 | PEA | Lead paint removal - OR and SR | 4413.4004 | 0 | 0 | 0 | 0 | 0 | 0 | 0 | Replacement - Environment | [8 empty] | 0
| 199 | PEA | Lead paint removal - EM | 140739.0274 | 159444 | 0 | 0 | 0 | 0 | 0 | 0 | Replacement - Environment | [8 empty] | 0
| 200 | PEA | Lead paint removal - WD | 96250.3161 | 109042.5 | 0 | 0 | 0 | 0 | 0 | 0 | Replacement - Environment | [8 empty] | 0
| 201 | PEA | Incremental climate resilience design changes | 56064.3957 | 63515.655 | 0 | 0 | 0 | 0 | 0 | 0 | Replacement - Environment | [8 empty] | 0
| 202 | PEA | Asbestos removal | 37843.4608 | 85746.12 | 0 | 0 | 0 | 0 | 0 | 0 | Replacement - Environment | [7 empty] | 0 | 0
| 203 | PEA | EPA noise compliance: MC | $ 2019 2019/20: 0; $ 2019 2020/21: 0 | 0 | Replacement - Environment | [7 empty] | 0 | 0
| 204 | PEA | EPA noise compliance: EB | $ 2019 2019/20: 0; $ 2019 2020/21: 0 | 0 | Replacement - Environment | [7 empty] | 0 | 0
| 205 | PEA | EPA noise compliance: CFD | $ 2019 2019/20: 0; $ 2019 2020/21: 0 | 0 | Replacement - Environment | [7 empty] | 0 | 0
| 206 | PEA | EPA bunding compliance: STO | $ 2019 2019/20: 0; $ 2019 2020/21: 0 | 0 | Replacement - Environment | [7 empty] | 0 | 0
| 207 | PEA | EPA bunding compliance: M | $ 2019 2019/20: 0; $ 2019 2020/21: 0 | 0 | Replacement - Environment | [7 empty] | 0 | 0
| 208 | PEA | Lead paint removal - NO | $ 2019 2019/20: 0; $ 2019 2020/21: 106327.5 | 0 | Replacement - Environment | [7 empty] | 0 | 0
| 209 | PEA | Lead paint removal - DN | $ 2019 2019/20: 0; $ 2019 2020/21: 99016.5 | 0 | Replacement - Environment | [7 empty] | 0 | 0
| 210 | PEA | Lead paint removal - STO | $ 2019 2019/20: 0; $ 2019 2020/21: 89179 | 0 | Replacement - Environment | [7 empty] | 0 | 0
| 211 | PEA | EPA bunding compliance: OR | $ 2019 2019/20: 0; $ 2019 2020/21: 0 | 0 | Replacement - Environment | [7 empty] | 0 | 0
| 212 | PEA | EPA noise compliance: NB | $ 2019 2019/20: 0; $ 2019 2020/21: 0 | 0 | Replacement - Environment | [7 empty] | 0 | 0
| 213 | PEA | EPA noise compliance: FSH | $ 2019 2019/20: 0; $ 2019 2020/21: 0 | 0 | Replacement - Environment | [7 empty] | 0 | 0
| 214 | PEA | EPA noise compliance: SR | $ 2019 2019/20: 0; $ 2019 2020/21: 0 | 0 | Replacement - Environment | [7 empty] | 0 | 0
| 215 | PEA | EPA bunding complliance: EM | $ 2019 2019/20: 0; $ 2019 2020/21: 0 | 0 | Replacement - Environment | [7 empty] | 0 | 0
| 216 | PEA | EPA bunding complliance: EW | $ 2019 2019/20: 0; $ 2019 2020/21: 0 | 0 | Replacement - Environment | [7 empty] | 0 | 0
| 217 | PEA | EPA bunding complliance: NP | $ 2019 2019/20: 0; $ 2019 2020/21: 0 | 0 | Replacement - Environment | [7 empty] | 0 | 0
| 218 | PEA | Lead paint removal - LD | $ 2019 2019/20: 0; $ 2019 2020/21: 0 | 0 | Replacement - Environment | [7 empty] | 0 | 0
| 219 | PEA | Lead paint removal - GW | $ 2019 2019/20: 0; $ 2019 2020/21: 0 | 0 | Replacement - Environment | [7 empty] | 0 | 0
| 220 | PEA | Lead paint removal - BU | $ 2019 2019/20: 0; $ 2019 2020/21: 0 | 0 | Replacement - Environment | [7 empty] | 0 | 0
| 221 | PEA | Lead paint removal - CM | $ 2019 2019/20: 0; $ 2019 2020/21: 0 | 0 | Replacement - Environment | [7 empty] | 0 | 0
| 222 | PEA | Lead paint removal - HT | $ 2019 2019/20: 0; $ 2019 2020/21: 0 | 0 | Replacement - Environment | [7 empty] | 0 | 0
| 223 | PEA | Lead paint removal - MC | $ 2019 2019/20: 0; $ 2019 2020/21: 0 | 0 | Replacement - Environment | [7 empty] | 0 | 0
| 224 | PEA | EPA noise compliance: CRM | $ 2019 2019/20: 0; $ 2019 2020/21: 0 | 0 | Replacement - Environment | [7 empty] | 0 | 0
| 225 | PEA | EPA noise compliance: EL | $ 2019 2019/20: 0; $ 2019 2020/21: 0 | 0 | Replacement - Environment | [7 empty] | 0 | 0
| 226 | PEA | EPA noise compliance: GW | $ 2019 2019/20: 0; $ 2019 2020/21: 0 | 0 | Replacement - Environment | [7 empty] | 0 | 0
| 227 | PEA | EPA bunding complliance: K | $ 2019 2019/20: 0; $ 2019 2020/21: 0 | 0 | Replacement - Environment | [7 empty] | 0 | 0
| 228 | PEA | EPA bunding complliance: SR | $ 2019 2019/20: 0; $ 2019 2020/21: 0 | 0 | Replacement - Environment | [7 empty] | 0 | 0
| 229 | PEA | EPA noise compliance: STO | $ 2019 2019/20: 0; $ 2019 2020/21: 0 | 0 | Replacement - Environment | [7 empty] | 0 | 0
| 230 | PEA | EPA noise compliance: LD | $ 2019 2019/20: 0; $ 2019 2020/21: 0 | 0 | Replacement - Environment | [7 empty] | 0 | 0
| 231 | PEA | EPA noise compliance: DC | $ 2019 2019/20: 0; $ 2019 2020/21: 0 | 0 | Replacement - Environment | [7 empty] | 0 | 0
| 232 | PEA | EPA bunding complliance: KBH | $ 2019 2019/20: 0; $ 2019 2020/21: 0 | 0 | Replacement - Environment | [7 empty] | 0 | 0
| 233 | PEA | EPA bunding complliance: BT | $ 2019 2019/20: 0; $ 2019 2020/21: 0 | 0 | Replacement - Environment | [7 empty] | 0 | 0
| 234 | PEA | EPA noise compliance: SH | $ 2019 2019/20: 0; $ 2019 2020/21: 0 | 0 | Replacement - Environment | [7 empty] | 0 | 0
| 235 | PEA | EPA noise compliance: FTN | $ 2019 2019/20: 0; $ 2019 2020/21: 0 | 0 | Replacement - Environment | [7 empty] | 0 | 0
| 236 | PEA | EPA noise compliance: BR | $ 2019 2019/20: 0; $ 2019 2020/21: 0 | 0 | Replacement - Environment | [7 empty] | 0 | 0
| 237 | PEA | EPA bunding complliance: BU | $ 2019 2019/20: 0; $ 2019 2020/21: 0 | 0 | Replacement - Environment | [7 empty] | 0 | 0
| 238 | PEA | EPA bunding complliance: MR | $ 2019 2019/20: 0; $ 2019 2020/21: 0 | 0 | Replacement - Environment | [7 empty] | 0 | 0
| 239 | PEA | EPA bunding complliance: OE | $ 2019 2019/20: 0; $ 2019 2020/21: 0 | 0 | Replacement - Environment | [7 empty] | 0 | 0
| 240 | PEA | EPA noise compliance: RBD | $ 2019 2019/20: 0; $ 2019 2020/21: 0 | 0 | Replacement - Environment | [7 empty] | 0 | 0
| 241 | PEA | EPA noise compliance: BU | $ 2019 2019/20: 0; $ 2019 2020/21: 0 | 0 | Replacement - Environment | [8 empty] | 0
| 242 | PEA | EPA noise compliance: NW | $ 2019 2019/20: 0; $ 2019 2020/21: 0 | 0 | Replacement - Environment | [8 empty] | 0
| 243 | PEA | EPA bunding complliance: CRM | $ 2019 2019/20: 0; $ 2019 2020/21: 0 | 0 | Replacement - Environment | [8 empty] | 0
| 244 | PEA | Environment expenditure amendment - May2020 | 0 | 0 | 200429.1476 | 200429.1476 | 200429.1476 | 200429.1476 | 200429.1476 | 1002145.738 | Replacement - Environment | [8 empty] | 1002145.738
| 245 | RUP | Doncaster pillar replacement | 15144.866 | 0 | 0 | 0 | 0 | 0 | 0 | 0 | Replacement - Zone Other | [8 empty] | 0
| 246 | ROH | Steel replacement | 0 | 0 | 0 | 0 | 0 | 0 | 28582.045 | 28582.045 | Replacement - VBRC | [8 empty] | 28582.045
| 247 | RSA |  | 0 | 0 | 0 | 0 | 0 | 0 | 0 | 0
| 248 |  |  | 0 | 0 | 0 | 0 | 0 | 0 | 0 | 0
|  |  |  | 0 | 0 | 0 | 0 | 0 | 0 | 0 | 0
|  |  |  | 0 | 0 | 0 | 0 | 0 | 0 | 0 | 0
|  |  |  | 17890535.8066 | 23506627.925 | 21269089.2554 | 22206739.8479 | 22066445.4921 | 21132191.02 | 15638798.8988 | 102313264.5141

## Historical Expenditure
United Energy - Plant, stations and lines replacement | [5 empty] | Menu
#VALUE! | [5 empty] | OK
Historical Expenditure by Function Code
| Material Code | Description | 2015/16 | 2016/17 | 2017/18 | 2018/2019
| RCA | SUBTRANS/COMM/PROTEC SYST REPL | 4609909.4615 | 4736374.1901 | 5701846.1419 | 5895822.738
| RHC | Dist 2nd Equip Comp Replace | 0 | 0 | 0 | 0
| RHF | LV SWITCHGEAR REPLACEMENT | 213960.5322 | 334417.274 | 441633.6884 | 472626.6781
| RHG | GAS SWITCHES (AGE REPLACEMENT) | 1614900.7112 | 1613157.0175 | 1391469.1225 | 2371743.7816
| RHH | HV ISOLATORS (SET OF 3) | 142997.3456 | 108165.3421 | 78143.1717 | 125803.9103
| RHJ | HV ISOLATOR (SINGLE) | 0 | 0 | 0 | 0
| RHL | LV ISOLATORS (SET OF 3) | 1701766.2684 | 1122663.7333 | 1035766.2564 | 1149719.462
| RHM | KIOSK REFURB 100KVA-2MVA NO SW | 6421.8108 | 3579.0432 | 0 | 9428.7935
| RHN | KIOSK REFURB 100KVA-2MVA SWITC | 0 | 0 | 0 | 0
| RHO | LV ISOLATOR (SINGLE) | 653.7672 | 0 | 0 | 0
| RHP | NETWK HV REPLACEMENT-PROJECT | 1093605.689 | 726950.2028 | 435310.6006 | 153560.3607
| RHQ | Replace Dist. Line Capacitor Controller | 0 | 7228.5207 | 41040.3862 | 127523.1636
| RHR | Replace Dist. Line Capacitor Can | 0 | 13549.655 | 47378.9771 | 104899.8911
| RHT | Acr Replacements | 0 | 19796.6792 | 54882.8587 | 105825.4657
| RHU | FUSE/JUNCTION BOX REPLACEMENT | 369890.6611 | 463608.6407 | 473910.4534 | 417167.3419
| RHV | Replace Dist. Line Capacitor Switch | 0 | 12007.2371 | 37462.0058 | 132148.94
| RHW | Transformers - DSS | 0 | 0 | 3334.8045 | 13527.4045
| RSA | SUBTRANS INSTALL REPLACEMENT | 5763189.5424 | 8133505.0466 | 6526914.4442 | 10856464.1982
| RSB | Replace 66kV Transformer Bushings | 0 | 0 | 89065.7812 | 180969.0564
| RSD | Replace UE Owned Substation Door | 0 | 0 | 110602.0146 | 221492.865
| RSF | Replace substation Fencing | 0 | 0 | 37021.87 | 108674.4657
| RSK | Zone Substation HV insulator replacement 66kV | 0 | 0 | 0 | 0
| RSM | Zone Substation HV insulator replacement 11kV and 22kV | 0 | 0 | 5555.0199 | 11110.0399
| RSS | Surge Diverter Replacement 66kV (set) | 0 | 0 | 14035.3886 | 28070.7772
| RUA | DIST. U/G CABLE REPLACEMENT | 697709.3448 | 883866.0093 | 898348.7854 | 848047.7252
| RUC | UNDERGROUND CABLE REPLACEMENT | 253518.0916 | 226908.8232 | 162216.1187 | 235688.3422
| RUD | PILLAR TO PIT | 134023.9401 | 212378.7129 | 122898.7331 | 61776.3175
| RUE | PILLAR TO PIT CUST SERVICE ALT | 53301.9113 | 32618.3402 | 33730.718 | 400828.4715
| RUF | PILLAR TO UEL STD PILLAR REPLA | 203931.8021 | 147395.0977 | 166995.7063 | 238650.7842
| RUG | DIST. U/G CABLE REPL-NON CABUS | 1163744.1749 | 1309294.9329 | 1550303.5298 | 1536172.6429
| RUH | DIST. U/G CABLE REPL-HV | 679197.3261 | 700309.2945 | 871118.4168 | 1049552.0923
| RUL | DIST. U/G CABLE REPL-LV | 698831.8013 | 663542.6046 | 576814.0694 | 479544.0117
| RUS | DIST. U/G CABLE REPL-SUBT | 0 | 0 | 0 | 0
| RXD | SURGE DIVERTER REPL (SET OF 3) | 2032133.1301 | 1616524.9278 | 1441214.5107 | 1289168.0361
| RHA | TXS, IN-SERVICE FAIL 200 - 500KVA | 635781.2907 | 725974.326 | 660376.7645 | 594130.1932
| RHB | TXS, IN-SERVICE FAIL <200KVA | 393269.7574 | 420335.7385 | 344553.8513 | 206029.573
| RHD | TRANSFORMER FAILURE GRD/IND SUB | 426631.9353 | 425489.612 | 522707.3555 | 623491.3963
| RHE | INDOOR/KIOSK SW, RMU AGE FAULT | 2100572.3502 | 1877091.4931 | 1206512.2167 | 1291219.3548
| RHK | KIOSK IN SERV FAIL 300KVA-2MVA | 1571003.5255 | 1032190.7077 | 1055043.835 | 1265021.3015
| PDN | NEW SERVICE POLES TO MEET REGS | 45072.8396 | 33580.573 | 3327.0839 | 12457.6835
| PEA | ENVIRONMENTAL MANAGEMENT | 219580.3755 | 216745.9212 | 386741.9108 | 638491.0188
| PEN | Environmental | 0 | 0 | 38217.4956 | 76434.9912
| PFA | NETWORK FIRE MIT. CAPITAL | 220705.2148 | 6410.5864 | 254398.0152 | 302758.3314
| RMF | PREMISE FAULTS SERVICE REPLACE | 1236295.0099 | 1285219.3002 | 1264920.946 | 1199363.8277
| RMJ | REPLACE SERVICE (ALTER TERMINA | 371786.8458 | 159124.8594 | 319160.9485 | 457934.4147
| RMK | REPLACE SERVICE (& CUSTOMER MA | 147541.4874 | 161315.8016 | 112848.0429 | 107062.5301
| RML | INSTALL DISCONNECT DEVICE | 289895.7669 | 222771.1309 | 160971.2881 | 102678.1798
| RMP | SERVICE REPLACEMENT (PLANNED) | 4229375.3264 | 2156980.3444 | 2024260.5959 | 1970564.1279
| RMU | O/H SERVICES REPLACED WITH U/G | 34382.8656 | 39285.8641 | 21042.8113 | 15701.5083
| ROJ | LV Open Wire Replacement (route metre) | 0 | 0 | 67886.4507 | 117207.3677
| ROL | O/H LINE REPL-LV ABC | 219774.8584 | 125381.9221 | 113806.2452 | 119294.1466
| ROM | Overhead Conductors | 0 | 0 | 4430.7622 | 18060.2158
| RPH | POLE REPLACEMENT- HIGH VOLTAGE | 5749257.5576 | 4953283.2411 | 3819342.5837 | 3423459.8991
| RPL | POLE REPLACEMENT- LOW VOLTAGE | 3003900.3375 | 2859633.062 | 3062707.3658 | 2780359.4211
| RPS | POLE REPLACEMENT- SUBT | 899429.0471 | 731955.2002 | 730414.9857 | 746249.4671
| RRA | POLE REINFORCEMENT ASSESSMENT | 1766.3741 | 18689.2335 | 65982.7323 | 91044.0582
| RRH | POLE REINFORCEMENT- HV | 456978.694 | 397799.9514 | 519834.5697 | 550584.4099
| RRL | POLE REINFORCEMENT- LV | 636607.9366 | 506207.1802 | 773424.1536 | 832770.4958
| RRP | POLE REINFORCEMENT - PL | 0 | 0 | 10872.9701 | 18604.6199
| RRR | ALTER ASSETS TO ALLOW POLE REINFORCEMENT | 0 | 0 | 2018.3463 | 20019.6444
| RRS | POLE REINFORCEMENT- ST | 51075.9769 | 52944.7581 | 90147.8625 | 84273.1121
| RXG | SUB T INSULATOR REPL(SET OF 3) | 130379.4596 | 106372.3886 | 51641.1993 | 32284.3818
| RXH | HV XARMS REPLACEMENT | 11804049.7796 | 6004669.1124 | 2204687.481 | 2688330.7147
| RXI | HV INSULATOR REPL (SET OF 3) | 834697.5216 | 585808.8688 | 402613.156 | 380682.1723
| RXJ | FUSE UNIT REPL (SINGLE) | 0 | 0 | 0 | 0
| RXK | SUB T INSULATOR REPL (SINGLE) | 349.2567 | 0 | 0 | 0
| RXL | LV XARMS REPLACEMENT | 11599655.7006 | 6422504.206 | 4514253.6246 | 3038883.0788
| RXM | HV INSULATOR REPL (SINGLE) | 0 | 0 | 0 | 0
| RXN | HV Crossarm Replacement strain, anchor, termination | 0 | 0 | 304631.7686 | 487977.9127
| RXP | POLE TOP ROT LIFE EXTENSION | 58220.9059 | 24961.917 | 43425.8745 | 43953.8443
| RXQ | Sub Transmission Crossarm Replacement, strain, anchor termination | 0 | 0 | 19121.797 | 75081.6019
| RXR | Pole Top Extension HV with crossarm and insulators | 0 | 13471.952 | 14533.8958 | 79049.1175
| RXS | ST XARMS REPLACEMENT | 902823.9607 | 630403.3924 | 234249.6807 | 136358.2339
| RXT | REPLACEMENT EX THERMAL SURVEY | 119811.273 | 118216.372 | 147759.2715 | 108528.0537
| RXV | LV INSULATOR REPLACEMENT | 118761.1327 | 38720.4862 | 28906.3006 | 23168.5491
| RXW | Pole Top Extension LV with crossarm and insulators | 0 | 0 | 0 | 0
| RXY | STAY WIRE REPLACEMENT | 488511.6702 | 518396.937 | 433096.4781 | 373747.3377
| RXO | LV Strain, Term, Anch Replace | 0 | 0 | 1923012.808 | 3153068.2139
| RUP | CB-SERVICE PIT REPLACEMENT | 2798546.8133 | 2633339.0285 | 965145.4032 | 59116.0534
| ROA | HV ABC REPLACEMENT | 6218593.4798 | 8945278.9516 | 3719530.058 | 31864.1989
| ROF | FARGO SLEEVE REPLACEMENT (3) | 7627.8454 | 8682.7395 | 24194.1975 | 16259.2913
| ROH | OPEN WIRE REPLACEMENT | 365614.4575 | 224272.2094 | 393885.1317 | 338048.5078
| ROI | INSTALL / REPLACE HV FAULT INDICATORS | 9424.879 | 34975.3833 | 52521.599 | 25087.9155
| RXF | FUSE UNIT REPL (SET OF 3) | 1246923.9126 | 1275207.6407 | 838823.0135 | 1009656.2457
| PRA | COMMS | 1041129.0816 | 0 | 0 | 86970.1693
| PDG | NEW MGS Switch installation | 0 | 0 | 164750.4995 | 329500.999
| PDM | Minor animal proofing (Minor) HV/LV | 0 | 0 | 51497.4692 | 102994.9384
| PDP | POSSUM PROTECTION | 530494.0049 | 539989.0266 | 549484.0484 | 558979.0701
| PDQ | POSSUM PROTECTION SW, S/S, CHP | 2380.5481 | 1941.9562 | 1503.3643 | 1064.7724
| PDS | BIRD/ANIMAL PROOFING ON NETWOR | 296504.4757 | 329946.8788 | 363389.282 | 396831.6851
| GIC | SCADA - Operations | 0 | 0 | 0 | 0
| - | OTHER | 6697842.8242 | 223177.4888 | 78259.1778 | 2110201.7521
|  | Totals | 89646715.6681 | 70176589.0684 | 57509882.3421 | 61978961.8579
|  | Check | 0 | 0 | 0 | 0
Historical Expenditure by RIN Category (Repex Table 2.2)
Source: Published Category RINs
| ASSET GROUP | ASSET CATEGORY | 2015/16 | 2016/17 | 2017/18 | 2018/2019
| POLES BY: | Staking of a wooden pole | 1155221.2728 | 982081.2519 | 1465225.1161 | 1579087.4174
| Highest Operating Voltage ; Material Type; Staking (If Wood) | ˂ = 1 kV; Wood | 3027599.5631 | 2952903.2072 | 3146718.1568 | 3391248.8894
|  | > 1 kV & < = 11 kV; Wood | 1298155.6916 | 1207391.303 | 1061863.059 | 1144380.1891
|  | ˃ 11 kV & < = 22 kV; Wood | 5166261.2942 | 4380468.5421 | 2789896.0328 | 3006698.2014
|  | > 22 kV & < = 66 kV; Wood | 869852.4406 | 644098.4936 | 671795.3878 | 724000.4503
|  | > 66 kV & < = 132 kV; Wood | 0 | 0 | 0 | 0
|  | > 132 kV; Wood | 0 | 0 | 0 | 0
|  | ˂ = 1 kV; Concrete | 0 | 0 | 0 | 0
|  | > 1 kV & < = 11 kV; Concrete | 0 | 0 | 0 | 0
|  | ˃ 11 kV & < = 22 kV; Concrete | 0 | 0 | 0 | 0
|  | > 22 kV & < = 66 kV; Concrete | 0 | 0 | 0 | 0
|  | > 66 kV & < = 132 kV; Concrete | 0 | 0 | 0 | 0
|  | > 132 kV; Concrete | 0 | 0 | 0 | 0
|  | ˂ = 1 kV; Steel | 0 | 0 | 0 | 0
|  | > 1 kV & < = 11 kV; Steel | 0 | 0 | 0 | 0
|  | ˃ 11 kV & < = 22 kV; Steel | 0 | 0 | 0 | 0
|  | > 22 kV & < = 66 kV; Steel | 0 | 0 | 0 | 0
|  | > 66 kV & < = 132 kV; Steel | 0 | 0 | 0 | 0
|  | > 132 kV; Steel | 0 | 0 | 0 | 0
|  | Other | 0 | 0 | 0 | 0
| POLE TOP STRUCTURES BY: | ˂ = 1 kV | 12185921.2238 | 6684153.7366 | 6641504.343 | 7157614.0932
| Highest Operating Voltage | > 1 kV & < = 11 kV | 2982281.4853 | 1622870.5752 | 549651.6502 | 592364.9515
|  | ˃ 11 kV & < = 22 kV | 10086643.857 | 5262759.3203 | 2327910.716 | 2508812.1137
|  | > 22 kV & < = 66 kV | 1041547.6684 | 769614.2329 | 306607.6357 | 330434.0434
|  | > 66 kV & < = 132 kV | 0 | 0 | 0 | 0
|  | > 132 kV | 0 | 0 | 0 | 0
|  | Other | 128343.5946 | 14014.8051 | 0 | 0
| OVERHEAD CONDUCTORS BY: | ˂ = 1 kV | 311968.951 | 203139.4974 | 129565.7511 | 139634.2753
| Highest Operating Voltage; Number of Phases (At HV) | > 1 kV & < = 11 kV | 167152.3761 | 220862.8254 | 300848.6394 | 324227.5169
|  | ˃ 11 kV & < = 22 kV ; SWER | 19602.3415 | 11512.8904 | 5670.11 | 6110.733
|  | ˃ 11 kV & < = 22 kV ; Single-Phase | 4873.652 | 39625.7782 | 36788.7669 | 39647.6134
|  | ˃ 11 kV & < = 22 kV ; Multiple-Phase | 5766906.7141 | 9012987.9224 | 5277724.2025 | 5687854.9168
|  | > 22 kV & < = 66 kV | 17189.0213 | 91846.8746 | 86284.0454 | 92989.1584
|  | > 66 kV & < = 132 kV | 0 | 0 | 0 | 0
|  | > 132 kV | 0 | 0 | 0 | 0
|  | Other | 2737783.5006 | 1181320.7911 | 350695.985 | 377948.488
| UNDERGROUND CABLES BY: | ˂ = 1 kV | 958593.7962 | 573219.943 | 418474.9901 | 450994.5838
| Highest operating voltage | > 1 kV & < = 11 kV | 1216755.3549 | 1663527.6121 | 1190382.0081 | 1282886.3158
|  | > 11 kV & < = 22 kV | 1517894.7952 | 3048487.9277 | 3898560.2285 | 4201516.4327
|  | > 22 kV & < = 33 kV | 0 | 0 | 0 | 0
|  | > 33 kV & < = 66 kV | 0 | 33656.3157 | 33656.3157 | 36271.7402
|  | > 66 kV & < = 132 kV | 0 | 0 | 0 | 0
|  | > 132 kV | 0 | 0 | 0 | 0
|  | Other | 5249740.0485 | 3601638.3003 | 1661635.3129 | 1790760.6048
| SERVICE LINES BY: | ˂ = 11 kV ; Residential ; Simple Type | 5238635.6595 | 3311499.1419 | 3403041.2338 | 3667490.7727
| Connection Voltage; Customer Type; Cconnection Complexity | ˂ = 11 kV ; Commercial & Industrial ; Simple Type | 683787.0828 | 346093.0726 | 253728.6339 | 273445.8268
|  | ˂ = 11 kV ; Residential ; Complex Type | 384159.8183 | 399087.1518 | 251345.3722 | 270877.3624
|  | ˂ = 11 kV ; Commercial & Industrial ; Complex Type | 43435.414 | 39090.2772 | 53153.0975 | 57283.6122
|  | ˂ = 11 kV ; Subdivision ; Complex Type | 0 | 0 | 0 | 0
|  | Other | 45656.4496 | 30416.2119 | 0 | 0
| TRANSFORMERS BY: | Pole Mounted ; < = 22kV ; < = 60 kVA ; Single Phase | 141437.8607 | 102207.6725 | 76324.5689 | 82255.7333
| Mounting type; Highest operating voltage; Ampere rating; Number of phases (at LV) | Pole Mounted ; < = 22kV ; > 60 kVA and < = 600 kVA ; Single Phase | 16155.5975 | 10911.2617 | 127.8116 | 137.7438
|  | Pole Mounted ; < = 22kV ; > 600 kVA ; Single Phase | 0 | 0 | 0 | 0
|  | Pole Mounted ; < = 22kV ; < = 60 kVA ; Multiple Phase | 64994.3771 | 32418.8943 | 23015.6301 | 24804.1694
|  | Pole Mounted ; < = 22kV ; > 60 kVA and < = 600 kVA ; Multiple Phase | 817303.749 | 954259.1634 | 951543.4641 | 1025487.6843
|  | Pole Mounted ; < = 22kV ; > 600 kVA ; Multiple Phase | 0 | 0 | 0 | 0
|  | Kiosk Mounted ; < = 22kV ; < = 60 kVA ; Single Phase | 0 | 0 | 0 | 0
|  | Kiosk Mounted ; < = 22kV ; > 60 kVA and < = 600 kVA ; Single Phase | 0 | 0 | 0 | 0
|  | Kiosk Mounted ; < = 22kV ; > 600 kVA ; Single Phase | 0 | 0 | 0 | 0
|  | Kiosk Mounted ; < = 22kV ; < = 60 kVA ; Multiple Phase | 0 | 7056.6474 | 7056.6474 | 7605.0179
|  | Kiosk Mounted ; < = 22kV ; > 60 kVA and < = 600 kVA ; Multiple Phase | 748186.3351 | 1054007.8021 | 1287978.7205 | 1388067.2458
|  | Kiosk Mounted ; < = 22kV ; > 600 kVA ; Multiple Phase | 63867.738 | 118511.1919 | 224188.07 | 241609.6726
|  | Ground Outdoor / Indoor Chamber Mounted; ˂ 22 kV ; < = 60 kVA ; Single Phase | 0 | 0 | 0 | 0
|  | Ground Outdoor / Indoor Chamber Mounted; ˂ 22 kV ; > 60 kVA and < = 600 kVA ; Single Phase | 0 | 0 | 0 | 0
|  | Ground Outdoor / Indoor Chamber Mounted; ˂ 22 kV ; > 600 kVA ; Single Phase | 0 | 0 | 0 | 0
|  | Ground Outdoor / Indoor Chamber Mounted; ˂ 22 kV ; < = 60 kVA ; Multiple Phase | 0 | 0 | 0 | 0
|  | Ground Outdoor / Indoor Chamber Mounted; ˂ 22 kV ; > 60 kVA and < = 600 kVA ; Multiple Phase | 119162.981 | 68396.3976 | 12430.7764 | 13396.7691
|  | Ground Outdoor / Indoor Chamber Mounted; ˂ 22 kV ; > 600 kVA ; Multiple Phase | 172283.2402 | 159591.5943 | 0 | 0
|  | Ground Outdoor / Indoor Chamber Mounted; > = 22 kV & < = 33 kV ; < = 15 MVA | 387763.9393 | 48207.1595 | 154311.736 | 166303.2649
|  | Ground Outdoor / Indoor Chamber Mounted; > = 22 kV & < = 33 kV ; > 15 MVA and < = 40 MVA | 0 | 0 | 0 | 0
|  | Ground Outdoor / Indoor Chamber Mounted; > = 22 kV & < = 33 kV ; > 40 MVA | 0 | 0 | 0 | 0
|  | Ground Outdoor / Indoor Chamber Mounted; > 33 kV & < = 66 kV ; < = 15 MVA | 0 | 0 | 0 | 0
|  | Ground Outdoor / Indoor Chamber Mounted; > 33 kV & < = 66 kV ; > 15 MVA and < = 40 MVA | 1187120.9458 | 2643599.7148 | 1651945.7008 | 1780318.0151
|  | Ground Outdoor / Indoor Chamber Mounted; > 33 kV & < = 66 kV ; > 40 MVA | 0 | 0 | 0 | 0
|  | Ground Outdoor / Indoor Chamber Mounted; > 66 kV & < = 132 kV ; < = 100 MVA | 0 | 0 | 0 | 0
|  | Ground Outdoor / Indoor Chamber Mounted; > 66 kV & < = 132 kV ; > 100 MVA | 0 | 0 | 0 | 0
|  | Ground Outdoor / Indoor Chamber Mounted; > 132 kV ; < = 100 MVA | 0 | 0 | 0 | 0
|  | Ground Outdoor / Indoor Chamber Mounted; > 132 kV ; > 100 MVA | 0 | 0 | 0 | 0
|  | Other | 532560.113 | 923820.1091 | 1041847.5289 | 1122809.2569
| SWITCHGEAR BY: | ˂ = 11 kV ; FUSE | 112792.4925 | 1339293.8795 | 2353001.3931 | 2535852.5814
| Highest operating voltage; Switch function | ˂ = 11 kV ; Switch | 3451846.5897 | 2318065.1577 | 1536367.8367 | 1655758.6223
|  | ˂ = 11 kV ; Circuit Breaker | 822211.9178 | 817854.4742 | 242031.701 | 260839.928
|  | > 11 kV & < = 22 kV ; Switch | 3535526.9758 | 2871411.0782 | 2006864.5644 | 2162817.5406
|  | > 11 kV & < = 22 kV ; Circuit Breaker | 149291.5465 | 328507.2996 | 343499.485 | 370192.7497
|  | > 22 kV & < = 33 kV ; Switch | 0 | 0 | 0 | 0
|  | > 22 kV & < = 33 kV ; Circuit Breaker | 0 | 0 | 0 | 0
|  | > 33 kV & < = 66 kV ; Switch | 116963.7196 | 201849.8565 | 779017.6538 | 839554.9336
|  | > 33 kV & < = 66 kV ; Circuit Breaker | 60937.239 | 136836.6133 | 76486.824 | 82430.5972
|  | > 66 kV & < = 132 kV ; Switch | 0 | 0 | 0 | 0
|  | > 66 kV & < = 132 kV ; Circuit Breaker | 0 | 0 | 0 | 0
|  | > 132 kV ; Switch | 0 | 0 | 0 | 0
|  | > 132 kV ; Circuit Breaker | 0 | 0 | 0 | 0
|  | ˂ = 1 KV ; CIRCUIT BREAKER | 0 | 0 | 0 | 0
|  | > 1 kV & ˂ = 11 KV ; ISOLATORS, EARTHING SWITCH | 0 | 0 | 0 | 0
|  | > 11 KV & < = 22 KV ; ISOLATORS, EARTHING SWITCH | 0 | 0 | 0 | 0
|  | > 33kV & <=66kV ; ISOLATORS, EARTHING SWITCH | 0 | 0 | 0 | 0
|  | HV FUSES AND SURGE DIVERTERS | 0 | 0 | 0 | 0
|  | Other | 523742.5629 | 335560.1437 | 325088.183 | 350350.7097
| SCADA, NETWORK CONTROL AND PROTECTION SYSTEMS BY: | Field Devices | 3535575.8181 | 4410018.2522 | 4530877.0613 | 4882970.4588
|  | Local Network Wiring Assets | 709487.398 | 840715.0138 | 505921.8648 | 545236.9347
| Function | Communications Network Assets | 10381.4379 | 107573.6007 | 355990.0836 | 383653.9898
|  | Master Station Assets | 0 | 0 | 0 | 0
|  | Communications Site Infrastructure | 32273.2925 | 143146.4873 | 110873.1948 | 119489.1249
|  | Communications Linear Assets | 0 | 436948.2426 | 436948.2426 | 470903.3885
|  | AFLC | 0 | 0 | 0 | 0
|  | Other | 419438.9709 | 269540.2423 | 16286.8946 | 17552.5454
| OTHER BY: | Zone Substaion Miscellaneous | 0 | 0 | 0 | 0
| DNSP defined | Buildings | 748035.4181 | 539080.5809 | 1066064.8437 | 1148908.4935
|  | Civil | 132234.8495 | 106571.6779 | 452774.6509 | 487959.6632
|  | Capacitor Banks - Large | 84635.097 | 60044.7153 | 0 | 0
|  | Fences | 129947.154 | 122923.8053 | 198369.8975 | 213785.1759
|  | CTs and VTs | 42548.0762 | 103221.2891 | 212590.2096 | 229110.5451
|  | NER's | 70155.101 | 63279.9498 | 29227.7093 | 31498.9878
|  | Other | 8401890.0676 | 172791.0985 | 188102.6033 | 202720.0126
|  | Totals | 89646715.6681 | 70176589.0684 | 57509882.3421 | 61978961.8579
End of Sheet

## Historical Volumes
United Energy - Plant, stations and lines replacement |  |  | AER draft decision |  |  | Menu
#VALUE! |  |  | RRP change |  |  | OK
Historical Expenditure by Function Code
| Material Code | Description | 2015/16 | 2016/17 | 2017/18 | 2018/2019
| RCA | SUBTRANS/COMM/PROTEC SYST REPL | 97.7097 | 3170.5 | 2663.0549 | 151.9391
| RHC | Dist 2nd Equip Comp Replace | 0 | 0 | 0 | 0
| RHF | LV SWITCHGEAR REPLACEMENT | 14.5172 | 17 | 26.9924 | 29.3698
| RHG | GAS SWITCHES (AGE REPLACEMENT) | 132.7051 | 142 | 148.5 | 161.6295
| RHH | HV ISOLATORS (SET OF 3) | 39.0485 | 40.5 | 32.9936 | 34.0041
| RHJ | HV ISOLATOR (SINGLE) | 0 | 0 | 0 | 0
| RHL | LV ISOLATORS (SET OF 3) | 1226.6491 | 993 | 939.3256 | 911.4341
| RHM | KIOSK REFURB 100KVA-2MVA NO SW | 1.0016 | 0.5 | 0 | 0.25039
| RHN | KIOSK REFURB 100KVA-2MVA SWITC | 0 | 0 | 0 | 0
| RHO | LV ISOLATOR (SINGLE) | 0.014087 | 0 | 0 | 0.0035219
| RHP | NETWK HV REPLACEMENT-PROJECT | 362.9141 | 70 | 14.994 | 14.994
| RHQ | Replace Dist. Line Capacitor Controller | 0 | 1 | 4.4986 | 6.9972
| RHR | Replace Dist. Line Capacitor Can | 0 | 1.5 | 10.4964 | 14.2446
| RHT | Acr Replacements | 0 | 0.5 | 1.4996 | 1.9992
| RHU | FUSE/JUNCTION BOX REPLACEMENT | 556.8985 | 570 | 590.8838 | 576.8294
| RHV | Replace Dist. Line Capacitor Switch | 0 | 1 | 14.4946 | 20.7419
| RHW | Transformers - DSS | 0 | 0 | 0.4998 | 0.9996
| RSA | SUBTRANS INSTALL REPLACEMENT | 2372.9764 | 257 | 312.3764 | 308.3764
| RSB | Replace 66kV Transformer Bushings | 0 | 0 | 3 | 6
| RSD | Replace UE Owned Substation Door | 0 | 0 | 6.4974 | 12.9948
| RSF | Replace substation Fencing | 0 | 0 | 0.9996 | 1.9992
| RSK | Zone Substation HV insulator replacement 66kV | 0 | 0 | 0 | 0
| RSM | Zone Substation HV insulator replacement 11kV and 22kV | 0 | 0 | 2.5 | 5
| RSS | Surge Diverter Replacement 66kV (set) | 0 | 0 | 2 | 4
| RUA | DIST. U/G CABLE REPLACEMENT | 1672.5758 | 2251.5 | 2405.0554 | 2128.9632
| RUC | UNDERGROUND CABLE REPLACEMENT | 1448.5496 | 1509.5 | 1198.2432 | 1302.4415
| RUD | PILLAR TO PIT | 14.011 | 14.5 | 5.9992 | 7.0017
| RUE | PILLAR TO PIT CUST SERVICE ALT | 5.0141 | 2 | 1.9998 | 2.2533
| RUF | PILLAR TO UEL STD PILLAR REPLA | 37.072 | 20.5 | 22.9934 | 31.5097
| RUG | DIST. U/G CABLE REPL-NON CABUS | 183.3303 | 171.5 | 204.9555 | 222.5556
| RUH | DIST. U/G CABLE REPL-HV | 24.7513 | 36.5 | 85.9802 | 77.163
| RUL | DIST. U/G CABLE REPL-LV | 131.2379 | 109.5 | 101.4812 | 105.1609
| RUS | DIST. U/G CABLE REPL-SUBT | 0 | 0 | 0 | 0
| RXD | SURGE DIVERTER REPL (SET OF 3) | 583.9376 | 493 | 424.4139 | 467.0017
| RHA | TXS, IN-SERVICE FAIL 200 - 500KVA | 36.0814 | 34 | 27.494 | 30.8878
| RHB | TXS, IN-SERVICE FAIL <200KVA | 39.5736 | 32 | 26.4958 | 27.0131
| RHD | TRANSFORMER FAILURE GRD/IND SUB | 17.0329 | 15 | 18.9958 | 19.503
| RHE | INDOOR/KIOSK SW, RMU AGE FAULT | 62.655 | 62 | 34.4926 | 42.7795
| RHK | KIOSK IN SERV FAIL 300KVA-2MVA | 34.5188 | 36 | 17.496 | 22.9997
| PDN | NEW SERVICE POLES TO MEET REGS | 4.2988 | 5.7988 | 1.5 | 1.4497
| PEA | ENVIRONMENTAL MANAGEMENT | 0 | 0 | 3.9984 | 3.9984
| PEN | Environmental | 0 | 0 | 40 | 80
| PFA | NETWORK FIRE MIT. CAPITAL | 0 | 0 | 2161.3098 | 2161.3098
| RMF | PREMISE FAULTS SERVICE REPLACE | 1661.4919 | 1463 | 1389.6836 | 1540.5781
| RMJ | REPLACE SERVICE (ALTER TERMINA | 459.0159 | 228 | 325.4075 | 306.8319
| RMK | REPLACE SERVICE (& CUSTOMER MA | 83.119 | 88.5 | 51.9966 | 26.232
| RML | INSTALL DISCONNECT DEVICE | 1298.423 | 979 | 856.8398 | 938.6555
| RMP | SERVICE REPLACEMENT (PLANNED) | 6737.9133 | 3160.5 | 2805.4214 | 2978.7285
| RMU | O/H SERVICES REPLACED WITH U/G | 4.5078 | 4 | 2 | 1.627
| ROJ | LV Open Wire Replacement (route metre) | 0 | 0 | 494.3019 | 988.6038
| ROL | O/H LINE REPL-LV ABC | 3030.6513 | 3033.5 | 2582.6277 | 2332.4474
| ROM | Overhead Conductors | 0 | 0 | 3.4986 | 4.3732
| RPH | POLE REPLACEMENT- HIGH VOLTAGE | 450.6793 | 380 | 270.9503 | 321.712
| RPL | POLE REPLACEMENT- LOW VOLTAGE | 373.6371 | 358.5 | 363.9299 | 386.3202
| RPS | POLE REPLACEMENT- SUBT | 49.5892 | 41 | 36.9932 | 36.3939
| RRA | POLE REINFORCEMENT ASSESSMENT | 977.1008 | 943.25 | 1338.9504 | 1515.58
| RRH | POLE REINFORCEMENT- HV | 339.159 | 344 | 423.9167 | 459.6133
| RRL | POLE REINFORCEMENT- LV | 516.5456 | 466.5 | 724.324 | 849.6698
| RRP | POLE REINFORCEMENT - PL | 0 | 0 | 17.5 | 35
| RRR | ALTER ASSETS TO ALLOW POLE REINFORCEMENT | 8.8827 | 8.575 | 12.1723 | 13.778
| RRS | POLE REINFORCEMENT- ST | 32.5689 | 47 | 68.987 | 68.5168
| RXG | SUB T INSULATOR REPL(SET OF 3) | 43.0673 | 28.5 | 14.7385 | 16.4152
| RXH | HV XARMS REPLACEMENT | 3659.4239 | 1932.5 | 616.3858 | 590.2488
| RXI | HV INSULATOR REPL (SET OF 3) | 488.2607 | 361 | 256.0694 | 290.3195
| RXJ | FUSE UNIT REPL (SINGLE) | 0 | 0 | 0 | 0
| RXK | SUB T INSULATOR REPL (SINGLE) | 0.50157 | 0 | 0 | 0
| RXL | LV XARMS REPLACEMENT | 5293.975 | 2762.5 | 1976.6669 | 1922.8085
| RXM | HV INSULATOR REPL (SINGLE) | 0 | 0 | 0 | 0
| RXN | HV Crossarm Replacement strain, anchor, termination | 0 | 0 | 57.477 | 188.3468
| RXP | POLE TOP ROT LIFE EXTENSION | 108.7927 | 34 | 44.9896 | 52.4753
| RXQ | Sub Transmission Crossarm Replacement, strain, anchor termination | 0 | 0 | 1 | 9.0072
| RXR | Pole Top Extension HV with crossarm and insulators | 0 | 23.5 | 26.4988 | 18.5989
| RXS | ST XARMS REPLACEMENT | 217.8616 | 132.5 | 40.496 | 31.0129
| RXT | REPLACEMENT EX THERMAL SURVEY | 38.036 | 26.5 | 36.9852 | 58.7587
| RXV | LV INSULATOR REPLACEMENT | 186.4195 | 69 | 65.9804 | 87.8236
| RXW | Pole Top Extension LV with crossarm and insulators | 0 | 0 | 0 | 0
| RXY | STAY WIRE REPLACEMENT | 253.3929 | 218 | 154.9742 | 166.5659
| RXO | LV Strain, Term, Anch Replace | 0 | 0 | 380.8474 | 848.6938
| RUP | CB-SERVICE PIT REPLACEMENT | 2083.8826 | 1003.5 | 21.4928 | 35.9856
| ROA | HV ABC REPLACEMENT | 16162.5124 | 24237 | 10327.4976 | 11.9952
| ROF | FARGO SLEEVE REPLACEMENT (3) | 6.5172 | 10.5 | 23.4944 | 28.7882
| ROH | OPEN WIRE REPLACEMENT | 5190.9865 | 4578 | 4016.9776 | 4853.4686
| ROI | INSTALL / REPLACE HV FAULT INDICATORS | 2.5 | 18.5 | 29.9944 | 24.8259
| RXF | FUSE UNIT REPL (SET OF 3) | 416.6324 | 381.5 | 286.4523 | 294.7235
| PRA | COMMS | 0 | 0 | 0 | 0
| PDG | NEW MGS Switch installation | 0 | 0 | 15 | 30
| PDM | Minor animal proofing (Minor) HV/LV | 0 | 0 | 36.5 | 73
| PDP | POSSUM PROTECTION | 453.0623 | 458 | 306.5 | 304.8906
| PDQ | POSSUM PROTECTION SW, S/S, CHP | 15.5 | 8.5 | 2.5 | 7
| PDS | BIRD/ANIMAL PROOFING ON NETWOR | 420.5992 | 525.5 | 503 | 547.3901
| GIC | SCADA - Operations | 0 | 0 | 0 | 0
| - | OTHER | 4323.5911 | 1980.3762 | 376.4705 | 1931.2238
|  | Totals | 64487.874 | 60392.5 | 42947 | 34226.8261
|  | Check | 0 | 0 | 0 | 0
Historical Volumes by RIN Category (Repex Table 2.2)
Source: Published Category RINs
| ASSET GROUP | ASSET CATEGORY | 2015/16 | 2016/17 | 2017/18 | 2018/19
| POLES BY: | Staking of a wooden pole | 886.5 | 839.5 | 1221 | 973.082
| Highest Operating Voltage ; Material Type; Staking (If Wood) | ˂ = 1 kV; Wood | 374.5 | 362 | 371.5 | 296.0688
|  | > 1 kV & < = 11 kV; Wood | 108 | 81 | 63.5 | 50.6066
|  | ˃ 11 kV & < = 22 kV; Wood | 374.5 | 316 | 206.5 | 164.5712
|  | > 22 kV & < = 66 kV; Wood | 48.5 | 37 | 32 | 25.5026
|  | > 66 kV & < = 132 kV; Wood | 0 | 0 | 0 | 0
|  | > 132 kV; Wood | 0 | 0 | 0 | 0
|  | ˂ = 1 kV; Concrete | 0 | 0 | 0 | 0
|  | > 1 kV & < = 11 kV; Concrete | 0 | 0 | 0 | 0
|  | ˃ 11 kV & < = 22 kV; Concrete | 0 | 0 | 0 | 0
|  | > 22 kV & < = 66 kV; Concrete | 0 | 0 | 0 | 0
|  | > 66 kV & < = 132 kV; Concrete | 0 | 0 | 0 | 0
|  | > 132 kV; Concrete | 0 | 0 | 0 | 0
|  | ˂ = 1 kV; Steel | 0 | 0 | 0 | 0
|  | > 1 kV & < = 11 kV; Steel | 0 | 0 | 0 | 0
|  | ˃ 11 kV & < = 22 kV; Steel | 0 | 0 | 0 | 0
|  | > 22 kV & < = 66 kV; Steel | 0 | 0 | 0 | 0
|  | > 66 kV & < = 132 kV; Steel | 0 | 0 | 0 | 0
|  | > 132 kV; Steel | 0 | 0 | 0 | 0
|  | Other | 0 | 0 | 0 | 0
| POLE TOP STRUCTURES BY: | ˂ = 1 kV | 5601 | 2841.5 | 2429 | 1935.8037
| Highest Operating Voltage | > 1 kV & < = 11 kV | 985 | 580.5 | 190.9737 | 152.1974
|  | ˃ 11 kV & < = 22 kV | 3383 | 1900.5 | 810.5263 | 645.953
|  | > 22 kV & < = 66 kV | 300.5 | 191 | 54 | 43.0356
|  | > 66 kV & < = 132 kV | 0 | 0 | 0 | 0
|  | > 132 kV | 0 | 0 | 0 | 0
|  | Other | 23.0401 | 2.5 | 0 | 0
| OVERHEAD CONDUCTORS BY: | ˂ = 1 kV | 4009.5 | 3439.5 | 2766 | 2204.3775
| Highest Operating Voltage; Number of Phases (At HV) | > 1 kV & < = 11 kV | 2072.5 | 2260.5 | 1158.8242 | 923.5307
|  | ˃ 11 kV & < = 22 kV ; SWER | 1 | 1 | 0 | 0
|  | ˃ 11 kV & < = 22 kV ; Single-Phase | 272 | 230.5 | 0 | 0
|  | ˃ 11 kV & < = 22 kV ; Multiple-Phase | 17820 | 28209.5 | 18623.1758 | 14841.833
|  | > 22 kV & < = 66 kV | 89 | 24.5 | 0 | 0
|  | > 66 kV & < = 132 kV | 0 | 0 | 0 | 0
|  | > 132 kV | 0 | 0 | 0 | 0
|  | Other | 5180.9319 | 2434.5 | 126 | 100.4163
| UNDERGROUND CABLES BY: | ˂ = 1 kV | 2262 | 1367 | 1048 | 835.2088
| Highest operating voltage | > 1 kV & < = 11 kV | 1345.5 | 1097 | 537.4033 | 428.2863
|  | > 11 kV & < = 22 kV | 2183.874 | 1905.5 | 2510.5967 | 2000.8326
|  | > 22 kV & < = 33 kV | 0 | 0 | 0 | 0
|  | > 33 kV & < = 66 kV | 0 | 55 | 55 | 43.8325
|  | > 66 kV & < = 132 kV | 0 | 0 | 0 | 0
|  | > 132 kV | 0 | 0 | 0 | 0
|  | Other | 2723 | 1519.5 | 461.5 | 367.7947
| SERVICE LINES BY: | ˂ = 11 kV ; Residential ; Simple Type | 8438 | 3979.5 | 3893.7842 | 3103.1707
| Connection Voltage; Customer Type; Cconnection Complexity | ˂ = 11 kV ; Commercial & Industrial ; Simple Type | 1099 | 571.5 | 404.309 | 322.216
|  | ˂ = 11 kV ; Residential ; Complex Type | 616.5 | 529 | 274.4401 | 218.7164
|  | ˂ = 11 kV ; Commercial & Industrial ; Complex Type | 69.5 | 59 | 76.9667 | 61.339
|  | ˂ = 11 kV ; Subdivision ; Complex Type | 0 | 0 | 0 | 0
|  | Other | 16.5 | 9 | 0 | 0
| TRANSFORMERS BY: | Pole Mounted ; < = 22kV ; < = 60 kVA ; Single Phase | 14 | 14 | 14 | 11.1574
| Mounting type; Highest operating voltage; Ampere rating; Number of phases (at LV) | Pole Mounted ; < = 22kV ; > 60 kVA and < = 600 kVA ; Single Phase | 1.5 | 1.5 | 0.5 | 0.39848
|  | Pole Mounted ; < = 22kV ; > 600 kVA ; Single Phase | 0 | 0 | 0 | 0
|  | Pole Mounted ; < = 22kV ; < = 60 kVA ; Multiple Phase | 6.5 | 4.5 | 4 | 3.1878
|  | Pole Mounted ; < = 22kV ; > 60 kVA and < = 600 kVA ; Multiple Phase | 65 | 46 | 34.5 | 27.4949
|  | Pole Mounted ; < = 22kV ; > 600 kVA ; Multiple Phase | 0 | 0 | 0 | 0
|  | Kiosk Mounted ; < = 22kV ; < = 60 kVA ; Single Phase | 0 | 0 | 0 | 0
|  | Kiosk Mounted ; < = 22kV ; > 60 kVA and < = 600 kVA ; Single Phase | 0 | 0 | 0 | 0
|  | Kiosk Mounted ; < = 22kV ; > 600 kVA ; Single Phase | 0 | 0 | 0 | 0
|  | Kiosk Mounted ; < = 22kV ; < = 60 kVA ; Multiple Phase | 0 | 0 | 0 | 0
|  | Kiosk Mounted ; < = 22kV ; > 60 kVA and < = 600 kVA ; Multiple Phase | 33.5 | 46 | 28 | 22.3147
|  | Kiosk Mounted ; < = 22kV ; > 600 kVA ; Multiple Phase | 2.5 | 2 | 1.5 | 1.1954
|  | Ground Outdoor / Indoor Chamber Mounted; ˂ 22 kV ; < = 60 kVA ; Single Phase | 0 | 0 | 0 | 0
|  | Ground Outdoor / Indoor Chamber Mounted; ˂ 22 kV ; > 60 kVA and < = 600 kVA ; Single Phase | 0 | 0 | 0 | 0
|  | Ground Outdoor / Indoor Chamber Mounted; ˂ 22 kV ; > 600 kVA ; Single Phase | 0 | 0 | 0 | 0
|  | Ground Outdoor / Indoor Chamber Mounted; ˂ 22 kV ; < = 60 kVA ; Multiple Phase | 0 | 0 | 0 | 0
|  | Ground Outdoor / Indoor Chamber Mounted; ˂ 22 kV ; > 60 kVA and < = 600 kVA ; Multiple Phase | 4.5 | 2 | 8.5 | 6.7741
|  | Ground Outdoor / Indoor Chamber Mounted; ˂ 22 kV ; > 600 kVA ; Multiple Phase | 5 | 4.5 | 0.5 | 0.39848
|  | Ground Outdoor / Indoor Chamber Mounted; > = 22 kV & < = 33 kV ; < = 15 MVA | 9 | 7 | 9 | 7.1726
|  | Ground Outdoor / Indoor Chamber Mounted; > = 22 kV & < = 33 kV ; > 15 MVA and < = 40 MVA | 0 | 0 | 0 | 0
|  | Ground Outdoor / Indoor Chamber Mounted; > = 22 kV & < = 33 kV ; > 40 MVA | 0 | 0 | 0 | 0
|  | Ground Outdoor / Indoor Chamber Mounted; > 33 kV & < = 66 kV ; < = 15 MVA | 0 | 0 | 0 | 0
|  | Ground Outdoor / Indoor Chamber Mounted; > 33 kV & < = 66 kV ; > 15 MVA and < = 40 MVA | 1 | 2 | 2 | 1.5939
|  | Ground Outdoor / Indoor Chamber Mounted; > 33 kV & < = 66 kV ; > 40 MVA | 0 | 0 | 0 | 0
|  | Ground Outdoor / Indoor Chamber Mounted; > 66 kV & < = 132 kV ; < = 100 MVA | 0 | 0 | 0 | 0
|  | Ground Outdoor / Indoor Chamber Mounted; > 66 kV & < = 132 kV ; > 100 MVA | 0 | 0 | 0 | 0
|  | Ground Outdoor / Indoor Chamber Mounted; > 132 kV ; < = 100 MVA | 0 | 0 | 0 | 0
|  | Ground Outdoor / Indoor Chamber Mounted; > 132 kV ; > 100 MVA | 0 | 0 | 0 | 0
|  | Other | 10 | 13.5 | 19.5 | 15.5406
| SWITCHGEAR BY: | ˂ = 11 kV ; FUSE | 38.5 | 432 | 1253.5 | 998.9831
| Highest operating voltage; Switch function | ˂ = 11 kV ; Switch | 1877.5 | 1247.5 | 472.5 | 376.5612
|  | ˂ = 11 kV ; Circuit Breaker | 18.5 | 8 | 3.5 | 2.7893
|  | > 11 kV & < = 22 kV ; Switch | 572 | 474.5 | 280 | 223.1474
|  | > 11 kV & < = 22 kV ; Circuit Breaker | 16 | 4.5 | 3 | 2.3909
|  | > 22 kV & < = 33 kV ; Switch | 0 | 0 | 0 | 0
|  | > 22 kV & < = 33 kV ; Circuit Breaker | 0 | 0 | 0 | 0
|  | > 33 kV & < = 66 kV ; Switch | 3.5 | 12 | 13.5 | 10.7589
|  | > 33 kV & < = 66 kV ; Circuit Breaker | 0.5 | 2 | 2 | 1.5939
|  | > 66 kV & < = 132 kV ; Switch | 0 | 0 | 0 | 0
|  | > 66 kV & < = 132 kV ; Circuit Breaker | 0 | 0 | 0 | 0
|  | > 132 kV ; Switch | 0 | 0 | 0 | 0
|  | > 132 kV ; Circuit Breaker | 0 | 0 | 0 | 0
|  | ˂ = 1 KV ; CIRCUIT BREAKER | 0 | 0 | 0 | 0
|  | > 1 kV & ˂ = 11 KV ; ISOLATORS, EARTHING SWITCH | 0 | 0 | 0 | 0
|  | > 11 KV & < = 22 KV ; ISOLATORS, EARTHING SWITCH | 0 | 0 | 0 | 0
|  | > 33kV & <=66kV ; ISOLATORS, EARTHING SWITCH | 0 | 0 | 0 | 0
|  | HV FUSES AND SURGE DIVERTERS | 0 | 0 | 0 | 0
|  | Other | 288 | 31 | 37 | 29.4873
| SCADA, NETWORK CONTROL AND PROTECTION SYSTEMS BY: | Field Devices | 92 | 58.5 | 90 | 71.7259
|  | Local Network Wiring Assets | 23 | 22 | 9.5 | 7.5711
| Function | Communications Network Assets | 0.5 | 0.5 | 8 | 6.3756
|  | Master Station Assets | 0 | 0 | 0 | 0
|  | Communications Site Infrastructure | 0 | 0.5 | 1 | 0.79695
|  | Communications Linear Assets | 0 | 3100 | 3100 | 2470.5605
|  | AFLC | 0 | 0 | 0 | 0
|  | Other | 6 | 0 | 0 | 0
| OTHER BY: | Zone Substaion Miscellaneous | 0 | 0 | 0 | 0
| DNSP defined | Buildings and Civil | 3.5 | 2 | 6.5 | 5.1802
|  | Civil | 1 | 0.5 | 209.5 | 166.9621
|  | Capacitor Banks - Large | 3 | 1.5 | 0 | 0
|  | Fences | 4 | 1 | 2 | 1.5939
|  | CTs and VTs | 9 | 5.5 | 17 | 13.5482
|  | NER's | 1 | 1 | 0.5 | 0.39848
|  | Other | 1094.528 | 1.5 | 1 | 0.79695
|  | Totals | 64487.874 | 60392.5 | 42947 | 34226.8261
End of Sheet

## Unit Rates
United Energy - Plant, stations and lines replacement | [13 empty] | Menu
#VALUE!
Unit Rates by Function Code
$2021
| Material Code | Description | Source | 2015/16 | 2016/17 | 2017/18 | 2018/19 | 2019/20 | 2020/21 | 2021/22 | 2022/23 | 2023/24 | 2024/25 | 2025/26
| RCA | SUBTRANS/COMM/PROTEC SYST REPL | N/A (project list) | bar: $2021 2019/20 to $2021 2025/26
| RHC | Dist 2nd Equip Comp Replace | N/A (project list) | bar: $2021 2019/20 to $2021 2025/26
| RHF | LV SWITCHGEAR REPLACEMENT | Unitised model |  |  |  |  | 17807.3694 | 17807.3694 | 17807.3694 | 17807.3694 | 17807.3694 | 17807.3694 | 17807.3694
| RHG | GAS SWITCHES (AGE REPLACEMENT) | Unitised model |  |  |  |  | 12814.062 | 12814.062 | 12814.062 | 12814.062 | 12814.062 | 12814.062 | 12814.062
| RHH | HV ISOLATORS (SET OF 3) | Unitised model |  |  |  |  | 3340.1798 | 3340.1798 | 3340.1798 | 3340.1798 | 3340.1798 | 3340.1798 | 3340.1798
| RHJ | HV ISOLATOR (SINGLE) | N/A (project list) | bar: $2021 2019/20 to $2021 2025/26
| RHL | LV ISOLATORS (SET OF 3) | Unitised model |  |  |  |  | 1325.64 | 1325.64 | 1325.64 | 1325.64 | 1325.64 | 1325.64 | 1325.64
| RHM | KIOSK REFURB 100KVA-2MVA NO SW | Unitised model |  |  |  |  | 11879.492 | 11879.492 | 11879.492 | 11879.492 | 11879.492 | 11879.492 | 11879.492
| RHN | KIOSK REFURB 100KVA-2MVA SWITC | Unitised model |  |  |  |  | 0 | 0 | 0 | 0 | 0 | 0 | 0
| RHO | LV ISOLATOR (SINGLE) | Unitised model |  |  |  |  | 40737.0998 | 40737.0998 | 40737.0998 | 40737.0998 | 40737.0998 | 40737.0998 | 40737.0998
| RHP | NETWK HV REPLACEMENT-PROJECT | N/A (project list) | bar: $2021 2019/20 to $2021 2025/26
| RHQ | Replace Dist. Line Capacitor Controller | Unitised model |  |  |  |  | 14851.7962 | 14851.7962 | 14851.7962 | 14851.7962 | 14851.7962 | 14851.7962 | 14851.7962
| RHR | Replace Dist. Line Capacitor Can | Unitised model |  |  |  |  | 6686.2036 | 6686.2036 | 6686.2036 | 6686.2036 | 6686.2036 | 6686.2036 | 6686.2036
| RHT | Acr Replacements | Unitised model |  |  |  |  | 47815.8044 | 47815.8044 | 47815.8044 | 47815.8044 | 47815.8044 | 47815.8044 | 47815.8044
| RHU | FUSE/JUNCTION BOX REPLACEMENT | Unitised model |  |  |  |  | 807.0928 | 807.0928 | 807.0928 | 807.0928 | 807.0928 | 807.0928 | 807.0928
| RHV | Replace Dist. Line Capacitor Switch | Unitised model |  |  |  |  | 5292.3806 | 5292.3806 | 5292.3806 | 5292.3806 | 5292.3806 | 5292.3806 | 5292.3806
| RHW | Transformers - DSS | Unitised model |  |  |  |  | 11849.8647 | 11849.8647 | 11849.8647 | 11849.8647 | 11849.8647 | 11849.8647 | 11849.8647
| RSA | SUBTRANS INSTALL REPLACEMENT | N/A (project list) | bar: $2021 2019/20 to $2021 2025/26
| RSB | Replace 66kV Transformer Bushings | Unitised model |  |  |  |  | 31695.4487 | 31695.4487 | 31695.4487 | 31695.4487 | 31695.4487 | 31695.4487 | 31695.4487
| RSD | Replace UE Owned Substation Door | Unitised model |  |  |  |  | 17998.984 | 17998.984 | 17998.984 | 17998.984 | 17998.984 | 17998.984 | 17998.984
| RSF | Replace substation Fencing | Unitised model |  |  |  |  | 51249.3783 | 51249.3783 | 51249.3783 | 51249.3783 | 51249.3783 | 51249.3783 | 51249.3783
| RSK | Zone Substation HV insulator replacement 66kV | Unitised model |  |  |  |  | 0 | 0 | 0 | 0 | 0 | 0 | 0
| RSM | Zone Substation HV insulator replacement 11kV and 22kV | Unitised model |  |  |  |  | 2347.4398 | 2347.4398 | 2347.4398 | 2347.4398 | 2347.4398 | 2347.4398 | 2347.4398
| RSS | Surge Diverter Replacement 66kV (set) | Unitised model |  |  |  |  | 7413.8414 | 7413.8414 | 7413.8414 | 7413.8414 | 7413.8414 | 7413.8414 | 7413.8414
| RUA | DIST. U/G CABLE REPLACEMENT | Unitised model |  |  |  |  | 422.3606 | 422.3606 | 422.3606 | 422.3606 | 422.3606 | 422.3606 | 422.3606
| RUC | UNDERGROUND CABLE REPLACEMENT | Unitised model |  |  |  |  | 173.0098 | 173.0098 | 173.0098 | 173.0098 | 173.0098 | 173.0098 | 173.0098
| RUD | PILLAR TO PIT | Unitised model |  |  |  |  | 13802.5713 | 13802.5713 | 13802.5713 | 13802.5713 | 13802.5713 | 13802.5713 | 13802.5713
| RUE | PILLAR TO PIT CUST SERVICE ALT | Unitised model |  |  |  |  | 48865.798 | 48865.798 | 48865.798 | 48865.798 | 48865.798 | 48865.798 | 48865.798
| RUF | PILLAR TO UEL STD PILLAR REPLA | Unitised model |  |  |  |  | 7247.643 | 7247.643 | 7247.643 | 7247.643 | 7247.643 | 7247.643 | 7247.643
| RUG | DIST. U/G CABLE REPL-NON CABUS | Unitised model |  |  |  |  | 7622.6061 | 7622.6061 | 7622.6061 | 7622.6061 | 7622.6061 | 7622.6061 | 7622.6061
| RUH | DIST. U/G CABLE REPL-HV | Unitised model |  |  |  |  | 15758.0525 | 15758.0525 | 15758.0525 | 15758.0525 | 15758.0525 | 15758.0525 | 15758.0525
| RUL | DIST. U/G CABLE REPL-LV | Unitised model |  |  |  |  | 5821.8837 | 5821.8837 | 5821.8837 | 5821.8837 | 5821.8837 | 5821.8837 | 5821.8837
| RUS | DIST. U/G CABLE REPL-SUBT | N/A (project list) | bar: $2021 2019/20 to $2021 2025/26
| RXD | SURGE DIVERTER REPL (SET OF 3) | Unitised model |  |  |  |  | 3491.4587 | 3491.4587 | 3491.4587 | 3491.4587 | 3491.4587 | 3491.4587 | 3491.4587
| RHA | TXS, IN-SERVICE FAIL 200 - 500KVA | Unitised model |  |  |  |  | 21894.0933 | 21894.0933 | 21894.0933 | 21894.0933 | 21894.0933 | 21894.0933 | 21894.0933
| RHB | TXS, IN-SERVICE FAIL <200KVA | Unitised model |  |  |  |  | 11758.6843 | 11758.6843 | 11758.6843 | 11758.6843 | 11758.6843 | 11758.6843 | 11758.6843
| RHD | TRANSFORMER FAILURE GRD/IND SUB | Unitised model |  |  |  |  | 30366.6262 | 30366.6262 | 30366.6262 | 30366.6262 | 30366.6262 | 30366.6262 | 30366.6262
| RHE | INDOOR/KIOSK SW, RMU AGE FAULT | Unitised model |  |  |  |  | 34567.9338 | 34567.9338 | 34567.9338 | 34567.9338 | 34567.9338 | 34567.9338 | 34567.9338
| RHK | KIOSK IN SERV FAIL 300KVA-2MVA | Unitised model |  |  |  |  | 47707.9968 | 47707.9968 | 47707.9968 | 47707.9968 | 47707.9968 | 47707.9968 | 47707.9968
| PDN | NEW SERVICE POLES TO MEET REGS | Unitised model |  |  |  |  | 7847.6501 | 7847.6501 | 7847.6501 | 7847.6501 | 7847.6501 | 7847.6501 | 7847.6501
| PEA | ENVIRONMENTAL MANAGEMENT | N/A (project list) | bar: $2021 2019/20 to $2021 2025/26
| PEN | Environmental | Unitised model |  |  |  |  | 1009.3716 | 1009.3716 | 1009.3716 | 1009.3716 | 1009.3716 | 1009.3716 | 1009.3716
| PFA | NETWORK FIRE MIT. CAPITAL | N/A (project list) | bar: $2021 2019/20 to $2021 2025/26
| RMF | PREMISE FAULTS SERVICE REPLACE | Unitised model |  |  |  |  | 884.952 | 884.952 | 884.952 | 884.952 | 884.952 | 884.952 | 884.952
| RMJ | REPLACE SERVICE (ALTER TERMINA | Unitised model |  |  |  |  | 1062.8216 | 1062.8216 | 1062.8216 | 1062.8216 | 1062.8216 | 1062.8216 | 1062.8216
| RMK | REPLACE SERVICE (& CUSTOMER MA | Unitised model |  |  |  |  | 2278.9493 | 2278.9493 | 2278.9493 | 2278.9493 | 2278.9493 | 2278.9493 | 2278.9493
| RML | INSTALL DISCONNECT DEVICE | Unitised model |  |  |  |  | 205.9721 | 205.9721 | 205.9721 | 205.9721 | 205.9721 | 205.9721 | 205.9721
| RMP | SERVICE REPLACEMENT (PLANNED) | Unitised model |  |  |  |  | 714.5941 | 714.5941 | 714.5941 | 714.5941 | 714.5941 | 714.5941 | 714.5941
| RMU | O/H SERVICES REPLACED WITH U/G | Unitised model |  |  |  |  | 9822.1217 | 9822.1217 | 9822.1217 | 9822.1217 | 9822.1217 | 9822.1217 | 9822.1217
| ROJ | LV Open Wire Replacement (route metre) | Unitised model |  |  |  |  | 131.949 | 131.949 | 131.949 | 131.949 | 131.949 | 131.949 | 131.949
| ROL | O/H LINE REPL-LV ABC | Unitised model |  |  |  |  | 56.8047 | 56.8047 | 56.8047 | 56.8047 | 56.8047 | 56.8047 | 56.8047
| ROM | Overhead Conductors | Unitised model |  |  |  |  | 3010.5203 | 3010.5203 | 3010.5203 | 3010.5203 | 3010.5203 | 3010.5203 | 3010.5203
| RPH | POLE REPLACEMENT- HIGH VOLTAGE | Unitised model |  |  |  |  | 13589.6885 | 13589.6885 | 13589.6885 | 13589.6885 | 13589.6885 | 13589.6885 | 13589.6885
| RPL | POLE REPLACEMENT- LOW VOLTAGE | Unitised model |  |  |  |  | 8488.1113 | 8488.1113 | 8488.1113 | 8488.1113 | 8488.1113 | 8488.1113 | 8488.1113
| RPS | POLE REPLACEMENT- SUBT | Unitised model |  |  |  |  | 20386.837 | 20386.837 | 20386.837 | 20386.837 | 20386.837 | 20386.837 | 20386.837
| RRA | POLE REINFORCEMENT ASSESSMENT | Unitised model |  |  |  |  | 39.4372 | 39.4372 | 39.4372 | 39.4372 | 39.4372 | 39.4372 | 39.4372
| RRH | POLE REINFORCEMENT- HV | Unitised model |  |  |  |  | 1318.4315 | 1318.4315 | 1318.4315 | 1318.4315 | 1318.4315 | 1318.4315 | 1318.4315
| RRL | POLE REINFORCEMENT- LV | Unitised model |  |  |  |  | 1152.6594 | 1152.6594 | 1152.6594 | 1152.6594 | 1152.6594 | 1152.6594 | 1152.6594
| RRP | POLE REINFORCEMENT - PL | Unitised model |  |  |  |  | 593.578 | 593.578 | 593.578 | 593.578 | 593.578 | 593.578 | 593.578
| RRR | ALTER ASSETS TO ALLOW POLE REINFORCEMENT | Unitised model |  |  |  |  | 533.8621 | 533.8621 | 533.8621 | 533.8621 | 533.8621 | 533.8621 | 533.8621
| RRS | POLE REINFORCEMENT- ST | Unitised model |  |  |  |  | 1373.6871 | 1373.6871 | 1373.6871 | 1373.6871 | 1373.6871 | 1373.6871 | 1373.6871
| RXG | SUB T INSULATOR REPL(SET OF 3) | Unitised model |  |  |  |  | 3379.8843 | 3379.8843 | 3379.8843 | 3379.8843 | 3379.8843 | 3379.8843 | 3379.8843
| RXH | HV XARMS REPLACEMENT | Unitised model |  |  |  |  | 3621.89 | 3621.89 | 3621.89 | 3621.89 | 3621.89 | 3621.89 | 3621.89
| RXI | HV INSULATOR REPL (SET OF 3) | Unitised model |  |  |  |  | 1704.9298 | 1704.9298 | 1704.9298 | 1704.9298 | 1704.9298 | 1704.9298 | 1704.9298
| RXJ | FUSE UNIT REPL (SINGLE) | N/A (project list) | bar: $2021 2019/20 to $2021 2025/26
| RXK | SUB T INSULATOR REPL (SINGLE) | N/A (project list) | bar: $2021 2019/20 to $2021 2025/26
| RXL | LV XARMS REPLACEMENT | Unitised model |  |  |  |  | 2316.0158 | 2316.0158 | 2316.0158 | 2316.0158 | 2316.0158 | 2316.0158 | 2316.0158
| RXM | HV INSULATOR REPL (SINGLE) | N/A (project list) | bar: $2021 2019/20 to $2021 2025/26
| RXN | HV Crossarm Replacement strain, anchor, termination | Unitised model |  |  |  |  | 3409.6496 | 3409.6496 | 3409.6496 | 3409.6496 | 3409.6496 | 3409.6496 | 3409.6496
| RXP | POLE TOP ROT LIFE EXTENSION | Unitised model |  |  |  |  | 763.6311 | 763.6311 | 763.6311 | 763.6311 | 763.6311 | 763.6311 | 763.6311
| RXQ | Sub Transmission Crossarm Replacement, strain, anchor termination | Unitised model |  |  |  |  | 9920.0139 | 9920.0139 | 9920.0139 | 9920.0139 | 9920.0139 | 9920.0139 | 9920.0139
| RXR | Pole Top Extension HV with crossarm and insulators | Unitised model |  |  |  |  | 1648.596 | 1648.596 | 1648.596 | 1648.596 | 1648.596 | 1648.596 | 1648.596
| RXS | ST XARMS REPLACEMENT | Unitised model |  |  |  |  | 4896.8398 | 4896.8398 | 4896.8398 | 4896.8398 | 4896.8398 | 4896.8398 | 4896.8398
| RXT | REPLACEMENT EX THERMAL SURVEY | Unitised model |  |  |  |  | 3314.6265 | 3314.6265 | 3314.6265 | 3314.6265 | 3314.6265 | 3314.6265 | 3314.6265
| RXV | LV INSULATOR REPLACEMENT | Unitised model |  |  |  |  | 555.7234 | 555.7234 | 555.7234 | 555.7234 | 555.7234 | 555.7234 | 555.7234
| RXW | Pole Top Extension LV with crossarm and insulators | Unitised model |  |  |  |  | 0 | 0 | 0 | 0 | 0 | 0 | 0
| RXY | STAY WIRE REPLACEMENT | Unitised model |  |  |  |  | 2461.8699 | 2461.8699 | 2461.8699 | 2461.8699 | 2461.8699 | 2461.8699 | 2461.8699
| RXO | LV Strain, Term, Anch Replace | Unitised model |  |  |  |  | 4365.2975 | 4365.2975 | 4365.2975 | 4365.2975 | 4365.2975 | 4365.2975 | 4365.2975
| RUP | CB-SERVICE PIT REPLACEMENT | Unitised model |  |  |  |  | 2229.6485 | 2229.6485 | 2229.6485 | 2229.6485 | 2229.6485 | 2229.6485 | 2229.6485
| ROA | HV ABC REPLACEMENT | Unitised model |  |  |  |  | 404.1451 | 404.1451 | 404.1451 | 404.1451 | 404.1451 | 404.1451 | 404.1451
| ROF | FARGO SLEEVE REPLACEMENT (3) | Unitised model |  |  |  |  | 876.0436 | 876.0436 | 876.0436 | 876.0436 | 876.0436 | 876.0436 | 876.0436
| ROH | OPEN WIRE REPLACEMENT | Unitised model |  |  |  |  | 76.1767 | 76.1767 | 76.1767 | 76.1767 | 76.1767 | 76.1767 | 76.1767
| ROI | INSTALL / REPLACE HV FAULT INDICATORS | Unitised model |  |  |  |  | 1723.5374 | 1723.5374 | 1723.5374 | 1723.5374 | 1723.5374 | 1723.5374 | 1723.5374
| RXF | FUSE UNIT REPL (SET OF 3) | Unitised model |  |  |  |  | 3410.3742 | 3410.3742 | 3410.3742 | 3410.3742 | 3410.3742 | 3410.3742 | 3410.3742
| PRA | COMMS | N/A (project list) | bar: $2021 2019/20 to $2021 2025/26
| PDG | NEW MGS Switch installation | Unitised model |  |  |  |  | 11603.3749 | 11603.3749 | 11603.3749 | 11603.3749 | 11603.3749 | 11603.3749 | 11603.3749
| PDM | Minor animal proofing (Minor) HV/LV | Unitised model |  |  |  |  | 1490.5339 | 1490.5339 | 1490.5339 | 1490.5339 | 1490.5339 | 1490.5339 | 1490.5339
| PDP | POSSUM PROTECTION | Unitised model |  |  |  |  | 1537.3023 | 1537.3023 | 1537.3023 | 1537.3023 | 1537.3023 | 1537.3023 | 1537.3023
| PDQ | POSSUM PROTECTION SW, S/S, CHP | Unitised model |  |  |  |  | 222.0134 | 222.0134 | 222.0134 | 222.0134 | 222.0134 | 222.0134 | 222.0134
| PDS | BIRD/ANIMAL PROOFING ON NETWOR | Unitised model |  |  |  |  | 744.9878 | 744.9878 | 744.9878 | 744.9878 | 744.9878 | 744.9878 | 744.9878
End of Sheet

## Forecast Volumes (unitised)
United Energy - Plant, stations and lines replacement | [7 empty] | AER draft decision | [5 empty] | Menu
#VALUE! | [7 empty] | RRP change
| Forecast Volumes by Function Code (Financial Year) | [13 empty] | PD material code mapping | [5 empty] | 13% | 27% | 60%
|  |  |  | 2 | 3 | 4 | 5 | 6 | 7 | 8 | 9 | 10 | 11 | 12
[18 empty] | 74871823.7637 | 59734288.356 | 3440214.1041 | 18352986.6501 | 17706954.2308 | 39694809.1115 | 17772499.0003 | 470957.7776 | 1682932.6426 | 0
| Material Code | Description | Source | 2015/16 | 2016/17 | 2017/18 | 2018/19 | 2019/20 | 2020/21 | 2021/22 | 2022/23 | 2023/24 | 2024/25 | 2025/26 | Total | Unit rate | Expenditure | POLES | POLE TOP STRUCTURES | OVERHEAD CONDUCTORS | UNDERGROUND CABLES | TRANSFORMERS | SWITCHGEAR | SERVICE LINES | SCADA, NETWORK CONTROL AND PROTECTION | OTHER | PUBLIC LIGHTING
| RCA | SUBTRANS/COMM/PROTEC SYST REPL | N/A (project list)
| RHC | Dist 2nd Equip Comp Replace | N/A (project list)
| RHF | LV SWITCHGEAR REPLACEMENT | Unitised model | 14.5172 | 17 | 26.9924 | 29.3698 | 20.7548 | 20.7548 | 20.7548 | 20.7548 | 20.7548 | 20.7548 | 20.7548 | 103.774 | 17807.3694 | 1847942.2723 | [5 empty] | 1847942.2723
| RHG | GAS SWITCHES (AGE REPLACEMENT) | Unitised model | 132.7051 | 142 | 148.5 | 161.6295 | 184.3885 | 200.6475 | 115.4516 | 115.4516 | 115.4516 | 115.4516 | 115.4516 | 577.2579 | 12814.062 | 7397019.0844 | [5 empty] | 7397019.0844
| RHH | HV ISOLATORS (SET OF 3) | Unitised model | 39.0485 | 40.5 | 32.9936 | 34.0041 | 36.0211 | 36.0211 | 36.0211 | 36.0211 | 36.0211 | 36.0211 | 36.0211 | 180.1053 | 3340.1798 | 601584.0317 | [5 empty] | 601584.0317
| RHJ | HV ISOLATOR (SINGLE) | N/A (project list)
| RHL | LV ISOLATORS (SET OF 3) | Unitised model | 1226.6491 | 993 | 939.3256 | 911.4341 | 952.217 | 952.217 | 952.217 | 952.217 | 952.217 | 952.217 | 952.217 | 4761.0852 | 1325.64 | 6311484.943 | [5 empty] | 6311484.943
| RHM | KIOSK REFURB 100KVA-2MVA NO SW | Unitised model | 1.0016 | 0.5 | 0 | 0.25039 | 0.50078 | 0.50078 | 0.50078 | 0.50078 | 0.50078 | 0.50078 | 0.50078 | 2.5039 | 11879.492 | 29745.2166 |  |  |  |  | 29745.2166
| RHN | KIOSK REFURB 100KVA-2MVA SWITC | Unitised model | 0 | 0 | 0 | 0 | 0 | 0 | 0 | 0 | 0 | 0 | 0 | 0 | 0 | 0 |  |  |  |  | 0
| RHO | LV ISOLATOR (SINGLE) | Unitised model | 0.014087 | 0 | 0 | 0.0035219 | 0.0070437 | 0.0070437 | 0.0070437 | 0.0070437 | 0.0070437 | 0.0070437 | 0.0070437 | 0.035219 | 40737.0998 | 1434.7073 | [5 empty] | 1434.7073
| RHP | NETWK HV REPLACEMENT-PROJECT | N/A (project list)
| RHQ | Replace Dist. Line Capacitor Controller | Unitised model | 0 | 1 | 4.4986 | 6.9972 | 6.9972 | 6.9972 | 6.3421 | 6.3421 | 6.3421 | 6.3421 | 6.3421 | 31.7105 | 14851.7962 | 470957.7776 | [7 empty] | 470957.7776
| RHR | Replace Dist. Line Capacitor Can | Unitised model | 0 | 1.5 | 10.4964 | 14.2446 | 10.4964 | 10.4964 | 10.4964 | 10.4964 | 10.4964 | 10.4964 | 10.4964 | 52.482 | 6686.2036 | 350905.1684 | [8 empty] | 350905.1684
| RHT | Acr Replacements | Unitised model | 0 | 0.5 | 1.4996 | 1.9992 | 1.9992 | 1.9992 | 1.9992 | 1.9992 | 1.9992 | 1.9992 | 1.9992 | 9.996 | 47815.8044 | 477966.5098 | [5 empty] | 477966.5098
| RHU | FUSE/JUNCTION BOX REPLACEMENT | Unitised model | 556.8985 | 570 | 590.8838 | 576.8294 | 573.8912 | 573.8912 | 573.8912 | 573.8912 | 573.8912 | 573.8912 | 573.8912 | 2869.4558 | 807.0928 | 2315917.182 | [5 empty] | 2315917.182
| RHV | Replace Dist. Line Capacitor Switch | Unitised model | 0 | 1 | 14.4946 | 20.7419 | 14.4946 | 14.4946 | 14.4946 | 14.4946 | 14.4946 | 14.4946 | 14.4946 | 72.473 | 5292.3806 | 383554.4949 | [5 empty] | 383554.4949
| RHW | Transformers - DSS | Unitised model | 0 | 0 | 0.4998 | 0.9996 | 0.9996 | 0.9996 | 0.9996 | 0.9996 | 0.9996 | 0.9996 | 0.9996 | 4.998 | 11849.8647 | 59225.5903 |  |  |  |  | 59225.5903
| RSA | SUBTRANS INSTALL REPLACEMENT | N/A (project list)
| RSB | Replace 66kV Transformer Bushings | Unitised model | 0 | 0 | 3 | 6 | 6 | 6 | 6 | 6 | 6 | 6 | 6 | 30 | 31695.4487 | 950863.4597 |  |  |  |  | 950863.4597
| RSD | Replace UE Owned Substation Door | Unitised model | 0 | 0 | 6.4974 | 12.9948 | 12.9948 | 12.9948 | 12.9948 | 12.9948 | 12.9948 | 12.9948 | 12.9948 | 64.974 | 17998.984 | 1169465.3255 | [8 empty] | 1169465.3255
| RSF | Replace substation Fencing | Unitised model | 0 | 0 | 0.9996 | 1.9992 | 0 | 0 | 0 | 0 | 0 | 0 | 0 | 0 | 51249.3783 | 0 | [8 empty] | 0
| RSK | Zone Substation HV insulator replacement 66kV | Unitised model | 0 | 0 | 0 | 0 | 0 | 0 | 0 | 0 | 0 | 0 | 0 | 0 | 0 | 0 | [8 empty] | 0
| RSM | Zone Substation HV insulator replacement 11kV and 22kV | Unitised model | 0 | 0 | 2.5 | 5 | 5 | 5 | 5 | 5 | 5 | 5 | 5 | 25 | 2347.4398 | 58685.994 | [8 empty] | 58685.994
| RSS | Surge Diverter Replacement 66kV (set) | Unitised model | 0 | 0 | 2 | 4 | 4 | 4 | 4 | 4 | 4 | 4 | 4 | 20 | 7413.8414 | 148276.8274 |  |  |  | 148276.8274
| RUA | DIST. U/G CABLE REPLACEMENT | Unitised model | 1672.5758 | 2251.5 | 2405.0554 | 2128.9632 | 2038.8156 | 2038.8156 | 2038.8156 | 2038.8156 | 2038.8156 | 2038.8156 | 2038.8156 | 10194.0778 | 422.3606 | 4305576.8348 |  |  |  | 4305576.8348
| RUC | UNDERGROUND CABLE REPLACEMENT | Unitised model | 1448.5496 | 1509.5 | 1198.2432 | 1302.4415 | 1323.3964 | 1323.3964 | 1323.3964 | 1323.3964 | 1323.3964 | 1323.3964 | 1323.3964 | 6616.9821 | 173.0098 | 1144803.0437 |  |  |  | 1144803.0437
| RUD | PILLAR TO PIT | Unitised model | 14.011 | 14.5 | 5.9992 | 7.0017 | 10.0051 | 10.0051 | 10.0051 | 10.0051 | 10.0051 | 10.0051 | 10.0051 | 50.0254 | 13802.5713 | 690479.0069 |  |  |  | 690479.0069
| RUE | PILLAR TO PIT CUST SERVICE ALT | Unitised model | 5.0141 | 2 | 1.9998 | 2.2533 | 3.5069 | 3.5069 | 3.5069 | 3.5069 | 3.5069 | 3.5069 | 3.5069 | 17.5347 | 48865.798 | 856847.9862 |  |  |  | 856847.9862
| RUF | PILLAR TO UEL STD PILLAR REPLA | Unitised model | 37.072 | 20.5 | 22.9934 | 31.5097 | 30.0327 | 30.0327 | 30.0327 | 30.0327 | 30.0327 | 30.0327 | 30.0327 | 150.1635 | 7247.643 | 1088331.3152 |  |  |  | 1088331.3152
| RUG | DIST. U/G CABLE REPL-NON CABUS | Unitised model | 2015/16: 183.3303; 2016/17: 171.5; 2017/18: 204.9555; 2018/19: 222.5556
| RUH | DIST. U/G CABLE REPL-HV | Unitised model | 2015/16: 24.7513; 2016/17: 36.5; 2017/18: 85.9802; 2018/19: 77.163
| RUL | DIST. U/G CABLE REPL-LV | Unitised model | 2015/16: 131.2379; 2016/17: 109.5; 2017/18: 101.4812; 2018/19: 105.1609
| RUS | DIST. U/G CABLE REPL-SUBT | N/A (project list)
| RXD | SURGE DIVERTER REPL (SET OF 3) | Unitised model | 583.9376 | 493 | 424.4139 | 467.0017 | 504.1757 | 504.1757 | 504.1757 | 504.1757 | 504.1757 | 504.1757 | 504.1757 | 2520.8787 | 3491.4587 | 8801543.9562 |  |  |  | 8801543.9562
| RHA | TXS, IN-SERVICE FAIL 200 - 500KVA | Unitised model | 36.0814 | 34 | 27.494 | 30.8878 | 31.7877 | 31.7877 | 31.7877 | 31.7877 | 31.7877 | 31.7877 | 31.7877 | 158.9385 | 21894.0933 | 3479813.5702 |  |  |  |  | 3479813.5702
| RHB | TXS, IN-SERVICE FAIL <200KVA | Unitised model | 39.5736 | 32 | 26.4958 | 27.0131 | 33.0347 | 33.0347 | 33.0347 | 33.0347 | 33.0347 | 33.0347 | 33.0347 | 165.1734 | 11758.6843 | 1942221.9195 |  |  |  |  | 1942221.9195
| RHD | TRANSFORMER FAILURE GRD/IND SUB | Unitised model | 17.0329 | 15 | 18.9958 | 19.503 | 18.0143 | 18.0143 | 18.0143 | 18.0143 | 18.0143 | 18.0143 | 18.0143 | 90.0717 | 30366.6262 | 2735172.491 |  |  |  |  | 2735172.491
| RHE | INDOOR/KIOSK SW, RMU AGE FAULT | Unitised model | 62.655 | 62 | 34.4926 | 42.7795 | 48.5738 | 48.5738 | 48.5738 | 48.5738 | 48.5738 | 48.5738 | 48.5738 | 242.8689 | 34567.9338 | 8395475.3519 | [5 empty] | 8395475.3519
| RHK | KIOSK IN SERV FAIL 300KVA-2MVA | Unitised model | 34.5188 | 36 | 17.496 | 22.9997 | 26.0074 | 26.0074 | 26.0074 | 26.0074 | 26.0074 | 26.0074 | 26.0074 | 130.0369 | 47707.9968 | 6203802.1178 |  |  |  |  | 6203802.1178
| PDN | NEW SERVICE POLES TO MEET REGS | Unitised model | 4.2988 | 5.7988 | 1.5 | 1.4497 | 2.8994 | 2.8994 | 2.8994 | 2.8994 | 2.8994 | 2.8994 | 2.8994 | 14.4971 | 7847.6501 | 113768.3318 | 113768.3318
| PEA | ENVIRONMENTAL MANAGEMENT | N/A (project list)
| PEN | Environmental | Unitised model | 0 | 0 | 40 | 80 | 80 | 80 | 80 | 80 | 80 | 80 | 80 | 400 | 1009.3716 | 403748.636 |  |  |  |  | 403748.636
| PFA | NETWORK FIRE MIT. CAPITAL | N/A (project list)
| RMF | PREMISE FAULTS SERVICE REPLACE | Unitised model | 1661.4919 | 1463 | 1389.6836 | 1540.5781 | 1501.789 | 1501.789 | 1501.789 | 1501.789 | 1501.789 | 1501.789 | 1501.789 | 7508.9452 | 884.952 | 6645056.1447 | [6 empty] | 6645056.1447
| RMJ | REPLACE SERVICE (ALTER TERMINA | Unitised model | 2015/16: 459.0159; 2016/17: 228; 2017/18: 325.4075; 2018/19: 306.8319
| RMK | REPLACE SERVICE (& CUSTOMER MA | Unitised model | 2015/16: 83.119; 2016/17: 88.5; 2017/18: 51.9966; 2018/19: 26.232
| RML | INSTALL DISCONNECT DEVICE | Unitised model | 2015/16: 1298.423; 2016/17: 979; 2017/18: 856.8398; 2018/19: 938.6555
| RMP | SERVICE REPLACEMENT (PLANNED) | Unitised model | 6737.9133 | 3160.5 | 2805.4214 | 2978.7285 | 3069.6143 | 3069.6143 | 3069.6143 | 3069.6143 | 3069.6143 | 3069.6143 | 3069.6143 | 15348.0713 | 714.5941 | 10967641.1988 | [6 empty] | 10967641.1988
| RMU | O/H SERVICES REPLACED WITH U/G | Unitised model | 4.5078 | 4 | 2 | 1.627 | 3.2539 | 3.2539 | 3.2539 | 3.2539 | 3.2539 | 3.2539 | 3.2539 | 16.2696 | 9822.1217 | 159801.6567 | [6 empty] | 159801.6567
| ROJ | LV Open Wire Replacement (route metre) | Unitised model | 0 | 0 | 494.3019 | 988.6038 | 988.6038 | 988.6038 | 988.6038 | 988.6038 | 988.6038 | 988.6038 | 988.6038 | 4943.0192 | 131.949 | 652226.4357 |  |  | 652226.4357
| ROL | O/H LINE REPL-LV ABC | Unitised model | 3030.6513 | 3033.5 | 2582.6277 | 2332.4474 | 2806.6395 | 2806.6395 | 2806.6395 | 2806.6395 | 2806.6395 | 2806.6395 | 2806.6395 | 14033.1975 | 56.8047 | 797151.1594 |  |  | 797151.1594
| ROM | Overhead Conductors | Unitised model | 0 | 0 | 3.4986 | 4.3732 | 1.7493 | 1.7493 | 1.7493 | 1.7493 | 1.7493 | 1.7493 | 1.7493 | 8.7465 | 3010.5203 | 26331.5005 |  |  | 26331.5005
| RPH | POLE REPLACEMENT- HIGH VOLTAGE | Unitised model | 450.6793 | 380 | 270.9503 | 321.712 | 407.9423 | 432.7803 | 457.6183 | 482.4563 | 507.2943 | 532.1323 | 556.9703 | 2536.4717 | 13589.6885 | 34469859.7766 | 34469859.7766
| RPL | POLE REPLACEMENT- LOW VOLTAGE | Unitised model | 373.6371 | 358.5 | 363.9299 | 386.3202 | 438.4631 | 469.8281 | 501.1931 | 532.5581 | 563.9231 | 595.2881 | 626.6531 | 2819.6153 | 8488.1113 | 23933208.188 | 23933208.188
| RPS | POLE REPLACEMENT- SUBT | Unitised model | 49.5892 | 41 | 36.9932 | 36.3939 | 40.0993 | 42.6951 | 45.291 | 47.8868 | 50.4826 | 53.0785 | 55.6743 | 252.4132 | 20386.837 | 5145906.6482 | 5145906.6482
| RRA | POLE REINFORCEMENT ASSESSMENT | Unitised model | 2015/16: 977.1008; 2016/17: 943.25; 2017/18: 1338.9504; 2018/19: 1515.58
| RRH | POLE REINFORCEMENT- HV | Unitised model | 339.159 | 344 | 423.9167 | 459.6133 | 519.1993 | 550.8113 | 582.4233 | 614.0353 | 645.6473 | 677.2593 | 708.8713 | 3228.2367 | 1318.4315 | 4256208.8631 | 4256208.8631
| RRL | POLE REINFORCEMENT- LV | Unitised model | 516.5456 | 466.5 | 724.324 | 849.6698 | 851.1342 | 912.0192 | 972.9042 | 1033.7892 | 1094.6742 | 1155.5592 | 1216.4442 | 5473.3708 | 1152.6594 | 6308932.2591 | 6308932.2591
| RRP | POLE REINFORCEMENT - PL | Unitised model | 0 | 0 | 17.5 | 35 | 35 | 35 | 35 | 35 | 35 | 35 | 35 | 175 | 593.578 | 103876.1547 | [8 empty] | 103876.1547
| RRR | ALTER ASSETS TO ALLOW POLE REINFORCEMENT | Unitised model | 8.8827 | 8.575 | 12.1723 | 13.778 | 0 | 0 | 0 | 0 | 0 | 0 | 0 | 0 | 533.8621 | 0 | 0
| RRS | POLE REINFORCEMENT- ST | Unitised model | 32.5689 | 47 | 68.987 | 68.5168 | 74.4701 | 79.291 | 84.1118 | 88.9326 | 93.7535 | 98.5743 | 103.3951 | 468.7674 | 1373.6871 | 643939.6968 | 643939.6968
| RXG | SUB T INSULATOR REPL(SET OF 3) | Unitised model | 43.0673 | 28.5 | 14.7385 | 16.4152 | 17.3534 | 17.3534 | 12.6813 | 12.6813 | 12.6813 | 12.6813 | 12.6813 | 63.4065 | 3379.8843 | 214306.6651 |  | 214306.6651
| RXH | HV XARMS REPLACEMENT | Unitised model | 3659.4239 | 1932.5 | 616.3858 | 590.2488 | 610.7259 | 610.7259 | 530.5132 | 530.5132 | 530.5132 | 530.5132 | 530.5132 | 2652.566 | 3621.89 | 9607302.2107 |  | 9607302.2107
| RXI | HV INSULATOR REPL (SET OF 3) | Unitised model | 488.2607 | 361 | 256.0694 | 290.3195 | 301.5003 | 301.5003 | 232.0197 | 232.0197 | 232.0197 | 232.0197 | 232.0197 | 1160.0986 | 1704.9298 | 1977886.6047 |  | 1977886.6047
| RXJ | FUSE UNIT REPL (SINGLE) | N/A (project list)
| RXK | SUB T INSULATOR REPL (SINGLE) | N/A (project list)
| RXL | LV XARMS REPLACEMENT | Unitised model | 5293.975 | 2762.5 | 1976.6669 | 1922.8085 | 2183.2832 | 2183.2832 | 1895.2673 | 1895.2673 | 1895.2673 | 1895.2673 | 1895.2673 | 9476.3367 | 2316.0158 | 21947345.3672 |  | 21947345.3672
| RXM | HV INSULATOR REPL (SINGLE) | N/A (project list)
| RXN | HV Crossarm Replacement strain, anchor, termination | Unitised model | 0 | 0 | 57.477 | 188.3468 | 261.7397 | 261.7397 | 226.0053 | 226.0053 | 226.0053 | 226.0053 | 226.0053 | 1130.0265 | 3409.6496 | 3852994.4812 |  | 3852994.4812
| RXP | POLE TOP ROT LIFE EXTENSION | Unitised model | 2015/16: 108.7927; 2016/17: 34; 2017/18: 44.9896; 2018/19: 52.4753
| RXQ | Sub Transmission Crossarm Replacement, strain, anchor termination | Unitised model | 0 | 0 | 1 | 9.0072 | 18.0145 | 18.0145 | 15.5592 | 15.5592 | 15.5592 | 15.5592 | 15.5592 | 77.796 | 9920.0139 | 771737.1786 |  | 771737.1786
| RXR | Pole Top Extension HV with crossarm and insulators | Unitised model | 0 | 23.5 | 26.4988 | 18.5989 | 0 | 0 | 0 | 0 | 0 | 0 | 0
| RXS | ST XARMS REPLACEMENT | Unitised model | 217.8616 | 132.5 | 40.496 | 31.0129 | 42.0338 | 42.0338 | 36.5175 | 36.5175 | 36.5175 | 36.5175 | 36.5175 | 182.5876 | 4896.8398 | 894102.1064 |  | 894102.1064
| RXT | REPLACEMENT EX THERMAL SURVEY | Unitised model | 38.036 | 26.5 | 36.9852 | 58.7587 | 43.547 | 43.547 | 32.221 | 32.221 | 32.221 | 32.221 | 32.221 | 161.1051 | 3314.6265 | 534003.38 |  | 534003.38
| RXV | LV INSULATOR REPLACEMENT | Unitised model | 186.4195 | 69 | 65.9804 | 87.8236 | 77.6864 | 77.6864 | 43.3493 | 43.3493 | 43.3493 | 43.3493 | 43.3493 | 216.7465 | 555.7234 | 120451.1132 |  | 120451.1132
| RXW | Pole Top Extension LV with crossarm and insulators | Unitised model | 0 | 0 | 0 | 0 | 0 | 0 | 0 | 0 | 0 | 0 | 0 |  | 0
| RXY | STAY WIRE REPLACEMENT | Unitised model | 253.3929 | 218 | 154.9742 | 166.5659 | 204.1835 | 204.1835 | 177.0517 | 177.0517 | 177.0517 | 177.0517 | 177.0517 | 885.2584 | 2461.8699 | 2179390.8918 |  | 2179390.8918
| RXO | LV Strain, Term, Anch Replace | Unitised model | 0 | 0 | 380.8474 | 848.6938 | 935.6928 | 935.6928 | 807.9526 | 807.9526 | 807.9526 | 807.9526 | 807.9526 | 4039.7632 | 4365.2975 | 17634768.3571 |  | 17634768.3571
| RUP | CB-SERVICE PIT REPLACEMENT | Unitised model | 2083.8826 | 1003.5 | 21.4928 | 35.9856 | 35.9856 | 35.9856 | 35.9856 | 35.9856 | 35.9856 | 35.9856 | 35.9856 | 179.9279 | 2229.6485 | 401175.9764 |  |  |  | 401175.9764
| ROA | HV ABC REPLACEMENT | Unitised model | 16162.5124 | 24237 | 10327.4976 | 11.9952 | 11.9952 | 11.9952 | 11.9952 | 11.9952 | 11.9952 | 11.9952 | 11.9952 | 59.976 | 404.1451 | 24238.9948 |  |  | 24238.9948
| ROF | FARGO SLEEVE REPLACEMENT (3) | Unitised model | 2015/16: 6.5172; 2016/17: 10.5; 2017/18: 23.4944; 2018/19: 28.7882
| ROH | OPEN WIRE REPLACEMENT | Unitised model | 5190.9865 | 4578 | 4016.9776 | 4853.4686 | 4603.982 | 4603.982 | 4603.982 | 4603.982 | 4603.982 | 4603.982 | 4603.982 | 23019.9101 | 76.1767 | 1753581.6858 |  |  | 1753581.6858
| ROI | INSTALL / REPLACE HV FAULT INDICATORS | Unitised model | 2.5 | 18.5 | 29.9944 | 24.8259 | 21.6629 | 21.6629 | 21.6629 | 21.6629 | 21.6629 | 21.6629 | 21.6629 | 108.3146 | 1723.5374 | 186684.328 |  |  | 186684.328
| RXF | FUSE UNIT REPL (SET OF 3) | Unitised model | 416.6324 | 381.5 | 286.4523 | 294.7235 | 351.5424 | 351.5424 | 351.5424 | 351.5424 | 351.5424 | 351.5424 | 351.5424 | 1757.7118 | 3410.3742 | 5994454.8979 | [5 empty] | 5994454.8979
| PRA | COMMS | N/A (project list) | bar: 2019/20 to 2025/26
| PDG | NEW MGS Switch installation | Unitised model | 0 | 0 | 15 | 30 | 30 | 30 | 30 | 30 | 30 | 30 | 30 | 150 | 11603.3749 | 1740506.2367 | [5 empty] | 1740506.2367
| PDM | Minor animal proofing (Minor) HV/LV | Unitised model | 0 | 0 | 36.5 | 73 | 73 | 73 | 73 | 73 | 73 | 73 | 73 | 365 | 1490.5339 | 544044.8834 |  |  |  | 70725.8348 | 146892.1185 | 326426.9301
| PDP | POSSUM PROTECTION | Unitised model | 453.0623 | 458 | 306.5 | 304.8906 | 379.7811 | 379.7811 | 379.7811 | 379.7811 | 379.7811 | 379.7811 | 379.7811 | 1898.9057 | 1537.3023 | 2919192.0845 |  |  |  | 379494.971 | 788181.8628 | 1751515.2507
| PDQ | POSSUM PROTECTION SW, S/S, CHP | Unitised model | 15.5 | 8.5 | 2.5 | 7 | 9 | 9 | 9 | 9 | 9 | 9 | 9 | 45 | 222.0134 | 9990.6039 |  |  |  | 1298.7785 | 2697.4631 | 5994.3623
| PDS | BIRD/ANIMAL PROOFING ON NETWOR | Unitised model | 420.5992 | 525.5 | 503 | 547.3901 | 666.3702 | 739.5504 | 812.7305 | 885.9107 | 959.0908 | 1032.271 | 1105.4511 | 4795.4541 | 744.9878 | 3572554.7609 |  |  |  | 464432.1189 | 964589.7854 | 2143532.8565
|  | Totals |  | 57330.1811 | 54914.6238 | 37414.7961 | 29654.9847 | 27598.0498 | 27843.6056 | 27300.4294 | 27529.7262 | 27759.023 | 27988.3198 | 28217.6166
End of Sheet

## Forecast Expenditure
United Energy - Plant, stations and lines replacement | [7 empty] | AER draft decision
#VALUE! | [7 empty] | RRP change
Forecast Expenditure by Function Code
Source: Project List + Unitised Volumes
$2021
| Material Code | Description | 2015/16 | 2016/17 | 2017/18 | 2018/19 | 2019/20 | 2020/21 | 2021/22 | 2022/23 | 2023/24 | 2024/25 | 2025/26
| RCA | SUBTRANS/COMM/PROTEC SYST REPL | 5058276.4818 | 5119690.0548 | 6100870.3654 | 6188749.7936 | 4612128.1904 | 5207107.9982 | 5647988.6715 | 5204870.3004 | 4093112.4321 | 6175887.1709 | 5016467.7952
| RHC | Dist 2nd Equip Comp Replace | 0 | 0 | 0 | 0 | 0 | 0 | 0 | 0 | 0 | 0 | 0
| RHF | LV SWITCHGEAR REPLACEMENT | 234770.669 | 361481.7417 | 472539.9134 | 496108.5817 | 369588.4545 | 369588.4545 | 369588.4545 | 369588.4545 | 369588.4545 | 369588.4545 | 369588.4545
| RHG | GAS SWITCHES (AGE REPLACEMENT) | 1771968.4858 | 1743710.1901 | 1488846.3355 | 2489581.0969 | 2362765.4506 | 2571109.1473 | 1479403.8169 | 1479403.8169 | 1479403.8169 | 1479403.8169 | 1479403.8169
| RHH | HV ISOLATORS (SET OF 3) | 156905.4915 | 116919.1884 | 83611.7546 | 132054.3304 | 120316.8063 | 120316.8063 | 120316.8063 | 120316.8063 | 120316.8063 | 120316.8063 | 120316.8063
| RHJ | HV ISOLATOR (SINGLE) | 0 | 0 | 0 | 0 | 0 | 0 | 0 | 0 | 0 | 0 | 0
| RHL | LV ISOLATORS (SET OF 3) | 1867282.7232 | 1213521.1703 | 1108250.8194 | 1206841.9285 | 1262296.9886 | 1262296.9886 | 1262296.9886 | 1262296.9886 | 1262296.9886 | 1262296.9886 | 1262296.9886
| RHM | KIOSK REFURB 100KVA-2MVA NO SW | 7046.4062 | 3868.696 | 0 | 9897.2521 | 5949.0433 | 5949.0433 | 5949.0433 | 5949.0433 | 5949.0433 | 5949.0433 | 5949.0433
| RHN | KIOSK REFURB 100KVA-2MVA SWITC | 0 | 0 | 0 | 0 | 0 | 0 | 0 | 0 | 0 | 0 | 0
| RHO | LV ISOLATOR (SINGLE) | 717.3536 | 0 | 0 | 0 | 286.9415 | 286.9415 | 286.9415 | 286.9415 | 286.9415 | 286.9415 | 286.9415
| RHP | NETWK HV REPLACEMENT-PROJECT | 1199971.4925 | 785782.4518 | 465774.3259 | 161189.8276 | 38258.0413 | 43342.7405 | 0 | 0 | 0 | 0 | 0
| RHQ | Replace Dist. Line Capacitor Controller | 0 | 7813.5266 | 43912.4574 | 133859.0028 | 103920.9295 | 103920.9295 | 94191.5555 | 94191.5555 | 94191.5555 | 94191.5555 | 94191.5555
| RHR | Replace Dist. Line Capacitor Can | 0 | 14646.2318 | 50694.6329 | 110111.7195 | 70181.0337 | 70181.0337 | 70181.0337 | 70181.0337 | 70181.0337 | 70181.0337 | 70181.0337
| RHT | Acr Replacements | 0 | 21398.8291 | 58723.6481 | 111083.2802 | 95593.302 | 95593.302 | 95593.302 | 95593.302 | 95593.302 | 95593.302 | 95593.302
| RHU | FUSE/JUNCTION BOX REPLACEMENT | 405866.8067 | 501128.5958 | 507075.4575 | 437893.8133 | 463183.4364 | 463183.4364 | 463183.4364 | 463183.4364 | 463183.4364 | 463183.4364 | 463183.4364
| RHV | Replace Dist. Line Capacitor Switch | 0 | 12978.9856 | 40083.6563 | 138714.6055 | 76710.899 | 76710.899 | 76710.899 | 76710.899 | 76710.899 | 76710.899 | 76710.899
| RHW | Transformers - DSS | 0 | 0 | 3568.1794 | 14199.4977 | 11845.1181 | 11845.1181 | 11845.1181 | 11845.1181 | 11845.1181 | 11845.1181 | 11845.1181
| RSA | SUBTRANS INSTALL REPLACEMENT | 6323726.3912 | 8791751.5015 | 6983678.2542 | 11395854.9217 | 10459531.9332 | 12218500.9096 | 11144609.9071 | 12702851.2433 | 13331370.4081 | 10419251.1094 | 6708837.3524
| RSB | Replace 66kV Transformer Bushings | 0 | 0 | 95298.7457 | 189960.2922 | 236979.6186 | 296228.329 | 296228.329 | 296228.329 | 296228.329 | 296228.329 | 296228.329
| RSD | Replace UE Owned Substation Door | 0 | 0 | 118342.1188 | 232497.4789 | 233893.0651 | 233893.0651 | 233893.0651 | 233893.0651 | 233893.0651 | 233893.0651 | 233893.0651
| RSF | Replace substation Fencing | 0 | 0 | 39612.7191 | 114073.8294 | 0 | 0 | 0 | 0 | 0 | 0 | 0
| RSK | Zone Substation HV insulator replacement 66kV | 0 | 0 | 0 | 0 | 0 | 0 | 0 | 0 | 0 | 0 | 0
| RSM | Zone Substation HV insulator replacement 11kV and 22kV | 0 | 0 | 5943.769 | 11662.0292 | 11737.1988 | 11737.1988 | 11737.1988 | 11737.1988 | 11737.1988 | 11737.1988 | 11737.1988
| RSS | Surge Diverter Replacement 66kV (set) | 0 | 0 | 15017.6073 | 29465.4409 | 29655.3655 | 339581.1263 | 649506.8871 | 649506.8871 | 649506.8871 | 649506.8871 | 649506.8871
| RUA | DIST. U/G CABLE REPLACEMENT | 765569.6494 | 955397.4909 | 961216.6562 | 890181.9844 | 1080508.621 | 910825.7261 | 861115.367 | 861115.367 | 861115.367 | 861115.367 | 861115.367
| RUC | UNDERGROUND CABLE REPLACEMENT | 278175.6586 | 245272.607 | 173568.2596 | 247398.2418 | 228960.6087 | 228960.6087 | 228960.6087 | 228960.6087 | 228960.6087 | 228960.6087 | 228960.6087
| RUD | PILLAR TO PIT | 147059.3186 | 229566.5715 | 131499.3811 | 64845.6015 | 138095.8014 | 138095.8014 | 138095.8014 | 138095.8014 | 138095.8014 | 138095.8014 | 138095.8014
| RUE | PILLAR TO PIT CUST SERVICE ALT | 58486.1387 | 35258.15 | 36091.247 | 420743.1652 | 171369.5972 | 171369.5972 | 171369.5972 | 171369.5972 | 171369.5972 | 171369.5972 | 171369.5972
| RUF | PILLAR TO UEL STD PILLAR REPLA | 223766.5288 | 159323.8172 | 178682.3303 | 250507.8692 | 217666.263 | 217666.263 | 217666.263 | 217666.263 | 217666.263 | 217666.263 | 217666.263
| RUG | DIST. U/G CABLE REPL-NON CABUS | $2021 2015/16: 1276931.7575; $2021 2016/17: 1415256.4763; $2021 2017/18: 1658796.2261; $2021 2018/19: 1612495.5836
| RUH | DIST. U/G CABLE REPL-HV | $2021 2015/16: 745257.1227; $2021 2016/17: 756985.4886; $2021 2017/18: 932080.6633; $2021 2018/19: 1101697.8603
| RUL | DIST. U/G CABLE REPL-LV | $2021 2015/16: 766801.2778; $2021 2016/17: 717243.262; $2021 2017/18: 617180.4315; $2021 2018/19: 503369.595
| RUS | DIST. U/G CABLE REPL-SUBT | 0 | 0 | 0 | 0 | 0 | 0 | 0 | 0 | 478434.7658 | 478434.7658 | 0
| RXD | SURGE DIVERTER REPL (SET OF 3) | 2229781.5837 | 1747350.6662 | 1542072.9847 | 1353218.8419 | 1760308.7912 | 1760308.7912 | 1760308.7912 | 1760308.7912 | 1760308.7912 | 1760308.7912 | 1760308.7912
| RHA | TXS, IN-SERVICE FAIL 200 - 500KVA | 697618.3757 | 784727.5971 | 706590.9763 | 623648.8568 | 695962.714 | 695962.714 | 695962.714 | 695962.714 | 695962.714 | 695962.714 | 695962.714
| RHB | TXS, IN-SERVICE FAIL <200KVA | 431519.7905 | 454353.6076 | 368666.2755 | 216265.9114 | 388444.3839 | 388444.3839 | 388444.3839 | 388444.3839 | 388444.3839 | 388444.3839 | 388444.3839
| RHD | TRANSFORMER FAILURE GRD/IND SUB | 468126.8261 | 459924.5853 | 559287.2441 | 654468.8369 | 547034.4982 | 547034.4982 | 547034.4982 | 547034.4982 | 547034.4982 | 547034.4982 | 547034.4982
| RHE | INDOOR/KIOSK SW, RMU AGE FAULT | 2304877.3097 | 2029004.9442 | 1290945.8525 | 1355372.078 | 1679095.0704 | 1679095.0704 | 1679095.0704 | 1679095.0704 | 1679095.0704 | 1679095.0704 | 1679095.0704
| RHK | KIOSK IN SERV FAIL 300KVA-2MVA | 1723801.7909 | 1115726.1417 | 1128877.4736 | 1327872.405 | 1240760.4236 | 1240760.4236 | 1240760.4236 | 1240760.4236 | 1240760.4236 | 1240760.4236 | 1240760.4236
| PDN | NEW SERVICE POLES TO MEET REGS | 49456.6947 | 36298.2566 | 3559.9185 | 13076.6289 | 22753.6664 | 22753.6664 | 22753.6664 | 22753.6664 | 22753.6664 | 22753.6664 | 22753.6664
| PEA | ENVIRONMENTAL MANAGEMENT | 240937.107 | 234287.219 | 413806.7222 | 670213.6981 | 397516.3576 | 795690.1056 | 208235.119 | 208235.119 | 208235.119 | 208235.119 | 208235.119
| PEN | Environmental | 0 | 0 | 40892.0165 | 80232.5743 | 80749.7272 | 80749.7272 | 80749.7272 | 80749.7272 | 80749.7272 | 80749.7272 | 80749.7272
| PFA | NETWORK FIRE MIT. CAPITAL | 242171.35 | 6929.3966 | 272201.1912 | 317800.525 | 0 | 0 | 0 | 0 | 0 | 0 | 0
| RMF | PREMISE FAULTS SERVICE REPLACE | 1356539.0005 | 1389232.3971 | 1353442.1172 | 1258952.8164 | 1329011.2289 | 1329011.2289 | 1329011.2289 | 1329011.2289 | 1329011.2289 | 1329011.2289 | 1329011.2289
| RMJ | REPLACE SERVICE (ALTER TERMINA | $2021 2015/16: 407947.4172; $2021 2016/17: 172002.8712; $2021 2017/18: 341496.3372; $2021 2018/19: 480686.3504
| RMK | REPLACE SERVICE (& CUSTOMER MA | $2021 2015/16: 161891.6037; $2021 2016/17: 174371.1269; $2021 2017/18: 120745.3277; $2021 2018/19: 112381.8066
| RML | INSTALL DISCONNECT DEVICE | $2021 2015/16: 318091.4836; $2021 2016/17: 240800.0503; $2021 2017/18: 172236.3138; $2021 2018/19: 107779.6251
| RMP | SERVICE REPLACEMENT (PLANNED) | 4640731.0002 | 2331545.2652 | 2165921.5584 | 2068469.3014 | 2193528.2398 | 2899323.9334 | 3534471.7988 | 3393517.4364 | 3252563.074 | 3111267.4178 | 2970313.0553
| RMU | O/H SERVICES REPLACED WITH U/G | 37726.997 | 42465.2782 | 22515.4205 | 16481.6194 | 31960.3313 | 31960.3313 | 31960.3313 | 31960.3313 | 31960.3313 | 31960.3313 | 31960.3313
| ROJ | LV Open Wire Replacement (route metre) | 0 | 0 | 72637.252 | 123030.6787 | 143304.2751 | 130445.2871 | 130445.2871 | 130445.2871 | 130445.2871 | 130445.2871 | 130445.2871
| ROL | O/H LINE REPL-LV ABC | 241150.5057 | 135529.1102 | 121770.5865 | 125221.1367 | 1357967.7346 | 2296469.522 | 1717849.6643 | 1717849.6643 | 1717849.6643 | 1717849.6643 | 1717849.6643
| ROM | Overhead Conductors | 0 | 0 | 4740.8339 | 18957.5165 | 5266.3001 | 5266.3001 | 5266.3001 | 5266.3001 | 5266.3001 | 5266.3001 | 5266.3001
| RPH | POLE REPLACEMENT- HIGH VOLTAGE | 6308439.3597 | 5354153.6057 | 4086626.2268 | 3593550.4993 | 5543809.2259 | 6266948.8077 | 6990088.3894 | 7327629.0718 | 7665169.7541 | 8002710.4365 | 8340251.1188
| RPL | POLE REPLACEMENT- LOW VOLTAGE | 3296064.393 | 3091063.8308 | 3277040.478 | 2918498.3263 | 3721723.1989 | 3987952.8086 | 4254182.4183 | 4520412.0279 | 4786641.6376 | 5052871.2473 | 5319100.8569
| RPS | POLE REPLACEMENT- SUBT | 986908.9261 | 791192.5048 | 781530.5832 | 783325.9989 | 817498.0056 | 870418.8366 | 923339.6676 | 976260.4986 | 1029181.3296 | 1082102.1607 | 1135022.9917
| RRA | POLE REINFORCEMENT ASSESSMENT | $2021 2015/16: 1938.1744; $2021 2016/17: 20201.7575; $2021 2017/18: 70600.3084; $2021 2018/19: 95567.4758
| RRH | POLE REINFORCEMENT- HV | 501425.1581 | 429993.994 | 556213.4162 | 577939.5522 | 684528.7482 | 726207.0043 | 767885.2604 | 809563.5165 | 851241.7726 | 892920.0287 | 934598.2848
| RRL | POLE REINFORCEMENT- LV | 698525.4224 | 547174.645 | 827549.6008 | 874145.7237 | 981067.7852 | 1051247.4518 | 1121427.1185 | 1191606.7852 | 1261786.4518 | 1331966.1185 | 1402145.7852
| RRP | POLE REINFORCEMENT - PL | 0 | 0 | 11633.8777 | 19528.9687 | 20775.2309 | 20775.2309 | 20775.2309 | 20775.2309 | 20775.2309 | 20775.2309 | 20775.2309
| RRR | ALTER ASSETS TO ALLOW POLE REINFORCEMENT | 0 | 0 | 2159.5933 | 21014.297 | 0 | 0 | 0 | 0 | 0 | 0 | 0
| RRS | POLE REINFORCEMENT- ST | 56043.7065 | 57229.5897 | 96456.5527 | 88460.1231 | 102298.6723 | 108920.9891 | 115543.3058 | 122165.6226 | 128787.9394 | 135410.2561 | 142032.5729
| RXG | SUB T INSULATOR REPL(SET OF 3) | 143060.3702 | 114981.1308 | 55255.1322 | 33888.3935 | 58652.3161 | 58652.3161 | 42861.333 | 42861.333 | 42861.333 | 42861.333 | 42861.333
| RXH | HV XARMS REPLACEMENT | 12952130.1643 | 6490628.3801 | 2358975.0027 | 2821897.2814 | 2211981.9429 | 2891658.8333 | 1921460.4421 | 1921460.4421 | 1921460.4421 | 1921460.4421 | 1921460.4421
| RXI | HV INSULATOR REPL (SET OF 3) | 915881.511 | 633218.5168 | 430788.6623 | 399595.9207 | 514036.8235 | 514036.8235 | 395577.3209 | 395577.3209 | 395577.3209 | 395577.3209 | 395577.3209
| RXJ | FUSE UNIT REPL (SINGLE) | 0 | 0 | 0 | 0 | 0 | 0 | 0 | 0 | 0 | 0 | 0
| RXK | SUB T INSULATOR REPL (SINGLE) | 383.226 | 0 | 0 | 0 | 0 | 0 | 0 | 0 | 0 | 0 | 0
| RXL | LV XARMS REPLACEMENT | 12727856.3967 | 6942278.965 | 4830168.2429 | 3189866.4296 | 5056518.3789 | 5056518.3789 | 4389469.0734 | 4389469.0734 | 4389469.0734 | 4389469.0734 | 4389469.0734
| RXM | HV INSULATOR REPL (SINGLE) | 0 | 0 | 0 | 0 | 0 | 0 | 0 | 0 | 0 | 0 | 0
| RXN | HV Crossarm Replacement strain, anchor, termination | 0 | 0 | 325950.3822 | 512222.5245 | 892440.5386 | 892440.5386 | 770598.8962 | 770598.8962 | 770598.8962 | 770598.8962 | 770598.8962
| RXP | POLE TOP ROT LIFE EXTENSION | $2021 2015/16: 63883.5625; $2021 2016/17: 26982.0908; $2021 2017/18: 46464.886; $2021 2018/19: 46137.6397
| RXQ | Sub Transmission Crossarm Replacement, strain, anchor termination | 0 | 0 | 20459.9707 | 78811.9435 | 178703.8005 | 178703.8005 | 154347.4357 | 154347.4357 | 154347.4357 | 154347.4357 | 154347.4357
| RXR | Pole Top Extension HV with crossarm and insulators | 0 | 14562.2402 | 15551.0008 | 82976.5804 | 0 | 0 | 0 | 0 | 0 | 0 | 0
| RXS | ST XARMS REPLACEMENT | 990634.0343 | 681422.0855 | 250642.8443 | 143133.0332 | 205832.613 | 205832.613 | 178820.4213 | 178820.4213 | 178820.4213 | 178820.4213 | 178820.4213
| RXT | REPLACEMENT EX THERMAL SURVEY | 131464.3053 | 127783.6505 | 158099.6993 | 113920.1431 | 144341.8948 | 144341.8948 | 106800.676 | 106800.676 | 106800.676 | 106800.676 | 106800.676
| RXV | LV INSULATOR REPLACEMENT | 130312.0267 | 41854.1441 | 30929.2093 | 24319.6514 | 43172.1344 | 43172.1344 | 24090.2226 | 24090.2226 | 24090.2226 | 24090.2226 | 24090.2226
| RXW | Pole Top Extension LV with crossarm and insulators | 0 | 0 | 0 | 0 | 0 | 0 | 0 | 0 | 0 | 0 | 0
| RXY | STAY WIRE REPLACEMENT | 536025.081 | 560350.9216 | 463405.2555 | 392316.5369 | 502673.2652 | 502673.2652 | 435878.1784 | 435878.1784 | 435878.1784 | 435878.1784 | 435878.1784
| RXO | LV Strain, Term, Anch Replace | 0 | 0 | 2057588.2899 | 3309724.7196 | 4084577.4738 | 4084577.4738 | 3526953.6714 | 3526953.6714 | 3526953.6714 | 3526953.6714 | 3526953.6714
| RUP | CB-SERVICE PIT REPLACEMENT | 3070737.8631 | 2846455.7685 | 1032687.8071 | 62053.1654 | 95969.8976 | 80235.1953 | 80235.1953 | 80235.1953 | 80235.1953 | 80235.1953 | 80235.1953
| ROA | HV ABC REPLACEMENT | 6823423.6294 | 9669222.4575 | 3979828.6624 | 33447.3343 | 751311.3673 | 593750.6587 | 593750.6587 | 593750.6587 | 593750.6587 | 593750.6587 | 337158.4316
| ROF | FARGO SLEEVE REPLACEMENT (3) | $2021 2015/16: 8369.7416; $2021 2016/17: 9385.4356; $2021 2017/18: 25887.3457; $2021 2018/19: 17067.1151
| ROH | OPEN WIRE REPLACEMENT | 401174.6927 | 242422.6115 | 421449.837 | 354844.0524 | 679031.9873 | 350716.3372 | 350716.3372 | 350716.3372 | 350716.3372 | 350716.3372 | 380411.5467
| ROI | INSTALL / REPLACE HV FAULT INDICATORS | 10341.5575 | 37805.9492 | 56197.1437 | 26334.3792 | 86430.4766 | 148573.6967 | 148573.6967 | 148573.6967 | 148573.6967 | 148573.6967 | 148573.6967
| RXF | FUSE UNIT REPL (SET OF 3) | 1368201.687 | 1378410.4916 | 897525.1765 | 1059819.8351 | 1661558.0258 | 2282430.8373 | 1198890.9796 | 1198890.9796 | 1198890.9796 | 1198890.9796 | 1198890.9796
| PRA | COMMS | 1142390.928 | 0 | 0 | 91291.1804 | 0 | 0 | 0 | 0 | 0 | 0 | 8779.9239
| PDG | NEW MGS Switch installation | 0 | 0 | 176280.0004 | 345871.8706 | 348101.2473 | 348101.2473 | 348101.2473 | 348101.2473 | 348101.2473 | 348101.2473 | 348101.2473
| PDM | Minor animal proofing (Minor) HV/LV | 0 | 0 | 55101.3436 | 108112.1214 | 108808.9767 | 108808.9767 | 108808.9767 | 108808.9767 | 108808.9767 | 108808.9767 | 108808.9767
| PDP | POSSUM PROTECTION | 582090.6834 | 583690.4641 | 587937.8123 | 586751.2913 | 583838.4169 | 583838.4169 | 583838.4169 | 583838.4169 | 583838.4169 | 583838.4169 | 583838.4169
| PDQ | POSSUM PROTECTION SW, S/S, CHP | 2612.084 | 2099.1192 | 1608.5721 | 1117.6743 | 1998.1208 | 1998.1208 | 1998.1208 | 1998.1208 | 1998.1208 | 1998.1208 | 1998.1208
| PDS | BIRD/ANIMAL PROOFING ON NETWOR | 325342.9658 | 356649.5565 | 388819.8394 | 416547.8031 | 496437.6797 | 550955.9978 | 605474.316 | 659992.6341 | 714510.9522 | 769029.2703 | 823547.5884
| GIC | SCADA - Operations | 0 | 0 | 0 | 0 | 0 | 0 | 0 | 0 | 0 | 0 | 0
| - | OTHER | 7349285.5162 | 241239.2948 | 83735.879 | 2215044.6576 | 0 | 0 | 0 | 0 | 0 | 0 | 0
|  | Totals | 98365895.7567 | 75855996.7418 | 61534514.9922 | 65058314.0731 | 64853204.6948 | 71726056.1333 | 67183555.1033 | 68987413.3868 | 69671344.7673 | 69530394.2318 | 64652744.558
Check
|  | Check | 0 | 0 | 0 | 0 | 0 | 0 | 0 | 0 | 0 | 0 | 0
End of Sheet

## Direct Capex
United Energy - Plant, stations and lines replacement | [8 empty] | Menu
#VALUE! | [7 empty] | Sheet Check | OK
Direct Capex by Function Code
|  |  | 2019/20 | 2020/21 | 2021/22 | 2022/23 | 2023/24 | 2024/25 | 2025/26
| Material Code | Description | $'000 2021 | $'000 2021 | $'000 2021 | $'000 2021 | $'000 2021 | $'000 2021 | $'000 2021
|  |  | Forecast | Forecast | Forecast | Forecast | Forecast | Forecast | Forecast
| CBA | Business Supply Projects (>10kVA) | 0 | 0 | 0 | 0 | 0 | 0 | 0
| CBE | BUS SUP PROJ>10KVA-LV EXTENS'N | 0 | 0 | 0 | 0 | 0 | 0 | 0
| CBG | BUS SUP PROJ>10KVA-GROUND SUBS | 0 | 0 | 0 | 0 | 0 | 0 | 0
| CBH | BUS SUP PROJ>10KVA-HVCUSTOMERS | 0 | 0 | 0 | 0 | 0 | 0 | 0
| CBI | BUS SUP PROJ>10KVA-INDOOR SUBS | 0 | 0 | 0 | 0 | 0 | 0 | 0
| CBK | BUS SUP PROJ>10KVA-KIOSK SUBST | 0 | 0 | 0 | 0 | 0 | 0 | 0
| CBL | BUS SUP PROJ>10KVA-LINEOFMAINS | 0 | 0 | 0 | 0 | 0 | 0 | 0
| CBP | BUS SUP PROJ>10KVA-POLE SUBST. | 0 | 0 | 0 | 0 | 0 | 0 | 0
| CDA | DUAL & MULTIPLE OCCPY SUPPLIES | 0 | 0 | 0 | 0 | 0 | 0 | 0
| CDP | PIT AT BASE OF REPL P/L POLE | 0 | 0 | 0 | 0 | 0 | 0 | 0
| CDX | LV U/G PER METRE RATE | 0 | 0 | 0 | 0 | 0 | 0 | 0
| CHA | Medium Density Housing | 0 | 0 | 0 | 0 | 0 | 0 | 0
| CHH | MEDDENSHOUSING- HV EXTENSION | 0 | 0 | 0 | 0 | 0 | 0 | 0
| CHL | MEDDENSHOUSING-LV EXT. ONLY | 0 | 0 | 0 | 0 | 0 | 0 | 0
| CLA | New Public Light | 0 | 0 | 0 | 0 | 0 | 0 | 0
| CLJ | PB.LIGHT CAPPROJ-MAJOR SCHEME | 0 | 0 | 0 | 0 | 0 | 0 | 0
| CLN | PB.LIGHT CAPPROJ-MINOR SCHEME | 0 | 0 | 0 | 0 | 0 | 0 | 0
| CMU | NEW U/G SERVICE CONNECTION | 0 | 0 | 0 | 0 | 0 | 0 | 0
| CMZ | NEW OVERHEAD SERVICE | 0 | 0 | 0 | 0 | 0 | 0 | 0
| CNG | NEW SUSTAINABLE LIGHT - MINOR RD | 0 | 0 | 0 | 0 | 0 | 0 | 0
| CNJ | NEW SINGLE LIGHT - MAJOR ROADS | 0 | 0 | 0 | 0 | 0 | 0 | 0
| CNM | NEW SINGLE LIGHT - MINOR ROAD | 0 | 0 | 0 | 0 | 0 | 0 | 0
| CNW | NEW WATCHMAN LIGHTS | 0 | 0 | 0 | 0 | 0 | 0 | 0
| CRA | SPECIAL CAPITAL / R'CVBLE WRKS | 0 | 0 | 0 | 0 | 0 | 0 | 0
| CRE | CAP/RECWORKS-SUBT ASSET RELOC. | 0 | 0 | 0 | 0 | 0 | 0 | 0
| CRP | CAP/RECWORKS-INLINE POLE/STAYS | 0 | 0 | 0 | 0 | 0 | 0 | 0
| CRS | CAP/RECWORKS-SUB MODIFICATION | 0 | 0 | 0 | 0 | 0 | 0 | 0
| CRU | CAP/RECWORKS-UNDERGD OF ASSETS | 0 | 0 | 0 | 0 | 0 | 0 | 0
| CRV | CAP/RECWORKS-MAJVICROADS RELOC | 0 | 0 | 0 | 0 | 0 | 0 | 0
| CSA | Low Density/Small Business Supply (<10kvA) | 0 | 0 | 0 | 0 | 0 | 0 | 0
| CSO | LD/SMAL.BUS DEV<10KVA-O/H EXT. | 0 | 0 | 0 | 0 | 0 | 0 | 0
| CSU | LD/SMAL.BUS DEV<10KVA-U/G EXT. | 0 | 0 | 0 | 0 | 0 | 0 | 0
| DLA | HV LINE CAPACITORS | 0 | 0 | 0 | 0 | 0 | 0 | 0
| DOA | SUBTRANS O/HEAD LINE AUGMENTAT | 0 | 0 | 0 | 0 | 0 | 0 | 0
| DSA | DIST.SYST.AUGMENT (RE-ACTIVE) | 0 | 0 | 0 | 0 | 0 | 0 | 0
| DSJ | POLE TX UPGRADE 200-500KVA | 0 | 0 | 0 | 0 | 0 | 0 | 0
| DSM | POLE TX UPGRADE < 200KVA | 0 | 0 | 0 | 0 | 0 | 0 | 0
| DSS | DIST.SYST.AUG (PRO-ACTIVE TLM) | 0 | 0 | 0 | 0 | 0 | 0 | 0
| DZA | ZONE SUBSTATION AUGMENTATION | 0 | 0 | 0 | 0 | 0 | 0 | 0
| GEA | GENERAL EQUIPMENT | 0 | 0 | 0 | 0 | 0 | 0 | 0
| GPA | PROPERTY PROJECTS | 0 | 0 | 0 | 0 | 0 | 0 | 0
| GPC | PROPERTY ACCOMMODATION | 0 | 0 | 0 | 0 | 0 | 0 | 0
| GTA | NON NETWORK TRUCKS | 0 | 0 | 0 | 0 | 0 | 0 | 0
| GVA | VEHICLES | 0 | 0 | 0 | 0 | 0 | 0 | 0
| JGA | AMI Meter Ext Anten | 0 | 0 | 0 | 0 | 0 | 0 | 0
| JHA | AMI Access Point / Relay Install | 0 | 0 | 0 | 0 | 0 | 0 | 0
| JM1 | INSTALL MTR-1PH,2W | 0 | 0 | 0 | 0 | 0 | 0 | 0
| JM2 | INSTALL MTR-1PH,2W,31.5A LC | 0 | 0 | 0 | 0 | 0 | 0 | 0
| JM3 | INSTALL MTR-3PH,4W NO LC | 0 | 0 | 0 | 0 | 0 | 0 | 0
| JM4 | INSTALL MTR-3PH,4W,31.5A LC | 0 | 0 | 0 | 0 | 0 | 0 | 0
| JM5 | INSTALL MTR-3P4W,31.5&2A LC | 0 | 0 | 0 | 0 | 0 | 0 | 0
| JM6 | INSTALL MTR-3PH,4W LVT CNCT | 0 | 0 | 0 | 0 | 0 | 0 | 0
| JM8 | INSTALL METER 1PH, 2 WIRE, 2EL | 0 | 0 | 0 | 0 | 0 | 0 | 0
| JP2 | REPL MTR(PLAN)-1P,2W,31.5A LC | 0 | 0 | 0 | 0 | 0 | 0 | 0
| JP3 | REPLACE MTR(PLAN)-3P,4W NO LC | 0 | 0 | 0 | 0 | 0 | 0 | 0
| JP4 | REPL MTR(PLAN)-3P,4W,31.5A LC | 0 | 0 | 0 | 0 | 0 | 0 | 0
| JT2 | VT Replmnt (Emrgncy) | 0 | 0 | 0 | 0 | 0 | 0 | 0
| OTP | OPERATIONAL TECHNOLOGY | 0 | 0 | 0 | 0 | 0 | 0 | 0
| PDA | DIST.SYST.PERF-ACR | 0 | 0 | 0 | 0 | 0 | 0 | 0
| PDB | AMPACT SWITCH LUGS + CONNECTOR | 0 | 0 | 0 | 0 | 0 | 0 | 0
| PDD | DISTRIBUTION SYST. PERFORMANCE | 0 | 0 | 0 | 0 | 0 | 0 | 0
| PDH | HV SPREADERS | 0 | 0 | 0 | 0 | 0 | 0 | 0
| PDL | LV LINE CLASHING MITIGATION | 0 | 0 | 0 | 0 | 0 | 0 | 0
| PDM | Animal Proofing | 108.809 | 108.809 | 108.809 | 108.809 | 108.809 | 108.809 | 108.809
| PDN | NEW SERVICE POLES TO MEET REGS | 22.7537 | 22.7537 | 22.7537 | 22.7537 | 22.7537 | 22.7537 | 22.7537
| PDP | POSSUM PROTECTION | 583.8384 | 583.8384 | 583.8384 | 583.8384 | 583.8384 | 583.8384 | 583.8384
| PDQ | POSSUM PROTECTION SW, S/S, CHP | 1.9981 | 1.9981 | 1.9981 | 1.9981 | 1.9981 | 1.9981 | 1.9981
| PDR | DIST.SYST.PERF-REMOTE.CONT.SW | 0 | 0 | 0 | 0 | 0 | 0 | 0
| PDS | BIRD/ANIMAL PROOFING ON NETWOR | 496.4377 | 550.956 | 605.4743 | 659.9926 | 714.511 | 769.0293 | 823.5476
| PDV | FIT DAMPERS &/OR ARMOUR RODS | 0 | 0 | 0 | 0 | 0 | 0 | 0
| PEA | ENVIRONMENTAL MANAGEMENT | 397.5164 | 795.6901 | 208.2351 | 208.2351 | 208.2351 | 208.2351 | 208.2351
| PEN | Environmental | 80.7497 | 80.7497 | 80.7497 | 80.7497 | 80.7497 | 80.7497 | 80.7497
| PFA | NETWORK FIRE MIT. CAPITAL | 0 | 0 | 0 | 0 | 0 | 0 | 0
| PQA | QUALITY OF SUPPLY | 0 | 0 | 0 | 0 | 0 | 0 | 0
| PZA | SUBTRANS SYSTEM PERFORMANCE | 0 | 0 | 0 | 0 | 0 | 0 | 0
| RCA | SUBTRANS/COMM/PROTEC SYST REPL | 4612.1282 | 5207.108 | 5647.9887 | 5204.8703 | 4093.1124 | 6175.8872 | 5016.4678
| RHA | TXS, IN-SERVICE FAIL 200 - 500KVA | 695.9627 | 695.9627 | 695.9627 | 695.9627 | 695.9627 | 695.9627 | 695.9627
| RHB | TXS, IN-SERVICE FAIL <200KVA | 388.4444 | 388.4444 | 388.4444 | 388.4444 | 388.4444 | 388.4444 | 388.4444
| RHC | Dist 2nd Equip Comp Replace | 0 | 0 | 0 | 0 | 0 | 0 | 0
| RHD | TRANSFORMER FAILURE GRD/IND SUB | 547.0345 | 547.0345 | 547.0345 | 547.0345 | 547.0345 | 547.0345 | 547.0345
| RHE | INDOOR/KIOSK SW, RMU AGE FAULT | 1679.0951 | 1679.0951 | 1679.0951 | 1679.0951 | 1679.0951 | 1679.0951 | 1679.0951
| RHF | LV SWITCHGEAR REPLACEMENT | 369.5885 | 369.5885 | 369.5885 | 369.5885 | 369.5885 | 369.5885 | 369.5885
| RHG | GAS SWITCHES (AGE REPLACEMENT) | 2362.7655 | 2571.1091 | 1479.4038 | 1479.4038 | 1479.4038 | 1479.4038 | 1479.4038
| RHH | HV ISOLATORS (SET OF 3) | 120.3168 | 120.3168 | 120.3168 | 120.3168 | 120.3168 | 120.3168 | 120.3168
| RHJ | HV ISOLATOR (SINGLE) | 0 | 0 | 0 | 0 | 0 | 0 | 0
| RHK | KIOSK IN SERV FAIL 300KVA-2MVA | 1240.7604 | 1240.7604 | 1240.7604 | 1240.7604 | 1240.7604 | 1240.7604 | 1240.7604
| RHL | LV ISOLATORS (SET OF 3) | 1262.297 | 1262.297 | 1262.297 | 1262.297 | 1262.297 | 1262.297 | 1262.297
| RHM | KIOSK REFURB 100KVA-2MVA NO SW | 5.949 | 5.949 | 5.949 | 5.949 | 5.949 | 5.949 | 5.949
| RHN | KIOSK REFURB 100KVA-2MVA SWITC | 0 | 0 | 0 | 0 | 0 | 0 | 0
| RHO | LV ISOLATOR (SINGLE) | 0.28694 | 0.28694 | 0.28694 | 0.28694 | 0.28694 | 0.28694 | 0.28694
| RHP | NETWK HV REPLACEMENT-PROJECT | 38.258 | 43.3427 | 0 | 0 | 0 | 0 | 0
| RHQ | Replace Dist. Line Capacitor Controller | 103.9209 | 103.9209 | 94.1916 | 94.1916 | 94.1916 | 94.1916 | 94.1916
| RHR | Replace Dist. Line Capacitor Can | 70.181 | 70.181 | 70.181 | 70.181 | 70.181 | 70.181 | 70.181
| RHT | Acr Replacements | 95.5933 | 95.5933 | 95.5933 | 95.5933 | 95.5933 | 95.5933 | 95.5933
| RHU | FUSE/JUNCTION BOX REPLACEMENT | 463.1834 | 463.1834 | 463.1834 | 463.1834 | 463.1834 | 463.1834 | 463.1834
| RHV | Replace Dist. Line Capacitor Switch | 76.7109 | 76.7109 | 76.7109 | 76.7109 | 76.7109 | 76.7109 | 76.7109
| RHW | Transformers - DSS | 11.8451 | 11.8451 | 11.8451 | 11.8451 | 11.8451 | 11.8451 | 11.8451
| RLG | SUSTAINABLE LANTERN REPLACEMENT | 0 | 0 | 0 | 0 | 0 | 0 | 0
| RLJ | SINGLE MAIN ROADS P/L REPLACEM | 0 | 0 | 0 | 0 | 0 | 0 | 0
| RLM | SINGLE MINOR ROADS P/L REPLACE | 0 | 0 | 0 | 0 | 0 | 0 | 0
| RMF | PREMISE FAULTS SERVICE REPLACE | 1329.0112 | 1329.0112 | 1329.0112 | 1329.0112 | 1329.0112 | 1329.0112 | 1329.0112
| RMJ | REPLACE SERVICE (ALTER TERMINA | 0 | 0 | 0 | 0 | 0 | 0 | 0
| RMK | REPLACE SERVICE (& CUSTOMER MA | 0 | 0 | 0 | 0 | 0 | 0 | 0
| RML | INSTALL DISCONNECT DEVICE | 0 | 0 | 0 | 0 | 0 | 0 | 0
| RMP | SERVICE REPLACEMENT (PLANNED) | 2193.5282 | 2899.3239 | 3534.4718 | 3393.5174 | 3252.5631 | 3111.2674 | 2970.3131
| RMU | O/H SERVICES REPLACED WITH U/G | 31.9603 | 31.9603 | 31.9603 | 31.9603 | 31.9603 | 31.9603 | 31.9603
| ROA | HV ABC REPLACEMENT | 751.3114 | 593.7507 | 593.7507 | 593.7507 | 593.7507 | 593.7507 | 337.1584
| ROF | FARGO SLEEVE REPLACEMENT (3) | 0 | 0 | 0 | 0 | 0 | 0 | 0
| ROH | OPEN WIRE REPLACEMENT | 679.032 | 350.7163 | 350.7163 | 350.7163 | 350.7163 | 350.7163 | 380.4115
| ROI | INSTALL / REPLACE HV FAULT INDICATORS | 86.4305 | 148.5737 | 148.5737 | 148.5737 | 148.5737 | 148.5737 | 148.5737
| ROJ | LV Open Wire Replacement (route metre) | 143.3043 | 130.4453 | 130.4453 | 130.4453 | 130.4453 | 130.4453 | 130.4453
| ROL | O/H LINE REPL-LV ABC | 1357.9677 | 2296.4695 | 1717.8497 | 1717.8497 | 1717.8497 | 1717.8497 | 1717.8497
| ROM | Overhead Conductors | 5.2663 | 5.2663 | 5.2663 | 5.2663 | 5.2663 | 5.2663 | 5.2663
| RPA | POLE REPLACE P/L - MAIN ROADS | 0 | 0 | 0 | 0 | 0 | 0 | 0
| RPB | POLE REPLACE P/L - MINOR ROADS | 0 | 0 | 0 | 0 | 0 | 0 | 0
| RPH | POLE REPLACEMENT- HIGH VOLTAGE | 5543.8092 | 6266.9488 | 6990.0884 | 7327.6291 | 7665.1698 | 8002.7104 | 8340.2511
| RPL | POLE REPLACEMENT- LOW VOLTAGE | 3721.7232 | 3987.9528 | 4254.1824 | 4520.412 | 4786.6416 | 5052.8712 | 5319.1009
| RPS | POLE REPLACEMENT- SUBT | 817.498 | 870.4188 | 923.3397 | 976.2605 | 1029.1813 | 1082.1022 | 1135.023
| RRA | POLE REINFORCEMENT ASSESSMENT | 0 | 0 | 0 | 0 | 0 | 0 | 0
| RRH | POLE REINFORCEMENT- HV | 684.5287 | 726.207 | 767.8853 | 809.5635 | 851.2418 | 892.92 | 934.5983
| RRL | POLE REINFORCEMENT- LV | 981.0678 | 1051.2475 | 1121.4271 | 1191.6068 | 1261.7865 | 1331.9661 | 1402.1458
| RRP | POLE REINFORCEMENT - PL | 20.7752 | 20.7752 | 20.7752 | 20.7752 | 20.7752 | 20.7752 | 20.7752
| RRR | ALTER ASSETS TO ALLOW POLE REINFORCEMENT | 0 | 0 | 0 | 0 | 0 | 0 | 0
| RRS | POLE REINFORCEMENT- ST | 102.2987 | 108.921 | 115.5433 | 122.1656 | 128.7879 | 135.4103 | 142.0326
| RSA | SUBTRANS INSTALL REPLACEMENT | 10459.5319 | 12218.5009 | 11144.6099 | 12702.8512 | 13331.3704 | 10419.2511 | 6708.8374
| RSB | Transformers - ZSS | 236.9796 | 296.2283 | 296.2283 | 296.2283 | 296.2283 | 296.2283 | 296.2283
| RSD | Replace UE Owned Substation Door | 233.8931 | 233.8931 | 233.8931 | 233.8931 | 233.8931 | 233.8931 | 233.8931
| RSF | Replace substation Fencing | 0 | 0 | 0 | 0 | 0 | 0 | 0
| RSK | Zone Substation HV insulator replacement 66kV | 0 | 0 | 0 | 0 | 0 | 0 | 0
| RSM | Zone Substation HV insulator replacement 11kV and 22kV | 11.7372 | 11.7372 | 11.7372 | 11.7372 | 11.7372 | 11.7372 | 11.7372
| RSS | Surge Diverter Replacement 66kV (set) | 29.6554 | 339.5811 | 649.5069 | 649.5069 | 649.5069 | 649.5069 | 649.5069
| RUA | DIST. U/G CABLE REPLACEMENT | 1080.5086 | 910.8257 | 861.1154 | 861.1154 | 861.1154 | 861.1154 | 861.1154
| RUC | UNDERGROUND CABLE REPLACEMENT | 228.9606 | 228.9606 | 228.9606 | 228.9606 | 228.9606 | 228.9606 | 228.9606
| RUD | PILLAR TO PIT | 138.0958 | 138.0958 | 138.0958 | 138.0958 | 138.0958 | 138.0958 | 138.0958
| RUE | PILLAR TO PIT CUST SERVICE ALT | 171.3696 | 171.3696 | 171.3696 | 171.3696 | 171.3696 | 171.3696 | 171.3696
| RUF | PILLAR TO UEL STD PILLAR REPLA | 217.6663 | 217.6663 | 217.6663 | 217.6663 | 217.6663 | 217.6663 | 217.6663
| RUG | DIST. U/G CABLE REPL-NON CABUS | 0 | 0 | 0 | 0 | 0 | 0 | 0
| RUH | DIST. U/G CABLE REPL-HV | 0 | 0 | 0 | 0 | 0 | 0 | 0
| RUL | DIST. U/G CABLE REPL-LV | 0 | 0 | 0 | 0 | 0 | 0 | 0
| RUP | REPLACE POLE TO PIT | 95.9699 | 80.2352 | 80.2352 | 80.2352 | 80.2352 | 80.2352 | 80.2352
| RUS | DIST. U/G CABLE REPL-SUBT | 0 | 0 | 0 | 0 | 478.4348 | 478.4348 | 0
| RXD | SURGE DIVERTER REPL (SET OF 3) | 1760.3088 | 1760.3088 | 1760.3088 | 1760.3088 | 1760.3088 | 1760.3088 | 1760.3088
| RXF | FUSE UNIT REPL (SET OF 3) | 1661.558 | 2282.4308 | 1198.891 | 1198.891 | 1198.891 | 1198.891 | 1198.891
| RXG | SUB T INSULATOR REPL(SET OF 3) | 58.6523 | 58.6523 | 42.8613 | 42.8613 | 42.8613 | 42.8613 | 42.8613
| RXH | HV XARMS REPLACEMENT | 2211.9819 | 2891.6588 | 1921.4604 | 1921.4604 | 1921.4604 | 1921.4604 | 1921.4604
| RXI | HV INSULATOR REPL (SET OF 3) | 514.0368 | 514.0368 | 395.5773 | 395.5773 | 395.5773 | 395.5773 | 395.5773
| RXJ | FUSE UNIT REPL (SINGLE) | 0 | 0 | 0 | 0 | 0 | 0 | 0
| RXK | SUB T INSULATOR REPL (SINGLE) | 0 | 0 | 0 | 0 | 0 | 0 | 0
| RXL | LV XARMS REPLACEMENT | 5056.5184 | 5056.5184 | 4389.4691 | 4389.4691 | 4389.4691 | 4389.4691 | 4389.4691
| RXM | HV INSULATOR REPL (SINGLE) | 0 | 0 | 0 | 0 | 0 | 0 | 0
| RXN | HV Crossarm Replacement strain, anchor, termination | 892.4405 | 892.4405 | 770.5989 | 770.5989 | 770.5989 | 770.5989 | 770.5989
| RXO | LV Strain, Term, Anch Replace | 4084.5775 | 4084.5775 | 3526.9537 | 3526.9537 | 3526.9537 | 3526.9537 | 3526.9537
| RXP | POLE TOP ROT LIFE EXTENSION | 0 | 0 | 0 | 0 | 0 | 0 | 0
| RXQ | Sub Transmission Crossarm Replacement, strain, anchor termination | 178.7038 | 178.7038 | 154.3474 | 154.3474 | 154.3474 | 154.3474 | 154.3474
| RXR | Pole Top Extension HV with crossarm and insulators | 0 | 0 | 0 | 0 | 0 | 0 | 0
| RXS | ST XARMS REPLACEMENT | 205.8326 | 205.8326 | 178.8204 | 178.8204 | 178.8204 | 178.8204 | 178.8204
| RXT | REPLACEMENT EX THERMAL SURVEY | 144.3419 | 144.3419 | 106.8007 | 106.8007 | 106.8007 | 106.8007 | 106.8007
| RXV | LV INSULATOR REPLACEMENT | 43.1721 | 43.1721 | 24.0902 | 24.0902 | 24.0902 | 24.0902 | 24.0902
| RXW | Pole Top Extension LV with crossarm and insulators | 0 | 0 | 0 | 0 | 0 | 0 | 0
| RXY | STAY WIRE REPLACEMENT | 502.6733 | 502.6733 | 435.8782 | 435.8782 | 435.8782 | 435.8782 | 435.8782
| VM7 | 1 PHASE 1 ELEMENT METER INSTALL | 0 | 0 | 0 | 0 | 0 | 0 | 0
| VM8 | 1 PHASE 2 ELEMENT METER INSTALL | 0 | 0 | 0 | 0 | 0 | 0 | 0
| VM9 | 3 PHASE METER INSTALL | 0 | 0 | 0 | 0 | 0 | 0 | 0
| VMF | 1 PHASE 1 CHANNEL INT METER REPL | 0 | 0 | 0 | 0 | 0 | 0 | 0
| VML | 1 PHASE 1 RATE METER REPL | 0 | 0 | 0 | 0 | 0 | 0 | 0
| VMM | 3 PHASE INTERVAL METER INSTALL | 0 | 0 | 0 | 0 | 0 | 0 | 0
| VMN | 1 PHASE INTERVAL - 1 ELEMENT REPL | 0 | 0 | 0 | 0 | 0 | 0 | 0
| VMO | 1 PHASE INTERVAL - 2 ELEMENT REPL | 0 | 0 | 0 | 0 | 0 | 0 | 0
| VMP | 1 PHASE 2 CHANNEL INT METER REPL | 0 | 0 | 0 | 0 | 0 | 0 | 0
| VMQ | 3 PHASE METER REPLACEMENT | 0 | 0 | 0 | 0 | 0 | 0 | 0
| VMR | TIMESWITCH REPLACEMENT | 0 | 0 | 0 | 0 | 0 | 0 | 0
| VMS | 1 PHASE SINGLE RATE METER INSTALL | 0 | 0 | 0 | 0 | 0 | 0 | 0
| VMT | NEW TIMESWITCH INSTALLED | 0 | 0 | 0 | 0 | 0 | 0 | 0
| VMW | 1 PH INTERVAL 1 ELEMENT METER INSTALL | 0 | 0 | 0 | 0 | 0 | 0 | 0
| VMX | 1 PH INTERVAL 2 ELEMENT METER INSTALL | 0 | 0 | 0 | 0 | 0 | 0 | 0
| PDG | NEW MGS Switch installation | 348.1012 | 348.1012 | 348.1012 | 348.1012 | 348.1012 | 348.1012 | 348.1012
| GIA | Information Systems Assets | 0 | 0 | 0 | 0 | 0 | 0 | 0
| A10 | MRO Mtr Exch-1P 2W | 0 | 0 | 0 | 0 | 0 | 0 | 0
| A30 | MRO Mtr Exch-3P 4W no LC | 0 | 0 | 0 | 0 | 0 | 0 | 0
| VS0 | Single Ph Basic 2 Elem Purch | 0 | 0 | 0 | 0 | 0 | 0 | 0
| GIS | Information Systems - Software | 0 | 0 | 0 | 0 | 0 | 0 | 0
| GIH | Information Systems - Hardware | 0 | 0 | 0 | 0 | 0 | 0 | 0
| GIC | SCADA - Operations | 0 | 0 | 0 | 0 | 0 | 0 | 0
| PRA | ZSS Security Monitoring Upgrade | 0 | 0 | 0 | 0 | 0 | 0 | 8.7799
|  | Check | 0 | 0 | 0 | 0 | 0 | 0 | 0
End of Sheet

## RIN reconciliation
United Energy - Plant, stations and lines replacement
#VALUE!
|  | Project list |  | Unitised | Total
| Description | $2019 | $2021 | $2021 | $2021
| POLES | 3711442.1 | 3855988.994 | 74871823.7637 | 78727812.7577
| POLE TOP STRUCTURES | 0 | 0 | 59734288.356 | 59734288.356
| OVERHEAD CONDUCTORS | 10622496.575 | 11036203.389 | 3440214.1041 | 14476417.4932
| UNDERGROUND CABLES | 9913588.8512 | 10299686.3406 | 18352986.6501 | 28652672.9907
| TRANSFORMERS | 20115099.8586 | 20898508.3367 | 17706954.2308 | 38605462.5676
| SWITCHGEAR | 15682764.9513 | 16293550.4364 | 39694809.1115 | 55988359.5478
| SERVICE LINES | 5096020.5 | 5294491.5836 | 17772499.0003 | 23066990.5838
| SCADA | 28090581.615 | 29184605.505 | 470957.7776 | 29655563.2826
| OTHER | 9081270.0631 | 9434951.8251 | 1682932.6426 | 11117884.4677
| PUBLIC LIGHTING | 0 | 0 | 0 | 0
| Total | 102313264.5141 | 106297986.4104 | 233727465.6367 | 340025452.0471
End of Sheet