{"text_format":"1","workbook":"xlsx","n_sheets":14,"sheets":["ZSS Summary","Workings >","Engine","Q_Tables","Load","VCR","Assets","Feeders","Prices","Constants","Results_10PoE","Results_50PoE","Other >>","Transformer Fleet"],"not_rendered":{"charts":1,"images":1,"macros":1,"external_links":0,"defined_names":80,"comments":2,"pivot_tables":0},"unopened":[],"bounds":{"document_bytes":16777216,"sheet_cells":100000,"rows_first":2000,"rows_last":500,"rows_between":2000,"halvings":0,"cell_chars":16384,"cell_head_chars":4096},"cells_cut":0,"cells_raw":0,"read":"whole","date_system":"1900"}

{"sheet":"ZSS Summary","index":0,"n_rows":155,"n_cols":25,"rows_kept":155,"cut":false,"hidden":false,"merged":[[139,1,141,1],[125,1,127,1],[111,1,113,1],[97,1,99,1],[41,1,42,1],[83,1,85,1],[69,1,71,1],[55,1,57,1]]}
[]
[null,"Redundant System Model - Substations",null,null,null,null,null,null,null,null,null,null,"Sensitivity Modifiers",null,null,"Scalar",null,"Option Costing",null,"Unit Price","Asset Life","Annual Cost"]
[null,"Input Data - Station Configuration",null,null,"Constants",null,null,null,null,null,null,null,"Capex/Opex",0.1,"Normal",{"$f":"IF(O3=\"Lower\", (1-N3), IF(O3=\"Upper\", 1+N3,1))","v":1},null,"Additional Path",null,{"$f":"IF(Prices!C2=0,IF(AssetType=\"Indoor CB\",COST_ADDITIONAL_INDOOR_CB,IF(AssetType=\"Outdoor CB\",COST_ADDITIONAL_OUTDOOR_CB)), Prices!C2)","v":5103884.3721770542},50,{"$f":"-PMT($S$12,U3,T3)","v":189052.57017419382}]
[null,"Substation:","CM",null,"Major Failure CoC",{"$f":"COC_TX_MAJOR*(1+$S$13)","v":3051190.8},null,null,null,null,null,null,"PoF",0.1,"Normal",{"$f":"IF(O4=\"Lower\", (1-N4), IF(O4=\"Upper\", 1+N4,1))","v":1},null,"1 Replacement",null,{"$f":"IF(Prices!C3=0,IF(AssetType=\"Indoor CB\",COST_REPLACE_1_INDOOR_CB,IF(AssetType=\"Outdoor CB\",COST_REPLACE_1_OUTDOOR_CB)), Prices!C3)","v":2595487.5067750672},50,{"$f":"-PMT($S$12,U4,T4)","v":96139.243805309103}]
[null,"Parallel Asset ","Transformer",null,"Minor Failure CoC",{"$f":"COC_TX_MINOR","v":136045},null,null,null,null,null,null,"WACC",0.1,"Normal",{"$f":"IF(O5=\"Lower\", (1-N5), IF(O5=\"Upper\", 1+N5,1))","v":1},null,"2 Replacements - Same Make",null,{"$f":"IF(Prices!C4=0,IF(AssetType=\"Indoor CB\",COST_REPLACE_2_INDOOR_CB_SAME,IF(AssetType=\"Outdoor CB\",COST_REPLACE_2_OUTDOOR_CB_SAME)), Prices!C4)","v":5190975.0135501344},50,{"$f":"-PMT($S$12,U5,T5)","v":192278.48761061821}]
[null,"Load Profile",0.5,null,null,null,null,null,null,null,null,null,"Load Forecast",0.1,"Normal",{"$f":"IF(O6=\"Lower\", (1-N6), IF(O6=\"Upper\", 1+N6,1))","v":1},null,"2 Replacements - Different Make",null,{"$f":"IF(Prices!C5=0,IF(AssetType=\"Indoor CB\",COST_REPLACE_2_INDOOR_CB_DIFFERENT,IF(AssetType=\"Outdoor CB\",COST_REPLACE_2_OUTDOOR_CB_DIFFERENT)), Prices!C5)","v":5282844.9322493216},50,{"$f":"-PMT($S$12,U6,T6)","v":195681.43387375367}]
[null,null,null,null,null,null,null,null,null,null,null,null,"Beta",0.1,"Normal",{"$f":"IF(O7=\"Lower\", (1-N7), IF(O7=\"Upper\", 1+N7,1))","v":1},null,"System spare available",null,{"$f":"IF(Prices!C6=0,IF(AssetType=\"Indoor CB\",COST_SPARE_INDOOR_CB,IF(AssetType=\"Outdoor CB\",COST_SPARE_OUTDOOR_CB)), Prices!C6)","v":204155.37488708217},25,{"$f":"IF(AssetType=\"Transformer\", -PMT($S$12,U7,T7),0)","v":11400.030723453774}]
[null,null,null,null,null,null,null,null,null,null,null,null,null,null,null,null,null,"Non-network Solution"]
[null,"Scenario Modifiers",null,"Comment",null,"Annual Cost","Output Yr","Option/Spare",null,null,null,null,"VCR weight",null,null,null,null,"Online Monitoring System",null,{"$f":"IF(Prices!C8=0,IF(AssetType=\"Indoor CB\",COST_MONITOR_INDOOR_CB,IF(AssetType=\"Outdoor CB\",COST_MONITOR_OUTDOOR_CB)), Prices!C8)","v":683034.47154471534},25,{"$f":"IF(AssetType=\"Transformer\", -PMT($S$12,U9,T9),40000)","v":38140.626790230352}]
[null,"Additional Asset",false,null,"Option Cost",{"$f":"V3","v":189052.57017419382},{"$f":"IFERROR(MATCH(B10,$E$155:$Y$155,0)+2018,\"Not Chosen\")","v":"Not Chosen"},{"$f":"IF(ISNUMBER(G10),HLOOKUP(G10,$E$144:$Y$153,4)/HLOOKUP(G10,$E$144:$Y$153,10))","v":false},null,null,null,null,"10% PoE",0.3]
[null,"Replace 1 asset",false,null,"Option Cost",{"$f":"V4","v":96139.243805309103},{"$f":"IFERROR(MATCH(B11,$E$155:$Y$155,0)+2018,\"Not Chosen\")","v":2019},{"$f":"IF(ISNUMBER(G11),HLOOKUP(G11,$E$144:$Y$153,4)/HLOOKUP(G11,$E$144:$Y$153,7))","v":4.1864279402361726},null,null,null,null,"50% PoE",0.7,null,null,null,"Constants",null,null,"Safety Constants"]
[null,"Replace 2 Assets - same type",false,null,"Option Cost",192278.48761061821,"Not Chosen",{"$f":"IF(ISNUMBER(G12),HLOOKUP(G12,$E$144:$Y$153,7)/HLOOKUP(G12,$E$144:$Y$153,8))","v":false},null,null,null,null,null,null,null,null,null,"WACC",2.75E-2,null,"DF Staff",3,"POC_LTI",2.6027400000000001E-4]
[null,"Replace 2 Assets - Different Type",false,null,"Option Cost",195681.43387375367,2038,{"$f":"IF(ISNUMBER(G13),HLOOKUP(G13,$E$144:$Y$153,7)/HLOOKUP(G13,$E$144:$Y$153,9))","v":1.024314254996801},null,null,null,null,null,null,null,null,null,"Failure Premium",0.2,null,"VSL",{"$f":"4900000","v":4900000},"POC_PUBLIC",1.15E-4]
[null,"Spare/Mobile Asset",false,null,"Option Cost",11400.030723453774,"Not Chosen",{"$f":"IF(ISNUMBER(G14),HLOOKUP(G14,$E$144:$Y$153,4)/HLOOKUP(G14,$E$144:$Y$153,4))","v":false},null,null,null,null,null,null,null,null,null,"VCR",{"$f":"VLOOKUP(ZSS, VCR!A3:B59,2,FALSE)","v":53.254053230007798},null,"VLTI",{"$f":"127000*CPI","v":129638.66305329718},"POC_STAFF",1.9606160000000001E-3]
[null,"Non-Network MW",0,"Load Reduction","Option Cost",{"$f":"V8*C15","v":0},"Not Chosen",null,null,null,null,null,null,null,null,null,null,null,null,null,"DF Public",3]
[null,"Online Monitor",false,null,"Option Cost",38140.626790230352,"Not Chosen",{"$f":"IF(ISNUMBER(G16),HLOOKUP(G16,$E$144:$Y$153,4)/HLOOKUP(G16,$E$144:$Y$153,5))","v":false}]
[]
[]
[null,{"$f":"\"Scenario: \"&IF(OR(C10:C13)=FALSE,\"Status Quo\",IF(ISADDITIONAL,\"Additional path\",IF(ISREPLACE,\"Replace 1 Asset\",IF(ISREPLACE2SAME,\"Replace with 2 like Assets\",IF(ISREPLACE2DIFF,\"Replace with 2 different Assets\")))))&\", \"&IF(ISSPAREREADY,\" Spare Ready\",\"\")&\", \"&IF(ISPROBABILITYREDUCED,\"Online Monitor\",\"\")","v":"Scenario: Status Quo, , "},"Setting","Model Output",2019,2020,2021,2022,2023,2024,2025,2026,2027,2028,2029,2030,2031,2032,2033,2034,2035,2036,2037,2038,2039]
[]
[null,{"$f":"IF($C$5=\"Transformer\", \"Additional Transformer\", \"Additional Bus\")","v":"Additional Transformer"},{"$f":"ISADDITIONAL","v":false},"Energy",{"$f":"VLOOKUP(E19, Engine!$D$4:$K$26,8,FALSE)","v":14470.714578727026},{"$f":"VLOOKUP(F19, Engine!$D$4:$K$26,8,FALSE)","v":13042.49190547632},{"$f":"VLOOKUP(G19, Engine!$D$4:$K$26,8,FALSE)","v":14809.542773884847},{"$f":"VLOOKUP(H19, Engine!$D$4:$K$26,8,FALSE)","v":16705.74753820007},{"$f":"VLOOKUP(I19, Engine!$D$4:$K$26,8,FALSE)","v":18268.510725949254},{"$f":"VLOOKUP(J19, Engine!$D$4:$K$26,8,FALSE)","v":19505.202743077323},{"$f":"VLOOKUP(K19, Engine!$D$4:$K$26,8,FALSE)","v":21114.52798095642},{"$f":"VLOOKUP(L19, Engine!$D$4:$K$26,8,FALSE)","v":22699.97095169509},{"$f":"VLOOKUP(M19, Engine!$D$4:$K$26,8,FALSE)","v":23864.300657034652},{"$f":"VLOOKUP(N19, Engine!$D$4:$K$26,8,FALSE)","v":24964.454126835699},{"$f":"VLOOKUP(O19, Engine!$D$4:$K$26,8,FALSE)","v":26160.99355427039},{"$f":"VLOOKUP(P19, Engine!$D$4:$K$26,8,FALSE)","v":27391.852313001033},{"$f":"VLOOKUP(Q19, Engine!$D$4:$K$26,8,FALSE)","v":28545.807973089301},{"$f":"VLOOKUP(R19, Engine!$D$4:$K$26,8,FALSE)","v":29732.570115384395},{"$f":"VLOOKUP(S19, Engine!$D$4:$K$26,8,FALSE)","v":30953.810782447348},{"$f":"VLOOKUP(T19, Engine!$D$4:$K$26,8,FALSE)","v":32216.747290044495},{"$f":"VLOOKUP(U19, Engine!$D$4:$K$26,8,FALSE)","v":33514.769802307579},{"$f":"VLOOKUP(V19, Engine!$D$4:$K$26,8,FALSE)","v":34848.460233147271},{"$f":"VLOOKUP(W19, Engine!$D$4:$K$26,8,FALSE)","v":36218.406643977658},{"$f":"VLOOKUP(X19, Engine!$D$4:$K$26,8,FALSE)","v":37625.203359504179},{"$f":"VLOOKUP(Y19, Engine!$D$4:$K$26,8,FALSE)","v":39069.451084485278}]
[null,"Replace 1 Path",{"$f":"ISREPLACE","v":false},"10% PoE (MWh, Pr-Adjusted)",19849.932243068379,18174.394412668706,20409.716971671311,22718.594315190829,24840.296375552003,26639.476881567894,28759.896708878787,30955.567574730208,32606.848723416369,34041.149673128668,35634.268871274173,37264.23269047655,38808.3609649711,40395.222966152127,42026.037026937374,43704.686693329801,45428.424201386144,47197.957309420541,49014.001098272834,50877.278119297887,52788.518543191429]
[null,"Replace 2 Paths - Same",{"$f":"ISREPLACE2SAME","v":false},"50% PoE (MWh, Pr-Adjusted)",14470.714578727026,13042.49190547632,14809.542773884847,16705.74753820007,18268.510725949254,19505.202743077323,21114.52798095642,22699.97095169509,23864.300657034652,24964.454126835699,26160.99355427039,27391.852313001033,28545.807973089301,29732.570115384395,30953.810782447348,32216.747290044495,33514.769802307579,34848.460233147271,36218.406643977658,37625.203359504179,39069.451084485278]
[null,"Replace 2 Paths - different",{"$f":"ISREPLACE2DIFF","v":false},"Pr (Terminal Failure)",{"$f":"(VLOOKUP(E19,Engine!$Q$4:$BB$26,38,FALSE))","v":1.1198996677010612E-2},{"$f":"(VLOOKUP(F19,Engine!$Q$4:$BB$26,38,FALSE))","v":1.1707968971301436E-2},{"$f":"(VLOOKUP(G19,Engine!$Q$4:$BB$26,38,FALSE))","v":1.2230932897616724E-2},{"$f":"(VLOOKUP(H19,Engine!$Q$4:$BB$26,38,FALSE))","v":1.2768030267869521E-2},{"$f":"(VLOOKUP(I19,Engine!$Q$4:$BB$26,38,FALSE))","v":1.3319401951591238E-2},{"$f":"(VLOOKUP(J19,Engine!$Q$4:$BB$26,38,FALSE))","v":1.3885187897493864E-2},{"$f":"(VLOOKUP(K19,Engine!$Q$4:$BB$26,38,FALSE))","v":1.4465527154199654E-2},{"$f":"(VLOOKUP(L19,Engine!$Q$4:$BB$26,38,FALSE))","v":1.5060557890183368E-2},{"$f":"(VLOOKUP(M19,Engine!$Q$4:$BB$26,38,FALSE))","v":1.5670417412969016E-2},{"$f":"(VLOOKUP(N19,Engine!$Q$4:$BB$26,38,FALSE))","v":1.6295242187619643E-2},{"$f":"(VLOOKUP(O19,Engine!$Q$4:$BB$26,38,FALSE))","v":1.6935167854556732E-2},{"$f":"(VLOOKUP(P19,Engine!$Q$4:$BB$26,38,FALSE))","v":1.7590329246742874E-2},{"$f":"(VLOOKUP(Q19,Engine!$Q$4:$BB$26,38,FALSE))","v":1.8260860406259963E-2},{"$f":"(VLOOKUP(R19,Engine!$Q$4:$BB$26,38,FALSE))","v":1.8946894600311917E-2},{"$f":"(VLOOKUP(S19,Engine!$Q$4:$BB$26,38,FALSE))","v":1.9648564336680531E-2},{"$f":"(VLOOKUP(T19,Engine!$Q$4:$BB$26,38,FALSE))","v":2.0366001378659956E-2},{"$f":"(VLOOKUP(U19,Engine!$Q$4:$BB$26,38,FALSE))","v":2.109933675949488E-2},{"$f":"(VLOOKUP(V19,Engine!$Q$4:$BB$26,38,FALSE))","v":2.1848700796344798E-2},{"$f":"(VLOOKUP(W19,Engine!$Q$4:$BB$26,38,FALSE))","v":2.2614223103797383E-2},{"$f":"(VLOOKUP(X19,Engine!$Q$4:$BB$26,38,FALSE))","v":2.3396032606949533E-2},{"$f":"(VLOOKUP(Y19,Engine!$Q$4:$BB$26,38,FALSE))","v":2.4194257554076767E-2}]
[null,"Spare/Mobile Asset",{"$f":"ISSPAREREADY","v":false},"Pr (Repairable Failure)",{"$f":"VLOOKUP(E19,Engine!$Q$4:$BB$26,37,FALSE)","v":1.599856668144373E-2},{"$f":"VLOOKUP(F19,Engine!$Q$4:$BB$26,37,FALSE)","v":1.672566995900205E-2},{"$f":"VLOOKUP(G19,Engine!$Q$4:$BB$26,37,FALSE)","v":1.7472761282309606E-2},{"$f":"VLOOKUP(H19,Engine!$Q$4:$BB$26,37,FALSE)","v":1.82400432398136E-2},{"$f":"VLOOKUP(I19,Engine!$Q$4:$BB$26,37,FALSE)","v":1.9027717073701766E-2},{"$f":"VLOOKUP(J19,Engine!$Q$4:$BB$26,37,FALSE)","v":1.9835982710705521E-2},{"$f":"VLOOKUP(K19,Engine!$Q$4:$BB$26,37,FALSE)","v":2.0665038791713788E-2},{"$f":"VLOOKUP(L19,Engine!$Q$4:$BB$26,37,FALSE)","v":2.1515082700261954E-2},{"$f":"VLOOKUP(M19,Engine!$Q$4:$BB$26,37,FALSE)","v":2.2386310589955737E-2},{"$f":"VLOOKUP(N19,Engine!$Q$4:$BB$26,37,FALSE)","v":2.3278917410885204E-2},{"$f":"VLOOKUP(O19,Engine!$Q$4:$BB$26,37,FALSE)","v":2.4193096935081045E-2},{"$f":"VLOOKUP(P19,Engine!$Q$4:$BB$26,37,FALSE)","v":2.5129041781061248E-2},{"$f":"VLOOKUP(Q19,Engine!$Q$4:$BB$26,37,FALSE)","v":2.6086943437514235E-2},{"$f":"VLOOKUP(R19,Engine!$Q$4:$BB$26,37,FALSE)","v":2.7066992286159882E-2},{"$f":"VLOOKUP(S19,Engine!$Q$4:$BB$26,37,FALSE)","v":2.8069377623829328E-2},{"$f":"VLOOKUP(T19,Engine!$Q$4:$BB$26,37,FALSE)","v":2.9094287683799937E-2},{"$f":"VLOOKUP(U19,Engine!$Q$4:$BB$26,37,FALSE)","v":3.0141909656421259E-2},{"$f":"VLOOKUP(V19,Engine!$Q$4:$BB$26,37,FALSE)","v":3.1212429709063995E-2},{"$f":"VLOOKUP(W19,Engine!$Q$4:$BB$26,37,FALSE)","v":3.2306033005424832E-2},{"$f":"VLOOKUP(X19,Engine!$Q$4:$BB$26,37,FALSE)","v":3.3422903724213616E-2},{"$f":"VLOOKUP(Y19,Engine!$Q$4:$BB$26,37,FALSE)","v":3.4563225077252527E-2}]
[null,"Non-Network MW",{"$f":"C15","v":0}]
[null,"Probability Reduction",{"$f":"C16","v":false}]
[]
[null,"Scenario Capture Below"]
[]
[]
[null,"Scenario: Status Quo, , ","Setting","Model Output",2019,2020,2021,2022,2023,2024,2025,2026,2027,2028,2029,2030,2031,2032,2033,2034,2035,2036,2037,2038,2039]
[]
[null,"Additional Transformer",false,"10% PoE (MWh, Pr-Adjusted)",19849.932243068379,18174.394412668706,20409.716971671311,22718.594315190829,24840.296375552003,26639.476881567894,28759.896708878787,30955.567574730208,32606.848723416369,34041.149673128668,35634.268871274173,37264.23269047655,38808.3609649711,40395.222966152127,42026.037026937374,43704.686693329801,45428.424201386144,47197.957309420541,49014.001098272834,50877.278119297887,52788.518543191429]
[null,"Replace 1 Path",false,"50% PoE (MWh, Pr-Adjusted)",14470.714578727026,13042.49190547632,14809.542773884847,16705.74753820007,18268.510725949254,19505.202743077323,21114.52798095642,22699.97095169509,23864.300657034652,24964.454126835699,26160.99355427039,27391.852313001033,28545.807973089301,29732.570115384395,30953.810782447348,32216.747290044495,33514.769802307579,34848.460233147271,36218.406643977658,37625.203359504179,39069.451084485278]
[null,"Replace 2 Paths - Same",false,"Pr (Terminal Failure)",1.1198996677010612E-2,1.1707968971301436E-2,1.2230932897616724E-2,1.2768030267869521E-2,1.3319401951591238E-2,1.3885187897493864E-2,1.4465527154199654E-2,1.5060557890183368E-2,1.5670417412969016E-2,1.6295242187619643E-2,1.6935167854556732E-2,1.7590329246742874E-2,1.8260860406259963E-2,1.8946894600311917E-2,1.9648564336680531E-2,2.0366001378659956E-2,2.109933675949488E-2,2.1848700796344798E-2,2.2614223103797383E-2,2.3396032606949533E-2,2.4194257554076767E-2]
[null,"Replace 2 Paths - different",false,"Pr (Repairable Failure)",1.599856668144373E-2,1.672566995900205E-2,1.7472761282309606E-2,1.82400432398136E-2,1.9027717073701766E-2,1.9835982710705521E-2,2.0665038791713788E-2,2.1515082700261954E-2,2.2386310589955737E-2,2.3278917410885204E-2,2.4193096935081045E-2,2.5129041781061248E-2,2.6086943437514235E-2,2.7066992286159882E-2,2.8069377623829328E-2,2.9094287683799937E-2,3.0141909656421259E-2,3.1212429709063995E-2,3.2306033005424832E-2,3.3422903724213616E-2,3.4563225077252527E-2]
[null,"Spare/Mobile Asset",false]
[null,"Non-Network MW",0,"Energy at Risk (Weighted)",{"$f":"SUMPRODUCT(E34:E35,$N$10:$N$11)*VCR","v":856563.7476015687},{"$f":"SUMPRODUCT(F34:F35,$N$10:$N$11)*VCR","v":776553.94097295182},{"$f":"SUMPRODUCT(G34:G35,$N$10:$N$11)*VCR","v":878137.77164041204},985711.30734410218,1077864.5094727138,1152709.8095605271,1246578.2589842866,1340758.6559837766,1410543.5735145314,1474469.6172610545,1544526.0356872778,1616450.4421837588,1684136.7402841132,1753728.7163359835,1825308.164819669,1899206.1760274365,1975132.4507032796,2053119.9886389391,2133202.135778043,2215412.5908967331,2299785.4123339662]
[null,"Probability Reduction",false,"Safety Risk",{"$f":"(E36+E37)*(VSL*DF_PUBLIC*POC_PUBLIC+VSL*DF_STAFF*POC_STAFF+VLTI*DF_STAFF*POC_LTI)","v":763.10139747427422},{"$f":"(F36+F37)*(VSL*DF_PUBLIC*POC_PUBLIC+VSL*DF_STAFF*POC_STAFF+VLTI*DF_STAFF*POC_LTI)","v":797.78284977315025},833.41769408193147,870.01559348670844,907.58614685953955,946.1388903277026,985.68329868621822,1026.2287867567197,1067.7847106955194,1110.3603692535069,1153.9650049903664,1198.6078054454063,1244.2979042671982,1291.0443823040082,1338.856268656958,1387.7425416976646,1437.71213005206,1488.7739135519173,1540.9367241556554,1594.2093468396838,1648.6005204616961]
[null,null,null,"Unplanned Replacement Risk",{"$f":"E36*$F$4","v":34170.275630125347},{"$f":"F36*$F$4","v":35723.247211920403},{"$f":"G36*$F$4","v":37318.909932625487},38957.696487445013,40640.036696197225,42366.357569104621,44137.083370044165,45952.635677394901,47813.433442610862,49719.893046636927,51672.428354279233,53671.450766632785,55717.369271664662,57810.590493041396,59951.518737287734,62140.556039354567,64378.102206672585,66664.554861759912,69000.30948345401,71385.759446824421,73821.296061829533]
[null,"This scenario is the status quo, with no investment or improvements made historically.",null,"Unplanned Fault Risk",{"$f":"E37*$F$5","v":2176.5250041770123},{"$f":"F37*$F$5","v":2275.4437695724337},2377.0818086518102,2481.4666825604413,2588.625769291757,2698.5862678779326,2811.3752024187024,2927.0194259571376,3045.5456242105283,3166.9803191638775,3291.3498725331006,3418.6804891044776,3548.9982199566239,3682.3289655706212,3818.6984788338609,3958.1323679425623,4100.6560992078303,4246.2949997696114,4395.0742602230212,4547.0189371606411,4702.1539556348198]
[null,null,null,"Option Capital Cost",0,0,0,0,0,0,0,0,0,0,0,0,0,0,0,0,0,0,0,0,0]
[null,null,null,"Total Cost",{"$f":"SUM(E39:E43)","v":893673.64963334531},{"$f":"SUM(F39:F43)","v":815350.41480421787},918667.18107577122,1028020.4861075943,1122000.7580850623,1198720.8922878371,1294512.4008554358,1390664.5398738855,1462470.3372920481,1528466.8509961085,1600643.7789190803,1674739.1812449414,1744647.4056800017,1816512.6801768993,1890417.2383044474,1966692.6069764311,2045048.9211392121,2125519.6124140201,2208138.4562458759,2292939.578627558,2379957.4628718924]
[]
[null,"Scenario: Status Quo,  Spare Ready, ","Setting","Model Output",2019,2020,2021,2022,2023,2024,2025,2026,2027,2028,2029,2030,2031,2032,2033,2034,2035,2036,2037,2038,2039]
[]
[null,"Additional Transformer",false,"10% PoE (MWh, Pr-Adjusted)",10090.20316879139,9243.9271672060513,10387.135175645009,11569.353120391208,12657.846616679073,13583.473154734791,14674.429056402245,15805.495547656959,16660.2054480878,17405.426446913152,18233.246110003704,19081.424917662986,19887.17987546985,20716.386708397491,21569.762766552056,22449.398727732212,23353.985138114505,24283.988280299476,25239.881863772032,26222.147175121136,27231.273229213257]
[null,"Replace 1 Path",false,"50% PoE (MWh, Pr-Adjusted)",7355.8160455653406,6633.7200852787128,7537.033604892853,8507.3349930065488,9309.067942998061,9945.7057289878903,10773.461603577662,11590.299190696907,12193.271272351192,12764.462254192738,13385.986272942893,14026.199804184365,14628.178148617444,15248.125276123919,15886.969186987035,16548.490799161289,17229.376753212102,17930.00477415408,18650.758650680018,19392.028356417832,20154.210172170526]
[null,"Replace 2 Paths - Same",false,"Pr (Terminal Failure)",1.1198996677010612E-2,1.1707968971301436E-2,1.2230932897616724E-2,1.2768030267869521E-2,1.3319401951591238E-2,1.3885187897493864E-2,1.4465527154199654E-2,1.5060557890183368E-2,1.5670417412969016E-2,1.6295242187619643E-2,1.6935167854556732E-2,1.7590329246742874E-2,1.8260860406259963E-2,1.8946894600311917E-2,1.9648564336680531E-2,2.0366001378659956E-2,2.109933675949488E-2,2.1848700796344798E-2,2.2614223103797383E-2,2.3396032606949533E-2,2.4194257554076767E-2]
[null,"Replace 2 Paths - different",false,"Pr (Repairable Failure)",1.599856668144373E-2,1.672566995900205E-2,1.7472761282309606E-2,1.82400432398136E-2,1.9027717073701766E-2,1.9835982710705521E-2,2.0665038791713788E-2,2.1515082700261954E-2,2.2386310589955737E-2,2.3278917410885204E-2,2.4193096935081045E-2,2.5129041781061248E-2,2.6086943437514235E-2,2.7066992286159882E-2,2.8069377623829328E-2,2.9094287683799937E-2,3.0141909656421259E-2,3.1212429709063995E-2,3.2306033005424832E-2,3.3422903724213616E-2,3.4563225077252527E-2]
[null,"Spare/Mobile Asset",true]
[null,"Non-Network MW",0,"Energy at Risk (Weighted)",{"$f":"SUMPRODUCT(E48:E49,$N$10:$N$11)*VCR","v":435412.17846420046},{"$f":"SUMPRODUCT(F48:F49,$N$10:$N$11)*VCR","v":394973.71459909499},446911.42701925075,501969.5334671762,549246.41108129499,587766.90034024871,636053.19622274442,684573.29740363511,720705.8224966008,753904.39858451323,790298.89553020918,827715.35917161789,863028.72515406052,899386.60072949925,936835.04028169194,975548.38937487686,1015382.2130181795,1056358.0414147528,1098497.7494620667,1141823.5636720469,1186358.0691430965]
[null,"Probability Reduction",false,"Safety Risk",{"$f":"(E50+E51)*(VSL*DF_PUBLIC*POC_PUBLIC+VSL*DF_STAFF*POC_STAFF+VLTI*DF_STAFF*POC_LTI)","v":763.10139747427422},797.78284977315025,833.41769408193147,870.01559348670844,907.58614685953955,946.1388903277026,985.68329868621822,1026.2287867567197,1067.7847106955194,1110.3603692535069,1153.9650049903664,1198.6078054454063,1244.2979042671982,1291.0443823040082,1338.856268656958,1387.7425416976646,1437.71213005206,1488.7739135519173,1540.9367241556554,1594.2093468396838,1648.6005204616961]
[null,null,null,"Unplanned Replacement Risk",{"$f":"E50*$F$4","v":34170.275630125347},{"$f":"F50*$F$4","v":35723.247211920403},37318.909932625487,38957.696487445013,40640.036696197225,42366.357569104621,44137.083370044165,45952.635677394901,47813.433442610862,49719.893046636927,51672.428354279233,53671.450766632785,55717.369271664662,57810.590493041396,59951.518737287734,62140.556039354567,64378.102206672585,66664.554861759912,69000.30948345401,71385.759446824421,73821.296061829533]
[null,"This scenario models the availbility of a spare asset, reducing outage duration. This may be the status uo depending on the station configuration and if spares are already available.",null,"Unplanned Fault Risk",{"$f":"E51*$F$5","v":2176.5250041770123},{"$f":"F51*$F$5","v":2275.4437695724337},2377.0818086518102,2481.4666825604413,2588.625769291757,2698.5862678779326,2811.3752024187024,2927.0194259571376,3045.5456242105283,3166.9803191638775,3291.3498725331006,3418.6804891044776,3548.9982199566239,3682.3289655706212,3818.6984788338609,3958.1323679425623,4100.6560992078303,4246.2949997696114,4395.0742602230212,4547.0189371606411,4702.1539556348198]
[null,null,null,"Option Capital Cost",{"$f":"$F$14","v":11400.030723453774},{"$f":"$F$14","v":11400.030723453774},11400.030723453774,11400.030723453774,11400.030723453774,11400.030723453774,11400.030723453774,11400.030723453774,11400.030723453774,11400.030723453774,11400.030723453774,11400.030723453774,11400.030723453774,11400.030723453774,11400.030723453774,11400.030723453774,11400.030723453774,11400.030723453774,11400.030723453774,11400.030723453774,11400.030723453774]
[null,null,null,"Total Cost",{"$f":"SUM(E53:E57)","v":483922.11121943092},{"$f":"SUM(F53:F57)","v":445170.21915381472},498840.86717806378,555678.74295412202,604782.6904170973,645178.01379101269,695387.3688173471,745879.21201719763,784032.61699757143,819301.66304302134,857816.66948546562,897404.12895625434,934939.42127340275,973570.59529386903,1013344.1444899242,1054434.8510473254,1096698.7141775659,1140157.695913288,1184834.1006533531,1230750.5821263255,1277930.1504044763]
[]
[null,"Scenario: Status Quo, , Online Monitor","Setting","Model Output",2019,2020,2021,2022,2023,2024,2025,2026,2027,2028,2029,2030,2031,2032,2033,2034,2035,2036,2037,2038,2039]
[]
[null,"Additional Transformer",false,"10% PoE (MWh, Pr-Adjusted)",15837.714873581455,14499.116443605581,16280.408616925502,18119.872063736511,19809.540803831933,21241.534927029486,22929.188707228797,24676.291220687017,25988.922325882257,27128.173731789218,28393.547036349228,29687.798438974922,30913.179120538764,32172.105073723633,33465.517145567363,34796.476779706609,36162.763804542352,37564.908995911668,39003.447792121275,40478.920388138307,41991.871830279742]
[null,"Replace 1 Path",false,"50% PoE (MWh, Pr-Adjusted)",11545.785079185245,10405.00192515171,11813.265618692114,13324.152186601679,14568.699309365271,15552.874674222325,16833.822507782119,18095.326230181257,19020.772641907497,19894.746657357449,20845.198302906691,21822.636121161046,22738.442260138636,23680.01213077892,24648.654946852806,25650.093475370923,26679.039073679272,27735.929941284474,28821.208246595877,29935.320199434856,31078.716124165436]
[null,"Replace 2 Paths - Same",false,"Pr (Terminal Failure)",1.1198996677010612E-2,1.1707968971301436E-2,1.2230932897616724E-2,1.2768030267869521E-2,1.3319401951591238E-2,1.3885187897493864E-2,1.4465527154199654E-2,1.5060557890183368E-2,1.5670417412969016E-2,1.6295242187619643E-2,1.6935167854556732E-2,1.7590329246742874E-2,1.8260860406259963E-2,1.8946894600311917E-2,1.9648564336680531E-2,2.0366001378659956E-2,2.109933675949488E-2,2.1848700796344798E-2,2.2614223103797383E-2,2.3396032606949533E-2,2.4194257554076767E-2]
[null,"Replace 2 Paths - different",false,"Pr (Repairable Failure)",1.599856668144373E-2,1.672566995900205E-2,1.7472761282309606E-2,1.82400432398136E-2,1.9027717073701766E-2,1.9835982710705521E-2,2.0665038791713788E-2,2.1515082700261954E-2,2.2386310589955737E-2,2.3278917410885204E-2,2.4193096935081045E-2,2.5129041781061248E-2,2.6086943437514235E-2,2.7066992286159882E-2,2.8069377623829328E-2,2.9094287683799937E-2,3.0141909656421259E-2,3.1212429709063995E-2,3.2306033005424832E-2,3.3422903724213616E-2,3.4563225077252527E-2]
[null,"Spare/Mobile Asset",false]
[null,"Non-Network MW",0,"Energy at Risk (Weighted)",{"$f":"SUMPRODUCT(E62:E63,$N$10:$N$11)*VCR","v":683428.65050823044},619516.98412900977,700472.31738224404,786182.566273954,859571.10408782435,919136.88055380248,993850.16670644947,1068788.3842491924,1124257.9030035341,1175038.690625584,1230685.3495878843,1287799.3574360546,1341515.5760603982,1396728.1373850564,1453500.877243391,1512096.0382974229,1572281.0014460108,1634080.5816084547,1697519.8161447865,1762623.9690635717,1829418.5352608401]
[null,"Probability Reduction",true,"Safety Risk",{"$f":"(E64+E65)*(VSL*DF_PUBLIC*POC_PUBLIC+VSL*DF_STAFF*POC_STAFF+VLTI*DF_STAFF*POC_LTI)","v":763.10139747427422},797.78284977315025,833.41769408193147,870.01559348670844,907.58614685953955,946.1388903277026,985.68329868621822,1026.2287867567197,1067.7847106955194,1110.3603692535069,1153.9650049903664,1198.6078054454063,1244.2979042671982,1291.0443823040082,1338.856268656958,1387.7425416976646,1437.71213005206,1488.7739135519173,1540.9367241556554,1594.2093468396838,1648.6005204616961]
[null,null,null,"Unplanned Replacement Risk",{"$f":"E64*$F$4","v":34170.275630125347},{"$f":"F64*$F$4","v":35723.247211920403},37318.909932625487,38957.696487445013,40640.036696197225,42366.357569104621,44137.083370044165,45952.635677394901,47813.433442610862,49719.893046636927,51672.428354279233,53671.450766632785,55717.369271664662,57810.590493041396,59951.518737287734,62140.556039354567,64378.102206672585,66664.554861759912,69000.30948345401,71385.759446824421,73821.296061829533]
[null,"This scenario involves the installation of an online monitor to reduce the probability of failure of the assets. This may be the true status quo depending on what is installed at the substation.",null,"Unplanned Fault Risk",{"$f":"E65*$F$5","v":2176.5250041770123},{"$f":"F65*$F$5","v":2275.4437695724337},2377.0818086518102,2481.4666825604413,2588.625769291757,2698.5862678779326,2811.3752024187024,2927.0194259571376,3045.5456242105283,3166.9803191638775,3291.3498725331006,3418.6804891044776,3548.9982199566239,3682.3289655706212,3818.6984788338609,3958.1323679425623,4100.6560992078303,4246.2949997696114,4395.0742602230212,4547.0189371606411,4702.1539556348198]
[null,null,null,"Option Capital Cost",{"$f":"$F$16","v":38140.626790230352},{"$f":"$F$16","v":38140.626790230352},38140.626790230352,38140.626790230352,38140.626790230352,38140.626790230352,38140.626790230352,38140.626790230352,38140.626790230352,38140.626790230352,38140.626790230352,38140.626790230352,38140.626790230352,38140.626790230352,38140.626790230352,38140.626790230352,38140.626790230352,38140.626790230352,38140.626790230352,38140.626790230352,38140.626790230352]
[null,null,null,"Total Cost",{"$f":"SUM(E67:E71)","v":758679.17933023744},{"$f":"SUM(F67:F71)","v":696454.08475050621},779142.35360783362,866632.37182767654,941847.97949040332,1003288.5900713431,1079924.9353678287,1156834.8949295317,1214325.2935712812,1267176.5511508684,1324943.7196099171,1384228.7232874676,1440166.8682465171,1497652.7280162026,1556750.5775183998,1617723.0960366479,1680338.0986721737,1744620.8321737666,1810596.7634028497,1878291.5835846269,1947731.2125889966]
[]
[null,"Scenario: Status Quo,  Spare Ready, Online Monitor","Setting","Model Output",2019,2020,2021,2022,2023,2024,2025,2026,2027,2028,2029,2030,2031,2032,2033,2034,2035,2036,2037,2038,2039]
[]
[null,"Additional Transformer",false,"10% PoE (MWh, Pr-Adjusted)",8029.7633546636544,7354.5816862664287,8262.1544651957629,9200.2599594095573,10063.331197603868,10796.452860908463,11660.500908813958,12555.882334254078,13231.222997603845,13819.177814183942,14472.275145951371,15141.059813597623,15775.70231010657,16428.462040237577,17099.878930033887,17791.579947710034,18502.495482266389,19232.962987803116,19983.324659613656,20753.927530063112,21545.123565058915]
[null,"Replace 1 Path",false,"50% PoE (MWh, Pr-Adjusted)",5853.743590517056,5277.8689585624106,5995.1213496294058,6765.2610031834984,7400.9613711028278,7905.0727194948768,8560.7391154193938,9207.3312360499731,9683.6675740557894,10134.447100801262,10624.859406448189,11129.752159967993,11603.947128594195,12092.033751332034,12594.725894896021,13114.99700450837,13650.195615578337,14200.596467599094,14766.478198124862,15348.1234195752,15945.818796667641]
[null,"Replace 2 Paths - Same",false,"Pr (Terminal Failure)",1.1198996677010612E-2,1.1707968971301436E-2,1.2230932897616724E-2,1.2768030267869521E-2,1.3319401951591238E-2,1.3885187897493864E-2,1.4465527154199654E-2,1.5060557890183368E-2,1.5670417412969016E-2,1.6295242187619643E-2,1.6935167854556732E-2,1.7590329246742874E-2,1.8260860406259963E-2,1.8946894600311917E-2,1.9648564336680531E-2,2.0366001378659956E-2,2.109933675949488E-2,2.1848700796344798E-2,2.2614223103797383E-2,2.3396032606949533E-2,2.4194257554076767E-2]
[null,"Replace 2 Paths - different",false,"Pr (Repairable Failure)",1.599856668144373E-2,1.672566995900205E-2,1.7472761282309606E-2,1.82400432398136E-2,1.9027717073701766E-2,1.9835982710705521E-2,2.0665038791713788E-2,2.1515082700261954E-2,2.2386310589955737E-2,2.3278917410885204E-2,2.4193096935081045E-2,2.5129041781061248E-2,2.6086943437514235E-2,2.7066992286159882E-2,2.8069377623829328E-2,2.9094287683799937E-2,3.0141909656421259E-2,3.1212429709063995E-2,3.2306033005424832E-2,3.3422903724213616E-2,3.4563225077252527E-2]
[null,"Spare/Mobile Asset",true]
[null,"Non-Network MW",0,"Energy at Risk (Weighted)",{"$f":"SUMPRODUCT(E76:E77,$N$10:$N$11)*VCR","v":346500.13446903578},314245.92550366378,355483.12213668891,399179.63878739282,436665.7861474774,467170.47697877063,505416.52040448779,543824.88327906746,572371.06005907676,598568.43902738637,627283.97316918254,656789.93135622877,684606.07981399749,713229.5239301332,742695.50108691922,773140.84768702392,804449.63452859735,836637.49454533902,869720.28172856162,903714.07552206237,938635.185249881]
[null,"Probability Reduction",true,"Safety Risk",{"$f":"(E78+E79)*(VSL*DF_PUBLIC*POC_PUBLIC+VSL*DF_STAFF*POC_STAFF+VLTI*DF_STAFF*POC_LTI)","v":763.10139747427422},797.78284977315025,833.41769408193147,870.01559348670844,907.58614685953955,946.1388903277026,985.68329868621822,1026.2287867567197,1067.7847106955194,1110.3603692535069,1153.9650049903664,1198.6078054454063,1244.2979042671982,1291.0443823040082,1338.856268656958,1387.7425416976646,1437.71213005206,1488.7739135519173,1540.9367241556554,1594.2093468396838,1648.6005204616961]
[null,null,null,"Unplanned Replacement Risk",{"$f":"E78*$F$4","v":34170.275630125347},{"$f":"F78*$F$4","v":35723.247211920403},37318.909932625487,38957.696487445013,40640.036696197225,42366.357569104621,44137.083370044165,45952.635677394901,47813.433442610862,49719.893046636927,51672.428354279233,53671.450766632785,55717.369271664662,57810.590493041396,59951.518737287734,62140.556039354567,64378.102206672585,66664.554861759912,69000.30948345401,71385.759446824421,73821.296061829533]
[null,"This scenario models the cumulative benefit of two lower-cost options; installation of an online monitor to reduce the probability of failure of the assets, as well as having a spare available.",null,"Unplanned Fault Risk",{"$f":"E79*$F$5","v":2176.5250041770123},{"$f":"F79*$F$5","v":2275.4437695724337},2377.0818086518102,2481.4666825604413,2588.625769291757,2698.5862678779326,2811.3752024187024,2927.0194259571376,3045.5456242105283,3166.9803191638775,3291.3498725331006,3418.6804891044776,3548.9982199566239,3682.3289655706212,3818.6984788338609,3958.1323679425623,4100.6560992078303,4246.2949997696114,4395.0742602230212,4547.0189371606411,4702.1539556348198]
[null,null,null,"Option Capital Cost",{"$f":"$F$14+$F$16","v":49540.657513684127},{"$f":"$F$14+$F$16","v":49540.657513684127},49540.657513684127,49540.657513684127,49540.657513684127,49540.657513684127,49540.657513684127,49540.657513684127,49540.657513684127,49540.657513684127,49540.657513684127,49540.657513684127,49540.657513684127,49540.657513684127,49540.657513684127,49540.657513684127,49540.657513684127,49540.657513684127,49540.657513684127,49540.657513684127,49540.657513684127]
[null,null,null,"Total Cost",{"$f":"SUM(E81:E85)","v":433150.69401449658},{"$f":"SUM(F81:F85)","v":402583.05684861384},445553.18908573227,491029.47506456915,530342.69227351015,562722.21721976507,602891.31978932093,643271.42468286038,673838.48135027778,702106.33027612488,732942.37391466938,764619.32793109561,794657.40272357012,825554.14528473339,857345.23208538187,890167.93614970287,923906.76247821387,958577.77583410463,994197.25971007848,1030781.7207665712,1068347.8933014912]
[]
[null,"Scenario: Replace 1 Asset, , ","Setting","Model Output",2019,2020,2021,2022,2023,2024,2025,2026,2027,2028,2029,2030,2031,2032,2033,2034,2035,2036,2037,2038,2039]
[]
[null,"Additional Transformer",false,"10% PoE (MWh, Pr-Adjusted)",20.819565797394219,45.913182244981904,85.484252695931602,135.42981511539725,193.88111284117454,258.28213989242045,334.06112767937356,419.55127397493317,505.41179557439705,594.00034602771029,691.17325161628105,795.10299455597533,903.00761674449495,1017.4990497040471,1138.7351562948954,1266.9657160836971,1402.2694364032204,1544.8211157936739,1694.8043287876753,1852.4111096128549,2017.8417412229896]
[null,"Replace 1 Path",true,"50% PoE (MWh, Pr-Adjusted)",15.177583007232901,32.948680114888361,62.028429818559651,99.586104187359112,142.58763808405911,189.11202820965505,245.25620168720616,307.66038157711455,369.90078825180717,435.61673245833134,507.4266865341491,584.45705782822142,664.21465336018923,748.92176886885784,838.72273126014261,933.93906668705813,1034.522728623097,1140.6137106343972,1252.3587339652763,1369.911034571483,1493.4302265073188]
[null,"Replace 2 Paths - Same",false,"Pr (Terminal Failure)",5.5996439636389226E-3,5.8548673913608133E-3,6.1180001278507571E-3,6.3893680731805921E-3,6.6692631873572555E-3,6.957955305942046E-3,7.255698180840914E-3,7.5627330998694073E-3,7.8792912719759106E-3,8.2055955037156191E-3,8.5418614341618709E-3,8.8882984777103081E-3,9.2451105645176054E-3,9.6124967355028287E-3,9.990651629647412E-3,1.0379765889524726E-2,1.0780026503423983E-2,1.1191617097410796E-2,1.1614718187234864E-2,1.2049507397586291E-2,1.2496159654477439E-2]
[null,"Replace 2 Paths - different",false,"Pr (Repairable Failure)",7.9994913766270326E-3,8.3640962733725899E-3,8.7400001826439394E-3,9.1276686759722732E-3,9.5275188390817923E-3,9.9399361513457796E-3,1.0365283115487019E-2,1.0803904428384867E-2,1.1256130388537015E-2,1.1722279291022313E-2,1.2202659191659814E-2,1.2697569253871869E-2,1.3207300806453723E-2,1.373213819357547E-2,1.4272359470924872E-2,1.4828236985035322E-2,1.5400037862034264E-2,1.5988024424872564E-2,1.6592454553192661E-2,1.7213581996551843E-2,1.7851656649253485E-2]
[null,"Spare/Mobile Asset",false]
[null,"Non-Network MW",0,"Energy at Risk (Weighted)",{"$f":"SUMPRODUCT(E90:E91,$N$10:$N$11)*VCR","v":898.40534891905418},1961.7744506577294,3678.0005953509385,5876.010560279552,8412.845298989816,11176.058659555578,14479.653496402138,18171.75539918412,21863.669386546335,25728.727474553449,29958.102582330543,34490.032246393246,39187.130461100431,44173.968387444133,49458.448271484493,55056.546445130312,60967.729283132161,67200.008062095527,73761.785059068352,80661.840559365592,87909.324393452567]
[null,"Probability Reduction",false,"Safety Risk",{"$f":"(E92+E93)*(VSL*DF_PUBLIC*POC_PUBLIC+VSL*DF_STAFF*POC_STAFF+VLTI*DF_STAFF*POC_LTI)","v":381.56062165667856},398.95158622072353,416.88149232998273,435.37254686668217,454.44464403167996,474.11617046262342,494.40441685435138,515.32582459661944,536.89614830358721,559.13057004901884,582.04378351333582,605.65005822644139,629.96329002133132,654.9970415775806,680.76457562604116,707.27888258168969,734.55270385600465,762.59855175801886,791.42872665934942,821.05533193435656,851.4902870690745]
[null,null,null,"Unplanned Replacement Risk",{"$f":"E92*$F$4","v":17085.582145130615},{"$f":"F92*$F$4","v":17864.317519740111},18667.185704497053,19495.181082702347,20349.194480043134,21230.049216301555,22138.519536958531,23075.341657177014,24041.221039573196,25036.837509458463,26062.849022789505,27119.894542843696,28208.596299438923,29329.561604396262,30483.384338385189,31670.646188271658,32891.917691003422,34147.759124742523,35438.721277483695,36765.346116047229,38128.167373072742]
[null,"This scenario involves the replacement of 1 of n redundant assets in the system.",null,"Unplanned Fault Risk",{"$f":"E93*$F$5","v":1088.2908043332247},{"$f":"F93*$F$5","v":1137.893477510974},1189.0333248477948,1241.7736850226479,1296.1713004628825,1352.2786137098367,1410.1449414464314,1469.8171779596194,1531.3402587085181,1594.7574861471305,1660.1107697293594,1727.4408091429984,1796.7872382139967,1868.1887405449747,1941.6831442219743,2017.3075006291303,2095.0981509404514,2175.0907828817881,2257.3204796890955,2341.8217627208955,2428.6286288476904]
[null,null,null,"Option Capital Cost",{"$f":"$F$11","v":96139.243805309103},{"$f":"$F$11","v":96139.243805309103},96139.243805309103,96139.243805309103,96139.243805309103,96139.243805309103,96139.243805309103,96139.243805309103,96139.243805309103,96139.243805309103,96139.243805309103,96139.243805309103,96139.243805309103,96139.243805309103,96139.243805309103,96139.243805309103,96139.243805309103,96139.243805309103,96139.243805309103,96139.243805309103,96139.243805309103]
[null,null,null,"Total Cost",{"$f":"SUM(E95:E99)","v":115593.08272534868},{"$f":"SUM(F95:F99)","v":117502.18083943863},120090.34492233487,123187.58168018033,126651.89952883661,130371.74646533869,134661.96619697055,139371.48386422647,144112.37063844074,149058.69684551717,154402.34996367185,160082.26146191548,165961.7210940838,172165.95957927208,178703.52413502679,185591.02282192191,192828.54163424115,200424.70032678696,208388.49934820959,216729.30757537717,225456.85448775114]
[]
[null,"Scenario: Replace with 2 like Assets, , ","Setting","Model Output",2019,2020,2021,2022,2023,2024,2025,2026,2027,2028,2029,2030,2031,2032,2033,2034,2035,2036,2037,2038,2039]
[]
[null,"Additional Transformer",false,"10% PoE (MWh, Pr-Adjusted)",0.50936942749843117,2.7030105075487145,8.3332867217211746,18.76132956431757,35.104666071237361,57.97664924830319,89.640362990583156,131.04840405925646,180.0769277183293,237.59474420760324,306.39517727253434,386.50608476484678,477.09312159565991,579.89054656756048,695.5305780277929,824.69084422375113,967.93060038984606,1125.8513549545319,1299.0482943699803,1488.1110914951744,1693.6246170006125]
[null,"Replace 1 Path",false,"50% PoE (MWh, Pr-Adjusted)",0.37133323732292983,1.9397616154157677,6.0467357937237658,13.795837490389451,25.8173235519222,42.45001893167349,65.81087448771811,96.098866810619228,131.79470303670143,174.24273708446779,224.94083677265826,284.1093678190951,350.92975574629753,426.82364569482991,512.28532187983626,607.917789394083,714.08973185746618,831.26873297410646,959.91876446331344,1100.500744315611,1253.4730270038979]
[null,"Replace 2 Paths - Same",true,"Pr (Terminal Failure)",2.9125026723429205E-7,1.7658114201903878E-6,5.0673580847902004E-6,1.07058784916633E-5,1.9124423123272383E-5,3.0722714390227633E-5,4.5869207482174837E-5,6.4908309555445658E-5,8.8165130982806002E-5,1.1594881981159405E-4,1.4855501376700856E-4,1.8626770867774176E-4,2.2936072277524879E-4,2.780988706937402E-4,3.3273892261429221E-4,3.9353040038949658E-4,4.6071624735308654E-4,5.3453339847679248E-4,6.1521327067234465E-4,7.0298218822304826E-4,7.9806175487811106E-4]
[null,"Replace 2 Paths - different",false,"Pr (Repairable Failure)",4.1607181033470289E-7,2.5225877431291254E-6,7.2390829782717144E-6,1.5294112130947569E-5,2.7320604461817692E-5,4.388959198603948E-5,6.5527439260249754E-5,9.2726156507779507E-5,1.2595018711829427E-4,1.6564117115942009E-4,2.1222144823858366E-4,2.6609672668248817E-4,3.2765817539321253E-4,3.9728410099105739E-4,4.7534131802041746E-4,5.621862862707094E-4,6.5816606764726644E-4,7.636191406811321E-4,8.7887610096049236E-4,1.0042602688900687E-3,1.1400882212544443E-3]
[null,"Spare/Mobile Asset",false]
[null,"Non-Network MW",0,"Energy at Risk (Weighted)",{"$f":"SUMPRODUCT(E104:E105,$N$10:$N$11)*VCR","v":21.980295972248513},115.49399745969494,358.54362127656816,814.01403783118189,1523.2537125570761,2508.6923670115139,3885.4008678349328,5676.0155235770662,7789.9693799271508,10291.257343507486,13280.343430532312,16765.887461424085,20704.045072692632,25175.519013707075,30208.835587855385,35837.299456080327,42083.589128771928,48974.744943718455,56537.571590467764,64798.671835807421,73784.47616333187]
[null,"Probability Reduction",false,"Safety Risk",{"$f":"(E106+E107)*(VSL*DF_PUBLIC*POC_PUBLIC+VSL*DF_STAFF*POC_STAFF+VLTI*DF_STAFF*POC_LTI)","v":1.984583908284282E-2},0.12032266829665754,0.34529057803401109,0.72950024665591728,1.3031412038202403,2.093450597544408,3.1255350224845757,4.4228624365191811,6.0075859116551413,7.9007708445305758,10.122562036305073,12.692311007476606,15.628675775464389,18.949700851153271,22.672882595124481,26.815223465714666,31.393277659949302,36.423189964120652,41.920729163043426,47.901317029029336,54.380053676453215]
[null,null,null,"Unplanned Replacement Risk",{"$f":"E106*$F$4","v":0.88866013588281323},{"$f":"F106*$F$4","v":5.3878275598198453},15.461476368617479,32.665677959680934,58.35226388903596,93.740863498490157,139.95570387290303,198.04763695912786,269.00863653553262,353.78197227999351,453.26969129976982,568.33831905460579,699.82332721318949,848.53271575112967,1015.2499394826403,1200.7363371887484,1405.7331753342619,1630.9633877251231,1877.1330715133677,2144.932785270033,2435.0386843159476]
[null,"This scenario involves replacing 2 of n redundant assets (n>=2) in a single station. When coupled in the time model with the 'replace 1 asset' option, this refers to the replacement of the second asset.",null,"Unplanned Fault Risk",{"$f":"E107*$F$5","v":5.6604489436984658E-2},{"$f":"F107*$F$5","v":0.34318544951400187},0.98484104377897541,2.0806874848547623,3.7168316340079879,5.9709595417407408,8.9146804741606775,12.614929962100863,17.134893206508345,22.534653130383305,28.871666925618115,36.2011291815191,44.576256471369597,54.048515519328404,64.667809610087687,76.482633315698664,89.540202673072358,103.88656599396462,119.56669915517018,136.62458828114939,155.10330206056088]
[null,null,null,"Option Capital Cost",{"$f":"$F$12","v":192278.48761061821},{"$f":"$F$12","v":192278.48761061821},192278.48761061821,192278.48761061821,192278.48761061821,192278.48761061821,192278.48761061821,192278.48761061821,192278.48761061821,192278.48761061821,192278.48761061821,192278.48761061821,192278.48761061821,192278.48761061821,192278.48761061821,192278.48761061821,192278.48761061821,192278.48761061821,192278.48761061821,192278.48761061821,192278.48761061821]
[null,null,null,"Total Cost",{"$f":"SUM(E109:E113)","v":192301.43301705486},{"$f":"SUM(F109:F113)","v":192399.83294375552},192653.82283988519,193127.97751414057,193865.11355990215,194888.9852512675,196315.88439782269,198169.58856355303,200360.60810619904,202953.96235038061,206051.09496141222,209661.6068312859,213742.56094277086,218375.53755644688,223589.91383016144,229419.82126066869,235888.74339505742,243024.50569801987,250854.67970091756,259406.61813700583,268707.48581400304]
[]
[null,"Scenario: Replace with 2 different Assets, , ","Setting","Model Output",2019,2020,2021,2022,2023,2024,2025,2026,2027,2028,2029,2030,2031,2032,2033,2034,2035,2036,2037,2038,2039]
[]
[null,"Additional Transformer",false,"10% PoE (MWh, Pr-Adjusted)",0.10611887247362907,0.56313496673703267,1.7361702106405976,3.9089376201633543,7.3145660577199498,12.081370976294181,18.681775378306348,27.315610620732937,37.541894850473106,49.543789982083979,63.906485175868085,80.639389279100968,99.572663008809712,121.07322928726724,145.2791713739251,172.33918616562971,202.37847340653903,235.53238509744469,271.93639199976087,311.72636315676107,355.03882751778025]
[null,"Replace 1 Path",false,"50% PoE (MWh, Pr-Adjusted)",7.7361267342283116E-2,0.40412258469744206,1.2597865532831585,2.874373480992944,5.3794136133028241,8.845879044644315,13.715517581723962,20.030760738647377,27.476162248794044,36.33348709293584,46.917116576781908,59.275666832883481,73.241488353094411,89.114950099323224,107.00376003706509,127.03919027790221,149.30449533302598,173.9045802740356,200.9446812349812,230.53056766893022,262.76873243657258]
[null,"Replace 2 Paths - Same",false,"Pr (Terminal Failure)",2.9125026723429205E-7,1.7658114201903878E-6,5.0673580847902004E-6,1.07058784916633E-5,1.9124423123272383E-5,3.0722714390227633E-5,4.5869207482174837E-5,6.4908309555445658E-5,8.8165130982806002E-5,1.1594881981159405E-4,1.4855501376700856E-4,1.8626770867774176E-4,2.2936072277524879E-4,2.780988706937402E-4,3.3273892261429221E-4,3.9353040038949658E-4,4.6071624735308654E-4,5.3453339847679248E-4,6.1521327067234465E-4,7.0298218822304826E-4,7.9806175487811106E-4]
[null,"Replace 2 Paths - different",true,"Pr (Repairable Failure)",4.1607181033470289E-7,2.5225877431291254E-6,7.2390829782717144E-6,1.5294112130947569E-5,2.7320604461817692E-5,4.388959198603948E-5,6.5527439260249754E-5,9.2726156507779507E-5,1.2595018711829427E-4,1.6564117115942009E-4,2.1222144823858366E-4,2.6609672668248817E-4,3.2765817539321253E-4,3.9728410099105739E-4,4.7534131802041746E-4,5.621862862707094E-4,6.5816606764726644E-4,7.636191406811321E-4,8.7887610096049236E-4,1.0042602688900687E-3,1.1400882212544443E-3]
[null,"Spare/Mobile Asset",false]
[null,"Non-Network MW",0,"Energy at Risk (Weighted)",{"$f":"SUMPRODUCT(E118:E119,$N$10:$N$11)*VCR","v":4.5792387593164809},24.061581794135925,74.699548361035028,169.60045848089251,317.39199229400793,522.76983137570176,809.74891049017754,1183.1035336314378,1624.0293248842611,2145.9561076519726,2769.9524454944126,3497.9809604651778,4321.0786524179148,5256.3046664831145,6309.8801706449212,7489.074319053746,8798.9908779809557,10245.702894409964,11835.297653961707,13573.888686273654,15467.627030856665]
[null,"Probability Reduction",false,"Safety Risk",{"$f":"(E120+E121)*(VSL*DF_PUBLIC*POC_PUBLIC+VSL*DF_STAFF*POC_STAFF+VLTI*DF_STAFF*POC_LTI)","v":1.984583908284282E-2},0.12032266829665754,0.34529057803401109,0.72950024665591728,1.3031412038202403,2.093450597544408,3.1255350224845757,4.4228624365191811,6.0075859116551413,7.9007708445305758,10.122562036305073,12.692311007476606,15.628675775464389,18.949700851153271,22.672882595124481,26.815223465714666,31.393277659949302,36.423189964120652,41.920729163043426,47.901317029029336,54.380053676453215]
[null,null,null,"Unplanned Replacement Risk",{"$f":"E120*$F$4","v":0.88866013588281323},{"$f":"F120*$F$4","v":5.3878275598198453},15.461476368617479,32.665677959680934,58.35226388903596,93.740863498490157,139.95570387290303,198.04763695912786,269.00863653553262,353.78197227999351,453.26969129976982,568.33831905460579,699.82332721318949,848.53271575112967,1015.2499394826403,1200.7363371887484,1405.7331753342619,1630.9633877251231,1877.1330715133677,2144.932785270033,2435.0386843159476]
[null,"This scenario involves replacing 2 of n redundant assets (n>=2) in a single station. When coupled in the time model with the 'replace 1 asset' option, this refers to the replacement of the second asset.",null,"Unplanned Fault Risk",{"$f":"E121*$F$5","v":5.6604489436984658E-2},{"$f":"F121*$F$5","v":0.34318544951400187},0.98484104377897541,2.0806874848547623,3.7168316340079879,5.9709595417407408,8.9146804741606775,{"$f":"L121*$F$5","v":12.614929962100863},17.134893206508345,22.534653130383305,28.871666925618115,36.2011291815191,44.576256471369597,54.048515519328404,64.667809610087687,76.482633315698664,89.540202673072358,103.88656599396462,119.56669915517018,136.62458828114939,155.10330206056088]
[null,null,null,"Option Capital Cost",{"$f":"$F$13","v":195681.43387375367},{"$f":"$F$13","v":195681.43387375367},195681.43387375367,195681.43387375367,195681.43387375367,195681.43387375367,195681.43387375367,195681.43387375367,195681.43387375367,195681.43387375367,195681.43387375367,195681.43387375367,195681.43387375367,195681.43387375367,195681.43387375367,195681.43387375367,195681.43387375367,195681.43387375367,195681.43387375367,195681.43387375367,195681.43387375367]
[null,null,null,"Total Cost",{"$f":"SUM(E123:E127)","v":195686.9782229774},{"$f":"SUM(F123:F127)","v":195711.34679122543},195772.92503010514,195886.51019792576,196062.19810277454,196306.00897876715,196643.1787036134,197079.62283674287,197597.61431429163,198211.60737766055,198943.65023950979,199796.64659346244,200762.5407856316,201859.2694723584,203093.90467608644,204474.54238677758,206007.09140740192,207698.40991184686,209555.35202754696,211584.78125060754,213793.5829446633]
[]
[null,"Scenario: Additional path, , ","Setting","Model Output",2019,2020,2021,2022,2023,2024,2025,2026,2027,2028,2029,2030,2031,2032,2033,2034,2035,2036,2037,2038,2039]
[]
[null,"Additional Bus",true,"10% PoE (MWh, Pr-Adjusted)",19849.932243068379,18174.394412668706,20409.716971671311,22718.594315190829,24840.296375552003,26639.476881567894,28759.896708878787,30955.567574730208,32606.848723416369,34041.149673128668,35634.268871274173,37264.23269047655,38808.3609649711,40395.222966152127,42026.037026937374,43704.686693329801,45428.424201386144,47197.957309420541,49014.001098272834,50877.278119297887,52788.518543191429]
[null,"Replace 1 Path",false,"50% PoE (MWh, Pr-Adjusted)",14470.714578727026,13042.49190547632,14809.542773884847,16705.74753820007,18268.510725949254,19505.202743077323,21114.52798095642,22699.97095169509,23864.300657034652,24964.454126835699,26160.99355427039,27391.852313001033,28545.807973089301,29732.570115384395,30953.810782447348,32216.747290044495,33514.769802307579,34848.460233147271,36218.406643977658,37625.203359504179,39069.451084485278]
[null,"Replace 2 Paths - Same",false,"Pr (Terminal Failure)",1.1198996677010612E-2,1.1707968971301436E-2,1.2230932897616724E-2,1.2768030267869521E-2,1.3319401951591238E-2,1.3885187897493864E-2,1.4465527154199654E-2,1.5060557890183368E-2,1.5670417412969016E-2,1.6295242187619643E-2,1.6935167854556732E-2,1.7590329246742874E-2,1.8260860406259963E-2,1.8946894600311917E-2,1.9648564336680531E-2,2.0366001378659956E-2,2.109933675949488E-2,2.1848700796344798E-2,2.2614223103797383E-2,2.3396032606949533E-2,2.4194257554076767E-2]
[null,"Replace 2 Paths - different",false,"Pr (Repairable Failure)",1.599856668144373E-2,1.672566995900205E-2,1.7472761282309606E-2,1.82400432398136E-2,1.9027717073701766E-2,1.9835982710705521E-2,2.0665038791713788E-2,2.1515082700261954E-2,2.2386310589955737E-2,2.3278917410885204E-2,2.4193096935081045E-2,2.5129041781061248E-2,2.6086943437514235E-2,2.7066992286159882E-2,2.8069377623829328E-2,2.9094287683799937E-2,3.0141909656421259E-2,3.1212429709063995E-2,3.2306033005424832E-2,3.3422903724213616E-2,3.4563225077252527E-2]
[null,"Spare/Mobile Asset",false]
[null,"Non-Network MW",0,"Energy at Risk (Weighted)",{"$f":"SUMPRODUCT(E132:E133,$N$10:$N$11)*VCR","v":856563.7476015687},776553.94097295182,878137.77164041204,985711.30734410218,1077864.5094727138,{"$f":"SUMPRODUCT(J132:J133,$N$10:$N$11)*VCR","v":1152709.8095605271},1246578.2589842866,1340758.6559837766,1410543.5735145314,1474469.6172610545,1544526.0356872778,1616450.4421837588,1684136.7402841132,1753728.7163359835,1825308.164819669,1899206.1760274365,1975132.4507032796,2053119.9886389391,2133202.135778043,2215412.5908967331,2299785.4123339662]
[null,"Probability Reduction",false,"Safety Risk",{"$f":"(E134+E135)*(VSL*DF_PUBLIC*POC_PUBLIC+VSL*DF_STAFF*POC_STAFF+VLTI*DF_STAFF*POC_LTI)","v":763.10139747427422},797.78284977315025,833.41769408193147,870.01559348670844,907.58614685953955,946.1388903277026,985.68329868621822,1026.2287867567197,1067.7847106955194,1110.3603692535069,1153.9650049903664,1198.6078054454063,1244.2979042671982,1291.0443823040082,1338.856268656958,1387.7425416976646,1437.71213005206,1488.7739135519173,1540.9367241556554,1594.2093468396838,1648.6005204616961]
[null,null,null,"Unplanned Replacement Risk",{"$f":"E134*$F$4","v":34170.275630125347},{"$f":"F134*$F$4","v":35723.247211920403},37318.909932625487,38957.696487445013,40640.036696197225,42366.357569104621,44137.083370044165,45952.635677394901,47813.433442610862,49719.893046636927,51672.428354279233,53671.450766632785,55717.369271664662,57810.590493041396,59951.518737287734,62140.556039354567,64378.102206672585,66664.554861759912,69000.30948345401,71385.759446824421,73821.296061829533]
[null,"This scenario involves the installation of an additional asset in parallel to increase redundancy (e.g. install a 3rd transformer in a 2-transformer station",null,"Unplanned Fault Risk",{"$f":"E135*$F$5","v":2176.5250041770123},{"$f":"F135*$F$5","v":2275.4437695724337},2377.0818086518102,2481.4666825604413,2588.625769291757,2698.5862678779326,2811.3752024187024,2927.0194259571376,3045.5456242105283,3166.9803191638775,3291.3498725331006,3418.6804891044776,3548.9982199566239,3682.3289655706212,3818.6984788338609,3958.1323679425623,4100.6560992078303,4246.2949997696114,4395.0742602230212,4547.0189371606411,4702.1539556348198]
[null,null,null,"Option Capital Cost",{"$f":"$F$10","v":189052.57017419382},{"$f":"$F$10","v":189052.57017419382},189052.57017419382,189052.57017419382,189052.57017419382,189052.57017419382,189052.57017419382,189052.57017419382,189052.57017419382,189052.57017419382,189052.57017419382,189052.57017419382,189052.57017419382,189052.57017419382,189052.57017419382,189052.57017419382,189052.57017419382,189052.57017419382,189052.57017419382,189052.57017419382,189052.57017419382]
[null,null,null,"Total Cost",{"$f":"SUM(E137:E141)","v":1082726.2198075391},{"$f":"SUM(F137:F141)","v":1004402.9849784117},1107719.751249965,1217073.0562817883,1311053.3282592562,1387773.4624620308,1483564.9710296295,1579717.1100480794,1651522.9074662421,1717519.4211703022,1789696.3490932742,1863791.7514191354,1933699.9758541957,2005565.2503510932,2079469.8084786413,2155745.1771506248,2234101.4913134058,2314572.1825882141,2397191.0264200699,2481992.1488017519,2569010.0330460863]
[]
[null,"Scenario selected","Setting","Model Output",2019,2020,2021,2022,2023,2024,2025,2026,2027,2028,2029,2030,2031,2032,2033,2034,2035,2036,2037,2038,2039]
[]
[null,null,null,"Status Quo",{"$f":"E44","v":893673.64963334531},815350.41480421787,918667.18107577122,1028020.4861075943,1122000.7580850623,1198720.8922878371,1294512.4008554358,1390664.5398738855,1462470.3372920481,1528466.8509961085,1600643.7789190803,1674739.1812449414,1744647.4056800017,1816512.6801768993,1890417.2383044474,1966692.6069764311,2045048.9211392121,2125519.6124140201,2208138.4562458759,2292939.578627558,2379957.4628718924]
[null,null,null,"Spare/Mobile Asset",{"$f":"E58","v":483922.11121943092},445170.21915381472,498840.86717806378,555678.74295412202,604782.6904170973,645178.01379101269,695387.3688173471,745879.21201719763,784032.61699757143,819301.66304302134,857816.66948546562,897404.12895625434,934939.42127340275,973570.59529386903,1013344.1444899242,1054434.8510473254,1096698.7141775659,1140157.695913288,1184834.1006533531,1230750.5821263255,1277930.1504044763]
[null,null,null,"Online Monitor",{"$f":"E72","v":758679.17933023744},696454.08475050621,779142.35360783362,866632.37182767654,941847.97949040332,1003288.5900713431,1079924.9353678287,1156834.8949295317,1214325.2935712812,1267176.5511508684,1324943.7196099171,1384228.7232874676,1440166.8682465171,1497652.7280162026,1556750.5775183998,1617723.0960366479,1680338.0986721737,1744620.8321737666,1810596.7634028497,1878291.5835846269,1947731.2125889966]
[null,null,null,"Spare and Online monitor",{"$f":"E86","v":433150.69401449658},402583.05684861384,445553.18908573227,491029.47506456915,530342.69227351015,562722.21721976507,602891.31978932093,643271.42468286038,673838.48135027778,702106.33027612488,732942.37391466938,764619.32793109561,794657.40272357012,825554.14528473339,857345.23208538187,890167.93614970287,923906.76247821387,958577.77583410463,994197.25971007848,1030781.7207665712,1068347.8933014912]
[null,null,null,"Replace 1 asset",{"$f":"E100","v":115593.08272534868},117502.18083943863,120090.34492233487,123187.58168018033,126651.89952883661,130371.74646533869,134661.96619697055,139371.48386422647,144112.37063844074,149058.69684551717,154402.34996367185,160082.26146191548,165961.7210940838,172165.95957927208,178703.52413502679,185591.02282192191,192828.54163424115,200424.70032678696,208388.49934820959,216729.30757537717,225456.85448775114]
[null,null,null,"Replace 2 Assets - same type",{"$f":"E114","v":192301.43301705486},192399.83294375552,192653.82283988519,193127.97751414057,193865.11355990215,194888.9852512675,196315.88439782269,198169.58856355303,200360.60810619904,202953.96235038061,206051.09496141222,209661.6068312859,213742.56094277086,218375.53755644688,223589.91383016144,229419.82126066869,235888.74339505742,243024.50569801987,250854.67970091756,259406.61813700583,268707.48581400304]
[null,null,null,"Replace 2 Assets - Different Type",{"$f":"E128","v":195686.9782229774},195711.34679122543,195772.92503010514,195886.51019792576,196062.19810277454,196306.00897876715,196643.1787036134,197079.62283674287,197597.61431429163,198211.60737766055,198943.65023950979,199796.64659346244,200762.5407856316,201859.2694723584,203093.90467608644,204474.54238677758,206007.09140740192,207698.40991184686,209555.35202754696,211584.78125060754,213793.5829446633]
[null,null,null,"Additional Asset",{"$f":"E142","v":1082726.2198075391},1004402.9849784117,1107719.751249965,1217073.0562817883,1311053.3282592562,1387773.4624620308,1483564.9710296295,1579717.1100480794,1651522.9074662421,1717519.4211703022,1789696.3490932742,1863791.7514191354,1933699.9758541957,2005565.2503510932,2079469.8084786413,2155745.1771506248,2234101.4913134058,2314572.1825882141,2397191.0264200699,2481992.1488017519,2569010.0330460863]
[null,null,null,"Min Cost",{"$f":"MIN(E146:E153)","v":115593.08272534868},{"$f":"MIN(F146:F153)","v":117502.18083943863},{"$f":"MIN(G146:G153)","v":120090.34492233487},123187.58168018033,126651.89952883661,130371.74646533869,134661.96619697055,139371.48386422647,144112.37063844074,149058.69684551717,154402.34996367185,160082.26146191548,165961.7210940838,172165.95957927208,178703.52413502679,185591.02282192191,192828.54163424115,200424.70032678696,208388.49934820959,211584.78125060754,213793.5829446633]
[null,null,null,"Preferred option",{"$f":"INDEX($D$146:$D$153,MATCH(E154,E$146:E$153,0))","v":"Replace 1 asset"},{"$f":"INDEX($D$146:$D$153,MATCH(F154,F$146:F$153,0))","v":"Replace 1 asset"},{"$f":"INDEX($D$146:$D$153,MATCH(G154,G$146:G$153,0))","v":"Replace 1 asset"},"Replace 1 asset","Replace 1 asset","Replace 1 asset","Replace 1 asset","Replace 1 asset","Replace 1 asset","Replace 1 asset","Replace 1 asset","Replace 1 asset","Replace 1 asset","Replace 1 asset","Replace 1 asset","Replace 1 asset","Replace 1 asset","Replace 1 asset","Replace 1 asset","Replace 2 Assets - Different Type","Replace 2 Assets - Different Type"]

{"sheet":"Workings >","index":1,"n_rows":0,"n_cols":0,"rows_kept":0,"cut":false,"hidden":false,"merged":[]}

{"sheet":"Engine","index":2,"n_rows":3336,"n_cols":61,"rows_kept":3336,"cut":false,"hidden":false,"merged":[[0,17,0,24],[31,22,31,26],[34,4,34,7],[34,8,34,12],[34,18,34,22]]}
["Substation",null,{"$f":"ZSS","v":"CM"},null,null,null,null,null,null,null,null,null,null,null,null,null,null,"Station Load and Capacity Data",null,null,null,null,null,null,null,"Asset Probability Data",null,null,null,null,null,null,null,null,null,null,{"$f":"BETA_NIL*SENSITIVITY_BETA","v":0.05},{"$f":"IF(ISREPLACE2SAME, IF(AssetType=\"Transformer\", BETA_6MONTH, BETA_4MONTH), IF(ISREPLACE2DIFF, BETA_NIL, IF(ISSPAREREADY, BETA_1MONTH, IF(AssetType=\"Transformer\", BETA_6MONTH, BETA_4MONTH))))*SENSITIVITY_BETA","v":0.24}]
["BAse Max",null,{"$f":"R4","v":21.730791597925055},"Risk Table",null,null,null,null,null,null,null,null,null,"Year",null,null,"Year","Base","Peak Load","Base Load Growth","Peak Load Growth","N Rating","N-1 Cyclic","N-1 2Hr","N-2 Cyclic","N-3 Cyclic","N-4 Cyclic","Load Transfers","PoF (Tx1)","PoF (Tx2)","PoF (Tx3)","PoF (Tx4)","# of Tx","λ (Annual failure rate per asset","Age (Tx1)","Age (Tx2)","Age (Tx3)","Age (Tx4)","B12","B23","B13","B14","B24","B34","Q1","Q2","Q3","Q4","PoF (1 Path)","PoF (2 Path)","PoF (3 Path)","PoF (4 Path)","PoF (Minor Fault)","PoF(Major Fault)"]
[null,null,null,"Year","N Risk","1x Failure","2x Failure","3x Failure","4x Failure","Minor Fault","Total kWh","Feeder Fault",null,2017,null,null,2017,{"$f":"MAX($G$34:$G$3336)","v":0},{"$f":"MAX($G$34:$G$3336)","v":0},null,null,{"$f":"V4","v":61.68181818181818},30.84090909090909,33.893636363636361,0,0,0,null,null,null,null,null,null,null,null,null,null,null,null,null,null,null,null,null,null,null,null,null,{"$f":"AW4","v":9.4194084494467738E-3},{"$f":"AX4","v":1.3010091156523702E-3},{"$f":"AY4","v":false},{"$f":"AZ4","v":false},null,null,"Year","N-1 Rating","N-2 Rating","Load at Risk N-2","Hours 2x Failure","Energy at risk N-2","EUSE (all)"]
[null,null,null,2018,{"$f":"SUMIFS($T$37:$T$3336,$A$37:$A$3336,$D4)","v":0},{"$f":"SUMIFS($U$37:$U$3336,$A$37:$A$3336,$D4)","v":0},{"$f":"SUMIFS($V$37:$V$3336,$A$37:$A$3336,$D4)","v":16715.975624637333},{"$f":"SUMIFS($W$37:$W$3336,$A$37:$A$3336,$D4)","v":0},{"$f":"SUMIFS($X$37:$X$3336,$A$37:$A$3336,$D4)","v":0},{"$f":"SUMIFS($Y$37:$Y$3336,$A$37:$A$3336,$D4)","v":0},{"$f":"(SUM(E4:I4,L4))","v":16715.975624637333},{"$f":"HLOOKUP(D4,Assets!$E$21:$AA$30,10,FALSE)","v":0},null,2018,null,null,2018,{"$f":"S4","v":21.730791597925055},{"$f":"Load!K6*SENSITIVITY_FORECAST_FACTOR","v":21.730791597925055},{"$f":"R4/$C$2-1","v":0},{"$f":"S4/($C$2)-1","v":0},{"$f":"HLOOKUP($Q4,Assets!$E$2:$AA$18,11,FALSE)","v":61.68181818181818},{"$f":"HLOOKUP($Q4,Assets!$E$2:$AA$18,14,FALSE)","v":30.84090909090909},{"$f":"HLOOKUP($Q4,Assets!$E$2:$AA$18,13,FALSE)","v":33.893636363636361},{"$f":"HLOOKUP($Q4,Assets!$E$2:$AA$18,15,FALSE)","v":0},{"$f":"HLOOKUP($Q4,Assets!$E$2:$AA$18,16,FALSE)","v":0},{"$f":"HLOOKUP($Q4,Assets!$E$2:$AA$18,17,FALSE)","v":0},{"$f":"(IF($AB$30=\"Yes\",VLOOKUP(Engine!Q4,Load!$A$6:$P$29,16,FALSE),0)+NN_LOAD_TRANSFER)","v":5.2268792212670636},{"$f":"HLOOKUP($Q4, Assets!$E$2:$AA$6,2,FALSE)","v":5.351936619003848E-3},{"$f":"HLOOKUP($Q4, Assets!$E$2:$AA$6,3,FALSE)","v":5.351936619003848E-3},{"$f":"HLOOKUP($Q4, Assets!$E$2:$AA$6,4,FALSE)","v":true},{"$f":"HLOOKUP($Q4, Assets!$E$2:$AA$6,5,FALSE)","v":true},{"$f":"COUNTIF(AC4:AF4, \"<>\"&TRUE)","v":2},{"$f":"(AC4*AD4*AE4*AF4)^(1/AG4)*SENSITIVITY_PoF_FACTOR*IF(ISPROBABILITYREDUCED,0.8,1)","v":5.351936619003848E-3},{"$f":"HLOOKUP($Q4, Assets!$E$2:$AA$10,6,FALSE)","v":1961},{"$f":"HLOOKUP($Q4, Assets!$E$2:$AA$10,7,FALSE)","v":1961},{"$f":"HLOOKUP($Q4, Assets!$E$2:$AA$10,8,FALSE)","v":9999},{"$f":"HLOOKUP($Q4, Assets!$E$2:$AA$10,9,FALSE)","v":9999},{"$f":"IF(OR(AI4=9999,AJ4=9999), TRUE, IFERROR(IF(ABS(AI4-AJ4)>1, $AK$1,$AL$1),0))","v":0.24},{"$f":"IF(OR(AJ4=9999,AK4=9999), TRUE, IFERROR(IF(ABS(AJ4-AK4)>1, $AK$1,$AL$1),0))","v":true},{"$f":"IF(OR(AI4=9999,AK4=9999), TRUE, IFERROR(IF(ABS(AI4-AK4)>1, $AK$1,$AL$1),0))","v":true},{"$f":"IF(OR(AI4=9999,AL4=9999), TRUE, IFERROR(IF(ABS(AI4-AL4)>1, $AK$1,$AL$1),0))","v":true},{"$f":"IF(OR(AJ4=9999,AL4=9999), TRUE, IFERROR(IF(ABS(AJ4-AL4)>1, $AK$1,$AL$1),0))","v":true},{"$f":"IF(OR(AK4=9999,AL4=9999), TRUE, IFERROR(IF(ABS(AK4-AL4)>1, $AK$1,$AL$1),0))","v":true},{"$f":"IF(AG4=1,AH4,(1-MAX(AM4:AR4))*AH4)","v":4.067471830442925E-3},{"$f":"IF(AG4=1,0,IF(AG4=2,MAX(AM4:AR4)*AH4,IF(AG4=3,0.5*MAX(AM4:AR4)*(1-$AK$1)*AH4, IF(AG4=4,0.33*MAX(AM4:AR4)*$AK$1*(1-$AK$1)*AH4,FALSE))))","v":1.2844647885609235E-3},{"$f":"IF(AG4=1,FALSE,IF(AG4=2,FALSE,IF(AG4=3,MAX(AN4:AS4)*$AK$1*AH4,IF(AG4=4,0.33*MAX(AN4:AS4)*$AK$1*(1-$AK$1)*AH4,FALSE))))","v":false},{"$f":"IF(AG4=4,MAX(AM4:AR4)*$AK$1*$AK$1*AH4,FALSE)","v":false},{"$f":"IF(AG4=1,AH4,IF(AG4=2,2*AS4+AT4,IF(AG4=3,3*AS4+3*AT4+AU4,IF(AG4=4,4*AS4+6*AT4+4*AU4+AV4))))","v":9.4194084494467738E-3},{"$f":"IF(AG4=1,FALSE,IF(AG4=2,AS4^2+AT4,IF(AG4=3,3*AS4^2+3*AT4+AU4,IF(AG4=4,6*AS4^2+6*AT4+4*AU4+AV4))))","v":1.3010091156523702E-3},{"$f":"IF(AG4=3,AS4^3+3*AS4*AT4+AU4,IF(AG4=4,4*AS4^3+12*AS4*AT4+3*AT4^2+4*AU4+AV4,FALSE))","v":false},{"$f":"IF(AG4=4,AS4^4+3*AT4^2+4*AS4*AU4+AV4+6*AS4^2*AT4,FALSE)","v":false},{"$f":"(IF(AC4<>TRUE,VLOOKUP(AC4,MAJORMINORPOF,2,FALSE),0)+IF(AD4<>TRUE,VLOOKUP(AD4,MAJORMINORPOF,2,FALSE),0)+IF(AE4<>TRUE,VLOOKUP(AE4,MAJORMINORPOF,2,FALSE),0)+IF(AF4<>TRUE,VLOOKUP(AF4,MAJORMINORPOF,2,FALSE),0))","v":1.5291247482868137E-2},{"$f":"SUM(AC4:AF4)","v":1.0703873238007696E-2},{"$f":"D4","v":2018},{"$f":"W4","v":30.84090909090909},{"$f":"X4","v":33.893636363636361},{"$f":"S4-Y4","v":21.730791597925055},{"$f":"COUNTIF((OFFSET(Origin,$P4,19):OFFSET(Origin,$P5-1,19)),\">0\")","v":{"$error":"#REF!"}},{"$f":"SUM(OFFSET(Origin,$P4,19):OFFSET(Origin,$P5-1,19))","v":{"$error":"#REF!"}},{"$f":"SUM(E4:I4,L4)","v":16715.975624637333}]
[null,null,null,2019,0,0,{"$f":"SUMIFS($V$37:$V$3336,$A$37:$A$3336,$D5)","v":14470.714578727026},0,0,0,{"$f":"(SUM(E5:I5,L5))","v":14470.714578727026},{"$f":"HLOOKUP(D5,Assets!$E$21:$AA$30,10,FALSE)","v":0},null,2019,null,null,2019,{"$f":"S5","v":24.897191141449603},{"$f":"Load!K7*SENSITIVITY_FORECAST_FACTOR","v":24.897191141449603},{"$f":"R5/$C$2-1","v":0.14571027149452243},{"$f":"S5/($C$2)-1","v":0.14571027149452243},{"$f":"HLOOKUP($Q5,Assets!$E$2:$AA$18,11,FALSE)","v":61.68181818181818},{"$f":"HLOOKUP($Q5,Assets!$E$2:$AA$18,14,FALSE)","v":30.84090909090909},{"$f":"HLOOKUP($Q5,Assets!$E$2:$AA$18,13,FALSE)","v":33.893636363636361},{"$f":"HLOOKUP($Q5,Assets!$E$2:$AA$18,15,FALSE)","v":0},{"$f":"HLOOKUP($Q5,Assets!$E$2:$AA$18,16,FALSE)","v":0},{"$f":"HLOOKUP($Q5,Assets!$E$2:$AA$18,17,FALSE)","v":0},{"$f":"(IF($AB$30=\"Yes\",VLOOKUP(Engine!Q5,Load!$A$6:$P$29,16,FALSE),0)+NN_LOAD_TRANSFER)","v":5.2113023607432964},{"$f":"HLOOKUP($Q5, Assets!$E$2:$AA$6,2,FALSE)","v":5.5994983385053059E-3},{"$f":"HLOOKUP($Q5, Assets!$E$2:$AA$6,3,FALSE)","v":5.5994983385053059E-3},{"$f":"HLOOKUP($Q5, Assets!$E$2:$AA$6,4,FALSE)","v":true},{"$f":"HLOOKUP($Q5, Assets!$E$2:$AA$6,5,FALSE)","v":true},{"$f":"COUNTIF(AC5:AF5, \"<>\"&TRUE)","v":2},{"$f":"(AC5*AD5*AE5*AF5)^(1/AG5)*SENSITIVITY_PoF_FACTOR*IF(ISPROBABILITYREDUCED,0.8,1)","v":5.5994983385053059E-3},{"$f":"HLOOKUP($Q5, Assets!$E$2:$AA$10,6,FALSE)","v":1961},{"$f":"HLOOKUP($Q5, Assets!$E$2:$AA$10,7,FALSE)","v":1961},{"$f":"HLOOKUP($Q5, Assets!$E$2:$AA$10,8,FALSE)","v":9999},{"$f":"HLOOKUP($Q5, Assets!$E$2:$AA$10,9,FALSE)","v":9999},{"$f":"IF(OR(AI5=9999,AJ5=9999), TRUE, IFERROR(IF(ABS(AI5-AJ5)>1, $AK$1,$AL$1),0))","v":0.24},true,{"$f":"IF(OR(AI5=9999,AK5=9999), TRUE, IFERROR(IF(ABS(AI5-AK5)>1, $AK$1,$AL$1),0))","v":true},true,true,true,{"$f":"IF(AG5=1,AH5,(1-MAX(AM5:AR5))*AH5)","v":4.2556187372640329E-3},{"$f":"IF(AG5=1,0,IF(AG5=2,MAX(AM5:AR5)*AH5,IF(AG5=3,0.5*MAX(AM5:AR5)*(1-$AK$1)*AH5, IF(AG5=4,0.33*MAX(AM5:AR5)*$AK$1*(1-$AK$1)*AH5,FALSE))))","v":1.3438796012412734E-3},{"$f":"AT5*$AK$1","v":6.7193980062063669E-5},{"$f":"IF(AG5=4,MAX(AM5:AR5)*$AK$1*$AK$1*AH5,FALSE)","v":false},{"$f":"IF(AG5=1,AH5,IF(AG5=2,2*AS5+AT5,IF(AG5=3,3*AS5+3*AT5+AU5,IF(AG5=4,4*AS5+6*AT5+4*AU5+AV5))))","v":9.8551170757693388E-3},{"$f":"IF(AG5=1,FALSE,IF(AG5=2,AS5^2+AT5,IF(AG5=3,3*AS5^2+3*AT5+AU5,IF(AG5=4,6*AS5^2+6*AT5+4*AU5+AV5))))","v":1.361989892078226E-3},{"$f":"IF(AG5=3,AS5^3+3*AS5*AT5+AU5,IF(AG5=4,4*AS5^3+12*AS5*AT5+3*AT5^2+4*AU5+AV5,FALSE))","v":false},{"$f":"IF(AG5=4,AS5^4+3*AT5^2+4*AS5*AU5+AV5+6*AS5^2*AT5,FALSE)","v":false},{"$f":"(IF(AC5<>TRUE,VLOOKUP(AC5,MAJORMINORPOF,2,FALSE),0)+IF(AD5<>TRUE,VLOOKUP(AD5,MAJORMINORPOF,2,FALSE),0)+IF(AE5<>TRUE,VLOOKUP(AE5,MAJORMINORPOF,2,FALSE),0)+IF(AF5<>TRUE,VLOOKUP(AF5,MAJORMINORPOF,2,FALSE),0))","v":1.599856668144373E-2},{"$f":"SUM(AC5:AF5)","v":1.1198996677010612E-2},{"$f":"D5","v":2019},{"$f":"W5","v":30.84090909090909},{"$f":"X5","v":33.893636363636361},24.897191141449603,{"$f":"COUNTIF((OFFSET(Origin,$P5,19):OFFSET(Origin,$P6-1,19)),\">0\")","v":{"$error":"#REF!"}},{"$f":"SUM(OFFSET(Origin,$P5,19):OFFSET(Origin,$P6-1,19))","v":{"$error":"#REF!"}},{"$f":"SUM(E5:I5,L5)","v":14470.714578727026}]
[null,null,null,2020,0,0,{"$f":"SUMIFS($V$37:$V$3336,$A$37:$A$3336,$D6)","v":13042.49190547632},0,0,0,{"$f":"(SUM(E6:I6,L6))","v":13042.49190547632},{"$f":"HLOOKUP(D6,Assets!$E$21:$AA$30,10,FALSE)","v":0},null,2020,null,null,2020,{"$f":"S6","v":18.285759151738276},{"$f":"Load!K8*SENSITIVITY_FORECAST_FACTOR","v":18.285759151738276},-0.15853230337525881,-0.15853230337525881,{"$f":"HLOOKUP($Q6,Assets!$E$2:$AA$18,11,FALSE)","v":61.68181818181818},{"$f":"HLOOKUP($Q6,Assets!$E$2:$AA$18,14,FALSE)","v":30.84090909090909},{"$f":"HLOOKUP($Q6,Assets!$E$2:$AA$18,13,FALSE)","v":33.893636363636361},{"$f":"HLOOKUP($Q6,Assets!$E$2:$AA$18,15,FALSE)","v":0},{"$f":"HLOOKUP($Q6,Assets!$E$2:$AA$18,16,FALSE)","v":0},{"$f":"HLOOKUP($Q6,Assets!$E$2:$AA$18,17,FALSE)","v":0},{"$f":"(IF($AB$30=\"Yes\",VLOOKUP(Engine!Q6,Load!$A$6:$P$29,16,FALSE),0)+NN_LOAD_TRANSFER)","v":5.1957719215301248},{"$f":"HLOOKUP($Q6, Assets!$E$2:$AA$6,2,FALSE)","v":5.853984485650718E-3},{"$f":"HLOOKUP($Q6, Assets!$E$2:$AA$6,3,FALSE)","v":5.853984485650718E-3},{"$f":"HLOOKUP($Q6, Assets!$E$2:$AA$6,4,FALSE)","v":true},{"$f":"HLOOKUP($Q6, Assets!$E$2:$AA$6,5,FALSE)","v":true},2,5.853984485650718E-3,{"$f":"HLOOKUP($Q6, Assets!$E$2:$AA$10,6,FALSE)","v":1961},{"$f":"HLOOKUP($Q6, Assets!$E$2:$AA$10,7,FALSE)","v":1961},{"$f":"HLOOKUP($Q6, Assets!$E$2:$AA$10,8,FALSE)","v":9999},{"$f":"HLOOKUP($Q6, Assets!$E$2:$AA$10,9,FALSE)","v":9999},0.24,true,true,true,true,true,{"$f":"IF(AG6=1,AH6,(1-MAX(AM6:AR6))*AH6)","v":4.4490282090945453E-3},1.4049562765561722E-3,7.0247813827808617E-5,false,1.0303012694745263E-2,1.4247501285614913E-3,false,false,1.672566995900205E-2,1.1707968971301436E-2,2020,30.84090909090909,33.893636363636361,18.285759151738276,{"$f":"COUNTIF((OFFSET(Origin,$P6,19):OFFSET(Origin,$P7-1,19)),\">0\")","v":{"$error":"#REF!"}},{"$f":"SUM(OFFSET(Origin,$P6,19):OFFSET(Origin,$P7-1,19))","v":{"$error":"#REF!"}},13042.49190547632]
[null,null,null,2021,0,0,14809.542773884847,0,0,0,{"$f":"(SUM(E7:I7,L7))","v":14809.542773884847},{"$f":"HLOOKUP(D7,Assets!$E$21:$AA$30,10,FALSE)","v":0},null,2021,null,null,2021,18.917307936212183,{"$f":"Load!K9*SENSITIVITY_FORECAST_FACTOR","v":18.917307936212183},-0.12946991134835217,-0.12946991134835217,{"$f":"HLOOKUP($Q7,Assets!$E$2:$AA$18,11,FALSE)","v":61.68181818181818},{"$f":"HLOOKUP($Q7,Assets!$E$2:$AA$18,14,FALSE)","v":30.84090909090909},{"$f":"HLOOKUP($Q7,Assets!$E$2:$AA$18,13,FALSE)","v":33.893636363636361},{"$f":"HLOOKUP($Q7,Assets!$E$2:$AA$18,15,FALSE)","v":0},{"$f":"HLOOKUP($Q7,Assets!$E$2:$AA$18,16,FALSE)","v":0},{"$f":"HLOOKUP($Q7,Assets!$E$2:$AA$18,17,FALSE)","v":0},{"$f":"(IF($AB$30=\"Yes\",VLOOKUP(Engine!Q7,Load!$A$6:$P$29,16,FALSE),0)+NN_LOAD_TRANSFER)","v":5.1802877652852901},{"$f":"HLOOKUP($Q7, Assets!$E$2:$AA$6,2,FALSE)","v":6.115466448808362E-3},{"$f":"HLOOKUP($Q7, Assets!$E$2:$AA$6,3,FALSE)","v":6.115466448808362E-3},{"$f":"HLOOKUP($Q7, Assets!$E$2:$AA$6,4,FALSE)","v":true},{"$f":"HLOOKUP($Q7, Assets!$E$2:$AA$6,5,FALSE)","v":true},{"$f":"COUNTIF(AC7:AF7, \"<>\"&TRUE)","v":2},6.115466448808362E-3,{"$f":"HLOOKUP($Q7, Assets!$E$2:$AA$10,6,FALSE)","v":1961},{"$f":"HLOOKUP($Q7, Assets!$E$2:$AA$10,7,FALSE)","v":1961},{"$f":"HLOOKUP($Q7, Assets!$E$2:$AA$10,8,FALSE)","v":9999},{"$f":"HLOOKUP($Q7, Assets!$E$2:$AA$10,9,FALSE)","v":9999},0.24,true,{"$f":"IF(OR(AI7=9999,AK7=9999), TRUE, IFERROR(IF(ABS(AI7-AK7)>1, $AK$1,$AL$1),0))","v":true},{"$f":"IF(OR(AI7=9999,AL7=9999), TRUE, IFERROR(IF(ABS(AI7-AL7)>1, $AK$1,$AL$1),0))","v":true},{"$f":"IF(OR(AJ7=9999,AL7=9999), TRUE, IFERROR(IF(ABS(AJ7-AL7)>1, $AK$1,$AL$1),0))","v":true},true,4.6477545010943548E-3,1.4677119477140069E-3,7.3385597385700345E-5,false,1.0763220949902716E-2,1.4893135696164496E-3,false,false,1.7472761282309606E-2,1.2230932897616724E-2,2021,30.84090909090909,33.893636363636361,18.917307936212183,{"$f":"COUNTIF((OFFSET(Origin,$P7,19):OFFSET(Origin,$P8-1,19)),\">0\")","v":{"$error":"#REF!"}},{"$f":"SUM(OFFSET(Origin,$P7,19):OFFSET(Origin,$P8-1,19))","v":{"$error":"#REF!"}},14809.542773884847]
[null,null,null,2022,0,0,16705.74753820007,0,0,0,16705.74753820007,{"$f":"HLOOKUP(D8,Assets!$E$21:$AA$30,10,FALSE)","v":0},null,2022,null,null,2022,19.551999351264037,{"$f":"Load!K10*SENSITIVITY_FORECAST_FACTOR","v":19.551999351264037},-0.1002629028419314,-0.1002629028419314,{"$f":"HLOOKUP($Q8,Assets!$E$2:$AA$18,11,FALSE)","v":61.68181818181818},{"$f":"HLOOKUP($Q8,Assets!$E$2:$AA$18,14,FALSE)","v":30.84090909090909},{"$f":"HLOOKUP($Q8,Assets!$E$2:$AA$18,13,FALSE)","v":33.893636363636361},{"$f":"HLOOKUP($Q8,Assets!$E$2:$AA$18,15,FALSE)","v":0},{"$f":"HLOOKUP($Q8,Assets!$E$2:$AA$18,16,FALSE)","v":0},{"$f":"HLOOKUP($Q8,Assets!$E$2:$AA$18,17,FALSE)","v":0},{"$f":"(IF($AB$30=\"Yes\",VLOOKUP(Engine!Q8,Load!$A$6:$P$29,16,FALSE),0)+NN_LOAD_TRANSFER)","v":5.1648497540788121},{"$f":"HLOOKUP($Q8, Assets!$E$2:$AA$6,2,FALSE)","v":6.3840151339347607E-3},{"$f":"HLOOKUP($Q8, Assets!$E$2:$AA$6,3,FALSE)","v":6.3840151339347607E-3},{"$f":"HLOOKUP($Q8, Assets!$E$2:$AA$6,4,FALSE)","v":true},{"$f":"HLOOKUP($Q8, Assets!$E$2:$AA$6,5,FALSE)","v":true},{"$f":"COUNTIF(AC8:AF8, \"<>\"&TRUE)","v":2},6.3840151339347607E-3,{"$f":"HLOOKUP($Q8, Assets!$E$2:$AA$10,6,FALSE)","v":1961},{"$f":"HLOOKUP($Q8, Assets!$E$2:$AA$10,7,FALSE)","v":1961},{"$f":"HLOOKUP($Q8, Assets!$E$2:$AA$10,8,FALSE)","v":9999},{"$f":"HLOOKUP($Q8, Assets!$E$2:$AA$10,9,FALSE)","v":9999},0.24,true,{"$f":"IF(OR(AI8=9999,AK8=9999), TRUE, IFERROR(IF(ABS(AI8-AK8)>1, $AK$1,$AL$1),0))","v":true},true,true,true,4.8518515017904182E-3,1.5321636321443425E-3,7.6608181607217135E-5,false,1.1235866635725178E-2,1.5557040951397684E-3,false,false,1.82400432398136E-2,1.2768030267869521E-2,2022,30.84090909090909,33.893636363636361,19.551999351264037,{"$f":"COUNTIF((OFFSET(Origin,$P8,19):OFFSET(Origin,$P9-1,19)),\">0\")","v":{"$error":"#REF!"}},{"$f":"SUM(OFFSET(Origin,$P8,19):OFFSET(Origin,$P9-1,19))","v":{"$error":"#REF!"}},16705.74753820007]
[null,null,null,2023,0,0,18268.510725949254,0,0,0,18268.510725949254,{"$f":"HLOOKUP(D9,Assets!$E$21:$AA$30,10,FALSE)","v":0},null,2023,null,null,2023,20.093760628293506,{"$f":"Load!K11*SENSITIVITY_FORECAST_FACTOR","v":20.093760628293506},-7.5332321064082164E-2,{"$f":"S9/($C$2)-1","v":-7.5332321064082164E-2},{"$f":"HLOOKUP($Q9,Assets!$E$2:$AA$18,11,FALSE)","v":61.68181818181818},{"$f":"HLOOKUP($Q9,Assets!$E$2:$AA$18,14,FALSE)","v":30.84090909090909},{"$f":"HLOOKUP($Q9,Assets!$E$2:$AA$18,13,FALSE)","v":33.893636363636361},{"$f":"HLOOKUP($Q9,Assets!$E$2:$AA$18,15,FALSE)","v":0},{"$f":"HLOOKUP($Q9,Assets!$E$2:$AA$18,16,FALSE)","v":0},{"$f":"HLOOKUP($Q9,Assets!$E$2:$AA$18,17,FALSE)","v":0},{"$f":"(IF($AB$30=\"Yes\",VLOOKUP(Engine!Q9,Load!$A$6:$P$29,16,FALSE),0)+NN_LOAD_TRANSFER)","v":5.1494577503917638},{"$f":"HLOOKUP($Q9, Assets!$E$2:$AA$6,2,FALSE)","v":6.659700975795619E-3},{"$f":"HLOOKUP($Q9, Assets!$E$2:$AA$6,3,FALSE)","v":6.659700975795619E-3},{"$f":"HLOOKUP($Q9, Assets!$E$2:$AA$6,4,FALSE)","v":true},{"$f":"HLOOKUP($Q9, Assets!$E$2:$AA$6,5,FALSE)","v":true},2,6.659700975795619E-3,{"$f":"HLOOKUP($Q9, Assets!$E$2:$AA$10,6,FALSE)","v":1961},{"$f":"HLOOKUP($Q9, Assets!$E$2:$AA$10,7,FALSE)","v":1961},{"$f":"HLOOKUP($Q9, Assets!$E$2:$AA$10,8,FALSE)","v":9999},{"$f":"HLOOKUP($Q9, Assets!$E$2:$AA$10,9,FALSE)","v":9999},0.24,true,true,true,true,true,5.0613727416046706E-3,1.5983282341909485E-3,7.9916411709547434E-5,false,1.172107371740029E-2,1.6239457282204073E-3,false,false,1.9027717073701766E-2,1.3319401951591238E-2,2023,30.84090909090909,33.893636363636361,20.093760628293506,{"$f":"COUNTIF((OFFSET(Origin,$P9,19):OFFSET(Origin,$P10-1,19)),\">0\")","v":{"$error":"#REF!"}},{"$f":"SUM(OFFSET(Origin,$P9,19):OFFSET(Origin,$P10-1,19))","v":{"$error":"#REF!"}},18268.510725949254]
[null,null,null,2024,0,0,19505.202743077323,0,0,0,19505.202743077323,{"$f":"HLOOKUP(D10,Assets!$E$21:$AA$30,10,FALSE)","v":0},null,2024,null,null,2024,20.274325168028046,{"$f":"Load!K12*SENSITIVITY_FORECAST_FACTOR","v":20.274325168028046},-6.7023164956221737E-2,{"$f":"S10/($C$2)-1","v":-6.7023164956221737E-2},{"$f":"HLOOKUP($Q10,Assets!$E$2:$AA$18,11,FALSE)","v":61.68181818181818},{"$f":"HLOOKUP($Q10,Assets!$E$2:$AA$18,14,FALSE)","v":30.84090909090909},{"$f":"HLOOKUP($Q10,Assets!$E$2:$AA$18,13,FALSE)","v":33.893636363636361},{"$f":"HLOOKUP($Q10,Assets!$E$2:$AA$18,15,FALSE)","v":0},{"$f":"HLOOKUP($Q10,Assets!$E$2:$AA$18,16,FALSE)","v":0},{"$f":"HLOOKUP($Q10,Assets!$E$2:$AA$18,17,FALSE)","v":0},{"$f":"(IF($AB$30=\"Yes\",VLOOKUP(Engine!Q10,Load!$A$6:$P$29,16,FALSE),0)+NN_LOAD_TRANSFER)","v":5.1341116171150434},{"$f":"HLOOKUP($Q10, Assets!$E$2:$AA$6,2,FALSE)","v":6.9425939487469321E-3},{"$f":"HLOOKUP($Q10, Assets!$E$2:$AA$6,3,FALSE)","v":6.9425939487469321E-3},{"$f":"HLOOKUP($Q10, Assets!$E$2:$AA$6,4,FALSE)","v":true},{"$f":"HLOOKUP($Q10, Assets!$E$2:$AA$6,5,FALSE)","v":true},2,6.9425939487469321E-3,{"$f":"HLOOKUP($Q10, Assets!$E$2:$AA$10,6,FALSE)","v":1961},{"$f":"HLOOKUP($Q10, Assets!$E$2:$AA$10,7,FALSE)","v":1961},{"$f":"HLOOKUP($Q10, Assets!$E$2:$AA$10,8,FALSE)","v":9999},{"$f":"HLOOKUP($Q10, Assets!$E$2:$AA$10,9,FALSE)","v":9999},0.24,{"$f":"IF(OR(AJ10=9999,AK10=9999), TRUE, IFERROR(IF(ABS(AJ10-AK10)>1, $AK$1,$AL$1),0))","v":true},true,true,true,true,5.2763714010476684E-3,{"$f":"IF(AG10=1,0,IF(AG10=2,MAX(AM10:AR10)*AH10,IF(AG10=3,0.5*MAX(AM10:AR10)*(1-$AK$1)*AH10, IF(AG10=4,0.33*MAX(AM10:AR10)*$AK$1*(1-$AK$1)*AH10,FALSE))))","v":1.6662225476992637E-3},8.3311127384963189E-5,false,1.2218965349794601E-2,1.6940626428610574E-3,false,false,1.9835982710705521E-2,1.3885187897493864E-2,2024,30.84090909090909,33.893636363636361,20.274325168028046,{"$f":"COUNTIF((OFFSET(Origin,$P10,19):OFFSET(Origin,$P11-1,19)),\">0\")","v":{"$error":"#REF!"}},{"$f":"SUM(OFFSET(Origin,$P10,19):OFFSET(Origin,$P11-1,19))","v":{"$error":"#REF!"}},{"$f":"SUM(E10:I10,L10)","v":19505.202743077323}]
[null,null,null,2025,0,0,21114.52798095642,0,0,0,21114.52798095642,{"$f":"HLOOKUP(D11,Assets!$E$21:$AA$30,10,FALSE)","v":0},null,2025,null,null,2025,20.450488567410378,{"$f":"Load!K13*SENSITIVITY_FORECAST_FACTOR","v":20.450488567410378},-5.8916538992391132E-2,-5.8916538992391132E-2,{"$f":"HLOOKUP($Q11,Assets!$E$2:$AA$18,11,FALSE)","v":61.68181818181818},{"$f":"HLOOKUP($Q11,Assets!$E$2:$AA$18,14,FALSE)","v":30.84090909090909},{"$f":"HLOOKUP($Q11,Assets!$E$2:$AA$18,13,FALSE)","v":33.893636363636361},{"$f":"HLOOKUP($Q11,Assets!$E$2:$AA$18,15,FALSE)","v":0},{"$f":"HLOOKUP($Q11,Assets!$E$2:$AA$18,16,FALSE)","v":0},{"$f":"HLOOKUP($Q11,Assets!$E$2:$AA$18,17,FALSE)","v":0},{"$f":"(IF($AB$30=\"Yes\",VLOOKUP(Engine!Q11,Load!$A$6:$P$29,16,FALSE),0)+NN_LOAD_TRANSFER)","v":5.1188112175481546},{"$f":"HLOOKUP($Q11, Assets!$E$2:$AA$6,2,FALSE)","v":7.2327635770998268E-3},{"$f":"HLOOKUP($Q11, Assets!$E$2:$AA$6,3,FALSE)","v":7.2327635770998268E-3},{"$f":"HLOOKUP($Q11, Assets!$E$2:$AA$6,4,FALSE)","v":true},{"$f":"HLOOKUP($Q11, Assets!$E$2:$AA$6,5,FALSE)","v":true},2,7.2327635770998268E-3,{"$f":"HLOOKUP($Q11, Assets!$E$2:$AA$10,6,FALSE)","v":1961},{"$f":"HLOOKUP($Q11, Assets!$E$2:$AA$10,7,FALSE)","v":1961},{"$f":"HLOOKUP($Q11, Assets!$E$2:$AA$10,8,FALSE)","v":9999},{"$f":"HLOOKUP($Q11, Assets!$E$2:$AA$10,9,FALSE)","v":9999},0.24,true,true,true,true,true,5.4969003185958683E-3,1.7358632585039583E-3,8.6793162925197917E-5,false,1.2729663895695695E-2,1.7660791716165376E-3,false,false,2.0665038791713788E-2,1.4465527154199654E-2,2025,30.84090909090909,33.893636363636361,20.450488567410378,{"$f":"COUNTIF((OFFSET(Origin,$P11,19):OFFSET(Origin,$P12-1,19)),\">0\")","v":{"$error":"#REF!"}},{"$f":"SUM(OFFSET(Origin,$P11,19):OFFSET(Origin,$P12-1,19))","v":{"$error":"#REF!"}},21114.52798095642]
[null,null,null,2026,0,0,22699.97095169509,0,0,0,22699.97095169509,{"$f":"HLOOKUP(D12,Assets!$E$21:$AA$30,10,FALSE)","v":0},null,2026,null,null,2026,20.894990280485718,{"$f":"Load!K14*SENSITIVITY_FORECAST_FACTOR","v":20.894990280485718},-3.8461613957916918E-2,-3.8461613957916918E-2,{"$f":"HLOOKUP($Q12,Assets!$E$2:$AA$18,11,FALSE)","v":61.68181818181818},{"$f":"HLOOKUP($Q12,Assets!$E$2:$AA$18,14,FALSE)","v":30.84090909090909},{"$f":"HLOOKUP($Q12,Assets!$E$2:$AA$18,13,FALSE)","v":33.893636363636361},{"$f":"HLOOKUP($Q12,Assets!$E$2:$AA$18,15,FALSE)","v":0},{"$f":"HLOOKUP($Q12,Assets!$E$2:$AA$18,16,FALSE)","v":0},{"$f":"HLOOKUP($Q12,Assets!$E$2:$AA$18,17,FALSE)","v":0},{"$f":"(IF($AB$30=\"Yes\",VLOOKUP(Engine!Q12,Load!$A$6:$P$29,16,FALSE),0)+NN_LOAD_TRANSFER)","v":5.1035564153979882},{"$f":"HLOOKUP($Q12, Assets!$E$2:$AA$6,2,FALSE)","v":7.5302789450916842E-3},{"$f":"HLOOKUP($Q12, Assets!$E$2:$AA$6,3,FALSE)","v":7.5302789450916842E-3},{"$f":"HLOOKUP($Q12, Assets!$E$2:$AA$6,4,FALSE)","v":true},{"$f":"HLOOKUP($Q12, Assets!$E$2:$AA$6,5,FALSE)","v":true},2,7.5302789450916842E-3,{"$f":"HLOOKUP($Q12, Assets!$E$2:$AA$10,6,FALSE)","v":1961},{"$f":"HLOOKUP($Q12, Assets!$E$2:$AA$10,7,FALSE)","v":1961},{"$f":"HLOOKUP($Q12, Assets!$E$2:$AA$10,8,FALSE)","v":9999},{"$f":"HLOOKUP($Q12, Assets!$E$2:$AA$10,9,FALSE)","v":9999},0.24,true,true,true,true,true,5.7230119982696797E-3,1.8072669468220041E-3,9.0363347341100206E-5,false,1.3253290943361364E-2,1.8400198131543429E-3,false,false,2.1515082700261954E-2,1.5060557890183368E-2,2026,30.84090909090909,33.893636363636361,20.894990280485718,{"$f":"COUNTIF((OFFSET(Origin,$P12,19):OFFSET(Origin,$P13-1,19)),\">0\")","v":{"$error":"#REF!"}},{"$f":"SUM(OFFSET(Origin,$P12,19):OFFSET(Origin,$P13-1,19))","v":{"$error":"#REF!"}},22699.97095169509]
[null,null,null,2027,0,0,23864.300657034652,0,0,0,23864.300657034652,{"$f":"HLOOKUP(D13,Assets!$E$21:$AA$30,10,FALSE)","v":0},null,2027,null,null,2027,21.001381698568455,{"$f":"Load!K15*SENSITIVITY_FORECAST_FACTOR","v":21.001381698568455},-3.3565730731421994E-2,-3.3565730731421994E-2,{"$f":"HLOOKUP($Q13,Assets!$E$2:$AA$18,11,FALSE)","v":61.68181818181818},{"$f":"HLOOKUP($Q13,Assets!$E$2:$AA$18,14,FALSE)","v":30.84090909090909},{"$f":"HLOOKUP($Q13,Assets!$E$2:$AA$18,13,FALSE)","v":33.893636363636361},{"$f":"HLOOKUP($Q13,Assets!$E$2:$AA$18,15,FALSE)","v":0},{"$f":"HLOOKUP($Q13,Assets!$E$2:$AA$18,16,FALSE)","v":0},{"$f":"HLOOKUP($Q13,Assets!$E$2:$AA$18,17,FALSE)","v":0},{"$f":"(IF($AB$30=\"Yes\",VLOOKUP(Engine!Q13,Load!$A$6:$P$29,16,FALSE),0)+NN_LOAD_TRANSFER)","v":5.0883470747776096},{"$f":"HLOOKUP($Q13, Assets!$E$2:$AA$6,2,FALSE)","v":7.8352087064845078E-3},{"$f":"HLOOKUP($Q13, Assets!$E$2:$AA$6,3,FALSE)","v":7.8352087064845078E-3},{"$f":"HLOOKUP($Q13, Assets!$E$2:$AA$6,4,FALSE)","v":true},{"$f":"HLOOKUP($Q13, Assets!$E$2:$AA$6,5,FALSE)","v":true},2,7.8352087064845078E-3,{"$f":"HLOOKUP($Q13, Assets!$E$2:$AA$10,6,FALSE)","v":1961},{"$f":"HLOOKUP($Q13, Assets!$E$2:$AA$10,7,FALSE)","v":1961},{"$f":"HLOOKUP($Q13, Assets!$E$2:$AA$10,8,FALSE)","v":9999},{"$f":"HLOOKUP($Q13, Assets!$E$2:$AA$10,9,FALSE)","v":9999},0.24,true,true,true,true,true,5.9547586169282256E-3,1.8804500895562818E-3,9.4022504477814098E-5,false,1.3789967323412733E-2,1.9159092397421627E-3,false,false,2.2386310589955737E-2,1.5670417412969016E-2,2027,30.84090909090909,33.893636363636361,21.001381698568455,{"$f":"COUNTIF((OFFSET(Origin,$P13,19):OFFSET(Origin,$P14-1,19)),\">0\")","v":{"$error":"#REF!"}},{"$f":"SUM(OFFSET(Origin,$P13,19):OFFSET(Origin,$P14-1,19))","v":{"$error":"#REF!"}},23864.300657034652]
[null,null,null,2028,0,0,24964.454126835699,0,0,0,24964.454126835699,{"$f":"HLOOKUP(D14,Assets!$E$21:$AA$30,10,FALSE)","v":0},null,2028,null,null,2028,21.030266007592804,{"$f":"Load!K16*SENSITIVITY_FORECAST_FACTOR","v":21.030266007592804},-3.2236542657706924E-2,-3.2236542657706924E-2,{"$f":"HLOOKUP($Q14,Assets!$E$2:$AA$18,11,FALSE)","v":61.68181818181818},{"$f":"HLOOKUP($Q14,Assets!$E$2:$AA$18,14,FALSE)","v":30.84090909090909},{"$f":"HLOOKUP($Q14,Assets!$E$2:$AA$18,13,FALSE)","v":33.893636363636361},{"$f":"HLOOKUP($Q14,Assets!$E$2:$AA$18,15,FALSE)","v":0},{"$f":"HLOOKUP($Q14,Assets!$E$2:$AA$18,16,FALSE)","v":0},{"$f":"HLOOKUP($Q14,Assets!$E$2:$AA$18,17,FALSE)","v":0},{"$f":"(IF($AB$30=\"Yes\",VLOOKUP(Engine!Q14,Load!$A$6:$P$29,16,FALSE),0)+NN_LOAD_TRANSFER)","v":5.0731830602050447},{"$f":"HLOOKUP($Q14, Assets!$E$2:$AA$6,2,FALSE)","v":8.1476210938098217E-3},{"$f":"HLOOKUP($Q14, Assets!$E$2:$AA$6,3,FALSE)","v":8.1476210938098217E-3},{"$f":"HLOOKUP($Q14, Assets!$E$2:$AA$6,4,FALSE)","v":true},{"$f":"HLOOKUP($Q14, Assets!$E$2:$AA$6,5,FALSE)","v":true},2,8.1476210938098217E-3,{"$f":"HLOOKUP($Q14, Assets!$E$2:$AA$10,6,FALSE)","v":1961},{"$f":"HLOOKUP($Q14, Assets!$E$2:$AA$10,7,FALSE)","v":1961},{"$f":"HLOOKUP($Q14, Assets!$E$2:$AA$10,8,FALSE)","v":9999},{"$f":"HLOOKUP($Q14, Assets!$E$2:$AA$10,9,FALSE)","v":9999},0.24,true,true,true,true,true,6.1921920312954645E-3,1.9554290625143573E-3,9.7771453125717865E-5,false,1.4339813125105287E-2,1.9937723046667961E-3,false,false,2.3278917410885204E-2,1.6295242187619643E-2,2028,30.84090909090909,33.893636363636361,21.030266007592804,{"$f":"COUNTIF((OFFSET(Origin,$P14,19):OFFSET(Origin,$P15-1,19)),\">0\")","v":{"$error":"#REF!"}},{"$f":"SUM(OFFSET(Origin,$P14,19):OFFSET(Origin,$P15-1,19))","v":{"$error":"#REF!"}},24964.454126835699]
[null,null,null,2029,0,0,26160.99355427039,0,0,0,26160.99355427039,{"$f":"HLOOKUP(D15,Assets!$E$21:$AA$30,10,FALSE)","v":0},null,2029,null,null,2029,21.044356494661489,{"$f":"Load!K17*SENSITIVITY_FORECAST_FACTOR","v":21.044356494661489},-3.1588131530795649E-2,-3.1588131530795649E-2,{"$f":"HLOOKUP($Q15,Assets!$E$2:$AA$18,11,FALSE)","v":61.68181818181818},{"$f":"HLOOKUP($Q15,Assets!$E$2:$AA$18,14,FALSE)","v":30.84090909090909},{"$f":"HLOOKUP($Q15,Assets!$E$2:$AA$18,13,FALSE)","v":33.893636363636361},{"$f":"HLOOKUP($Q15,Assets!$E$2:$AA$18,15,FALSE)","v":0},{"$f":"HLOOKUP($Q15,Assets!$E$2:$AA$18,16,FALSE)","v":0},{"$f":"HLOOKUP($Q15,Assets!$E$2:$AA$18,17,FALSE)","v":0},{"$f":"(IF($AB$30=\"Yes\",VLOOKUP(Engine!Q15,Load!$A$6:$P$29,16,FALSE),0)+NN_LOAD_TRANSFER)","v":5.0580642366020774},{"$f":"HLOOKUP($Q15, Assets!$E$2:$AA$6,2,FALSE)","v":8.467583927278366E-3},{"$f":"HLOOKUP($Q15, Assets!$E$2:$AA$6,3,FALSE)","v":8.467583927278366E-3},{"$f":"HLOOKUP($Q15, Assets!$E$2:$AA$6,4,FALSE)","v":true},{"$f":"HLOOKUP($Q15, Assets!$E$2:$AA$6,5,FALSE)","v":true},2,8.467583927278366E-3,{"$f":"HLOOKUP($Q15, Assets!$E$2:$AA$10,6,FALSE)","v":1961},{"$f":"HLOOKUP($Q15, Assets!$E$2:$AA$10,7,FALSE)","v":1961},{"$f":"HLOOKUP($Q15, Assets!$E$2:$AA$10,8,FALSE)","v":9999},{"$f":"HLOOKUP($Q15, Assets!$E$2:$AA$10,9,FALSE)","v":9999},0.24,true,true,true,true,true,6.4353637847315579E-3,2.0322201425468076E-3,1.0161100712734038E-4,false,1.4902947712009923E-2,2.0736340495886422E-3,false,false,2.4193096935081045E-2,1.6935167854556732E-2,2029,30.84090909090909,33.893636363636361,21.044356494661489,{"$f":"COUNTIF((OFFSET(Origin,$P15,19):OFFSET(Origin,$P16-1,19)),\">0\")","v":{"$error":"#REF!"}},{"$f":"SUM(OFFSET(Origin,$P15,19):OFFSET(Origin,$P16-1,19))","v":{"$error":"#REF!"}},26160.99355427039]
[null,null,null,2030,0,0,27391.852313001033,0,0,0,27391.852313001033,{"$f":"HLOOKUP(D16,Assets!$E$21:$AA$30,10,FALSE)","v":0},null,2030,null,null,2030,21.120956543308552,{"$f":"Load!K18*SENSITIVITY_FORECAST_FACTOR","v":21.120956543308552},-2.8063177168140219E-2,-2.8063177168140219E-2,{"$f":"HLOOKUP($Q16,Assets!$E$2:$AA$18,11,FALSE)","v":61.68181818181818},{"$f":"HLOOKUP($Q16,Assets!$E$2:$AA$18,14,FALSE)","v":30.84090909090909},{"$f":"HLOOKUP($Q16,Assets!$E$2:$AA$18,13,FALSE)","v":33.893636363636361},{"$f":"HLOOKUP($Q16,Assets!$E$2:$AA$18,15,FALSE)","v":0},{"$f":"HLOOKUP($Q16,Assets!$E$2:$AA$18,16,FALSE)","v":0},{"$f":"HLOOKUP($Q16,Assets!$E$2:$AA$18,17,FALSE)","v":0},{"$f":"(IF($AB$30=\"Yes\",VLOOKUP(Engine!Q16,Load!$A$6:$P$29,16,FALSE),0)+NN_LOAD_TRANSFER)","v":5.0429904692930432},{"$f":"HLOOKUP($Q16, Assets!$E$2:$AA$6,2,FALSE)","v":8.7951646233714372E-3},{"$f":"HLOOKUP($Q16, Assets!$E$2:$AA$6,3,FALSE)","v":8.7951646233714372E-3},{"$f":"HLOOKUP($Q16, Assets!$E$2:$AA$6,4,FALSE)","v":true},{"$f":"HLOOKUP($Q16, Assets!$E$2:$AA$6,5,FALSE)","v":true},2,8.7951646233714372E-3,{"$f":"HLOOKUP($Q16, Assets!$E$2:$AA$10,6,FALSE)","v":1961},{"$f":"HLOOKUP($Q16, Assets!$E$2:$AA$10,7,FALSE)","v":1961},{"$f":"HLOOKUP($Q16, Assets!$E$2:$AA$10,8,FALSE)","v":9999},{"$f":"HLOOKUP($Q16, Assets!$E$2:$AA$10,9,FALSE)","v":9999},0.24,true,true,true,true,true,6.6843251137622926E-3,2.110839509609145E-3,1.0554197548045726E-4,false,1.547948973713373E-2,2.1555197118356185E-3,false,false,2.5129041781061248E-2,1.7590329246742874E-2,2030,30.84090909090909,33.893636363636361,21.120956543308552,{"$f":"COUNTIF((OFFSET(Origin,$P16,19):OFFSET(Origin,$P17-1,19)),\">0\")","v":{"$error":"#REF!"}},{"$f":"SUM(OFFSET(Origin,$P16,19):OFFSET(Origin,$P17-1,19))","v":{"$error":"#REF!"}},27391.852313001033]
[null,null,null,2031,0,0,28545.807973089301,0,0,0,28545.807973089301,{"$f":"HLOOKUP(D17,Assets!$E$21:$AA$30,10,FALSE)","v":0},null,2031,null,null,2031,21.120956543308552,{"$f":"Load!K19*SENSITIVITY_FORECAST_FACTOR","v":21.120956543308552},-2.8063177168140219E-2,-2.8063177168140219E-2,{"$f":"HLOOKUP($Q17,Assets!$E$2:$AA$18,11,FALSE)","v":61.68181818181818},{"$f":"HLOOKUP($Q17,Assets!$E$2:$AA$18,14,FALSE)","v":30.84090909090909},{"$f":"HLOOKUP($Q17,Assets!$E$2:$AA$18,13,FALSE)","v":33.893636363636361},{"$f":"HLOOKUP($Q17,Assets!$E$2:$AA$18,15,FALSE)","v":0},{"$f":"HLOOKUP($Q17,Assets!$E$2:$AA$18,16,FALSE)","v":0},{"$f":"HLOOKUP($Q17,Assets!$E$2:$AA$18,17,FALSE)","v":0},{"$f":"(IF($AB$30=\"Yes\",VLOOKUP(Engine!Q17,Load!$A$6:$P$29,16,FALSE),0)+NN_LOAD_TRANSFER)","v":5.0279616240036313},{"$f":"HLOOKUP($Q17, Assets!$E$2:$AA$6,2,FALSE)","v":9.1304302031299817E-3},{"$f":"HLOOKUP($Q17, Assets!$E$2:$AA$6,3,FALSE)","v":9.1304302031299817E-3},{"$f":"HLOOKUP($Q17, Assets!$E$2:$AA$6,4,FALSE)","v":true},{"$f":"HLOOKUP($Q17, Assets!$E$2:$AA$6,5,FALSE)","v":true},2,9.1304302031299817E-3,{"$f":"HLOOKUP($Q17, Assets!$E$2:$AA$10,6,FALSE)","v":1961},{"$f":"HLOOKUP($Q17, Assets!$E$2:$AA$10,7,FALSE)","v":1961},{"$f":"HLOOKUP($Q17, Assets!$E$2:$AA$10,8,FALSE)","v":9999},{"$f":"HLOOKUP($Q17, Assets!$E$2:$AA$10,9,FALSE)","v":9999},0.24,true,true,true,true,true,6.9391269543787864E-3,2.1913032487511953E-3,1.0956516243755977E-4,false,1.6069557157508768E-2,2.2394547316401817E-3,false,false,2.6086943437514235E-2,1.8260860406259963E-2,2031,30.84090909090909,33.893636363636361,21.120956543308552,{"$f":"COUNTIF((OFFSET(Origin,$P17,19):OFFSET(Origin,$P18-1,19)),\">0\")","v":{"$error":"#REF!"}},{"$f":"SUM(OFFSET(Origin,$P17,19):OFFSET(Origin,$P18-1,19))","v":{"$error":"#REF!"}},28545.807973089301]
[null,null,null,2032,0,0,29732.570115384395,0,0,0,29732.570115384395,{"$f":"HLOOKUP(D18,Assets!$E$21:$AA$30,10,FALSE)","v":0},null,2032,null,null,2032,21.120956543308552,{"$f":"Load!K20*SENSITIVITY_FORECAST_FACTOR","v":21.120956543308552},-2.8063177168140219E-2,-2.8063177168140219E-2,{"$f":"HLOOKUP($Q18,Assets!$E$2:$AA$18,11,FALSE)","v":61.68181818181818},{"$f":"HLOOKUP($Q18,Assets!$E$2:$AA$18,14,FALSE)","v":30.84090909090909},{"$f":"HLOOKUP($Q18,Assets!$E$2:$AA$18,13,FALSE)","v":33.893636363636361},{"$f":"HLOOKUP($Q18,Assets!$E$2:$AA$18,15,FALSE)","v":0},{"$f":"HLOOKUP($Q18,Assets!$E$2:$AA$18,16,FALSE)","v":0},{"$f":"HLOOKUP($Q18,Assets!$E$2:$AA$18,17,FALSE)","v":0},{"$f":"(IF($AB$30=\"Yes\",VLOOKUP(Engine!Q18,Load!$A$6:$P$29,16,FALSE),0)+NN_LOAD_TRANSFER)","v":5.0129775668596874},{"$f":"HLOOKUP($Q18, Assets!$E$2:$AA$6,2,FALSE)","v":9.4734473001559585E-3},{"$f":"HLOOKUP($Q18, Assets!$E$2:$AA$6,3,FALSE)","v":9.4734473001559585E-3},{"$f":"HLOOKUP($Q18, Assets!$E$2:$AA$6,4,FALSE)","v":true},{"$f":"HLOOKUP($Q18, Assets!$E$2:$AA$6,5,FALSE)","v":true},2,9.4734473001559585E-3,{"$f":"HLOOKUP($Q18, Assets!$E$2:$AA$10,6,FALSE)","v":1961},{"$f":"HLOOKUP($Q18, Assets!$E$2:$AA$10,7,FALSE)","v":1961},{"$f":"HLOOKUP($Q18, Assets!$E$2:$AA$10,8,FALSE)","v":9999},{"$f":"HLOOKUP($Q18, Assets!$E$2:$AA$10,9,FALSE)","v":9999},0.24,true,true,true,true,true,7.1998199481185287E-3,2.2736273520374299E-3,1.1368136760187149E-4,false,1.6673267248274486E-2,2.3254647593227555E-3,false,false,2.7066992286159882E-2,1.8946894600311917E-2,2032,30.84090909090909,33.893636363636361,21.120956543308552,{"$f":"COUNTIF((OFFSET(Origin,$P18,19):OFFSET(Origin,$P19-1,19)),\">0\")","v":{"$error":"#REF!"}},{"$f":"SUM(OFFSET(Origin,$P18,19):OFFSET(Origin,$P19-1,19))","v":{"$error":"#REF!"}},29732.570115384395]
[null,null,null,2033,0,0,30953.810782447348,0,0,0,30953.810782447348,{"$f":"HLOOKUP(D19,Assets!$E$21:$AA$30,10,FALSE)","v":0},null,2033,null,null,2033,21.120956543308552,{"$f":"Load!K21*SENSITIVITY_FORECAST_FACTOR","v":21.120956543308552},-2.8063177168140219E-2,-2.8063177168140219E-2,{"$f":"HLOOKUP($Q19,Assets!$E$2:$AA$18,11,FALSE)","v":61.68181818181818},{"$f":"HLOOKUP($Q19,Assets!$E$2:$AA$18,14,FALSE)","v":30.84090909090909},{"$f":"HLOOKUP($Q19,Assets!$E$2:$AA$18,13,FALSE)","v":33.893636363636361},{"$f":"HLOOKUP($Q19,Assets!$E$2:$AA$18,15,FALSE)","v":0},{"$f":"HLOOKUP($Q19,Assets!$E$2:$AA$18,16,FALSE)","v":0},{"$f":"HLOOKUP($Q19,Assets!$E$2:$AA$18,17,FALSE)","v":0},{"$f":"(IF($AB$30=\"Yes\",VLOOKUP(Engine!Q19,Load!$A$6:$P$29,16,FALSE),0)+NN_LOAD_TRANSFER)","v":4.9980381643860223},{"$f":"HLOOKUP($Q19, Assets!$E$2:$AA$6,2,FALSE)","v":9.8242821683402655E-3},{"$f":"HLOOKUP($Q19, Assets!$E$2:$AA$6,3,FALSE)","v":9.8242821683402655E-3},{"$f":"HLOOKUP($Q19, Assets!$E$2:$AA$6,4,FALSE)","v":true},{"$f":"HLOOKUP($Q19, Assets!$E$2:$AA$6,5,FALSE)","v":true},2,9.8242821683402655E-3,{"$f":"HLOOKUP($Q19, Assets!$E$2:$AA$10,6,FALSE)","v":1961},{"$f":"HLOOKUP($Q19, Assets!$E$2:$AA$10,7,FALSE)","v":1961},{"$f":"HLOOKUP($Q19, Assets!$E$2:$AA$10,8,FALSE)","v":9999},{"$f":"HLOOKUP($Q19, Assets!$E$2:$AA$10,9,FALSE)","v":9999},0.24,true,true,true,true,true,7.466454447938602E-3,2.3578277204016635E-3,1.1789138602008318E-4,false,1.7290736616278869E-2,2.4135756624248058E-3,false,false,2.8069377623829328E-2,1.9648564336680531E-2,2033,30.84090909090909,33.893636363636361,21.120956543308552,{"$f":"COUNTIF((OFFSET(Origin,$P19,19):OFFSET(Origin,$P20-1,19)),\">0\")","v":{"$error":"#REF!"}},{"$f":"SUM(OFFSET(Origin,$P19,19):OFFSET(Origin,$P20-1,19))","v":{"$error":"#REF!"}},30953.810782447348]
[null,null,null,2034,0,0,32216.747290044495,0,0,0,32216.747290044495,{"$f":"HLOOKUP(D20,Assets!$E$21:$AA$30,10,FALSE)","v":0},null,2034,null,null,2034,21.120956543308552,{"$f":"Load!K22*SENSITIVITY_FORECAST_FACTOR","v":21.120956543308552},-2.8063177168140219E-2,-2.8063177168140219E-2,{"$f":"HLOOKUP($Q20,Assets!$E$2:$AA$18,11,FALSE)","v":61.68181818181818},{"$f":"HLOOKUP($Q20,Assets!$E$2:$AA$18,14,FALSE)","v":30.84090909090909},{"$f":"HLOOKUP($Q20,Assets!$E$2:$AA$18,13,FALSE)","v":33.893636363636361},{"$f":"HLOOKUP($Q20,Assets!$E$2:$AA$18,15,FALSE)","v":0},{"$f":"HLOOKUP($Q20,Assets!$E$2:$AA$18,16,FALSE)","v":0},{"$f":"HLOOKUP($Q20,Assets!$E$2:$AA$18,17,FALSE)","v":0},{"$f":"(IF($AB$30=\"Yes\",VLOOKUP(Engine!Q20,Load!$A$6:$P$29,16,FALSE),0)+NN_LOAD_TRANSFER)","v":4.9831432835052212},{"$f":"HLOOKUP($Q20, Assets!$E$2:$AA$6,2,FALSE)","v":1.0183000689329978E-2},{"$f":"HLOOKUP($Q20, Assets!$E$2:$AA$6,3,FALSE)","v":1.0183000689329978E-2},{"$f":"HLOOKUP($Q20, Assets!$E$2:$AA$6,4,FALSE)","v":true},{"$f":"HLOOKUP($Q20, Assets!$E$2:$AA$6,5,FALSE)","v":true},2,1.0183000689329978E-2,{"$f":"HLOOKUP($Q20, Assets!$E$2:$AA$10,6,FALSE)","v":1961},{"$f":"HLOOKUP($Q20, Assets!$E$2:$AA$10,7,FALSE)","v":1961},{"$f":"HLOOKUP($Q20, Assets!$E$2:$AA$10,8,FALSE)","v":9999},{"$f":"HLOOKUP($Q20, Assets!$E$2:$AA$10,9,FALSE)","v":9999},0.24,true,true,true,true,true,7.7390805238907829E-3,2.4439201654391945E-3,1.2219600827195973E-4,false,1.792208121322076E-2,2.5038135327944602E-3,false,false,2.9094287683799937E-2,2.0366001378659956E-2,2034,30.84090909090909,33.893636363636361,21.120956543308552,{"$f":"COUNTIF((OFFSET(Origin,$P20,19):OFFSET(Origin,$P21-1,19)),\">0\")","v":{"$error":"#REF!"}},{"$f":"SUM(OFFSET(Origin,$P20,19):OFFSET(Origin,$P21-1,19))","v":{"$error":"#REF!"}},32216.747290044495]
[null,null,null,2035,0,0,33514.769802307579,0,0,0,33514.769802307579,{"$f":"HLOOKUP(D21,Assets!$E$21:$AA$30,10,FALSE)","v":0},null,2035,null,null,2035,21.120956543308552,{"$f":"Load!K23*SENSITIVITY_FORECAST_FACTOR","v":21.120956543308552},-2.8063177168140219E-2,-2.8063177168140219E-2,{"$f":"HLOOKUP($Q21,Assets!$E$2:$AA$18,11,FALSE)","v":61.68181818181818},{"$f":"HLOOKUP($Q21,Assets!$E$2:$AA$18,14,FALSE)","v":30.84090909090909},{"$f":"HLOOKUP($Q21,Assets!$E$2:$AA$18,13,FALSE)","v":33.893636363636361},{"$f":"HLOOKUP($Q21,Assets!$E$2:$AA$18,15,FALSE)","v":0},{"$f":"HLOOKUP($Q21,Assets!$E$2:$AA$18,16,FALSE)","v":0},{"$f":"HLOOKUP($Q21,Assets!$E$2:$AA$18,17,FALSE)","v":0},{"$f":"(IF($AB$30=\"Yes\",VLOOKUP(Engine!Q21,Load!$A$6:$P$29,16,FALSE),0)+NN_LOAD_TRANSFER)","v":4.9682927915364603},{"$f":"HLOOKUP($Q21, Assets!$E$2:$AA$6,2,FALSE)","v":1.054966837974744E-2},{"$f":"HLOOKUP($Q21, Assets!$E$2:$AA$6,3,FALSE)","v":1.054966837974744E-2},{"$f":"HLOOKUP($Q21, Assets!$E$2:$AA$6,4,FALSE)","v":true},{"$f":"HLOOKUP($Q21, Assets!$E$2:$AA$6,5,FALSE)","v":true},2,1.054966837974744E-2,{"$f":"HLOOKUP($Q21, Assets!$E$2:$AA$10,6,FALSE)","v":1961},{"$f":"HLOOKUP($Q21, Assets!$E$2:$AA$10,7,FALSE)","v":1961},{"$f":"HLOOKUP($Q21, Assets!$E$2:$AA$10,8,FALSE)","v":9999},{"$f":"HLOOKUP($Q21, Assets!$E$2:$AA$10,9,FALSE)","v":9999},0.24,true,true,true,true,true,8.0177479686080553E-3,2.5319204111393856E-3,1.2659602055696927E-4,false,1.8567416348355497E-2,2.5962046936275044E-3,false,false,3.0141909656421259E-2,2.109933675949488E-2,2035,30.84090909090909,33.893636363636361,21.120956543308552,{"$f":"COUNTIF((OFFSET(Origin,$P21,19):OFFSET(Origin,$P22-1,19)),\">0\")","v":{"$error":"#REF!"}},{"$f":"SUM(OFFSET(Origin,$P21,19):OFFSET(Origin,$P22-1,19))","v":{"$error":"#REF!"}},33514.769802307579]
[null,null,null,2036,0,0,34848.460233147271,0,0,0,34848.460233147271,{"$f":"HLOOKUP(D22,Assets!$E$21:$AA$30,10,FALSE)","v":0},null,2036,null,null,2036,21.120956543308552,{"$f":"Load!K24*SENSITIVITY_FORECAST_FACTOR","v":21.120956543308552},-2.8063177168140219E-2,-2.8063177168140219E-2,{"$f":"HLOOKUP($Q22,Assets!$E$2:$AA$18,11,FALSE)","v":61.68181818181818},{"$f":"HLOOKUP($Q22,Assets!$E$2:$AA$18,14,FALSE)","v":30.84090909090909},{"$f":"HLOOKUP($Q22,Assets!$E$2:$AA$18,13,FALSE)","v":33.893636363636361},{"$f":"HLOOKUP($Q22,Assets!$E$2:$AA$18,15,FALSE)","v":0},{"$f":"HLOOKUP($Q22,Assets!$E$2:$AA$18,16,FALSE)","v":0},{"$f":"HLOOKUP($Q22,Assets!$E$2:$AA$18,17,FALSE)","v":0},{"$f":"(IF($AB$30=\"Yes\",VLOOKUP(Engine!Q22,Load!$A$6:$P$29,16,FALSE),0)+NN_LOAD_TRANSFER)","v":4.9534865561943242},{"$f":"HLOOKUP($Q22, Assets!$E$2:$AA$6,2,FALSE)","v":1.0924350398172399E-2},{"$f":"HLOOKUP($Q22, Assets!$E$2:$AA$6,3,FALSE)","v":1.0924350398172399E-2},{"$f":"HLOOKUP($Q22, Assets!$E$2:$AA$6,4,FALSE)","v":true},{"$f":"HLOOKUP($Q22, Assets!$E$2:$AA$6,5,FALSE)","v":true},2,1.0924350398172399E-2,{"$f":"HLOOKUP($Q22, Assets!$E$2:$AA$10,6,FALSE)","v":1961},{"$f":"HLOOKUP($Q22, Assets!$E$2:$AA$10,7,FALSE)","v":1961},{"$f":"HLOOKUP($Q22, Assets!$E$2:$AA$10,8,FALSE)","v":9999},{"$f":"HLOOKUP($Q22, Assets!$E$2:$AA$10,9,FALSE)","v":9999},0.24,true,true,true,true,true,8.3025063026110225E-3,2.6218440955613756E-3,1.3109220477806879E-4,false,1.9226856700783421E-2,2.6907757064662712E-3,false,false,3.1212429709063995E-2,2.1848700796344798E-2,2036,30.84090909090909,33.893636363636361,21.120956543308552,{"$f":"COUNTIF((OFFSET(Origin,$P22,19):OFFSET(Origin,$P23-1,19)),\">0\")","v":{"$error":"#REF!"}},{"$f":"SUM(OFFSET(Origin,$P22,19):OFFSET(Origin,$P23-1,19))","v":{"$error":"#REF!"}},34848.460233147271]
[null,null,null,2037,0,0,36218.406643977658,0,0,0,36218.406643977658,{"$f":"HLOOKUP(D23,Assets!$E$21:$AA$30,10,FALSE)","v":0},null,2037,null,null,2037,21.120956543308552,{"$f":"Load!K25*SENSITIVITY_FORECAST_FACTOR","v":21.120956543308552},-2.8063177168140219E-2,-2.8063177168140219E-2,{"$f":"HLOOKUP($Q23,Assets!$E$2:$AA$18,11,FALSE)","v":61.68181818181818},{"$f":"HLOOKUP($Q23,Assets!$E$2:$AA$18,14,FALSE)","v":30.84090909090909},{"$f":"HLOOKUP($Q23,Assets!$E$2:$AA$18,13,FALSE)","v":33.893636363636361},{"$f":"HLOOKUP($Q23,Assets!$E$2:$AA$18,15,FALSE)","v":0},{"$f":"HLOOKUP($Q23,Assets!$E$2:$AA$18,16,FALSE)","v":0},{"$f":"HLOOKUP($Q23,Assets!$E$2:$AA$18,17,FALSE)","v":0},{"$f":"(IF($AB$30=\"Yes\",VLOOKUP(Engine!Q23,Load!$A$6:$P$29,16,FALSE),0)+NN_LOAD_TRANSFER)","v":4.938724445587626},{"$f":"HLOOKUP($Q23, Assets!$E$2:$AA$6,2,FALSE)","v":1.1307111551898692E-2},{"$f":"HLOOKUP($Q23, Assets!$E$2:$AA$6,3,FALSE)","v":1.1307111551898692E-2},{"$f":"HLOOKUP($Q23, Assets!$E$2:$AA$6,4,FALSE)","v":true},{"$f":"HLOOKUP($Q23, Assets!$E$2:$AA$6,5,FALSE)","v":true},2,1.1307111551898692E-2,{"$f":"HLOOKUP($Q23, Assets!$E$2:$AA$10,6,FALSE)","v":1961},{"$f":"HLOOKUP($Q23, Assets!$E$2:$AA$10,7,FALSE)","v":1961},{"$f":"HLOOKUP($Q23, Assets!$E$2:$AA$10,8,FALSE)","v":9999},{"$f":"HLOOKUP($Q23, Assets!$E$2:$AA$10,9,FALSE)","v":9999},0.24,true,true,true,true,true,8.5934047794430056E-3,2.713706772455686E-3,1.356853386227843E-4,false,1.9900516331341697E-2,2.78755337815904E-3,false,false,3.2306033005424832E-2,2.2614223103797383E-2,2037,30.84090909090909,33.893636363636361,21.120956543308552,{"$f":"COUNTIF((OFFSET(Origin,$P23,19):OFFSET(Origin,$P24-1,19)),\">0\")","v":{"$error":"#REF!"}},{"$f":"SUM(OFFSET(Origin,$P23,19):OFFSET(Origin,$P24-1,19))","v":{"$error":"#REF!"}},36218.406643977658]
[null,null,null,2038,0,0,37625.203359504179,0,0,0,37625.203359504179,{"$f":"HLOOKUP(D24,Assets!$E$21:$AA$30,10,FALSE)","v":0},null,2038,null,null,2038,21.120956543308552,{"$f":"Load!K26*SENSITIVITY_FORECAST_FACTOR","v":21.120956543308552},-2.8063177168140219E-2,-2.8063177168140219E-2,{"$f":"HLOOKUP($Q24,Assets!$E$2:$AA$18,11,FALSE)","v":61.68181818181818},{"$f":"HLOOKUP($Q24,Assets!$E$2:$AA$18,14,FALSE)","v":30.84090909090909},{"$f":"HLOOKUP($Q24,Assets!$E$2:$AA$18,13,FALSE)","v":33.893636363636361},{"$f":"HLOOKUP($Q24,Assets!$E$2:$AA$18,15,FALSE)","v":0},{"$f":"HLOOKUP($Q24,Assets!$E$2:$AA$18,16,FALSE)","v":0},{"$f":"HLOOKUP($Q24,Assets!$E$2:$AA$18,17,FALSE)","v":0},{"$f":"(IF($AB$30=\"Yes\",VLOOKUP(Engine!Q24,Load!$A$6:$P$29,16,FALSE),0)+NN_LOAD_TRANSFER)","v":4.9240063282182351},{"$f":"HLOOKUP($Q24, Assets!$E$2:$AA$6,2,FALSE)","v":1.1698016303474766E-2},{"$f":"HLOOKUP($Q24, Assets!$E$2:$AA$6,3,FALSE)","v":1.1698016303474766E-2},{"$f":"HLOOKUP($Q24, Assets!$E$2:$AA$6,4,FALSE)","v":true},{"$f":"HLOOKUP($Q24, Assets!$E$2:$AA$6,5,FALSE)","v":true},2,1.1698016303474766E-2,{"$f":"HLOOKUP($Q24, Assets!$E$2:$AA$10,6,FALSE)","v":1961},{"$f":"HLOOKUP($Q24, Assets!$E$2:$AA$10,7,FALSE)","v":1961},{"$f":"HLOOKUP($Q24, Assets!$E$2:$AA$10,8,FALSE)","v":9999},{"$f":"HLOOKUP($Q24, Assets!$E$2:$AA$10,9,FALSE)","v":9999},0.24,true,true,true,true,true,8.8904923906408233E-3,2.807523912833944E-3,1.403761956416972E-4,false,2.058850869411559E-2,2.8865647677819863E-3,false,false,3.3422903724213616E-2,2.3396032606949533E-2,2038,30.84090909090909,33.893636363636361,21.120956543308552,{"$f":"COUNTIF((OFFSET(Origin,$P24,19):OFFSET(Origin,$P25-1,19)),\">0\")","v":{"$error":"#REF!"}},{"$f":"SUM(OFFSET(Origin,$P24,19):OFFSET(Origin,$P25-1,19))","v":{"$error":"#REF!"}},37625.203359504179]
[null,null,null,2039,0,0,39069.451084485278,0,0,0,39069.451084485278,{"$f":"HLOOKUP(D25,Assets!$E$21:$AA$30,10,FALSE)","v":0},null,2039,null,null,2039,21.120956543308552,{"$f":"Load!K27*SENSITIVITY_FORECAST_FACTOR","v":21.120956543308552},-2.8063177168140219E-2,-2.8063177168140219E-2,{"$f":"HLOOKUP($Q25,Assets!$E$2:$AA$18,11,FALSE)","v":61.68181818181818},{"$f":"HLOOKUP($Q25,Assets!$E$2:$AA$18,14,FALSE)","v":30.84090909090909},{"$f":"HLOOKUP($Q25,Assets!$E$2:$AA$18,13,FALSE)","v":33.893636363636361},{"$f":"HLOOKUP($Q25,Assets!$E$2:$AA$18,15,FALSE)","v":0},{"$f":"HLOOKUP($Q25,Assets!$E$2:$AA$18,16,FALSE)","v":0},{"$f":"HLOOKUP($Q25,Assets!$E$2:$AA$18,17,FALSE)","v":0},{"$f":"(IF($AB$30=\"Yes\",VLOOKUP(Engine!Q25,Load!$A$6:$P$29,16,FALSE),0)+NN_LOAD_TRANSFER)","v":4.9093320729799039},{"$f":"HLOOKUP($Q25, Assets!$E$2:$AA$6,2,FALSE)","v":1.2097128777038384E-2},{"$f":"HLOOKUP($Q25, Assets!$E$2:$AA$6,3,FALSE)","v":1.2097128777038384E-2},{"$f":"HLOOKUP($Q25, Assets!$E$2:$AA$6,4,FALSE)","v":true},{"$f":"HLOOKUP($Q25, Assets!$E$2:$AA$6,5,FALSE)","v":true},2,1.2097128777038384E-2,{"$f":"HLOOKUP($Q25, Assets!$E$2:$AA$10,6,FALSE)","v":1961},{"$f":"HLOOKUP($Q25, Assets!$E$2:$AA$10,7,FALSE)","v":1961},{"$f":"HLOOKUP($Q25, Assets!$E$2:$AA$10,8,FALSE)","v":9999},{"$f":"HLOOKUP($Q25, Assets!$E$2:$AA$10,9,FALSE)","v":9999},0.24,true,true,true,true,true,9.1938178705491709E-3,2.9033109064892119E-3,1.4516554532446061E-4,false,2.1290946647587555E-2,2.9878371935260412E-3,false,false,3.4563225077252527E-2,2.4194257554076767E-2,2039,30.84090909090909,33.893636363636361,21.120956543308552,{"$f":"COUNTIF((OFFSET(Origin,$P25,19):OFFSET(Origin,$P26-1,19)),\">0\")","v":{"$error":"#REF!"}},{"$f":"SUM(OFFSET(Origin,$P25,19):OFFSET(Origin,$P26-1,19))","v":{"$error":"#REF!"}},39069.451084485278]
[null,null,null,null,null,null,null,null,null,0,null,null,null,2040,null,null,2040,21.120956543308552,{"$f":"Load!K28*SENSITIVITY_FORECAST_FACTOR","v":21.120956543308552},-2.8063177168140219E-2,-2.8063177168140219E-2,{"$f":"HLOOKUP($Q26,Assets!$E$2:$AA$18,11,FALSE)","v":61.68181818181818},{"$f":"HLOOKUP($Q26,Assets!$E$2:$AA$18,14,FALSE)","v":30.84090909090909},{"$f":"HLOOKUP($Q26,Assets!$E$2:$AA$18,13,FALSE)","v":33.893636363636361},{"$f":"HLOOKUP($Q26,Assets!$E$2:$AA$18,15,FALSE)","v":0},{"$f":"HLOOKUP($Q26,Assets!$E$2:$AA$18,16,FALSE)","v":0},{"$f":"HLOOKUP($Q26,Assets!$E$2:$AA$18,17,FALSE)","v":0},{"$f":"(IF($AB$30=\"Yes\",VLOOKUP(Engine!Q26,Load!$A$6:$P$29,16,FALSE),0)+NN_LOAD_TRANSFER)","v":4.8947015491571007},{"$f":"HLOOKUP($Q26, Assets!$E$2:$AA$6,2,FALSE)","v":1.2504512764454518E-2},{"$f":"HLOOKUP($Q26, Assets!$E$2:$AA$6,3,FALSE)","v":1.2504512764454518E-2},{"$f":"HLOOKUP($Q26, Assets!$E$2:$AA$6,4,FALSE)","v":true},{"$f":"HLOOKUP($Q26, Assets!$E$2:$AA$6,5,FALSE)","v":true},2,1.2504512764454518E-2,{"$f":"HLOOKUP($Q26, Assets!$E$2:$AA$10,6,FALSE)","v":1961},{"$f":"HLOOKUP($Q26, Assets!$E$2:$AA$10,7,FALSE)","v":1961},{"$f":"HLOOKUP($Q26, Assets!$E$2:$AA$10,8,FALSE)","v":9999},{"$f":"HLOOKUP($Q26, Assets!$E$2:$AA$10,9,FALSE)","v":9999},0.24,true,true,true,true,true,9.5034297009854336E-3,3.001083063469084E-3,1.5005415317345422E-4,false,2.2007942465439953E-2,3.0913982395506562E-3,false,false,3.5727179327012908E-2,2.5009025528909035E-2]
[]
[]
[null,null,null,null,null,null,null,null,null,null,null,null,null,null,null,null,null,null,null,null,null,null,null,"After Mobile",{"$f":"IF(ISSPAREREADY, 75,0)","v":0},{"$f":"Y29/2","v":0},{"$f":"Z29/2","v":0}]
[null,null,null,null,null,null,null,null,null,null,null,null,null,null,null,null,null,null,null,null,null,null,null,"Power factor",{"$f":"VLOOKUP(C1,Load!$AP$3:$AU$54,6,FALSE)","v":0.99126803537592478},null,"Load Transfers","YES"]
[0,1,2,3,4,5,6,7,8,9,10,11,12,13,14,15,16,17,18,19,20,21,22,23,24,25,26,27,28,29,30,31,32]
[null,null,null,"Probability of fault:",null,null,null,null,null,null,null,null,null,null,null,null,null,null,null,null,null,null,"Expected energy at risk"]
[null,null,null,"PI Point:",{"$f":"C40-C41","v":124},null,{"$f":"VLOOKUP($C$1,Load!$Q$58:$R$109,2,FALSE)","v":"CM:-:66/11kV:Trans Summation:MW"},null,null,null,null,null,null,null,null,null,null,null,null,null,null,null,"Outage (Days)",24]
[null,null,null,null,{"$f":"C39-C40","v":5},null,null,null,null,null,null,null,null,null,null,null,null,null,365,{"$f":"IF(ISSPAREREADY, 30, IF(AssetType=\"Transformer\", 152,120))","v":152},{"$f":"IF(ISSPAREREADY, (152-T34)/5*4,T34/5*4)","v":121.6},{"$f":"U34/5*4","v":97.28},{"$f":"V34/5*4","v":77.823999999999998},25]
[null,null,null,null,"Station Capacity",null,null,null,"MWh over Capacity (Inc Xfers",null,null,null,null,"Probability of Outage",null,null,null,null,"kWh at risk"]
["Year","MVA","Hours at or below MVA","N rating (MVA)","N-1 Rating","N-2","N-3","N-4","MVA After Xfers","N","N-1","N-2","N-3","N-4","1 Failure","2 Failures","3 Failures","4 Failures","Minor","N","N-1","N-2","N-3","N-4","Minor"]
[2018,1,{"$f":"IF(LOADPROFILE=0.1,Results_10PoE!C8,IF(LOADPROFILE=0.5,Results_50PoE!C8,\"Invalid Load Profile %\"))","v":8760},{"$f":"VLOOKUP($A37,$Q$4:$AB$26,6,FALSE)","v":61.68181818181818},{"$f":"VLOOKUP($A37,$Q$4:$AB$26,7,FALSE)","v":30.84090909090909},{"$f":"VLOOKUP($A37,$Q$4:$AB$26,9,FALSE)","v":0},{"$f":"VLOOKUP($A37,$Q$4:$AB$26,10,FALSE)","v":0},{"$f":"VLOOKUP($A37,$Q$4:$AB$26,11,FALSE)","v":0},{"$f":"IF(B37-VLOOKUP(A37,$Q$4:$AB$26,12,FALSE)<0,0,B37-VLOOKUP(A37,$Q$4:$AB$26,12,FALSE))","v":0},{"$f":"IF(B37=150,0,IF(IF($I37>D37,($I37-D37)*($C37-$C38),0)<0,0,IF($I37>D37,($I37-D37)*($C37-$C38),0)))*$Y$30","v":0},{"$f":"IF(C37=150,0,IF(IF($I37>E37,($I37-E37)*($C37-$C38),0)<0,0,IF($I37>E37,($I37-E37)*($C37-$C38),0)))*$Y$30","v":0},{"$f":"IF(D37=150,0,IF(IF($I37>F37,($I37-F37)*($C37-$C38),0)<0,0,IF($I37>F37,($I37-F37)*($C37-$C38),0)))*$Y$30","v":0},{"$f":"IF(E37=150,0,IF(IF($I37>G37,($I37-G37)*($C37-$C38),0)<0,0,IF($I37>G37,($I37-G37)*($C37-$C38),0)))*$Y$30","v":0},{"$f":"IF(F37=150,0,IF(IF($I37>H37,($I37-H37)*($C37-$C38),0)<0,0,IF($I37>H37,($I37-H37)*($C37-$C38),0)))*$Y$30","v":0},{"$f":"VLOOKUP($A37, $Q$4:$BB$26,33,FALSE)","v":9.4194084494467738E-3},{"$f":"VLOOKUP($A37, $Q$4:$BB$26,34,FALSE)","v":1.3010091156523702E-3},{"$f":"VLOOKUP($A37, $Q$4:$BB$26,35,FALSE)","v":false},{"$f":"VLOOKUP($A37, $Q$4:$BB$26,36,FALSE)","v":false},{"$f":"VLOOKUP($A37, $Q$4:$BB$26,37,FALSE)","v":1.5291247482868137E-2},{"$f":"J37*1000*($S$34/365)","v":0},{"$f":"O37*K37*1000*($T$34/365)","v":0},{"$f":"P37*L37*1000*($U$34/365)","v":0},{"$f":"Q37*M37*1000*($V$34/365)","v":0},{"$f":"R37*N37*1000*($W$34/365)","v":0},{"$f":"S37*K37*1000*($X$34/365)","v":0}]
[2018,2,{"$f":"IF(LOADPROFILE=0.1,Results_10PoE!C9,IF(LOADPROFILE=0.5,Results_50PoE!C9,\"Invalid Load Profile %\"))","v":8760},{"$f":"VLOOKUP($A38,$Q$4:$AB$26,6,FALSE)","v":61.68181818181818},{"$f":"VLOOKUP($A38,$Q$4:$AB$26,7,FALSE)","v":30.84090909090909},{"$f":"VLOOKUP($A38,$Q$4:$AB$26,9,FALSE)","v":0},{"$f":"VLOOKUP($A38,$Q$4:$AB$26,10,FALSE)","v":0},{"$f":"VLOOKUP($A38,$Q$4:$AB$26,11,FALSE)","v":0},{"$f":"IF(B38-VLOOKUP(A38,$Q$4:$AB$26,12,FALSE)<0,0,B38-VLOOKUP(A38,$Q$4:$AB$26,12,FALSE))","v":0},{"$f":"IF(B38=150,0,IF(IF($I38>D38,($I38-D38)*($C38-$C39),0)<0,0,IF($I38>D38,($I38-D38)*($C38-$C39),0)))*$Y$30","v":0},{"$f":"IF(C38=150,0,IF(IF($I38>E38,($I38-E38)*($C38-$C39),0)<0,0,IF($I38>E38,($I38-E38)*($C38-$C39),0)))*$Y$30","v":0},{"$f":"IF(D38=150,0,IF(IF($I38>F38,($I38-F38)*($C38-$C39),0)<0,0,IF($I38>F38,($I38-F38)*($C38-$C39),0)))*$Y$30","v":0},{"$f":"IF(E38=150,0,IF(IF($I38>G38,($I38-G38)*($C38-$C39),0)<0,0,IF($I38>G38,($I38-G38)*($C38-$C39),0)))*$Y$30","v":0},{"$f":"IF(F38=150,0,IF(IF($I38>H38,($I38-H38)*($C38-$C39),0)<0,0,IF($I38>H38,($I38-H38)*($C38-$C39),0)))*$Y$30","v":0},{"$f":"VLOOKUP($A38, $Q$4:$BB$26,33,FALSE)","v":9.4194084494467738E-3},{"$f":"VLOOKUP($A38, $Q$4:$BB$26,34,FALSE)","v":1.3010091156523702E-3},{"$f":"VLOOKUP($A38, $Q$4:$BB$26,35,FALSE)","v":false},{"$f":"VLOOKUP($A38, $Q$4:$BB$26,36,FALSE)","v":false},{"$f":"VLOOKUP($A38, $Q$4:$BB$26,37,FALSE)","v":1.5291247482868137E-2},{"$f":"J38*1000*($S$34/365)","v":0},{"$f":"O38*K38*1000*($T$34/365)","v":0},{"$f":"P38*L38*1000*($U$34/365)","v":0},{"$f":"Q38*M38*1000*($V$34/365)","v":0},{"$f":"R38*N38*1000*($W$34/365)","v":0},{"$f":"S38*K38*1000*($X$34/365)","v":0}]
[2018,3,{"$f":"IF(LOADPROFILE=0.1,Results_10PoE!C10,IF(LOADPROFILE=0.5,Results_50PoE!C10,\"Invalid Load Profile %\"))","v":8760},61.68181818181818,30.84090909090909,0,0,0,0,0,0,0,0,0,9.4194084494467738E-3,{"$f":"VLOOKUP($A39, $Q$4:$BB$26,34,FALSE)","v":1.3010091156523702E-3},false,false,1.5291247482868137E-2,0,0,0,0,0,0]
[2018,4,{"$f":"IF(LOADPROFILE=0.1,Results_10PoE!C11,IF(LOADPROFILE=0.5,Results_50PoE!C11,\"Invalid Load Profile %\"))","v":8755},61.68181818181818,30.84090909090909,0,0,0,0,0,0,0,0,0,9.4194084494467738E-3,1.3010091156523702E-3,false,false,1.5291247482868137E-2,0,0,0,0,0,{"$f":"S40*K40*1000*($X$34/365)","v":0}]
[2018,5,{"$f":"IF(LOADPROFILE=0.1,Results_10PoE!C12,IF(LOADPROFILE=0.5,Results_50PoE!C12,\"Invalid Load Profile %\"))","v":8631},61.68181818181818,30.84090909090909,0,0,0,0,0,0,0,0,0,9.4194084494467738E-3,1.3010091156523702E-3,false,false,1.5291247482868137E-2,0,0,0,0,0,0]
[2018,6,{"$f":"IF(LOADPROFILE=0.1,Results_10PoE!C13,IF(LOADPROFILE=0.5,Results_50PoE!C13,\"Invalid Load Profile %\"))","v":7959},61.68181818181818,30.84090909090909,0,0,0,0.77312077873293639,0,0,789.36101290619001,789.36101290619001,789.36101290619001,9.4194084494467738E-3,1.3010091156523702E-3,false,false,1.5291247482868137E-2,0,0,342.13438410168612,0,0,0]
[2018,7,{"$f":"IF(LOADPROFILE=0.1,Results_10PoE!C14,IF(LOADPROFILE=0.5,Results_50PoE!C14,\"Invalid Load Profile %\"))","v":6929},61.68181818181818,30.84090909090909,0,0,0,1.7731207787329364,0,0,2167.1675933596148,2167.1675933596148,2167.1675933596148,9.4194084494467738E-3,1.3010091156523702E-3,false,false,1.5291247482868137E-2,0,0,{"$f":"P43*L43*1000*($U$34/365)","v":939.31995332450333},0,0,0]
[2018,8,{"$f":"IF(LOADPROFILE=0.1,Results_10PoE!C15,IF(LOADPROFILE=0.5,Results_50PoE!C15,\"Invalid Load Profile %\"))","v":5696},61.68181818181818,30.84090909090909,0,0,0,2.7731207787329364,0,0,{"$f":"IF(D44=150,0,IF(IF($I44>F44,($I44-F44)*($C44-$C45),0)<0,0,IF($I44>F44,($I44-F44)*($C44-$C45),0)))*$Y$30","v":2149.6444812042964},2149.6444812042964,2149.6444812042964,9.4194084494467738E-3,{"$f":"VLOOKUP($A44, $Q$4:$BB$26,34,FALSE)","v":1.3010091156523702E-3},false,false,1.5291247482868137E-2,0,0,{"$f":"P44*L44*1000*($U$34/365)","v":931.72487441031717},0,0,0]
[2018,9,{"$f":"IF(LOADPROFILE=0.1,Results_10PoE!C16,IF(LOADPROFILE=0.5,Results_50PoE!C16,\"Invalid Load Profile %\"))","v":4914},61.68181818181818,30.84090909090909,0,0,0,3.7731207787329364,0,0,2367.5301556542386,2367.5301556542386,2367.5301556542386,9.4194084494467738E-3,1.3010091156523702E-3,false,false,1.5291247482868137E-2,0,0,1026.1635150496043,0,0,0]
[2018,10,{"$f":"IF(LOADPROFILE=0.1,Results_10PoE!C17,IF(LOADPROFILE=0.5,Results_50PoE!C17,\"Invalid Load Profile %\"))","v":4281},61.68181818181818,30.84090909090909,0,0,0,4.7731207787329364,0,0,3846.6623922975873,3846.6623922975873,3846.6623922975873,9.4194084494467738E-3,1.3010091156523702E-3,false,false,1.5291247482868137E-2,0,0,1667.2668739876819,0,0,0]
[2018,11,{"$f":"IF(LOADPROFILE=0.1,Results_10PoE!C18,IF(LOADPROFILE=0.5,Results_50PoE!C18,\"Invalid Load Profile %\"))","v":3468},61.68181818181818,30.84090909090909,0,0,0,5.7731207787329364,0,0,3502.2985765013864,3502.2985765013864,3502.2985765013864,9.4194084494467738E-3,{"$f":"VLOOKUP($A47, $Q$4:$BB$26,34,FALSE)","v":1.3010091156523702E-3},false,false,1.5291247482868137E-2,0,0,1518.0085497254199,0,0,0]
[2018,12,{"$f":"IF(LOADPROFILE=0.1,Results_10PoE!C19,IF(LOADPROFILE=0.5,Results_50PoE!C19,\"Invalid Load Profile %\"))","v":2856},61.68181818181818,30.84090909090909,0,0,0,6.7731207787329364,0,0,4155.9524610453418,4155.9524610453418,4155.9524610453418,9.4194084494467738E-3,1.3010091156523702E-3,false,false,1.5291247482868137E-2,0,0,1801.3231111841303,0,0,0]
[2018,13,{"$f":"IF(LOADPROFILE=0.1,Results_10PoE!C20,IF(LOADPROFILE=0.5,Results_50PoE!C20,\"Invalid Load Profile %\"))","v":2237},61.68181818181818,30.84090909090909,0,0,0,7.7731207787329364,0,0,6957.8372852561615,6957.8372852561615,6957.8372852561615,9.4194084494467738E-3,1.3010091156523702E-3,false,false,1.5291247482868137E-2,0,0,3015.7498728072756,0,0,0]
[2018,14,{"$f":"IF(LOADPROFILE=0.1,Results_10PoE!C21,IF(LOADPROFILE=0.5,Results_50PoE!C21,\"Invalid Load Profile %\"))","v":1334},61.68181818181818,30.84090909090909,0,0,0,8.7731207787329364,0,0,6591.9577624253288,6591.9577624253288,6591.9577624253288,9.4194084494467738E-3,1.3010091156523702E-3,false,false,1.5291247482868137E-2,0,0,2857.1659509357469,0,0,0]
[2018,15,{"$f":"IF(LOADPROFILE=0.1,Results_10PoE!C22,IF(LOADPROFILE=0.5,Results_50PoE!C22,\"Invalid Load Profile %\"))","v":576},61.68181818181818,30.84090909090909,0,0,0,9.7731207787329364,0,0,3129.153661525871,3129.153661525871,3129.153661525871,9.4194084494467738E-3,1.3010091156523702E-3,false,false,1.5291247482868137E-2,0,0,1356.2755738392696,0,0,0]
[2018,16,{"$f":"IF(LOADPROFILE=0.1,Results_10PoE!C23,IF(LOADPROFILE=0.5,Results_50PoE!C23,\"Invalid Load Profile %\"))","v":253},61.68181818181818,30.84090909090909,0,0,0,10.773120778732936,0,0,1366.9184344578753,1366.9184344578753,1366.9184344578753,9.4194084494467738E-3,1.3010091156523702E-3,false,false,1.5291247482868137E-2,0,0,592.46629747859788,0,0,0]
[2018,17,{"$f":"IF(LOADPROFILE=0.1,Results_10PoE!C24,IF(LOADPROFILE=0.5,Results_50PoE!C24,\"Invalid Load Profile %\"))","v":125},61.68181818181818,30.84090909090909,0,0,0,11.773120778732936,0,0,863.60355453877764,863.60355453877764,863.60355453877764,9.4194084494467738E-3,1.3010091156523702E-3,false,false,1.5291247482868137E-2,0,0,374.31348319614301,0,0,0]
[2018,18,{"$f":"IF(LOADPROFILE=0.1,Results_10PoE!C25,IF(LOADPROFILE=0.5,Results_50PoE!C25,\"Invalid Load Profile %\"))","v":51},61.68181818181818,30.84090909090909,0,0,0,12.773120778732936,0,0,354.52441751871203,354.52441751871203,354.52441751871203,9.4194084494467738E-3,1.3010091156523702E-3,false,false,1.5291247482868137E-2,0,0,153.66225498039464,0,0,0]
[2018,19,{"$f":"IF(LOADPROFILE=0.1,Results_10PoE!C26,IF(LOADPROFILE=0.5,Results_50PoE!C26,\"Invalid Load Profile %\"))","v":23},61.68181818181818,30.84090909090909,0,0,0,13.773120778732936,0,0,204.79281562994888,204.79281562994888,204.79281562994888,9.4194084494467738E-3,1.3010091156523702E-3,false,false,1.5291247482868137E-2,0,0,88.763775634216245,0,0,0]
[2018,20,{"$f":"IF(LOADPROFILE=0.1,Results_10PoE!C27,IF(LOADPROFILE=0.5,Results_50PoE!C27,\"Invalid Load Profile %\"))","v":8},61.68181818181818,30.84090909090909,0,0,0,14.773120778732936,0,0,87.864734464235099,87.864734464235099,87.864734464235099,9.4194084494467738E-3,1.3010091156523702E-3,false,false,1.5291247482868137E-2,0,0,38.083394440145568,0,0,0]
[2018,21,{"$f":"IF(LOADPROFILE=0.1,Results_10PoE!C28,IF(LOADPROFILE=0.5,Results_50PoE!C28,\"Invalid Load Profile %\"))","v":2},61.68181818181818,30.84090909090909,0,0,0,15.773120778732936,0,0,31.27078089216355,31.27078089216355,31.27078089216355,9.4194084494467738E-3,1.3010091156523702E-3,false,false,1.5291247482868137E-2,0,0,13.553759542201547,0,0,0]
[2018,22,{"$f":"IF(LOADPROFILE=0.1,Results_10PoE!C29,IF(LOADPROFILE=0.5,Results_50PoE!C29,\"Invalid Load Profile %\"))","v":0},61.68181818181818,30.84090909090909,0,0,0,16.773120778732938,0,0,0,0,0,9.4194084494467738E-3,1.3010091156523702E-3,false,false,1.5291247482868137E-2,0,0,0,0,0,0]
[2018,23,{"$f":"IF(LOADPROFILE=0.1,Results_10PoE!C30,IF(LOADPROFILE=0.5,Results_50PoE!C30,\"Invalid Load Profile %\"))","v":0},61.68181818181818,30.84090909090909,0,0,0,17.773120778732938,0,0,0,0,0,9.4194084494467738E-3,1.3010091156523702E-3,false,false,1.5291247482868137E-2,0,0,0,0,0,0]
[2018,24,{"$f":"IF(LOADPROFILE=0.1,Results_10PoE!C31,IF(LOADPROFILE=0.5,Results_50PoE!C31,\"Invalid Load Profile %\"))","v":0},61.68181818181818,30.84090909090909,0,0,0,18.773120778732938,0,0,0,0,0,9.4194084494467738E-3,1.3010091156523702E-3,false,false,1.5291247482868137E-2,0,0,0,0,0,0]
[2018,25,{"$f":"IF(LOADPROFILE=0.1,Results_10PoE!C32,IF(LOADPROFILE=0.5,Results_50PoE!C32,\"Invalid Load Profile %\"))","v":0},61.68181818181818,30.84090909090909,0,0,0,19.773120778732938,0,0,0,0,0,9.4194084494467738E-3,1.3010091156523702E-3,false,false,1.5291247482868137E-2,0,0,0,0,0,0]
[2018,26,{"$f":"IF(LOADPROFILE=0.1,Results_10PoE!C33,IF(LOADPROFILE=0.5,Results_50PoE!C33,\"Invalid Load Profile %\"))","v":0},61.68181818181818,30.84090909090909,0,0,0,20.773120778732938,0,0,0,0,0,9.4194084494467738E-3,1.3010091156523702E-3,false,false,1.5291247482868137E-2,0,0,0,0,0,0]
[2018,27,{"$f":"IF(LOADPROFILE=0.1,Results_10PoE!C34,IF(LOADPROFILE=0.5,Results_50PoE!C34,\"Invalid Load Profile %\"))","v":0},61.68181818181818,30.84090909090909,0,0,0,21.773120778732938,0,0,0,0,0,9.4194084494467738E-3,1.3010091156523702E-3,false,false,1.5291247482868137E-2,0,0,0,0,0,0]
[2018,28,{"$f":"IF(LOADPROFILE=0.1,Results_10PoE!C35,IF(LOADPROFILE=0.5,Results_50PoE!C35,\"Invalid Load Profile %\"))","v":0},61.68181818181818,30.84090909090909,0,0,0,22.773120778732938,0,0,0,0,0,9.4194084494467738E-3,1.3010091156523702E-3,false,false,1.5291247482868137E-2,0,0,0,0,0,0]
[2018,29,{"$f":"IF(LOADPROFILE=0.1,Results_10PoE!C36,IF(LOADPROFILE=0.5,Results_50PoE!C36,\"Invalid Load Profile %\"))","v":0},61.68181818181818,30.84090909090909,0,0,0,23.773120778732938,0,0,0,0,0,9.4194084494467738E-3,1.3010091156523702E-3,false,false,1.5291247482868137E-2,0,0,0,0,0,0]
[2018,30,{"$f":"IF(LOADPROFILE=0.1,Results_10PoE!C37,IF(LOADPROFILE=0.5,Results_50PoE!C37,\"Invalid Load Profile %\"))","v":0},61.68181818181818,30.84090909090909,0,0,0,24.773120778732938,0,0,0,0,0,9.4194084494467738E-3,1.3010091156523702E-3,false,false,1.5291247482868137E-2,0,0,0,0,0,0]
[2018,31,{"$f":"IF(LOADPROFILE=0.1,Results_10PoE!C38,IF(LOADPROFILE=0.5,Results_50PoE!C38,\"Invalid Load Profile %\"))","v":0},61.68181818181818,30.84090909090909,0,0,0,25.773120778732938,0,0,0,0,0,9.4194084494467738E-3,1.3010091156523702E-3,false,false,1.5291247482868137E-2,0,0,0,0,0,0]
[2018,32,{"$f":"IF(LOADPROFILE=0.1,Results_10PoE!C39,IF(LOADPROFILE=0.5,Results_50PoE!C39,\"Invalid Load Profile %\"))","v":0},61.68181818181818,30.84090909090909,0,0,0,26.773120778732938,0,0,0,0,0,9.4194084494467738E-3,1.3010091156523702E-3,false,false,1.5291247482868137E-2,0,0,0,0,0,0]
[2018,33,{"$f":"IF(LOADPROFILE=0.1,Results_10PoE!C40,IF(LOADPROFILE=0.5,Results_50PoE!C40,\"Invalid Load Profile %\"))","v":0},61.68181818181818,30.84090909090909,0,0,0,27.773120778732938,0,0,0,0,0,9.4194084494467738E-3,1.3010091156523702E-3,false,false,1.5291247482868137E-2,0,0,0,0,0,0]
[2018,34,{"$f":"IF(LOADPROFILE=0.1,Results_10PoE!C41,IF(LOADPROFILE=0.5,Results_50PoE!C41,\"Invalid Load Profile %\"))","v":0},61.68181818181818,30.84090909090909,0,0,0,28.773120778732938,0,0,0,0,0,9.4194084494467738E-3,1.3010091156523702E-3,false,false,1.5291247482868137E-2,0,0,0,0,0,0]
[2018,35,{"$f":"IF(LOADPROFILE=0.1,Results_10PoE!C42,IF(LOADPROFILE=0.5,Results_50PoE!C42,\"Invalid Load Profile %\"))","v":0},61.68181818181818,30.84090909090909,0,0,0,29.773120778732938,0,0,0,0,0,9.4194084494467738E-3,1.3010091156523702E-3,false,false,1.5291247482868137E-2,0,0,0,0,0,0]
[2018,36,{"$f":"IF(LOADPROFILE=0.1,Results_10PoE!C43,IF(LOADPROFILE=0.5,Results_50PoE!C43,\"Invalid Load Profile %\"))","v":0},61.68181818181818,30.84090909090909,0,0,0,30.773120778732938,0,0,0,0,0,9.4194084494467738E-3,1.3010091156523702E-3,false,false,1.5291247482868137E-2,0,0,0,0,0,0]
[2018,37,{"$f":"IF(LOADPROFILE=0.1,Results_10PoE!C44,IF(LOADPROFILE=0.5,Results_50PoE!C44,\"Invalid Load Profile %\"))","v":0},61.68181818181818,30.84090909090909,0,0,0,31.773120778732938,0,0,0,0,0,9.4194084494467738E-3,1.3010091156523702E-3,false,false,1.5291247482868137E-2,0,0,0,0,0,0]
[2018,38,{"$f":"IF(LOADPROFILE=0.1,Results_10PoE!C45,IF(LOADPROFILE=0.5,Results_50PoE!C45,\"Invalid Load Profile %\"))","v":0},61.68181818181818,30.84090909090909,0,0,0,32.773120778732938,0,0,0,0,0,9.4194084494467738E-3,1.3010091156523702E-3,false,false,1.5291247482868137E-2,0,0,0,0,0,0]
[2018,39,{"$f":"IF(LOADPROFILE=0.1,Results_10PoE!C46,IF(LOADPROFILE=0.5,Results_50PoE!C46,\"Invalid Load Profile %\"))","v":0},61.68181818181818,30.84090909090909,0,0,0,33.773120778732938,0,0,0,0,0,9.4194084494467738E-3,1.3010091156523702E-3,false,false,1.5291247482868137E-2,0,0,0,0,0,0]
[2018,40,{"$f":"IF(LOADPROFILE=0.1,Results_10PoE!C47,IF(LOADPROFILE=0.5,Results_50PoE!C47,\"Invalid Load Profile %\"))","v":0},61.68181818181818,30.84090909090909,0,0,0,34.773120778732938,0,0,0,0,0,9.4194084494467738E-3,1.3010091156523702E-3,false,false,1.5291247482868137E-2,0,0,0,0,0,0]
[2018,41,{"$f":"IF(LOADPROFILE=0.1,Results_10PoE!C48,IF(LOADPROFILE=0.5,Results_50PoE!C48,\"Invalid Load Profile %\"))","v":0},61.68181818181818,30.84090909090909,0,0,0,35.773120778732938,0,0,0,0,0,9.4194084494467738E-3,1.3010091156523702E-3,false,false,1.5291247482868137E-2,0,0,0,0,0,0]
[2018,42,{"$f":"IF(LOADPROFILE=0.1,Results_10PoE!C49,IF(LOADPROFILE=0.5,Results_50PoE!C49,\"Invalid Load Profile %\"))","v":0},61.68181818181818,30.84090909090909,0,0,0,36.773120778732938,0,0,0,0,0,9.4194084494467738E-3,1.3010091156523702E-3,false,false,1.5291247482868137E-2,0,0,0,0,0,0]
[2018,43,{"$f":"IF(LOADPROFILE=0.1,Results_10PoE!C50,IF(LOADPROFILE=0.5,Results_50PoE!C50,\"Invalid Load Profile %\"))","v":0},61.68181818181818,30.84090909090909,0,0,0,37.773120778732938,0,0,0,0,0,9.4194084494467738E-3,1.3010091156523702E-3,false,false,1.5291247482868137E-2,0,0,0,0,0,0]
[2018,44,{"$f":"IF(LOADPROFILE=0.1,Results_10PoE!C51,IF(LOADPROFILE=0.5,Results_50PoE!C51,\"Invalid Load Profile %\"))","v":0},61.68181818181818,30.84090909090909,0,0,0,38.773120778732938,0,0,0,0,0,9.4194084494467738E-3,1.3010091156523702E-3,false,false,1.5291247482868137E-2,0,0,0,0,0,0]
[2018,45,{"$f":"IF(LOADPROFILE=0.1,Results_10PoE!C52,IF(LOADPROFILE=0.5,Results_50PoE!C52,\"Invalid Load Profile %\"))","v":0},61.68181818181818,30.84090909090909,0,0,0,39.773120778732938,0,0,0,0,0,9.4194084494467738E-3,1.3010091156523702E-3,false,false,1.5291247482868137E-2,0,0,0,0,0,0]
[2018,46,{"$f":"IF(LOADPROFILE=0.1,Results_10PoE!C53,IF(LOADPROFILE=0.5,Results_50PoE!C53,\"Invalid Load Profile %\"))","v":0},61.68181818181818,30.84090909090909,0,0,0,40.773120778732938,0,0,0,0,0,9.4194084494467738E-3,1.3010091156523702E-3,false,false,1.5291247482868137E-2,0,0,0,0,0,0]
[2018,47,{"$f":"IF(LOADPROFILE=0.1,Results_10PoE!C54,IF(LOADPROFILE=0.5,Results_50PoE!C54,\"Invalid Load Profile %\"))","v":0},61.68181818181818,30.84090909090909,0,0,0,41.773120778732938,0,0,0,0,0,9.4194084494467738E-3,1.3010091156523702E-3,false,false,1.5291247482868137E-2,0,0,0,0,0,0]
[2018,48,{"$f":"IF(LOADPROFILE=0.1,Results_10PoE!C55,IF(LOADPROFILE=0.5,Results_50PoE!C55,\"Invalid Load Profile %\"))","v":0},61.68181818181818,30.84090909090909,0,0,0,42.773120778732938,0,0,0,0,0,9.4194084494467738E-3,1.3010091156523702E-3,false,false,1.5291247482868137E-2,0,0,0,0,0,0]
[2018,49,{"$f":"IF(LOADPROFILE=0.1,Results_10PoE!C56,IF(LOADPROFILE=0.5,Results_50PoE!C56,\"Invalid Load Profile %\"))","v":0},61.68181818181818,30.84090909090909,0,0,0,43.773120778732938,0,0,0,0,0,9.4194084494467738E-3,1.3010091156523702E-3,false,false,1.5291247482868137E-2,0,0,0,0,0,0]
[2018,50,{"$f":"IF(LOADPROFILE=0.1,Results_10PoE!C57,IF(LOADPROFILE=0.5,Results_50PoE!C57,\"Invalid Load Profile %\"))","v":0},61.68181818181818,30.84090909090909,0,0,0,44.773120778732938,0,0,0,0,0,9.4194084494467738E-3,1.3010091156523702E-3,false,false,1.5291247482868137E-2,0,0,0,0,0,0]
[2018,51,{"$f":"IF(LOADPROFILE=0.1,Results_10PoE!C58,IF(LOADPROFILE=0.5,Results_50PoE!C58,\"Invalid Load Profile %\"))","v":0},61.68181818181818,30.84090909090909,0,0,0,45.773120778732938,0,0,0,0,0,9.4194084494467738E-3,1.3010091156523702E-3,false,false,1.5291247482868137E-2,0,0,0,0,0,0]
[2018,52,{"$f":"IF(LOADPROFILE=0.1,Results_10PoE!C59,IF(LOADPROFILE=0.5,Results_50PoE!C59,\"Invalid Load Profile %\"))","v":0},61.68181818181818,30.84090909090909,0,0,0,46.773120778732938,0,0,0,0,0,9.4194084494467738E-3,1.3010091156523702E-3,false,false,1.5291247482868137E-2,0,0,0,0,0,0]
[2018,53,{"$f":"IF(LOADPROFILE=0.1,Results_10PoE!C60,IF(LOADPROFILE=0.5,Results_50PoE!C60,\"Invalid Load Profile %\"))","v":0},61.68181818181818,30.84090909090909,0,0,0,47.773120778732938,0,0,0,0,0,9.4194084494467738E-3,1.3010091156523702E-3,false,false,1.5291247482868137E-2,0,0,0,0,0,0]
[2018,54,{"$f":"IF(LOADPROFILE=0.1,Results_10PoE!C61,IF(LOADPROFILE=0.5,Results_50PoE!C61,\"Invalid Load Profile %\"))","v":0},61.68181818181818,30.84090909090909,0,0,0,48.773120778732938,0,0,0,0,0,9.4194084494467738E-3,1.3010091156523702E-3,false,false,1.5291247482868137E-2,0,0,0,0,0,0]
[2018,55,{"$f":"IF(LOADPROFILE=0.1,Results_10PoE!C62,IF(LOADPROFILE=0.5,Results_50PoE!C62,\"Invalid Load Profile %\"))","v":0},61.68181818181818,30.84090909090909,0,0,0,49.773120778732938,0,0,0,0,0,9.4194084494467738E-3,1.3010091156523702E-3,false,false,1.5291247482868137E-2,0,0,0,0,0,0]
[2018,56,{"$f":"IF(LOADPROFILE=0.1,Results_10PoE!C63,IF(LOADPROFILE=0.5,Results_50PoE!C63,\"Invalid Load Profile %\"))","v":0},61.68181818181818,30.84090909090909,0,0,0,50.773120778732938,0,0,0,0,0,9.4194084494467738E-3,1.3010091156523702E-3,false,false,1.5291247482868137E-2,0,0,0,0,0,0]
[2018,57,{"$f":"IF(LOADPROFILE=0.1,Results_10PoE!C64,IF(LOADPROFILE=0.5,Results_50PoE!C64,\"Invalid Load Profile %\"))","v":0},61.68181818181818,30.84090909090909,0,0,0,51.773120778732938,0,0,0,0,0,9.4194084494467738E-3,1.3010091156523702E-3,false,false,1.5291247482868137E-2,0,0,0,0,0,0]
[2018,58,{"$f":"IF(LOADPROFILE=0.1,Results_10PoE!C65,IF(LOADPROFILE=0.5,Results_50PoE!C65,\"Invalid Load Profile %\"))","v":0},61.68181818181818,30.84090909090909,0,0,0,52.773120778732938,0,0,0,0,0,9.4194084494467738E-3,1.3010091156523702E-3,false,false,1.5291247482868137E-2,0,0,0,0,0,0]
[2018,59,{"$f":"IF(LOADPROFILE=0.1,Results_10PoE!C66,IF(LOADPROFILE=0.5,Results_50PoE!C66,\"Invalid Load Profile %\"))","v":0},61.68181818181818,30.84090909090909,0,0,0,53.773120778732938,0,0,0,0,0,9.4194084494467738E-3,1.3010091156523702E-3,false,false,1.5291247482868137E-2,0,0,0,0,0,0]
[2018,60,{"$f":"IF(LOADPROFILE=0.1,Results_10PoE!C67,IF(LOADPROFILE=0.5,Results_50PoE!C67,\"Invalid Load Profile %\"))","v":0},61.68181818181818,30.84090909090909,0,0,0,54.773120778732938,0,0,0,0,0,9.4194084494467738E-3,1.3010091156523702E-3,false,false,1.5291247482868137E-2,0,0,0,0,0,0]
[2018,61,{"$f":"IF(LOADPROFILE=0.1,Results_10PoE!C68,IF(LOADPROFILE=0.5,Results_50PoE!C68,\"Invalid Load Profile %\"))","v":0},61.68181818181818,30.84090909090909,0,0,0,55.773120778732938,0,0,0,0,0,9.4194084494467738E-3,1.3010091156523702E-3,false,false,1.5291247482868137E-2,0,0,0,0,0,0]
[2018,62,{"$f":"IF(LOADPROFILE=0.1,Results_10PoE!C69,IF(LOADPROFILE=0.5,Results_50PoE!C69,\"Invalid Load Profile %\"))","v":0},61.68181818181818,30.84090909090909,0,0,0,56.773120778732938,0,0,0,0,0,9.4194084494467738E-3,1.3010091156523702E-3,false,false,1.5291247482868137E-2,0,0,0,0,0,0]
[2018,63,{"$f":"IF(LOADPROFILE=0.1,Results_10PoE!C70,IF(LOADPROFILE=0.5,Results_50PoE!C70,\"Invalid Load Profile %\"))","v":0},61.68181818181818,30.84090909090909,0,0,0,57.773120778732938,0,0,0,0,0,9.4194084494467738E-3,1.3010091156523702E-3,false,false,1.5291247482868137E-2,0,0,0,0,0,0]
[2018,64,{"$f":"IF(LOADPROFILE=0.1,Results_10PoE!C71,IF(LOADPROFILE=0.5,Results_50PoE!C71,\"Invalid Load Profile %\"))","v":0},61.68181818181818,30.84090909090909,0,0,0,58.773120778732938,0,0,0,0,0,9.4194084494467738E-3,1.3010091156523702E-3,false,false,1.5291247482868137E-2,0,0,0,0,0,0]
[2018,65,{"$f":"IF(LOADPROFILE=0.1,Results_10PoE!C72,IF(LOADPROFILE=0.5,Results_50PoE!C72,\"Invalid Load Profile %\"))","v":0},61.68181818181818,30.84090909090909,0,0,0,59.773120778732938,0,0,0,0,0,9.4194084494467738E-3,1.3010091156523702E-3,false,false,1.5291247482868137E-2,0,0,0,0,0,0]
[2018,66,{"$f":"IF(LOADPROFILE=0.1,Results_10PoE!C73,IF(LOADPROFILE=0.5,Results_50PoE!C73,\"Invalid Load Profile %\"))","v":0},{"$f":"VLOOKUP($A102,$Q$4:$AB$26,6,FALSE)","v":61.68181818181818},{"$f":"VLOOKUP($A102,$Q$4:$AB$26,7,FALSE)","v":30.84090909090909},{"$f":"VLOOKUP($A102,$Q$4:$AB$26,9,FALSE)","v":0},{"$f":"VLOOKUP($A102,$Q$4:$AB$26,10,FALSE)","v":0},{"$f":"VLOOKUP($A102,$Q$4:$AB$26,11,FALSE)","v":0},{"$f":"IF(B102-VLOOKUP(A102,$Q$4:$AB$26,12,FALSE)<0,0,B102-VLOOKUP(A102,$Q$4:$AB$26,12,FALSE))","v":60.773120778732938},{"$f":"IF(B102=150,0,IF(IF($I102>D102,($I102-D102)*($C102-$C103),0)<0,0,IF($I102>D102,($I102-D102)*($C102-$C103),0)))*$Y$30","v":0},{"$f":"IF(C102=150,0,IF(IF($I102>E102,($I102-E102)*($C102-$C103),0)<0,0,IF($I102>E102,($I102-E102)*($C102-$C103),0)))*$Y$30","v":0},{"$f":"IF(D102=150,0,IF(IF($I102>F102,($I102-F102)*($C102-$C103),0)<0,0,IF($I102>F102,($I102-F102)*($C102-$C103),0)))*$Y$30","v":0},{"$f":"IF(E102=150,0,IF(IF($I102>G102,($I102-G102)*($C102-$C103),0)<0,0,IF($I102>G102,($I102-G102)*($C102-$C103),0)))*$Y$30","v":0},{"$f":"IF(F102=150,0,IF(IF($I102>H102,($I102-H102)*($C102-$C103),0)<0,0,IF($I102>H102,($I102-H102)*($C102-$C103),0)))*$Y$30","v":0},{"$f":"VLOOKUP($A102, $Q$4:$BB$26,33,FALSE)","v":9.4194084494467738E-3},{"$f":"VLOOKUP($A102, $Q$4:$BB$26,34,FALSE)","v":1.3010091156523702E-3},{"$f":"VLOOKUP($A102, $Q$4:$BB$26,35,FALSE)","v":false},{"$f":"VLOOKUP($A102, $Q$4:$BB$26,36,FALSE)","v":false},{"$f":"VLOOKUP($A102, $Q$4:$BB$26,37,FALSE)","v":1.5291247482868137E-2},{"$f":"J102*1000*($S$34/365)","v":0},{"$f":"O102*K102*1000*($T$34/365)","v":0},{"$f":"P102*L102*1000*($U$34/365)","v":0},{"$f":"Q102*M102*1000*($V$34/365)","v":0},{"$f":"R102*N102*1000*($W$34/365)","v":0},{"$f":"S102*K102*1000*($X$34/365)","v":0}]
[2018,67,{"$f":"IF(LOADPROFILE=0.1,Results_10PoE!C74,IF(LOADPROFILE=0.5,Results_50PoE!C74,\"Invalid Load Profile %\"))","v":0},61.68181818181818,30.84090909090909,0,0,0,61.773120778732938,0,0,0,0,0,9.4194084494467738E-3,1.3010091156523702E-3,false,false,1.5291247482868137E-2,0,0,0,0,0,0]
[2018,68,{"$f":"IF(LOADPROFILE=0.1,Results_10PoE!C75,IF(LOADPROFILE=0.5,Results_50PoE!C75,\"Invalid Load Profile %\"))","v":0},61.68181818181818,30.84090909090909,0,0,0,62.773120778732938,0,0,0,0,0,9.4194084494467738E-3,1.3010091156523702E-3,false,false,1.5291247482868137E-2,0,0,0,0,0,0]
[2018,69,{"$f":"IF(LOADPROFILE=0.1,Results_10PoE!C76,IF(LOADPROFILE=0.5,Results_50PoE!C76,\"Invalid Load Profile %\"))","v":0},61.68181818181818,30.84090909090909,0,0,0,63.773120778732938,0,0,0,0,0,9.4194084494467738E-3,1.3010091156523702E-3,false,false,1.5291247482868137E-2,0,0,0,0,0,0]
[2018,70,{"$f":"IF(LOADPROFILE=0.1,Results_10PoE!C77,IF(LOADPROFILE=0.5,Results_50PoE!C77,\"Invalid Load Profile %\"))","v":0},61.68181818181818,30.84090909090909,0,0,0,64.773120778732931,0,0,0,0,0,9.4194084494467738E-3,1.3010091156523702E-3,false,false,1.5291247482868137E-2,0,0,0,0,0,0]
[2018,71,{"$f":"IF(LOADPROFILE=0.1,Results_10PoE!C78,IF(LOADPROFILE=0.5,Results_50PoE!C78,\"Invalid Load Profile %\"))","v":0},61.68181818181818,30.84090909090909,0,0,0,65.773120778732931,0,0,0,0,0,9.4194084494467738E-3,1.3010091156523702E-3,false,false,1.5291247482868137E-2,0,0,0,0,0,0]
[2018,72,{"$f":"IF(LOADPROFILE=0.1,Results_10PoE!C79,IF(LOADPROFILE=0.5,Results_50PoE!C79,\"Invalid Load Profile %\"))","v":0},61.68181818181818,30.84090909090909,0,0,0,66.773120778732931,0,0,0,0,0,9.4194084494467738E-3,1.3010091156523702E-3,false,false,1.5291247482868137E-2,0,0,0,0,0,0]
[2018,73,{"$f":"IF(LOADPROFILE=0.1,Results_10PoE!C80,IF(LOADPROFILE=0.5,Results_50PoE!C80,\"Invalid Load Profile %\"))","v":0},61.68181818181818,30.84090909090909,0,0,0,67.773120778732931,0,0,0,0,0,9.4194084494467738E-3,1.3010091156523702E-3,false,false,1.5291247482868137E-2,0,0,0,0,0,0]
[2018,74,{"$f":"IF(LOADPROFILE=0.1,Results_10PoE!C81,IF(LOADPROFILE=0.5,Results_50PoE!C81,\"Invalid Load Profile %\"))","v":0},61.68181818181818,30.84090909090909,0,0,0,68.773120778732931,0,0,0,0,0,9.4194084494467738E-3,1.3010091156523702E-3,false,false,1.5291247482868137E-2,0,0,0,0,0,0]
[2018,75,{"$f":"IF(LOADPROFILE=0.1,Results_10PoE!C82,IF(LOADPROFILE=0.5,Results_50PoE!C82,\"Invalid Load Profile %\"))","v":0},61.68181818181818,30.84090909090909,0,0,0,69.773120778732931,0,0,0,0,0,9.4194084494467738E-3,1.3010091156523702E-3,false,false,1.5291247482868137E-2,0,0,0,0,0,0]
[2018,76,{"$f":"IF(LOADPROFILE=0.1,Results_10PoE!C83,IF(LOADPROFILE=0.5,Results_50PoE!C83,\"Invalid Load Profile %\"))","v":0},61.68181818181818,30.84090909090909,0,0,0,70.773120778732931,0,0,0,0,0,9.4194084494467738E-3,1.3010091156523702E-3,false,false,1.5291247482868137E-2,0,0,0,0,0,0]
[2018,77,{"$f":"IF(LOADPROFILE=0.1,Results_10PoE!C84,IF(LOADPROFILE=0.5,Results_50PoE!C84,\"Invalid Load Profile %\"))","v":0},61.68181818181818,30.84090909090909,0,0,0,71.773120778732931,0,0,0,0,0,9.4194084494467738E-3,1.3010091156523702E-3,false,false,1.5291247482868137E-2,0,0,0,0,0,0]
[2018,78,{"$f":"IF(LOADPROFILE=0.1,Results_10PoE!C85,IF(LOADPROFILE=0.5,Results_50PoE!C85,\"Invalid Load Profile %\"))","v":0},61.68181818181818,30.84090909090909,0,0,0,72.773120778732931,0,0,0,0,0,9.4194084494467738E-3,1.3010091156523702E-3,false,false,1.5291247482868137E-2,0,0,0,0,0,0]
[2018,79,{"$f":"IF(LOADPROFILE=0.1,Results_10PoE!C86,IF(LOADPROFILE=0.5,Results_50PoE!C86,\"Invalid Load Profile %\"))","v":0},61.68181818181818,30.84090909090909,0,0,0,73.773120778732931,0,0,0,0,0,9.4194084494467738E-3,1.3010091156523702E-3,false,false,1.5291247482868137E-2,0,0,0,0,0,0]
[2018,80,{"$f":"IF(LOADPROFILE=0.1,Results_10PoE!C87,IF(LOADPROFILE=0.5,Results_50PoE!C87,\"Invalid Load Profile %\"))","v":0},61.68181818181818,30.84090909090909,0,0,0,74.773120778732931,0,0,0,0,0,9.4194084494467738E-3,1.3010091156523702E-3,false,false,1.5291247482868137E-2,0,0,0,0,0,0]
[2018,81,{"$f":"IF(LOADPROFILE=0.1,Results_10PoE!C88,IF(LOADPROFILE=0.5,Results_50PoE!C88,\"Invalid Load Profile %\"))","v":0},61.68181818181818,30.84090909090909,0,0,0,75.773120778732931,0,0,0,0,0,9.4194084494467738E-3,1.3010091156523702E-3,false,false,1.5291247482868137E-2,0,0,0,0,0,0]
[2018,82,{"$f":"IF(LOADPROFILE=0.1,Results_10PoE!C89,IF(LOADPROFILE=0.5,Results_50PoE!C89,\"Invalid Load Profile %\"))","v":0},61.68181818181818,30.84090909090909,0,0,0,76.773120778732931,0,0,0,0,0,9.4194084494467738E-3,1.3010091156523702E-3,false,false,1.5291247482868137E-2,0,0,0,0,0,0]
[2018,83,{"$f":"IF(LOADPROFILE=0.1,Results_10PoE!C90,IF(LOADPROFILE=0.5,Results_50PoE!C90,\"Invalid Load Profile %\"))","v":0},61.68181818181818,30.84090909090909,0,0,0,77.773120778732931,0,0,0,0,0,9.4194084494467738E-3,1.3010091156523702E-3,false,false,1.5291247482868137E-2,0,0,0,0,0,0]
[2018,84,{"$f":"IF(LOADPROFILE=0.1,Results_10PoE!C91,IF(LOADPROFILE=0.5,Results_50PoE!C91,\"Invalid Load Profile %\"))","v":0},61.68181818181818,30.84090909090909,0,0,0,78.773120778732931,0,0,0,0,0,9.4194084494467738E-3,1.3010091156523702E-3,false,false,1.5291247482868137E-2,0,0,0,0,0,0]
[2018,85,{"$f":"IF(LOADPROFILE=0.1,Results_10PoE!C92,IF(LOADPROFILE=0.5,Results_50PoE!C92,\"Invalid Load Profile %\"))","v":0},61.68181818181818,30.84090909090909,0,0,0,79.773120778732931,0,0,0,0,0,9.4194084494467738E-3,1.3010091156523702E-3,false,false,1.5291247482868137E-2,0,0,0,0,0,0]
[2018,86,{"$f":"IF(LOADPROFILE=0.1,Results_10PoE!C93,IF(LOADPROFILE=0.5,Results_50PoE!C93,\"Invalid Load Profile %\"))","v":0},61.68181818181818,30.84090909090909,0,0,0,80.773120778732931,0,0,0,0,0,9.4194084494467738E-3,1.3010091156523702E-3,false,false,1.5291247482868137E-2,0,0,0,0,0,0]
[2018,87,{"$f":"IF(LOADPROFILE=0.1,Results_10PoE!C94,IF(LOADPROFILE=0.5,Results_50PoE!C94,\"Invalid Load Profile %\"))","v":0},61.68181818181818,30.84090909090909,0,0,0,81.773120778732931,0,0,0,0,0,9.4194084494467738E-3,1.3010091156523702E-3,false,false,1.5291247482868137E-2,0,0,0,0,0,0]
[2018,88,{"$f":"IF(LOADPROFILE=0.1,Results_10PoE!C95,IF(LOADPROFILE=0.5,Results_50PoE!C95,\"Invalid Load Profile %\"))","v":0},61.68181818181818,30.84090909090909,0,0,0,82.773120778732931,0,0,0,0,0,9.4194084494467738E-3,1.3010091156523702E-3,false,false,1.5291247482868137E-2,0,0,0,0,0,0]
[2018,89,{"$f":"IF(LOADPROFILE=0.1,Results_10PoE!C96,IF(LOADPROFILE=0.5,Results_50PoE!C96,\"Invalid Load Profile %\"))","v":0},61.68181818181818,30.84090909090909,0,0,0,83.773120778732931,0,0,0,0,0,9.4194084494467738E-3,1.3010091156523702E-3,false,false,1.5291247482868137E-2,0,0,0,0,0,0]
[2018,90,{"$f":"IF(LOADPROFILE=0.1,Results_10PoE!C97,IF(LOADPROFILE=0.5,Results_50PoE!C97,\"Invalid Load Profile %\"))","v":0},61.68181818181818,30.84090909090909,0,0,0,84.773120778732931,0,0,0,0,0,9.4194084494467738E-3,1.3010091156523702E-3,false,false,1.5291247482868137E-2,0,0,0,0,0,0]
[2018,91,{"$f":"IF(LOADPROFILE=0.1,Results_10PoE!C98,IF(LOADPROFILE=0.5,Results_50PoE!C98,\"Invalid Load Profile %\"))","v":0},61.68181818181818,30.84090909090909,0,0,0,85.773120778732931,0,0,0,0,0,9.4194084494467738E-3,1.3010091156523702E-3,false,false,1.5291247482868137E-2,0,0,0,0,0,0]
[2018,92,{"$f":"IF(LOADPROFILE=0.1,Results_10PoE!C99,IF(LOADPROFILE=0.5,Results_50PoE!C99,\"Invalid Load Profile %\"))","v":0},61.68181818181818,30.84090909090909,0,0,0,86.773120778732931,0,0,0,0,0,9.4194084494467738E-3,1.3010091156523702E-3,false,false,1.5291247482868137E-2,0,0,0,0,0,0]
[2018,93,{"$f":"IF(LOADPROFILE=0.1,Results_10PoE!C100,IF(LOADPROFILE=0.5,Results_50PoE!C100,\"Invalid Load Profile %\"))","v":0},61.68181818181818,30.84090909090909,0,0,0,87.773120778732931,0,0,0,0,0,9.4194084494467738E-3,1.3010091156523702E-3,false,false,1.5291247482868137E-2,0,0,0,0,0,0]
[2018,94,{"$f":"IF(LOADPROFILE=0.1,Results_10PoE!C101,IF(LOADPROFILE=0.5,Results_50PoE!C101,\"Invalid Load Profile %\"))","v":0},61.68181818181818,30.84090909090909,0,0,0,88.773120778732931,0,0,0,0,0,9.4194084494467738E-3,1.3010091156523702E-3,false,false,1.5291247482868137E-2,0,0,0,0,0,0]
[2018,95,{"$f":"IF(LOADPROFILE=0.1,Results_10PoE!C102,IF(LOADPROFILE=0.5,Results_50PoE!C102,\"Invalid Load Profile %\"))","v":0},61.68181818181818,30.84090909090909,0,0,0,89.773120778732931,0,0,0,0,0,9.4194084494467738E-3,1.3010091156523702E-3,false,false,1.5291247482868137E-2,0,0,0,0,0,0]
[2018,96,{"$f":"IF(LOADPROFILE=0.1,Results_10PoE!C103,IF(LOADPROFILE=0.5,Results_50PoE!C103,\"Invalid Load Profile %\"))","v":0},61.68181818181818,30.84090909090909,0,0,0,90.773120778732931,0,0,0,0,0,9.4194084494467738E-3,1.3010091156523702E-3,false,false,1.5291247482868137E-2,0,0,0,0,0,0]
[2018,97,{"$f":"IF(LOADPROFILE=0.1,Results_10PoE!C104,IF(LOADPROFILE=0.5,Results_50PoE!C104,\"Invalid Load Profile %\"))","v":0},61.68181818181818,30.84090909090909,0,0,0,91.773120778732931,0,0,0,0,0,9.4194084494467738E-3,1.3010091156523702E-3,false,false,1.5291247482868137E-2,0,0,0,0,0,0]
[2018,98,{"$f":"IF(LOADPROFILE=0.1,Results_10PoE!C105,IF(LOADPROFILE=0.5,Results_50PoE!C105,\"Invalid Load Profile %\"))","v":0},61.68181818181818,30.84090909090909,0,0,0,92.773120778732931,0,0,0,0,0,9.4194084494467738E-3,1.3010091156523702E-3,false,false,1.5291247482868137E-2,0,0,0,0,0,0]
[2018,99,{"$f":"IF(LOADPROFILE=0.1,Results_10PoE!C106,IF(LOADPROFILE=0.5,Results_50PoE!C106,\"Invalid Load Profile %\"))","v":0},61.68181818181818,30.84090909090909,0,0,0,93.773120778732931,0,0,0,0,0,9.4194084494467738E-3,1.3010091156523702E-3,false,false,1.5291247482868137E-2,0,0,0,0,0,0]
[2018,100,{"$f":"IF(LOADPROFILE=0.1,Results_10PoE!C107,IF(LOADPROFILE=0.5,Results_50PoE!C107,\"Invalid Load Profile %\"))","v":0},61.68181818181818,30.84090909090909,0,0,0,94.773120778732931,0,0,0,0,0,9.4194084494467738E-3,1.3010091156523702E-3,false,false,1.5291247482868137E-2,0,0,0,0,0,0]
[2018,101,{"$f":"IF(LOADPROFILE=0.1,Results_10PoE!C108,IF(LOADPROFILE=0.5,Results_50PoE!C108,\"Invalid Load Profile %\"))","v":0},61.68181818181818,30.84090909090909,0,0,0,95.773120778732931,0,0,0,0,0,9.4194084494467738E-3,1.3010091156523702E-3,false,false,1.5291247482868137E-2,0,0,0,0,0,0]
[2018,102,{"$f":"IF(LOADPROFILE=0.1,Results_10PoE!C109,IF(LOADPROFILE=0.5,Results_50PoE!C109,\"Invalid Load Profile %\"))","v":0},61.68181818181818,30.84090909090909,0,0,0,96.773120778732931,0,0,0,0,0,9.4194084494467738E-3,1.3010091156523702E-3,false,false,1.5291247482868137E-2,0,0,0,0,0,0]
[2018,103,{"$f":"IF(LOADPROFILE=0.1,Results_10PoE!C110,IF(LOADPROFILE=0.5,Results_50PoE!C110,\"Invalid Load Profile %\"))","v":0},61.68181818181818,30.84090909090909,0,0,0,97.773120778732931,0,0,0,0,0,9.4194084494467738E-3,1.3010091156523702E-3,false,false,1.5291247482868137E-2,0,0,0,0,0,0]
[2018,104,{"$f":"IF(LOADPROFILE=0.1,Results_10PoE!C111,IF(LOADPROFILE=0.5,Results_50PoE!C111,\"Invalid Load Profile %\"))","v":0},61.68181818181818,30.84090909090909,0,0,0,98.773120778732931,0,0,0,0,0,9.4194084494467738E-3,1.3010091156523702E-3,false,false,1.5291247482868137E-2,0,0,0,0,0,0]
[2018,105,{"$f":"IF(LOADPROFILE=0.1,Results_10PoE!C112,IF(LOADPROFILE=0.5,Results_50PoE!C112,\"Invalid Load Profile %\"))","v":0},61.68181818181818,30.84090909090909,0,0,0,99.773120778732931,0,0,0,0,0,9.4194084494467738E-3,1.3010091156523702E-3,false,false,1.5291247482868137E-2,0,0,0,0,0,0]
[2018,106,{"$f":"IF(LOADPROFILE=0.1,Results_10PoE!C113,IF(LOADPROFILE=0.5,Results_50PoE!C113,\"Invalid Load Profile %\"))","v":0},61.68181818181818,30.84090909090909,0,0,0,100.77312077873293,0,0,0,0,0,9.4194084494467738E-3,1.3010091156523702E-3,false,false,1.5291247482868137E-2,0,0,0,0,0,0]
[2018,107,{"$f":"IF(LOADPROFILE=0.1,Results_10PoE!C114,IF(LOADPROFILE=0.5,Results_50PoE!C114,\"Invalid Load Profile %\"))","v":0},61.68181818181818,30.84090909090909,0,0,0,101.77312077873293,0,0,0,0,0,9.4194084494467738E-3,1.3010091156523702E-3,false,false,1.5291247482868137E-2,0,0,0,0,0,0]
[2018,108,{"$f":"IF(LOADPROFILE=0.1,Results_10PoE!C115,IF(LOADPROFILE=0.5,Results_50PoE!C115,\"Invalid Load Profile %\"))","v":0},61.68181818181818,30.84090909090909,0,0,0,102.77312077873293,0,0,0,0,0,9.4194084494467738E-3,1.3010091156523702E-3,false,false,1.5291247482868137E-2,0,0,0,0,0,0]
[2018,109,{"$f":"IF(LOADPROFILE=0.1,Results_10PoE!C116,IF(LOADPROFILE=0.5,Results_50PoE!C116,\"Invalid Load Profile %\"))","v":0},61.68181818181818,30.84090909090909,0,0,0,103.77312077873293,0,0,0,0,0,9.4194084494467738E-3,1.3010091156523702E-3,false,false,1.5291247482868137E-2,0,0,0,0,0,0]
[2018,110,{"$f":"IF(LOADPROFILE=0.1,Results_10PoE!C117,IF(LOADPROFILE=0.5,Results_50PoE!C117,\"Invalid Load Profile %\"))","v":0},61.68181818181818,30.84090909090909,0,0,0,104.77312077873293,0,0,0,0,0,9.4194084494467738E-3,1.3010091156523702E-3,false,false,1.5291247482868137E-2,0,0,0,0,0,0]
[2018,111,{"$f":"IF(LOADPROFILE=0.1,Results_10PoE!C118,IF(LOADPROFILE=0.5,Results_50PoE!C118,\"Invalid Load Profile %\"))","v":0},61.68181818181818,30.84090909090909,0,0,0,105.77312077873293,0,0,0,0,0,9.4194084494467738E-3,1.3010091156523702E-3,false,false,1.5291247482868137E-2,0,0,0,0,0,0]
[2018,112,{"$f":"IF(LOADPROFILE=0.1,Results_10PoE!C119,IF(LOADPROFILE=0.5,Results_50PoE!C119,\"Invalid Load Profile %\"))","v":0},61.68181818181818,30.84090909090909,0,0,0,106.77312077873293,0,0,0,0,0,9.4194084494467738E-3,1.3010091156523702E-3,false,false,1.5291247482868137E-2,0,0,0,0,0,0]
[2018,113,{"$f":"IF(LOADPROFILE=0.1,Results_10PoE!C120,IF(LOADPROFILE=0.5,Results_50PoE!C120,\"Invalid Load Profile %\"))","v":0},61.68181818181818,30.84090909090909,0,0,0,107.77312077873293,0,0,0,0,0,9.4194084494467738E-3,1.3010091156523702E-3,false,false,1.5291247482868137E-2,0,0,0,0,0,0]
[2018,114,{"$f":"IF(LOADPROFILE=0.1,Results_10PoE!C121,IF(LOADPROFILE=0.5,Results_50PoE!C121,\"Invalid Load Profile %\"))","v":0},61.68181818181818,30.84090909090909,0,0,0,108.77312077873293,0,0,0,0,0,9.4194084494467738E-3,1.3010091156523702E-3,false,false,1.5291247482868137E-2,0,0,0,0,0,0]
[2018,115,{"$f":"IF(LOADPROFILE=0.1,Results_10PoE!C122,IF(LOADPROFILE=0.5,Results_50PoE!C122,\"Invalid Load Profile %\"))","v":0},61.68181818181818,30.84090909090909,0,0,0,109.77312077873293,0,0,0,0,0,9.4194084494467738E-3,1.3010091156523702E-3,false,false,1.5291247482868137E-2,0,0,0,0,0,0]
[2018,116,{"$f":"IF(LOADPROFILE=0.1,Results_10PoE!C123,IF(LOADPROFILE=0.5,Results_50PoE!C123,\"Invalid Load Profile %\"))","v":0},61.68181818181818,30.84090909090909,0,0,0,110.77312077873293,0,0,0,0,0,9.4194084494467738E-3,1.3010091156523702E-3,false,false,1.5291247482868137E-2,0,0,0,0,0,0]
[2018,117,{"$f":"IF(LOADPROFILE=0.1,Results_10PoE!C124,IF(LOADPROFILE=0.5,Results_50PoE!C124,\"Invalid Load Profile %\"))","v":0},61.68181818181818,30.84090909090909,0,0,0,111.77312077873293,0,0,0,0,0,9.4194084494467738E-3,1.3010091156523702E-3,false,false,1.5291247482868137E-2,0,0,0,0,0,0]
[2018,118,{"$f":"IF(LOADPROFILE=0.1,Results_10PoE!C125,IF(LOADPROFILE=0.5,Results_50PoE!C125,\"Invalid Load Profile %\"))","v":0},61.68181818181818,30.84090909090909,0,0,0,112.77312077873293,0,0,0,0,0,9.4194084494467738E-3,1.3010091156523702E-3,false,false,1.5291247482868137E-2,0,0,0,0,0,0]
[2018,119,{"$f":"IF(LOADPROFILE=0.1,Results_10PoE!C126,IF(LOADPROFILE=0.5,Results_50PoE!C126,\"Invalid Load Profile %\"))","v":0},61.68181818181818,30.84090909090909,0,0,0,113.77312077873293,0,0,0,0,0,9.4194084494467738E-3,1.3010091156523702E-3,false,false,1.5291247482868137E-2,0,0,0,0,0,0]
[2018,120,{"$f":"IF(LOADPROFILE=0.1,Results_10PoE!C127,IF(LOADPROFILE=0.5,Results_50PoE!C127,\"Invalid Load Profile %\"))","v":0},61.68181818181818,30.84090909090909,0,0,0,114.77312077873293,0,0,0,0,0,9.4194084494467738E-3,1.3010091156523702E-3,false,false,1.5291247482868137E-2,0,0,0,0,0,0]
[2018,121,{"$f":"IF(LOADPROFILE=0.1,Results_10PoE!C128,IF(LOADPROFILE=0.5,Results_50PoE!C128,\"Invalid Load Profile %\"))","v":0},61.68181818181818,30.84090909090909,0,0,0,115.77312077873293,0,0,0,0,0,9.4194084494467738E-3,1.3010091156523702E-3,false,false,1.5291247482868137E-2,0,0,0,0,0,0]
[2018,122,{"$f":"IF(LOADPROFILE=0.1,Results_10PoE!C129,IF(LOADPROFILE=0.5,Results_50PoE!C129,\"Invalid Load Profile %\"))","v":0},61.68181818181818,30.84090909090909,0,0,0,116.77312077873293,0,0,0,0,0,9.4194084494467738E-3,1.3010091156523702E-3,false,false,1.5291247482868137E-2,0,0,0,0,0,0]
[2018,123,{"$f":"IF(LOADPROFILE=0.1,Results_10PoE!C130,IF(LOADPROFILE=0.5,Results_50PoE!C130,\"Invalid Load Profile %\"))","v":0},61.68181818181818,30.84090909090909,0,0,0,117.77312077873293,0,0,0,0,0,9.4194084494467738E-3,1.3010091156523702E-3,false,false,1.5291247482868137E-2,0,0,0,0,0,0]
[2018,124,{"$f":"IF(LOADPROFILE=0.1,Results_10PoE!C131,IF(LOADPROFILE=0.5,Results_50PoE!C131,\"Invalid Load Profile %\"))","v":0},61.68181818181818,30.84090909090909,0,0,0,118.77312077873293,0,0,0,0,0,9.4194084494467738E-3,1.3010091156523702E-3,false,false,1.5291247482868137E-2,0,0,0,0,0,0]
[2018,125,{"$f":"IF(LOADPROFILE=0.1,Results_10PoE!C132,IF(LOADPROFILE=0.5,Results_50PoE!C132,\"Invalid Load Profile %\"))","v":0},61.68181818181818,30.84090909090909,0,0,0,119.77312077873293,0,0,0,0,0,9.4194084494467738E-3,1.3010091156523702E-3,false,false,1.5291247482868137E-2,0,0,0,0,0,0]
[2018,126,{"$f":"IF(LOADPROFILE=0.1,Results_10PoE!C133,IF(LOADPROFILE=0.5,Results_50PoE!C133,\"Invalid Load Profile %\"))","v":0},61.68181818181818,30.84090909090909,0,0,0,120.77312077873293,0,0,0,0,0,9.4194084494467738E-3,1.3010091156523702E-3,false,false,1.5291247482868137E-2,0,0,0,0,0,0]
[2018,127,{"$f":"IF(LOADPROFILE=0.1,Results_10PoE!C134,IF(LOADPROFILE=0.5,Results_50PoE!C134,\"Invalid Load Profile %\"))","v":0},61.68181818181818,30.84090909090909,0,0,0,121.77312077873293,0,0,0,0,0,9.4194084494467738E-3,1.3010091156523702E-3,false,false,1.5291247482868137E-2,0,0,0,0,0,0]
[2018,128,{"$f":"IF(LOADPROFILE=0.1,Results_10PoE!C135,IF(LOADPROFILE=0.5,Results_50PoE!C135,\"Invalid Load Profile %\"))","v":0},61.68181818181818,30.84090909090909,0,0,0,122.77312077873293,0,0,0,0,0,9.4194084494467738E-3,1.3010091156523702E-3,false,false,1.5291247482868137E-2,0,0,0,0,0,0]
[2018,129,{"$f":"IF(LOADPROFILE=0.1,Results_10PoE!C136,IF(LOADPROFILE=0.5,Results_50PoE!C136,\"Invalid Load Profile %\"))","v":0},61.68181818181818,30.84090909090909,0,0,0,123.77312077873293,0,0,0,0,0,9.4194084494467738E-3,1.3010091156523702E-3,false,false,1.5291247482868137E-2,0,0,0,0,0,0]
[2018,130,{"$f":"IF(LOADPROFILE=0.1,Results_10PoE!C137,IF(LOADPROFILE=0.5,Results_50PoE!C137,\"Invalid Load Profile %\"))","v":0},{"$f":"VLOOKUP($A166,$Q$4:$AB$26,6,FALSE)","v":61.68181818181818},{"$f":"VLOOKUP($A166,$Q$4:$AB$26,7,FALSE)","v":30.84090909090909},{"$f":"VLOOKUP($A166,$Q$4:$AB$26,9,FALSE)","v":0},{"$f":"VLOOKUP($A166,$Q$4:$AB$26,10,FALSE)","v":0},{"$f":"VLOOKUP($A166,$Q$4:$AB$26,11,FALSE)","v":0},{"$f":"IF(B166-VLOOKUP(A166,$Q$4:$AB$26,12,FALSE)<0,0,B166-VLOOKUP(A166,$Q$4:$AB$26,12,FALSE))","v":124.77312077873293},{"$f":"IF(B166=150,0,IF(IF($I166>D166,($I166-D166)*($C166-$C167),0)<0,0,IF($I166>D166,($I166-D166)*($C166-$C167),0)))*$Y$30","v":0},{"$f":"IF(C166=150,0,IF(IF($I166>E166,($I166-E166)*($C166-$C167),0)<0,0,IF($I166>E166,($I166-E166)*($C166-$C167),0)))*$Y$30","v":0},{"$f":"IF(D166=150,0,IF(IF($I166>F166,($I166-F166)*($C166-$C167),0)<0,0,IF($I166>F166,($I166-F166)*($C166-$C167),0)))*$Y$30","v":0},{"$f":"IF(E166=150,0,IF(IF($I166>G166,($I166-G166)*($C166-$C167),0)<0,0,IF($I166>G166,($I166-G166)*($C166-$C167),0)))*$Y$30","v":0},{"$f":"IF(F166=150,0,IF(IF($I166>H166,($I166-H166)*($C166-$C167),0)<0,0,IF($I166>H166,($I166-H166)*($C166-$C167),0)))*$Y$30","v":0},{"$f":"VLOOKUP($A166, $Q$4:$BB$26,33,FALSE)","v":9.4194084494467738E-3},{"$f":"VLOOKUP($A166, $Q$4:$BB$26,34,FALSE)","v":1.3010091156523702E-3},{"$f":"VLOOKUP($A166, $Q$4:$BB$26,35,FALSE)","v":false},{"$f":"VLOOKUP($A166, $Q$4:$BB$26,36,FALSE)","v":false},{"$f":"VLOOKUP($A166, $Q$4:$BB$26,37,FALSE)","v":1.5291247482868137E-2},{"$f":"J166*1000*($S$34/365)","v":0},{"$f":"O166*K166*1000*($T$34/365)","v":0},{"$f":"P166*L166*1000*($U$34/365)","v":0},{"$f":"Q166*M166*1000*($V$34/365)","v":0},{"$f":"R166*N166*1000*($W$34/365)","v":0},{"$f":"S166*K166*1000*($X$34/365)","v":0}]
[2018,131,{"$f":"IF(LOADPROFILE=0.1,Results_10PoE!C138,IF(LOADPROFILE=0.5,Results_50PoE!C138,\"Invalid Load Profile %\"))","v":0},61.68181818181818,30.84090909090909,0,0,0,125.77312077873293,0,0,0,0,0,9.4194084494467738E-3,1.3010091156523702E-3,false,false,1.5291247482868137E-2,0,0,0,0,0,0]
[2018,132,{"$f":"IF(LOADPROFILE=0.1,Results_10PoE!C139,IF(LOADPROFILE=0.5,Results_50PoE!C139,\"Invalid Load Profile %\"))","v":0},61.68181818181818,30.84090909090909,0,0,0,126.77312077873293,0,0,0,0,0,9.4194084494467738E-3,1.3010091156523702E-3,false,false,1.5291247482868137E-2,0,0,0,0,0,0]
[2018,133,{"$f":"IF(LOADPROFILE=0.1,Results_10PoE!C140,IF(LOADPROFILE=0.5,Results_50PoE!C140,\"Invalid Load Profile %\"))","v":0},61.68181818181818,30.84090909090909,0,0,0,127.77312077873293,0,0,0,0,0,9.4194084494467738E-3,1.3010091156523702E-3,false,false,1.5291247482868137E-2,0,0,0,0,0,0]
[2018,134,{"$f":"IF(LOADPROFILE=0.1,Results_10PoE!C141,IF(LOADPROFILE=0.5,Results_50PoE!C141,\"Invalid Load Profile %\"))","v":0},61.68181818181818,30.84090909090909,0,0,0,128.77312077873293,0,0,0,0,0,9.4194084494467738E-3,1.3010091156523702E-3,false,false,1.5291247482868137E-2,0,0,0,0,0,0]
[2018,135,{"$f":"IF(LOADPROFILE=0.1,Results_10PoE!C142,IF(LOADPROFILE=0.5,Results_50PoE!C142,\"Invalid Load Profile %\"))","v":0},61.68181818181818,30.84090909090909,0,0,0,129.77312077873293,0,0,0,0,0,9.4194084494467738E-3,1.3010091156523702E-3,false,false,1.5291247482868137E-2,0,0,0,0,0,0]
[2018,136,{"$f":"IF(LOADPROFILE=0.1,Results_10PoE!C143,IF(LOADPROFILE=0.5,Results_50PoE!C143,\"Invalid Load Profile %\"))","v":0},61.68181818181818,30.84090909090909,0,0,0,130.77312077873293,0,0,0,0,0,9.4194084494467738E-3,1.3010091156523702E-3,false,false,1.5291247482868137E-2,0,0,0,0,0,0]
[2018,137,{"$f":"IF(LOADPROFILE=0.1,Results_10PoE!C144,IF(LOADPROFILE=0.5,Results_50PoE!C144,\"Invalid Load Profile %\"))","v":0},61.68181818181818,30.84090909090909,0,0,0,131.77312077873293,0,0,0,0,0,9.4194084494467738E-3,1.3010091156523702E-3,false,false,1.5291247482868137E-2,0,0,0,0,0,0]
[2018,138,{"$f":"IF(LOADPROFILE=0.1,Results_10PoE!C145,IF(LOADPROFILE=0.5,Results_50PoE!C145,\"Invalid Load Profile %\"))","v":0},61.68181818181818,30.84090909090909,0,0,0,132.77312077873293,0,0,0,0,0,9.4194084494467738E-3,1.3010091156523702E-3,false,false,1.5291247482868137E-2,0,0,0,0,0,0]
[2018,139,{"$f":"IF(LOADPROFILE=0.1,Results_10PoE!C146,IF(LOADPROFILE=0.5,Results_50PoE!C146,\"Invalid Load Profile %\"))","v":0},61.68181818181818,30.84090909090909,0,0,0,133.77312077873293,0,0,0,0,0,9.4194084494467738E-3,1.3010091156523702E-3,false,false,1.5291247482868137E-2,0,0,0,0,0,0]
[2018,140,{"$f":"IF(LOADPROFILE=0.1,Results_10PoE!C147,IF(LOADPROFILE=0.5,Results_50PoE!C147,\"Invalid Load Profile %\"))","v":0},61.68181818181818,30.84090909090909,0,0,0,134.77312077873293,0,0,0,0,0,9.4194084494467738E-3,1.3010091156523702E-3,false,false,1.5291247482868137E-2,0,0,0,0,0,0]
[2018,141,{"$f":"IF(LOADPROFILE=0.1,Results_10PoE!C148,IF(LOADPROFILE=0.5,Results_50PoE!C148,\"Invalid Load Profile %\"))","v":0},61.68181818181818,30.84090909090909,0,0,0,135.77312077873293,0,0,0,0,0,9.4194084494467738E-3,1.3010091156523702E-3,false,false,1.5291247482868137E-2,0,0,0,0,0,0]
[2018,142,{"$f":"IF(LOADPROFILE=0.1,Results_10PoE!C149,IF(LOADPROFILE=0.5,Results_50PoE!C149,\"Invalid Load Profile %\"))","v":0},61.68181818181818,30.84090909090909,0,0,0,136.77312077873293,0,0,0,0,0,9.4194084494467738E-3,1.3010091156523702E-3,false,false,1.5291247482868137E-2,0,0,0,0,0,0]
[2018,143,{"$f":"IF(LOADPROFILE=0.1,Results_10PoE!C150,IF(LOADPROFILE=0.5,Results_50PoE!C150,\"Invalid Load Profile %\"))","v":0},61.68181818181818,30.84090909090909,0,0,0,137.77312077873293,0,0,0,0,0,9.4194084494467738E-3,1.3010091156523702E-3,false,false,1.5291247482868137E-2,0,0,0,0,0,0]
[2018,144,{"$f":"IF(LOADPROFILE=0.1,Results_10PoE!C151,IF(LOADPROFILE=0.5,Results_50PoE!C151,\"Invalid Load Profile %\"))","v":0},61.68181818181818,30.84090909090909,0,0,0,138.77312077873293,0,0,0,0,0,9.4194084494467738E-3,1.3010091156523702E-3,false,false,1.5291247482868137E-2,0,0,0,0,0,0]
[2018,145,{"$f":"IF(LOADPROFILE=0.1,Results_10PoE!C152,IF(LOADPROFILE=0.5,Results_50PoE!C152,\"Invalid Load Profile %\"))","v":0},61.68181818181818,30.84090909090909,0,0,0,139.77312077873293,0,0,0,0,0,9.4194084494467738E-3,1.3010091156523702E-3,false,false,1.5291247482868137E-2,0,0,0,0,0,0]
[2018,146,{"$f":"IF(LOADPROFILE=0.1,Results_10PoE!C153,IF(LOADPROFILE=0.5,Results_50PoE!C153,\"Invalid Load Profile %\"))","v":0},61.68181818181818,30.84090909090909,0,0,0,140.77312077873293,0,0,0,0,0,9.4194084494467738E-3,1.3010091156523702E-3,false,false,1.5291247482868137E-2,0,0,0,0,0,0]
[2018,147,{"$f":"IF(LOADPROFILE=0.1,Results_10PoE!C154,IF(LOADPROFILE=0.5,Results_50PoE!C154,\"Invalid Load Profile %\"))","v":0},61.68181818181818,30.84090909090909,0,0,0,141.77312077873293,0,0,0,0,0,9.4194084494467738E-3,1.3010091156523702E-3,false,false,1.5291247482868137E-2,0,0,0,0,0,0]
[2018,148,{"$f":"IF(LOADPROFILE=0.1,Results_10PoE!C155,IF(LOADPROFILE=0.5,Results_50PoE!C155,\"Invalid Load Profile %\"))","v":0},61.68181818181818,30.84090909090909,0,0,0,142.77312077873293,0,0,0,0,0,9.4194084494467738E-3,1.3010091156523702E-3,false,false,1.5291247482868137E-2,0,0,0,0,0,0]
[2018,149,{"$f":"IF(LOADPROFILE=0.1,Results_10PoE!C156,IF(LOADPROFILE=0.5,Results_50PoE!C156,\"Invalid Load Profile %\"))","v":0},61.68181818181818,30.84090909090909,0,0,0,143.77312077873293,0,0,0,0,0,9.4194084494467738E-3,1.3010091156523702E-3,false,false,1.5291247482868137E-2,0,0,0,0,0,0]
[2018,150,{"$f":"IF(LOADPROFILE=0.1,Results_10PoE!C157,IF(LOADPROFILE=0.5,Results_50PoE!C157,\"Invalid Load Profile %\"))","v":0},61.68181818181818,30.84090909090909,0,0,0,144.77312077873293,0,0,0,0,0,9.4194084494467738E-3,1.3010091156523702E-3,false,false,1.5291247482868137E-2,0,0,0,0,0,0]
[2019,1,{"$f":"IF(LOADPROFILE=0.1,Results_10PoE!C158,IF(LOADPROFILE=0.5,Results_50PoE!C158,\"Invalid Load Profile %\"))","v":8760},61.68181818181818,30.84090909090909,0,0,0,0,0,0,0,0,0,9.8551170757693388E-3,1.361989892078226E-3,false,false,1.599856668144373E-2,0,0,0,0,0,0]
[2019,2,{"$f":"IF(LOADPROFILE=0.1,Results_10PoE!C159,IF(LOADPROFILE=0.5,Results_50PoE!C159,\"Invalid Load Profile %\"))","v":8760},61.68181818181818,30.84090909090909,0,0,0,0,0,0,0,0,0,9.8551170757693388E-3,1.361989892078226E-3,false,false,1.599856668144373E-2,0,0,0,0,0,0]
[2019,3,{"$f":"IF(LOADPROFILE=0.1,Results_10PoE!C160,IF(LOADPROFILE=0.5,Results_50PoE!C160,\"Invalid Load Profile %\"))","v":8760},61.68181818181818,30.84090909090909,0,0,0,0,0,0,0,0,0,9.8551170757693388E-3,1.361989892078226E-3,false,false,1.599856668144373E-2,0,0,0,0,0,0]
[2019,4,{"$f":"IF(LOADPROFILE=0.1,Results_10PoE!C161,IF(LOADPROFILE=0.5,Results_50PoE!C161,\"Invalid Load Profile %\"))","v":8735},61.68181818181818,30.84090909090909,0,0,0,0,0,0,0,0,0,9.8551170757693388E-3,1.361989892078226E-3,false,false,1.599856668144373E-2,0,0,0,0,0,0]
[2019,5,{"$f":"IF(LOADPROFILE=0.1,Results_10PoE!C162,IF(LOADPROFILE=0.5,Results_50PoE!C162,\"Invalid Load Profile %\"))","v":8367},61.68181818181818,30.84090909090909,0,0,0,0,0,0,0,0,0,9.8551170757693388E-3,1.361989892078226E-3,false,false,1.599856668144373E-2,0,0,0,0,0,0]
[2019,6,{"$f":"IF(LOADPROFILE=0.1,Results_10PoE!C163,IF(LOADPROFILE=0.5,Results_50PoE!C163,\"Invalid Load Profile %\"))","v":7409},61.68181818181818,30.84090909090909,0,0,0,0.78869763925670355,0,0,1023.3902840174536,1023.3902840174536,1023.3902840174536,9.8551170757693388E-3,1.361989892078226E-3,false,false,1.599856668144373E-2,0,0,464.36115686003546,0,0,0]
[2019,7,{"$f":"IF(LOADPROFILE=0.1,Results_10PoE!C164,IF(LOADPROFILE=0.5,Results_50PoE!C164,\"Invalid Load Profile %\"))","v":6100},61.68181818181818,30.84090909090909,0,0,0,1.7886976392567036,0,0,1703.9287217523929,1703.9287217523929,1703.9287217523929,9.8551170757693388E-3,1.361989892078226E-3,false,false,1.599856668144373E-2,0,0,773.15402031556539,0,0,0]
[2019,8,{"$f":"IF(LOADPROFILE=0.1,Results_10PoE!C165,IF(LOADPROFILE=0.5,Results_50PoE!C165,\"Invalid Load Profile %\"))","v":5139},61.68181818181818,30.84090909090909,0,0,0,2.7886976392567036,0,0,2217.0061577590245,2217.0061577590245,2217.0061577590245,9.8551170757693388E-3,1.361989892078226E-3,false,false,1.599856668144373E-2,0,0,1005.9618116965094,0,0,0]
[2019,9,{"$f":"IF(LOADPROFILE=0.1,Results_10PoE!C166,IF(LOADPROFILE=0.5,Results_50PoE!C166,\"Invalid Load Profile %\"))","v":4337},61.68181818181818,30.84090909090909,0,0,0,3.7886976392567036,0,0,3060.8261153820081,3060.8261153820081,3060.8261153820081,9.8551170757693388E-3,1.361989892078226E-3,false,false,1.599856668144373E-2,0,0,1388.8433162630622,0,0,0]
[2019,10,{"$f":"IF(LOADPROFILE=0.1,Results_10PoE!C167,IF(LOADPROFILE=0.5,Results_50PoE!C167,\"Invalid Load Profile %\"))","v":3522},61.68181818181818,30.84090909090909,0,0,0,4.7886976392567036,0,0,3332.3117964144758,3332.3117964144758,3332.3117964144758,9.8551170757693388E-3,1.361989892078226E-3,false,false,1.599856668144373E-2,0,0,1512.029364522459,0,0,0]
[2019,11,{"$f":"IF(LOADPROFILE=0.1,Results_10PoE!C168,IF(LOADPROFILE=0.5,Results_50PoE!C168,\"Invalid Load Profile %\"))","v":2820},61.68181818181818,30.84090909090909,0,0,0,5.7886976392567036,0,0,4659.3785602360122,4659.3785602360122,4659.3785602360122,9.8551170757693388E-3,1.361989892078226E-3,false,false,1.599856668144373E-2,0,0,2114.1830758705355,0,0,0]
[2019,12,{"$f":"IF(LOADPROFILE=0.1,Results_10PoE!C169,IF(LOADPROFILE=0.5,Results_50PoE!C169,\"Invalid Load Profile %\"))","v":2008},61.68181818181818,30.84090909090909,0,0,0,6.7886976392567036,0,0,5376.8057583301097,5376.8057583301097,5376.8057583301097,9.8551170757693388E-3,1.361989892078226E-3,false,false,1.599856668144373E-2,0,0,2439.7141355968629,0,0,0]
[2019,13,{"$f":"IF(LOADPROFILE=0.1,Results_10PoE!C170,IF(LOADPROFILE=0.5,Results_50PoE!C170,\"Invalid Load Profile %\"))","v":1209},61.68181818181818,30.84090909090909,0,0,0,7.7886976392567036,0,0,4423.9536550127741,4423.9536550127741,4423.9536550127741,9.8551170757693388E-3,1.361989892078226E-3,false,false,1.599856668144373E-2,0,0,2007.3595276598096,0,0,0]
[2019,14,{"$f":"IF(LOADPROFILE=0.1,Results_10PoE!C171,IF(LOADPROFILE=0.5,Results_50PoE!C171,\"Invalid Load Profile %\"))","v":636},61.68181818181818,30.84090909090909,0,0,0,8.7886976392567036,0,0,2883.6571190274558,2883.6571190274558,2883.6571190274558,9.8551170757693388E-3,1.361989892078226E-3,false,false,1.599856668144373E-2,0,0,1308.4532623493512,0,0,0]
[2019,15,{"$f":"IF(LOADPROFILE=0.1,Results_10PoE!C172,IF(LOADPROFILE=0.5,Results_50PoE!C172,\"Invalid Load Profile %\"))","v":305},61.68181818181818,30.84090909090909,0,0,0,9.7886976392567036,0,0,1620.4382539850758,1620.4382539850758,1620.4382539850758,9.8551170757693388E-3,1.361989892078226E-3,false,false,1.599856668144373E-2,0,0,735.27039878359108,0,0,0]
[2019,16,{"$f":"IF(LOADPROFILE=0.1,Results_10PoE!C173,IF(LOADPROFILE=0.5,Results_50PoE!C173,\"Invalid Load Profile %\"))","v":138},61.68181818181818,30.84090909090909,0,0,0,10.788697639256704,0,0,759.3088690322918,759.3088690322918,759.3088690322918,9.8551170757693388E-3,1.361989892078226E-3,false,false,1.599856668144373E-2,0,0,344.53477851457376,0,0,0]
[2019,17,{"$f":"IF(LOADPROFILE=0.1,Results_10PoE!C174,IF(LOADPROFILE=0.5,Results_50PoE!C174,\"Invalid Load Profile %\"))","v":67},61.68181818181818,30.84090909090909,0,0,0,11.788697639256704,0,0,490.80188423728538,490.80188423728538,490.80188423728538,9.8551170757693388E-3,1.361989892078226E-3,false,false,1.599856668144373E-2,0,0,222.70030731464726,0,0,0]
[2019,18,{"$f":"IF(LOADPROFILE=0.1,Results_10PoE!C175,IF(LOADPROFILE=0.5,Results_50PoE!C175,\"Invalid Load Profile %\"))","v":25},61.68181818181818,30.84090909090909,0,0,0,12.788697639256704,0,0,114.09324465494447,114.09324465494447,114.09324465494447,9.8551170757693388E-3,1.361989892078226E-3,false,false,1.599856668144373E-2,0,0,51.769566220526585,0,0,0]
[2019,19,{"$f":"IF(LOADPROFILE=0.1,Results_10PoE!C176,IF(LOADPROFILE=0.5,Results_50PoE!C176,\"Invalid Load Profile %\"))","v":16},61.68181818181818,30.84090909090909,0,0,0,13.788697639256704,0,0,150.35124741184509,150.35124741184509,150.35124741184509,9.8551170757693388E-3,1.361989892078226E-3,false,false,1.599856668144373E-2,0,0,68.221557575705006,0,0,0]
[2019,20,{"$f":"IF(LOADPROFILE=0.1,Results_10PoE!C177,IF(LOADPROFILE=0.5,Results_50PoE!C177,\"Invalid Load Profile %\"))","v":5},61.68181818181818,30.84090909090909,0,0,0,14.788697639256704,0,0,43.978689763903709,43.978689763903709,43.978689763903709,9.8551170757693388E-3,1.361989892078226E-3,false,false,1.599856668144373E-2,0,0,19.955236604148407,0,0,0]
[2019,21,{"$f":"IF(LOADPROFILE=0.1,Results_10PoE!C178,IF(LOADPROFILE=0.5,Results_50PoE!C178,\"Invalid Load Profile %\"))","v":2},61.68181818181818,30.84090909090909,0,0,0,15.788697639256704,0,0,31.301662580020988,31.301662580020988,31.301662580020988,9.8551170757693388E-3,1.361989892078226E-3,false,false,1.599856668144373E-2,0,0,14.203062579645454,0,0,0]
[2019,22,{"$f":"IF(LOADPROFILE=0.1,Results_10PoE!C179,IF(LOADPROFILE=0.5,Results_50PoE!C179,\"Invalid Load Profile %\"))","v":0},61.68181818181818,30.84090909090909,0,0,0,16.788697639256704,0,0,0,0,0,9.8551170757693388E-3,1.361989892078226E-3,false,false,1.599856668144373E-2,0,0,0,0,0,0]
[2019,23,{"$f":"IF(LOADPROFILE=0.1,Results_10PoE!C180,IF(LOADPROFILE=0.5,Results_50PoE!C180,\"Invalid Load Profile %\"))","v":0},61.68181818181818,30.84090909090909,0,0,0,17.788697639256704,0,0,0,0,0,9.8551170757693388E-3,1.361989892078226E-3,false,false,1.599856668144373E-2,0,0,0,0,0,0]
[2019,24,{"$f":"IF(LOADPROFILE=0.1,Results_10PoE!C181,IF(LOADPROFILE=0.5,Results_50PoE!C181,\"Invalid Load Profile %\"))","v":0},61.68181818181818,30.84090909090909,0,0,0,18.788697639256704,0,0,0,0,0,9.8551170757693388E-3,1.361989892078226E-3,false,false,1.599856668144373E-2,0,0,0,0,0,0]
[2019,25,{"$f":"IF(LOADPROFILE=0.1,Results_10PoE!C182,IF(LOADPROFILE=0.5,Results_50PoE!C182,\"Invalid Load Profile %\"))","v":0},61.68181818181818,30.84090909090909,0,0,0,19.788697639256704,0,0,0,0,0,9.8551170757693388E-3,1.361989892078226E-3,false,false,1.599856668144373E-2,0,0,0,0,0,0]
[2019,26,{"$f":"IF(LOADPROFILE=0.1,Results_10PoE!C183,IF(LOADPROFILE=0.5,Results_50PoE!C183,\"Invalid Load Profile %\"))","v":0},61.68181818181818,30.84090909090909,0,0,0,20.788697639256704,0,0,0,0,0,9.8551170757693388E-3,1.361989892078226E-3,false,false,1.599856668144373E-2,0,0,0,0,0,0]
[2019,27,{"$f":"IF(LOADPROFILE=0.1,Results_10PoE!C184,IF(LOADPROFILE=0.5,Results_50PoE!C184,\"Invalid Load Profile %\"))","v":0},61.68181818181818,30.84090909090909,0,0,0,21.788697639256704,0,0,0,0,0,9.8551170757693388E-3,1.361989892078226E-3,false,false,1.599856668144373E-2,0,0,0,0,0,0]
[2019,28,{"$f":"IF(LOADPROFILE=0.1,Results_10PoE!C185,IF(LOADPROFILE=0.5,Results_50PoE!C185,\"Invalid Load Profile %\"))","v":0},61.68181818181818,30.84090909090909,0,0,0,22.788697639256704,0,0,0,0,0,9.8551170757693388E-3,1.361989892078226E-3,false,false,1.599856668144373E-2,0,0,0,0,0,0]
[2019,29,{"$f":"IF(LOADPROFILE=0.1,Results_10PoE!C186,IF(LOADPROFILE=0.5,Results_50PoE!C186,\"Invalid Load Profile %\"))","v":0},61.68181818181818,30.84090909090909,0,0,0,23.788697639256704,0,0,0,0,0,9.8551170757693388E-3,1.361989892078226E-3,false,false,1.599856668144373E-2,0,0,0,0,0,0]
[2019,30,{"$f":"IF(LOADPROFILE=0.1,Results_10PoE!C187,IF(LOADPROFILE=0.5,Results_50PoE!C187,\"Invalid Load Profile %\"))","v":0},61.68181818181818,30.84090909090909,0,0,0,24.788697639256704,0,0,0,0,0,9.8551170757693388E-3,1.361989892078226E-3,false,false,1.599856668144373E-2,0,0,0,0,0,0]
[2019,31,{"$f":"IF(LOADPROFILE=0.1,Results_10PoE!C188,IF(LOADPROFILE=0.5,Results_50PoE!C188,\"Invalid Load Profile %\"))","v":0},61.68181818181818,30.84090909090909,0,0,0,25.788697639256704,0,0,0,0,0,9.8551170757693388E-3,1.361989892078226E-3,false,false,1.599856668144373E-2,0,0,0,0,0,0]
[2019,32,{"$f":"IF(LOADPROFILE=0.1,Results_10PoE!C189,IF(LOADPROFILE=0.5,Results_50PoE!C189,\"Invalid Load Profile %\"))","v":0},61.68181818181818,30.84090909090909,0,0,0,26.788697639256704,0,0,0,0,0,9.8551170757693388E-3,1.361989892078226E-3,false,false,1.599856668144373E-2,0,0,0,0,0,0]
[2019,33,{"$f":"IF(LOADPROFILE=0.1,Results_10PoE!C190,IF(LOADPROFILE=0.5,Results_50PoE!C190,\"Invalid Load Profile %\"))","v":0},61.68181818181818,30.84090909090909,0,0,0,27.788697639256704,0,0,0,0,0,9.8551170757693388E-3,1.361989892078226E-3,false,false,1.599856668144373E-2,0,0,0,0,0,0]
[2019,34,{"$f":"IF(LOADPROFILE=0.1,Results_10PoE!C191,IF(LOADPROFILE=0.5,Results_50PoE!C191,\"Invalid Load Profile %\"))","v":0},61.68181818181818,30.84090909090909,0,0,0,28.788697639256704,0,0,0,0,0,9.8551170757693388E-3,1.361989892078226E-3,false,false,1.599856668144373E-2,0,0,0,0,0,0]
[2019,35,{"$f":"IF(LOADPROFILE=0.1,Results_10PoE!C192,IF(LOADPROFILE=0.5,Results_50PoE!C192,\"Invalid Load Profile %\"))","v":0},61.68181818181818,30.84090909090909,0,0,0,29.788697639256704,0,0,0,0,0,9.8551170757693388E-3,1.361989892078226E-3,false,false,1.599856668144373E-2,0,0,0,0,0,0]
[2019,36,{"$f":"IF(LOADPROFILE=0.1,Results_10PoE!C193,IF(LOADPROFILE=0.5,Results_50PoE!C193,\"Invalid Load Profile %\"))","v":0},61.68181818181818,30.84090909090909,0,0,0,30.788697639256704,0,0,0,0,0,9.8551170757693388E-3,1.361989892078226E-3,false,false,1.599856668144373E-2,0,0,0,0,0,0]
[2019,37,{"$f":"IF(LOADPROFILE=0.1,Results_10PoE!C194,IF(LOADPROFILE=0.5,Results_50PoE!C194,\"Invalid Load Profile %\"))","v":0},61.68181818181818,30.84090909090909,0,0,0,31.788697639256704,0,0,0,0,0,9.8551170757693388E-3,1.361989892078226E-3,false,false,1.599856668144373E-2,0,0,0,0,0,0]
[2019,38,{"$f":"IF(LOADPROFILE=0.1,Results_10PoE!C195,IF(LOADPROFILE=0.5,Results_50PoE!C195,\"Invalid Load Profile %\"))","v":0},61.68181818181818,30.84090909090909,0,0,0,32.788697639256704,0,0,0,0,0,9.8551170757693388E-3,1.361989892078226E-3,false,false,1.599856668144373E-2,0,0,0,0,0,0]
[2019,39,{"$f":"IF(LOADPROFILE=0.1,Results_10PoE!C196,IF(LOADPROFILE=0.5,Results_50PoE!C196,\"Invalid Load Profile %\"))","v":0},61.68181818181818,30.84090909090909,0,0,0,33.788697639256704,0,0,0,0,0,9.8551170757693388E-3,1.361989892078226E-3,false,false,1.599856668144373E-2,0,0,0,0,0,0]
[2019,40,{"$f":"IF(LOADPROFILE=0.1,Results_10PoE!C197,IF(LOADPROFILE=0.5,Results_50PoE!C197,\"Invalid Load Profile %\"))","v":0},61.68181818181818,30.84090909090909,0,0,0,34.788697639256704,0,0,0,0,0,9.8551170757693388E-3,1.361989892078226E-3,false,false,1.599856668144373E-2,0,0,0,0,0,0]
[2019,41,{"$f":"IF(LOADPROFILE=0.1,Results_10PoE!C198,IF(LOADPROFILE=0.5,Results_50PoE!C198,\"Invalid Load Profile %\"))","v":0},61.68181818181818,30.84090909090909,0,0,0,35.788697639256704,0,0,0,0,0,9.8551170757693388E-3,1.361989892078226E-3,false,false,1.599856668144373E-2,0,0,0,0,0,0]
[2019,42,{"$f":"IF(LOADPROFILE=0.1,Results_10PoE!C199,IF(LOADPROFILE=0.5,Results_50PoE!C199,\"Invalid Load Profile %\"))","v":0},61.68181818181818,30.84090909090909,0,0,0,36.788697639256704,0,0,0,0,0,9.8551170757693388E-3,1.361989892078226E-3,false,false,1.599856668144373E-2,0,0,0,0,0,0]
[2019,43,{"$f":"IF(LOADPROFILE=0.1,Results_10PoE!C200,IF(LOADPROFILE=0.5,Results_50PoE!C200,\"Invalid Load Profile %\"))","v":0},61.68181818181818,30.84090909090909,0,0,0,37.788697639256704,0,0,0,0,0,9.8551170757693388E-3,1.361989892078226E-3,false,false,1.599856668144373E-2,0,0,0,0,0,0]
[2019,44,{"$f":"IF(LOADPROFILE=0.1,Results_10PoE!C201,IF(LOADPROFILE=0.5,Results_50PoE!C201,\"Invalid Load Profile %\"))","v":0},{"$f":"VLOOKUP($A230,$Q$4:$AB$26,6,FALSE)","v":61.68181818181818},{"$f":"VLOOKUP($A230,$Q$4:$AB$26,7,FALSE)","v":30.84090909090909},{"$f":"VLOOKUP($A230,$Q$4:$AB$26,9,FALSE)","v":0},{"$f":"VLOOKUP($A230,$Q$4:$AB$26,10,FALSE)","v":0},{"$f":"VLOOKUP($A230,$Q$4:$AB$26,11,FALSE)","v":0},{"$f":"IF(B230-VLOOKUP(A230,$Q$4:$AB$26,12,FALSE)<0,0,B230-VLOOKUP(A230,$Q$4:$AB$26,12,FALSE))","v":38.788697639256704},{"$f":"IF(B230=150,0,IF(IF($I230>D230,($I230-D230)*($C230-$C231),0)<0,0,IF($I230>D230,($I230-D230)*($C230-$C231),0)))*$Y$30","v":0},{"$f":"IF(C230=150,0,IF(IF($I230>E230,($I230-E230)*($C230-$C231),0)<0,0,IF($I230>E230,($I230-E230)*($C230-$C231),0)))*$Y$30","v":0},{"$f":"IF(D230=150,0,IF(IF($I230>F230,($I230-F230)*($C230-$C231),0)<0,0,IF($I230>F230,($I230-F230)*($C230-$C231),0)))*$Y$30","v":0},{"$f":"IF(E230=150,0,IF(IF($I230>G230,($I230-G230)*($C230-$C231),0)<0,0,IF($I230>G230,($I230-G230)*($C230-$C231),0)))*$Y$30","v":0},{"$f":"IF(F230=150,0,IF(IF($I230>H230,($I230-H230)*($C230-$C231),0)<0,0,IF($I230>H230,($I230-H230)*($C230-$C231),0)))*$Y$30","v":0},{"$f":"VLOOKUP($A230, $Q$4:$BB$26,33,FALSE)","v":9.8551170757693388E-3},{"$f":"VLOOKUP($A230, $Q$4:$BB$26,34,FALSE)","v":1.361989892078226E-3},{"$f":"VLOOKUP($A230, $Q$4:$BB$26,35,FALSE)","v":false},{"$f":"VLOOKUP($A230, $Q$4:$BB$26,36,FALSE)","v":false},{"$f":"VLOOKUP($A230, $Q$4:$BB$26,37,FALSE)","v":1.599856668144373E-2},{"$f":"J230*1000*($S$34/365)","v":0},{"$f":"O230*K230*1000*($T$34/365)","v":0},{"$f":"P230*L230*1000*($U$34/365)","v":0},{"$f":"Q230*M230*1000*($V$34/365)","v":0},{"$f":"R230*N230*1000*($W$34/365)","v":0},{"$f":"S230*K230*1000*($X$34/365)","v":0}]
[2019,45,{"$f":"IF(LOADPROFILE=0.1,Results_10PoE!C202,IF(LOADPROFILE=0.5,Results_50PoE!C202,\"Invalid Load Profile %\"))","v":0},61.68181818181818,30.84090909090909,0,0,0,39.788697639256704,0,0,0,0,0,9.8551170757693388E-3,1.361989892078226E-3,false,false,1.599856668144373E-2,0,0,0,0,0,0]
[2019,46,{"$f":"IF(LOADPROFILE=0.1,Results_10PoE!C203,IF(LOADPROFILE=0.5,Results_50PoE!C203,\"Invalid Load Profile %\"))","v":0},61.68181818181818,30.84090909090909,0,0,0,40.788697639256704,0,0,0,0,0,9.8551170757693388E-3,1.361989892078226E-3,false,false,1.599856668144373E-2,0,0,0,0,0,0]
[2019,47,{"$f":"IF(LOADPROFILE=0.1,Results_10PoE!C204,IF(LOADPROFILE=0.5,Results_50PoE!C204,\"Invalid Load Profile %\"))","v":0},61.68181818181818,30.84090909090909,0,0,0,41.788697639256704,0,0,0,0,0,9.8551170757693388E-3,1.361989892078226E-3,false,false,1.599856668144373E-2,0,0,0,0,0,0]
[2019,48,{"$f":"IF(LOADPROFILE=0.1,Results_10PoE!C205,IF(LOADPROFILE=0.5,Results_50PoE!C205,\"Invalid Load Profile %\"))","v":0},61.68181818181818,30.84090909090909,0,0,0,42.788697639256704,0,0,0,0,0,9.8551170757693388E-3,1.361989892078226E-3,false,false,1.599856668144373E-2,0,0,0,0,0,0]
[2019,49,{"$f":"IF(LOADPROFILE=0.1,Results_10PoE!C206,IF(LOADPROFILE=0.5,Results_50PoE!C206,\"Invalid Load Profile %\"))","v":0},61.68181818181818,30.84090909090909,0,0,0,43.788697639256704,0,0,0,0,0,9.8551170757693388E-3,1.361989892078226E-3,false,false,1.599856668144373E-2,0,0,0,0,0,0]
[2019,50,{"$f":"IF(LOADPROFILE=0.1,Results_10PoE!C207,IF(LOADPROFILE=0.5,Results_50PoE!C207,\"Invalid Load Profile %\"))","v":0},61.68181818181818,30.84090909090909,0,0,0,44.788697639256704,0,0,0,0,0,9.8551170757693388E-3,1.361989892078226E-3,false,false,1.599856668144373E-2,0,0,0,0,0,0]
[2019,51,{"$f":"IF(LOADPROFILE=0.1,Results_10PoE!C208,IF(LOADPROFILE=0.5,Results_50PoE!C208,\"Invalid Load Profile %\"))","v":0},61.68181818181818,30.84090909090909,0,0,0,45.788697639256704,0,0,0,0,0,9.8551170757693388E-3,1.361989892078226E-3,false,false,1.599856668144373E-2,0,0,0,0,0,0]
[2019,52,{"$f":"IF(LOADPROFILE=0.1,Results_10PoE!C209,IF(LOADPROFILE=0.5,Results_50PoE!C209,\"Invalid Load Profile %\"))","v":0},61.68181818181818,30.84090909090909,0,0,0,46.788697639256704,0,0,0,0,0,9.8551170757693388E-3,1.361989892078226E-3,false,false,1.599856668144373E-2,0,0,0,0,0,0]
[2019,53,{"$f":"IF(LOADPROFILE=0.1,Results_10PoE!C210,IF(LOADPROFILE=0.5,Results_50PoE!C210,\"Invalid Load Profile %\"))","v":0},61.68181818181818,30.84090909090909,0,0,0,47.788697639256704,0,0,0,0,0,9.8551170757693388E-3,1.361989892078226E-3,false,false,1.599856668144373E-2,0,0,0,0,0,0]
[2019,54,{"$f":"IF(LOADPROFILE=0.1,Results_10PoE!C211,IF(LOADPROFILE=0.5,Results_50PoE!C211,\"Invalid Load Profile %\"))","v":0},61.68181818181818,30.84090909090909,0,0,0,48.788697639256704,0,0,0,0,0,9.8551170757693388E-3,1.361989892078226E-3,false,false,1.599856668144373E-2,0,0,0,0,0,0]
[2019,55,{"$f":"IF(LOADPROFILE=0.1,Results_10PoE!C212,IF(LOADPROFILE=0.5,Results_50PoE!C212,\"Invalid Load Profile %\"))","v":0},61.68181818181818,30.84090909090909,0,0,0,49.788697639256704,0,0,0,0,0,9.8551170757693388E-3,1.361989892078226E-3,false,false,1.599856668144373E-2,0,0,0,0,0,0]
[2019,56,{"$f":"IF(LOADPROFILE=0.1,Results_10PoE!C213,IF(LOADPROFILE=0.5,Results_50PoE!C213,\"Invalid Load Profile %\"))","v":0},61.68181818181818,30.84090909090909,0,0,0,50.788697639256704,0,0,0,0,0,9.8551170757693388E-3,1.361989892078226E-3,false,false,1.599856668144373E-2,0,0,0,0,0,0]
[2019,57,{"$f":"IF(LOADPROFILE=0.1,Results_10PoE!C214,IF(LOADPROFILE=0.5,Results_50PoE!C214,\"Invalid Load Profile %\"))","v":0},61.68181818181818,30.84090909090909,0,0,0,51.788697639256704,0,0,0,0,0,9.8551170757693388E-3,1.361989892078226E-3,false,false,1.599856668144373E-2,0,0,0,0,0,0]
[2019,58,{"$f":"IF(LOADPROFILE=0.1,Results_10PoE!C215,IF(LOADPROFILE=0.5,Results_50PoE!C215,\"Invalid Load Profile %\"))","v":0},61.68181818181818,30.84090909090909,0,0,0,52.788697639256704,0,0,0,0,0,9.8551170757693388E-3,1.361989892078226E-3,false,false,1.599856668144373E-2,0,0,0,0,0,0]
[2019,59,{"$f":"IF(LOADPROFILE=0.1,Results_10PoE!C216,IF(LOADPROFILE=0.5,Results_50PoE!C216,\"Invalid Load Profile %\"))","v":0},61.68181818181818,30.84090909090909,0,0,0,53.788697639256704,0,0,0,0,0,9.8551170757693388E-3,1.361989892078226E-3,false,false,1.599856668144373E-2,0,0,0,0,0,0]
[2019,60,{"$f":"IF(LOADPROFILE=0.1,Results_10PoE!C217,IF(LOADPROFILE=0.5,Results_50PoE!C217,\"Invalid Load Profile %\"))","v":0},61.68181818181818,30.84090909090909,0,0,0,54.788697639256704,0,0,0,0,0,9.8551170757693388E-3,1.361989892078226E-3,false,false,1.599856668144373E-2,0,0,0,0,0,0]
[2019,61,{"$f":"IF(LOADPROFILE=0.1,Results_10PoE!C218,IF(LOADPROFILE=0.5,Results_50PoE!C218,\"Invalid Load Profile %\"))","v":0},61.68181818181818,30.84090909090909,0,0,0,55.788697639256704,0,0,0,0,0,9.8551170757693388E-3,1.361989892078226E-3,false,false,1.599856668144373E-2,0,0,0,0,0,0]
[2019,62,{"$f":"IF(LOADPROFILE=0.1,Results_10PoE!C219,IF(LOADPROFILE=0.5,Results_50PoE!C219,\"Invalid Load Profile %\"))","v":0},61.68181818181818,30.84090909090909,0,0,0,56.788697639256704,0,0,0,0,0,9.8551170757693388E-3,1.361989892078226E-3,false,false,1.599856668144373E-2,0,0,0,0,0,0]
[2019,63,{"$f":"IF(LOADPROFILE=0.1,Results_10PoE!C220,IF(LOADPROFILE=0.5,Results_50PoE!C220,\"Invalid Load Profile %\"))","v":0},61.68181818181818,30.84090909090909,0,0,0,57.788697639256704,0,0,0,0,0,9.8551170757693388E-3,1.361989892078226E-3,false,false,1.599856668144373E-2,0,0,0,0,0,0]
[2019,64,{"$f":"IF(LOADPROFILE=0.1,Results_10PoE!C221,IF(LOADPROFILE=0.5,Results_50PoE!C221,\"Invalid Load Profile %\"))","v":0},61.68181818181818,30.84090909090909,0,0,0,58.788697639256704,0,0,0,0,0,9.8551170757693388E-3,1.361989892078226E-3,false,false,1.599856668144373E-2,0,0,0,0,0,0]
[2019,65,{"$f":"IF(LOADPROFILE=0.1,Results_10PoE!C222,IF(LOADPROFILE=0.5,Results_50PoE!C222,\"Invalid Load Profile %\"))","v":0},61.68181818181818,30.84090909090909,0,0,0,59.788697639256704,0,0,0,0,0,9.8551170757693388E-3,1.361989892078226E-3,false,false,1.599856668144373E-2,0,0,0,0,0,0]
[2019,66,{"$f":"IF(LOADPROFILE=0.1,Results_10PoE!C223,IF(LOADPROFILE=0.5,Results_50PoE!C223,\"Invalid Load Profile %\"))","v":0},61.68181818181818,30.84090909090909,0,0,0,60.788697639256704,0,0,0,0,0,9.8551170757693388E-3,1.361989892078226E-3,false,false,1.599856668144373E-2,0,0,0,0,0,0]
[2019,67,{"$f":"IF(LOADPROFILE=0.1,Results_10PoE!C224,IF(LOADPROFILE=0.5,Results_50PoE!C224,\"Invalid Load Profile %\"))","v":0},61.68181818181818,30.84090909090909,0,0,0,61.788697639256704,0,0,0,0,0,9.8551170757693388E-3,1.361989892078226E-3,false,false,1.599856668144373E-2,0,0,0,0,0,0]
[2019,68,{"$f":"IF(LOADPROFILE=0.1,Results_10PoE!C225,IF(LOADPROFILE=0.5,Results_50PoE!C225,\"Invalid Load Profile %\"))","v":0},61.68181818181818,30.84090909090909,0,0,0,62.788697639256704,0,0,0,0,0,9.8551170757693388E-3,1.361989892078226E-3,false,false,1.599856668144373E-2,0,0,0,0,0,0]
[2019,69,{"$f":"IF(LOADPROFILE=0.1,Results_10PoE!C226,IF(LOADPROFILE=0.5,Results_50PoE!C226,\"Invalid Load Profile %\"))","v":0},61.68181818181818,30.84090909090909,0,0,0,63.788697639256704,0,0,0,0,0,9.8551170757693388E-3,1.361989892078226E-3,false,false,1.599856668144373E-2,0,0,0,0,0,0]
[2019,70,{"$f":"IF(LOADPROFILE=0.1,Results_10PoE!C227,IF(LOADPROFILE=0.5,Results_50PoE!C227,\"Invalid Load Profile %\"))","v":0},61.68181818181818,30.84090909090909,0,0,0,64.788697639256696,0,0,0,0,0,9.8551170757693388E-3,1.361989892078226E-3,false,false,1.599856668144373E-2,0,0,0,0,0,0]
[2019,71,{"$f":"IF(LOADPROFILE=0.1,Results_10PoE!C228,IF(LOADPROFILE=0.5,Results_50PoE!C228,\"Invalid Load Profile %\"))","v":0},61.68181818181818,30.84090909090909,0,0,0,65.788697639256696,0,0,0,0,0,9.8551170757693388E-3,1.361989892078226E-3,false,false,1.599856668144373E-2,0,0,0,0,0,0]
[2019,72,{"$f":"IF(LOADPROFILE=0.1,Results_10PoE!C229,IF(LOADPROFILE=0.5,Results_50PoE!C229,\"Invalid Load Profile %\"))","v":0},61.68181818181818,30.84090909090909,0,0,0,66.788697639256696,0,0,0,0,0,9.8551170757693388E-3,1.361989892078226E-3,false,false,1.599856668144373E-2,0,0,0,0,0,0]
[2019,73,{"$f":"IF(LOADPROFILE=0.1,Results_10PoE!C230,IF(LOADPROFILE=0.5,Results_50PoE!C230,\"Invalid Load Profile %\"))","v":0},61.68181818181818,30.84090909090909,0,0,0,67.788697639256696,0,0,0,0,0,9.8551170757693388E-3,1.361989892078226E-3,false,false,1.599856668144373E-2,0,0,0,0,0,0]
[2019,74,{"$f":"IF(LOADPROFILE=0.1,Results_10PoE!C231,IF(LOADPROFILE=0.5,Results_50PoE!C231,\"Invalid Load Profile %\"))","v":0},61.68181818181818,30.84090909090909,0,0,0,68.788697639256696,0,0,0,0,0,9.8551170757693388E-3,1.361989892078226E-3,false,false,1.599856668144373E-2,0,0,0,0,0,0]
[2019,75,{"$f":"IF(LOADPROFILE=0.1,Results_10PoE!C232,IF(LOADPROFILE=0.5,Results_50PoE!C232,\"Invalid Load Profile %\"))","v":0},61.68181818181818,30.84090909090909,0,0,0,69.788697639256696,0,0,0,0,0,9.8551170757693388E-3,1.361989892078226E-3,false,false,1.599856668144373E-2,0,0,0,0,0,0]
[2019,76,{"$f":"IF(LOADPROFILE=0.1,Results_10PoE!C233,IF(LOADPROFILE=0.5,Results_50PoE!C233,\"Invalid Load Profile %\"))","v":0},61.68181818181818,30.84090909090909,0,0,0,70.788697639256696,0,0,0,0,0,9.8551170757693388E-3,1.361989892078226E-3,false,false,1.599856668144373E-2,0,0,0,0,0,0]
[2019,77,{"$f":"IF(LOADPROFILE=0.1,Results_10PoE!C234,IF(LOADPROFILE=0.5,Results_50PoE!C234,\"Invalid Load Profile %\"))","v":0},61.68181818181818,30.84090909090909,0,0,0,71.788697639256696,0,0,0,0,0,9.8551170757693388E-3,1.361989892078226E-3,false,false,1.599856668144373E-2,0,0,0,0,0,0]
[2019,78,{"$f":"IF(LOADPROFILE=0.1,Results_10PoE!C235,IF(LOADPROFILE=0.5,Results_50PoE!C235,\"Invalid Load Profile %\"))","v":0},61.68181818181818,30.84090909090909,0,0,0,72.788697639256696,0,0,0,0,0,9.8551170757693388E-3,1.361989892078226E-3,false,false,1.599856668144373E-2,0,0,0,0,0,0]
[2019,79,{"$f":"IF(LOADPROFILE=0.1,Results_10PoE!C236,IF(LOADPROFILE=0.5,Results_50PoE!C236,\"Invalid Load Profile %\"))","v":0},61.68181818181818,30.84090909090909,0,0,0,73.788697639256696,0,0,0,0,0,9.8551170757693388E-3,1.361989892078226E-3,false,false,1.599856668144373E-2,0,0,0,0,0,0]
[2019,80,{"$f":"IF(LOADPROFILE=0.1,Results_10PoE!C237,IF(LOADPROFILE=0.5,Results_50PoE!C237,\"Invalid Load Profile %\"))","v":0},61.68181818181818,30.84090909090909,0,0,0,74.788697639256696,0,0,0,0,0,9.8551170757693388E-3,1.361989892078226E-3,false,false,1.599856668144373E-2,0,0,0,0,0,0]
[2019,81,{"$f":"IF(LOADPROFILE=0.1,Results_10PoE!C238,IF(LOADPROFILE=0.5,Results_50PoE!C238,\"Invalid Load Profile %\"))","v":0},61.68181818181818,30.84090909090909,0,0,0,75.788697639256696,0,0,0,0,0,9.8551170757693388E-3,1.361989892078226E-3,false,false,1.599856668144373E-2,0,0,0,0,0,0]
[2019,82,{"$f":"IF(LOADPROFILE=0.1,Results_10PoE!C239,IF(LOADPROFILE=0.5,Results_50PoE!C239,\"Invalid Load Profile %\"))","v":0},61.68181818181818,30.84090909090909,0,0,0,76.788697639256696,0,0,0,0,0,9.8551170757693388E-3,1.361989892078226E-3,false,false,1.599856668144373E-2,0,0,0,0,0,0]
[2019,83,{"$f":"IF(LOADPROFILE=0.1,Results_10PoE!C240,IF(LOADPROFILE=0.5,Results_50PoE!C240,\"Invalid Load Profile %\"))","v":0},61.68181818181818,30.84090909090909,0,0,0,77.788697639256696,0,0,0,0,0,9.8551170757693388E-3,1.361989892078226E-3,false,false,1.599856668144373E-2,0,0,0,0,0,0]
[2019,84,{"$f":"IF(LOADPROFILE=0.1,Results_10PoE!C241,IF(LOADPROFILE=0.5,Results_50PoE!C241,\"Invalid Load Profile %\"))","v":0},61.68181818181818,30.84090909090909,0,0,0,78.788697639256696,0,0,0,0,0,9.8551170757693388E-3,1.361989892078226E-3,false,false,1.599856668144373E-2,0,0,0,0,0,0]
[2019,85,{"$f":"IF(LOADPROFILE=0.1,Results_10PoE!C242,IF(LOADPROFILE=0.5,Results_50PoE!C242,\"Invalid Load Profile %\"))","v":0},61.68181818181818,30.84090909090909,0,0,0,79.788697639256696,0,0,0,0,0,9.8551170757693388E-3,1.361989892078226E-3,false,false,1.599856668144373E-2,0,0,0,0,0,0]
[2019,86,{"$f":"IF(LOADPROFILE=0.1,Results_10PoE!C243,IF(LOADPROFILE=0.5,Results_50PoE!C243,\"Invalid Load Profile %\"))","v":0},61.68181818181818,30.84090909090909,0,0,0,80.788697639256696,0,0,0,0,0,9.8551170757693388E-3,1.361989892078226E-3,false,false,1.599856668144373E-2,0,0,0,0,0,0]
[2019,87,{"$f":"IF(LOADPROFILE=0.1,Results_10PoE!C244,IF(LOADPROFILE=0.5,Results_50PoE!C244,\"Invalid Load Profile %\"))","v":0},61.68181818181818,30.84090909090909,0,0,0,81.788697639256696,0,0,0,0,0,9.8551170757693388E-3,1.361989892078226E-3,false,false,1.599856668144373E-2,0,0,0,0,0,0]
[2019,88,{"$f":"IF(LOADPROFILE=0.1,Results_10PoE!C245,IF(LOADPROFILE=0.5,Results_50PoE!C245,\"Invalid Load Profile %\"))","v":0},61.68181818181818,30.84090909090909,0,0,0,82.788697639256696,0,0,0,0,0,9.8551170757693388E-3,1.361989892078226E-3,false,false,1.599856668144373E-2,0,0,0,0,0,0]
[2019,89,{"$f":"IF(LOADPROFILE=0.1,Results_10PoE!C246,IF(LOADPROFILE=0.5,Results_50PoE!C246,\"Invalid Load Profile %\"))","v":0},61.68181818181818,30.84090909090909,0,0,0,83.788697639256696,0,0,0,0,0,9.8551170757693388E-3,1.361989892078226E-3,false,false,1.599856668144373E-2,0,0,0,0,0,0]
[2019,90,{"$f":"IF(LOADPROFILE=0.1,Results_10PoE!C247,IF(LOADPROFILE=0.5,Results_50PoE!C247,\"Invalid Load Profile %\"))","v":0},61.68181818181818,30.84090909090909,0,0,0,84.788697639256696,0,0,0,0,0,9.8551170757693388E-3,1.361989892078226E-3,false,false,1.599856668144373E-2,0,0,0,0,0,0]
[2019,91,{"$f":"IF(LOADPROFILE=0.1,Results_10PoE!C248,IF(LOADPROFILE=0.5,Results_50PoE!C248,\"Invalid Load Profile %\"))","v":0},61.68181818181818,30.84090909090909,0,0,0,85.788697639256696,0,0,0,0,0,9.8551170757693388E-3,1.361989892078226E-3,false,false,1.599856668144373E-2,0,0,0,0,0,0]
[2019,92,{"$f":"IF(LOADPROFILE=0.1,Results_10PoE!C249,IF(LOADPROFILE=0.5,Results_50PoE!C249,\"Invalid Load Profile %\"))","v":0},61.68181818181818,30.84090909090909,0,0,0,86.788697639256696,0,0,0,0,0,9.8551170757693388E-3,1.361989892078226E-3,false,false,1.599856668144373E-2,0,0,0,0,0,0]
[2019,93,{"$f":"IF(LOADPROFILE=0.1,Results_10PoE!C250,IF(LOADPROFILE=0.5,Results_50PoE!C250,\"Invalid Load Profile %\"))","v":0},61.68181818181818,30.84090909090909,0,0,0,87.788697639256696,0,0,0,0,0,9.8551170757693388E-3,1.361989892078226E-3,false,false,1.599856668144373E-2,0,0,0,0,0,0]
[2019,94,{"$f":"IF(LOADPROFILE=0.1,Results_10PoE!C251,IF(LOADPROFILE=0.5,Results_50PoE!C251,\"Invalid Load Profile %\"))","v":0},61.68181818181818,30.84090909090909,0,0,0,88.788697639256696,0,0,0,0,0,9.8551170757693388E-3,1.361989892078226E-3,false,false,1.599856668144373E-2,0,0,0,0,0,0]
[2019,95,{"$f":"IF(LOADPROFILE=0.1,Results_10PoE!C252,IF(LOADPROFILE=0.5,Results_50PoE!C252,\"Invalid Load Profile %\"))","v":0},61.68181818181818,30.84090909090909,0,0,0,89.788697639256696,0,0,0,0,0,9.8551170757693388E-3,1.361989892078226E-3,false,false,1.599856668144373E-2,0,0,0,0,0,0]
[2019,96,{"$f":"IF(LOADPROFILE=0.1,Results_10PoE!C253,IF(LOADPROFILE=0.5,Results_50PoE!C253,\"Invalid Load Profile %\"))","v":0},61.68181818181818,30.84090909090909,0,0,0,90.788697639256696,0,0,0,0,0,9.8551170757693388E-3,1.361989892078226E-3,false,false,1.599856668144373E-2,0,0,0,0,0,0]
[2019,97,{"$f":"IF(LOADPROFILE=0.1,Results_10PoE!C254,IF(LOADPROFILE=0.5,Results_50PoE!C254,\"Invalid Load Profile %\"))","v":0},61.68181818181818,30.84090909090909,0,0,0,91.788697639256696,0,0,0,0,0,9.8551170757693388E-3,1.361989892078226E-3,false,false,1.599856668144373E-2,0,0,0,0,0,0]
[2019,98,{"$f":"IF(LOADPROFILE=0.1,Results_10PoE!C255,IF(LOADPROFILE=0.5,Results_50PoE!C255,\"Invalid Load Profile %\"))","v":0},61.68181818181818,30.84090909090909,0,0,0,92.788697639256696,0,0,0,0,0,9.8551170757693388E-3,1.361989892078226E-3,false,false,1.599856668144373E-2,0,0,0,0,0,0]
[2019,99,{"$f":"IF(LOADPROFILE=0.1,Results_10PoE!C256,IF(LOADPROFILE=0.5,Results_50PoE!C256,\"Invalid Load Profile %\"))","v":0},61.68181818181818,30.84090909090909,0,0,0,93.788697639256696,0,0,0,0,0,9.8551170757693388E-3,1.361989892078226E-3,false,false,1.599856668144373E-2,0,0,0,0,0,0]
[2019,100,{"$f":"IF(LOADPROFILE=0.1,Results_10PoE!C257,IF(LOADPROFILE=0.5,Results_50PoE!C257,\"Invalid Load Profile %\"))","v":0},61.68181818181818,30.84090909090909,0,0,0,94.788697639256696,0,0,0,0,0,9.8551170757693388E-3,1.361989892078226E-3,false,false,1.599856668144373E-2,0,0,0,0,0,0]
[2019,101,{"$f":"IF(LOADPROFILE=0.1,Results_10PoE!C258,IF(LOADPROFILE=0.5,Results_50PoE!C258,\"Invalid Load Profile %\"))","v":0},61.68181818181818,30.84090909090909,0,0,0,95.788697639256696,0,0,0,0,0,9.8551170757693388E-3,1.361989892078226E-3,false,false,1.599856668144373E-2,0,0,0,0,0,0]
[2019,102,{"$f":"IF(LOADPROFILE=0.1,Results_10PoE!C259,IF(LOADPROFILE=0.5,Results_50PoE!C259,\"Invalid Load Profile %\"))","v":0},61.68181818181818,30.84090909090909,0,0,0,96.788697639256696,0,0,0,0,0,9.8551170757693388E-3,1.361989892078226E-3,false,false,1.599856668144373E-2,0,0,0,0,0,0]
[2019,103,{"$f":"IF(LOADPROFILE=0.1,Results_10PoE!C260,IF(LOADPROFILE=0.5,Results_50PoE!C260,\"Invalid Load Profile %\"))","v":0},61.68181818181818,30.84090909090909,0,0,0,97.788697639256696,0,0,0,0,0,9.8551170757693388E-3,1.361989892078226E-3,false,false,1.599856668144373E-2,0,0,0,0,0,0]
[2019,104,{"$f":"IF(LOADPROFILE=0.1,Results_10PoE!C261,IF(LOADPROFILE=0.5,Results_50PoE!C261,\"Invalid Load Profile %\"))","v":0},61.68181818181818,30.84090909090909,0,0,0,98.788697639256696,0,0,0,0,0,9.8551170757693388E-3,1.361989892078226E-3,false,false,1.599856668144373E-2,0,0,0,0,0,0]
[2019,105,{"$f":"IF(LOADPROFILE=0.1,Results_10PoE!C262,IF(LOADPROFILE=0.5,Results_50PoE!C262,\"Invalid Load Profile %\"))","v":0},61.68181818181818,30.84090909090909,0,0,0,99.788697639256696,0,0,0,0,0,9.8551170757693388E-3,1.361989892078226E-3,false,false,1.599856668144373E-2,0,0,0,0,0,0]
[2019,106,{"$f":"IF(LOADPROFILE=0.1,Results_10PoE!C263,IF(LOADPROFILE=0.5,Results_50PoE!C263,\"Invalid Load Profile %\"))","v":0},61.68181818181818,30.84090909090909,0,0,0,100.7886976392567,0,0,0,0,0,9.8551170757693388E-3,1.361989892078226E-3,false,false,1.599856668144373E-2,0,0,0,0,0,0]
[2019,107,{"$f":"IF(LOADPROFILE=0.1,Results_10PoE!C264,IF(LOADPROFILE=0.5,Results_50PoE!C264,\"Invalid Load Profile %\"))","v":0},61.68181818181818,30.84090909090909,0,0,0,101.7886976392567,0,0,0,0,0,9.8551170757693388E-3,1.361989892078226E-3,false,false,1.599856668144373E-2,0,0,0,0,0,0]
[2019,108,{"$f":"IF(LOADPROFILE=0.1,Results_10PoE!C265,IF(LOADPROFILE=0.5,Results_50PoE!C265,\"Invalid Load Profile %\"))","v":0},{"$f":"VLOOKUP($A294,$Q$4:$AB$26,6,FALSE)","v":61.68181818181818},{"$f":"VLOOKUP($A294,$Q$4:$AB$26,7,FALSE)","v":30.84090909090909},{"$f":"VLOOKUP($A294,$Q$4:$AB$26,9,FALSE)","v":0},{"$f":"VLOOKUP($A294,$Q$4:$AB$26,10,FALSE)","v":0},{"$f":"VLOOKUP($A294,$Q$4:$AB$26,11,FALSE)","v":0},{"$f":"IF(B294-VLOOKUP(A294,$Q$4:$AB$26,12,FALSE)<0,0,B294-VLOOKUP(A294,$Q$4:$AB$26,12,FALSE))","v":102.7886976392567},{"$f":"IF(B294=150,0,IF(IF($I294>D294,($I294-D294)*($C294-$C295),0)<0,0,IF($I294>D294,($I294-D294)*($C294-$C295),0)))*$Y$30","v":0},{"$f":"IF(C294=150,0,IF(IF($I294>E294,($I294-E294)*($C294-$C295),0)<0,0,IF($I294>E294,($I294-E294)*($C294-$C295),0)))*$Y$30","v":0},{"$f":"IF(D294=150,0,IF(IF($I294>F294,($I294-F294)*($C294-$C295),0)<0,0,IF($I294>F294,($I294-F294)*($C294-$C295),0)))*$Y$30","v":0},{"$f":"IF(E294=150,0,IF(IF($I294>G294,($I294-G294)*($C294-$C295),0)<0,0,IF($I294>G294,($I294-G294)*($C294-$C295),0)))*$Y$30","v":0},{"$f":"IF(F294=150,0,IF(IF($I294>H294,($I294-H294)*($C294-$C295),0)<0,0,IF($I294>H294,($I294-H294)*($C294-$C295),0)))*$Y$30","v":0},{"$f":"VLOOKUP($A294, $Q$4:$BB$26,33,FALSE)","v":9.8551170757693388E-3},{"$f":"VLOOKUP($A294, $Q$4:$BB$26,34,FALSE)","v":1.361989892078226E-3},{"$f":"VLOOKUP($A294, $Q$4:$BB$26,35,FALSE)","v":false},{"$f":"VLOOKUP($A294, $Q$4:$BB$26,36,FALSE)","v":false},{"$f":"VLOOKUP($A294, $Q$4:$BB$26,37,FALSE)","v":1.599856668144373E-2},{"$f":"J294*1000*($S$34/365)","v":0},{"$f":"O294*K294*1000*($T$34/365)","v":0},{"$f":"P294*L294*1000*($U$34/365)","v":0},{"$f":"Q294*M294*1000*($V$34/365)","v":0},{"$f":"R294*N294*1000*($W$34/365)","v":0},{"$f":"S294*K294*1000*($X$34/365)","v":0}]
[2019,109,{"$f":"IF(LOADPROFILE=0.1,Results_10PoE!C266,IF(LOADPROFILE=0.5,Results_50PoE!C266,\"Invalid Load Profile %\"))","v":0},61.68181818181818,30.84090909090909,0,0,0,103.7886976392567,0,0,0,0,0,9.8551170757693388E-3,1.361989892078226E-3,false,false,1.599856668144373E-2,0,0,0,0,0,0]
[2019,110,{"$f":"IF(LOADPROFILE=0.1,Results_10PoE!C267,IF(LOADPROFILE=0.5,Results_50PoE!C267,\"Invalid Load Profile %\"))","v":0},61.68181818181818,30.84090909090909,0,0,0,104.7886976392567,0,0,0,0,0,9.8551170757693388E-3,1.361989892078226E-3,false,false,1.599856668144373E-2,0,0,0,0,0,0]
[2019,111,{"$f":"IF(LOADPROFILE=0.1,Results_10PoE!C268,IF(LOADPROFILE=0.5,Results_50PoE!C268,\"Invalid Load Profile %\"))","v":0},61.68181818181818,30.84090909090909,0,0,0,105.7886976392567,0,0,0,0,0,9.8551170757693388E-3,1.361989892078226E-3,false,false,1.599856668144373E-2,0,0,0,0,0,0]
[2019,112,{"$f":"IF(LOADPROFILE=0.1,Results_10PoE!C269,IF(LOADPROFILE=0.5,Results_50PoE!C269,\"Invalid Load Profile %\"))","v":0},61.68181818181818,30.84090909090909,0,0,0,106.7886976392567,0,0,0,0,0,9.8551170757693388E-3,1.361989892078226E-3,false,false,1.599856668144373E-2,0,0,0,0,0,0]
[2019,113,{"$f":"IF(LOADPROFILE=0.1,Results_10PoE!C270,IF(LOADPROFILE=0.5,Results_50PoE!C270,\"Invalid Load Profile %\"))","v":0},61.68181818181818,30.84090909090909,0,0,0,107.7886976392567,0,0,0,0,0,9.8551170757693388E-3,1.361989892078226E-3,false,false,1.599856668144373E-2,0,0,0,0,0,0]
[2019,114,{"$f":"IF(LOADPROFILE=0.1,Results_10PoE!C271,IF(LOADPROFILE=0.5,Results_50PoE!C271,\"Invalid Load Profile %\"))","v":0},61.68181818181818,30.84090909090909,0,0,0,108.7886976392567,0,0,0,0,0,9.8551170757693388E-3,1.361989892078226E-3,false,false,1.599856668144373E-2,0,0,0,0,0,0]
[2019,115,{"$f":"IF(LOADPROFILE=0.1,Results_10PoE!C272,IF(LOADPROFILE=0.5,Results_50PoE!C272,\"Invalid Load Profile %\"))","v":0},61.68181818181818,30.84090909090909,0,0,0,109.7886976392567,0,0,0,0,0,9.8551170757693388E-3,1.361989892078226E-3,false,false,1.599856668144373E-2,0,0,0,0,0,0]
[2019,116,{"$f":"IF(LOADPROFILE=0.1,Results_10PoE!C273,IF(LOADPROFILE=0.5,Results_50PoE!C273,\"Invalid Load Profile %\"))","v":0},61.68181818181818,30.84090909090909,0,0,0,110.7886976392567,0,0,0,0,0,9.8551170757693388E-3,1.361989892078226E-3,false,false,1.599856668144373E-2,0,0,0,0,0,0]
[2019,117,{"$f":"IF(LOADPROFILE=0.1,Results_10PoE!C274,IF(LOADPROFILE=0.5,Results_50PoE!C274,\"Invalid Load Profile %\"))","v":0},61.68181818181818,30.84090909090909,0,0,0,111.7886976392567,0,0,0,0,0,9.8551170757693388E-3,1.361989892078226E-3,false,false,1.599856668144373E-2,0,0,0,0,0,0]
[2019,118,{"$f":"IF(LOADPROFILE=0.1,Results_10PoE!C275,IF(LOADPROFILE=0.5,Results_50PoE!C275,\"Invalid Load Profile %\"))","v":0},61.68181818181818,30.84090909090909,0,0,0,112.7886976392567,0,0,0,0,0,9.8551170757693388E-3,1.361989892078226E-3,false,false,1.599856668144373E-2,0,0,0,0,0,0]
[2019,119,{"$f":"IF(LOADPROFILE=0.1,Results_10PoE!C276,IF(LOADPROFILE=0.5,Results_50PoE!C276,\"Invalid Load Profile %\"))","v":0},61.68181818181818,30.84090909090909,0,0,0,113.7886976392567,0,0,0,0,0,9.8551170757693388E-3,1.361989892078226E-3,false,false,1.599856668144373E-2,0,0,0,0,0,0]
[2019,120,{"$f":"IF(LOADPROFILE=0.1,Results_10PoE!C277,IF(LOADPROFILE=0.5,Results_50PoE!C277,\"Invalid Load Profile %\"))","v":0},61.68181818181818,30.84090909090909,0,0,0,114.7886976392567,0,0,0,0,0,9.8551170757693388E-3,1.361989892078226E-3,false,false,1.599856668144373E-2,0,0,0,0,0,0]
[2019,121,{"$f":"IF(LOADPROFILE=0.1,Results_10PoE!C278,IF(LOADPROFILE=0.5,Results_50PoE!C278,\"Invalid Load Profile %\"))","v":0},61.68181818181818,30.84090909090909,0,0,0,115.7886976392567,0,0,0,0,0,9.8551170757693388E-3,1.361989892078226E-3,false,false,1.599856668144373E-2,0,0,0,0,0,0]
[2019,122,{"$f":"IF(LOADPROFILE=0.1,Results_10PoE!C279,IF(LOADPROFILE=0.5,Results_50PoE!C279,\"Invalid Load Profile %\"))","v":0},61.68181818181818,30.84090909090909,0,0,0,116.7886976392567,0,0,0,0,0,9.8551170757693388E-3,1.361989892078226E-3,false,false,1.599856668144373E-2,0,0,0,0,0,0]
[2019,123,{"$f":"IF(LOADPROFILE=0.1,Results_10PoE!C280,IF(LOADPROFILE=0.5,Results_50PoE!C280,\"Invalid Load Profile %\"))","v":0},61.68181818181818,30.84090909090909,0,0,0,117.7886976392567,0,0,0,0,0,9.8551170757693388E-3,1.361989892078226E-3,false,false,1.599856668144373E-2,0,0,0,0,0,0]
[2019,124,{"$f":"IF(LOADPROFILE=0.1,Results_10PoE!C281,IF(LOADPROFILE=0.5,Results_50PoE!C281,\"Invalid Load Profile %\"))","v":0},61.68181818181818,30.84090909090909,0,0,0,118.7886976392567,0,0,0,0,0,9.8551170757693388E-3,1.361989892078226E-3,false,false,1.599856668144373E-2,0,0,0,0,0,0]
[2019,125,{"$f":"IF(LOADPROFILE=0.1,Results_10PoE!C282,IF(LOADPROFILE=0.5,Results_50PoE!C282,\"Invalid Load Profile %\"))","v":0},61.68181818181818,30.84090909090909,0,0,0,119.7886976392567,0,0,0,0,0,9.8551170757693388E-3,1.361989892078226E-3,false,false,1.599856668144373E-2,0,0,0,0,0,0]
[2019,126,{"$f":"IF(LOADPROFILE=0.1,Results_10PoE!C283,IF(LOADPROFILE=0.5,Results_50PoE!C283,\"Invalid Load Profile %\"))","v":0},61.68181818181818,30.84090909090909,0,0,0,120.7886976392567,0,0,0,0,0,9.8551170757693388E-3,1.361989892078226E-3,false,false,1.599856668144373E-2,0,0,0,0,0,0]
[2019,127,{"$f":"IF(LOADPROFILE=0.1,Results_10PoE!C284,IF(LOADPROFILE=0.5,Results_50PoE!C284,\"Invalid Load Profile %\"))","v":0},61.68181818181818,30.84090909090909,0,0,0,121.7886976392567,0,0,0,0,0,9.8551170757693388E-3,1.361989892078226E-3,false,false,1.599856668144373E-2,0,0,0,0,0,0]
[2019,128,{"$f":"IF(LOADPROFILE=0.1,Results_10PoE!C285,IF(LOADPROFILE=0.5,Results_50PoE!C285,\"Invalid Load Profile %\"))","v":0},61.68181818181818,30.84090909090909,0,0,0,122.7886976392567,0,0,0,0,0,9.8551170757693388E-3,1.361989892078226E-3,false,false,1.599856668144373E-2,0,0,0,0,0,0]
[2019,129,{"$f":"IF(LOADPROFILE=0.1,Results_10PoE!C286,IF(LOADPROFILE=0.5,Results_50PoE!C286,\"Invalid Load Profile %\"))","v":0},61.68181818181818,30.84090909090909,0,0,0,123.7886976392567,0,0,0,0,0,9.8551170757693388E-3,1.361989892078226E-3,false,false,1.599856668144373E-2,0,0,0,0,0,0]
[2019,130,{"$f":"IF(LOADPROFILE=0.1,Results_10PoE!C287,IF(LOADPROFILE=0.5,Results_50PoE!C287,\"Invalid Load Profile %\"))","v":0},61.68181818181818,30.84090909090909,0,0,0,124.7886976392567,0,0,0,0,0,9.8551170757693388E-3,1.361989892078226E-3,false,false,1.599856668144373E-2,0,0,0,0,0,0]
[2019,131,{"$f":"IF(LOADPROFILE=0.1,Results_10PoE!C288,IF(LOADPROFILE=0.5,Results_50PoE!C288,\"Invalid Load Profile %\"))","v":0},61.68181818181818,30.84090909090909,0,0,0,125.7886976392567,0,0,0,0,0,9.8551170757693388E-3,1.361989892078226E-3,false,false,1.599856668144373E-2,0,0,0,0,0,0]
[2019,132,{"$f":"IF(LOADPROFILE=0.1,Results_10PoE!C289,IF(LOADPROFILE=0.5,Results_50PoE!C289,\"Invalid Load Profile %\"))","v":0},61.68181818181818,30.84090909090909,0,0,0,126.7886976392567,0,0,0,0,0,9.8551170757693388E-3,1.361989892078226E-3,false,false,1.599856668144373E-2,0,0,0,0,0,0]
[2019,133,{"$f":"IF(LOADPROFILE=0.1,Results_10PoE!C290,IF(LOADPROFILE=0.5,Results_50PoE!C290,\"Invalid Load Profile %\"))","v":0},61.68181818181818,30.84090909090909,0,0,0,127.7886976392567,0,0,0,0,0,9.8551170757693388E-3,1.361989892078226E-3,false,false,1.599856668144373E-2,0,0,0,0,0,0]
[2019,134,{"$f":"IF(LOADPROFILE=0.1,Results_10PoE!C291,IF(LOADPROFILE=0.5,Results_50PoE!C291,\"Invalid Load Profile %\"))","v":0},61.68181818181818,30.84090909090909,0,0,0,128.7886976392567,0,0,0,0,0,9.8551170757693388E-3,1.361989892078226E-3,false,false,1.599856668144373E-2,0,0,0,0,0,0]
[2019,135,{"$f":"IF(LOADPROFILE=0.1,Results_10PoE!C292,IF(LOADPROFILE=0.5,Results_50PoE!C292,\"Invalid Load Profile %\"))","v":0},61.68181818181818,30.84090909090909,0,0,0,129.7886976392567,0,0,0,0,0,9.8551170757693388E-3,1.361989892078226E-3,false,false,1.599856668144373E-2,0,0,0,0,0,0]
[2019,136,{"$f":"IF(LOADPROFILE=0.1,Results_10PoE!C293,IF(LOADPROFILE=0.5,Results_50PoE!C293,\"Invalid Load Profile %\"))","v":0},61.68181818181818,30.84090909090909,0,0,0,130.7886976392567,0,0,0,0,0,9.8551170757693388E-3,1.361989892078226E-3,false,false,1.599856668144373E-2,0,0,0,0,0,0]
[2019,137,{"$f":"IF(LOADPROFILE=0.1,Results_10PoE!C294,IF(LOADPROFILE=0.5,Results_50PoE!C294,\"Invalid Load Profile %\"))","v":0},61.68181818181818,30.84090909090909,0,0,0,131.7886976392567,0,0,0,0,0,9.8551170757693388E-3,1.361989892078226E-3,false,false,1.599856668144373E-2,0,0,0,0,0,0]
[2019,138,{"$f":"IF(LOADPROFILE=0.1,Results_10PoE!C295,IF(LOADPROFILE=0.5,Results_50PoE!C295,\"Invalid Load Profile %\"))","v":0},61.68181818181818,30.84090909090909,0,0,0,132.7886976392567,0,0,0,0,0,9.8551170757693388E-3,1.361989892078226E-3,false,false,1.599856668144373E-2,0,0,0,0,0,0]
[2019,139,{"$f":"IF(LOADPROFILE=0.1,Results_10PoE!C296,IF(LOADPROFILE=0.5,Results_50PoE!C296,\"Invalid Load Profile %\"))","v":0},61.68181818181818,30.84090909090909,0,0,0,133.7886976392567,0,0,0,0,0,9.8551170757693388E-3,1.361989892078226E-3,false,false,1.599856668144373E-2,0,0,0,0,0,0]
[2019,140,{"$f":"IF(LOADPROFILE=0.1,Results_10PoE!C297,IF(LOADPROFILE=0.5,Results_50PoE!C297,\"Invalid Load Profile %\"))","v":0},61.68181818181818,30.84090909090909,0,0,0,134.7886976392567,0,0,0,0,0,9.8551170757693388E-3,1.361989892078226E-3,false,false,1.599856668144373E-2,0,0,0,0,0,0]
[2019,141,{"$f":"IF(LOADPROFILE=0.1,Results_10PoE!C298,IF(LOADPROFILE=0.5,Results_50PoE!C298,\"Invalid Load Profile %\"))","v":0},61.68181818181818,30.84090909090909,0,0,0,135.7886976392567,0,0,0,0,0,9.8551170757693388E-3,1.361989892078226E-3,false,false,1.599856668144373E-2,0,0,0,0,0,0]
[2019,142,{"$f":"IF(LOADPROFILE=0.1,Results_10PoE!C299,IF(LOADPROFILE=0.5,Results_50PoE!C299,\"Invalid Load Profile %\"))","v":0},61.68181818181818,30.84090909090909,0,0,0,136.7886976392567,0,0,0,0,0,9.8551170757693388E-3,1.361989892078226E-3,false,false,1.599856668144373E-2,0,0,0,0,0,0]
[2019,143,{"$f":"IF(LOADPROFILE=0.1,Results_10PoE!C300,IF(LOADPROFILE=0.5,Results_50PoE!C300,\"Invalid Load Profile %\"))","v":0},61.68181818181818,30.84090909090909,0,0,0,137.7886976392567,0,0,0,0,0,9.8551170757693388E-3,1.361989892078226E-3,false,false,1.599856668144373E-2,0,0,0,0,0,0]
[2019,144,{"$f":"IF(LOADPROFILE=0.1,Results_10PoE!C301,IF(LOADPROFILE=0.5,Results_50PoE!C301,\"Invalid Load Profile %\"))","v":0},61.68181818181818,30.84090909090909,0,0,0,138.7886976392567,0,0,0,0,0,9.8551170757693388E-3,1.361989892078226E-3,false,false,1.599856668144373E-2,0,0,0,0,0,0]
[2019,145,{"$f":"IF(LOADPROFILE=0.1,Results_10PoE!C302,IF(LOADPROFILE=0.5,Results_50PoE!C302,\"Invalid Load Profile %\"))","v":0},61.68181818181818,30.84090909090909,0,0,0,139.7886976392567,0,0,0,0,0,9.8551170757693388E-3,1.361989892078226E-3,false,false,1.599856668144373E-2,0,0,0,0,0,0]
[2019,146,{"$f":"IF(LOADPROFILE=0.1,Results_10PoE!C303,IF(LOADPROFILE=0.5,Results_50PoE!C303,\"Invalid Load Profile %\"))","v":0},61.68181818181818,30.84090909090909,0,0,0,140.7886976392567,0,0,0,0,0,9.8551170757693388E-3,1.361989892078226E-3,false,false,1.599856668144373E-2,0,0,0,0,0,0]
[2019,147,{"$f":"IF(LOADPROFILE=0.1,Results_10PoE!C304,IF(LOADPROFILE=0.5,Results_50PoE!C304,\"Invalid Load Profile %\"))","v":0},61.68181818181818,30.84090909090909,0,0,0,141.7886976392567,0,0,0,0,0,9.8551170757693388E-3,1.361989892078226E-3,false,false,1.599856668144373E-2,0,0,0,0,0,0]
[2019,148,{"$f":"IF(LOADPROFILE=0.1,Results_10PoE!C305,IF(LOADPROFILE=0.5,Results_50PoE!C305,\"Invalid Load Profile %\"))","v":0},61.68181818181818,30.84090909090909,0,0,0,142.7886976392567,0,0,0,0,0,9.8551170757693388E-3,1.361989892078226E-3,false,false,1.599856668144373E-2,0,0,0,0,0,0]
[2019,149,{"$f":"IF(LOADPROFILE=0.1,Results_10PoE!C306,IF(LOADPROFILE=0.5,Results_50PoE!C306,\"Invalid Load Profile %\"))","v":0},61.68181818181818,30.84090909090909,0,0,0,143.7886976392567,0,0,0,0,0,9.8551170757693388E-3,1.361989892078226E-3,false,false,1.599856668144373E-2,0,0,0,0,0,0]
[2019,150,{"$f":"IF(LOADPROFILE=0.1,Results_10PoE!C307,IF(LOADPROFILE=0.5,Results_50PoE!C307,\"Invalid Load Profile %\"))","v":0},61.68181818181818,30.84090909090909,0,0,0,144.7886976392567,0,0,0,0,0,9.8551170757693388E-3,1.361989892078226E-3,false,false,1.599856668144373E-2,0,0,0,0,0,0]
[2020,1,{"$f":"IF(LOADPROFILE=0.1,Results_10PoE!C308,IF(LOADPROFILE=0.5,Results_50PoE!C308,\"Invalid Load Profile %\"))","v":8760},61.68181818181818,30.84090909090909,0,0,0,0,0,0,0,0,0,1.0303012694745263E-2,1.4247501285614913E-3,false,false,1.672566995900205E-2,0,0,0,0,0,0]
[2020,2,{"$f":"IF(LOADPROFILE=0.1,Results_10PoE!C309,IF(LOADPROFILE=0.5,Results_50PoE!C309,\"Invalid Load Profile %\"))","v":8760},61.68181818181818,30.84090909090909,0,0,0,0,0,0,0,0,0,1.0303012694745263E-2,1.4247501285614913E-3,false,false,1.672566995900205E-2,0,0,0,0,0,0]
[2020,3,{"$f":"IF(LOADPROFILE=0.1,Results_10PoE!C310,IF(LOADPROFILE=0.5,Results_50PoE!C310,\"Invalid Load Profile %\"))","v":8760},61.68181818181818,30.84090909090909,0,0,0,0,0,0,0,0,0,1.0303012694745263E-2,1.4247501285614913E-3,false,false,1.672566995900205E-2,0,0,0,0,0,0]
[2020,4,{"$f":"IF(LOADPROFILE=0.1,Results_10PoE!C311,IF(LOADPROFILE=0.5,Results_50PoE!C311,\"Invalid Load Profile %\"))","v":8713},61.68181818181818,30.84090909090909,0,0,0,0,0,0,0,0,0,1.0303012694745263E-2,1.4247501285614913E-3,false,false,1.672566995900205E-2,0,0,0,0,0,0]
[2020,5,{"$f":"IF(LOADPROFILE=0.1,Results_10PoE!C312,IF(LOADPROFILE=0.5,Results_50PoE!C312,\"Invalid Load Profile %\"))","v":8105},61.68181818181818,30.84090909090909,0,0,0,0,0,0,0,0,0,1.0303012694745263E-2,1.4247501285614913E-3,false,false,1.672566995900205E-2,0,0,0,0,0,0]
[2020,6,{"$f":"IF(LOADPROFILE=0.1,Results_10PoE!C313,IF(LOADPROFILE=0.5,Results_50PoE!C313,\"Invalid Load Profile %\"))","v":6953},61.68181818181818,30.84090909090909,0,0,0,0.80422807846987521,0,0,1084.1995987810242,1084.1995987810242,1084.1995987810242,1.0303012694745263E-2,1.4247501285614913E-3,false,false,1.672566995900205E-2,0,0,514.6223664612304,0,0,0]
[2020,7,{"$f":"IF(LOADPROFILE=0.1,Results_10PoE!C314,IF(LOADPROFILE=0.5,Results_50PoE!C314,\"Invalid Load Profile %\"))","v":5593},61.68181818181818,30.84090909090909,0,0,0,1.8042280784698752,0,0,1489.7985277215225,1489.7985277215225,1489.7985277215225,1.0303012694745263E-2,1.4247501285614913E-3,false,false,1.672566995900205E-2,0,0,707.14252684514611,0,0,0]
[2020,8,{"$f":"IF(LOADPROFILE=0.1,Results_10PoE!C315,IF(LOADPROFILE=0.5,Results_50PoE!C315,\"Invalid Load Profile %\"))","v":4760},61.68181818181818,30.84090909090909,0,0,0,2.8042280784698752,0,0,2257.1502263697603,2257.1502263697603,2257.1502263697603,1.0303012694745263E-2,1.4247501285614913E-3,false,false,1.672566995900205E-2,0,0,1071.3709839580122,0,0,0]
[2020,9,{"$f":"IF(LOADPROFILE=0.1,Results_10PoE!C316,IF(LOADPROFILE=0.5,Results_50PoE!C316,\"Invalid Load Profile %\"))","v":3948},61.68181818181818,30.84090909090909,0,0,0,3.8042280784698752,0,0,3261.9233848487493,3261.9233848487493,3261.9233848487493,1.0303012694745263E-2,1.4247501285614913E-3,false,false,1.672566995900205E-2,0,0,1548.2930757523079,0,0,0]
[2020,10,{"$f":"IF(LOADPROFILE=0.1,Results_10PoE!C317,IF(LOADPROFILE=0.5,Results_50PoE!C317,\"Invalid Load Profile %\"))","v":3083},61.68181818181818,30.84090909090909,0,0,0,4.8042280784698752,0,0,3400.2662983936789,3400.2662983936789,3400.2662983936789,1.0303012694745263E-2,1.4247501285614913E-3,false,false,1.672566995900205E-2,0,0,1613.9584362926341,0,0,0]
[2020,11,{"$f":"IF(LOADPROFILE=0.1,Results_10PoE!C318,IF(LOADPROFILE=0.5,Results_50PoE!C318,\"Invalid Load Profile %\"))","v":2369},61.68181818181818,30.84090909090909,0,0,0,5.8042280784698752,0,0,5258.7408284958119,5258.7408284958119,5258.7408284958119,1.0303012694745263E-2,1.4247501285614913E-3,false,false,1.672566995900205E-2,0,0,2496.0954171256717,0,0,0]
[2020,12,{"$f":"IF(LOADPROFILE=0.1,Results_10PoE!C319,IF(LOADPROFILE=0.5,Results_50PoE!C319,\"Invalid Load Profile %\"))","v":1455},61.68181818181818,30.84090909090909,0,0,0,6.8042280784698752,0,0,5948.9257712423814,5948.9257712423814,5948.9257712423814,1.0303012694745263E-2,1.4247501285614913E-3,false,false,1.672566995900205E-2,0,0,2823.696173417673,0,0,0]
[2020,13,{"$f":"IF(LOADPROFILE=0.1,Results_10PoE!C320,IF(LOADPROFILE=0.5,Results_50PoE!C320,\"Invalid Load Profile %\"))","v":573},61.68181818181818,30.84090909090909,0,0,0,7.8042280784698752,0,0,2769.517296919425,2769.517296919425,2769.517296919425,1.0303012694745263E-2,1.4247501285614913E-3,false,false,1.672566995900205E-2,0,0,1314.5693347409583,0,0,0]
[2020,14,{"$f":"IF(LOADPROFILE=0.1,Results_10PoE!C321,IF(LOADPROFILE=0.5,Results_50PoE!C321,\"Invalid Load Profile %\"))","v":215},61.68181818181818,30.84090909090909,0,0,0,8.8042280784698761,0,0,1117.1007834043376,1117.1007834043376,1117.1007834043376,1.0303012694745263E-2,1.4247501285614913E-3,false,false,1.672566995900205E-2,0,0,530.2391269814002,0,0,0]
[2020,15,{"$f":"IF(LOADPROFILE=0.1,Results_10PoE!C322,IF(LOADPROFILE=0.5,Results_50PoE!C322,\"Invalid Load Profile %\"))","v":87},61.68181818181818,30.84090909090909,0,0,0,9.8042280784698761,0,0,476.21227738039329,476.21227738039329,476.21227738039329,1.0303012694745263E-2,1.4247501285614913E-3,false,false,1.672566995900205E-2,0,0,226.03724387919326,0,0,0]
[2020,16,{"$f":"IF(LOADPROFILE=0.1,Results_10PoE!C323,IF(LOADPROFILE=0.5,Results_50PoE!C323,\"Invalid Load Profile %\"))","v":38},61.68181818181818,30.84090909090909,0,0,0,10.804228078469876,0,0,342.7163501151436,342.7163501151436,342.7163501151436,1.0303012694745263E-2,1.4247501285614913E-3,false,false,1.672566995900205E-2,0,0,162.67253679073917,0,0,0]
[2020,17,{"$f":"IF(LOADPROFILE=0.1,Results_10PoE!C324,IF(LOADPROFILE=0.5,Results_50PoE!C324,\"Invalid Load Profile %\"))","v":6},61.68181818181818,30.84090909090909,0,0,0,11.804228078469876,0,0,58.505769882370807,58.505769882370807,58.505769882370807,1.0303012694745263E-2,1.4247501285614913E-3,false,false,1.672566995900205E-2,0,0,27.770142861474014,0,0,0]
[2020,18,{"$f":"IF(LOADPROFILE=0.1,Results_10PoE!C325,IF(LOADPROFILE=0.5,Results_50PoE!C325,\"Invalid Load Profile %\"))","v":1},61.68181818181818,30.84090909090909,0,0,0,12.804228078469876,0,0,12.692422011850086,12.692422011850086,12.692422011850086,1.0303012694745263E-2,1.4247501285614913E-3,false,false,1.672566995900205E-2,0,0,6.0245403698790065,0,0,0]
[2020,19,{"$f":"IF(LOADPROFILE=0.1,Results_10PoE!C326,IF(LOADPROFILE=0.5,Results_50PoE!C326,\"Invalid Load Profile %\"))","v":0},61.68181818181818,30.84090909090909,0,0,0,13.804228078469876,0,0,0,0,0,1.0303012694745263E-2,1.4247501285614913E-3,false,false,1.672566995900205E-2,0,0,0,0,0,0]
[2020,20,{"$f":"IF(LOADPROFILE=0.1,Results_10PoE!C327,IF(LOADPROFILE=0.5,Results_50PoE!C327,\"Invalid Load Profile %\"))","v":0},61.68181818181818,30.84090909090909,0,0,0,14.804228078469876,0,0,0,0,0,1.0303012694745263E-2,1.4247501285614913E-3,false,false,1.672566995900205E-2,0,0,0,0,0,0]
[2020,21,{"$f":"IF(LOADPROFILE=0.1,Results_10PoE!C328,IF(LOADPROFILE=0.5,Results_50PoE!C328,\"Invalid Load Profile %\"))","v":0},61.68181818181818,30.84090909090909,0,0,0,15.804228078469876,0,0,0,0,0,1.0303012694745263E-2,1.4247501285614913E-3,false,false,1.672566995900205E-2,0,0,0,0,0,0]
[2020,22,{"$f":"IF(LOADPROFILE=0.1,Results_10PoE!C329,IF(LOADPROFILE=0.5,Results_50PoE!C329,\"Invalid Load Profile %\"))","v":0},{"$f":"VLOOKUP($A358,$Q$4:$AB$26,6,FALSE)","v":61.68181818181818},{"$f":"VLOOKUP($A358,$Q$4:$AB$26,7,FALSE)","v":30.84090909090909},{"$f":"VLOOKUP($A358,$Q$4:$AB$26,9,FALSE)","v":0},{"$f":"VLOOKUP($A358,$Q$4:$AB$26,10,FALSE)","v":0},{"$f":"VLOOKUP($A358,$Q$4:$AB$26,11,FALSE)","v":0},{"$f":"IF(B358-VLOOKUP(A358,$Q$4:$AB$26,12,FALSE)<0,0,B358-VLOOKUP(A358,$Q$4:$AB$26,12,FALSE))","v":16.804228078469876},{"$f":"IF(B358=150,0,IF(IF($I358>D358,($I358-D358)*($C358-$C359),0)<0,0,IF($I358>D358,($I358-D358)*($C358-$C359),0)))*$Y$30","v":0},{"$f":"IF(C358=150,0,IF(IF($I358>E358,($I358-E358)*($C358-$C359),0)<0,0,IF($I358>E358,($I358-E358)*($C358-$C359),0)))*$Y$30","v":0},{"$f":"IF(D358=150,0,IF(IF($I358>F358,($I358-F358)*($C358-$C359),0)<0,0,IF($I358>F358,($I358-F358)*($C358-$C359),0)))*$Y$30","v":0},{"$f":"IF(E358=150,0,IF(IF($I358>G358,($I358-G358)*($C358-$C359),0)<0,0,IF($I358>G358,($I358-G358)*($C358-$C359),0)))*$Y$30","v":0},{"$f":"IF(F358=150,0,IF(IF($I358>H358,($I358-H358)*($C358-$C359),0)<0,0,IF($I358>H358,($I358-H358)*($C358-$C359),0)))*$Y$30","v":0},{"$f":"VLOOKUP($A358, $Q$4:$BB$26,33,FALSE)","v":1.0303012694745263E-2},{"$f":"VLOOKUP($A358, $Q$4:$BB$26,34,FALSE)","v":1.4247501285614913E-3},{"$f":"VLOOKUP($A358, $Q$4:$BB$26,35,FALSE)","v":false},{"$f":"VLOOKUP($A358, $Q$4:$BB$26,36,FALSE)","v":false},{"$f":"VLOOKUP($A358, $Q$4:$BB$26,37,FALSE)","v":1.672566995900205E-2},{"$f":"J358*1000*($S$34/365)","v":0},{"$f":"O358*K358*1000*($T$34/365)","v":0},{"$f":"P358*L358*1000*($U$34/365)","v":0},{"$f":"Q358*M358*1000*($V$34/365)","v":0},{"$f":"R358*N358*1000*($W$34/365)","v":0},{"$f":"S358*K358*1000*($X$34/365)","v":0}]
[2020,23,{"$f":"IF(LOADPROFILE=0.1,Results_10PoE!C330,IF(LOADPROFILE=0.5,Results_50PoE!C330,\"Invalid Load Profile %\"))","v":0},61.68181818181818,30.84090909090909,0,0,0,17.804228078469876,0,0,0,0,0,1.0303012694745263E-2,1.4247501285614913E-3,false,false,1.672566995900205E-2,0,0,0,0,0,0]
[2020,24,{"$f":"IF(LOADPROFILE=0.1,Results_10PoE!C331,IF(LOADPROFILE=0.5,Results_50PoE!C331,\"Invalid Load Profile %\"))","v":0},61.68181818181818,30.84090909090909,0,0,0,18.804228078469876,0,0,0,0,0,1.0303012694745263E-2,1.4247501285614913E-3,false,false,1.672566995900205E-2,0,0,0,0,0,0]
[2020,25,{"$f":"IF(LOADPROFILE=0.1,Results_10PoE!C332,IF(LOADPROFILE=0.5,Results_50PoE!C332,\"Invalid Load Profile %\"))","v":0},61.68181818181818,30.84090909090909,0,0,0,19.804228078469876,0,0,0,0,0,1.0303012694745263E-2,1.4247501285614913E-3,false,false,1.672566995900205E-2,0,0,0,0,0,0]
[2020,26,{"$f":"IF(LOADPROFILE=0.1,Results_10PoE!C333,IF(LOADPROFILE=0.5,Results_50PoE!C333,\"Invalid Load Profile %\"))","v":0},61.68181818181818,30.84090909090909,0,0,0,20.804228078469876,0,0,0,0,0,1.0303012694745263E-2,1.4247501285614913E-3,false,false,1.672566995900205E-2,0,0,0,0,0,0]
[2020,27,{"$f":"IF(LOADPROFILE=0.1,Results_10PoE!C334,IF(LOADPROFILE=0.5,Results_50PoE!C334,\"Invalid Load Profile %\"))","v":0},61.68181818181818,30.84090909090909,0,0,0,21.804228078469876,0,0,0,0,0,1.0303012694745263E-2,1.4247501285614913E-3,false,false,1.672566995900205E-2,0,0,0,0,0,0]
[2020,28,{"$f":"IF(LOADPROFILE=0.1,Results_10PoE!C335,IF(LOADPROFILE=0.5,Results_50PoE!C335,\"Invalid Load Profile %\"))","v":0},61.68181818181818,30.84090909090909,0,0,0,22.804228078469876,0,0,0,0,0,1.0303012694745263E-2,1.4247501285614913E-3,false,false,1.672566995900205E-2,0,0,0,0,0,0]
[2020,29,{"$f":"IF(LOADPROFILE=0.1,Results_10PoE!C336,IF(LOADPROFILE=0.5,Results_50PoE!C336,\"Invalid Load Profile %\"))","v":0},61.68181818181818,30.84090909090909,0,0,0,23.804228078469876,0,0,0,0,0,1.0303012694745263E-2,1.4247501285614913E-3,false,false,1.672566995900205E-2,0,0,0,0,0,0]
[2020,30,{"$f":"IF(LOADPROFILE=0.1,Results_10PoE!C337,IF(LOADPROFILE=0.5,Results_50PoE!C337,\"Invalid Load Profile %\"))","v":0},61.68181818181818,30.84090909090909,0,0,0,24.804228078469876,0,0,0,0,0,1.0303012694745263E-2,1.4247501285614913E-3,false,false,1.672566995900205E-2,0,0,0,0,0,0]
[2020,31,{"$f":"IF(LOADPROFILE=0.1,Results_10PoE!C338,IF(LOADPROFILE=0.5,Results_50PoE!C338,\"Invalid Load Profile %\"))","v":0},61.68181818181818,30.84090909090909,0,0,0,25.804228078469876,0,0,0,0,0,1.0303012694745263E-2,1.4247501285614913E-3,false,false,1.672566995900205E-2,0,0,0,0,0,0]
[2020,32,{"$f":"IF(LOADPROFILE=0.1,Results_10PoE!C339,IF(LOADPROFILE=0.5,Results_50PoE!C339,\"Invalid Load Profile %\"))","v":0},61.68181818181818,30.84090909090909,0,0,0,26.804228078469876,0,0,0,0,0,1.0303012694745263E-2,1.4247501285614913E-3,false,false,1.672566995900205E-2,0,0,0,0,0,0]
[2020,33,{"$f":"IF(LOADPROFILE=0.1,Results_10PoE!C340,IF(LOADPROFILE=0.5,Results_50PoE!C340,\"Invalid Load Profile %\"))","v":0},61.68181818181818,30.84090909090909,0,0,0,27.804228078469876,0,0,0,0,0,1.0303012694745263E-2,1.4247501285614913E-3,false,false,1.672566995900205E-2,0,0,0,0,0,0]
[2020,34,{"$f":"IF(LOADPROFILE=0.1,Results_10PoE!C341,IF(LOADPROFILE=0.5,Results_50PoE!C341,\"Invalid Load Profile %\"))","v":0},61.68181818181818,30.84090909090909,0,0,0,28.804228078469876,0,0,0,0,0,1.0303012694745263E-2,1.4247501285614913E-3,false,false,1.672566995900205E-2,0,0,0,0,0,0]
[2020,35,{"$f":"IF(LOADPROFILE=0.1,Results_10PoE!C342,IF(LOADPROFILE=0.5,Results_50PoE!C342,\"Invalid Load Profile %\"))","v":0},61.68181818181818,30.84090909090909,0,0,0,29.804228078469876,0,0,0,0,0,1.0303012694745263E-2,1.4247501285614913E-3,false,false,1.672566995900205E-2,0,0,0,0,0,0]
[2020,36,{"$f":"IF(LOADPROFILE=0.1,Results_10PoE!C343,IF(LOADPROFILE=0.5,Results_50PoE!C343,\"Invalid Load Profile %\"))","v":0},61.68181818181818,30.84090909090909,0,0,0,30.804228078469876,0,0,0,0,0,1.0303012694745263E-2,1.4247501285614913E-3,false,false,1.672566995900205E-2,0,0,0,0,0,0]
[2020,37,{"$f":"IF(LOADPROFILE=0.1,Results_10PoE!C344,IF(LOADPROFILE=0.5,Results_50PoE!C344,\"Invalid Load Profile %\"))","v":0},61.68181818181818,30.84090909090909,0,0,0,31.804228078469876,0,0,0,0,0,1.0303012694745263E-2,1.4247501285614913E-3,false,false,1.672566995900205E-2,0,0,0,0,0,0]
[2020,38,{"$f":"IF(LOADPROFILE=0.1,Results_10PoE!C345,IF(LOADPROFILE=0.5,Results_50PoE!C345,\"Invalid Load Profile %\"))","v":0},61.68181818181818,30.84090909090909,0,0,0,32.804228078469876,0,0,0,0,0,1.0303012694745263E-2,1.4247501285614913E-3,false,false,1.672566995900205E-2,0,0,0,0,0,0]
[2020,39,{"$f":"IF(LOADPROFILE=0.1,Results_10PoE!C346,IF(LOADPROFILE=0.5,Results_50PoE!C346,\"Invalid Load Profile %\"))","v":0},61.68181818181818,30.84090909090909,0,0,0,33.804228078469876,0,0,0,0,0,1.0303012694745263E-2,1.4247501285614913E-3,false,false,1.672566995900205E-2,0,0,0,0,0,0]
[2020,40,{"$f":"IF(LOADPROFILE=0.1,Results_10PoE!C347,IF(LOADPROFILE=0.5,Results_50PoE!C347,\"Invalid Load Profile %\"))","v":0},61.68181818181818,30.84090909090909,0,0,0,34.804228078469876,0,0,0,0,0,1.0303012694745263E-2,1.4247501285614913E-3,false,false,1.672566995900205E-2,0,0,0,0,0,0]
[2020,41,{"$f":"IF(LOADPROFILE=0.1,Results_10PoE!C348,IF(LOADPROFILE=0.5,Results_50PoE!C348,\"Invalid Load Profile %\"))","v":0},61.68181818181818,30.84090909090909,0,0,0,35.804228078469876,0,0,0,0,0,1.0303012694745263E-2,1.4247501285614913E-3,false,false,1.672566995900205E-2,0,0,0,0,0,0]
[2020,42,{"$f":"IF(LOADPROFILE=0.1,Results_10PoE!C349,IF(LOADPROFILE=0.5,Results_50PoE!C349,\"Invalid Load Profile %\"))","v":0},61.68181818181818,30.84090909090909,0,0,0,36.804228078469876,0,0,0,0,0,1.0303012694745263E-2,1.4247501285614913E-3,false,false,1.672566995900205E-2,0,0,0,0,0,0]
[2020,43,{"$f":"IF(LOADPROFILE=0.1,Results_10PoE!C350,IF(LOADPROFILE=0.5,Results_50PoE!C350,\"Invalid Load Profile %\"))","v":0},61.68181818181818,30.84090909090909,0,0,0,37.804228078469876,0,0,0,0,0,1.0303012694745263E-2,1.4247501285614913E-3,false,false,1.672566995900205E-2,0,0,0,0,0,0]
[2020,44,{"$f":"IF(LOADPROFILE=0.1,Results_10PoE!C351,IF(LOADPROFILE=0.5,Results_50PoE!C351,\"Invalid Load Profile %\"))","v":0},61.68181818181818,30.84090909090909,0,0,0,38.804228078469876,0,0,0,0,0,1.0303012694745263E-2,1.4247501285614913E-3,false,false,1.672566995900205E-2,0,0,0,0,0,0]
[2020,45,{"$f":"IF(LOADPROFILE=0.1,Results_10PoE!C352,IF(LOADPROFILE=0.5,Results_50PoE!C352,\"Invalid Load Profile %\"))","v":0},61.68181818181818,30.84090909090909,0,0,0,39.804228078469876,0,0,0,0,0,1.0303012694745263E-2,1.4247501285614913E-3,false,false,1.672566995900205E-2,0,0,0,0,0,0]
[2020,46,{"$f":"IF(LOADPROFILE=0.1,Results_10PoE!C353,IF(LOADPROFILE=0.5,Results_50PoE!C353,\"Invalid Load Profile %\"))","v":0},61.68181818181818,30.84090909090909,0,0,0,40.804228078469876,0,0,0,0,0,1.0303012694745263E-2,1.4247501285614913E-3,false,false,1.672566995900205E-2,0,0,0,0,0,0]
[2020,47,{"$f":"IF(LOADPROFILE=0.1,Results_10PoE!C354,IF(LOADPROFILE=0.5,Results_50PoE!C354,\"Invalid Load Profile %\"))","v":0},61.68181818181818,30.84090909090909,0,0,0,41.804228078469876,0,0,0,0,0,1.0303012694745263E-2,1.4247501285614913E-3,false,false,1.672566995900205E-2,0,0,0,0,0,0]
[2020,48,{"$f":"IF(LOADPROFILE=0.1,Results_10PoE!C355,IF(LOADPROFILE=0.5,Results_50PoE!C355,\"Invalid Load Profile %\"))","v":0},61.68181818181818,30.84090909090909,0,0,0,42.804228078469876,0,0,0,0,0,1.0303012694745263E-2,1.4247501285614913E-3,false,false,1.672566995900205E-2,0,0,0,0,0,0]
[2020,49,{"$f":"IF(LOADPROFILE=0.1,Results_10PoE!C356,IF(LOADPROFILE=0.5,Results_50PoE!C356,\"Invalid Load Profile %\"))","v":0},61.68181818181818,30.84090909090909,0,0,0,43.804228078469876,0,0,0,0,0,1.0303012694745263E-2,1.4247501285614913E-3,false,false,1.672566995900205E-2,0,0,0,0,0,0]
[2020,50,{"$f":"IF(LOADPROFILE=0.1,Results_10PoE!C357,IF(LOADPROFILE=0.5,Results_50PoE!C357,\"Invalid Load Profile %\"))","v":0},61.68181818181818,30.84090909090909,0,0,0,44.804228078469876,0,0,0,0,0,1.0303012694745263E-2,1.4247501285614913E-3,false,false,1.672566995900205E-2,0,0,0,0,0,0]
[2020,51,{"$f":"IF(LOADPROFILE=0.1,Results_10PoE!C358,IF(LOADPROFILE=0.5,Results_50PoE!C358,\"Invalid Load Profile %\"))","v":0},61.68181818181818,30.84090909090909,0,0,0,45.804228078469876,0,0,0,0,0,1.0303012694745263E-2,1.4247501285614913E-3,false,false,1.672566995900205E-2,0,0,0,0,0,0]
[2020,52,{"$f":"IF(LOADPROFILE=0.1,Results_10PoE!C359,IF(LOADPROFILE=0.5,Results_50PoE!C359,\"Invalid Load Profile %\"))","v":0},61.68181818181818,30.84090909090909,0,0,0,46.804228078469876,0,0,0,0,0,1.0303012694745263E-2,1.4247501285614913E-3,false,false,1.672566995900205E-2,0,0,0,0,0,0]
[2020,53,{"$f":"IF(LOADPROFILE=0.1,Results_10PoE!C360,IF(LOADPROFILE=0.5,Results_50PoE!C360,\"Invalid Load Profile %\"))","v":0},61.68181818181818,30.84090909090909,0,0,0,47.804228078469876,0,0,0,0,0,1.0303012694745263E-2,1.4247501285614913E-3,false,false,1.672566995900205E-2,0,0,0,0,0,0]
[2020,54,{"$f":"IF(LOADPROFILE=0.1,Results_10PoE!C361,IF(LOADPROFILE=0.5,Results_50PoE!C361,\"Invalid Load Profile %\"))","v":0},61.68181818181818,30.84090909090909,0,0,0,48.804228078469876,0,0,0,0,0,1.0303012694745263E-2,1.4247501285614913E-3,false,false,1.672566995900205E-2,0,0,0,0,0,0]
[2020,55,{"$f":"IF(LOADPROFILE=0.1,Results_10PoE!C362,IF(LOADPROFILE=0.5,Results_50PoE!C362,\"Invalid Load Profile %\"))","v":0},61.68181818181818,30.84090909090909,0,0,0,49.804228078469876,0,0,0,0,0,1.0303012694745263E-2,1.4247501285614913E-3,false,false,1.672566995900205E-2,0,0,0,0,0,0]
[2020,56,{"$f":"IF(LOADPROFILE=0.1,Results_10PoE!C363,IF(LOADPROFILE=0.5,Results_50PoE!C363,\"Invalid Load Profile %\"))","v":0},61.68181818181818,30.84090909090909,0,0,0,50.804228078469876,0,0,0,0,0,1.0303012694745263E-2,1.4247501285614913E-3,false,false,1.672566995900205E-2,0,0,0,0,0,0]
[2020,57,{"$f":"IF(LOADPROFILE=0.1,Results_10PoE!C364,IF(LOADPROFILE=0.5,Results_50PoE!C364,\"Invalid Load Profile %\"))","v":0},61.68181818181818,30.84090909090909,0,0,0,51.804228078469876,0,0,0,0,0,1.0303012694745263E-2,1.4247501285614913E-3,false,false,1.672566995900205E-2,0,0,0,0,0,0]
[2020,58,{"$f":"IF(LOADPROFILE=0.1,Results_10PoE!C365,IF(LOADPROFILE=0.5,Results_50PoE!C365,\"Invalid Load Profile %\"))","v":0},61.68181818181818,30.84090909090909,0,0,0,52.804228078469876,0,0,0,0,0,1.0303012694745263E-2,1.4247501285614913E-3,false,false,1.672566995900205E-2,0,0,0,0,0,0]
[2020,59,{"$f":"IF(LOADPROFILE=0.1,Results_10PoE!C366,IF(LOADPROFILE=0.5,Results_50PoE!C366,\"Invalid Load Profile %\"))","v":0},61.68181818181818,30.84090909090909,0,0,0,53.804228078469876,0,0,0,0,0,1.0303012694745263E-2,1.4247501285614913E-3,false,false,1.672566995900205E-2,0,0,0,0,0,0]
[2020,60,{"$f":"IF(LOADPROFILE=0.1,Results_10PoE!C367,IF(LOADPROFILE=0.5,Results_50PoE!C367,\"Invalid Load Profile %\"))","v":0},61.68181818181818,30.84090909090909,0,0,0,54.804228078469876,0,0,0,0,0,1.0303012694745263E-2,1.4247501285614913E-3,false,false,1.672566995900205E-2,0,0,0,0,0,0]
[2020,61,{"$f":"IF(LOADPROFILE=0.1,Results_10PoE!C368,IF(LOADPROFILE=0.5,Results_50PoE!C368,\"Invalid Load Profile %\"))","v":0},61.68181818181818,30.84090909090909,0,0,0,55.804228078469876,0,0,0,0,0,1.0303012694745263E-2,1.4247501285614913E-3,false,false,1.672566995900205E-2,0,0,0,0,0,0]
[2020,62,{"$f":"IF(LOADPROFILE=0.1,Results_10PoE!C369,IF(LOADPROFILE=0.5,Results_50PoE!C369,\"Invalid Load Profile %\"))","v":0},61.68181818181818,30.84090909090909,0,0,0,56.804228078469876,0,0,0,0,0,1.0303012694745263E-2,1.4247501285614913E-3,false,false,1.672566995900205E-2,0,0,0,0,0,0]
[2020,63,{"$f":"IF(LOADPROFILE=0.1,Results_10PoE!C370,IF(LOADPROFILE=0.5,Results_50PoE!C370,\"Invalid Load Profile %\"))","v":0},61.68181818181818,30.84090909090909,0,0,0,57.804228078469876,0,0,0,0,0,1.0303012694745263E-2,1.4247501285614913E-3,false,false,1.672566995900205E-2,0,0,0,0,0,0]
[2020,64,{"$f":"IF(LOADPROFILE=0.1,Results_10PoE!C371,IF(LOADPROFILE=0.5,Results_50PoE!C371,\"Invalid Load Profile %\"))","v":0},61.68181818181818,30.84090909090909,0,0,0,58.804228078469876,0,0,0,0,0,1.0303012694745263E-2,1.4247501285614913E-3,false,false,1.672566995900205E-2,0,0,0,0,0,0]
[2020,65,{"$f":"IF(LOADPROFILE=0.1,Results_10PoE!C372,IF(LOADPROFILE=0.5,Results_50PoE!C372,\"Invalid Load Profile %\"))","v":0},61.68181818181818,30.84090909090909,0,0,0,59.804228078469876,0,0,0,0,0,1.0303012694745263E-2,1.4247501285614913E-3,false,false,1.672566995900205E-2,0,0,0,0,0,0]
[2020,66,{"$f":"IF(LOADPROFILE=0.1,Results_10PoE!C373,IF(LOADPROFILE=0.5,Results_50PoE!C373,\"Invalid Load Profile %\"))","v":0},61.68181818181818,30.84090909090909,0,0,0,60.804228078469876,0,0,0,0,0,1.0303012694745263E-2,1.4247501285614913E-3,false,false,1.672566995900205E-2,0,0,0,0,0,0]
[2020,67,{"$f":"IF(LOADPROFILE=0.1,Results_10PoE!C374,IF(LOADPROFILE=0.5,Results_50PoE!C374,\"Invalid Load Profile %\"))","v":0},61.68181818181818,30.84090909090909,0,0,0,61.804228078469876,0,0,0,0,0,1.0303012694745263E-2,1.4247501285614913E-3,false,false,1.672566995900205E-2,0,0,0,0,0,0]
[2020,68,{"$f":"IF(LOADPROFILE=0.1,Results_10PoE!C375,IF(LOADPROFILE=0.5,Results_50PoE!C375,\"Invalid Load Profile %\"))","v":0},61.68181818181818,30.84090909090909,0,0,0,62.804228078469876,0,0,0,0,0,1.0303012694745263E-2,1.4247501285614913E-3,false,false,1.672566995900205E-2,0,0,0,0,0,0]
[2020,69,{"$f":"IF(LOADPROFILE=0.1,Results_10PoE!C376,IF(LOADPROFILE=0.5,Results_50PoE!C376,\"Invalid Load Profile %\"))","v":0},61.68181818181818,30.84090909090909,0,0,0,63.804228078469876,0,0,0,0,0,1.0303012694745263E-2,1.4247501285614913E-3,false,false,1.672566995900205E-2,0,0,0,0,0,0]
[2020,70,{"$f":"IF(LOADPROFILE=0.1,Results_10PoE!C377,IF(LOADPROFILE=0.5,Results_50PoE!C377,\"Invalid Load Profile %\"))","v":0},61.68181818181818,30.84090909090909,0,0,0,64.804228078469876,0,0,0,0,0,1.0303012694745263E-2,1.4247501285614913E-3,false,false,1.672566995900205E-2,0,0,0,0,0,0]
[2020,71,{"$f":"IF(LOADPROFILE=0.1,Results_10PoE!C378,IF(LOADPROFILE=0.5,Results_50PoE!C378,\"Invalid Load Profile %\"))","v":0},61.68181818181818,30.84090909090909,0,0,0,65.804228078469876,0,0,0,0,0,1.0303012694745263E-2,1.4247501285614913E-3,false,false,1.672566995900205E-2,0,0,0,0,0,0]
[2020,72,{"$f":"IF(LOADPROFILE=0.1,Results_10PoE!C379,IF(LOADPROFILE=0.5,Results_50PoE!C379,\"Invalid Load Profile %\"))","v":0},61.68181818181818,30.84090909090909,0,0,0,66.804228078469876,0,0,0,0,0,1.0303012694745263E-2,1.4247501285614913E-3,false,false,1.672566995900205E-2,0,0,0,0,0,0]
[2020,73,{"$f":"IF(LOADPROFILE=0.1,Results_10PoE!C380,IF(LOADPROFILE=0.5,Results_50PoE!C380,\"Invalid Load Profile %\"))","v":0},61.68181818181818,30.84090909090909,0,0,0,67.804228078469876,0,0,0,0,0,1.0303012694745263E-2,1.4247501285614913E-3,false,false,1.672566995900205E-2,0,0,0,0,0,0]
[2020,74,{"$f":"IF(LOADPROFILE=0.1,Results_10PoE!C381,IF(LOADPROFILE=0.5,Results_50PoE!C381,\"Invalid Load Profile %\"))","v":0},61.68181818181818,30.84090909090909,0,0,0,68.804228078469876,0,0,0,0,0,1.0303012694745263E-2,1.4247501285614913E-3,false,false,1.672566995900205E-2,0,0,0,0,0,0]
[2020,75,{"$f":"IF(LOADPROFILE=0.1,Results_10PoE!C382,IF(LOADPROFILE=0.5,Results_50PoE!C382,\"Invalid Load Profile %\"))","v":0},61.68181818181818,30.84090909090909,0,0,0,69.804228078469876,0,0,0,0,0,1.0303012694745263E-2,1.4247501285614913E-3,false,false,1.672566995900205E-2,0,0,0,0,0,0]
[2020,76,{"$f":"IF(LOADPROFILE=0.1,Results_10PoE!C383,IF(LOADPROFILE=0.5,Results_50PoE!C383,\"Invalid Load Profile %\"))","v":0},61.68181818181818,30.84090909090909,0,0,0,70.804228078469876,0,0,0,0,0,1.0303012694745263E-2,1.4247501285614913E-3,false,false,1.672566995900205E-2,0,0,0,0,0,0]
[2020,77,{"$f":"IF(LOADPROFILE=0.1,Results_10PoE!C384,IF(LOADPROFILE=0.5,Results_50PoE!C384,\"Invalid Load Profile %\"))","v":0},61.68181818181818,30.84090909090909,0,0,0,71.804228078469876,0,0,0,0,0,1.0303012694745263E-2,1.4247501285614913E-3,false,false,1.672566995900205E-2,0,0,0,0,0,0]
[2020,78,{"$f":"IF(LOADPROFILE=0.1,Results_10PoE!C385,IF(LOADPROFILE=0.5,Results_50PoE!C385,\"Invalid Load Profile %\"))","v":0},61.68181818181818,30.84090909090909,0,0,0,72.804228078469876,0,0,0,0,0,1.0303012694745263E-2,1.4247501285614913E-3,false,false,1.672566995900205E-2,0,0,0,0,0,0]
[2020,79,{"$f":"IF(LOADPROFILE=0.1,Results_10PoE!C386,IF(LOADPROFILE=0.5,Results_50PoE!C386,\"Invalid Load Profile %\"))","v":0},61.68181818181818,30.84090909090909,0,0,0,73.804228078469876,0,0,0,0,0,1.0303012694745263E-2,1.4247501285614913E-3,false,false,1.672566995900205E-2,0,0,0,0,0,0]
[2020,80,{"$f":"IF(LOADPROFILE=0.1,Results_10PoE!C387,IF(LOADPROFILE=0.5,Results_50PoE!C387,\"Invalid Load Profile %\"))","v":0},61.68181818181818,30.84090909090909,0,0,0,74.804228078469876,0,0,0,0,0,1.0303012694745263E-2,1.4247501285614913E-3,false,false,1.672566995900205E-2,0,0,0,0,0,0]
[2020,81,{"$f":"IF(LOADPROFILE=0.1,Results_10PoE!C388,IF(LOADPROFILE=0.5,Results_50PoE!C388,\"Invalid Load Profile %\"))","v":0},61.68181818181818,30.84090909090909,0,0,0,75.804228078469876,0,0,0,0,0,1.0303012694745263E-2,1.4247501285614913E-3,false,false,1.672566995900205E-2,0,0,0,0,0,0]
[2020,82,{"$f":"IF(LOADPROFILE=0.1,Results_10PoE!C389,IF(LOADPROFILE=0.5,Results_50PoE!C389,\"Invalid Load Profile %\"))","v":0},61.68181818181818,30.84090909090909,0,0,0,76.804228078469876,0,0,0,0,0,1.0303012694745263E-2,1.4247501285614913E-3,false,false,1.672566995900205E-2,0,0,0,0,0,0]
[2020,83,{"$f":"IF(LOADPROFILE=0.1,Results_10PoE!C390,IF(LOADPROFILE=0.5,Results_50PoE!C390,\"Invalid Load Profile %\"))","v":0},61.68181818181818,30.84090909090909,0,0,0,77.804228078469876,0,0,0,0,0,1.0303012694745263E-2,1.4247501285614913E-3,false,false,1.672566995900205E-2,0,0,0,0,0,0]
[2020,84,{"$f":"IF(LOADPROFILE=0.1,Results_10PoE!C391,IF(LOADPROFILE=0.5,Results_50PoE!C391,\"Invalid Load Profile %\"))","v":0},61.68181818181818,30.84090909090909,0,0,0,78.804228078469876,0,0,0,0,0,1.0303012694745263E-2,1.4247501285614913E-3,false,false,1.672566995900205E-2,0,0,0,0,0,0]
[2020,85,{"$f":"IF(LOADPROFILE=0.1,Results_10PoE!C392,IF(LOADPROFILE=0.5,Results_50PoE!C392,\"Invalid Load Profile %\"))","v":0},61.68181818181818,30.84090909090909,0,0,0,79.804228078469876,0,0,0,0,0,1.0303012694745263E-2,1.4247501285614913E-3,false,false,1.672566995900205E-2,0,0,0,0,0,0]
[2020,86,{"$f":"IF(LOADPROFILE=0.1,Results_10PoE!C393,IF(LOADPROFILE=0.5,Results_50PoE!C393,\"Invalid Load Profile %\"))","v":0},{"$f":"VLOOKUP($A422,$Q$4:$AB$26,6,FALSE)","v":61.68181818181818},{"$f":"VLOOKUP($A422,$Q$4:$AB$26,7,FALSE)","v":30.84090909090909},{"$f":"VLOOKUP($A422,$Q$4:$AB$26,9,FALSE)","v":0},{"$f":"VLOOKUP($A422,$Q$4:$AB$26,10,FALSE)","v":0},{"$f":"VLOOKUP($A422,$Q$4:$AB$26,11,FALSE)","v":0},{"$f":"IF(B422-VLOOKUP(A422,$Q$4:$AB$26,12,FALSE)<0,0,B422-VLOOKUP(A422,$Q$4:$AB$26,12,FALSE))","v":80.804228078469876},{"$f":"IF(B422=150,0,IF(IF($I422>D422,($I422-D422)*($C422-$C423),0)<0,0,IF($I422>D422,($I422-D422)*($C422-$C423),0)))*$Y$30","v":0},{"$f":"IF(C422=150,0,IF(IF($I422>E422,($I422-E422)*($C422-$C423),0)<0,0,IF($I422>E422,($I422-E422)*($C422-$C423),0)))*$Y$30","v":0},{"$f":"IF(D422=150,0,IF(IF($I422>F422,($I422-F422)*($C422-$C423),0)<0,0,IF($I422>F422,($I422-F422)*($C422-$C423),0)))*$Y$30","v":0},{"$f":"IF(E422=150,0,IF(IF($I422>G422,($I422-G422)*($C422-$C423),0)<0,0,IF($I422>G422,($I422-G422)*($C422-$C423),0)))*$Y$30","v":0},{"$f":"IF(F422=150,0,IF(IF($I422>H422,($I422-H422)*($C422-$C423),0)<0,0,IF($I422>H422,($I422-H422)*($C422-$C423),0)))*$Y$30","v":0},{"$f":"VLOOKUP($A422, $Q$4:$BB$26,33,FALSE)","v":1.0303012694745263E-2},{"$f":"VLOOKUP($A422, $Q$4:$BB$26,34,FALSE)","v":1.4247501285614913E-3},{"$f":"VLOOKUP($A422, $Q$4:$BB$26,35,FALSE)","v":false},{"$f":"VLOOKUP($A422, $Q$4:$BB$26,36,FALSE)","v":false},{"$f":"VLOOKUP($A422, $Q$4:$BB$26,37,FALSE)","v":1.672566995900205E-2},{"$f":"J422*1000*($S$34/365)","v":0},{"$f":"O422*K422*1000*($T$34/365)","v":0},{"$f":"P422*L422*1000*($U$34/365)","v":0},{"$f":"Q422*M422*1000*($V$34/365)","v":0},{"$f":"R422*N422*1000*($W$34/365)","v":0},{"$f":"S422*K422*1000*($X$34/365)","v":0}]
[2020,87,{"$f":"IF(LOADPROFILE=0.1,Results_10PoE!C394,IF(LOADPROFILE=0.5,Results_50PoE!C394,\"Invalid Load Profile %\"))","v":0},61.68181818181818,30.84090909090909,0,0,0,81.804228078469876,0,0,0,0,0,1.0303012694745263E-2,1.4247501285614913E-3,false,false,1.672566995900205E-2,0,0,0,0,0,0]
[2020,88,{"$f":"IF(LOADPROFILE=0.1,Results_10PoE!C395,IF(LOADPROFILE=0.5,Results_50PoE!C395,\"Invalid Load Profile %\"))","v":0},61.68181818181818,30.84090909090909,0,0,0,82.804228078469876,0,0,0,0,0,1.0303012694745263E-2,1.4247501285614913E-3,false,false,1.672566995900205E-2,0,0,0,0,0,0]
[2020,89,{"$f":"IF(LOADPROFILE=0.1,Results_10PoE!C396,IF(LOADPROFILE=0.5,Results_50PoE!C396,\"Invalid Load Profile %\"))","v":0},61.68181818181818,30.84090909090909,0,0,0,83.804228078469876,0,0,0,0,0,1.0303012694745263E-2,1.4247501285614913E-3,false,false,1.672566995900205E-2,0,0,0,0,0,0]
[2020,90,{"$f":"IF(LOADPROFILE=0.1,Results_10PoE!C397,IF(LOADPROFILE=0.5,Results_50PoE!C397,\"Invalid Load Profile %\"))","v":0},61.68181818181818,30.84090909090909,0,0,0,84.804228078469876,0,0,0,0,0,1.0303012694745263E-2,1.4247501285614913E-3,false,false,1.672566995900205E-2,0,0,0,0,0,0]
[2020,91,{"$f":"IF(LOADPROFILE=0.1,Results_10PoE!C398,IF(LOADPROFILE=0.5,Results_50PoE!C398,\"Invalid Load Profile %\"))","v":0},61.68181818181818,30.84090909090909,0,0,0,85.804228078469876,0,0,0,0,0,1.0303012694745263E-2,1.4247501285614913E-3,false,false,1.672566995900205E-2,0,0,0,0,0,0]
[2020,92,{"$f":"IF(LOADPROFILE=0.1,Results_10PoE!C399,IF(LOADPROFILE=0.5,Results_50PoE!C399,\"Invalid Load Profile %\"))","v":0},61.68181818181818,30.84090909090909,0,0,0,86.804228078469876,0,0,0,0,0,1.0303012694745263E-2,1.4247501285614913E-3,false,false,1.672566995900205E-2,0,0,0,0,0,0]
[2020,93,{"$f":"IF(LOADPROFILE=0.1,Results_10PoE!C400,IF(LOADPROFILE=0.5,Results_50PoE!C400,\"Invalid Load Profile %\"))","v":0},61.68181818181818,30.84090909090909,0,0,0,87.804228078469876,0,0,0,0,0,1.0303012694745263E-2,1.4247501285614913E-3,false,false,1.672566995900205E-2,0,0,0,0,0,0]
[2020,94,{"$f":"IF(LOADPROFILE=0.1,Results_10PoE!C401,IF(LOADPROFILE=0.5,Results_50PoE!C401,\"Invalid Load Profile %\"))","v":0},61.68181818181818,30.84090909090909,0,0,0,88.804228078469876,0,0,0,0,0,1.0303012694745263E-2,1.4247501285614913E-3,false,false,1.672566995900205E-2,0,0,0,0,0,0]
[2020,95,{"$f":"IF(LOADPROFILE=0.1,Results_10PoE!C402,IF(LOADPROFILE=0.5,Results_50PoE!C402,\"Invalid Load Profile %\"))","v":0},61.68181818181818,30.84090909090909,0,0,0,89.804228078469876,0,0,0,0,0,1.0303012694745263E-2,1.4247501285614913E-3,false,false,1.672566995900205E-2,0,0,0,0,0,0]
[2020,96,{"$f":"IF(LOADPROFILE=0.1,Results_10PoE!C403,IF(LOADPROFILE=0.5,Results_50PoE!C403,\"Invalid Load Profile %\"))","v":0},61.68181818181818,30.84090909090909,0,0,0,90.804228078469876,0,0,0,0,0,1.0303012694745263E-2,1.4247501285614913E-3,false,false,1.672566995900205E-2,0,0,0,0,0,0]
[2020,97,{"$f":"IF(LOADPROFILE=0.1,Results_10PoE!C404,IF(LOADPROFILE=0.5,Results_50PoE!C404,\"Invalid Load Profile %\"))","v":0},61.68181818181818,30.84090909090909,0,0,0,91.804228078469876,0,0,0,0,0,1.0303012694745263E-2,1.4247501285614913E-3,false,false,1.672566995900205E-2,0,0,0,0,0,0]
[2020,98,{"$f":"IF(LOADPROFILE=0.1,Results_10PoE!C405,IF(LOADPROFILE=0.5,Results_50PoE!C405,\"Invalid Load Profile %\"))","v":0},61.68181818181818,30.84090909090909,0,0,0,92.804228078469876,0,0,0,0,0,1.0303012694745263E-2,1.4247501285614913E-3,false,false,1.672566995900205E-2,0,0,0,0,0,0]
[2020,99,{"$f":"IF(LOADPROFILE=0.1,Results_10PoE!C406,IF(LOADPROFILE=0.5,Results_50PoE!C406,\"Invalid Load Profile %\"))","v":0},61.68181818181818,30.84090909090909,0,0,0,93.804228078469876,0,0,0,0,0,1.0303012694745263E-2,1.4247501285614913E-3,false,false,1.672566995900205E-2,0,0,0,0,0,0]
[2020,100,{"$f":"IF(LOADPROFILE=0.1,Results_10PoE!C407,IF(LOADPROFILE=0.5,Results_50PoE!C407,\"Invalid Load Profile %\"))","v":0},61.68181818181818,30.84090909090909,0,0,0,94.804228078469876,0,0,0,0,0,1.0303012694745263E-2,1.4247501285614913E-3,false,false,1.672566995900205E-2,0,0,0,0,0,0]
[2020,101,{"$f":"IF(LOADPROFILE=0.1,Results_10PoE!C408,IF(LOADPROFILE=0.5,Results_50PoE!C408,\"Invalid Load Profile %\"))","v":0},61.68181818181818,30.84090909090909,0,0,0,95.804228078469876,0,0,0,0,0,1.0303012694745263E-2,1.4247501285614913E-3,false,false,1.672566995900205E-2,0,0,0,0,0,0]
[2020,102,{"$f":"IF(LOADPROFILE=0.1,Results_10PoE!C409,IF(LOADPROFILE=0.5,Results_50PoE!C409,\"Invalid Load Profile %\"))","v":0},61.68181818181818,30.84090909090909,0,0,0,96.804228078469876,0,0,0,0,0,1.0303012694745263E-2,1.4247501285614913E-3,false,false,1.672566995900205E-2,0,0,0,0,0,0]
[2020,103,{"$f":"IF(LOADPROFILE=0.1,Results_10PoE!C410,IF(LOADPROFILE=0.5,Results_50PoE!C410,\"Invalid Load Profile %\"))","v":0},61.68181818181818,30.84090909090909,0,0,0,97.804228078469876,0,0,0,0,0,1.0303012694745263E-2,1.4247501285614913E-3,false,false,1.672566995900205E-2,0,0,0,0,0,0]
[2020,104,{"$f":"IF(LOADPROFILE=0.1,Results_10PoE!C411,IF(LOADPROFILE=0.5,Results_50PoE!C411,\"Invalid Load Profile %\"))","v":0},61.68181818181818,30.84090909090909,0,0,0,98.804228078469876,0,0,0,0,0,1.0303012694745263E-2,1.4247501285614913E-3,false,false,1.672566995900205E-2,0,0,0,0,0,0]
[2020,105,{"$f":"IF(LOADPROFILE=0.1,Results_10PoE!C412,IF(LOADPROFILE=0.5,Results_50PoE!C412,\"Invalid Load Profile %\"))","v":0},61.68181818181818,30.84090909090909,0,0,0,99.804228078469876,0,0,0,0,0,1.0303012694745263E-2,1.4247501285614913E-3,false,false,1.672566995900205E-2,0,0,0,0,0,0]
[2020,106,{"$f":"IF(LOADPROFILE=0.1,Results_10PoE!C413,IF(LOADPROFILE=0.5,Results_50PoE!C413,\"Invalid Load Profile %\"))","v":0},61.68181818181818,30.84090909090909,0,0,0,100.80422807846988,0,0,0,0,0,1.0303012694745263E-2,1.4247501285614913E-3,false,false,1.672566995900205E-2,0,0,0,0,0,0]
[2020,107,{"$f":"IF(LOADPROFILE=0.1,Results_10PoE!C414,IF(LOADPROFILE=0.5,Results_50PoE!C414,\"Invalid Load Profile %\"))","v":0},61.68181818181818,30.84090909090909,0,0,0,101.80422807846988,0,0,0,0,0,1.0303012694745263E-2,1.4247501285614913E-3,false,false,1.672566995900205E-2,0,0,0,0,0,0]
[2020,108,{"$f":"IF(LOADPROFILE=0.1,Results_10PoE!C415,IF(LOADPROFILE=0.5,Results_50PoE!C415,\"Invalid Load Profile %\"))","v":0},61.68181818181818,30.84090909090909,0,0,0,102.80422807846988,0,0,0,0,0,1.0303012694745263E-2,1.4247501285614913E-3,false,false,1.672566995900205E-2,0,0,0,0,0,0]
[2020,109,{"$f":"IF(LOADPROFILE=0.1,Results_10PoE!C416,IF(LOADPROFILE=0.5,Results_50PoE!C416,\"Invalid Load Profile %\"))","v":0},61.68181818181818,30.84090909090909,0,0,0,103.80422807846988,0,0,0,0,0,1.0303012694745263E-2,1.4247501285614913E-3,false,false,1.672566995900205E-2,0,0,0,0,0,0]
[2020,110,{"$f":"IF(LOADPROFILE=0.1,Results_10PoE!C417,IF(LOADPROFILE=0.5,Results_50PoE!C417,\"Invalid Load Profile %\"))","v":0},61.68181818181818,30.84090909090909,0,0,0,104.80422807846988,0,0,0,0,0,1.0303012694745263E-2,1.4247501285614913E-3,false,false,1.672566995900205E-2,0,0,0,0,0,0]
[2020,111,{"$f":"IF(LOADPROFILE=0.1,Results_10PoE!C418,IF(LOADPROFILE=0.5,Results_50PoE!C418,\"Invalid Load Profile %\"))","v":0},61.68181818181818,30.84090909090909,0,0,0,105.80422807846988,0,0,0,0,0,1.0303012694745263E-2,1.4247501285614913E-3,false,false,1.672566995900205E-2,0,0,0,0,0,0]
[2020,112,{"$f":"IF(LOADPROFILE=0.1,Results_10PoE!C419,IF(LOADPROFILE=0.5,Results_50PoE!C419,\"Invalid Load Profile %\"))","v":0},61.68181818181818,30.84090909090909,0,0,0,106.80422807846988,0,0,0,0,0,1.0303012694745263E-2,1.4247501285614913E-3,false,false,1.672566995900205E-2,0,0,0,0,0,0]
[2020,113,{"$f":"IF(LOADPROFILE=0.1,Results_10PoE!C420,IF(LOADPROFILE=0.5,Results_50PoE!C420,\"Invalid Load Profile %\"))","v":0},61.68181818181818,30.84090909090909,0,0,0,107.80422807846988,0,0,0,0,0,1.0303012694745263E-2,1.4247501285614913E-3,false,false,1.672566995900205E-2,0,0,0,0,0,0]
[2020,114,{"$f":"IF(LOADPROFILE=0.1,Results_10PoE!C421,IF(LOADPROFILE=0.5,Results_50PoE!C421,\"Invalid Load Profile %\"))","v":0},61.68181818181818,30.84090909090909,0,0,0,108.80422807846988,0,0,0,0,0,1.0303012694745263E-2,1.4247501285614913E-3,false,false,1.672566995900205E-2,0,0,0,0,0,0]
[2020,115,{"$f":"IF(LOADPROFILE=0.1,Results_10PoE!C422,IF(LOADPROFILE=0.5,Results_50PoE!C422,\"Invalid Load Profile %\"))","v":0},61.68181818181818,30.84090909090909,0,0,0,109.80422807846988,0,0,0,0,0,1.0303012694745263E-2,1.4247501285614913E-3,false,false,1.672566995900205E-2,0,0,0,0,0,0]
[2020,116,{"$f":"IF(LOADPROFILE=0.1,Results_10PoE!C423,IF(LOADPROFILE=0.5,Results_50PoE!C423,\"Invalid Load Profile %\"))","v":0},61.68181818181818,30.84090909090909,0,0,0,110.80422807846988,0,0,0,0,0,1.0303012694745263E-2,1.4247501285614913E-3,false,false,1.672566995900205E-2,0,0,0,0,0,0]
[2020,117,{"$f":"IF(LOADPROFILE=0.1,Results_10PoE!C424,IF(LOADPROFILE=0.5,Results_50PoE!C424,\"Invalid Load Profile %\"))","v":0},61.68181818181818,30.84090909090909,0,0,0,111.80422807846988,0,0,0,0,0,1.0303012694745263E-2,1.4247501285614913E-3,false,false,1.672566995900205E-2,0,0,0,0,0,0]
[2020,118,{"$f":"IF(LOADPROFILE=0.1,Results_10PoE!C425,IF(LOADPROFILE=0.5,Results_50PoE!C425,\"Invalid Load Profile %\"))","v":0},61.68181818181818,30.84090909090909,0,0,0,112.80422807846988,0,0,0,0,0,1.0303012694745263E-2,1.4247501285614913E-3,false,false,1.672566995900205E-2,0,0,0,0,0,0]
[2020,119,{"$f":"IF(LOADPROFILE=0.1,Results_10PoE!C426,IF(LOADPROFILE=0.5,Results_50PoE!C426,\"Invalid Load Profile %\"))","v":0},61.68181818181818,30.84090909090909,0,0,0,113.80422807846988,0,0,0,0,0,1.0303012694745263E-2,1.4247501285614913E-3,false,false,1.672566995900205E-2,0,0,0,0,0,0]
[2020,120,{"$f":"IF(LOADPROFILE=0.1,Results_10PoE!C427,IF(LOADPROFILE=0.5,Results_50PoE!C427,\"Invalid Load Profile %\"))","v":0},61.68181818181818,30.84090909090909,0,0,0,114.80422807846988,0,0,0,0,0,1.0303012694745263E-2,1.4247501285614913E-3,false,false,1.672566995900205E-2,0,0,0,0,0,0]
[2020,121,{"$f":"IF(LOADPROFILE=0.1,Results_10PoE!C428,IF(LOADPROFILE=0.5,Results_50PoE!C428,\"Invalid Load Profile %\"))","v":0},61.68181818181818,30.84090909090909,0,0,0,115.80422807846988,0,0,0,0,0,1.0303012694745263E-2,1.4247501285614913E-3,false,false,1.672566995900205E-2,0,0,0,0,0,0]
[2020,122,{"$f":"IF(LOADPROFILE=0.1,Results_10PoE!C429,IF(LOADPROFILE=0.5,Results_50PoE!C429,\"Invalid Load Profile %\"))","v":0},61.68181818181818,30.84090909090909,0,0,0,116.80422807846988,0,0,0,0,0,1.0303012694745263E-2,1.4247501285614913E-3,false,false,1.672566995900205E-2,0,0,0,0,0,0]
[2020,123,{"$f":"IF(LOADPROFILE=0.1,Results_10PoE!C430,IF(LOADPROFILE=0.5,Results_50PoE!C430,\"Invalid Load Profile %\"))","v":0},61.68181818181818,30.84090909090909,0,0,0,117.80422807846988,0,0,0,0,0,1.0303012694745263E-2,1.4247501285614913E-3,false,false,1.672566995900205E-2,0,0,0,0,0,0]
[2020,124,{"$f":"IF(LOADPROFILE=0.1,Results_10PoE!C431,IF(LOADPROFILE=0.5,Results_50PoE!C431,\"Invalid Load Profile %\"))","v":0},61.68181818181818,30.84090909090909,0,0,0,118.80422807846988,0,0,0,0,0,1.0303012694745263E-2,1.4247501285614913E-3,false,false,1.672566995900205E-2,0,0,0,0,0,0]
[2020,125,{"$f":"IF(LOADPROFILE=0.1,Results_10PoE!C432,IF(LOADPROFILE=0.5,Results_50PoE!C432,\"Invalid Load Profile %\"))","v":0},61.68181818181818,30.84090909090909,0,0,0,119.80422807846988,0,0,0,0,0,1.0303012694745263E-2,1.4247501285614913E-3,false,false,1.672566995900205E-2,0,0,0,0,0,0]
[2020,126,{"$f":"IF(LOADPROFILE=0.1,Results_10PoE!C433,IF(LOADPROFILE=0.5,Results_50PoE!C433,\"Invalid Load Profile %\"))","v":0},61.68181818181818,30.84090909090909,0,0,0,120.80422807846988,0,0,0,0,0,1.0303012694745263E-2,1.4247501285614913E-3,false,false,1.672566995900205E-2,0,0,0,0,0,0]
[2020,127,{"$f":"IF(LOADPROFILE=0.1,Results_10PoE!C434,IF(LOADPROFILE=0.5,Results_50PoE!C434,\"Invalid Load Profile %\"))","v":0},61.68181818181818,30.84090909090909,0,0,0,121.80422807846988,0,0,0,0,0,1.0303012694745263E-2,1.4247501285614913E-3,false,false,1.672566995900205E-2,0,0,0,0,0,0]
[2020,128,{"$f":"IF(LOADPROFILE=0.1,Results_10PoE!C435,IF(LOADPROFILE=0.5,Results_50PoE!C435,\"Invalid Load Profile %\"))","v":0},61.68181818181818,30.84090909090909,0,0,0,122.80422807846988,0,0,0,0,0,1.0303012694745263E-2,1.4247501285614913E-3,false,false,1.672566995900205E-2,0,0,0,0,0,0]
[2020,129,{"$f":"IF(LOADPROFILE=0.1,Results_10PoE!C436,IF(LOADPROFILE=0.5,Results_50PoE!C436,\"Invalid Load Profile %\"))","v":0},61.68181818181818,30.84090909090909,0,0,0,123.80422807846988,0,0,0,0,0,1.0303012694745263E-2,1.4247501285614913E-3,false,false,1.672566995900205E-2,0,0,0,0,0,0]
[2020,130,{"$f":"IF(LOADPROFILE=0.1,Results_10PoE!C437,IF(LOADPROFILE=0.5,Results_50PoE!C437,\"Invalid Load Profile %\"))","v":0},61.68181818181818,30.84090909090909,0,0,0,124.80422807846988,0,0,0,0,0,1.0303012694745263E-2,1.4247501285614913E-3,false,false,1.672566995900205E-2,0,0,0,0,0,0]
[2020,131,{"$f":"IF(LOADPROFILE=0.1,Results_10PoE!C438,IF(LOADPROFILE=0.5,Results_50PoE!C438,\"Invalid Load Profile %\"))","v":0},61.68181818181818,30.84090909090909,0,0,0,125.80422807846988,0,0,0,0,0,1.0303012694745263E-2,1.4247501285614913E-3,false,false,1.672566995900205E-2,0,0,0,0,0,0]
[2020,132,{"$f":"IF(LOADPROFILE=0.1,Results_10PoE!C439,IF(LOADPROFILE=0.5,Results_50PoE!C439,\"Invalid Load Profile %\"))","v":0},61.68181818181818,30.84090909090909,0,0,0,126.80422807846988,0,0,0,0,0,1.0303012694745263E-2,1.4247501285614913E-3,false,false,1.672566995900205E-2,0,0,0,0,0,0]
[2020,133,{"$f":"IF(LOADPROFILE=0.1,Results_10PoE!C440,IF(LOADPROFILE=0.5,Results_50PoE!C440,\"Invalid Load Profile %\"))","v":0},61.68181818181818,30.84090909090909,0,0,0,127.80422807846988,0,0,0,0,0,1.0303012694745263E-2,1.4247501285614913E-3,false,false,1.672566995900205E-2,0,0,0,0,0,0]
[2020,134,{"$f":"IF(LOADPROFILE=0.1,Results_10PoE!C441,IF(LOADPROFILE=0.5,Results_50PoE!C441,\"Invalid Load Profile %\"))","v":0},61.68181818181818,30.84090909090909,0,0,0,128.80422807846986,0,0,0,0,0,1.0303012694745263E-2,1.4247501285614913E-3,false,false,1.672566995900205E-2,0,0,0,0,0,0]
[2020,135,{"$f":"IF(LOADPROFILE=0.1,Results_10PoE!C442,IF(LOADPROFILE=0.5,Results_50PoE!C442,\"Invalid Load Profile %\"))","v":0},61.68181818181818,30.84090909090909,0,0,0,129.80422807846986,0,0,0,0,0,1.0303012694745263E-2,1.4247501285614913E-3,false,false,1.672566995900205E-2,0,0,0,0,0,0]
[2020,136,{"$f":"IF(LOADPROFILE=0.1,Results_10PoE!C443,IF(LOADPROFILE=0.5,Results_50PoE!C443,\"Invalid Load Profile %\"))","v":0},61.68181818181818,30.84090909090909,0,0,0,130.80422807846986,0,0,0,0,0,1.0303012694745263E-2,1.4247501285614913E-3,false,false,1.672566995900205E-2,0,0,0,0,0,0]
[2020,137,{"$f":"IF(LOADPROFILE=0.1,Results_10PoE!C444,IF(LOADPROFILE=0.5,Results_50PoE!C444,\"Invalid Load Profile %\"))","v":0},61.68181818181818,30.84090909090909,0,0,0,131.80422807846986,0,0,0,0,0,1.0303012694745263E-2,1.4247501285614913E-3,false,false,1.672566995900205E-2,0,0,0,0,0,0]
[2020,138,{"$f":"IF(LOADPROFILE=0.1,Results_10PoE!C445,IF(LOADPROFILE=0.5,Results_50PoE!C445,\"Invalid Load Profile %\"))","v":0},61.68181818181818,30.84090909090909,0,0,0,132.80422807846986,0,0,0,0,0,1.0303012694745263E-2,1.4247501285614913E-3,false,false,1.672566995900205E-2,0,0,0,0,0,0]
[2020,139,{"$f":"IF(LOADPROFILE=0.1,Results_10PoE!C446,IF(LOADPROFILE=0.5,Results_50PoE!C446,\"Invalid Load Profile %\"))","v":0},61.68181818181818,30.84090909090909,0,0,0,133.80422807846986,0,0,0,0,0,1.0303012694745263E-2,1.4247501285614913E-3,false,false,1.672566995900205E-2,0,0,0,0,0,0]
[2020,140,{"$f":"IF(LOADPROFILE=0.1,Results_10PoE!C447,IF(LOADPROFILE=0.5,Results_50PoE!C447,\"Invalid Load Profile %\"))","v":0},61.68181818181818,30.84090909090909,0,0,0,134.80422807846986,0,0,0,0,0,1.0303012694745263E-2,1.4247501285614913E-3,false,false,1.672566995900205E-2,0,0,0,0,0,0]
[2020,141,{"$f":"IF(LOADPROFILE=0.1,Results_10PoE!C448,IF(LOADPROFILE=0.5,Results_50PoE!C448,\"Invalid Load Profile %\"))","v":0},61.68181818181818,30.84090909090909,0,0,0,135.80422807846986,0,0,0,0,0,1.0303012694745263E-2,1.4247501285614913E-3,false,false,1.672566995900205E-2,0,0,0,0,0,0]
[2020,142,{"$f":"IF(LOADPROFILE=0.1,Results_10PoE!C449,IF(LOADPROFILE=0.5,Results_50PoE!C449,\"Invalid Load Profile %\"))","v":0},61.68181818181818,30.84090909090909,0,0,0,136.80422807846986,0,0,0,0,0,1.0303012694745263E-2,1.4247501285614913E-3,false,false,1.672566995900205E-2,0,0,0,0,0,0]
[2020,143,{"$f":"IF(LOADPROFILE=0.1,Results_10PoE!C450,IF(LOADPROFILE=0.5,Results_50PoE!C450,\"Invalid Load Profile %\"))","v":0},61.68181818181818,30.84090909090909,0,0,0,137.80422807846986,0,0,0,0,0,1.0303012694745263E-2,1.4247501285614913E-3,false,false,1.672566995900205E-2,0,0,0,0,0,0]
[2020,144,{"$f":"IF(LOADPROFILE=0.1,Results_10PoE!C451,IF(LOADPROFILE=0.5,Results_50PoE!C451,\"Invalid Load Profile %\"))","v":0},61.68181818181818,30.84090909090909,0,0,0,138.80422807846986,0,0,0,0,0,1.0303012694745263E-2,1.4247501285614913E-3,false,false,1.672566995900205E-2,0,0,0,0,0,0]
[2020,145,{"$f":"IF(LOADPROFILE=0.1,Results_10PoE!C452,IF(LOADPROFILE=0.5,Results_50PoE!C452,\"Invalid Load Profile %\"))","v":0},61.68181818181818,30.84090909090909,0,0,0,139.80422807846986,0,0,0,0,0,1.0303012694745263E-2,1.4247501285614913E-3,false,false,1.672566995900205E-2,0,0,0,0,0,0]
[2020,146,{"$f":"IF(LOADPROFILE=0.1,Results_10PoE!C453,IF(LOADPROFILE=0.5,Results_50PoE!C453,\"Invalid Load Profile %\"))","v":0},61.68181818181818,30.84090909090909,0,0,0,140.80422807846986,0,0,0,0,0,1.0303012694745263E-2,1.4247501285614913E-3,false,false,1.672566995900205E-2,0,0,0,0,0,0]
[2020,147,{"$f":"IF(LOADPROFILE=0.1,Results_10PoE!C454,IF(LOADPROFILE=0.5,Results_50PoE!C454,\"Invalid Load Profile %\"))","v":0},61.68181818181818,30.84090909090909,0,0,0,141.80422807846986,0,0,0,0,0,1.0303012694745263E-2,1.4247501285614913E-3,false,false,1.672566995900205E-2,0,0,0,0,0,0]
[2020,148,{"$f":"IF(LOADPROFILE=0.1,Results_10PoE!C455,IF(LOADPROFILE=0.5,Results_50PoE!C455,\"Invalid Load Profile %\"))","v":0},61.68181818181818,30.84090909090909,0,0,0,142.80422807846986,0,0,0,0,0,1.0303012694745263E-2,1.4247501285614913E-3,false,false,1.672566995900205E-2,0,0,0,0,0,0]
[2020,149,{"$f":"IF(LOADPROFILE=0.1,Results_10PoE!C456,IF(LOADPROFILE=0.5,Results_50PoE!C456,\"Invalid Load Profile %\"))","v":0},61.68181818181818,30.84090909090909,0,0,0,143.80422807846986,0,0,0,0,0,1.0303012694745263E-2,1.4247501285614913E-3,false,false,1.672566995900205E-2,0,0,0,0,0,0]
[2020,150,{"$f":"IF(LOADPROFILE=0.1,Results_10PoE!C457,IF(LOADPROFILE=0.5,Results_50PoE!C457,\"Invalid Load Profile %\"))","v":0},{"$f":"VLOOKUP($A486,$Q$4:$AB$26,6,FALSE)","v":61.68181818181818},{"$f":"VLOOKUP($A486,$Q$4:$AB$26,7,FALSE)","v":30.84090909090909},{"$f":"VLOOKUP($A486,$Q$4:$AB$26,9,FALSE)","v":0},{"$f":"VLOOKUP($A486,$Q$4:$AB$26,10,FALSE)","v":0},{"$f":"VLOOKUP($A486,$Q$4:$AB$26,11,FALSE)","v":0},{"$f":"IF(B486-VLOOKUP(A486,$Q$4:$AB$26,12,FALSE)<0,0,B486-VLOOKUP(A486,$Q$4:$AB$26,12,FALSE))","v":144.80422807846986},{"$f":"IF(B486=150,0,IF(IF($I486>D486,($I486-D486)*($C486-$C487),0)<0,0,IF($I486>D486,($I486-D486)*($C486-$C487),0)))*$Y$30","v":0},{"$f":"IF(C486=150,0,IF(IF($I486>E486,($I486-E486)*($C486-$C487),0)<0,0,IF($I486>E486,($I486-E486)*($C486-$C487),0)))*$Y$30","v":0},{"$f":"IF(D486=150,0,IF(IF($I486>F486,($I486-F486)*($C486-$C487),0)<0,0,IF($I486>F486,($I486-F486)*($C486-$C487),0)))*$Y$30","v":0},{"$f":"IF(E486=150,0,IF(IF($I486>G486,($I486-G486)*($C486-$C487),0)<0,0,IF($I486>G486,($I486-G486)*($C486-$C487),0)))*$Y$30","v":0},{"$f":"IF(F486=150,0,IF(IF($I486>H486,($I486-H486)*($C486-$C487),0)<0,0,IF($I486>H486,($I486-H486)*($C486-$C487),0)))*$Y$30","v":0},{"$f":"VLOOKUP($A486, $Q$4:$BB$26,33,FALSE)","v":1.0303012694745263E-2},{"$f":"VLOOKUP($A486, $Q$4:$BB$26,34,FALSE)","v":1.4247501285614913E-3},{"$f":"VLOOKUP($A486, $Q$4:$BB$26,35,FALSE)","v":false},{"$f":"VLOOKUP($A486, $Q$4:$BB$26,36,FALSE)","v":false},{"$f":"VLOOKUP($A486, $Q$4:$BB$26,37,FALSE)","v":1.672566995900205E-2},{"$f":"J486*1000*($S$34/365)","v":0},{"$f":"O486*K486*1000*($T$34/365)","v":0},{"$f":"P486*L486*1000*($U$34/365)","v":0},{"$f":"Q486*M486*1000*($V$34/365)","v":0},{"$f":"R486*N486*1000*($W$34/365)","v":0},{"$f":"S486*K486*1000*($X$34/365)","v":0}]
[2021,1,{"$f":"IF(LOADPROFILE=0.1,Results_10PoE!C458,IF(LOADPROFILE=0.5,Results_50PoE!C458,\"Invalid Load Profile %\"))","v":8760},61.68181818181818,30.84090909090909,0,0,0,0,0,0,0,0,0,1.0763220949902716E-2,1.4893135696164496E-3,false,false,1.7472761282309606E-2,0,0,0,0,0,0]
[2021,2,{"$f":"IF(LOADPROFILE=0.1,Results_10PoE!C459,IF(LOADPROFILE=0.5,Results_50PoE!C459,\"Invalid Load Profile %\"))","v":8760},61.68181818181818,30.84090909090909,0,0,0,0,0,0,0,0,0,1.0763220949902716E-2,1.4893135696164496E-3,false,false,1.7472761282309606E-2,0,0,0,0,0,0]
[2021,3,{"$f":"IF(LOADPROFILE=0.1,Results_10PoE!C460,IF(LOADPROFILE=0.5,Results_50PoE!C460,\"Invalid Load Profile %\"))","v":8760},61.68181818181818,30.84090909090909,0,0,0,0,0,0,0,0,0,1.0763220949902716E-2,1.4893135696164496E-3,false,false,1.7472761282309606E-2,0,0,0,0,0,0]
[2021,4,{"$f":"IF(LOADPROFILE=0.1,Results_10PoE!C461,IF(LOADPROFILE=0.5,Results_50PoE!C461,\"Invalid Load Profile %\"))","v":8732},61.68181818181818,30.84090909090909,0,0,0,0,0,0,0,0,0,1.0763220949902716E-2,1.4893135696164496E-3,false,false,1.7472761282309606E-2,0,0,0,0,0,0]
[2021,5,{"$f":"IF(LOADPROFILE=0.1,Results_10PoE!C462,IF(LOADPROFILE=0.5,Results_50PoE!C462,\"Invalid Load Profile %\"))","v":8254},61.68181818181818,30.84090909090909,0,0,0,0,0,0,0,0,0,1.0763220949902716E-2,1.4893135696164496E-3,false,false,1.7472761282309606E-2,0,0,0,0,0,0]
[2021,6,{"$f":"IF(LOADPROFILE=0.1,Results_10PoE!C463,IF(LOADPROFILE=0.5,Results_50PoE!C463,\"Invalid Load Profile %\"))","v":7239},61.68181818181818,30.84090909090909,0,0,0,0.81971223471470989,0,0,1123.7629239508158,1123.7629239508158,1123.7629239508158,1.0763220949902716E-2,1.4893135696164496E-3,false,false,1.7472761282309606E-2,0,0,557.5727703980599,0,0,0]
[2021,7,{"$f":"IF(LOADPROFILE=0.1,Results_10PoE!C464,IF(LOADPROFILE=0.5,Results_50PoE!C464,\"Invalid Load Profile %\"))","v":5856},61.68181818181818,30.84090909090909,0,0,0,1.8197122347147099,0,0,1652.3014758193485,1652.3014758193485,1652.3014758193485,1.0763220949902716E-2,1.4893135696164496E-3,false,false,1.7472761282309606E-2,0,0,819.81554273605775,0,0,0]
[2021,8,{"$f":"IF(LOADPROFILE=0.1,Results_10PoE!C465,IF(LOADPROFILE=0.5,Results_50PoE!C465,\"Invalid Load Profile %\"))","v":4940},61.68181818181818,30.84090909090909,0,0,0,2.8197122347147099,0,0,2082.342502387176,2082.342502387176,2082.342502387176,1.0763220949902716E-2,1.4893135696164496E-3,false,false,1.7472761282309606E-2,0,0,1033.1872081094418,0,0,0]
[2021,9,{"$f":"IF(LOADPROFILE=0.1,Results_10PoE!C466,IF(LOADPROFILE=0.5,Results_50PoE!C466,\"Invalid Load Profile %\"))","v":4195},61.68181818181818,30.84090909090909,0,0,0,3.8197122347147099,0,0,3373.6455505628674,3373.6455505628674,3373.6455505628674,1.0763220949902716E-2,1.4893135696164496E-3,false,false,1.7472761282309606E-2,0,0,1673.8876642728203,0,0,0]
[2021,10,{"$f":"IF(LOADPROFILE=0.1,Results_10PoE!C467,IF(LOADPROFILE=0.5,Results_50PoE!C467,\"Invalid Load Profile %\"))","v":3304},61.68181818181818,30.84090909090909,0,0,0,4.8197122347147099,0,0,3229.6756343164798,3229.6756343164798,3229.6756343164798,1.0763220949902716E-2,1.4893135696164496E-3,false,false,1.7472761282309606E-2,0,0,1602.4547104490225,0,0,0]
[2021,11,{"$f":"IF(LOADPROFILE=0.1,Results_10PoE!C468,IF(LOADPROFILE=0.5,Results_50PoE!C468,\"Invalid Load Profile %\"))","v":2628},61.68181818181818,30.84090909090909,0,0,0,5.8197122347147099,0,0,4574.7335076935942,4574.7335076935942,4574.7335076935942,1.0763220949902716E-2,1.4893135696164496E-3,false,false,1.7472761282309606E-2,0,0,2269.8264743865066,0,0,0]
[2021,12,{"$f":"IF(LOADPROFILE=0.1,Results_10PoE!C469,IF(LOADPROFILE=0.5,Results_50PoE!C469,\"Invalid Load Profile %\"))","v":1835},61.68181818181818,30.84090909090909,0,0,0,6.8197122347147099,0,0,6395.1139603031279,6395.1139603031279,6395.1139603031279,1.0763220949902716E-2,1.4893135696164496E-3,false,false,1.7472761282309606E-2,0,0,3173.03706312132,0,0,0]
[2021,13,{"$f":"IF(LOADPROFILE=0.1,Results_10PoE!C470,IF(LOADPROFILE=0.5,Results_50PoE!C470,\"Invalid Load Profile %\"))","v":889},61.68181818181818,30.84090909090909,0,0,0,7.8197122347147099,0,0,4371.8069622384528,4371.8069622384528,4371.8069622384528,1.0763220949902716E-2,1.4893135696164496E-3,false,false,1.7472761282309606E-2,0,0,2169.1412553556611,0,0,0]
[2021,14,{"$f":"IF(LOADPROFILE=0.1,Results_10PoE!C471,IF(LOADPROFILE=0.5,Results_50PoE!C471,\"Invalid Load Profile %\"))","v":325},61.68181818181818,30.84090909090909,0,0,0,8.8197122347147108,0,0,1696.0835709804119,1696.0835709804119,1696.0835709804119,1.0763220949902716E-2,1.4893135696164496E-3,false,false,1.7472761282309606E-2,0,0,841.53872257452508,0,0,0]
[2021,15,{"$f":"IF(LOADPROFILE=0.1,Results_10PoE!C472,IF(LOADPROFILE=0.5,Results_50PoE!C472,\"Invalid Load Profile %\"))","v":131},61.68181818181818,30.84090909090909,0,0,0,9.8197122347147108,0,0,778.7173483890067,778.7173483890067,778.7173483890067,1.0763220949902716E-2,1.4893135696164496E-3,false,false,1.7472761282309606E-2,0,0,386.37294401189303,0,0,0]
[2021,16,{"$f":"IF(LOADPROFILE=0.1,Results_10PoE!C473,IF(LOADPROFILE=0.5,Results_50PoE!C473,\"Invalid Load Profile %\"))","v":51},61.68181818181818,30.84090909090909,0,0,0,10.819712234714711,0,0,343.20751648763223,343.20751648763223,343.20751648763223,1.0763220949902716E-2,1.4893135696164496E-3,false,false,1.7472761282309606E-2,0,0,170.28784426938648,0,0,0]
[2021,17,{"$f":"IF(LOADPROFILE=0.1,Results_10PoE!C474,IF(LOADPROFILE=0.5,Results_50PoE!C474,\"Invalid Load Profile %\"))","v":19},61.68181818181818,30.84090909090909,0,0,0,11.819712234714711,0,0,175.7475438842165,175.7475438842165,175.7475438842165,1.0763220949902716E-2,1.4893135696164496E-3,false,false,1.7472761282309606E-2,0,0,87.199927000319931,0,0,0]
[2021,18,{"$f":"IF(LOADPROFILE=0.1,Results_10PoE!C475,IF(LOADPROFILE=0.5,Results_50PoE!C475,\"Invalid Load Profile %\"))","v":4},61.68181818181818,30.84090909090909,0,0,0,12.819712234714711,0,0,50.83108384396143,50.83108384396143,50.83108384396143,1.0763220949902716E-2,1.4893135696164496E-3,false,false,1.7472761282309606E-2,0,0,25.220647199830648,0,0,0]
[2021,19,{"$f":"IF(LOADPROFILE=0.1,Results_10PoE!C476,IF(LOADPROFILE=0.5,Results_50PoE!C476,\"Invalid Load Profile %\"))","v":0},61.68181818181818,30.84090909090909,0,0,0,13.819712234714711,0,0,0,0,0,1.0763220949902716E-2,1.4893135696164496E-3,false,false,1.7472761282309606E-2,0,0,0,0,0,0]
[2021,20,{"$f":"IF(LOADPROFILE=0.1,Results_10PoE!C477,IF(LOADPROFILE=0.5,Results_50PoE!C477,\"Invalid Load Profile %\"))","v":0},61.68181818181818,30.84090909090909,0,0,0,14.819712234714711,0,0,0,0,0,1.0763220949902716E-2,1.4893135696164496E-3,false,false,1.7472761282309606E-2,0,0,0,0,0,0]
[2021,21,{"$f":"IF(LOADPROFILE=0.1,Results_10PoE!C478,IF(LOADPROFILE=0.5,Results_50PoE!C478,\"Invalid Load Profile %\"))","v":0},61.68181818181818,30.84090909090909,0,0,0,15.819712234714711,0,0,0,0,0,1.0763220949902716E-2,1.4893135696164496E-3,false,false,1.7472761282309606E-2,0,0,0,0,0,0]
[2021,22,{"$f":"IF(LOADPROFILE=0.1,Results_10PoE!C479,IF(LOADPROFILE=0.5,Results_50PoE!C479,\"Invalid Load Profile %\"))","v":0},61.68181818181818,30.84090909090909,0,0,0,16.819712234714711,0,0,0,0,0,1.0763220949902716E-2,1.4893135696164496E-3,false,false,1.7472761282309606E-2,0,0,0,0,0,0]
[2021,23,{"$f":"IF(LOADPROFILE=0.1,Results_10PoE!C480,IF(LOADPROFILE=0.5,Results_50PoE!C480,\"Invalid Load Profile %\"))","v":0},61.68181818181818,30.84090909090909,0,0,0,17.819712234714711,0,0,0,0,0,1.0763220949902716E-2,1.4893135696164496E-3,false,false,1.7472761282309606E-2,0,0,0,0,0,0]
[2021,24,{"$f":"IF(LOADPROFILE=0.1,Results_10PoE!C481,IF(LOADPROFILE=0.5,Results_50PoE!C481,\"Invalid Load Profile %\"))","v":0},61.68181818181818,30.84090909090909,0,0,0,18.819712234714711,0,0,0,0,0,1.0763220949902716E-2,1.4893135696164496E-3,false,false,1.7472761282309606E-2,0,0,0,0,0,0]
[2021,25,{"$f":"IF(LOADPROFILE=0.1,Results_10PoE!C482,IF(LOADPROFILE=0.5,Results_50PoE!C482,\"Invalid Load Profile %\"))","v":0},61.68181818181818,30.84090909090909,0,0,0,19.819712234714711,0,0,0,0,0,1.0763220949902716E-2,1.4893135696164496E-3,false,false,1.7472761282309606E-2,0,0,0,0,0,0]
[2021,26,{"$f":"IF(LOADPROFILE=0.1,Results_10PoE!C483,IF(LOADPROFILE=0.5,Results_50PoE!C483,\"Invalid Load Profile %\"))","v":0},61.68181818181818,30.84090909090909,0,0,0,20.819712234714711,0,0,0,0,0,1.0763220949902716E-2,1.4893135696164496E-3,false,false,1.7472761282309606E-2,0,0,0,0,0,0]
[2021,27,{"$f":"IF(LOADPROFILE=0.1,Results_10PoE!C484,IF(LOADPROFILE=0.5,Results_50PoE!C484,\"Invalid Load Profile %\"))","v":0},61.68181818181818,30.84090909090909,0,0,0,21.819712234714711,0,0,0,0,0,1.0763220949902716E-2,1.4893135696164496E-3,false,false,1.7472761282309606E-2,0,0,0,0,0,0]
[2021,28,{"$f":"IF(LOADPROFILE=0.1,Results_10PoE!C485,IF(LOADPROFILE=0.5,Results_50PoE!C485,\"Invalid Load Profile %\"))","v":0},61.68181818181818,30.84090909090909,0,0,0,22.819712234714711,0,0,0,0,0,1.0763220949902716E-2,1.4893135696164496E-3,false,false,1.7472761282309606E-2,0,0,0,0,0,0]
[2021,29,{"$f":"IF(LOADPROFILE=0.1,Results_10PoE!C486,IF(LOADPROFILE=0.5,Results_50PoE!C486,\"Invalid Load Profile %\"))","v":0},61.68181818181818,30.84090909090909,0,0,0,23.819712234714711,0,0,0,0,0,1.0763220949902716E-2,1.4893135696164496E-3,false,false,1.7472761282309606E-2,0,0,0,0,0,0]
[2021,30,{"$f":"IF(LOADPROFILE=0.1,Results_10PoE!C487,IF(LOADPROFILE=0.5,Results_50PoE!C487,\"Invalid Load Profile %\"))","v":0},61.68181818181818,30.84090909090909,0,0,0,24.819712234714711,0,0,0,0,0,1.0763220949902716E-2,1.4893135696164496E-3,false,false,1.7472761282309606E-2,0,0,0,0,0,0]
[2021,31,{"$f":"IF(LOADPROFILE=0.1,Results_10PoE!C488,IF(LOADPROFILE=0.5,Results_50PoE!C488,\"Invalid Load Profile %\"))","v":0},61.68181818181818,30.84090909090909,0,0,0,25.819712234714711,0,0,0,0,0,1.0763220949902716E-2,1.4893135696164496E-3,false,false,1.7472761282309606E-2,0,0,0,0,0,0]
[2021,32,{"$f":"IF(LOADPROFILE=0.1,Results_10PoE!C489,IF(LOADPROFILE=0.5,Results_50PoE!C489,\"Invalid Load Profile %\"))","v":0},61.68181818181818,30.84090909090909,0,0,0,26.819712234714711,0,0,0,0,0,1.0763220949902716E-2,1.4893135696164496E-3,false,false,1.7472761282309606E-2,0,0,0,0,0,0]
[2021,33,{"$f":"IF(LOADPROFILE=0.1,Results_10PoE!C490,IF(LOADPROFILE=0.5,Results_50PoE!C490,\"Invalid Load Profile %\"))","v":0},61.68181818181818,30.84090909090909,0,0,0,27.819712234714711,0,0,0,0,0,1.0763220949902716E-2,1.4893135696164496E-3,false,false,1.7472761282309606E-2,0,0,0,0,0,0]
[2021,34,{"$f":"IF(LOADPROFILE=0.1,Results_10PoE!C491,IF(LOADPROFILE=0.5,Results_50PoE!C491,\"Invalid Load Profile %\"))","v":0},61.68181818181818,30.84090909090909,0,0,0,28.819712234714711,0,0,0,0,0,1.0763220949902716E-2,1.4893135696164496E-3,false,false,1.7472761282309606E-2,0,0,0,0,0,0]
[2021,35,{"$f":"IF(LOADPROFILE=0.1,Results_10PoE!C492,IF(LOADPROFILE=0.5,Results_50PoE!C492,\"Invalid Load Profile %\"))","v":0},61.68181818181818,30.84090909090909,0,0,0,29.819712234714711,0,0,0,0,0,1.0763220949902716E-2,1.4893135696164496E-3,false,false,1.7472761282309606E-2,0,0,0,0,0,0]
[2021,36,{"$f":"IF(LOADPROFILE=0.1,Results_10PoE!C493,IF(LOADPROFILE=0.5,Results_50PoE!C493,\"Invalid Load Profile %\"))","v":0},61.68181818181818,30.84090909090909,0,0,0,30.819712234714711,0,0,0,0,0,1.0763220949902716E-2,1.4893135696164496E-3,false,false,1.7472761282309606E-2,0,0,0,0,0,0]
[2021,37,{"$f":"IF(LOADPROFILE=0.1,Results_10PoE!C494,IF(LOADPROFILE=0.5,Results_50PoE!C494,\"Invalid Load Profile %\"))","v":0},61.68181818181818,30.84090909090909,0,0,0,31.819712234714711,0,0,0,0,0,1.0763220949902716E-2,1.4893135696164496E-3,false,false,1.7472761282309606E-2,0,0,0,0,0,0]
[2021,38,{"$f":"IF(LOADPROFILE=0.1,Results_10PoE!C495,IF(LOADPROFILE=0.5,Results_50PoE!C495,\"Invalid Load Profile %\"))","v":0},61.68181818181818,30.84090909090909,0,0,0,32.819712234714707,0,0,0,0,0,1.0763220949902716E-2,1.4893135696164496E-3,false,false,1.7472761282309606E-2,0,0,0,0,0,0]
[2021,39,{"$f":"IF(LOADPROFILE=0.1,Results_10PoE!C496,IF(LOADPROFILE=0.5,Results_50PoE!C496,\"Invalid Load Profile %\"))","v":0},61.68181818181818,30.84090909090909,0,0,0,33.819712234714707,0,0,0,0,0,1.0763220949902716E-2,1.4893135696164496E-3,false,false,1.7472761282309606E-2,0,0,0,0,0,0]
[2021,40,{"$f":"IF(LOADPROFILE=0.1,Results_10PoE!C497,IF(LOADPROFILE=0.5,Results_50PoE!C497,\"Invalid Load Profile %\"))","v":0},61.68181818181818,30.84090909090909,0,0,0,34.819712234714707,0,0,0,0,0,1.0763220949902716E-2,1.4893135696164496E-3,false,false,1.7472761282309606E-2,0,0,0,0,0,0]
[2021,41,{"$f":"IF(LOADPROFILE=0.1,Results_10PoE!C498,IF(LOADPROFILE=0.5,Results_50PoE!C498,\"Invalid Load Profile %\"))","v":0},61.68181818181818,30.84090909090909,0,0,0,35.819712234714707,0,0,0,0,0,1.0763220949902716E-2,1.4893135696164496E-3,false,false,1.7472761282309606E-2,0,0,0,0,0,0]
[2021,42,{"$f":"IF(LOADPROFILE=0.1,Results_10PoE!C499,IF(LOADPROFILE=0.5,Results_50PoE!C499,\"Invalid Load Profile %\"))","v":0},61.68181818181818,30.84090909090909,0,0,0,36.819712234714707,0,0,0,0,0,1.0763220949902716E-2,1.4893135696164496E-3,false,false,1.7472761282309606E-2,0,0,0,0,0,0]
[2021,43,{"$f":"IF(LOADPROFILE=0.1,Results_10PoE!C500,IF(LOADPROFILE=0.5,Results_50PoE!C500,\"Invalid Load Profile %\"))","v":0},61.68181818181818,30.84090909090909,0,0,0,37.819712234714707,0,0,0,0,0,1.0763220949902716E-2,1.4893135696164496E-3,false,false,1.7472761282309606E-2,0,0,0,0,0,0]
[2021,44,{"$f":"IF(LOADPROFILE=0.1,Results_10PoE!C501,IF(LOADPROFILE=0.5,Results_50PoE!C501,\"Invalid Load Profile %\"))","v":0},61.68181818181818,30.84090909090909,0,0,0,38.819712234714707,0,0,0,0,0,1.0763220949902716E-2,1.4893135696164496E-3,false,false,1.7472761282309606E-2,0,0,0,0,0,0]
[2021,45,{"$f":"IF(LOADPROFILE=0.1,Results_10PoE!C502,IF(LOADPROFILE=0.5,Results_50PoE!C502,\"Invalid Load Profile %\"))","v":0},61.68181818181818,30.84090909090909,0,0,0,39.819712234714707,0,0,0,0,0,1.0763220949902716E-2,1.4893135696164496E-3,false,false,1.7472761282309606E-2,0,0,0,0,0,0]
[2021,46,{"$f":"IF(LOADPROFILE=0.1,Results_10PoE!C503,IF(LOADPROFILE=0.5,Results_50PoE!C503,\"Invalid Load Profile %\"))","v":0},61.68181818181818,30.84090909090909,0,0,0,40.819712234714707,0,0,0,0,0,1.0763220949902716E-2,1.4893135696164496E-3,false,false,1.7472761282309606E-2,0,0,0,0,0,0]
[2021,47,{"$f":"IF(LOADPROFILE=0.1,Results_10PoE!C504,IF(LOADPROFILE=0.5,Results_50PoE!C504,\"Invalid Load Profile %\"))","v":0},61.68181818181818,30.84090909090909,0,0,0,41.819712234714707,0,0,0,0,0,1.0763220949902716E-2,1.4893135696164496E-3,false,false,1.7472761282309606E-2,0,0,0,0,0,0]
[2021,48,{"$f":"IF(LOADPROFILE=0.1,Results_10PoE!C505,IF(LOADPROFILE=0.5,Results_50PoE!C505,\"Invalid Load Profile %\"))","v":0},61.68181818181818,30.84090909090909,0,0,0,42.819712234714707,0,0,0,0,0,1.0763220949902716E-2,1.4893135696164496E-3,false,false,1.7472761282309606E-2,0,0,0,0,0,0]
[2021,49,{"$f":"IF(LOADPROFILE=0.1,Results_10PoE!C506,IF(LOADPROFILE=0.5,Results_50PoE!C506,\"Invalid Load Profile %\"))","v":0},61.68181818181818,30.84090909090909,0,0,0,43.819712234714707,0,0,0,0,0,1.0763220949902716E-2,1.4893135696164496E-3,false,false,1.7472761282309606E-2,0,0,0,0,0,0]
[2021,50,{"$f":"IF(LOADPROFILE=0.1,Results_10PoE!C507,IF(LOADPROFILE=0.5,Results_50PoE!C507,\"Invalid Load Profile %\"))","v":0},61.68181818181818,30.84090909090909,0,0,0,44.819712234714707,0,0,0,0,0,1.0763220949902716E-2,1.4893135696164496E-3,false,false,1.7472761282309606E-2,0,0,0,0,0,0]
[2021,51,{"$f":"IF(LOADPROFILE=0.1,Results_10PoE!C508,IF(LOADPROFILE=0.5,Results_50PoE!C508,\"Invalid Load Profile %\"))","v":0},61.68181818181818,30.84090909090909,0,0,0,45.819712234714707,0,0,0,0,0,1.0763220949902716E-2,1.4893135696164496E-3,false,false,1.7472761282309606E-2,0,0,0,0,0,0]
[2021,52,{"$f":"IF(LOADPROFILE=0.1,Results_10PoE!C509,IF(LOADPROFILE=0.5,Results_50PoE!C509,\"Invalid Load Profile %\"))","v":0},61.68181818181818,30.84090909090909,0,0,0,46.819712234714707,0,0,0,0,0,1.0763220949902716E-2,1.4893135696164496E-3,false,false,1.7472761282309606E-2,0,0,0,0,0,0]
[2021,53,{"$f":"IF(LOADPROFILE=0.1,Results_10PoE!C510,IF(LOADPROFILE=0.5,Results_50PoE!C510,\"Invalid Load Profile %\"))","v":0},61.68181818181818,30.84090909090909,0,0,0,47.819712234714707,0,0,0,0,0,1.0763220949902716E-2,1.4893135696164496E-3,false,false,1.7472761282309606E-2,0,0,0,0,0,0]
[2021,54,{"$f":"IF(LOADPROFILE=0.1,Results_10PoE!C511,IF(LOADPROFILE=0.5,Results_50PoE!C511,\"Invalid Load Profile %\"))","v":0},61.68181818181818,30.84090909090909,0,0,0,48.819712234714707,0,0,0,0,0,1.0763220949902716E-2,1.4893135696164496E-3,false,false,1.7472761282309606E-2,0,0,0,0,0,0]
[2021,55,{"$f":"IF(LOADPROFILE=0.1,Results_10PoE!C512,IF(LOADPROFILE=0.5,Results_50PoE!C512,\"Invalid Load Profile %\"))","v":0},61.68181818181818,30.84090909090909,0,0,0,49.819712234714707,0,0,0,0,0,1.0763220949902716E-2,1.4893135696164496E-3,false,false,1.7472761282309606E-2,0,0,0,0,0,0]
[2021,56,{"$f":"IF(LOADPROFILE=0.1,Results_10PoE!C513,IF(LOADPROFILE=0.5,Results_50PoE!C513,\"Invalid Load Profile %\"))","v":0},61.68181818181818,30.84090909090909,0,0,0,50.819712234714707,0,0,0,0,0,1.0763220949902716E-2,1.4893135696164496E-3,false,false,1.7472761282309606E-2,0,0,0,0,0,0]
[2021,57,{"$f":"IF(LOADPROFILE=0.1,Results_10PoE!C514,IF(LOADPROFILE=0.5,Results_50PoE!C514,\"Invalid Load Profile %\"))","v":0},61.68181818181818,30.84090909090909,0,0,0,51.819712234714707,0,0,0,0,0,1.0763220949902716E-2,1.4893135696164496E-3,false,false,1.7472761282309606E-2,0,0,0,0,0,0]
[2021,58,{"$f":"IF(LOADPROFILE=0.1,Results_10PoE!C515,IF(LOADPROFILE=0.5,Results_50PoE!C515,\"Invalid Load Profile %\"))","v":0},61.68181818181818,30.84090909090909,0,0,0,52.819712234714707,0,0,0,0,0,1.0763220949902716E-2,1.4893135696164496E-3,false,false,1.7472761282309606E-2,0,0,0,0,0,0]
[2021,59,{"$f":"IF(LOADPROFILE=0.1,Results_10PoE!C516,IF(LOADPROFILE=0.5,Results_50PoE!C516,\"Invalid Load Profile %\"))","v":0},61.68181818181818,30.84090909090909,0,0,0,53.819712234714707,0,0,0,0,0,1.0763220949902716E-2,1.4893135696164496E-3,false,false,1.7472761282309606E-2,0,0,0,0,0,0]
[2021,60,{"$f":"IF(LOADPROFILE=0.1,Results_10PoE!C517,IF(LOADPROFILE=0.5,Results_50PoE!C517,\"Invalid Load Profile %\"))","v":0},61.68181818181818,30.84090909090909,0,0,0,54.819712234714707,0,0,0,0,0,1.0763220949902716E-2,1.4893135696164496E-3,false,false,1.7472761282309606E-2,0,0,0,0,0,0]
[2021,61,{"$f":"IF(LOADPROFILE=0.1,Results_10PoE!C518,IF(LOADPROFILE=0.5,Results_50PoE!C518,\"Invalid Load Profile %\"))","v":0},61.68181818181818,30.84090909090909,0,0,0,55.819712234714707,0,0,0,0,0,1.0763220949902716E-2,1.4893135696164496E-3,false,false,1.7472761282309606E-2,0,0,0,0,0,0]
[2021,62,{"$f":"IF(LOADPROFILE=0.1,Results_10PoE!C519,IF(LOADPROFILE=0.5,Results_50PoE!C519,\"Invalid Load Profile %\"))","v":0},61.68181818181818,30.84090909090909,0,0,0,56.819712234714707,0,0,0,0,0,1.0763220949902716E-2,1.4893135696164496E-3,false,false,1.7472761282309606E-2,0,0,0,0,0,0]
[2021,63,{"$f":"IF(LOADPROFILE=0.1,Results_10PoE!C520,IF(LOADPROFILE=0.5,Results_50PoE!C520,\"Invalid Load Profile %\"))","v":0},61.68181818181818,30.84090909090909,0,0,0,57.819712234714707,0,0,0,0,0,1.0763220949902716E-2,1.4893135696164496E-3,false,false,1.7472761282309606E-2,0,0,0,0,0,0]
[2021,64,{"$f":"IF(LOADPROFILE=0.1,Results_10PoE!C521,IF(LOADPROFILE=0.5,Results_50PoE!C521,\"Invalid Load Profile %\"))","v":0},{"$f":"VLOOKUP($A550,$Q$4:$AB$26,6,FALSE)","v":61.68181818181818},{"$f":"VLOOKUP($A550,$Q$4:$AB$26,7,FALSE)","v":30.84090909090909},{"$f":"VLOOKUP($A550,$Q$4:$AB$26,9,FALSE)","v":0},{"$f":"VLOOKUP($A550,$Q$4:$AB$26,10,FALSE)","v":0},{"$f":"VLOOKUP($A550,$Q$4:$AB$26,11,FALSE)","v":0},{"$f":"IF(B550-VLOOKUP(A550,$Q$4:$AB$26,12,FALSE)<0,0,B550-VLOOKUP(A550,$Q$4:$AB$26,12,FALSE))","v":58.819712234714707},{"$f":"IF(B550=150,0,IF(IF($I550>D550,($I550-D550)*($C550-$C551),0)<0,0,IF($I550>D550,($I550-D550)*($C550-$C551),0)))*$Y$30","v":0},{"$f":"IF(C550=150,0,IF(IF($I550>E550,($I550-E550)*($C550-$C551),0)<0,0,IF($I550>E550,($I550-E550)*($C550-$C551),0)))*$Y$30","v":0},{"$f":"IF(D550=150,0,IF(IF($I550>F550,($I550-F550)*($C550-$C551),0)<0,0,IF($I550>F550,($I550-F550)*($C550-$C551),0)))*$Y$30","v":0},{"$f":"IF(E550=150,0,IF(IF($I550>G550,($I550-G550)*($C550-$C551),0)<0,0,IF($I550>G550,($I550-G550)*($C550-$C551),0)))*$Y$30","v":0},{"$f":"IF(F550=150,0,IF(IF($I550>H550,($I550-H550)*($C550-$C551),0)<0,0,IF($I550>H550,($I550-H550)*($C550-$C551),0)))*$Y$30","v":0},{"$f":"VLOOKUP($A550, $Q$4:$BB$26,33,FALSE)","v":1.0763220949902716E-2},{"$f":"VLOOKUP($A550, $Q$4:$BB$26,34,FALSE)","v":1.4893135696164496E-3},{"$f":"VLOOKUP($A550, $Q$4:$BB$26,35,FALSE)","v":false},{"$f":"VLOOKUP($A550, $Q$4:$BB$26,36,FALSE)","v":false},{"$f":"VLOOKUP($A550, $Q$4:$BB$26,37,FALSE)","v":1.7472761282309606E-2},{"$f":"J550*1000*($S$34/365)","v":0},{"$f":"O550*K550*1000*($T$34/365)","v":0},{"$f":"P550*L550*1000*($U$34/365)","v":0},{"$f":"Q550*M550*1000*($V$34/365)","v":0},{"$f":"R550*N550*1000*($W$34/365)","v":0},{"$f":"S550*K550*1000*($X$34/365)","v":0}]
[2021,65,{"$f":"IF(LOADPROFILE=0.1,Results_10PoE!C522,IF(LOADPROFILE=0.5,Results_50PoE!C522,\"Invalid Load Profile %\"))","v":0},61.68181818181818,30.84090909090909,0,0,0,59.819712234714707,0,0,0,0,0,1.0763220949902716E-2,1.4893135696164496E-3,false,false,1.7472761282309606E-2,0,0,0,0,0,0]
[2021,66,{"$f":"IF(LOADPROFILE=0.1,Results_10PoE!C523,IF(LOADPROFILE=0.5,Results_50PoE!C523,\"Invalid Load Profile %\"))","v":0},61.68181818181818,30.84090909090909,0,0,0,60.819712234714707,0,0,0,0,0,1.0763220949902716E-2,1.4893135696164496E-3,false,false,1.7472761282309606E-2,0,0,0,0,0,0]
[2021,67,{"$f":"IF(LOADPROFILE=0.1,Results_10PoE!C524,IF(LOADPROFILE=0.5,Results_50PoE!C524,\"Invalid Load Profile %\"))","v":0},61.68181818181818,30.84090909090909,0,0,0,61.819712234714707,0,0,0,0,0,1.0763220949902716E-2,1.4893135696164496E-3,false,false,1.7472761282309606E-2,0,0,0,0,0,0]
[2021,68,{"$f":"IF(LOADPROFILE=0.1,Results_10PoE!C525,IF(LOADPROFILE=0.5,Results_50PoE!C525,\"Invalid Load Profile %\"))","v":0},61.68181818181818,30.84090909090909,0,0,0,62.819712234714707,0,0,0,0,0,1.0763220949902716E-2,1.4893135696164496E-3,false,false,1.7472761282309606E-2,0,0,0,0,0,0]
[2021,69,{"$f":"IF(LOADPROFILE=0.1,Results_10PoE!C526,IF(LOADPROFILE=0.5,Results_50PoE!C526,\"Invalid Load Profile %\"))","v":0},61.68181818181818,30.84090909090909,0,0,0,63.819712234714707,0,0,0,0,0,1.0763220949902716E-2,1.4893135696164496E-3,false,false,1.7472761282309606E-2,0,0,0,0,0,0]
[2021,70,{"$f":"IF(LOADPROFILE=0.1,Results_10PoE!C527,IF(LOADPROFILE=0.5,Results_50PoE!C527,\"Invalid Load Profile %\"))","v":0},61.68181818181818,30.84090909090909,0,0,0,64.819712234714714,0,0,0,0,0,1.0763220949902716E-2,1.4893135696164496E-3,false,false,1.7472761282309606E-2,0,0,0,0,0,0]
[2021,71,{"$f":"IF(LOADPROFILE=0.1,Results_10PoE!C528,IF(LOADPROFILE=0.5,Results_50PoE!C528,\"Invalid Load Profile %\"))","v":0},61.68181818181818,30.84090909090909,0,0,0,65.819712234714714,0,0,0,0,0,1.0763220949902716E-2,1.4893135696164496E-3,false,false,1.7472761282309606E-2,0,0,0,0,0,0]
[2021,72,{"$f":"IF(LOADPROFILE=0.1,Results_10PoE!C529,IF(LOADPROFILE=0.5,Results_50PoE!C529,\"Invalid Load Profile %\"))","v":0},61.68181818181818,30.84090909090909,0,0,0,66.819712234714714,0,0,0,0,0,1.0763220949902716E-2,1.4893135696164496E-3,false,false,1.7472761282309606E-2,0,0,0,0,0,0]
[2021,73,{"$f":"IF(LOADPROFILE=0.1,Results_10PoE!C530,IF(LOADPROFILE=0.5,Results_50PoE!C530,\"Invalid Load Profile %\"))","v":0},61.68181818181818,30.84090909090909,0,0,0,67.819712234714714,0,0,0,0,0,1.0763220949902716E-2,1.4893135696164496E-3,false,false,1.7472761282309606E-2,0,0,0,0,0,0]
[2021,74,{"$f":"IF(LOADPROFILE=0.1,Results_10PoE!C531,IF(LOADPROFILE=0.5,Results_50PoE!C531,\"Invalid Load Profile %\"))","v":0},61.68181818181818,30.84090909090909,0,0,0,68.819712234714714,0,0,0,0,0,1.0763220949902716E-2,1.4893135696164496E-3,false,false,1.7472761282309606E-2,0,0,0,0,0,0]
[2021,75,{"$f":"IF(LOADPROFILE=0.1,Results_10PoE!C532,IF(LOADPROFILE=0.5,Results_50PoE!C532,\"Invalid Load Profile %\"))","v":0},61.68181818181818,30.84090909090909,0,0,0,69.819712234714714,0,0,0,0,0,1.0763220949902716E-2,1.4893135696164496E-3,false,false,1.7472761282309606E-2,0,0,0,0,0,0]
[2021,76,{"$f":"IF(LOADPROFILE=0.1,Results_10PoE!C533,IF(LOADPROFILE=0.5,Results_50PoE!C533,\"Invalid Load Profile %\"))","v":0},61.68181818181818,30.84090909090909,0,0,0,70.819712234714714,0,0,0,0,0,1.0763220949902716E-2,1.4893135696164496E-3,false,false,1.7472761282309606E-2,0,0,0,0,0,0]
[2021,77,{"$f":"IF(LOADPROFILE=0.1,Results_10PoE!C534,IF(LOADPROFILE=0.5,Results_50PoE!C534,\"Invalid Load Profile %\"))","v":0},61.68181818181818,30.84090909090909,0,0,0,71.819712234714714,0,0,0,0,0,1.0763220949902716E-2,1.4893135696164496E-3,false,false,1.7472761282309606E-2,0,0,0,0,0,0]
[2021,78,{"$f":"IF(LOADPROFILE=0.1,Results_10PoE!C535,IF(LOADPROFILE=0.5,Results_50PoE!C535,\"Invalid Load Profile %\"))","v":0},61.68181818181818,30.84090909090909,0,0,0,72.819712234714714,0,0,0,0,0,1.0763220949902716E-2,1.4893135696164496E-3,false,false,1.7472761282309606E-2,0,0,0,0,0,0]
[2021,79,{"$f":"IF(LOADPROFILE=0.1,Results_10PoE!C536,IF(LOADPROFILE=0.5,Results_50PoE!C536,\"Invalid Load Profile %\"))","v":0},61.68181818181818,30.84090909090909,0,0,0,73.819712234714714,0,0,0,0,0,1.0763220949902716E-2,1.4893135696164496E-3,false,false,1.7472761282309606E-2,0,0,0,0,0,0]
[2021,80,{"$f":"IF(LOADPROFILE=0.1,Results_10PoE!C537,IF(LOADPROFILE=0.5,Results_50PoE!C537,\"Invalid Load Profile %\"))","v":0},61.68181818181818,30.84090909090909,0,0,0,74.819712234714714,0,0,0,0,0,1.0763220949902716E-2,1.4893135696164496E-3,false,false,1.7472761282309606E-2,0,0,0,0,0,0]
[2021,81,{"$f":"IF(LOADPROFILE=0.1,Results_10PoE!C538,IF(LOADPROFILE=0.5,Results_50PoE!C538,\"Invalid Load Profile %\"))","v":0},61.68181818181818,30.84090909090909,0,0,0,75.819712234714714,0,0,0,0,0,1.0763220949902716E-2,1.4893135696164496E-3,false,false,1.7472761282309606E-2,0,0,0,0,0,0]
[2021,82,{"$f":"IF(LOADPROFILE=0.1,Results_10PoE!C539,IF(LOADPROFILE=0.5,Results_50PoE!C539,\"Invalid Load Profile %\"))","v":0},61.68181818181818,30.84090909090909,0,0,0,76.819712234714714,0,0,0,0,0,1.0763220949902716E-2,1.4893135696164496E-3,false,false,1.7472761282309606E-2,0,0,0,0,0,0]
[2021,83,{"$f":"IF(LOADPROFILE=0.1,Results_10PoE!C540,IF(LOADPROFILE=0.5,Results_50PoE!C540,\"Invalid Load Profile %\"))","v":0},61.68181818181818,30.84090909090909,0,0,0,77.819712234714714,0,0,0,0,0,1.0763220949902716E-2,1.4893135696164496E-3,false,false,1.7472761282309606E-2,0,0,0,0,0,0]
[2021,84,{"$f":"IF(LOADPROFILE=0.1,Results_10PoE!C541,IF(LOADPROFILE=0.5,Results_50PoE!C541,\"Invalid Load Profile %\"))","v":0},61.68181818181818,30.84090909090909,0,0,0,78.819712234714714,0,0,0,0,0,1.0763220949902716E-2,1.4893135696164496E-3,false,false,1.7472761282309606E-2,0,0,0,0,0,0]
[2021,85,{"$f":"IF(LOADPROFILE=0.1,Results_10PoE!C542,IF(LOADPROFILE=0.5,Results_50PoE!C542,\"Invalid Load Profile %\"))","v":0},61.68181818181818,30.84090909090909,0,0,0,79.819712234714714,0,0,0,0,0,1.0763220949902716E-2,1.4893135696164496E-3,false,false,1.7472761282309606E-2,0,0,0,0,0,0]
[2021,86,{"$f":"IF(LOADPROFILE=0.1,Results_10PoE!C543,IF(LOADPROFILE=0.5,Results_50PoE!C543,\"Invalid Load Profile %\"))","v":0},61.68181818181818,30.84090909090909,0,0,0,80.819712234714714,0,0,0,0,0,1.0763220949902716E-2,1.4893135696164496E-3,false,false,1.7472761282309606E-2,0,0,0,0,0,0]
[2021,87,{"$f":"IF(LOADPROFILE=0.1,Results_10PoE!C544,IF(LOADPROFILE=0.5,Results_50PoE!C544,\"Invalid Load Profile %\"))","v":0},61.68181818181818,30.84090909090909,0,0,0,81.819712234714714,0,0,0,0,0,1.0763220949902716E-2,1.4893135696164496E-3,false,false,1.7472761282309606E-2,0,0,0,0,0,0]
[2021,88,{"$f":"IF(LOADPROFILE=0.1,Results_10PoE!C545,IF(LOADPROFILE=0.5,Results_50PoE!C545,\"Invalid Load Profile %\"))","v":0},61.68181818181818,30.84090909090909,0,0,0,82.819712234714714,0,0,0,0,0,1.0763220949902716E-2,1.4893135696164496E-3,false,false,1.7472761282309606E-2,0,0,0,0,0,0]
[2021,89,{"$f":"IF(LOADPROFILE=0.1,Results_10PoE!C546,IF(LOADPROFILE=0.5,Results_50PoE!C546,\"Invalid Load Profile %\"))","v":0},61.68181818181818,30.84090909090909,0,0,0,83.819712234714714,0,0,0,0,0,1.0763220949902716E-2,1.4893135696164496E-3,false,false,1.7472761282309606E-2,0,0,0,0,0,0]
[2021,90,{"$f":"IF(LOADPROFILE=0.1,Results_10PoE!C547,IF(LOADPROFILE=0.5,Results_50PoE!C547,\"Invalid Load Profile %\"))","v":0},61.68181818181818,30.84090909090909,0,0,0,84.819712234714714,0,0,0,0,0,1.0763220949902716E-2,1.4893135696164496E-3,false,false,1.7472761282309606E-2,0,0,0,0,0,0]
[2021,91,{"$f":"IF(LOADPROFILE=0.1,Results_10PoE!C548,IF(LOADPROFILE=0.5,Results_50PoE!C548,\"Invalid Load Profile %\"))","v":0},61.68181818181818,30.84090909090909,0,0,0,85.819712234714714,0,0,0,0,0,1.0763220949902716E-2,1.4893135696164496E-3,false,false,1.7472761282309606E-2,0,0,0,0,0,0]
[2021,92,{"$f":"IF(LOADPROFILE=0.1,Results_10PoE!C549,IF(LOADPROFILE=0.5,Results_50PoE!C549,\"Invalid Load Profile %\"))","v":0},61.68181818181818,30.84090909090909,0,0,0,86.819712234714714,0,0,0,0,0,1.0763220949902716E-2,1.4893135696164496E-3,false,false,1.7472761282309606E-2,0,0,0,0,0,0]
[2021,93,{"$f":"IF(LOADPROFILE=0.1,Results_10PoE!C550,IF(LOADPROFILE=0.5,Results_50PoE!C550,\"Invalid Load Profile %\"))","v":0},61.68181818181818,30.84090909090909,0,0,0,87.819712234714714,0,0,0,0,0,1.0763220949902716E-2,1.4893135696164496E-3,false,false,1.7472761282309606E-2,0,0,0,0,0,0]
[2021,94,{"$f":"IF(LOADPROFILE=0.1,Results_10PoE!C551,IF(LOADPROFILE=0.5,Results_50PoE!C551,\"Invalid Load Profile %\"))","v":0},61.68181818181818,30.84090909090909,0,0,0,88.819712234714714,0,0,0,0,0,1.0763220949902716E-2,1.4893135696164496E-3,false,false,1.7472761282309606E-2,0,0,0,0,0,0]
[2021,95,{"$f":"IF(LOADPROFILE=0.1,Results_10PoE!C552,IF(LOADPROFILE=0.5,Results_50PoE!C552,\"Invalid Load Profile %\"))","v":0},61.68181818181818,30.84090909090909,0,0,0,89.819712234714714,0,0,0,0,0,1.0763220949902716E-2,1.4893135696164496E-3,false,false,1.7472761282309606E-2,0,0,0,0,0,0]
[2021,96,{"$f":"IF(LOADPROFILE=0.1,Results_10PoE!C553,IF(LOADPROFILE=0.5,Results_50PoE!C553,\"Invalid Load Profile %\"))","v":0},61.68181818181818,30.84090909090909,0,0,0,90.819712234714714,0,0,0,0,0,1.0763220949902716E-2,1.4893135696164496E-3,false,false,1.7472761282309606E-2,0,0,0,0,0,0]
[2021,97,{"$f":"IF(LOADPROFILE=0.1,Results_10PoE!C554,IF(LOADPROFILE=0.5,Results_50PoE!C554,\"Invalid Load Profile %\"))","v":0},61.68181818181818,30.84090909090909,0,0,0,91.819712234714714,0,0,0,0,0,1.0763220949902716E-2,1.4893135696164496E-3,false,false,1.7472761282309606E-2,0,0,0,0,0,0]
[2021,98,{"$f":"IF(LOADPROFILE=0.1,Results_10PoE!C555,IF(LOADPROFILE=0.5,Results_50PoE!C555,\"Invalid Load Profile %\"))","v":0},61.68181818181818,30.84090909090909,0,0,0,92.819712234714714,0,0,0,0,0,1.0763220949902716E-2,1.4893135696164496E-3,false,false,1.7472761282309606E-2,0,0,0,0,0,0]
[2021,99,{"$f":"IF(LOADPROFILE=0.1,Results_10PoE!C556,IF(LOADPROFILE=0.5,Results_50PoE!C556,\"Invalid Load Profile %\"))","v":0},61.68181818181818,30.84090909090909,0,0,0,93.819712234714714,0,0,0,0,0,1.0763220949902716E-2,1.4893135696164496E-3,false,false,1.7472761282309606E-2,0,0,0,0,0,0]
[2021,100,{"$f":"IF(LOADPROFILE=0.1,Results_10PoE!C557,IF(LOADPROFILE=0.5,Results_50PoE!C557,\"Invalid Load Profile %\"))","v":0},61.68181818181818,30.84090909090909,0,0,0,94.819712234714714,0,0,0,0,0,1.0763220949902716E-2,1.4893135696164496E-3,false,false,1.7472761282309606E-2,0,0,0,0,0,0]
[2021,101,{"$f":"IF(LOADPROFILE=0.1,Results_10PoE!C558,IF(LOADPROFILE=0.5,Results_50PoE!C558,\"Invalid Load Profile %\"))","v":0},61.68181818181818,30.84090909090909,0,0,0,95.819712234714714,0,0,0,0,0,1.0763220949902716E-2,1.4893135696164496E-3,false,false,1.7472761282309606E-2,0,0,0,0,0,0]
[2021,102,{"$f":"IF(LOADPROFILE=0.1,Results_10PoE!C559,IF(LOADPROFILE=0.5,Results_50PoE!C559,\"Invalid Load Profile %\"))","v":0},61.68181818181818,30.84090909090909,0,0,0,96.819712234714714,0,0,0,0,0,1.0763220949902716E-2,1.4893135696164496E-3,false,false,1.7472761282309606E-2,0,0,0,0,0,0]
[2021,103,{"$f":"IF(LOADPROFILE=0.1,Results_10PoE!C560,IF(LOADPROFILE=0.5,Results_50PoE!C560,\"Invalid Load Profile %\"))","v":0},61.68181818181818,30.84090909090909,0,0,0,97.819712234714714,0,0,0,0,0,1.0763220949902716E-2,1.4893135696164496E-3,false,false,1.7472761282309606E-2,0,0,0,0,0,0]
[2021,104,{"$f":"IF(LOADPROFILE=0.1,Results_10PoE!C561,IF(LOADPROFILE=0.5,Results_50PoE!C561,\"Invalid Load Profile %\"))","v":0},61.68181818181818,30.84090909090909,0,0,0,98.819712234714714,0,0,0,0,0,1.0763220949902716E-2,1.4893135696164496E-3,false,false,1.7472761282309606E-2,0,0,0,0,0,0]
[2021,105,{"$f":"IF(LOADPROFILE=0.1,Results_10PoE!C562,IF(LOADPROFILE=0.5,Results_50PoE!C562,\"Invalid Load Profile %\"))","v":0},61.68181818181818,30.84090909090909,0,0,0,99.819712234714714,0,0,0,0,0,1.0763220949902716E-2,1.4893135696164496E-3,false,false,1.7472761282309606E-2,0,0,0,0,0,0]
[2021,106,{"$f":"IF(LOADPROFILE=0.1,Results_10PoE!C563,IF(LOADPROFILE=0.5,Results_50PoE!C563,\"Invalid Load Profile %\"))","v":0},61.68181818181818,30.84090909090909,0,0,0,100.81971223471471,0,0,0,0,0,1.0763220949902716E-2,1.4893135696164496E-3,false,false,1.7472761282309606E-2,0,0,0,0,0,0]
[2021,107,{"$f":"IF(LOADPROFILE=0.1,Results_10PoE!C564,IF(LOADPROFILE=0.5,Results_50PoE!C564,\"Invalid Load Profile %\"))","v":0},61.68181818181818,30.84090909090909,0,0,0,101.81971223471471,0,0,0,0,0,1.0763220949902716E-2,1.4893135696164496E-3,false,false,1.7472761282309606E-2,0,0,0,0,0,0]
[2021,108,{"$f":"IF(LOADPROFILE=0.1,Results_10PoE!C565,IF(LOADPROFILE=0.5,Results_50PoE!C565,\"Invalid Load Profile %\"))","v":0},61.68181818181818,30.84090909090909,0,0,0,102.81971223471471,0,0,0,0,0,1.0763220949902716E-2,1.4893135696164496E-3,false,false,1.7472761282309606E-2,0,0,0,0,0,0]
[2021,109,{"$f":"IF(LOADPROFILE=0.1,Results_10PoE!C566,IF(LOADPROFILE=0.5,Results_50PoE!C566,\"Invalid Load Profile %\"))","v":0},61.68181818181818,30.84090909090909,0,0,0,103.81971223471471,0,0,0,0,0,1.0763220949902716E-2,1.4893135696164496E-3,false,false,1.7472761282309606E-2,0,0,0,0,0,0]
[2021,110,{"$f":"IF(LOADPROFILE=0.1,Results_10PoE!C567,IF(LOADPROFILE=0.5,Results_50PoE!C567,\"Invalid Load Profile %\"))","v":0},61.68181818181818,30.84090909090909,0,0,0,104.81971223471471,0,0,0,0,0,1.0763220949902716E-2,1.4893135696164496E-3,false,false,1.7472761282309606E-2,0,0,0,0,0,0]
[2021,111,{"$f":"IF(LOADPROFILE=0.1,Results_10PoE!C568,IF(LOADPROFILE=0.5,Results_50PoE!C568,\"Invalid Load Profile %\"))","v":0},61.68181818181818,30.84090909090909,0,0,0,105.81971223471471,0,0,0,0,0,1.0763220949902716E-2,1.4893135696164496E-3,false,false,1.7472761282309606E-2,0,0,0,0,0,0]
[2021,112,{"$f":"IF(LOADPROFILE=0.1,Results_10PoE!C569,IF(LOADPROFILE=0.5,Results_50PoE!C569,\"Invalid Load Profile %\"))","v":0},61.68181818181818,30.84090909090909,0,0,0,106.81971223471471,0,0,0,0,0,1.0763220949902716E-2,1.4893135696164496E-3,false,false,1.7472761282309606E-2,0,0,0,0,0,0]
[2021,113,{"$f":"IF(LOADPROFILE=0.1,Results_10PoE!C570,IF(LOADPROFILE=0.5,Results_50PoE!C570,\"Invalid Load Profile %\"))","v":0},61.68181818181818,30.84090909090909,0,0,0,107.81971223471471,0,0,0,0,0,1.0763220949902716E-2,1.4893135696164496E-3,false,false,1.7472761282309606E-2,0,0,0,0,0,0]
[2021,114,{"$f":"IF(LOADPROFILE=0.1,Results_10PoE!C571,IF(LOADPROFILE=0.5,Results_50PoE!C571,\"Invalid Load Profile %\"))","v":0},61.68181818181818,30.84090909090909,0,0,0,108.81971223471471,0,0,0,0,0,1.0763220949902716E-2,1.4893135696164496E-3,false,false,1.7472761282309606E-2,0,0,0,0,0,0]
[2021,115,{"$f":"IF(LOADPROFILE=0.1,Results_10PoE!C572,IF(LOADPROFILE=0.5,Results_50PoE!C572,\"Invalid Load Profile %\"))","v":0},61.68181818181818,30.84090909090909,0,0,0,109.81971223471471,0,0,0,0,0,1.0763220949902716E-2,1.4893135696164496E-3,false,false,1.7472761282309606E-2,0,0,0,0,0,0]
[2021,116,{"$f":"IF(LOADPROFILE=0.1,Results_10PoE!C573,IF(LOADPROFILE=0.5,Results_50PoE!C573,\"Invalid Load Profile %\"))","v":0},61.68181818181818,30.84090909090909,0,0,0,110.81971223471471,0,0,0,0,0,1.0763220949902716E-2,1.4893135696164496E-3,false,false,1.7472761282309606E-2,0,0,0,0,0,0]
[2021,117,{"$f":"IF(LOADPROFILE=0.1,Results_10PoE!C574,IF(LOADPROFILE=0.5,Results_50PoE!C574,\"Invalid Load Profile %\"))","v":0},61.68181818181818,30.84090909090909,0,0,0,111.81971223471471,0,0,0,0,0,1.0763220949902716E-2,1.4893135696164496E-3,false,false,1.7472761282309606E-2,0,0,0,0,0,0]
[2021,118,{"$f":"IF(LOADPROFILE=0.1,Results_10PoE!C575,IF(LOADPROFILE=0.5,Results_50PoE!C575,\"Invalid Load Profile %\"))","v":0},61.68181818181818,30.84090909090909,0,0,0,112.81971223471471,0,0,0,0,0,1.0763220949902716E-2,1.4893135696164496E-3,false,false,1.7472761282309606E-2,0,0,0,0,0,0]
[2021,119,{"$f":"IF(LOADPROFILE=0.1,Results_10PoE!C576,IF(LOADPROFILE=0.5,Results_50PoE!C576,\"Invalid Load Profile %\"))","v":0},61.68181818181818,30.84090909090909,0,0,0,113.81971223471471,0,0,0,0,0,1.0763220949902716E-2,1.4893135696164496E-3,false,false,1.7472761282309606E-2,0,0,0,0,0,0]
[2021,120,{"$f":"IF(LOADPROFILE=0.1,Results_10PoE!C577,IF(LOADPROFILE=0.5,Results_50PoE!C577,\"Invalid Load Profile %\"))","v":0},61.68181818181818,30.84090909090909,0,0,0,114.81971223471471,0,0,0,0,0,1.0763220949902716E-2,1.4893135696164496E-3,false,false,1.7472761282309606E-2,0,0,0,0,0,0]
[2021,121,{"$f":"IF(LOADPROFILE=0.1,Results_10PoE!C578,IF(LOADPROFILE=0.5,Results_50PoE!C578,\"Invalid Load Profile %\"))","v":0},61.68181818181818,30.84090909090909,0,0,0,115.81971223471471,0,0,0,0,0,1.0763220949902716E-2,1.4893135696164496E-3,false,false,1.7472761282309606E-2,0,0,0,0,0,0]
[2021,122,{"$f":"IF(LOADPROFILE=0.1,Results_10PoE!C579,IF(LOADPROFILE=0.5,Results_50PoE!C579,\"Invalid Load Profile %\"))","v":0},61.68181818181818,30.84090909090909,0,0,0,116.81971223471471,0,0,0,0,0,1.0763220949902716E-2,1.4893135696164496E-3,false,false,1.7472761282309606E-2,0,0,0,0,0,0]
[2021,123,{"$f":"IF(LOADPROFILE=0.1,Results_10PoE!C580,IF(LOADPROFILE=0.5,Results_50PoE!C580,\"Invalid Load Profile %\"))","v":0},61.68181818181818,30.84090909090909,0,0,0,117.81971223471471,0,0,0,0,0,1.0763220949902716E-2,1.4893135696164496E-3,false,false,1.7472761282309606E-2,0,0,0,0,0,0]
[2021,124,{"$f":"IF(LOADPROFILE=0.1,Results_10PoE!C581,IF(LOADPROFILE=0.5,Results_50PoE!C581,\"Invalid Load Profile %\"))","v":0},61.68181818181818,30.84090909090909,0,0,0,118.81971223471471,0,0,0,0,0,1.0763220949902716E-2,1.4893135696164496E-3,false,false,1.7472761282309606E-2,0,0,0,0,0,0]
[2021,125,{"$f":"IF(LOADPROFILE=0.1,Results_10PoE!C582,IF(LOADPROFILE=0.5,Results_50PoE!C582,\"Invalid Load Profile %\"))","v":0},61.68181818181818,30.84090909090909,0,0,0,119.81971223471471,0,0,0,0,0,1.0763220949902716E-2,1.4893135696164496E-3,false,false,1.7472761282309606E-2,0,0,0,0,0,0]
[2021,126,{"$f":"IF(LOADPROFILE=0.1,Results_10PoE!C583,IF(LOADPROFILE=0.5,Results_50PoE!C583,\"Invalid Load Profile %\"))","v":0},61.68181818181818,30.84090909090909,0,0,0,120.81971223471471,0,0,0,0,0,1.0763220949902716E-2,1.4893135696164496E-3,false,false,1.7472761282309606E-2,0,0,0,0,0,0]
[2021,127,{"$f":"IF(LOADPROFILE=0.1,Results_10PoE!C584,IF(LOADPROFILE=0.5,Results_50PoE!C584,\"Invalid Load Profile %\"))","v":0},61.68181818181818,30.84090909090909,0,0,0,121.81971223471471,0,0,0,0,0,1.0763220949902716E-2,1.4893135696164496E-3,false,false,1.7472761282309606E-2,0,0,0,0,0,0]
[2021,128,{"$f":"IF(LOADPROFILE=0.1,Results_10PoE!C585,IF(LOADPROFILE=0.5,Results_50PoE!C585,\"Invalid Load Profile %\"))","v":0},{"$f":"VLOOKUP($A614,$Q$4:$AB$26,6,FALSE)","v":61.68181818181818},{"$f":"VLOOKUP($A614,$Q$4:$AB$26,7,FALSE)","v":30.84090909090909},{"$f":"VLOOKUP($A614,$Q$4:$AB$26,9,FALSE)","v":0},{"$f":"VLOOKUP($A614,$Q$4:$AB$26,10,FALSE)","v":0},{"$f":"VLOOKUP($A614,$Q$4:$AB$26,11,FALSE)","v":0},{"$f":"IF(B614-VLOOKUP(A614,$Q$4:$AB$26,12,FALSE)<0,0,B614-VLOOKUP(A614,$Q$4:$AB$26,12,FALSE))","v":122.81971223471471},{"$f":"IF(B614=150,0,IF(IF($I614>D614,($I614-D614)*($C614-$C615),0)<0,0,IF($I614>D614,($I614-D614)*($C614-$C615),0)))*$Y$30","v":0},{"$f":"IF(C614=150,0,IF(IF($I614>E614,($I614-E614)*($C614-$C615),0)<0,0,IF($I614>E614,($I614-E614)*($C614-$C615),0)))*$Y$30","v":0},{"$f":"IF(D614=150,0,IF(IF($I614>F614,($I614-F614)*($C614-$C615),0)<0,0,IF($I614>F614,($I614-F614)*($C614-$C615),0)))*$Y$30","v":0},{"$f":"IF(E614=150,0,IF(IF($I614>G614,($I614-G614)*($C614-$C615),0)<0,0,IF($I614>G614,($I614-G614)*($C614-$C615),0)))*$Y$30","v":0},{"$f":"IF(F614=150,0,IF(IF($I614>H614,($I614-H614)*($C614-$C615),0)<0,0,IF($I614>H614,($I614-H614)*($C614-$C615),0)))*$Y$30","v":0},{"$f":"VLOOKUP($A614, $Q$4:$BB$26,33,FALSE)","v":1.0763220949902716E-2},{"$f":"VLOOKUP($A614, $Q$4:$BB$26,34,FALSE)","v":1.4893135696164496E-3},{"$f":"VLOOKUP($A614, $Q$4:$BB$26,35,FALSE)","v":false},{"$f":"VLOOKUP($A614, $Q$4:$BB$26,36,FALSE)","v":false},{"$f":"VLOOKUP($A614, $Q$4:$BB$26,37,FALSE)","v":1.7472761282309606E-2},{"$f":"J614*1000*($S$34/365)","v":0},{"$f":"O614*K614*1000*($T$34/365)","v":0},{"$f":"P614*L614*1000*($U$34/365)","v":0},{"$f":"Q614*M614*1000*($V$34/365)","v":0},{"$f":"R614*N614*1000*($W$34/365)","v":0},{"$f":"S614*K614*1000*($X$34/365)","v":0}]
[2021,129,{"$f":"IF(LOADPROFILE=0.1,Results_10PoE!C586,IF(LOADPROFILE=0.5,Results_50PoE!C586,\"Invalid Load Profile %\"))","v":0},61.68181818181818,30.84090909090909,0,0,0,123.81971223471471,0,0,0,0,0,1.0763220949902716E-2,1.4893135696164496E-3,false,false,1.7472761282309606E-2,0,0,0,0,0,0]
[2021,130,{"$f":"IF(LOADPROFILE=0.1,Results_10PoE!C587,IF(LOADPROFILE=0.5,Results_50PoE!C587,\"Invalid Load Profile %\"))","v":0},61.68181818181818,30.84090909090909,0,0,0,124.81971223471471,0,0,0,0,0,1.0763220949902716E-2,1.4893135696164496E-3,false,false,1.7472761282309606E-2,0,0,0,0,0,0]
[2021,131,{"$f":"IF(LOADPROFILE=0.1,Results_10PoE!C588,IF(LOADPROFILE=0.5,Results_50PoE!C588,\"Invalid Load Profile %\"))","v":0},61.68181818181818,30.84090909090909,0,0,0,125.81971223471471,0,0,0,0,0,1.0763220949902716E-2,1.4893135696164496E-3,false,false,1.7472761282309606E-2,0,0,0,0,0,0]
[2021,132,{"$f":"IF(LOADPROFILE=0.1,Results_10PoE!C589,IF(LOADPROFILE=0.5,Results_50PoE!C589,\"Invalid Load Profile %\"))","v":0},61.68181818181818,30.84090909090909,0,0,0,126.81971223471471,0,0,0,0,0,1.0763220949902716E-2,1.4893135696164496E-3,false,false,1.7472761282309606E-2,0,0,0,0,0,0]
[2021,133,{"$f":"IF(LOADPROFILE=0.1,Results_10PoE!C590,IF(LOADPROFILE=0.5,Results_50PoE!C590,\"Invalid Load Profile %\"))","v":0},61.68181818181818,30.84090909090909,0,0,0,127.81971223471471,0,0,0,0,0,1.0763220949902716E-2,1.4893135696164496E-3,false,false,1.7472761282309606E-2,0,0,0,0,0,0]
[2021,134,{"$f":"IF(LOADPROFILE=0.1,Results_10PoE!C591,IF(LOADPROFILE=0.5,Results_50PoE!C591,\"Invalid Load Profile %\"))","v":0},61.68181818181818,30.84090909090909,0,0,0,128.8197122347147,0,0,0,0,0,1.0763220949902716E-2,1.4893135696164496E-3,false,false,1.7472761282309606E-2,0,0,0,0,0,0]
[2021,135,{"$f":"IF(LOADPROFILE=0.1,Results_10PoE!C592,IF(LOADPROFILE=0.5,Results_50PoE!C592,\"Invalid Load Profile %\"))","v":0},61.68181818181818,30.84090909090909,0,0,0,129.8197122347147,0,0,0,0,0,1.0763220949902716E-2,1.4893135696164496E-3,false,false,1.7472761282309606E-2,0,0,0,0,0,0]
[2021,136,{"$f":"IF(LOADPROFILE=0.1,Results_10PoE!C593,IF(LOADPROFILE=0.5,Results_50PoE!C593,\"Invalid Load Profile %\"))","v":0},61.68181818181818,30.84090909090909,0,0,0,130.8197122347147,0,0,0,0,0,1.0763220949902716E-2,1.4893135696164496E-3,false,false,1.7472761282309606E-2,0,0,0,0,0,0]
[2021,137,{"$f":"IF(LOADPROFILE=0.1,Results_10PoE!C594,IF(LOADPROFILE=0.5,Results_50PoE!C594,\"Invalid Load Profile %\"))","v":0},61.68181818181818,30.84090909090909,0,0,0,131.8197122347147,0,0,0,0,0,1.0763220949902716E-2,1.4893135696164496E-3,false,false,1.7472761282309606E-2,0,0,0,0,0,0]
[2021,138,{"$f":"IF(LOADPROFILE=0.1,Results_10PoE!C595,IF(LOADPROFILE=0.5,Results_50PoE!C595,\"Invalid Load Profile %\"))","v":0},61.68181818181818,30.84090909090909,0,0,0,132.8197122347147,0,0,0,0,0,1.0763220949902716E-2,1.4893135696164496E-3,false,false,1.7472761282309606E-2,0,0,0,0,0,0]
[2021,139,{"$f":"IF(LOADPROFILE=0.1,Results_10PoE!C596,IF(LOADPROFILE=0.5,Results_50PoE!C596,\"Invalid Load Profile %\"))","v":0},61.68181818181818,30.84090909090909,0,0,0,133.8197122347147,0,0,0,0,0,1.0763220949902716E-2,1.4893135696164496E-3,false,false,1.7472761282309606E-2,0,0,0,0,0,0]
[2021,140,{"$f":"IF(LOADPROFILE=0.1,Results_10PoE!C597,IF(LOADPROFILE=0.5,Results_50PoE!C597,\"Invalid Load Profile %\"))","v":0},61.68181818181818,30.84090909090909,0,0,0,134.8197122347147,0,0,0,0,0,1.0763220949902716E-2,1.4893135696164496E-3,false,false,1.7472761282309606E-2,0,0,0,0,0,0]
[2021,141,{"$f":"IF(LOADPROFILE=0.1,Results_10PoE!C598,IF(LOADPROFILE=0.5,Results_50PoE!C598,\"Invalid Load Profile %\"))","v":0},61.68181818181818,30.84090909090909,0,0,0,135.8197122347147,0,0,0,0,0,1.0763220949902716E-2,1.4893135696164496E-3,false,false,1.7472761282309606E-2,0,0,0,0,0,0]
[2021,142,{"$f":"IF(LOADPROFILE=0.1,Results_10PoE!C599,IF(LOADPROFILE=0.5,Results_50PoE!C599,\"Invalid Load Profile %\"))","v":0},61.68181818181818,30.84090909090909,0,0,0,136.8197122347147,0,0,0,0,0,1.0763220949902716E-2,1.4893135696164496E-3,false,false,1.7472761282309606E-2,0,0,0,0,0,0]
[2021,143,{"$f":"IF(LOADPROFILE=0.1,Results_10PoE!C600,IF(LOADPROFILE=0.5,Results_50PoE!C600,\"Invalid Load Profile %\"))","v":0},61.68181818181818,30.84090909090909,0,0,0,137.8197122347147,0,0,0,0,0,1.0763220949902716E-2,1.4893135696164496E-3,false,false,1.7472761282309606E-2,0,0,0,0,0,0]
[2021,144,{"$f":"IF(LOADPROFILE=0.1,Results_10PoE!C601,IF(LOADPROFILE=0.5,Results_50PoE!C601,\"Invalid Load Profile %\"))","v":0},61.68181818181818,30.84090909090909,0,0,0,138.8197122347147,0,0,0,0,0,1.0763220949902716E-2,1.4893135696164496E-3,false,false,1.7472761282309606E-2,0,0,0,0,0,0]
[2021,145,{"$f":"IF(LOADPROFILE=0.1,Results_10PoE!C602,IF(LOADPROFILE=0.5,Results_50PoE!C602,\"Invalid Load Profile %\"))","v":0},61.68181818181818,30.84090909090909,0,0,0,139.8197122347147,0,0,0,0,0,1.0763220949902716E-2,1.4893135696164496E-3,false,false,1.7472761282309606E-2,0,0,0,0,0,0]
[2021,146,{"$f":"IF(LOADPROFILE=0.1,Results_10PoE!C603,IF(LOADPROFILE=0.5,Results_50PoE!C603,\"Invalid Load Profile %\"))","v":0},61.68181818181818,30.84090909090909,0,0,0,140.8197122347147,0,0,0,0,0,1.0763220949902716E-2,1.4893135696164496E-3,false,false,1.7472761282309606E-2,0,0,0,0,0,0]
[2021,147,{"$f":"IF(LOADPROFILE=0.1,Results_10PoE!C604,IF(LOADPROFILE=0.5,Results_50PoE!C604,\"Invalid Load Profile %\"))","v":0},61.68181818181818,30.84090909090909,0,0,0,141.8197122347147,0,0,0,0,0,1.0763220949902716E-2,1.4893135696164496E-3,false,false,1.7472761282309606E-2,0,0,0,0,0,0]
[2021,148,{"$f":"IF(LOADPROFILE=0.1,Results_10PoE!C605,IF(LOADPROFILE=0.5,Results_50PoE!C605,\"Invalid Load Profile %\"))","v":0},61.68181818181818,30.84090909090909,0,0,0,142.8197122347147,0,0,0,0,0,1.0763220949902716E-2,1.4893135696164496E-3,false,false,1.7472761282309606E-2,0,0,0,0,0,0]
[2021,149,{"$f":"IF(LOADPROFILE=0.1,Results_10PoE!C606,IF(LOADPROFILE=0.5,Results_50PoE!C606,\"Invalid Load Profile %\"))","v":0},61.68181818181818,30.84090909090909,0,0,0,143.8197122347147,0,0,0,0,0,1.0763220949902716E-2,1.4893135696164496E-3,false,false,1.7472761282309606E-2,0,0,0,0,0,0]
[2021,150,{"$f":"IF(LOADPROFILE=0.1,Results_10PoE!C607,IF(LOADPROFILE=0.5,Results_50PoE!C607,\"Invalid Load Profile %\"))","v":0},61.68181818181818,30.84090909090909,0,0,0,144.8197122347147,0,0,0,0,0,1.0763220949902716E-2,1.4893135696164496E-3,false,false,1.7472761282309606E-2,0,0,0,0,0,0]
[2022,1,{"$f":"IF(LOADPROFILE=0.1,Results_10PoE!C608,IF(LOADPROFILE=0.5,Results_50PoE!C608,\"Invalid Load Profile %\"))","v":8760},61.68181818181818,30.84090909090909,0,0,0,0,0,0,0,0,0,1.1235866635725178E-2,1.5557040951397684E-3,false,false,1.82400432398136E-2,0,0,0,0,0,0]
[2022,2,{"$f":"IF(LOADPROFILE=0.1,Results_10PoE!C609,IF(LOADPROFILE=0.5,Results_50PoE!C609,\"Invalid Load Profile %\"))","v":8760},61.68181818181818,30.84090909090909,0,0,0,0,0,0,0,0,0,1.1235866635725178E-2,1.5557040951397684E-3,false,false,1.82400432398136E-2,0,0,0,0,0,0]
[2022,3,{"$f":"IF(LOADPROFILE=0.1,Results_10PoE!C610,IF(LOADPROFILE=0.5,Results_50PoE!C610,\"Invalid Load Profile %\"))","v":8760},61.68181818181818,30.84090909090909,0,0,0,0,0,0,0,0,0,1.1235866635725178E-2,1.5557040951397684E-3,false,false,1.82400432398136E-2,0,0,0,0,0,0]
[2022,4,{"$f":"IF(LOADPROFILE=0.1,Results_10PoE!C611,IF(LOADPROFILE=0.5,Results_50PoE!C611,\"Invalid Load Profile %\"))","v":8743},61.68181818181818,30.84090909090909,0,0,0,0,0,0,0,0,0,1.1235866635725178E-2,1.5557040951397684E-3,false,false,1.82400432398136E-2,0,0,0,0,0,0]
[2022,5,{"$f":"IF(LOADPROFILE=0.1,Results_10PoE!C612,IF(LOADPROFILE=0.5,Results_50PoE!C612,\"Invalid Load Profile %\"))","v":8366},61.68181818181818,30.84090909090909,0,0,0,0,0,0,0,0,0,1.1235866635725178E-2,1.5557040951397684E-3,false,false,1.82400432398136E-2,0,0,0,0,0,0]
[2022,6,{"$f":"IF(LOADPROFILE=0.1,Results_10PoE!C613,IF(LOADPROFILE=0.5,Results_50PoE!C613,\"Invalid Load Profile %\"))","v":7475},61.68181818181818,30.84090909090909,0,0,0,0.83515024592118792,0,0,1125.0586734409842,1125.0586734409842,1125.0586734409842,1.1235866635725178E-2,1.5557040951397684E-3,false,false,1.82400432398136E-2,0,0,583.0997799513151,0,0,0]
[2022,7,{"$f":"IF(LOADPROFILE=0.1,Results_10PoE!C614,IF(LOADPROFILE=0.5,Results_50PoE!C614,\"Invalid Load Profile %\"))","v":6116},61.68181818181818,30.84090909090909,0,0,0,1.8351502459211879,0,0,1828.2214077884109,1828.2214077884109,1828.2214077884109,1.1235866635725178E-2,1.5557040951397684E-3,false,false,1.82400432398136E-2,0,0,947.53769358823183,0,0,0]
[2022,8,{"$f":"IF(LOADPROFILE=0.1,Results_10PoE!C615,IF(LOADPROFILE=0.5,Results_50PoE!C615,\"Invalid Load Profile %\"))","v":5111},61.68181818181818,30.84090909090909,0,0,0,2.8351502459211879,0,0,1927.930156589128,1927.930156589128,1927.930156589128,1.1235866635725178E-2,1.5557040951397684E-3,false,false,1.82400432398136E-2,0,0,999.21513126985769,0,0,0]
[2022,9,{"$f":"IF(LOADPROFILE=0.1,Results_10PoE!C616,IF(LOADPROFILE=0.5,Results_50PoE!C616,\"Invalid Load Profile %\"))","v":4425},61.68181818181818,30.84090909090909,0,0,0,3.8351502459211879,0,0,3242.8175577478592,3242.8175577478592,3242.8175577478592,1.1235866635725178E-2,1.5557040951397684E-3,false,false,1.82400432398136E-2,0,0,1680.700081678207,0,0,0]
[2022,10,{"$f":"IF(LOADPROFILE=0.1,Results_10PoE!C617,IF(LOADPROFILE=0.5,Results_50PoE!C617,\"Invalid Load Profile %\"))","v":3572},61.68181818181818,30.84090909090909,0,0,0,4.8351502459211879,0,0,3513.2176057209176,3513.2176057209176,3513.2176057209176,1.1235866635725178E-2,1.5557040951397684E-3,false,false,1.82400432398136E-2,0,0,1820.8440690043813,0,0,0]
[2022,11,{"$f":"IF(LOADPROFILE=0.1,Results_10PoE!C618,IF(LOADPROFILE=0.5,Results_50PoE!C618,\"Invalid Load Profile %\"))","v":2839},61.68181818181818,30.84090909090909,0,0,0,5.8351502459211879,0,0,3985.3123671539743,3985.3123671539743,3985.3123671539743,1.1235866635725178E-2,1.5557040951397684E-3,false,false,1.82400432398136E-2,0,0,2065.5231759756175,0,0,0]
[2022,12,{"$f":"IF(LOADPROFILE=0.1,Results_10PoE!C619,IF(LOADPROFILE=0.5,Results_50PoE!C619,\"Invalid Load Profile %\"))","v":2150},61.68181818181818,30.84090909090909,0,0,0,6.8351502459211879,0,0,6165.6740197539439,6165.6740197539439,6165.6740197539439,1.1235866635725178E-2,1.5557040951397684E-3,false,false,1.82400432398136E-2,0,0,3195.5694836556045,0,0,0]
[2022,13,{"$f":"IF(LOADPROFILE=0.1,Results_10PoE!C620,IF(LOADPROFILE=0.5,Results_50PoE!C620,\"Invalid Load Profile %\"))","v":1240},61.68181818181818,30.84090909090909,0,0,0,7.8351502459211879,0,0,5825.0504933621178,5825.0504933621178,5825.0504933621178,1.1235866635725178E-2,1.5557040951397684E-3,false,false,1.82400432398136E-2,0,0,3019.0297991271123,0,0,0]
[2022,14,{"$f":"IF(LOADPROFILE=0.1,Results_10PoE!C621,IF(LOADPROFILE=0.5,Results_50PoE!C621,\"Invalid Load Profile %\"))","v":490},61.68181818181818,30.84090909090909,0,0,0,8.8351502459211879,0,0,2566.0945937719466,2566.0945937719466,2566.0945937719466,1.1235866635725178E-2,1.5557040951397684E-3,false,false,1.82400432398136E-2,0,0,1329.9654749438898,0,0,0]
[2022,15,{"$f":"IF(LOADPROFILE=0.1,Results_10PoE!C622,IF(LOADPROFILE=0.5,Results_50PoE!C622,\"Invalid Load Profile %\"))","v":197},61.68181818181818,30.84090909090909,0,0,0,9.8351502459211879,0,0,1091.9182469329501,1091.9182469329501,1091.9182469329501,1.1235866635725178E-2,1.5557040951397684E-3,false,false,1.82400432398136E-2,0,0,565.92363095525911,0,0,0]
[2022,16,{"$f":"IF(LOADPROFILE=0.1,Results_10PoE!C623,IF(LOADPROFILE=0.5,Results_50PoE!C623,\"Invalid Load Profile %\"))","v":85},61.68181818181818,30.84090909090909,0,0,0,10.835150245921188,0,0,494.06475247475413,494.06475247475413,494.06475247475413,1.1235866635725178E-2,1.5557040951397684E-3,false,false,1.82400432398136E-2,0,0,256.06579927837157,0,0,0]
[2022,17,{"$f":"IF(LOADPROFILE=0.1,Results_10PoE!C624,IF(LOADPROFILE=0.5,Results_50PoE!C624,\"Invalid Load Profile %\"))","v":39},61.68181818181818,30.84090909090909,0,0,0,11.835150245921188,0,0,363.68599011224887,363.68599011224887,363.68599011224887,1.1235866635725178E-2,1.5557040951397684E-3,false,false,1.82400432398136E-2,0,0,188.49258781964539,0,0,0]
[2022,18,{"$f":"IF(LOADPROFILE=0.1,Results_10PoE!C625,IF(LOADPROFILE=0.5,Results_50PoE!C625,\"Invalid Load Profile %\"))","v":8},61.68181818181818,30.84090909090909,0,0,0,12.835150245921188,0,0,76.338445008174688,76.338445008174688,76.338445008174688,1.1235866635725178E-2,1.5557040951397684E-3,false,false,1.82400432398136E-2,0,0,39.564985841982562,0,0,0]
[2022,19,{"$f":"IF(LOADPROFILE=0.1,Results_10PoE!C626,IF(LOADPROFILE=0.5,Results_50PoE!C626,\"Invalid Load Profile %\"))","v":2},61.68181818181818,30.84090909090909,0,0,0,13.835150245921188,0,0,27.428684406810078,27.428684406810078,27.428684406810078,1.1235866635725178E-2,1.5557040951397684E-3,false,false,1.82400432398136E-2,0,0,14.215845110591896,0,0,0]
[2022,20,{"$f":"IF(LOADPROFILE=0.1,Results_10PoE!C627,IF(LOADPROFILE=0.5,Results_50PoE!C627,\"Invalid Load Profile %\"))","v":0},61.68181818181818,30.84090909090909,0,0,0,14.835150245921188,0,0,0,0,0,1.1235866635725178E-2,1.5557040951397684E-3,false,false,1.82400432398136E-2,0,0,0,0,0,0]
[2022,21,{"$f":"IF(LOADPROFILE=0.1,Results_10PoE!C628,IF(LOADPROFILE=0.5,Results_50PoE!C628,\"Invalid Load Profile %\"))","v":0},61.68181818181818,30.84090909090909,0,0,0,15.835150245921188,0,0,0,0,0,1.1235866635725178E-2,1.5557040951397684E-3,false,false,1.82400432398136E-2,0,0,0,0,0,0]
[2022,22,{"$f":"IF(LOADPROFILE=0.1,Results_10PoE!C629,IF(LOADPROFILE=0.5,Results_50PoE!C629,\"Invalid Load Profile %\"))","v":0},61.68181818181818,30.84090909090909,0,0,0,16.835150245921188,0,0,0,0,0,1.1235866635725178E-2,1.5557040951397684E-3,false,false,1.82400432398136E-2,0,0,0,0,0,0]
[2022,23,{"$f":"IF(LOADPROFILE=0.1,Results_10PoE!C630,IF(LOADPROFILE=0.5,Results_50PoE!C630,\"Invalid Load Profile %\"))","v":0},61.68181818181818,30.84090909090909,0,0,0,17.835150245921188,0,0,0,0,0,1.1235866635725178E-2,1.5557040951397684E-3,false,false,1.82400432398136E-2,0,0,0,0,0,0]
[2022,24,{"$f":"IF(LOADPROFILE=0.1,Results_10PoE!C631,IF(LOADPROFILE=0.5,Results_50PoE!C631,\"Invalid Load Profile %\"))","v":0},61.68181818181818,30.84090909090909,0,0,0,18.835150245921188,0,0,0,0,0,1.1235866635725178E-2,1.5557040951397684E-3,false,false,1.82400432398136E-2,0,0,0,0,0,0]
[2022,25,{"$f":"IF(LOADPROFILE=0.1,Results_10PoE!C632,IF(LOADPROFILE=0.5,Results_50PoE!C632,\"Invalid Load Profile %\"))","v":0},61.68181818181818,30.84090909090909,0,0,0,19.835150245921188,0,0,0,0,0,1.1235866635725178E-2,1.5557040951397684E-3,false,false,1.82400432398136E-2,0,0,0,0,0,0]
[2022,26,{"$f":"IF(LOADPROFILE=0.1,Results_10PoE!C633,IF(LOADPROFILE=0.5,Results_50PoE!C633,\"Invalid Load Profile %\"))","v":0},61.68181818181818,30.84090909090909,0,0,0,20.835150245921188,0,0,0,0,0,1.1235866635725178E-2,1.5557040951397684E-3,false,false,1.82400432398136E-2,0,0,0,0,0,0]
[2022,27,{"$f":"IF(LOADPROFILE=0.1,Results_10PoE!C634,IF(LOADPROFILE=0.5,Results_50PoE!C634,\"Invalid Load Profile %\"))","v":0},61.68181818181818,30.84090909090909,0,0,0,21.835150245921188,0,0,0,0,0,1.1235866635725178E-2,1.5557040951397684E-3,false,false,1.82400432398136E-2,0,0,0,0,0,0]
[2022,28,{"$f":"IF(LOADPROFILE=0.1,Results_10PoE!C635,IF(LOADPROFILE=0.5,Results_50PoE!C635,\"Invalid Load Profile %\"))","v":0},61.68181818181818,30.84090909090909,0,0,0,22.835150245921188,0,0,0,0,0,1.1235866635725178E-2,1.5557040951397684E-3,false,false,1.82400432398136E-2,0,0,0,0,0,0]
[2022,29,{"$f":"IF(LOADPROFILE=0.1,Results_10PoE!C636,IF(LOADPROFILE=0.5,Results_50PoE!C636,\"Invalid Load Profile %\"))","v":0},61.68181818181818,30.84090909090909,0,0,0,23.835150245921188,0,0,0,0,0,1.1235866635725178E-2,1.5557040951397684E-3,false,false,1.82400432398136E-2,0,0,0,0,0,0]
[2022,30,{"$f":"IF(LOADPROFILE=0.1,Results_10PoE!C637,IF(LOADPROFILE=0.5,Results_50PoE!C637,\"Invalid Load Profile %\"))","v":0},61.68181818181818,30.84090909090909,0,0,0,24.835150245921188,0,0,0,0,0,1.1235866635725178E-2,1.5557040951397684E-3,false,false,1.82400432398136E-2,0,0,0,0,0,0]
[2022,31,{"$f":"IF(LOADPROFILE=0.1,Results_10PoE!C638,IF(LOADPROFILE=0.5,Results_50PoE!C638,\"Invalid Load Profile %\"))","v":0},61.68181818181818,30.84090909090909,0,0,0,25.835150245921188,0,0,0,0,0,1.1235866635725178E-2,1.5557040951397684E-3,false,false,1.82400432398136E-2,0,0,0,0,0,0]
[2022,32,{"$f":"IF(LOADPROFILE=0.1,Results_10PoE!C639,IF(LOADPROFILE=0.5,Results_50PoE!C639,\"Invalid Load Profile %\"))","v":0},61.68181818181818,30.84090909090909,0,0,0,26.835150245921188,0,0,0,0,0,1.1235866635725178E-2,1.5557040951397684E-3,false,false,1.82400432398136E-2,0,0,0,0,0,0]
[2022,33,{"$f":"IF(LOADPROFILE=0.1,Results_10PoE!C640,IF(LOADPROFILE=0.5,Results_50PoE!C640,\"Invalid Load Profile %\"))","v":0},61.68181818181818,30.84090909090909,0,0,0,27.835150245921188,0,0,0,0,0,1.1235866635725178E-2,1.5557040951397684E-3,false,false,1.82400432398136E-2,0,0,0,0,0,0]
[2022,34,{"$f":"IF(LOADPROFILE=0.1,Results_10PoE!C641,IF(LOADPROFILE=0.5,Results_50PoE!C641,\"Invalid Load Profile %\"))","v":0},61.68181818181818,30.84090909090909,0,0,0,28.835150245921188,0,0,0,0,0,1.1235866635725178E-2,1.5557040951397684E-3,false,false,1.82400432398136E-2,0,0,0,0,0,0]
[2022,35,{"$f":"IF(LOADPROFILE=0.1,Results_10PoE!C642,IF(LOADPROFILE=0.5,Results_50PoE!C642,\"Invalid Load Profile %\"))","v":0},61.68181818181818,30.84090909090909,0,0,0,29.835150245921188,0,0,0,0,0,1.1235866635725178E-2,1.5557040951397684E-3,false,false,1.82400432398136E-2,0,0,0,0,0,0]
[2022,36,{"$f":"IF(LOADPROFILE=0.1,Results_10PoE!C643,IF(LOADPROFILE=0.5,Results_50PoE!C643,\"Invalid Load Profile %\"))","v":0},61.68181818181818,30.84090909090909,0,0,0,30.835150245921188,0,0,0,0,0,1.1235866635725178E-2,1.5557040951397684E-3,false,false,1.82400432398136E-2,0,0,0,0,0,0]
[2022,37,{"$f":"IF(LOADPROFILE=0.1,Results_10PoE!C644,IF(LOADPROFILE=0.5,Results_50PoE!C644,\"Invalid Load Profile %\"))","v":0},61.68181818181818,30.84090909090909,0,0,0,31.835150245921188,0,0,0,0,0,1.1235866635725178E-2,1.5557040951397684E-3,false,false,1.82400432398136E-2,0,0,0,0,0,0]
[2022,38,{"$f":"IF(LOADPROFILE=0.1,Results_10PoE!C645,IF(LOADPROFILE=0.5,Results_50PoE!C645,\"Invalid Load Profile %\"))","v":0},61.68181818181818,30.84090909090909,0,0,0,32.835150245921184,0,0,0,0,0,1.1235866635725178E-2,1.5557040951397684E-3,false,false,1.82400432398136E-2,0,0,0,0,0,0]
[2022,39,{"$f":"IF(LOADPROFILE=0.1,Results_10PoE!C646,IF(LOADPROFILE=0.5,Results_50PoE!C646,\"Invalid Load Profile %\"))","v":0},61.68181818181818,30.84090909090909,0,0,0,33.835150245921184,0,0,0,0,0,1.1235866635725178E-2,1.5557040951397684E-3,false,false,1.82400432398136E-2,0,0,0,0,0,0]
[2022,40,{"$f":"IF(LOADPROFILE=0.1,Results_10PoE!C647,IF(LOADPROFILE=0.5,Results_50PoE!C647,\"Invalid Load Profile %\"))","v":0},61.68181818181818,30.84090909090909,0,0,0,34.835150245921184,0,0,0,0,0,1.1235866635725178E-2,1.5557040951397684E-3,false,false,1.82400432398136E-2,0,0,0,0,0,0]
[2022,41,{"$f":"IF(LOADPROFILE=0.1,Results_10PoE!C648,IF(LOADPROFILE=0.5,Results_50PoE!C648,\"Invalid Load Profile %\"))","v":0},61.68181818181818,30.84090909090909,0,0,0,35.835150245921184,0,0,0,0,0,1.1235866635725178E-2,1.5557040951397684E-3,false,false,1.82400432398136E-2,0,0,0,0,0,0]
[2022,42,{"$f":"IF(LOADPROFILE=0.1,Results_10PoE!C649,IF(LOADPROFILE=0.5,Results_50PoE!C649,\"Invalid Load Profile %\"))","v":0},{"$f":"VLOOKUP($A678,$Q$4:$AB$26,6,FALSE)","v":61.68181818181818},{"$f":"VLOOKUP($A678,$Q$4:$AB$26,7,FALSE)","v":30.84090909090909},{"$f":"VLOOKUP($A678,$Q$4:$AB$26,9,FALSE)","v":0},{"$f":"VLOOKUP($A678,$Q$4:$AB$26,10,FALSE)","v":0},{"$f":"VLOOKUP($A678,$Q$4:$AB$26,11,FALSE)","v":0},{"$f":"IF(B678-VLOOKUP(A678,$Q$4:$AB$26,12,FALSE)<0,0,B678-VLOOKUP(A678,$Q$4:$AB$26,12,FALSE))","v":36.835150245921184},{"$f":"IF(B678=150,0,IF(IF($I678>D678,($I678-D678)*($C678-$C679),0)<0,0,IF($I678>D678,($I678-D678)*($C678-$C679),0)))*$Y$30","v":0},{"$f":"IF(C678=150,0,IF(IF($I678>E678,($I678-E678)*($C678-$C679),0)<0,0,IF($I678>E678,($I678-E678)*($C678-$C679),0)))*$Y$30","v":0},{"$f":"IF(D678=150,0,IF(IF($I678>F678,($I678-F678)*($C678-$C679),0)<0,0,IF($I678>F678,($I678-F678)*($C678-$C679),0)))*$Y$30","v":0},{"$f":"IF(E678=150,0,IF(IF($I678>G678,($I678-G678)*($C678-$C679),0)<0,0,IF($I678>G678,($I678-G678)*($C678-$C679),0)))*$Y$30","v":0},{"$f":"IF(F678=150,0,IF(IF($I678>H678,($I678-H678)*($C678-$C679),0)<0,0,IF($I678>H678,($I678-H678)*($C678-$C679),0)))*$Y$30","v":0},{"$f":"VLOOKUP($A678, $Q$4:$BB$26,33,FALSE)","v":1.1235866635725178E-2},{"$f":"VLOOKUP($A678, $Q$4:$BB$26,34,FALSE)","v":1.5557040951397684E-3},{"$f":"VLOOKUP($A678, $Q$4:$BB$26,35,FALSE)","v":false},{"$f":"VLOOKUP($A678, $Q$4:$BB$26,36,FALSE)","v":false},{"$f":"VLOOKUP($A678, $Q$4:$BB$26,37,FALSE)","v":1.82400432398136E-2},{"$f":"J678*1000*($S$34/365)","v":0},{"$f":"O678*K678*1000*($T$34/365)","v":0},{"$f":"P678*L678*1000*($U$34/365)","v":0},{"$f":"Q678*M678*1000*($V$34/365)","v":0},{"$f":"R678*N678*1000*($W$34/365)","v":0},{"$f":"S678*K678*1000*($X$34/365)","v":0}]
[2022,43,{"$f":"IF(LOADPROFILE=0.1,Results_10PoE!C650,IF(LOADPROFILE=0.5,Results_50PoE!C650,\"Invalid Load Profile %\"))","v":0},61.68181818181818,30.84090909090909,0,0,0,37.835150245921184,0,0,0,0,0,1.1235866635725178E-2,1.5557040951397684E-3,false,false,1.82400432398136E-2,0,0,0,0,0,0]
[2022,44,{"$f":"IF(LOADPROFILE=0.1,Results_10PoE!C651,IF(LOADPROFILE=0.5,Results_50PoE!C651,\"Invalid Load Profile %\"))","v":0},61.68181818181818,30.84090909090909,0,0,0,38.835150245921184,0,0,0,0,0,1.1235866635725178E-2,1.5557040951397684E-3,false,false,1.82400432398136E-2,0,0,0,0,0,0]
[2022,45,{"$f":"IF(LOADPROFILE=0.1,Results_10PoE!C652,IF(LOADPROFILE=0.5,Results_50PoE!C652,\"Invalid Load Profile %\"))","v":0},61.68181818181818,30.84090909090909,0,0,0,39.835150245921184,0,0,0,0,0,1.1235866635725178E-2,1.5557040951397684E-3,false,false,1.82400432398136E-2,0,0,0,0,0,0]
[2022,46,{"$f":"IF(LOADPROFILE=0.1,Results_10PoE!C653,IF(LOADPROFILE=0.5,Results_50PoE!C653,\"Invalid Load Profile %\"))","v":0},61.68181818181818,30.84090909090909,0,0,0,40.835150245921184,0,0,0,0,0,1.1235866635725178E-2,1.5557040951397684E-3,false,false,1.82400432398136E-2,0,0,0,0,0,0]
[2022,47,{"$f":"IF(LOADPROFILE=0.1,Results_10PoE!C654,IF(LOADPROFILE=0.5,Results_50PoE!C654,\"Invalid Load Profile %\"))","v":0},61.68181818181818,30.84090909090909,0,0,0,41.835150245921184,0,0,0,0,0,1.1235866635725178E-2,1.5557040951397684E-3,false,false,1.82400432398136E-2,0,0,0,0,0,0]
[2022,48,{"$f":"IF(LOADPROFILE=0.1,Results_10PoE!C655,IF(LOADPROFILE=0.5,Results_50PoE!C655,\"Invalid Load Profile %\"))","v":0},61.68181818181818,30.84090909090909,0,0,0,42.835150245921184,0,0,0,0,0,1.1235866635725178E-2,1.5557040951397684E-3,false,false,1.82400432398136E-2,0,0,0,0,0,0]
[2022,49,{"$f":"IF(LOADPROFILE=0.1,Results_10PoE!C656,IF(LOADPROFILE=0.5,Results_50PoE!C656,\"Invalid Load Profile %\"))","v":0},61.68181818181818,30.84090909090909,0,0,0,43.835150245921184,0,0,0,0,0,1.1235866635725178E-2,1.5557040951397684E-3,false,false,1.82400432398136E-2,0,0,0,0,0,0]
[2022,50,{"$f":"IF(LOADPROFILE=0.1,Results_10PoE!C657,IF(LOADPROFILE=0.5,Results_50PoE!C657,\"Invalid Load Profile %\"))","v":0},61.68181818181818,30.84090909090909,0,0,0,44.835150245921184,0,0,0,0,0,1.1235866635725178E-2,1.5557040951397684E-3,false,false,1.82400432398136E-2,0,0,0,0,0,0]
[2022,51,{"$f":"IF(LOADPROFILE=0.1,Results_10PoE!C658,IF(LOADPROFILE=0.5,Results_50PoE!C658,\"Invalid Load Profile %\"))","v":0},61.68181818181818,30.84090909090909,0,0,0,45.835150245921184,0,0,0,0,0,1.1235866635725178E-2,1.5557040951397684E-3,false,false,1.82400432398136E-2,0,0,0,0,0,0]
[2022,52,{"$f":"IF(LOADPROFILE=0.1,Results_10PoE!C659,IF(LOADPROFILE=0.5,Results_50PoE!C659,\"Invalid Load Profile %\"))","v":0},61.68181818181818,30.84090909090909,0,0,0,46.835150245921184,0,0,0,0,0,1.1235866635725178E-2,1.5557040951397684E-3,false,false,1.82400432398136E-2,0,0,0,0,0,0]
[2022,53,{"$f":"IF(LOADPROFILE=0.1,Results_10PoE!C660,IF(LOADPROFILE=0.5,Results_50PoE!C660,\"Invalid Load Profile %\"))","v":0},61.68181818181818,30.84090909090909,0,0,0,47.835150245921184,0,0,0,0,0,1.1235866635725178E-2,1.5557040951397684E-3,false,false,1.82400432398136E-2,0,0,0,0,0,0]
[2022,54,{"$f":"IF(LOADPROFILE=0.1,Results_10PoE!C661,IF(LOADPROFILE=0.5,Results_50PoE!C661,\"Invalid Load Profile %\"))","v":0},61.68181818181818,30.84090909090909,0,0,0,48.835150245921184,0,0,0,0,0,1.1235866635725178E-2,1.5557040951397684E-3,false,false,1.82400432398136E-2,0,0,0,0,0,0]
[2022,55,{"$f":"IF(LOADPROFILE=0.1,Results_10PoE!C662,IF(LOADPROFILE=0.5,Results_50PoE!C662,\"Invalid Load Profile %\"))","v":0},61.68181818181818,30.84090909090909,0,0,0,49.835150245921184,0,0,0,0,0,1.1235866635725178E-2,1.5557040951397684E-3,false,false,1.82400432398136E-2,0,0,0,0,0,0]
[2022,56,{"$f":"IF(LOADPROFILE=0.1,Results_10PoE!C663,IF(LOADPROFILE=0.5,Results_50PoE!C663,\"Invalid Load Profile %\"))","v":0},61.68181818181818,30.84090909090909,0,0,0,50.835150245921184,0,0,0,0,0,1.1235866635725178E-2,1.5557040951397684E-3,false,false,1.82400432398136E-2,0,0,0,0,0,0]
[2022,57,{"$f":"IF(LOADPROFILE=0.1,Results_10PoE!C664,IF(LOADPROFILE=0.5,Results_50PoE!C664,\"Invalid Load Profile %\"))","v":0},61.68181818181818,30.84090909090909,0,0,0,51.835150245921184,0,0,0,0,0,1.1235866635725178E-2,1.5557040951397684E-3,false,false,1.82400432398136E-2,0,0,0,0,0,0]
[2022,58,{"$f":"IF(LOADPROFILE=0.1,Results_10PoE!C665,IF(LOADPROFILE=0.5,Results_50PoE!C665,\"Invalid Load Profile %\"))","v":0},61.68181818181818,30.84090909090909,0,0,0,52.835150245921184,0,0,0,0,0,1.1235866635725178E-2,1.5557040951397684E-3,false,false,1.82400432398136E-2,0,0,0,0,0,0]
[2022,59,{"$f":"IF(LOADPROFILE=0.1,Results_10PoE!C666,IF(LOADPROFILE=0.5,Results_50PoE!C666,\"Invalid Load Profile %\"))","v":0},61.68181818181818,30.84090909090909,0,0,0,53.835150245921184,0,0,0,0,0,1.1235866635725178E-2,1.5557040951397684E-3,false,false,1.82400432398136E-2,0,0,0,0,0,0]
[2022,60,{"$f":"IF(LOADPROFILE=0.1,Results_10PoE!C667,IF(LOADPROFILE=0.5,Results_50PoE!C667,\"Invalid Load Profile %\"))","v":0},61.68181818181818,30.84090909090909,0,0,0,54.835150245921184,0,0,0,0,0,1.1235866635725178E-2,1.5557040951397684E-3,false,false,1.82400432398136E-2,0,0,0,0,0,0]
[2022,61,{"$f":"IF(LOADPROFILE=0.1,Results_10PoE!C668,IF(LOADPROFILE=0.5,Results_50PoE!C668,\"Invalid Load Profile %\"))","v":0},61.68181818181818,30.84090909090909,0,0,0,55.835150245921184,0,0,0,0,0,1.1235866635725178E-2,1.5557040951397684E-3,false,false,1.82400432398136E-2,0,0,0,0,0,0]
[2022,62,{"$f":"IF(LOADPROFILE=0.1,Results_10PoE!C669,IF(LOADPROFILE=0.5,Results_50PoE!C669,\"Invalid Load Profile %\"))","v":0},61.68181818181818,30.84090909090909,0,0,0,56.835150245921184,0,0,0,0,0,1.1235866635725178E-2,1.5557040951397684E-3,false,false,1.82400432398136E-2,0,0,0,0,0,0]
[2022,63,{"$f":"IF(LOADPROFILE=0.1,Results_10PoE!C670,IF(LOADPROFILE=0.5,Results_50PoE!C670,\"Invalid Load Profile %\"))","v":0},61.68181818181818,30.84090909090909,0,0,0,57.835150245921184,0,0,0,0,0,1.1235866635725178E-2,1.5557040951397684E-3,false,false,1.82400432398136E-2,0,0,0,0,0,0]
[2022,64,{"$f":"IF(LOADPROFILE=0.1,Results_10PoE!C671,IF(LOADPROFILE=0.5,Results_50PoE!C671,\"Invalid Load Profile %\"))","v":0},61.68181818181818,30.84090909090909,0,0,0,58.835150245921184,0,0,0,0,0,1.1235866635725178E-2,1.5557040951397684E-3,false,false,1.82400432398136E-2,0,0,0,0,0,0]
[2022,65,{"$f":"IF(LOADPROFILE=0.1,Results_10PoE!C672,IF(LOADPROFILE=0.5,Results_50PoE!C672,\"Invalid Load Profile %\"))","v":0},61.68181818181818,30.84090909090909,0,0,0,59.835150245921184,0,0,0,0,0,1.1235866635725178E-2,1.5557040951397684E-3,false,false,1.82400432398136E-2,0,0,0,0,0,0]
[2022,66,{"$f":"IF(LOADPROFILE=0.1,Results_10PoE!C673,IF(LOADPROFILE=0.5,Results_50PoE!C673,\"Invalid Load Profile %\"))","v":0},61.68181818181818,30.84090909090909,0,0,0,60.835150245921184,0,0,0,0,0,1.1235866635725178E-2,1.5557040951397684E-3,false,false,1.82400432398136E-2,0,0,0,0,0,0]
[2022,67,{"$f":"IF(LOADPROFILE=0.1,Results_10PoE!C674,IF(LOADPROFILE=0.5,Results_50PoE!C674,\"Invalid Load Profile %\"))","v":0},61.68181818181818,30.84090909090909,0,0,0,61.835150245921184,0,0,0,0,0,1.1235866635725178E-2,1.5557040951397684E-3,false,false,1.82400432398136E-2,0,0,0,0,0,0]
[2022,68,{"$f":"IF(LOADPROFILE=0.1,Results_10PoE!C675,IF(LOADPROFILE=0.5,Results_50PoE!C675,\"Invalid Load Profile %\"))","v":0},61.68181818181818,30.84090909090909,0,0,0,62.835150245921184,0,0,0,0,0,1.1235866635725178E-2,1.5557040951397684E-3,false,false,1.82400432398136E-2,0,0,0,0,0,0]
[2022,69,{"$f":"IF(LOADPROFILE=0.1,Results_10PoE!C676,IF(LOADPROFILE=0.5,Results_50PoE!C676,\"Invalid Load Profile %\"))","v":0},61.68181818181818,30.84090909090909,0,0,0,63.835150245921184,0,0,0,0,0,1.1235866635725178E-2,1.5557040951397684E-3,false,false,1.82400432398136E-2,0,0,0,0,0,0]
[2022,70,{"$f":"IF(LOADPROFILE=0.1,Results_10PoE!C677,IF(LOADPROFILE=0.5,Results_50PoE!C677,\"Invalid Load Profile %\"))","v":0},61.68181818181818,30.84090909090909,0,0,0,64.835150245921184,0,0,0,0,0,1.1235866635725178E-2,1.5557040951397684E-3,false,false,1.82400432398136E-2,0,0,0,0,0,0]
[2022,71,{"$f":"IF(LOADPROFILE=0.1,Results_10PoE!C678,IF(LOADPROFILE=0.5,Results_50PoE!C678,\"Invalid Load Profile %\"))","v":0},61.68181818181818,30.84090909090909,0,0,0,65.835150245921184,0,0,0,0,0,1.1235866635725178E-2,1.5557040951397684E-3,false,false,1.82400432398136E-2,0,0,0,0,0,0]
[2022,72,{"$f":"IF(LOADPROFILE=0.1,Results_10PoE!C679,IF(LOADPROFILE=0.5,Results_50PoE!C679,\"Invalid Load Profile %\"))","v":0},61.68181818181818,30.84090909090909,0,0,0,66.835150245921184,0,0,0,0,0,1.1235866635725178E-2,1.5557040951397684E-3,false,false,1.82400432398136E-2,0,0,0,0,0,0]
[2022,73,{"$f":"IF(LOADPROFILE=0.1,Results_10PoE!C680,IF(LOADPROFILE=0.5,Results_50PoE!C680,\"Invalid Load Profile %\"))","v":0},61.68181818181818,30.84090909090909,0,0,0,67.835150245921184,0,0,0,0,0,1.1235866635725178E-2,1.5557040951397684E-3,false,false,1.82400432398136E-2,0,0,0,0,0,0]
[2022,74,{"$f":"IF(LOADPROFILE=0.1,Results_10PoE!C681,IF(LOADPROFILE=0.5,Results_50PoE!C681,\"Invalid Load Profile %\"))","v":0},61.68181818181818,30.84090909090909,0,0,0,68.835150245921184,0,0,0,0,0,1.1235866635725178E-2,1.5557040951397684E-3,false,false,1.82400432398136E-2,0,0,0,0,0,0]
[2022,75,{"$f":"IF(LOADPROFILE=0.1,Results_10PoE!C682,IF(LOADPROFILE=0.5,Results_50PoE!C682,\"Invalid Load Profile %\"))","v":0},61.68181818181818,30.84090909090909,0,0,0,69.835150245921184,0,0,0,0,0,1.1235866635725178E-2,1.5557040951397684E-3,false,false,1.82400432398136E-2,0,0,0,0,0,0]
[2022,76,{"$f":"IF(LOADPROFILE=0.1,Results_10PoE!C683,IF(LOADPROFILE=0.5,Results_50PoE!C683,\"Invalid Load Profile %\"))","v":0},61.68181818181818,30.84090909090909,0,0,0,70.835150245921184,0,0,0,0,0,1.1235866635725178E-2,1.5557040951397684E-3,false,false,1.82400432398136E-2,0,0,0,0,0,0]
[2022,77,{"$f":"IF(LOADPROFILE=0.1,Results_10PoE!C684,IF(LOADPROFILE=0.5,Results_50PoE!C684,\"Invalid Load Profile %\"))","v":0},61.68181818181818,30.84090909090909,0,0,0,71.835150245921184,0,0,0,0,0,1.1235866635725178E-2,1.5557040951397684E-3,false,false,1.82400432398136E-2,0,0,0,0,0,0]
[2022,78,{"$f":"IF(LOADPROFILE=0.1,Results_10PoE!C685,IF(LOADPROFILE=0.5,Results_50PoE!C685,\"Invalid Load Profile %\"))","v":0},61.68181818181818,30.84090909090909,0,0,0,72.835150245921184,0,0,0,0,0,1.1235866635725178E-2,1.5557040951397684E-3,false,false,1.82400432398136E-2,0,0,0,0,0,0]
[2022,79,{"$f":"IF(LOADPROFILE=0.1,Results_10PoE!C686,IF(LOADPROFILE=0.5,Results_50PoE!C686,\"Invalid Load Profile %\"))","v":0},61.68181818181818,30.84090909090909,0,0,0,73.835150245921184,0,0,0,0,0,1.1235866635725178E-2,1.5557040951397684E-3,false,false,1.82400432398136E-2,0,0,0,0,0,0]
[2022,80,{"$f":"IF(LOADPROFILE=0.1,Results_10PoE!C687,IF(LOADPROFILE=0.5,Results_50PoE!C687,\"Invalid Load Profile %\"))","v":0},61.68181818181818,30.84090909090909,0,0,0,74.835150245921184,0,0,0,0,0,1.1235866635725178E-2,1.5557040951397684E-3,false,false,1.82400432398136E-2,0,0,0,0,0,0]
[2022,81,{"$f":"IF(LOADPROFILE=0.1,Results_10PoE!C688,IF(LOADPROFILE=0.5,Results_50PoE!C688,\"Invalid Load Profile %\"))","v":0},61.68181818181818,30.84090909090909,0,0,0,75.835150245921184,0,0,0,0,0,1.1235866635725178E-2,1.5557040951397684E-3,false,false,1.82400432398136E-2,0,0,0,0,0,0]
[2022,82,{"$f":"IF(LOADPROFILE=0.1,Results_10PoE!C689,IF(LOADPROFILE=0.5,Results_50PoE!C689,\"Invalid Load Profile %\"))","v":0},61.68181818181818,30.84090909090909,0,0,0,76.835150245921184,0,0,0,0,0,1.1235866635725178E-2,1.5557040951397684E-3,false,false,1.82400432398136E-2,0,0,0,0,0,0]
[2022,83,{"$f":"IF(LOADPROFILE=0.1,Results_10PoE!C690,IF(LOADPROFILE=0.5,Results_50PoE!C690,\"Invalid Load Profile %\"))","v":0},61.68181818181818,30.84090909090909,0,0,0,77.835150245921184,0,0,0,0,0,1.1235866635725178E-2,1.5557040951397684E-3,false,false,1.82400432398136E-2,0,0,0,0,0,0]
[2022,84,{"$f":"IF(LOADPROFILE=0.1,Results_10PoE!C691,IF(LOADPROFILE=0.5,Results_50PoE!C691,\"Invalid Load Profile %\"))","v":0},61.68181818181818,30.84090909090909,0,0,0,78.835150245921184,0,0,0,0,0,1.1235866635725178E-2,1.5557040951397684E-3,false,false,1.82400432398136E-2,0,0,0,0,0,0]
[2022,85,{"$f":"IF(LOADPROFILE=0.1,Results_10PoE!C692,IF(LOADPROFILE=0.5,Results_50PoE!C692,\"Invalid Load Profile %\"))","v":0},61.68181818181818,30.84090909090909,0,0,0,79.835150245921184,0,0,0,0,0,1.1235866635725178E-2,1.5557040951397684E-3,false,false,1.82400432398136E-2,0,0,0,0,0,0]
[2022,86,{"$f":"IF(LOADPROFILE=0.1,Results_10PoE!C693,IF(LOADPROFILE=0.5,Results_50PoE!C693,\"Invalid Load Profile %\"))","v":0},61.68181818181818,30.84090909090909,0,0,0,80.835150245921184,0,0,0,0,0,1.1235866635725178E-2,1.5557040951397684E-3,false,false,1.82400432398136E-2,0,0,0,0,0,0]
[2022,87,{"$f":"IF(LOADPROFILE=0.1,Results_10PoE!C694,IF(LOADPROFILE=0.5,Results_50PoE!C694,\"Invalid Load Profile %\"))","v":0},61.68181818181818,30.84090909090909,0,0,0,81.835150245921184,0,0,0,0,0,1.1235866635725178E-2,1.5557040951397684E-3,false,false,1.82400432398136E-2,0,0,0,0,0,0]
[2022,88,{"$f":"IF(LOADPROFILE=0.1,Results_10PoE!C695,IF(LOADPROFILE=0.5,Results_50PoE!C695,\"Invalid Load Profile %\"))","v":0},61.68181818181818,30.84090909090909,0,0,0,82.835150245921184,0,0,0,0,0,1.1235866635725178E-2,1.5557040951397684E-3,false,false,1.82400432398136E-2,0,0,0,0,0,0]
[2022,89,{"$f":"IF(LOADPROFILE=0.1,Results_10PoE!C696,IF(LOADPROFILE=0.5,Results_50PoE!C696,\"Invalid Load Profile %\"))","v":0},61.68181818181818,30.84090909090909,0,0,0,83.835150245921184,0,0,0,0,0,1.1235866635725178E-2,1.5557040951397684E-3,false,false,1.82400432398136E-2,0,0,0,0,0,0]
[2022,90,{"$f":"IF(LOADPROFILE=0.1,Results_10PoE!C697,IF(LOADPROFILE=0.5,Results_50PoE!C697,\"Invalid Load Profile %\"))","v":0},61.68181818181818,30.84090909090909,0,0,0,84.835150245921184,0,0,0,0,0,1.1235866635725178E-2,1.5557040951397684E-3,false,false,1.82400432398136E-2,0,0,0,0,0,0]
[2022,91,{"$f":"IF(LOADPROFILE=0.1,Results_10PoE!C698,IF(LOADPROFILE=0.5,Results_50PoE!C698,\"Invalid Load Profile %\"))","v":0},61.68181818181818,30.84090909090909,0,0,0,85.835150245921184,0,0,0,0,0,1.1235866635725178E-2,1.5557040951397684E-3,false,false,1.82400432398136E-2,0,0,0,0,0,0]
[2022,92,{"$f":"IF(LOADPROFILE=0.1,Results_10PoE!C699,IF(LOADPROFILE=0.5,Results_50PoE!C699,\"Invalid Load Profile %\"))","v":0},61.68181818181818,30.84090909090909,0,0,0,86.835150245921184,0,0,0,0,0,1.1235866635725178E-2,1.5557040951397684E-3,false,false,1.82400432398136E-2,0,0,0,0,0,0]
[2022,93,{"$f":"IF(LOADPROFILE=0.1,Results_10PoE!C700,IF(LOADPROFILE=0.5,Results_50PoE!C700,\"Invalid Load Profile %\"))","v":0},61.68181818181818,30.84090909090909,0,0,0,87.835150245921184,0,0,0,0,0,1.1235866635725178E-2,1.5557040951397684E-3,false,false,1.82400432398136E-2,0,0,0,0,0,0]
[2022,94,{"$f":"IF(LOADPROFILE=0.1,Results_10PoE!C701,IF(LOADPROFILE=0.5,Results_50PoE!C701,\"Invalid Load Profile %\"))","v":0},61.68181818181818,30.84090909090909,0,0,0,88.835150245921184,0,0,0,0,0,1.1235866635725178E-2,1.5557040951397684E-3,false,false,1.82400432398136E-2,0,0,0,0,0,0]
[2022,95,{"$f":"IF(LOADPROFILE=0.1,Results_10PoE!C702,IF(LOADPROFILE=0.5,Results_50PoE!C702,\"Invalid Load Profile %\"))","v":0},61.68181818181818,30.84090909090909,0,0,0,89.835150245921184,0,0,0,0,0,1.1235866635725178E-2,1.5557040951397684E-3,false,false,1.82400432398136E-2,0,0,0,0,0,0]
[2022,96,{"$f":"IF(LOADPROFILE=0.1,Results_10PoE!C703,IF(LOADPROFILE=0.5,Results_50PoE!C703,\"Invalid Load Profile %\"))","v":0},61.68181818181818,30.84090909090909,0,0,0,90.835150245921184,0,0,0,0,0,1.1235866635725178E-2,1.5557040951397684E-3,false,false,1.82400432398136E-2,0,0,0,0,0,0]
[2022,97,{"$f":"IF(LOADPROFILE=0.1,Results_10PoE!C704,IF(LOADPROFILE=0.5,Results_50PoE!C704,\"Invalid Load Profile %\"))","v":0},61.68181818181818,30.84090909090909,0,0,0,91.835150245921184,0,0,0,0,0,1.1235866635725178E-2,1.5557040951397684E-3,false,false,1.82400432398136E-2,0,0,0,0,0,0]
[2022,98,{"$f":"IF(LOADPROFILE=0.1,Results_10PoE!C705,IF(LOADPROFILE=0.5,Results_50PoE!C705,\"Invalid Load Profile %\"))","v":0},61.68181818181818,30.84090909090909,0,0,0,92.835150245921184,0,0,0,0,0,1.1235866635725178E-2,1.5557040951397684E-3,false,false,1.82400432398136E-2,0,0,0,0,0,0]
[2022,99,{"$f":"IF(LOADPROFILE=0.1,Results_10PoE!C706,IF(LOADPROFILE=0.5,Results_50PoE!C706,\"Invalid Load Profile %\"))","v":0},61.68181818181818,30.84090909090909,0,0,0,93.835150245921184,0,0,0,0,0,1.1235866635725178E-2,1.5557040951397684E-3,false,false,1.82400432398136E-2,0,0,0,0,0,0]
[2022,100,{"$f":"IF(LOADPROFILE=0.1,Results_10PoE!C707,IF(LOADPROFILE=0.5,Results_50PoE!C707,\"Invalid Load Profile %\"))","v":0},61.68181818181818,30.84090909090909,0,0,0,94.835150245921184,0,0,0,0,0,1.1235866635725178E-2,1.5557040951397684E-3,false,false,1.82400432398136E-2,0,0,0,0,0,0]
[2022,101,{"$f":"IF(LOADPROFILE=0.1,Results_10PoE!C708,IF(LOADPROFILE=0.5,Results_50PoE!C708,\"Invalid Load Profile %\"))","v":0},61.68181818181818,30.84090909090909,0,0,0,95.835150245921184,0,0,0,0,0,1.1235866635725178E-2,1.5557040951397684E-3,false,false,1.82400432398136E-2,0,0,0,0,0,0]
[2022,102,{"$f":"IF(LOADPROFILE=0.1,Results_10PoE!C709,IF(LOADPROFILE=0.5,Results_50PoE!C709,\"Invalid Load Profile %\"))","v":0},61.68181818181818,30.84090909090909,0,0,0,96.835150245921184,0,0,0,0,0,1.1235866635725178E-2,1.5557040951397684E-3,false,false,1.82400432398136E-2,0,0,0,0,0,0]
[2022,103,{"$f":"IF(LOADPROFILE=0.1,Results_10PoE!C710,IF(LOADPROFILE=0.5,Results_50PoE!C710,\"Invalid Load Profile %\"))","v":0},61.68181818181818,30.84090909090909,0,0,0,97.835150245921184,0,0,0,0,0,1.1235866635725178E-2,1.5557040951397684E-3,false,false,1.82400432398136E-2,0,0,0,0,0,0]
[2022,104,{"$f":"IF(LOADPROFILE=0.1,Results_10PoE!C711,IF(LOADPROFILE=0.5,Results_50PoE!C711,\"Invalid Load Profile %\"))","v":0},61.68181818181818,30.84090909090909,0,0,0,98.835150245921184,0,0,0,0,0,1.1235866635725178E-2,1.5557040951397684E-3,false,false,1.82400432398136E-2,0,0,0,0,0,0]
[2022,105,{"$f":"IF(LOADPROFILE=0.1,Results_10PoE!C712,IF(LOADPROFILE=0.5,Results_50PoE!C712,\"Invalid Load Profile %\"))","v":0},61.68181818181818,30.84090909090909,0,0,0,99.835150245921184,0,0,0,0,0,1.1235866635725178E-2,1.5557040951397684E-3,false,false,1.82400432398136E-2,0,0,0,0,0,0]
[2022,106,{"$f":"IF(LOADPROFILE=0.1,Results_10PoE!C713,IF(LOADPROFILE=0.5,Results_50PoE!C713,\"Invalid Load Profile %\"))","v":0},{"$f":"VLOOKUP($A742,$Q$4:$AB$26,6,FALSE)","v":61.68181818181818},{"$f":"VLOOKUP($A742,$Q$4:$AB$26,7,FALSE)","v":30.84090909090909},{"$f":"VLOOKUP($A742,$Q$4:$AB$26,9,FALSE)","v":0},{"$f":"VLOOKUP($A742,$Q$4:$AB$26,10,FALSE)","v":0},{"$f":"VLOOKUP($A742,$Q$4:$AB$26,11,FALSE)","v":0},{"$f":"IF(B742-VLOOKUP(A742,$Q$4:$AB$26,12,FALSE)<0,0,B742-VLOOKUP(A742,$Q$4:$AB$26,12,FALSE))","v":100.83515024592118},{"$f":"IF(B742=150,0,IF(IF($I742>D742,($I742-D742)*($C742-$C743),0)<0,0,IF($I742>D742,($I742-D742)*($C742-$C743),0)))*$Y$30","v":0},{"$f":"IF(C742=150,0,IF(IF($I742>E742,($I742-E742)*($C742-$C743),0)<0,0,IF($I742>E742,($I742-E742)*($C742-$C743),0)))*$Y$30","v":0},{"$f":"IF(D742=150,0,IF(IF($I742>F742,($I742-F742)*($C742-$C743),0)<0,0,IF($I742>F742,($I742-F742)*($C742-$C743),0)))*$Y$30","v":0},{"$f":"IF(E742=150,0,IF(IF($I742>G742,($I742-G742)*($C742-$C743),0)<0,0,IF($I742>G742,($I742-G742)*($C742-$C743),0)))*$Y$30","v":0},{"$f":"IF(F742=150,0,IF(IF($I742>H742,($I742-H742)*($C742-$C743),0)<0,0,IF($I742>H742,($I742-H742)*($C742-$C743),0)))*$Y$30","v":0},{"$f":"VLOOKUP($A742, $Q$4:$BB$26,33,FALSE)","v":1.1235866635725178E-2},{"$f":"VLOOKUP($A742, $Q$4:$BB$26,34,FALSE)","v":1.5557040951397684E-3},{"$f":"VLOOKUP($A742, $Q$4:$BB$26,35,FALSE)","v":false},{"$f":"VLOOKUP($A742, $Q$4:$BB$26,36,FALSE)","v":false},{"$f":"VLOOKUP($A742, $Q$4:$BB$26,37,FALSE)","v":1.82400432398136E-2},{"$f":"J742*1000*($S$34/365)","v":0},{"$f":"O742*K742*1000*($T$34/365)","v":0},{"$f":"P742*L742*1000*($U$34/365)","v":0},{"$f":"Q742*M742*1000*($V$34/365)","v":0},{"$f":"R742*N742*1000*($W$34/365)","v":0},{"$f":"S742*K742*1000*($X$34/365)","v":0}]
[2022,107,{"$f":"IF(LOADPROFILE=0.1,Results_10PoE!C714,IF(LOADPROFILE=0.5,Results_50PoE!C714,\"Invalid Load Profile %\"))","v":0},61.68181818181818,30.84090909090909,0,0,0,101.83515024592118,0,0,0,0,0,1.1235866635725178E-2,1.5557040951397684E-3,false,false,1.82400432398136E-2,0,0,0,0,0,0]
[2022,108,{"$f":"IF(LOADPROFILE=0.1,Results_10PoE!C715,IF(LOADPROFILE=0.5,Results_50PoE!C715,\"Invalid Load Profile %\"))","v":0},61.68181818181818,30.84090909090909,0,0,0,102.83515024592118,0,0,0,0,0,1.1235866635725178E-2,1.5557040951397684E-3,false,false,1.82400432398136E-2,0,0,0,0,0,0]
[2022,109,{"$f":"IF(LOADPROFILE=0.1,Results_10PoE!C716,IF(LOADPROFILE=0.5,Results_50PoE!C716,\"Invalid Load Profile %\"))","v":0},61.68181818181818,30.84090909090909,0,0,0,103.83515024592118,0,0,0,0,0,1.1235866635725178E-2,1.5557040951397684E-3,false,false,1.82400432398136E-2,0,0,0,0,0,0]
[2022,110,{"$f":"IF(LOADPROFILE=0.1,Results_10PoE!C717,IF(LOADPROFILE=0.5,Results_50PoE!C717,\"Invalid Load Profile %\"))","v":0},61.68181818181818,30.84090909090909,0,0,0,104.83515024592118,0,0,0,0,0,1.1235866635725178E-2,1.5557040951397684E-3,false,false,1.82400432398136E-2,0,0,0,0,0,0]
[2022,111,{"$f":"IF(LOADPROFILE=0.1,Results_10PoE!C718,IF(LOADPROFILE=0.5,Results_50PoE!C718,\"Invalid Load Profile %\"))","v":0},61.68181818181818,30.84090909090909,0,0,0,105.83515024592118,0,0,0,0,0,1.1235866635725178E-2,1.5557040951397684E-3,false,false,1.82400432398136E-2,0,0,0,0,0,0]
[2022,112,{"$f":"IF(LOADPROFILE=0.1,Results_10PoE!C719,IF(LOADPROFILE=0.5,Results_50PoE!C719,\"Invalid Load Profile %\"))","v":0},61.68181818181818,30.84090909090909,0,0,0,106.83515024592118,0,0,0,0,0,1.1235866635725178E-2,1.5557040951397684E-3,false,false,1.82400432398136E-2,0,0,0,0,0,0]
[2022,113,{"$f":"IF(LOADPROFILE=0.1,Results_10PoE!C720,IF(LOADPROFILE=0.5,Results_50PoE!C720,\"Invalid Load Profile %\"))","v":0},61.68181818181818,30.84090909090909,0,0,0,107.83515024592118,0,0,0,0,0,1.1235866635725178E-2,1.5557040951397684E-3,false,false,1.82400432398136E-2,0,0,0,0,0,0]
[2022,114,{"$f":"IF(LOADPROFILE=0.1,Results_10PoE!C721,IF(LOADPROFILE=0.5,Results_50PoE!C721,\"Invalid Load Profile %\"))","v":0},61.68181818181818,30.84090909090909,0,0,0,108.83515024592118,0,0,0,0,0,1.1235866635725178E-2,1.5557040951397684E-3,false,false,1.82400432398136E-2,0,0,0,0,0,0]
[2022,115,{"$f":"IF(LOADPROFILE=0.1,Results_10PoE!C722,IF(LOADPROFILE=0.5,Results_50PoE!C722,\"Invalid Load Profile %\"))","v":0},61.68181818181818,30.84090909090909,0,0,0,109.83515024592118,0,0,0,0,0,1.1235866635725178E-2,1.5557040951397684E-3,false,false,1.82400432398136E-2,0,0,0,0,0,0]
[2022,116,{"$f":"IF(LOADPROFILE=0.1,Results_10PoE!C723,IF(LOADPROFILE=0.5,Results_50PoE!C723,\"Invalid Load Profile %\"))","v":0},61.68181818181818,30.84090909090909,0,0,0,110.83515024592118,0,0,0,0,0,1.1235866635725178E-2,1.5557040951397684E-3,false,false,1.82400432398136E-2,0,0,0,0,0,0]
[2022,117,{"$f":"IF(LOADPROFILE=0.1,Results_10PoE!C724,IF(LOADPROFILE=0.5,Results_50PoE!C724,\"Invalid Load Profile %\"))","v":0},61.68181818181818,30.84090909090909,0,0,0,111.83515024592118,0,0,0,0,0,1.1235866635725178E-2,1.5557040951397684E-3,false,false,1.82400432398136E-2,0,0,0,0,0,0]
[2022,118,{"$f":"IF(LOADPROFILE=0.1,Results_10PoE!C725,IF(LOADPROFILE=0.5,Results_50PoE!C725,\"Invalid Load Profile %\"))","v":0},61.68181818181818,30.84090909090909,0,0,0,112.83515024592118,0,0,0,0,0,1.1235866635725178E-2,1.5557040951397684E-3,false,false,1.82400432398136E-2,0,0,0,0,0,0]
[2022,119,{"$f":"IF(LOADPROFILE=0.1,Results_10PoE!C726,IF(LOADPROFILE=0.5,Results_50PoE!C726,\"Invalid Load Profile %\"))","v":0},61.68181818181818,30.84090909090909,0,0,0,113.83515024592118,0,0,0,0,0,1.1235866635725178E-2,1.5557040951397684E-3,false,false,1.82400432398136E-2,0,0,0,0,0,0]
[2022,120,{"$f":"IF(LOADPROFILE=0.1,Results_10PoE!C727,IF(LOADPROFILE=0.5,Results_50PoE!C727,\"Invalid Load Profile %\"))","v":0},61.68181818181818,30.84090909090909,0,0,0,114.83515024592118,0,0,0,0,0,1.1235866635725178E-2,1.5557040951397684E-3,false,false,1.82400432398136E-2,0,0,0,0,0,0]
[2022,121,{"$f":"IF(LOADPROFILE=0.1,Results_10PoE!C728,IF(LOADPROFILE=0.5,Results_50PoE!C728,\"Invalid Load Profile %\"))","v":0},61.68181818181818,30.84090909090909,0,0,0,115.83515024592118,0,0,0,0,0,1.1235866635725178E-2,1.5557040951397684E-3,false,false,1.82400432398136E-2,0,0,0,0,0,0]
[2022,122,{"$f":"IF(LOADPROFILE=0.1,Results_10PoE!C729,IF(LOADPROFILE=0.5,Results_50PoE!C729,\"Invalid Load Profile %\"))","v":0},61.68181818181818,30.84090909090909,0,0,0,116.83515024592118,0,0,0,0,0,1.1235866635725178E-2,1.5557040951397684E-3,false,false,1.82400432398136E-2,0,0,0,0,0,0]
[2022,123,{"$f":"IF(LOADPROFILE=0.1,Results_10PoE!C730,IF(LOADPROFILE=0.5,Results_50PoE!C730,\"Invalid Load Profile %\"))","v":0},61.68181818181818,30.84090909090909,0,0,0,117.83515024592118,0,0,0,0,0,1.1235866635725178E-2,1.5557040951397684E-3,false,false,1.82400432398136E-2,0,0,0,0,0,0]
[2022,124,{"$f":"IF(LOADPROFILE=0.1,Results_10PoE!C731,IF(LOADPROFILE=0.5,Results_50PoE!C731,\"Invalid Load Profile %\"))","v":0},61.68181818181818,30.84090909090909,0,0,0,118.83515024592118,0,0,0,0,0,1.1235866635725178E-2,1.5557040951397684E-3,false,false,1.82400432398136E-2,0,0,0,0,0,0]
[2022,125,{"$f":"IF(LOADPROFILE=0.1,Results_10PoE!C732,IF(LOADPROFILE=0.5,Results_50PoE!C732,\"Invalid Load Profile %\"))","v":0},61.68181818181818,30.84090909090909,0,0,0,119.83515024592118,0,0,0,0,0,1.1235866635725178E-2,1.5557040951397684E-3,false,false,1.82400432398136E-2,0,0,0,0,0,0]
[2022,126,{"$f":"IF(LOADPROFILE=0.1,Results_10PoE!C733,IF(LOADPROFILE=0.5,Results_50PoE!C733,\"Invalid Load Profile %\"))","v":0},61.68181818181818,30.84090909090909,0,0,0,120.83515024592118,0,0,0,0,0,1.1235866635725178E-2,1.5557040951397684E-3,false,false,1.82400432398136E-2,0,0,0,0,0,0]
[2022,127,{"$f":"IF(LOADPROFILE=0.1,Results_10PoE!C734,IF(LOADPROFILE=0.5,Results_50PoE!C734,\"Invalid Load Profile %\"))","v":0},61.68181818181818,30.84090909090909,0,0,0,121.83515024592118,0,0,0,0,0,1.1235866635725178E-2,1.5557040951397684E-3,false,false,1.82400432398136E-2,0,0,0,0,0,0]
[2022,128,{"$f":"IF(LOADPROFILE=0.1,Results_10PoE!C735,IF(LOADPROFILE=0.5,Results_50PoE!C735,\"Invalid Load Profile %\"))","v":0},61.68181818181818,30.84090909090909,0,0,0,122.83515024592118,0,0,0,0,0,1.1235866635725178E-2,1.5557040951397684E-3,false,false,1.82400432398136E-2,0,0,0,0,0,0]
[2022,129,{"$f":"IF(LOADPROFILE=0.1,Results_10PoE!C736,IF(LOADPROFILE=0.5,Results_50PoE!C736,\"Invalid Load Profile %\"))","v":0},61.68181818181818,30.84090909090909,0,0,0,123.83515024592118,0,0,0,0,0,1.1235866635725178E-2,1.5557040951397684E-3,false,false,1.82400432398136E-2,0,0,0,0,0,0]
[2022,130,{"$f":"IF(LOADPROFILE=0.1,Results_10PoE!C737,IF(LOADPROFILE=0.5,Results_50PoE!C737,\"Invalid Load Profile %\"))","v":0},61.68181818181818,30.84090909090909,0,0,0,124.83515024592118,0,0,0,0,0,1.1235866635725178E-2,1.5557040951397684E-3,false,false,1.82400432398136E-2,0,0,0,0,0,0]
[2022,131,{"$f":"IF(LOADPROFILE=0.1,Results_10PoE!C738,IF(LOADPROFILE=0.5,Results_50PoE!C738,\"Invalid Load Profile %\"))","v":0},61.68181818181818,30.84090909090909,0,0,0,125.83515024592118,0,0,0,0,0,1.1235866635725178E-2,1.5557040951397684E-3,false,false,1.82400432398136E-2,0,0,0,0,0,0]
[2022,132,{"$f":"IF(LOADPROFILE=0.1,Results_10PoE!C739,IF(LOADPROFILE=0.5,Results_50PoE!C739,\"Invalid Load Profile %\"))","v":0},61.68181818181818,30.84090909090909,0,0,0,126.83515024592118,0,0,0,0,0,1.1235866635725178E-2,1.5557040951397684E-3,false,false,1.82400432398136E-2,0,0,0,0,0,0]
[2022,133,{"$f":"IF(LOADPROFILE=0.1,Results_10PoE!C740,IF(LOADPROFILE=0.5,Results_50PoE!C740,\"Invalid Load Profile %\"))","v":0},61.68181818181818,30.84090909090909,0,0,0,127.83515024592118,0,0,0,0,0,1.1235866635725178E-2,1.5557040951397684E-3,false,false,1.82400432398136E-2,0,0,0,0,0,0]
[2022,134,{"$f":"IF(LOADPROFILE=0.1,Results_10PoE!C741,IF(LOADPROFILE=0.5,Results_50PoE!C741,\"Invalid Load Profile %\"))","v":0},61.68181818181818,30.84090909090909,0,0,0,128.8351502459212,0,0,0,0,0,1.1235866635725178E-2,1.5557040951397684E-3,false,false,1.82400432398136E-2,0,0,0,0,0,0]
[2022,135,{"$f":"IF(LOADPROFILE=0.1,Results_10PoE!C742,IF(LOADPROFILE=0.5,Results_50PoE!C742,\"Invalid Load Profile %\"))","v":0},61.68181818181818,30.84090909090909,0,0,0,129.8351502459212,0,0,0,0,0,1.1235866635725178E-2,1.5557040951397684E-3,false,false,1.82400432398136E-2,0,0,0,0,0,0]
[2022,136,{"$f":"IF(LOADPROFILE=0.1,Results_10PoE!C743,IF(LOADPROFILE=0.5,Results_50PoE!C743,\"Invalid Load Profile %\"))","v":0},61.68181818181818,30.84090909090909,0,0,0,130.8351502459212,0,0,0,0,0,1.1235866635725178E-2,1.5557040951397684E-3,false,false,1.82400432398136E-2,0,0,0,0,0,0]
[2022,137,{"$f":"IF(LOADPROFILE=0.1,Results_10PoE!C744,IF(LOADPROFILE=0.5,Results_50PoE!C744,\"Invalid Load Profile %\"))","v":0},61.68181818181818,30.84090909090909,0,0,0,131.8351502459212,0,0,0,0,0,1.1235866635725178E-2,1.5557040951397684E-3,false,false,1.82400432398136E-2,0,0,0,0,0,0]
[2022,138,{"$f":"IF(LOADPROFILE=0.1,Results_10PoE!C745,IF(LOADPROFILE=0.5,Results_50PoE!C745,\"Invalid Load Profile %\"))","v":0},61.68181818181818,30.84090909090909,0,0,0,132.8351502459212,0,0,0,0,0,1.1235866635725178E-2,1.5557040951397684E-3,false,false,1.82400432398136E-2,0,0,0,0,0,0]
[2022,139,{"$f":"IF(LOADPROFILE=0.1,Results_10PoE!C746,IF(LOADPROFILE=0.5,Results_50PoE!C746,\"Invalid Load Profile %\"))","v":0},61.68181818181818,30.84090909090909,0,0,0,133.8351502459212,0,0,0,0,0,1.1235866635725178E-2,1.5557040951397684E-3,false,false,1.82400432398136E-2,0,0,0,0,0,0]
[2022,140,{"$f":"IF(LOADPROFILE=0.1,Results_10PoE!C747,IF(LOADPROFILE=0.5,Results_50PoE!C747,\"Invalid Load Profile %\"))","v":0},61.68181818181818,30.84090909090909,0,0,0,134.8351502459212,0,0,0,0,0,1.1235866635725178E-2,1.5557040951397684E-3,false,false,1.82400432398136E-2,0,0,0,0,0,0]
[2022,141,{"$f":"IF(LOADPROFILE=0.1,Results_10PoE!C748,IF(LOADPROFILE=0.5,Results_50PoE!C748,\"Invalid Load Profile %\"))","v":0},61.68181818181818,30.84090909090909,0,0,0,135.8351502459212,0,0,0,0,0,1.1235866635725178E-2,1.5557040951397684E-3,false,false,1.82400432398136E-2,0,0,0,0,0,0]
[2022,142,{"$f":"IF(LOADPROFILE=0.1,Results_10PoE!C749,IF(LOADPROFILE=0.5,Results_50PoE!C749,\"Invalid Load Profile %\"))","v":0},61.68181818181818,30.84090909090909,0,0,0,136.8351502459212,0,0,0,0,0,1.1235866635725178E-2,1.5557040951397684E-3,false,false,1.82400432398136E-2,0,0,0,0,0,0]
[2022,143,{"$f":"IF(LOADPROFILE=0.1,Results_10PoE!C750,IF(LOADPROFILE=0.5,Results_50PoE!C750,\"Invalid Load Profile %\"))","v":0},61.68181818181818,30.84090909090909,0,0,0,137.8351502459212,0,0,0,0,0,1.1235866635725178E-2,1.5557040951397684E-3,false,false,1.82400432398136E-2,0,0,0,0,0,0]
[2022,144,{"$f":"IF(LOADPROFILE=0.1,Results_10PoE!C751,IF(LOADPROFILE=0.5,Results_50PoE!C751,\"Invalid Load Profile %\"))","v":0},61.68181818181818,30.84090909090909,0,0,0,138.8351502459212,0,0,0,0,0,1.1235866635725178E-2,1.5557040951397684E-3,false,false,1.82400432398136E-2,0,0,0,0,0,0]
[2022,145,{"$f":"IF(LOADPROFILE=0.1,Results_10PoE!C752,IF(LOADPROFILE=0.5,Results_50PoE!C752,\"Invalid Load Profile %\"))","v":0},61.68181818181818,30.84090909090909,0,0,0,139.8351502459212,0,0,0,0,0,1.1235866635725178E-2,1.5557040951397684E-3,false,false,1.82400432398136E-2,0,0,0,0,0,0]
[2022,146,{"$f":"IF(LOADPROFILE=0.1,Results_10PoE!C753,IF(LOADPROFILE=0.5,Results_50PoE!C753,\"Invalid Load Profile %\"))","v":0},61.68181818181818,30.84090909090909,0,0,0,140.8351502459212,0,0,0,0,0,1.1235866635725178E-2,1.5557040951397684E-3,false,false,1.82400432398136E-2,0,0,0,0,0,0]
[2022,147,{"$f":"IF(LOADPROFILE=0.1,Results_10PoE!C754,IF(LOADPROFILE=0.5,Results_50PoE!C754,\"Invalid Load Profile %\"))","v":0},61.68181818181818,30.84090909090909,0,0,0,141.8351502459212,0,0,0,0,0,1.1235866635725178E-2,1.5557040951397684E-3,false,false,1.82400432398136E-2,0,0,0,0,0,0]
[2022,148,{"$f":"IF(LOADPROFILE=0.1,Results_10PoE!C755,IF(LOADPROFILE=0.5,Results_50PoE!C755,\"Invalid Load Profile %\"))","v":0},61.68181818181818,30.84090909090909,0,0,0,142.8351502459212,0,0,0,0,0,1.1235866635725178E-2,1.5557040951397684E-3,false,false,1.82400432398136E-2,0,0,0,0,0,0]
[2022,149,{"$f":"IF(LOADPROFILE=0.1,Results_10PoE!C756,IF(LOADPROFILE=0.5,Results_50PoE!C756,\"Invalid Load Profile %\"))","v":0},61.68181818181818,30.84090909090909,0,0,0,143.8351502459212,0,0,0,0,0,1.1235866635725178E-2,1.5557040951397684E-3,false,false,1.82400432398136E-2,0,0,0,0,0,0]
[2022,150,{"$f":"IF(LOADPROFILE=0.1,Results_10PoE!C757,IF(LOADPROFILE=0.5,Results_50PoE!C757,\"Invalid Load Profile %\"))","v":0},61.68181818181818,30.84090909090909,0,0,0,144.8351502459212,0,0,0,0,0,1.1235866635725178E-2,1.5557040951397684E-3,false,false,1.82400432398136E-2,0,0,0,0,0,0]
[2023,1,{"$f":"IF(LOADPROFILE=0.1,Results_10PoE!C758,IF(LOADPROFILE=0.5,Results_50PoE!C758,\"Invalid Load Profile %\"))","v":8760},61.68181818181818,30.84090909090909,0,0,0,0,0,0,0,0,0,1.172107371740029E-2,1.6239457282204073E-3,false,false,1.9027717073701766E-2,0,0,0,0,0,0]
[2023,2,{"$f":"IF(LOADPROFILE=0.1,Results_10PoE!C759,IF(LOADPROFILE=0.5,Results_50PoE!C759,\"Invalid Load Profile %\"))","v":8760},61.68181818181818,30.84090909090909,0,0,0,0,0,0,0,0,0,1.172107371740029E-2,1.6239457282204073E-3,false,false,1.9027717073701766E-2,0,0,0,0,0,0]
[2023,3,{"$f":"IF(LOADPROFILE=0.1,Results_10PoE!C760,IF(LOADPROFILE=0.5,Results_50PoE!C760,\"Invalid Load Profile %\"))","v":8760},61.68181818181818,30.84090909090909,0,0,0,0,0,0,0,0,0,1.172107371740029E-2,1.6239457282204073E-3,false,false,1.9027717073701766E-2,0,0,0,0,0,0]
[2023,4,{"$f":"IF(LOADPROFILE=0.1,Results_10PoE!C761,IF(LOADPROFILE=0.5,Results_50PoE!C761,\"Invalid Load Profile %\"))","v":8747},61.68181818181818,30.84090909090909,0,0,0,0,0,0,0,0,0,1.172107371740029E-2,1.6239457282204073E-3,false,false,1.9027717073701766E-2,0,0,0,0,0,0]
[2023,5,{"$f":"IF(LOADPROFILE=0.1,Results_10PoE!C762,IF(LOADPROFILE=0.5,Results_50PoE!C762,\"Invalid Load Profile %\"))","v":8419},61.68181818181818,30.84090909090909,0,0,0,0,0,0,0,0,0,1.172107371740029E-2,1.6239457282204073E-3,false,false,1.9027717073701766E-2,0,0,0,0,0,0]
[2023,6,{"$f":"IF(LOADPROFILE=0.1,Results_10PoE!C763,IF(LOADPROFILE=0.5,Results_50PoE!C763,\"Invalid Load Profile %\"))","v":7612},61.68181818181818,30.84090909090909,0,0,0,0.85054224960823621,0,0,1126.40210061723,1126.40210061723,1126.40210061723,1.172107371740029E-2,1.6239457282204073E-3,false,false,1.9027717073701766E-2,0,0,609.40452316161816,0,0,0]
[2023,7,{"$f":"IF(LOADPROFILE=0.1,Results_10PoE!C764,IF(LOADPROFILE=0.5,Results_50PoE!C764,\"Invalid Load Profile %\"))","v":6276},61.68181818181818,30.84090909090909,0,0,0,1.8505422496082362,0,0,1905.9243319751233,1905.9243319751233,1905.9243319751233,1.172107371740029E-2,1.6239457282204073E-3,false,false,1.9027717073701766E-2,0,0,1031.1405741102353,0,0,0]
[2023,8,{"$f":"IF(LOADPROFILE=0.1,Results_10PoE!C765,IF(LOADPROFILE=0.5,Results_50PoE!C765,\"Invalid Load Profile %\"))","v":5237},61.68181818181818,30.84090909090909,0,0,0,2.8505422496082362,0,0,1918.6173111416279,1918.6173111416279,1918.6173111416279,1.172107371740029E-2,1.6239457282204073E-3,false,false,1.9027717073701766E-2,0,0,1038.0077123304372,0,0,0]
[2023,9,{"$f":"IF(LOADPROFILE=0.1,Results_10PoE!C766,IF(LOADPROFILE=0.5,Results_50PoE!C766,\"Invalid Load Profile %\"))","v":4558},61.68181818181818,30.84090909090909,0,0,0,3.8505422496082362,0,0,3145.1416275425477,3145.1416275425477,3145.1416275425477,1.172107371740029E-2,1.6239457282204073E-3,false,false,1.9027717073701766E-2,0,0,1701.5802196729351,0,0,0]
[2023,10,{"$f":"IF(LOADPROFILE=0.1,Results_10PoE!C767,IF(LOADPROFILE=0.5,Results_50PoE!C767,\"Invalid Load Profile %\"))","v":3734},61.68181818181818,30.84090909090909,0,0,0,4.8505422496082362,0,0,3668.6470520294079,3668.6470520294079,3668.6470520294079,1.172107371740029E-2,1.6239457282204073E-3,false,false,1.9027717073701766E-2,0,0,1984.8064080892389,0,0,0]
[2023,11,{"$f":"IF(LOADPROFILE=0.1,Results_10PoE!C768,IF(LOADPROFILE=0.5,Results_50PoE!C768,\"Invalid Load Profile %\"))","v":2971},61.68181818181818,30.84090909090909,0,0,0,5.8505422496082362,0,0,3659.4564341630426,3659.4564341630426,3659.4564341630426,1.172107371740029E-2,1.6239457282204073E-3,false,false,1.9027717073701766E-2,0,0,1979.8341125871762,0,0,0]
[2023,12,{"$f":"IF(LOADPROFILE=0.1,Results_10PoE!C769,IF(LOADPROFILE=0.5,Results_50PoE!C769,\"Invalid Load Profile %\"))","v":2340},61.68181818181818,30.84090909090909,0,0,0,6.8505422496082362,0,0,5996.2089008565399,5996.2089008565399,5996.2089008565399,1.172107371740029E-2,1.6239457282204073E-3,false,false,1.9027717073701766E-2,0,0,3244.0607346183024,0,0,0]
[2023,13,{"$f":"IF(LOADPROFILE=0.1,Results_10PoE!C770,IF(LOADPROFILE=0.5,Results_50PoE!C770,\"Invalid Load Profile %\"))","v":1457},61.68181818181818,30.84090909090909,0,0,0,7.8505422496082362,0,0,6708.0767526529798,6708.0767526529798,6708.0767526529798,1.172107371740029E-2,1.6239457282204073E-3,false,false,1.9027717073701766E-2,0,0,3629.1945057115731,0,0,0]
[2023,14,{"$f":"IF(LOADPROFILE=0.1,Results_10PoE!C771,IF(LOADPROFILE=0.5,Results_50PoE!C771,\"Invalid Load Profile %\"))","v":595},61.68181818181818,30.84090909090909,0,0,0,8.8505422496082353,0,0,3053.0943504677089,3053.0943504677089,3053.0943504677089,1.172107371740029E-2,1.6239457282204073E-3,false,false,1.9027717073701766E-2,0,0,1651.780927782961,0,0,0]
[2023,15,{"$f":"IF(LOADPROFILE=0.1,Results_10PoE!C772,IF(LOADPROFILE=0.5,Results_50PoE!C772,\"Invalid Load Profile %\"))","v":247},61.68181818181818,30.84090909090909,0,0,0,9.8505422496082353,0,0,1327.9757621893109,1327.9757621893109,1327.9757621893109,1.172107371740029E-2,1.6239457282204073E-3,false,false,1.9027717073701766E-2,0,0,718.4596297216674,0,0,0]
[2023,16,{"$f":"IF(LOADPROFILE=0.1,Results_10PoE!C773,IF(LOADPROFILE=0.5,Results_50PoE!C773,\"Invalid Load Profile %\"))","v":111},61.68181818181818,30.84090909090909,0,0,0,10.850542249608235,0,0,731.3941075002183,731.3941075002183,731.3941075002183,1.172107371740029E-2,1.6239457282204073E-3,false,false,1.9027717073701766E-2,0,0,395.69783923534175,0,0,0]
[2023,17,{"$f":"IF(LOADPROFILE=0.1,Results_10PoE!C774,IF(LOADPROFILE=0.5,Results_50PoE!C774,\"Invalid Load Profile %\"))","v":43},61.68181818181818,30.84090909090909,0,0,0,11.850542249608235,0,0,317.17072081553079,317.17072081553079,317.17072081553079,1.172107371740029E-2,1.6239457282204073E-3,false,false,1.9027717073701766E-2,0,0,171.59526937449914,0,0,0]
[2023,18,{"$f":"IF(LOADPROFILE=0.1,Results_10PoE!C775,IF(LOADPROFILE=0.5,Results_50PoE!C775,\"Invalid Load Profile %\"))","v":16},61.68181818181818,30.84090909090909,0,0,0,12.850542249608235,0,0,152.85998123141366,152.85998123141366,152.85998123141366,1.172107371740029E-2,1.6239457282204073E-3,false,false,1.9027717073701766E-2,0,0,82.700097879592519,0,0,0]
[2023,19,{"$f":"IF(LOADPROFILE=0.1,Results_10PoE!C776,IF(LOADPROFILE=0.5,Results_50PoE!C776,\"Invalid Load Profile %\"))","v":4},61.68181818181818,30.84090909090909,0,0,0,13.850542249608235,0,0,41.188799413981187,41.188799413981187,41.188799413981187,1.172107371740029E-2,1.6239457282204073E-3,false,false,1.9027717073701766E-2,0,0,22.283907898185248,0,0,0]
[2023,20,{"$f":"IF(LOADPROFILE=0.1,Results_10PoE!C777,IF(LOADPROFILE=0.5,Results_50PoE!C777,\"Invalid Load Profile %\"))","v":1},{"$f":"VLOOKUP($A806,$Q$4:$AB$26,6,FALSE)","v":61.68181818181818},{"$f":"VLOOKUP($A806,$Q$4:$AB$26,7,FALSE)","v":30.84090909090909},{"$f":"VLOOKUP($A806,$Q$4:$AB$26,9,FALSE)","v":0},{"$f":"VLOOKUP($A806,$Q$4:$AB$26,10,FALSE)","v":0},{"$f":"VLOOKUP($A806,$Q$4:$AB$26,11,FALSE)","v":0},{"$f":"IF(B806-VLOOKUP(A806,$Q$4:$AB$26,12,FALSE)<0,0,B806-VLOOKUP(A806,$Q$4:$AB$26,12,FALSE))","v":14.850542249608235},{"$f":"IF(B806=150,0,IF(IF($I806>D806,($I806-D806)*($C806-$C807),0)<0,0,IF($I806>D806,($I806-D806)*($C806-$C807),0)))*$Y$30","v":0},{"$f":"IF(C806=150,0,IF(IF($I806>E806,($I806-E806)*($C806-$C807),0)<0,0,IF($I806>E806,($I806-E806)*($C806-$C807),0)))*$Y$30","v":0},{"$f":"IF(D806=150,0,IF(IF($I806>F806,($I806-F806)*($C806-$C807),0)<0,0,IF($I806>F806,($I806-F806)*($C806-$C807),0)))*$Y$30","v":14.720867840036322},{"$f":"IF(E806=150,0,IF(IF($I806>G806,($I806-G806)*($C806-$C807),0)<0,0,IF($I806>G806,($I806-G806)*($C806-$C807),0)))*$Y$30","v":14.720867840036322},{"$f":"IF(F806=150,0,IF(IF($I806>H806,($I806-H806)*($C806-$C807),0)<0,0,IF($I806>H806,($I806-H806)*($C806-$C807),0)))*$Y$30","v":14.720867840036322},{"$f":"VLOOKUP($A806, $Q$4:$BB$26,33,FALSE)","v":1.172107371740029E-2},{"$f":"VLOOKUP($A806, $Q$4:$BB$26,34,FALSE)","v":1.6239457282204073E-3},{"$f":"VLOOKUP($A806, $Q$4:$BB$26,35,FALSE)","v":false},{"$f":"VLOOKUP($A806, $Q$4:$BB$26,36,FALSE)","v":false},{"$f":"VLOOKUP($A806, $Q$4:$BB$26,37,FALSE)","v":1.9027717073701766E-2},{"$f":"J806*1000*($S$34/365)","v":0},{"$f":"O806*K806*1000*($T$34/365)","v":0},{"$f":"P806*L806*1000*($U$34/365)","v":7.9642637754907888},{"$f":"Q806*M806*1000*($V$34/365)","v":0},{"$f":"R806*N806*1000*($W$34/365)","v":0},{"$f":"S806*K806*1000*($X$34/365)","v":0}]
[2023,21,{"$f":"IF(LOADPROFILE=0.1,Results_10PoE!C778,IF(LOADPROFILE=0.5,Results_50PoE!C778,\"Invalid Load Profile %\"))","v":0},61.68181818181818,30.84090909090909,0,0,0,15.850542249608235,0,0,0,0,0,1.172107371740029E-2,1.6239457282204073E-3,false,false,1.9027717073701766E-2,0,0,0,0,0,0]
[2023,22,{"$f":"IF(LOADPROFILE=0.1,Results_10PoE!C779,IF(LOADPROFILE=0.5,Results_50PoE!C779,\"Invalid Load Profile %\"))","v":0},61.68181818181818,30.84090909090909,0,0,0,16.850542249608235,0,0,0,0,0,1.172107371740029E-2,1.6239457282204073E-3,false,false,1.9027717073701766E-2,0,0,0,0,0,0]
[2023,23,{"$f":"IF(LOADPROFILE=0.1,Results_10PoE!C780,IF(LOADPROFILE=0.5,Results_50PoE!C780,\"Invalid Load Profile %\"))","v":0},61.68181818181818,30.84090909090909,0,0,0,17.850542249608235,0,0,0,0,0,1.172107371740029E-2,1.6239457282204073E-3,false,false,1.9027717073701766E-2,0,0,0,0,0,0]
[2023,24,{"$f":"IF(LOADPROFILE=0.1,Results_10PoE!C781,IF(LOADPROFILE=0.5,Results_50PoE!C781,\"Invalid Load Profile %\"))","v":0},61.68181818181818,30.84090909090909,0,0,0,18.850542249608235,0,0,0,0,0,1.172107371740029E-2,1.6239457282204073E-3,false,false,1.9027717073701766E-2,0,0,0,0,0,0]
[2023,25,{"$f":"IF(LOADPROFILE=0.1,Results_10PoE!C782,IF(LOADPROFILE=0.5,Results_50PoE!C782,\"Invalid Load Profile %\"))","v":0},61.68181818181818,30.84090909090909,0,0,0,19.850542249608235,0,0,0,0,0,1.172107371740029E-2,1.6239457282204073E-3,false,false,1.9027717073701766E-2,0,0,0,0,0,0]
[2023,26,{"$f":"IF(LOADPROFILE=0.1,Results_10PoE!C783,IF(LOADPROFILE=0.5,Results_50PoE!C783,\"Invalid Load Profile %\"))","v":0},61.68181818181818,30.84090909090909,0,0,0,20.850542249608235,0,0,0,0,0,1.172107371740029E-2,1.6239457282204073E-3,false,false,1.9027717073701766E-2,0,0,0,0,0,0]
[2023,27,{"$f":"IF(LOADPROFILE=0.1,Results_10PoE!C784,IF(LOADPROFILE=0.5,Results_50PoE!C784,\"Invalid Load Profile %\"))","v":0},61.68181818181818,30.84090909090909,0,0,0,21.850542249608235,0,0,0,0,0,1.172107371740029E-2,1.6239457282204073E-3,false,false,1.9027717073701766E-2,0,0,0,0,0,0]
[2023,28,{"$f":"IF(LOADPROFILE=0.1,Results_10PoE!C785,IF(LOADPROFILE=0.5,Results_50PoE!C785,\"Invalid Load Profile %\"))","v":0},61.68181818181818,30.84090909090909,0,0,0,22.850542249608235,0,0,0,0,0,1.172107371740029E-2,1.6239457282204073E-3,false,false,1.9027717073701766E-2,0,0,0,0,0,0]
[2023,29,{"$f":"IF(LOADPROFILE=0.1,Results_10PoE!C786,IF(LOADPROFILE=0.5,Results_50PoE!C786,\"Invalid Load Profile %\"))","v":0},61.68181818181818,30.84090909090909,0,0,0,23.850542249608235,0,0,0,0,0,1.172107371740029E-2,1.6239457282204073E-3,false,false,1.9027717073701766E-2,0,0,0,0,0,0]
[2023,30,{"$f":"IF(LOADPROFILE=0.1,Results_10PoE!C787,IF(LOADPROFILE=0.5,Results_50PoE!C787,\"Invalid Load Profile %\"))","v":0},61.68181818181818,30.84090909090909,0,0,0,24.850542249608235,0,0,0,0,0,1.172107371740029E-2,1.6239457282204073E-3,false,false,1.9027717073701766E-2,0,0,0,0,0,0]
[2023,31,{"$f":"IF(LOADPROFILE=0.1,Results_10PoE!C788,IF(LOADPROFILE=0.5,Results_50PoE!C788,\"Invalid Load Profile %\"))","v":0},61.68181818181818,30.84090909090909,0,0,0,25.850542249608235,0,0,0,0,0,1.172107371740029E-2,1.6239457282204073E-3,false,false,1.9027717073701766E-2,0,0,0,0,0,0]
[2023,32,{"$f":"IF(LOADPROFILE=0.1,Results_10PoE!C789,IF(LOADPROFILE=0.5,Results_50PoE!C789,\"Invalid Load Profile %\"))","v":0},61.68181818181818,30.84090909090909,0,0,0,26.850542249608235,0,0,0,0,0,1.172107371740029E-2,1.6239457282204073E-3,false,false,1.9027717073701766E-2,0,0,0,0,0,0]
[2023,33,{"$f":"IF(LOADPROFILE=0.1,Results_10PoE!C790,IF(LOADPROFILE=0.5,Results_50PoE!C790,\"Invalid Load Profile %\"))","v":0},61.68181818181818,30.84090909090909,0,0,0,27.850542249608235,0,0,0,0,0,1.172107371740029E-2,1.6239457282204073E-3,false,false,1.9027717073701766E-2,0,0,0,0,0,0]
[2023,34,{"$f":"IF(LOADPROFILE=0.1,Results_10PoE!C791,IF(LOADPROFILE=0.5,Results_50PoE!C791,\"Invalid Load Profile %\"))","v":0},61.68181818181818,30.84090909090909,0,0,0,28.850542249608235,0,0,0,0,0,1.172107371740029E-2,1.6239457282204073E-3,false,false,1.9027717073701766E-2,0,0,0,0,0,0]
[2023,35,{"$f":"IF(LOADPROFILE=0.1,Results_10PoE!C792,IF(LOADPROFILE=0.5,Results_50PoE!C792,\"Invalid Load Profile %\"))","v":0},61.68181818181818,30.84090909090909,0,0,0,29.850542249608235,0,0,0,0,0,1.172107371740029E-2,1.6239457282204073E-3,false,false,1.9027717073701766E-2,0,0,0,0,0,0]
[2023,36,{"$f":"IF(LOADPROFILE=0.1,Results_10PoE!C793,IF(LOADPROFILE=0.5,Results_50PoE!C793,\"Invalid Load Profile %\"))","v":0},61.68181818181818,30.84090909090909,0,0,0,30.850542249608235,0,0,0,0,0,1.172107371740029E-2,1.6239457282204073E-3,false,false,1.9027717073701766E-2,0,0,0,0,0,0]
[2023,37,{"$f":"IF(LOADPROFILE=0.1,Results_10PoE!C794,IF(LOADPROFILE=0.5,Results_50PoE!C794,\"Invalid Load Profile %\"))","v":0},61.68181818181818,30.84090909090909,0,0,0,31.850542249608235,0,0,0,0,0,1.172107371740029E-2,1.6239457282204073E-3,false,false,1.9027717073701766E-2,0,0,0,0,0,0]
[2023,38,{"$f":"IF(LOADPROFILE=0.1,Results_10PoE!C795,IF(LOADPROFILE=0.5,Results_50PoE!C795,\"Invalid Load Profile %\"))","v":0},61.68181818181818,30.84090909090909,0,0,0,32.850542249608239,0,0,0,0,0,1.172107371740029E-2,1.6239457282204073E-3,false,false,1.9027717073701766E-2,0,0,0,0,0,0]
[2023,39,{"$f":"IF(LOADPROFILE=0.1,Results_10PoE!C796,IF(LOADPROFILE=0.5,Results_50PoE!C796,\"Invalid Load Profile %\"))","v":0},61.68181818181818,30.84090909090909,0,0,0,33.850542249608239,0,0,0,0,0,1.172107371740029E-2,1.6239457282204073E-3,false,false,1.9027717073701766E-2,0,0,0,0,0,0]
[2023,40,{"$f":"IF(LOADPROFILE=0.1,Results_10PoE!C797,IF(LOADPROFILE=0.5,Results_50PoE!C797,\"Invalid Load Profile %\"))","v":0},61.68181818181818,30.84090909090909,0,0,0,34.850542249608239,0,0,0,0,0,1.172107371740029E-2,1.6239457282204073E-3,false,false,1.9027717073701766E-2,0,0,0,0,0,0]
[2023,41,{"$f":"IF(LOADPROFILE=0.1,Results_10PoE!C798,IF(LOADPROFILE=0.5,Results_50PoE!C798,\"Invalid Load Profile %\"))","v":0},61.68181818181818,30.84090909090909,0,0,0,35.850542249608239,0,0,0,0,0,1.172107371740029E-2,1.6239457282204073E-3,false,false,1.9027717073701766E-2,0,0,0,0,0,0]
[2023,42,{"$f":"IF(LOADPROFILE=0.1,Results_10PoE!C799,IF(LOADPROFILE=0.5,Results_50PoE!C799,\"Invalid Load Profile %\"))","v":0},61.68181818181818,30.84090909090909,0,0,0,36.850542249608239,0,0,0,0,0,1.172107371740029E-2,1.6239457282204073E-3,false,false,1.9027717073701766E-2,0,0,0,0,0,0]
[2023,43,{"$f":"IF(LOADPROFILE=0.1,Results_10PoE!C800,IF(LOADPROFILE=0.5,Results_50PoE!C800,\"Invalid Load Profile %\"))","v":0},61.68181818181818,30.84090909090909,0,0,0,37.850542249608239,0,0,0,0,0,1.172107371740029E-2,1.6239457282204073E-3,false,false,1.9027717073701766E-2,0,0,0,0,0,0]
[2023,44,{"$f":"IF(LOADPROFILE=0.1,Results_10PoE!C801,IF(LOADPROFILE=0.5,Results_50PoE!C801,\"Invalid Load Profile %\"))","v":0},61.68181818181818,30.84090909090909,0,0,0,38.850542249608239,0,0,0,0,0,1.172107371740029E-2,1.6239457282204073E-3,false,false,1.9027717073701766E-2,0,0,0,0,0,0]
[2023,45,{"$f":"IF(LOADPROFILE=0.1,Results_10PoE!C802,IF(LOADPROFILE=0.5,Results_50PoE!C802,\"Invalid Load Profile %\"))","v":0},61.68181818181818,30.84090909090909,0,0,0,39.850542249608239,0,0,0,0,0,1.172107371740029E-2,1.6239457282204073E-3,false,false,1.9027717073701766E-2,0,0,0,0,0,0]
[2023,46,{"$f":"IF(LOADPROFILE=0.1,Results_10PoE!C803,IF(LOADPROFILE=0.5,Results_50PoE!C803,\"Invalid Load Profile %\"))","v":0},61.68181818181818,30.84090909090909,0,0,0,40.850542249608239,0,0,0,0,0,1.172107371740029E-2,1.6239457282204073E-3,false,false,1.9027717073701766E-2,0,0,0,0,0,0]
[2023,47,{"$f":"IF(LOADPROFILE=0.1,Results_10PoE!C804,IF(LOADPROFILE=0.5,Results_50PoE!C804,\"Invalid Load Profile %\"))","v":0},61.68181818181818,30.84090909090909,0,0,0,41.850542249608239,0,0,0,0,0,1.172107371740029E-2,1.6239457282204073E-3,false,false,1.9027717073701766E-2,0,0,0,0,0,0]
[2023,48,{"$f":"IF(LOADPROFILE=0.1,Results_10PoE!C805,IF(LOADPROFILE=0.5,Results_50PoE!C805,\"Invalid Load Profile %\"))","v":0},61.68181818181818,30.84090909090909,0,0,0,42.850542249608239,0,0,0,0,0,1.172107371740029E-2,1.6239457282204073E-3,false,false,1.9027717073701766E-2,0,0,0,0,0,0]
[2023,49,{"$f":"IF(LOADPROFILE=0.1,Results_10PoE!C806,IF(LOADPROFILE=0.5,Results_50PoE!C806,\"Invalid Load Profile %\"))","v":0},61.68181818181818,30.84090909090909,0,0,0,43.850542249608239,0,0,0,0,0,1.172107371740029E-2,1.6239457282204073E-3,false,false,1.9027717073701766E-2,0,0,0,0,0,0]
[2023,50,{"$f":"IF(LOADPROFILE=0.1,Results_10PoE!C807,IF(LOADPROFILE=0.5,Results_50PoE!C807,\"Invalid Load Profile %\"))","v":0},61.68181818181818,30.84090909090909,0,0,0,44.850542249608239,0,0,0,0,0,1.172107371740029E-2,1.6239457282204073E-3,false,false,1.9027717073701766E-2,0,0,0,0,0,0]
[2023,51,{"$f":"IF(LOADPROFILE=0.1,Results_10PoE!C808,IF(LOADPROFILE=0.5,Results_50PoE!C808,\"Invalid Load Profile %\"))","v":0},61.68181818181818,30.84090909090909,0,0,0,45.850542249608239,0,0,0,0,0,1.172107371740029E-2,1.6239457282204073E-3,false,false,1.9027717073701766E-2,0,0,0,0,0,0]
[2023,52,{"$f":"IF(LOADPROFILE=0.1,Results_10PoE!C809,IF(LOADPROFILE=0.5,Results_50PoE!C809,\"Invalid Load Profile %\"))","v":0},61.68181818181818,30.84090909090909,0,0,0,46.850542249608239,0,0,0,0,0,1.172107371740029E-2,1.6239457282204073E-3,false,false,1.9027717073701766E-2,0,0,0,0,0,0]
[2023,53,{"$f":"IF(LOADPROFILE=0.1,Results_10PoE!C810,IF(LOADPROFILE=0.5,Results_50PoE!C810,\"Invalid Load Profile %\"))","v":0},61.68181818181818,30.84090909090909,0,0,0,47.850542249608239,0,0,0,0,0,1.172107371740029E-2,1.6239457282204073E-3,false,false,1.9027717073701766E-2,0,0,0,0,0,0]
[2023,54,{"$f":"IF(LOADPROFILE=0.1,Results_10PoE!C811,IF(LOADPROFILE=0.5,Results_50PoE!C811,\"Invalid Load Profile %\"))","v":0},61.68181818181818,30.84090909090909,0,0,0,48.850542249608239,0,0,0,0,0,1.172107371740029E-2,1.6239457282204073E-3,false,false,1.9027717073701766E-2,0,0,0,0,0,0]
[2023,55,{"$f":"IF(LOADPROFILE=0.1,Results_10PoE!C812,IF(LOADPROFILE=0.5,Results_50PoE!C812,\"Invalid Load Profile %\"))","v":0},61.68181818181818,30.84090909090909,0,0,0,49.850542249608239,0,0,0,0,0,1.172107371740029E-2,1.6239457282204073E-3,false,false,1.9027717073701766E-2,0,0,0,0,0,0]
[2023,56,{"$f":"IF(LOADPROFILE=0.1,Results_10PoE!C813,IF(LOADPROFILE=0.5,Results_50PoE!C813,\"Invalid Load Profile %\"))","v":0},61.68181818181818,30.84090909090909,0,0,0,50.850542249608239,0,0,0,0,0,1.172107371740029E-2,1.6239457282204073E-3,false,false,1.9027717073701766E-2,0,0,0,0,0,0]
[2023,57,{"$f":"IF(LOADPROFILE=0.1,Results_10PoE!C814,IF(LOADPROFILE=0.5,Results_50PoE!C814,\"Invalid Load Profile %\"))","v":0},61.68181818181818,30.84090909090909,0,0,0,51.850542249608239,0,0,0,0,0,1.172107371740029E-2,1.6239457282204073E-3,false,false,1.9027717073701766E-2,0,0,0,0,0,0]
[2023,58,{"$f":"IF(LOADPROFILE=0.1,Results_10PoE!C815,IF(LOADPROFILE=0.5,Results_50PoE!C815,\"Invalid Load Profile %\"))","v":0},61.68181818181818,30.84090909090909,0,0,0,52.850542249608239,0,0,0,0,0,1.172107371740029E-2,1.6239457282204073E-3,false,false,1.9027717073701766E-2,0,0,0,0,0,0]
[2023,59,{"$f":"IF(LOADPROFILE=0.1,Results_10PoE!C816,IF(LOADPROFILE=0.5,Results_50PoE!C816,\"Invalid Load Profile %\"))","v":0},61.68181818181818,30.84090909090909,0,0,0,53.850542249608239,0,0,0,0,0,1.172107371740029E-2,1.6239457282204073E-3,false,false,1.9027717073701766E-2,0,0,0,0,0,0]
[2023,60,{"$f":"IF(LOADPROFILE=0.1,Results_10PoE!C817,IF(LOADPROFILE=0.5,Results_50PoE!C817,\"Invalid Load Profile %\"))","v":0},61.68181818181818,30.84090909090909,0,0,0,54.850542249608239,0,0,0,0,0,1.172107371740029E-2,1.6239457282204073E-3,false,false,1.9027717073701766E-2,0,0,0,0,0,0]
[2023,61,{"$f":"IF(LOADPROFILE=0.1,Results_10PoE!C818,IF(LOADPROFILE=0.5,Results_50PoE!C818,\"Invalid Load Profile %\"))","v":0},61.68181818181818,30.84090909090909,0,0,0,55.850542249608239,0,0,0,0,0,1.172107371740029E-2,1.6239457282204073E-3,false,false,1.9027717073701766E-2,0,0,0,0,0,0]
[2023,62,{"$f":"IF(LOADPROFILE=0.1,Results_10PoE!C819,IF(LOADPROFILE=0.5,Results_50PoE!C819,\"Invalid Load Profile %\"))","v":0},61.68181818181818,30.84090909090909,0,0,0,56.850542249608239,0,0,0,0,0,1.172107371740029E-2,1.6239457282204073E-3,false,false,1.9027717073701766E-2,0,0,0,0,0,0]
[2023,63,{"$f":"IF(LOADPROFILE=0.1,Results_10PoE!C820,IF(LOADPROFILE=0.5,Results_50PoE!C820,\"Invalid Load Profile %\"))","v":0},61.68181818181818,30.84090909090909,0,0,0,57.850542249608239,0,0,0,0,0,1.172107371740029E-2,1.6239457282204073E-3,false,false,1.9027717073701766E-2,0,0,0,0,0,0]
[2023,64,{"$f":"IF(LOADPROFILE=0.1,Results_10PoE!C821,IF(LOADPROFILE=0.5,Results_50PoE!C821,\"Invalid Load Profile %\"))","v":0},61.68181818181818,30.84090909090909,0,0,0,58.850542249608239,0,0,0,0,0,1.172107371740029E-2,1.6239457282204073E-3,false,false,1.9027717073701766E-2,0,0,0,0,0,0]
[2023,65,{"$f":"IF(LOADPROFILE=0.1,Results_10PoE!C822,IF(LOADPROFILE=0.5,Results_50PoE!C822,\"Invalid Load Profile %\"))","v":0},61.68181818181818,30.84090909090909,0,0,0,59.850542249608239,0,0,0,0,0,1.172107371740029E-2,1.6239457282204073E-3,false,false,1.9027717073701766E-2,0,0,0,0,0,0]
[2023,66,{"$f":"IF(LOADPROFILE=0.1,Results_10PoE!C823,IF(LOADPROFILE=0.5,Results_50PoE!C823,\"Invalid Load Profile %\"))","v":0},61.68181818181818,30.84090909090909,0,0,0,60.850542249608239,0,0,0,0,0,1.172107371740029E-2,1.6239457282204073E-3,false,false,1.9027717073701766E-2,0,0,0,0,0,0]
[2023,67,{"$f":"IF(LOADPROFILE=0.1,Results_10PoE!C824,IF(LOADPROFILE=0.5,Results_50PoE!C824,\"Invalid Load Profile %\"))","v":0},61.68181818181818,30.84090909090909,0,0,0,61.850542249608239,0,0,0,0,0,1.172107371740029E-2,1.6239457282204073E-3,false,false,1.9027717073701766E-2,0,0,0,0,0,0]
[2023,68,{"$f":"IF(LOADPROFILE=0.1,Results_10PoE!C825,IF(LOADPROFILE=0.5,Results_50PoE!C825,\"Invalid Load Profile %\"))","v":0},61.68181818181818,30.84090909090909,0,0,0,62.850542249608239,0,0,0,0,0,1.172107371740029E-2,1.6239457282204073E-3,false,false,1.9027717073701766E-2,0,0,0,0,0,0]
[2023,69,{"$f":"IF(LOADPROFILE=0.1,Results_10PoE!C826,IF(LOADPROFILE=0.5,Results_50PoE!C826,\"Invalid Load Profile %\"))","v":0},61.68181818181818,30.84090909090909,0,0,0,63.850542249608239,0,0,0,0,0,1.172107371740029E-2,1.6239457282204073E-3,false,false,1.9027717073701766E-2,0,0,0,0,0,0]
[2023,70,{"$f":"IF(LOADPROFILE=0.1,Results_10PoE!C827,IF(LOADPROFILE=0.5,Results_50PoE!C827,\"Invalid Load Profile %\"))","v":0},61.68181818181818,30.84090909090909,0,0,0,64.850542249608239,0,0,0,0,0,1.172107371740029E-2,1.6239457282204073E-3,false,false,1.9027717073701766E-2,0,0,0,0,0,0]
[2023,71,{"$f":"IF(LOADPROFILE=0.1,Results_10PoE!C828,IF(LOADPROFILE=0.5,Results_50PoE!C828,\"Invalid Load Profile %\"))","v":0},61.68181818181818,30.84090909090909,0,0,0,65.850542249608239,0,0,0,0,0,1.172107371740029E-2,1.6239457282204073E-3,false,false,1.9027717073701766E-2,0,0,0,0,0,0]
[2023,72,{"$f":"IF(LOADPROFILE=0.1,Results_10PoE!C829,IF(LOADPROFILE=0.5,Results_50PoE!C829,\"Invalid Load Profile %\"))","v":0},61.68181818181818,30.84090909090909,0,0,0,66.850542249608239,0,0,0,0,0,1.172107371740029E-2,1.6239457282204073E-3,false,false,1.9027717073701766E-2,0,0,0,0,0,0]
[2023,73,{"$f":"IF(LOADPROFILE=0.1,Results_10PoE!C830,IF(LOADPROFILE=0.5,Results_50PoE!C830,\"Invalid Load Profile %\"))","v":0},61.68181818181818,30.84090909090909,0,0,0,67.850542249608239,0,0,0,0,0,1.172107371740029E-2,1.6239457282204073E-3,false,false,1.9027717073701766E-2,0,0,0,0,0,0]
[2023,74,{"$f":"IF(LOADPROFILE=0.1,Results_10PoE!C831,IF(LOADPROFILE=0.5,Results_50PoE!C831,\"Invalid Load Profile %\"))","v":0},61.68181818181818,30.84090909090909,0,0,0,68.850542249608239,0,0,0,0,0,1.172107371740029E-2,1.6239457282204073E-3,false,false,1.9027717073701766E-2,0,0,0,0,0,0]
[2023,75,{"$f":"IF(LOADPROFILE=0.1,Results_10PoE!C832,IF(LOADPROFILE=0.5,Results_50PoE!C832,\"Invalid Load Profile %\"))","v":0},61.68181818181818,30.84090909090909,0,0,0,69.850542249608239,0,0,0,0,0,1.172107371740029E-2,1.6239457282204073E-3,false,false,1.9027717073701766E-2,0,0,0,0,0,0]
[2023,76,{"$f":"IF(LOADPROFILE=0.1,Results_10PoE!C833,IF(LOADPROFILE=0.5,Results_50PoE!C833,\"Invalid Load Profile %\"))","v":0},61.68181818181818,30.84090909090909,0,0,0,70.850542249608239,0,0,0,0,0,1.172107371740029E-2,1.6239457282204073E-3,false,false,1.9027717073701766E-2,0,0,0,0,0,0]
[2023,77,{"$f":"IF(LOADPROFILE=0.1,Results_10PoE!C834,IF(LOADPROFILE=0.5,Results_50PoE!C834,\"Invalid Load Profile %\"))","v":0},61.68181818181818,30.84090909090909,0,0,0,71.850542249608239,0,0,0,0,0,1.172107371740029E-2,1.6239457282204073E-3,false,false,1.9027717073701766E-2,0,0,0,0,0,0]
[2023,78,{"$f":"IF(LOADPROFILE=0.1,Results_10PoE!C835,IF(LOADPROFILE=0.5,Results_50PoE!C835,\"Invalid Load Profile %\"))","v":0},61.68181818181818,30.84090909090909,0,0,0,72.850542249608239,0,0,0,0,0,1.172107371740029E-2,1.6239457282204073E-3,false,false,1.9027717073701766E-2,0,0,0,0,0,0]
[2023,79,{"$f":"IF(LOADPROFILE=0.1,Results_10PoE!C836,IF(LOADPROFILE=0.5,Results_50PoE!C836,\"Invalid Load Profile %\"))","v":0},61.68181818181818,30.84090909090909,0,0,0,73.850542249608239,0,0,0,0,0,1.172107371740029E-2,1.6239457282204073E-3,false,false,1.9027717073701766E-2,0,0,0,0,0,0]
[2023,80,{"$f":"IF(LOADPROFILE=0.1,Results_10PoE!C837,IF(LOADPROFILE=0.5,Results_50PoE!C837,\"Invalid Load Profile %\"))","v":0},61.68181818181818,30.84090909090909,0,0,0,74.850542249608239,0,0,0,0,0,1.172107371740029E-2,1.6239457282204073E-3,false,false,1.9027717073701766E-2,0,0,0,0,0,0]
[2023,81,{"$f":"IF(LOADPROFILE=0.1,Results_10PoE!C838,IF(LOADPROFILE=0.5,Results_50PoE!C838,\"Invalid Load Profile %\"))","v":0},61.68181818181818,30.84090909090909,0,0,0,75.850542249608239,0,0,0,0,0,1.172107371740029E-2,1.6239457282204073E-3,false,false,1.9027717073701766E-2,0,0,0,0,0,0]
[2023,82,{"$f":"IF(LOADPROFILE=0.1,Results_10PoE!C839,IF(LOADPROFILE=0.5,Results_50PoE!C839,\"Invalid Load Profile %\"))","v":0},61.68181818181818,30.84090909090909,0,0,0,76.850542249608239,0,0,0,0,0,1.172107371740029E-2,1.6239457282204073E-3,false,false,1.9027717073701766E-2,0,0,0,0,0,0]
[2023,83,{"$f":"IF(LOADPROFILE=0.1,Results_10PoE!C840,IF(LOADPROFILE=0.5,Results_50PoE!C840,\"Invalid Load Profile %\"))","v":0},61.68181818181818,30.84090909090909,0,0,0,77.850542249608239,0,0,0,0,0,1.172107371740029E-2,1.6239457282204073E-3,false,false,1.9027717073701766E-2,0,0,0,0,0,0]
[2023,84,{"$f":"IF(LOADPROFILE=0.1,Results_10PoE!C841,IF(LOADPROFILE=0.5,Results_50PoE!C841,\"Invalid Load Profile %\"))","v":0},{"$f":"VLOOKUP($A870,$Q$4:$AB$26,6,FALSE)","v":61.68181818181818},{"$f":"VLOOKUP($A870,$Q$4:$AB$26,7,FALSE)","v":30.84090909090909},{"$f":"VLOOKUP($A870,$Q$4:$AB$26,9,FALSE)","v":0},{"$f":"VLOOKUP($A870,$Q$4:$AB$26,10,FALSE)","v":0},{"$f":"VLOOKUP($A870,$Q$4:$AB$26,11,FALSE)","v":0},{"$f":"IF(B870-VLOOKUP(A870,$Q$4:$AB$26,12,FALSE)<0,0,B870-VLOOKUP(A870,$Q$4:$AB$26,12,FALSE))","v":78.850542249608239},{"$f":"IF(B870=150,0,IF(IF($I870>D870,($I870-D870)*($C870-$C871),0)<0,0,IF($I870>D870,($I870-D870)*($C870-$C871),0)))*$Y$30","v":0},{"$f":"IF(C870=150,0,IF(IF($I870>E870,($I870-E870)*($C870-$C871),0)<0,0,IF($I870>E870,($I870-E870)*($C870-$C871),0)))*$Y$30","v":0},{"$f":"IF(D870=150,0,IF(IF($I870>F870,($I870-F870)*($C870-$C871),0)<0,0,IF($I870>F870,($I870-F870)*($C870-$C871),0)))*$Y$30","v":0},{"$f":"IF(E870=150,0,IF(IF($I870>G870,($I870-G870)*($C870-$C871),0)<0,0,IF($I870>G870,($I870-G870)*($C870-$C871),0)))*$Y$30","v":0},{"$f":"IF(F870=150,0,IF(IF($I870>H870,($I870-H870)*($C870-$C871),0)<0,0,IF($I870>H870,($I870-H870)*($C870-$C871),0)))*$Y$30","v":0},{"$f":"VLOOKUP($A870, $Q$4:$BB$26,33,FALSE)","v":1.172107371740029E-2},{"$f":"VLOOKUP($A870, $Q$4:$BB$26,34,FALSE)","v":1.6239457282204073E-3},{"$f":"VLOOKUP($A870, $Q$4:$BB$26,35,FALSE)","v":false},{"$f":"VLOOKUP($A870, $Q$4:$BB$26,36,FALSE)","v":false},{"$f":"VLOOKUP($A870, $Q$4:$BB$26,37,FALSE)","v":1.9027717073701766E-2},{"$f":"J870*1000*($S$34/365)","v":0},{"$f":"O870*K870*1000*($T$34/365)","v":0},{"$f":"P870*L870*1000*($U$34/365)","v":0},{"$f":"Q870*M870*1000*($V$34/365)","v":0},{"$f":"R870*N870*1000*($W$34/365)","v":0},{"$f":"S870*K870*1000*($X$34/365)","v":0}]
[2023,85,{"$f":"IF(LOADPROFILE=0.1,Results_10PoE!C842,IF(LOADPROFILE=0.5,Results_50PoE!C842,\"Invalid Load Profile %\"))","v":0},61.68181818181818,30.84090909090909,0,0,0,79.850542249608239,0,0,0,0,0,1.172107371740029E-2,1.6239457282204073E-3,false,false,1.9027717073701766E-2,0,0,0,0,0,0]
[2023,86,{"$f":"IF(LOADPROFILE=0.1,Results_10PoE!C843,IF(LOADPROFILE=0.5,Results_50PoE!C843,\"Invalid Load Profile %\"))","v":0},61.68181818181818,30.84090909090909,0,0,0,80.850542249608239,0,0,0,0,0,1.172107371740029E-2,1.6239457282204073E-3,false,false,1.9027717073701766E-2,0,0,0,0,0,0]
[2023,87,{"$f":"IF(LOADPROFILE=0.1,Results_10PoE!C844,IF(LOADPROFILE=0.5,Results_50PoE!C844,\"Invalid Load Profile %\"))","v":0},61.68181818181818,30.84090909090909,0,0,0,81.850542249608239,0,0,0,0,0,1.172107371740029E-2,1.6239457282204073E-3,false,false,1.9027717073701766E-2,0,0,0,0,0,0]
[2023,88,{"$f":"IF(LOADPROFILE=0.1,Results_10PoE!C845,IF(LOADPROFILE=0.5,Results_50PoE!C845,\"Invalid Load Profile %\"))","v":0},61.68181818181818,30.84090909090909,0,0,0,82.850542249608239,0,0,0,0,0,1.172107371740029E-2,1.6239457282204073E-3,false,false,1.9027717073701766E-2,0,0,0,0,0,0]
[2023,89,{"$f":"IF(LOADPROFILE=0.1,Results_10PoE!C846,IF(LOADPROFILE=0.5,Results_50PoE!C846,\"Invalid Load Profile %\"))","v":0},61.68181818181818,30.84090909090909,0,0,0,83.850542249608239,0,0,0,0,0,1.172107371740029E-2,1.6239457282204073E-3,false,false,1.9027717073701766E-2,0,0,0,0,0,0]
[2023,90,{"$f":"IF(LOADPROFILE=0.1,Results_10PoE!C847,IF(LOADPROFILE=0.5,Results_50PoE!C847,\"Invalid Load Profile %\"))","v":0},61.68181818181818,30.84090909090909,0,0,0,84.850542249608239,0,0,0,0,0,1.172107371740029E-2,1.6239457282204073E-3,false,false,1.9027717073701766E-2,0,0,0,0,0,0]
[2023,91,{"$f":"IF(LOADPROFILE=0.1,Results_10PoE!C848,IF(LOADPROFILE=0.5,Results_50PoE!C848,\"Invalid Load Profile %\"))","v":0},61.68181818181818,30.84090909090909,0,0,0,85.850542249608239,0,0,0,0,0,1.172107371740029E-2,1.6239457282204073E-3,false,false,1.9027717073701766E-2,0,0,0,0,0,0]
[2023,92,{"$f":"IF(LOADPROFILE=0.1,Results_10PoE!C849,IF(LOADPROFILE=0.5,Results_50PoE!C849,\"Invalid Load Profile %\"))","v":0},61.68181818181818,30.84090909090909,0,0,0,86.850542249608239,0,0,0,0,0,1.172107371740029E-2,1.6239457282204073E-3,false,false,1.9027717073701766E-2,0,0,0,0,0,0]
[2023,93,{"$f":"IF(LOADPROFILE=0.1,Results_10PoE!C850,IF(LOADPROFILE=0.5,Results_50PoE!C850,\"Invalid Load Profile %\"))","v":0},61.68181818181818,30.84090909090909,0,0,0,87.850542249608239,0,0,0,0,0,1.172107371740029E-2,1.6239457282204073E-3,false,false,1.9027717073701766E-2,0,0,0,0,0,0]
[2023,94,{"$f":"IF(LOADPROFILE=0.1,Results_10PoE!C851,IF(LOADPROFILE=0.5,Results_50PoE!C851,\"Invalid Load Profile %\"))","v":0},61.68181818181818,30.84090909090909,0,0,0,88.850542249608239,0,0,0,0,0,1.172107371740029E-2,1.6239457282204073E-3,false,false,1.9027717073701766E-2,0,0,0,0,0,0]
[2023,95,{"$f":"IF(LOADPROFILE=0.1,Results_10PoE!C852,IF(LOADPROFILE=0.5,Results_50PoE!C852,\"Invalid Load Profile %\"))","v":0},61.68181818181818,30.84090909090909,0,0,0,89.850542249608239,0,0,0,0,0,1.172107371740029E-2,1.6239457282204073E-3,false,false,1.9027717073701766E-2,0,0,0,0,0,0]
[2023,96,{"$f":"IF(LOADPROFILE=0.1,Results_10PoE!C853,IF(LOADPROFILE=0.5,Results_50PoE!C853,\"Invalid Load Profile %\"))","v":0},61.68181818181818,30.84090909090909,0,0,0,90.850542249608239,0,0,0,0,0,1.172107371740029E-2,1.6239457282204073E-3,false,false,1.9027717073701766E-2,0,0,0,0,0,0]
[2023,97,{"$f":"IF(LOADPROFILE=0.1,Results_10PoE!C854,IF(LOADPROFILE=0.5,Results_50PoE!C854,\"Invalid Load Profile %\"))","v":0},61.68181818181818,30.84090909090909,0,0,0,91.850542249608239,0,0,0,0,0,1.172107371740029E-2,1.6239457282204073E-3,false,false,1.9027717073701766E-2,0,0,0,0,0,0]
[2023,98,{"$f":"IF(LOADPROFILE=0.1,Results_10PoE!C855,IF(LOADPROFILE=0.5,Results_50PoE!C855,\"Invalid Load Profile %\"))","v":0},61.68181818181818,30.84090909090909,0,0,0,92.850542249608239,0,0,0,0,0,1.172107371740029E-2,1.6239457282204073E-3,false,false,1.9027717073701766E-2,0,0,0,0,0,0]
[2023,99,{"$f":"IF(LOADPROFILE=0.1,Results_10PoE!C856,IF(LOADPROFILE=0.5,Results_50PoE!C856,\"Invalid Load Profile %\"))","v":0},61.68181818181818,30.84090909090909,0,0,0,93.850542249608239,0,0,0,0,0,1.172107371740029E-2,1.6239457282204073E-3,false,false,1.9027717073701766E-2,0,0,0,0,0,0]
[2023,100,{"$f":"IF(LOADPROFILE=0.1,Results_10PoE!C857,IF(LOADPROFILE=0.5,Results_50PoE!C857,\"Invalid Load Profile %\"))","v":0},61.68181818181818,30.84090909090909,0,0,0,94.850542249608239,0,0,0,0,0,1.172107371740029E-2,1.6239457282204073E-3,false,false,1.9027717073701766E-2,0,0,0,0,0,0]
[2023,101,{"$f":"IF(LOADPROFILE=0.1,Results_10PoE!C858,IF(LOADPROFILE=0.5,Results_50PoE!C858,\"Invalid Load Profile %\"))","v":0},61.68181818181818,30.84090909090909,0,0,0,95.850542249608239,0,0,0,0,0,1.172107371740029E-2,1.6239457282204073E-3,false,false,1.9027717073701766E-2,0,0,0,0,0,0]
[2023,102,{"$f":"IF(LOADPROFILE=0.1,Results_10PoE!C859,IF(LOADPROFILE=0.5,Results_50PoE!C859,\"Invalid Load Profile %\"))","v":0},61.68181818181818,30.84090909090909,0,0,0,96.850542249608239,0,0,0,0,0,1.172107371740029E-2,1.6239457282204073E-3,false,false,1.9027717073701766E-2,0,0,0,0,0,0]
[2023,103,{"$f":"IF(LOADPROFILE=0.1,Results_10PoE!C860,IF(LOADPROFILE=0.5,Results_50PoE!C860,\"Invalid Load Profile %\"))","v":0},61.68181818181818,30.84090909090909,0,0,0,97.850542249608239,0,0,0,0,0,1.172107371740029E-2,1.6239457282204073E-3,false,false,1.9027717073701766E-2,0,0,0,0,0,0]
[2023,104,{"$f":"IF(LOADPROFILE=0.1,Results_10PoE!C861,IF(LOADPROFILE=0.5,Results_50PoE!C861,\"Invalid Load Profile %\"))","v":0},61.68181818181818,30.84090909090909,0,0,0,98.850542249608239,0,0,0,0,0,1.172107371740029E-2,1.6239457282204073E-3,false,false,1.9027717073701766E-2,0,0,0,0,0,0]
[2023,105,{"$f":"IF(LOADPROFILE=0.1,Results_10PoE!C862,IF(LOADPROFILE=0.5,Results_50PoE!C862,\"Invalid Load Profile %\"))","v":0},61.68181818181818,30.84090909090909,0,0,0,99.850542249608239,0,0,0,0,0,1.172107371740029E-2,1.6239457282204073E-3,false,false,1.9027717073701766E-2,0,0,0,0,0,0]
[2023,106,{"$f":"IF(LOADPROFILE=0.1,Results_10PoE!C863,IF(LOADPROFILE=0.5,Results_50PoE!C863,\"Invalid Load Profile %\"))","v":0},61.68181818181818,30.84090909090909,0,0,0,100.85054224960824,0,0,0,0,0,1.172107371740029E-2,1.6239457282204073E-3,false,false,1.9027717073701766E-2,0,0,0,0,0,0]
[2023,107,{"$f":"IF(LOADPROFILE=0.1,Results_10PoE!C864,IF(LOADPROFILE=0.5,Results_50PoE!C864,\"Invalid Load Profile %\"))","v":0},61.68181818181818,30.84090909090909,0,0,0,101.85054224960824,0,0,0,0,0,1.172107371740029E-2,1.6239457282204073E-3,false,false,1.9027717073701766E-2,0,0,0,0,0,0]
[2023,108,{"$f":"IF(LOADPROFILE=0.1,Results_10PoE!C865,IF(LOADPROFILE=0.5,Results_50PoE!C865,\"Invalid Load Profile %\"))","v":0},61.68181818181818,30.84090909090909,0,0,0,102.85054224960824,0,0,0,0,0,1.172107371740029E-2,1.6239457282204073E-3,false,false,1.9027717073701766E-2,0,0,0,0,0,0]
[2023,109,{"$f":"IF(LOADPROFILE=0.1,Results_10PoE!C866,IF(LOADPROFILE=0.5,Results_50PoE!C866,\"Invalid Load Profile %\"))","v":0},61.68181818181818,30.84090909090909,0,0,0,103.85054224960824,0,0,0,0,0,1.172107371740029E-2,1.6239457282204073E-3,false,false,1.9027717073701766E-2,0,0,0,0,0,0]
[2023,110,{"$f":"IF(LOADPROFILE=0.1,Results_10PoE!C867,IF(LOADPROFILE=0.5,Results_50PoE!C867,\"Invalid Load Profile %\"))","v":0},61.68181818181818,30.84090909090909,0,0,0,104.85054224960824,0,0,0,0,0,1.172107371740029E-2,1.6239457282204073E-3,false,false,1.9027717073701766E-2,0,0,0,0,0,0]
[2023,111,{"$f":"IF(LOADPROFILE=0.1,Results_10PoE!C868,IF(LOADPROFILE=0.5,Results_50PoE!C868,\"Invalid Load Profile %\"))","v":0},61.68181818181818,30.84090909090909,0,0,0,105.85054224960824,0,0,0,0,0,1.172107371740029E-2,1.6239457282204073E-3,false,false,1.9027717073701766E-2,0,0,0,0,0,0]
[2023,112,{"$f":"IF(LOADPROFILE=0.1,Results_10PoE!C869,IF(LOADPROFILE=0.5,Results_50PoE!C869,\"Invalid Load Profile %\"))","v":0},61.68181818181818,30.84090909090909,0,0,0,106.85054224960824,0,0,0,0,0,1.172107371740029E-2,1.6239457282204073E-3,false,false,1.9027717073701766E-2,0,0,0,0,0,0]
[2023,113,{"$f":"IF(LOADPROFILE=0.1,Results_10PoE!C870,IF(LOADPROFILE=0.5,Results_50PoE!C870,\"Invalid Load Profile %\"))","v":0},61.68181818181818,30.84090909090909,0,0,0,107.85054224960824,0,0,0,0,0,1.172107371740029E-2,1.6239457282204073E-3,false,false,1.9027717073701766E-2,0,0,0,0,0,0]
[2023,114,{"$f":"IF(LOADPROFILE=0.1,Results_10PoE!C871,IF(LOADPROFILE=0.5,Results_50PoE!C871,\"Invalid Load Profile %\"))","v":0},61.68181818181818,30.84090909090909,0,0,0,108.85054224960824,0,0,0,0,0,1.172107371740029E-2,1.6239457282204073E-3,false,false,1.9027717073701766E-2,0,0,0,0,0,0]
[2023,115,{"$f":"IF(LOADPROFILE=0.1,Results_10PoE!C872,IF(LOADPROFILE=0.5,Results_50PoE!C872,\"Invalid Load Profile %\"))","v":0},61.68181818181818,30.84090909090909,0,0,0,109.85054224960824,0,0,0,0,0,1.172107371740029E-2,1.6239457282204073E-3,false,false,1.9027717073701766E-2,0,0,0,0,0,0]
[2023,116,{"$f":"IF(LOADPROFILE=0.1,Results_10PoE!C873,IF(LOADPROFILE=0.5,Results_50PoE!C873,\"Invalid Load Profile %\"))","v":0},61.68181818181818,30.84090909090909,0,0,0,110.85054224960824,0,0,0,0,0,1.172107371740029E-2,1.6239457282204073E-3,false,false,1.9027717073701766E-2,0,0,0,0,0,0]
[2023,117,{"$f":"IF(LOADPROFILE=0.1,Results_10PoE!C874,IF(LOADPROFILE=0.5,Results_50PoE!C874,\"Invalid Load Profile %\"))","v":0},61.68181818181818,30.84090909090909,0,0,0,111.85054224960824,0,0,0,0,0,1.172107371740029E-2,1.6239457282204073E-3,false,false,1.9027717073701766E-2,0,0,0,0,0,0]
[2023,118,{"$f":"IF(LOADPROFILE=0.1,Results_10PoE!C875,IF(LOADPROFILE=0.5,Results_50PoE!C875,\"Invalid Load Profile %\"))","v":0},61.68181818181818,30.84090909090909,0,0,0,112.85054224960824,0,0,0,0,0,1.172107371740029E-2,1.6239457282204073E-3,false,false,1.9027717073701766E-2,0,0,0,0,0,0]
[2023,119,{"$f":"IF(LOADPROFILE=0.1,Results_10PoE!C876,IF(LOADPROFILE=0.5,Results_50PoE!C876,\"Invalid Load Profile %\"))","v":0},61.68181818181818,30.84090909090909,0,0,0,113.85054224960824,0,0,0,0,0,1.172107371740029E-2,1.6239457282204073E-3,false,false,1.9027717073701766E-2,0,0,0,0,0,0]
[2023,120,{"$f":"IF(LOADPROFILE=0.1,Results_10PoE!C877,IF(LOADPROFILE=0.5,Results_50PoE!C877,\"Invalid Load Profile %\"))","v":0},61.68181818181818,30.84090909090909,0,0,0,114.85054224960824,0,0,0,0,0,1.172107371740029E-2,1.6239457282204073E-3,false,false,1.9027717073701766E-2,0,0,0,0,0,0]
[2023,121,{"$f":"IF(LOADPROFILE=0.1,Results_10PoE!C878,IF(LOADPROFILE=0.5,Results_50PoE!C878,\"Invalid Load Profile %\"))","v":0},61.68181818181818,30.84090909090909,0,0,0,115.85054224960824,0,0,0,0,0,1.172107371740029E-2,1.6239457282204073E-3,false,false,1.9027717073701766E-2,0,0,0,0,0,0]
[2023,122,{"$f":"IF(LOADPROFILE=0.1,Results_10PoE!C879,IF(LOADPROFILE=0.5,Results_50PoE!C879,\"Invalid Load Profile %\"))","v":0},61.68181818181818,30.84090909090909,0,0,0,116.85054224960824,0,0,0,0,0,1.172107371740029E-2,1.6239457282204073E-3,false,false,1.9027717073701766E-2,0,0,0,0,0,0]
[2023,123,{"$f":"IF(LOADPROFILE=0.1,Results_10PoE!C880,IF(LOADPROFILE=0.5,Results_50PoE!C880,\"Invalid Load Profile %\"))","v":0},61.68181818181818,30.84090909090909,0,0,0,117.85054224960824,0,0,0,0,0,1.172107371740029E-2,1.6239457282204073E-3,false,false,1.9027717073701766E-2,0,0,0,0,0,0]
[2023,124,{"$f":"IF(LOADPROFILE=0.1,Results_10PoE!C881,IF(LOADPROFILE=0.5,Results_50PoE!C881,\"Invalid Load Profile %\"))","v":0},61.68181818181818,30.84090909090909,0,0,0,118.85054224960824,0,0,0,0,0,1.172107371740029E-2,1.6239457282204073E-3,false,false,1.9027717073701766E-2,0,0,0,0,0,0]
[2023,125,{"$f":"IF(LOADPROFILE=0.1,Results_10PoE!C882,IF(LOADPROFILE=0.5,Results_50PoE!C882,\"Invalid Load Profile %\"))","v":0},61.68181818181818,30.84090909090909,0,0,0,119.85054224960824,0,0,0,0,0,1.172107371740029E-2,1.6239457282204073E-3,false,false,1.9027717073701766E-2,0,0,0,0,0,0]
[2023,126,{"$f":"IF(LOADPROFILE=0.1,Results_10PoE!C883,IF(LOADPROFILE=0.5,Results_50PoE!C883,\"Invalid Load Profile %\"))","v":0},61.68181818181818,30.84090909090909,0,0,0,120.85054224960824,0,0,0,0,0,1.172107371740029E-2,1.6239457282204073E-3,false,false,1.9027717073701766E-2,0,0,0,0,0,0]
[2023,127,{"$f":"IF(LOADPROFILE=0.1,Results_10PoE!C884,IF(LOADPROFILE=0.5,Results_50PoE!C884,\"Invalid Load Profile %\"))","v":0},61.68181818181818,30.84090909090909,0,0,0,121.85054224960824,0,0,0,0,0,1.172107371740029E-2,1.6239457282204073E-3,false,false,1.9027717073701766E-2,0,0,0,0,0,0]
[2023,128,{"$f":"IF(LOADPROFILE=0.1,Results_10PoE!C885,IF(LOADPROFILE=0.5,Results_50PoE!C885,\"Invalid Load Profile %\"))","v":0},61.68181818181818,30.84090909090909,0,0,0,122.85054224960824,0,0,0,0,0,1.172107371740029E-2,1.6239457282204073E-3,false,false,1.9027717073701766E-2,0,0,0,0,0,0]
[2023,129,{"$f":"IF(LOADPROFILE=0.1,Results_10PoE!C886,IF(LOADPROFILE=0.5,Results_50PoE!C886,\"Invalid Load Profile %\"))","v":0},61.68181818181818,30.84090909090909,0,0,0,123.85054224960824,0,0,0,0,0,1.172107371740029E-2,1.6239457282204073E-3,false,false,1.9027717073701766E-2,0,0,0,0,0,0]
[2023,130,{"$f":"IF(LOADPROFILE=0.1,Results_10PoE!C887,IF(LOADPROFILE=0.5,Results_50PoE!C887,\"Invalid Load Profile %\"))","v":0},61.68181818181818,30.84090909090909,0,0,0,124.85054224960824,0,0,0,0,0,1.172107371740029E-2,1.6239457282204073E-3,false,false,1.9027717073701766E-2,0,0,0,0,0,0]
[2023,131,{"$f":"IF(LOADPROFILE=0.1,Results_10PoE!C888,IF(LOADPROFILE=0.5,Results_50PoE!C888,\"Invalid Load Profile %\"))","v":0},61.68181818181818,30.84090909090909,0,0,0,125.85054224960824,0,0,0,0,0,1.172107371740029E-2,1.6239457282204073E-3,false,false,1.9027717073701766E-2,0,0,0,0,0,0]
[2023,132,{"$f":"IF(LOADPROFILE=0.1,Results_10PoE!C889,IF(LOADPROFILE=0.5,Results_50PoE!C889,\"Invalid Load Profile %\"))","v":0},61.68181818181818,30.84090909090909,0,0,0,126.85054224960824,0,0,0,0,0,1.172107371740029E-2,1.6239457282204073E-3,false,false,1.9027717073701766E-2,0,0,0,0,0,0]
[2023,133,{"$f":"IF(LOADPROFILE=0.1,Results_10PoE!C890,IF(LOADPROFILE=0.5,Results_50PoE!C890,\"Invalid Load Profile %\"))","v":0},61.68181818181818,30.84090909090909,0,0,0,127.85054224960824,0,0,0,0,0,1.172107371740029E-2,1.6239457282204073E-3,false,false,1.9027717073701766E-2,0,0,0,0,0,0]
[2023,134,{"$f":"IF(LOADPROFILE=0.1,Results_10PoE!C891,IF(LOADPROFILE=0.5,Results_50PoE!C891,\"Invalid Load Profile %\"))","v":0},61.68181818181818,30.84090909090909,0,0,0,128.85054224960822,0,0,0,0,0,1.172107371740029E-2,1.6239457282204073E-3,false,false,1.9027717073701766E-2,0,0,0,0,0,0]
[2023,135,{"$f":"IF(LOADPROFILE=0.1,Results_10PoE!C892,IF(LOADPROFILE=0.5,Results_50PoE!C892,\"Invalid Load Profile %\"))","v":0},61.68181818181818,30.84090909090909,0,0,0,129.85054224960822,0,0,0,0,0,1.172107371740029E-2,1.6239457282204073E-3,false,false,1.9027717073701766E-2,0,0,0,0,0,0]
[2023,136,{"$f":"IF(LOADPROFILE=0.1,Results_10PoE!C893,IF(LOADPROFILE=0.5,Results_50PoE!C893,\"Invalid Load Profile %\"))","v":0},61.68181818181818,30.84090909090909,0,0,0,130.85054224960822,0,0,0,0,0,1.172107371740029E-2,1.6239457282204073E-3,false,false,1.9027717073701766E-2,0,0,0,0,0,0]
[2023,137,{"$f":"IF(LOADPROFILE=0.1,Results_10PoE!C894,IF(LOADPROFILE=0.5,Results_50PoE!C894,\"Invalid Load Profile %\"))","v":0},61.68181818181818,30.84090909090909,0,0,0,131.85054224960822,0,0,0,0,0,1.172107371740029E-2,1.6239457282204073E-3,false,false,1.9027717073701766E-2,0,0,0,0,0,0]
[2023,138,{"$f":"IF(LOADPROFILE=0.1,Results_10PoE!C895,IF(LOADPROFILE=0.5,Results_50PoE!C895,\"Invalid Load Profile %\"))","v":0},61.68181818181818,30.84090909090909,0,0,0,132.85054224960822,0,0,0,0,0,1.172107371740029E-2,1.6239457282204073E-3,false,false,1.9027717073701766E-2,0,0,0,0,0,0]
[2023,139,{"$f":"IF(LOADPROFILE=0.1,Results_10PoE!C896,IF(LOADPROFILE=0.5,Results_50PoE!C896,\"Invalid Load Profile %\"))","v":0},61.68181818181818,30.84090909090909,0,0,0,133.85054224960822,0,0,0,0,0,1.172107371740029E-2,1.6239457282204073E-3,false,false,1.9027717073701766E-2,0,0,0,0,0,0]
[2023,140,{"$f":"IF(LOADPROFILE=0.1,Results_10PoE!C897,IF(LOADPROFILE=0.5,Results_50PoE!C897,\"Invalid Load Profile %\"))","v":0},61.68181818181818,30.84090909090909,0,0,0,134.85054224960822,0,0,0,0,0,1.172107371740029E-2,1.6239457282204073E-3,false,false,1.9027717073701766E-2,0,0,0,0,0,0]
[2023,141,{"$f":"IF(LOADPROFILE=0.1,Results_10PoE!C898,IF(LOADPROFILE=0.5,Results_50PoE!C898,\"Invalid Load Profile %\"))","v":0},61.68181818181818,30.84090909090909,0,0,0,135.85054224960822,0,0,0,0,0,1.172107371740029E-2,1.6239457282204073E-3,false,false,1.9027717073701766E-2,0,0,0,0,0,0]
[2023,142,{"$f":"IF(LOADPROFILE=0.1,Results_10PoE!C899,IF(LOADPROFILE=0.5,Results_50PoE!C899,\"Invalid Load Profile %\"))","v":0},61.68181818181818,30.84090909090909,0,0,0,136.85054224960822,0,0,0,0,0,1.172107371740029E-2,1.6239457282204073E-3,false,false,1.9027717073701766E-2,0,0,0,0,0,0]
[2023,143,{"$f":"IF(LOADPROFILE=0.1,Results_10PoE!C900,IF(LOADPROFILE=0.5,Results_50PoE!C900,\"Invalid Load Profile %\"))","v":0},61.68181818181818,30.84090909090909,0,0,0,137.85054224960822,0,0,0,0,0,1.172107371740029E-2,1.6239457282204073E-3,false,false,1.9027717073701766E-2,0,0,0,0,0,0]
[2023,144,{"$f":"IF(LOADPROFILE=0.1,Results_10PoE!C901,IF(LOADPROFILE=0.5,Results_50PoE!C901,\"Invalid Load Profile %\"))","v":0},61.68181818181818,30.84090909090909,0,0,0,138.85054224960822,0,0,0,0,0,1.172107371740029E-2,1.6239457282204073E-3,false,false,1.9027717073701766E-2,0,0,0,0,0,0]
[2023,145,{"$f":"IF(LOADPROFILE=0.1,Results_10PoE!C902,IF(LOADPROFILE=0.5,Results_50PoE!C902,\"Invalid Load Profile %\"))","v":0},61.68181818181818,30.84090909090909,0,0,0,139.85054224960822,0,0,0,0,0,1.172107371740029E-2,1.6239457282204073E-3,false,false,1.9027717073701766E-2,0,0,0,0,0,0]
[2023,146,{"$f":"IF(LOADPROFILE=0.1,Results_10PoE!C903,IF(LOADPROFILE=0.5,Results_50PoE!C903,\"Invalid Load Profile %\"))","v":0},61.68181818181818,30.84090909090909,0,0,0,140.85054224960822,0,0,0,0,0,1.172107371740029E-2,1.6239457282204073E-3,false,false,1.9027717073701766E-2,0,0,0,0,0,0]
[2023,147,{"$f":"IF(LOADPROFILE=0.1,Results_10PoE!C904,IF(LOADPROFILE=0.5,Results_50PoE!C904,\"Invalid Load Profile %\"))","v":0},61.68181818181818,30.84090909090909,0,0,0,141.85054224960822,0,0,0,0,0,1.172107371740029E-2,1.6239457282204073E-3,false,false,1.9027717073701766E-2,0,0,0,0,0,0]
[2023,148,{"$f":"IF(LOADPROFILE=0.1,Results_10PoE!C905,IF(LOADPROFILE=0.5,Results_50PoE!C905,\"Invalid Load Profile %\"))","v":0},{"$f":"VLOOKUP($A934,$Q$4:$AB$26,6,FALSE)","v":61.68181818181818},{"$f":"VLOOKUP($A934,$Q$4:$AB$26,7,FALSE)","v":30.84090909090909},{"$f":"VLOOKUP($A934,$Q$4:$AB$26,9,FALSE)","v":0},{"$f":"VLOOKUP($A934,$Q$4:$AB$26,10,FALSE)","v":0},{"$f":"VLOOKUP($A934,$Q$4:$AB$26,11,FALSE)","v":0},{"$f":"IF(B934-VLOOKUP(A934,$Q$4:$AB$26,12,FALSE)<0,0,B934-VLOOKUP(A934,$Q$4:$AB$26,12,FALSE))","v":142.85054224960822},{"$f":"IF(B934=150,0,IF(IF($I934>D934,($I934-D934)*($C934-$C935),0)<0,0,IF($I934>D934,($I934-D934)*($C934-$C935),0)))*$Y$30","v":0},{"$f":"IF(C934=150,0,IF(IF($I934>E934,($I934-E934)*($C934-$C935),0)<0,0,IF($I934>E934,($I934-E934)*($C934-$C935),0)))*$Y$30","v":0},{"$f":"IF(D934=150,0,IF(IF($I934>F934,($I934-F934)*($C934-$C935),0)<0,0,IF($I934>F934,($I934-F934)*($C934-$C935),0)))*$Y$30","v":0},{"$f":"IF(E934=150,0,IF(IF($I934>G934,($I934-G934)*($C934-$C935),0)<0,0,IF($I934>G934,($I934-G934)*($C934-$C935),0)))*$Y$30","v":0},{"$f":"IF(F934=150,0,IF(IF($I934>H934,($I934-H934)*($C934-$C935),0)<0,0,IF($I934>H934,($I934-H934)*($C934-$C935),0)))*$Y$30","v":0},{"$f":"VLOOKUP($A934, $Q$4:$BB$26,33,FALSE)","v":1.172107371740029E-2},{"$f":"VLOOKUP($A934, $Q$4:$BB$26,34,FALSE)","v":1.6239457282204073E-3},{"$f":"VLOOKUP($A934, $Q$4:$BB$26,35,FALSE)","v":false},{"$f":"VLOOKUP($A934, $Q$4:$BB$26,36,FALSE)","v":false},{"$f":"VLOOKUP($A934, $Q$4:$BB$26,37,FALSE)","v":1.9027717073701766E-2},{"$f":"J934*1000*($S$34/365)","v":0},{"$f":"O934*K934*1000*($T$34/365)","v":0},{"$f":"P934*L934*1000*($U$34/365)","v":0},{"$f":"Q934*M934*1000*($V$34/365)","v":0},{"$f":"R934*N934*1000*($W$34/365)","v":0},{"$f":"S934*K934*1000*($X$34/365)","v":0}]
[2023,149,{"$f":"IF(LOADPROFILE=0.1,Results_10PoE!C906,IF(LOADPROFILE=0.5,Results_50PoE!C906,\"Invalid Load Profile %\"))","v":0},61.68181818181818,30.84090909090909,0,0,0,143.85054224960822,0,0,0,0,0,1.172107371740029E-2,1.6239457282204073E-3,false,false,1.9027717073701766E-2,0,0,0,0,0,0]
[2023,150,{"$f":"IF(LOADPROFILE=0.1,Results_10PoE!C907,IF(LOADPROFILE=0.5,Results_50PoE!C907,\"Invalid Load Profile %\"))","v":0},61.68181818181818,30.84090909090909,0,0,0,144.85054224960822,0,0,0,0,0,1.172107371740029E-2,1.6239457282204073E-3,false,false,1.9027717073701766E-2,0,0,0,0,0,0]
[2024,1,{"$f":"IF(LOADPROFILE=0.1,Results_10PoE!C908,IF(LOADPROFILE=0.5,Results_50PoE!C908,\"Invalid Load Profile %\"))","v":8760},61.68181818181818,30.84090909090909,0,0,0,0,0,0,0,0,0,1.2218965349794601E-2,1.6940626428610574E-3,false,false,1.9835982710705521E-2,0,0,0,0,0,0]
[2024,2,{"$f":"IF(LOADPROFILE=0.1,Results_10PoE!C909,IF(LOADPROFILE=0.5,Results_50PoE!C909,\"Invalid Load Profile %\"))","v":8760},61.68181818181818,30.84090909090909,0,0,0,0,0,0,0,0,0,1.2218965349794601E-2,1.6940626428610574E-3,false,false,1.9835982710705521E-2,0,0,0,0,0,0]
[2024,3,{"$f":"IF(LOADPROFILE=0.1,Results_10PoE!C910,IF(LOADPROFILE=0.5,Results_50PoE!C910,\"Invalid Load Profile %\"))","v":8760},61.68181818181818,30.84090909090909,0,0,0,0,0,0,0,0,0,1.2218965349794601E-2,1.6940626428610574E-3,false,false,1.9835982710705521E-2,0,0,0,0,0,0]
[2024,4,{"$f":"IF(LOADPROFILE=0.1,Results_10PoE!C911,IF(LOADPROFILE=0.5,Results_50PoE!C911,\"Invalid Load Profile %\"))","v":8748},61.68181818181818,30.84090909090909,0,0,0,0,0,0,0,0,0,1.2218965349794601E-2,1.6940626428610574E-3,false,false,1.9835982710705521E-2,0,0,0,0,0,0]
[2024,5,{"$f":"IF(LOADPROFILE=0.1,Results_10PoE!C912,IF(LOADPROFILE=0.5,Results_50PoE!C912,\"Invalid Load Profile %\"))","v":8455},61.68181818181818,30.84090909090909,0,0,0,0,0,0,0,0,0,1.2218965349794601E-2,1.6940626428610574E-3,false,false,1.9835982710705521E-2,0,0,0,0,0,0]
[2024,6,{"$f":"IF(LOADPROFILE=0.1,Results_10PoE!C913,IF(LOADPROFILE=0.5,Results_50PoE!C913,\"Invalid Load Profile %\"))","v":7673},61.68181818181818,30.84090909090909,0,0,0,0.86588838288495662,0,0,1120.975683861313,1120.975683861313,1120.975683861313,1.2218965349794601E-2,1.6940626428610574E-3,false,false,1.9835982710705521E-2,0,0,632.65415999327502,0,0,0]
[2024,7,{"$f":"IF(LOADPROFILE=0.1,Results_10PoE!C914,IF(LOADPROFILE=0.5,Results_50PoE!C914,\"Invalid Load Profile %\"))","v":6367},61.68181818181818,30.84090909090909,0,0,0,1.8658883828849566,0,0,2004.9615345019154,2004.9615345019154,2004.9615345019154,1.2218965349794601E-2,1.6940626428610574E-3,false,false,1.9835982710705521E-2,0,0,1131.5564411351399,0,0,0]
[2024,8,{"$f":"IF(LOADPROFILE=0.1,Results_10PoE!C915,IF(LOADPROFILE=0.5,Results_50PoE!C915,\"Invalid Load Profile %\"))","v":5283},61.68181818181818,30.84090909090909,0,0,0,2.8658883828849566,0,0,1886.3333951476141,1886.3333951476141,1886.3333951476141,1.2218965349794601E-2,1.6940626428610574E-3,false,false,1.9835982710705521E-2,0,0,1064.6053137063616,0,0,0]
[2024,9,{"$f":"IF(LOADPROFILE=0.1,Results_10PoE!C916,IF(LOADPROFILE=0.5,Results_50PoE!C916,\"Invalid Load Profile %\"))","v":4619},61.68181818181818,30.84090909090909,0,0,0,3.8658883828849566,0,0,3111.6908448154049,3111.6908448154049,3111.6908448154049,1.2218965349794601E-2,1.6940626428610574E-3,false,false,1.9835982710705521E-2,0,0,1756.1702594692608,0,0,0]
[2024,10,{"$f":"IF(LOADPROFILE=0.1,Results_10PoE!C917,IF(LOADPROFILE=0.5,Results_50PoE!C917,\"Invalid Load Profile %\"))","v":3807},61.68181818181818,30.84090909090909,0,0,0,4.8658883828849566,0,0,3791.1920994814727,3791.1920994814727,3791.1920994814727,1.2218965349794601E-2,1.6940626428610574E-3,false,false,1.9835982710705521E-2,0,0,2139.6659067649639,0,0,0]
[2024,11,{"$f":"IF(LOADPROFILE=0.1,Results_10PoE!C918,IF(LOADPROFILE=0.5,Results_50PoE!C918,\"Invalid Load Profile %\"))","v":3021},61.68181818181818,30.84090909090909,0,0,0,5.8658883828849566,0,0,3576.0206066176511,3576.0206066176511,3576.0206066176511,1.2218965349794601E-2,1.6940626428610574E-3,false,false,1.9835982710705521E-2,0,0,2018.2278220392102,0,0,0]
[2024,12,{"$f":"IF(LOADPROFILE=0.1,Results_10PoE!C919,IF(LOADPROFILE=0.5,Results_50PoE!C919,\"Invalid Load Profile %\"))","v":2406},61.68181818181818,30.84090909090909,0,0,0,6.8658883828849566,0,0,5696.5681712014775,5696.5681712014775,5696.5681712014775,1.2218965349794601E-2,1.6940626428610574E-3,false,false,1.9835982710705521E-2,0,0,3215.0184906613717,0,0,0]
[2024,13,{"$f":"IF(LOADPROFILE=0.1,Results_10PoE!C920,IF(LOADPROFILE=0.5,Results_50PoE!C920,\"Invalid Load Profile %\"))","v":1569},61.68181818181818,30.84090909090909,0,0,0,7.8658883828849566,0,0,6884.9308881054048,6884.9308881054048,6884.9308881054048,1.2218965349794601E-2,1.6940626428610574E-3,false,false,1.9835982710705521E-2,0,0,3885.7044183350677,0,0,0]
[2024,14,{"$f":"IF(LOADPROFILE=0.1,Results_10PoE!C921,IF(LOADPROFILE=0.5,Results_50PoE!C921,\"Invalid Load Profile %\"))","v":686},61.68181818181818,30.84090909090909,0,0,0,8.8658883828849575,0,0,3656.0042518124765,3656.0042518124765,3656.0042518124765,1.2218965349794601E-2,1.6940626428610574E-3,false,false,1.9835982710705521E-2,0,0,2063.3688421277357,0,0,0]
[2024,15,{"$f":"IF(LOADPROFILE=0.1,Results_10PoE!C922,IF(LOADPROFILE=0.5,Results_50PoE!C922,\"Invalid Load Profile %\"))","v":270},61.68181818181818,30.84090909090909,0,0,0,9.8658883828849575,0,0,1466.9609691810797,1466.9609691810797,1466.9609691810797,1.2218965349794601E-2,1.6940626428610574E-3,false,false,1.9835982710705521E-2,0,0,827.9206882555344,0,0,0]
[2024,16,{"$f":"IF(LOADPROFILE=0.1,Results_10PoE!C923,IF(LOADPROFILE=0.5,Results_50PoE!C923,\"Invalid Load Profile %\"))","v":120},61.68181818181818,30.84090909090909,0,0,0,10.865888382884958,0,0,775.51256375398486,775.51256375398486,775.51256375398486,1.2218965349794601E-2,1.6940626428610574E-3,false,false,1.9835982710705521E-2,0,0,437.682330357051,0,0,0]
[2024,17,{"$f":"IF(LOADPROFILE=0.1,Results_10PoE!C924,IF(LOADPROFILE=0.5,Results_50PoE!C924,\"Invalid Load Profile %\"))","v":48},61.68181818181818,30.84090909090909,0,0,0,11.865888382884958,0,0,329.34372422818666,329.34372422818666,329.34372422818666,1.2218965349794601E-2,1.6940626428610574E-3,false,false,1.9835982710705521E-2,0,0,185.87439513667329,0,0,0]
[2024,18,{"$f":"IF(LOADPROFILE=0.1,Results_10PoE!C925,IF(LOADPROFILE=0.5,Results_50PoE!C925,\"Invalid Load Profile %\"))","v":20},61.68181818181818,30.84090909090909,0,0,0,12.865888382884958,0,0,204.05670241069288,204.05670241069288,204.05670241069288,1.2218965349794601E-2,1.6940626428610574E-3,false,false,1.9835982710705521E-2,0,0,115.16514007685336,0,0,0]
[2024,19,{"$f":"IF(LOADPROFILE=0.1,Results_10PoE!C926,IF(LOADPROFILE=0.5,Results_50PoE!C926,\"Invalid Load Profile %\"))","v":4},61.68181818181818,30.84090909090909,0,0,0,13.865888382884958,0,0,41.234435808132687,41.234435808132687,41.234435808132687,1.2218965349794601E-2,1.6940626428610574E-3,false,false,1.9835982710705521E-2,0,0,23.271813764176443,0,0,0]
[2024,20,{"$f":"IF(LOADPROFILE=0.1,Results_10PoE!C927,IF(LOADPROFILE=0.5,Results_50PoE!C927,\"Invalid Load Profile %\"))","v":1},61.68181818181818,30.84090909090909,0,0,0,14.865888382884958,0,0,14.736079971420155,14.736079971420155,14.736079971420155,1.2218965349794601E-2,1.6940626428610574E-3,false,false,1.9835982710705521E-2,0,0,8.3167212546476286,0,0,0]
[2024,21,{"$f":"IF(LOADPROFILE=0.1,Results_10PoE!C928,IF(LOADPROFILE=0.5,Results_50PoE!C928,\"Invalid Load Profile %\"))","v":0},61.68181818181818,30.84090909090909,0,0,0,15.865888382884958,0,0,0,0,0,1.2218965349794601E-2,1.6940626428610574E-3,false,false,1.9835982710705521E-2,0,0,0,0,0,0]
[2024,22,{"$f":"IF(LOADPROFILE=0.1,Results_10PoE!C929,IF(LOADPROFILE=0.5,Results_50PoE!C929,\"Invalid Load Profile %\"))","v":0},61.68181818181818,30.84090909090909,0,0,0,16.865888382884958,0,0,0,0,0,1.2218965349794601E-2,1.6940626428610574E-3,false,false,1.9835982710705521E-2,0,0,0,0,0,0]
[2024,23,{"$f":"IF(LOADPROFILE=0.1,Results_10PoE!C930,IF(LOADPROFILE=0.5,Results_50PoE!C930,\"Invalid Load Profile %\"))","v":0},61.68181818181818,30.84090909090909,0,0,0,17.865888382884958,0,0,0,0,0,1.2218965349794601E-2,1.6940626428610574E-3,false,false,1.9835982710705521E-2,0,0,0,0,0,0]
[2024,24,{"$f":"IF(LOADPROFILE=0.1,Results_10PoE!C931,IF(LOADPROFILE=0.5,Results_50PoE!C931,\"Invalid Load Profile %\"))","v":0},61.68181818181818,30.84090909090909,0,0,0,18.865888382884958,0,0,0,0,0,1.2218965349794601E-2,1.6940626428610574E-3,false,false,1.9835982710705521E-2,0,0,0,0,0,0]
[2024,25,{"$f":"IF(LOADPROFILE=0.1,Results_10PoE!C932,IF(LOADPROFILE=0.5,Results_50PoE!C932,\"Invalid Load Profile %\"))","v":0},61.68181818181818,30.84090909090909,0,0,0,19.865888382884958,0,0,0,0,0,1.2218965349794601E-2,1.6940626428610574E-3,false,false,1.9835982710705521E-2,0,0,0,0,0,0]
[2024,26,{"$f":"IF(LOADPROFILE=0.1,Results_10PoE!C933,IF(LOADPROFILE=0.5,Results_50PoE!C933,\"Invalid Load Profile %\"))","v":0},61.68181818181818,30.84090909090909,0,0,0,20.865888382884958,0,0,0,0,0,1.2218965349794601E-2,1.6940626428610574E-3,false,false,1.9835982710705521E-2,0,0,0,0,0,0]
[2024,27,{"$f":"IF(LOADPROFILE=0.1,Results_10PoE!C934,IF(LOADPROFILE=0.5,Results_50PoE!C934,\"Invalid Load Profile %\"))","v":0},61.68181818181818,30.84090909090909,0,0,0,21.865888382884958,0,0,0,0,0,1.2218965349794601E-2,1.6940626428610574E-3,false,false,1.9835982710705521E-2,0,0,0,0,0,0]
[2024,28,{"$f":"IF(LOADPROFILE=0.1,Results_10PoE!C935,IF(LOADPROFILE=0.5,Results_50PoE!C935,\"Invalid Load Profile %\"))","v":0},61.68181818181818,30.84090909090909,0,0,0,22.865888382884958,0,0,0,0,0,1.2218965349794601E-2,1.6940626428610574E-3,false,false,1.9835982710705521E-2,0,0,0,0,0,0]
[2024,29,{"$f":"IF(LOADPROFILE=0.1,Results_10PoE!C936,IF(LOADPROFILE=0.5,Results_50PoE!C936,\"Invalid Load Profile %\"))","v":0},61.68181818181818,30.84090909090909,0,0,0,23.865888382884958,0,0,0,0,0,1.2218965349794601E-2,1.6940626428610574E-3,false,false,1.9835982710705521E-2,0,0,0,0,0,0]
[2024,30,{"$f":"IF(LOADPROFILE=0.1,Results_10PoE!C937,IF(LOADPROFILE=0.5,Results_50PoE!C937,\"Invalid Load Profile %\"))","v":0},61.68181818181818,30.84090909090909,0,0,0,24.865888382884958,0,0,0,0,0,1.2218965349794601E-2,1.6940626428610574E-3,false,false,1.9835982710705521E-2,0,0,0,0,0,0]
[2024,31,{"$f":"IF(LOADPROFILE=0.1,Results_10PoE!C938,IF(LOADPROFILE=0.5,Results_50PoE!C938,\"Invalid Load Profile %\"))","v":0},61.68181818181818,30.84090909090909,0,0,0,25.865888382884958,0,0,0,0,0,1.2218965349794601E-2,1.6940626428610574E-3,false,false,1.9835982710705521E-2,0,0,0,0,0,0]
[2024,32,{"$f":"IF(LOADPROFILE=0.1,Results_10PoE!C939,IF(LOADPROFILE=0.5,Results_50PoE!C939,\"Invalid Load Profile %\"))","v":0},61.68181818181818,30.84090909090909,0,0,0,26.865888382884958,0,0,0,0,0,1.2218965349794601E-2,1.6940626428610574E-3,false,false,1.9835982710705521E-2,0,0,0,0,0,0]
[2024,33,{"$f":"IF(LOADPROFILE=0.1,Results_10PoE!C940,IF(LOADPROFILE=0.5,Results_50PoE!C940,\"Invalid Load Profile %\"))","v":0},61.68181818181818,30.84090909090909,0,0,0,27.865888382884958,0,0,0,0,0,1.2218965349794601E-2,1.6940626428610574E-3,false,false,1.9835982710705521E-2,0,0,0,0,0,0]
[2024,34,{"$f":"IF(LOADPROFILE=0.1,Results_10PoE!C941,IF(LOADPROFILE=0.5,Results_50PoE!C941,\"Invalid Load Profile %\"))","v":0},61.68181818181818,30.84090909090909,0,0,0,28.865888382884958,0,0,0,0,0,1.2218965349794601E-2,1.6940626428610574E-3,false,false,1.9835982710705521E-2,0,0,0,0,0,0]
[2024,35,{"$f":"IF(LOADPROFILE=0.1,Results_10PoE!C942,IF(LOADPROFILE=0.5,Results_50PoE!C942,\"Invalid Load Profile %\"))","v":0},61.68181818181818,30.84090909090909,0,0,0,29.865888382884958,0,0,0,0,0,1.2218965349794601E-2,1.6940626428610574E-3,false,false,1.9835982710705521E-2,0,0,0,0,0,0]
[2024,36,{"$f":"IF(LOADPROFILE=0.1,Results_10PoE!C943,IF(LOADPROFILE=0.5,Results_50PoE!C943,\"Invalid Load Profile %\"))","v":0},61.68181818181818,30.84090909090909,0,0,0,30.865888382884958,0,0,0,0,0,1.2218965349794601E-2,1.6940626428610574E-3,false,false,1.9835982710705521E-2,0,0,0,0,0,0]
[2024,37,{"$f":"IF(LOADPROFILE=0.1,Results_10PoE!C944,IF(LOADPROFILE=0.5,Results_50PoE!C944,\"Invalid Load Profile %\"))","v":0},61.68181818181818,30.84090909090909,0,0,0,31.865888382884958,0,0,0,0,0,1.2218965349794601E-2,1.6940626428610574E-3,false,false,1.9835982710705521E-2,0,0,0,0,0,0]
[2024,38,{"$f":"IF(LOADPROFILE=0.1,Results_10PoE!C945,IF(LOADPROFILE=0.5,Results_50PoE!C945,\"Invalid Load Profile %\"))","v":0},61.68181818181818,30.84090909090909,0,0,0,32.865888382884954,0,0,0,0,0,1.2218965349794601E-2,1.6940626428610574E-3,false,false,1.9835982710705521E-2,0,0,0,0,0,0]
[2024,39,{"$f":"IF(LOADPROFILE=0.1,Results_10PoE!C946,IF(LOADPROFILE=0.5,Results_50PoE!C946,\"Invalid Load Profile %\"))","v":0},61.68181818181818,30.84090909090909,0,0,0,33.865888382884954,0,0,0,0,0,1.2218965349794601E-2,1.6940626428610574E-3,false,false,1.9835982710705521E-2,0,0,0,0,0,0]
[2024,40,{"$f":"IF(LOADPROFILE=0.1,Results_10PoE!C947,IF(LOADPROFILE=0.5,Results_50PoE!C947,\"Invalid Load Profile %\"))","v":0},61.68181818181818,30.84090909090909,0,0,0,34.865888382884954,0,0,0,0,0,1.2218965349794601E-2,1.6940626428610574E-3,false,false,1.9835982710705521E-2,0,0,0,0,0,0]
[2024,41,{"$f":"IF(LOADPROFILE=0.1,Results_10PoE!C948,IF(LOADPROFILE=0.5,Results_50PoE!C948,\"Invalid Load Profile %\"))","v":0},61.68181818181818,30.84090909090909,0,0,0,35.865888382884954,0,0,0,0,0,1.2218965349794601E-2,1.6940626428610574E-3,false,false,1.9835982710705521E-2,0,0,0,0,0,0]
[2024,42,{"$f":"IF(LOADPROFILE=0.1,Results_10PoE!C949,IF(LOADPROFILE=0.5,Results_50PoE!C949,\"Invalid Load Profile %\"))","v":0},61.68181818181818,30.84090909090909,0,0,0,36.865888382884954,0,0,0,0,0,1.2218965349794601E-2,1.6940626428610574E-3,false,false,1.9835982710705521E-2,0,0,0,0,0,0]
[2024,43,{"$f":"IF(LOADPROFILE=0.1,Results_10PoE!C950,IF(LOADPROFILE=0.5,Results_50PoE!C950,\"Invalid Load Profile %\"))","v":0},61.68181818181818,30.84090909090909,0,0,0,37.865888382884954,0,0,0,0,0,1.2218965349794601E-2,1.6940626428610574E-3,false,false,1.9835982710705521E-2,0,0,0,0,0,0]
[2024,44,{"$f":"IF(LOADPROFILE=0.1,Results_10PoE!C951,IF(LOADPROFILE=0.5,Results_50PoE!C951,\"Invalid Load Profile %\"))","v":0},61.68181818181818,30.84090909090909,0,0,0,38.865888382884954,0,0,0,0,0,1.2218965349794601E-2,1.6940626428610574E-3,false,false,1.9835982710705521E-2,0,0,0,0,0,0]
[2024,45,{"$f":"IF(LOADPROFILE=0.1,Results_10PoE!C952,IF(LOADPROFILE=0.5,Results_50PoE!C952,\"Invalid Load Profile %\"))","v":0},61.68181818181818,30.84090909090909,0,0,0,39.865888382884954,0,0,0,0,0,1.2218965349794601E-2,1.6940626428610574E-3,false,false,1.9835982710705521E-2,0,0,0,0,0,0]
[2024,46,{"$f":"IF(LOADPROFILE=0.1,Results_10PoE!C953,IF(LOADPROFILE=0.5,Results_50PoE!C953,\"Invalid Load Profile %\"))","v":0},61.68181818181818,30.84090909090909,0,0,0,40.865888382884954,0,0,0,0,0,1.2218965349794601E-2,1.6940626428610574E-3,false,false,1.9835982710705521E-2,0,0,0,0,0,0]
[2024,47,{"$f":"IF(LOADPROFILE=0.1,Results_10PoE!C954,IF(LOADPROFILE=0.5,Results_50PoE!C954,\"Invalid Load Profile %\"))","v":0},61.68181818181818,30.84090909090909,0,0,0,41.865888382884954,0,0,0,0,0,1.2218965349794601E-2,1.6940626428610574E-3,false,false,1.9835982710705521E-2,0,0,0,0,0,0]
[2024,48,{"$f":"IF(LOADPROFILE=0.1,Results_10PoE!C955,IF(LOADPROFILE=0.5,Results_50PoE!C955,\"Invalid Load Profile %\"))","v":0},61.68181818181818,30.84090909090909,0,0,0,42.865888382884954,0,0,0,0,0,1.2218965349794601E-2,1.6940626428610574E-3,false,false,1.9835982710705521E-2,0,0,0,0,0,0]
[2024,49,{"$f":"IF(LOADPROFILE=0.1,Results_10PoE!C956,IF(LOADPROFILE=0.5,Results_50PoE!C956,\"Invalid Load Profile %\"))","v":0},61.68181818181818,30.84090909090909,0,0,0,43.865888382884954,0,0,0,0,0,1.2218965349794601E-2,1.6940626428610574E-3,false,false,1.9835982710705521E-2,0,0,0,0,0,0]
[2024,50,{"$f":"IF(LOADPROFILE=0.1,Results_10PoE!C957,IF(LOADPROFILE=0.5,Results_50PoE!C957,\"Invalid Load Profile %\"))","v":0},61.68181818181818,30.84090909090909,0,0,0,44.865888382884954,0,0,0,0,0,1.2218965349794601E-2,1.6940626428610574E-3,false,false,1.9835982710705521E-2,0,0,0,0,0,0]
[2024,51,{"$f":"IF(LOADPROFILE=0.1,Results_10PoE!C958,IF(LOADPROFILE=0.5,Results_50PoE!C958,\"Invalid Load Profile %\"))","v":0},61.68181818181818,30.84090909090909,0,0,0,45.865888382884954,0,0,0,0,0,1.2218965349794601E-2,1.6940626428610574E-3,false,false,1.9835982710705521E-2,0,0,0,0,0,0]
[2024,52,{"$f":"IF(LOADPROFILE=0.1,Results_10PoE!C959,IF(LOADPROFILE=0.5,Results_50PoE!C959,\"Invalid Load Profile %\"))","v":0},61.68181818181818,30.84090909090909,0,0,0,46.865888382884954,0,0,0,0,0,1.2218965349794601E-2,1.6940626428610574E-3,false,false,1.9835982710705521E-2,0,0,0,0,0,0]
[2024,53,{"$f":"IF(LOADPROFILE=0.1,Results_10PoE!C960,IF(LOADPROFILE=0.5,Results_50PoE!C960,\"Invalid Load Profile %\"))","v":0},61.68181818181818,30.84090909090909,0,0,0,47.865888382884954,0,0,0,0,0,1.2218965349794601E-2,1.6940626428610574E-3,false,false,1.9835982710705521E-2,0,0,0,0,0,0]
[2024,54,{"$f":"IF(LOADPROFILE=0.1,Results_10PoE!C961,IF(LOADPROFILE=0.5,Results_50PoE!C961,\"Invalid Load Profile %\"))","v":0},61.68181818181818,30.84090909090909,0,0,0,48.865888382884954,0,0,0,0,0,1.2218965349794601E-2,1.6940626428610574E-3,false,false,1.9835982710705521E-2,0,0,0,0,0,0]
[2024,55,{"$f":"IF(LOADPROFILE=0.1,Results_10PoE!C962,IF(LOADPROFILE=0.5,Results_50PoE!C962,\"Invalid Load Profile %\"))","v":0},61.68181818181818,30.84090909090909,0,0,0,49.865888382884954,0,0,0,0,0,1.2218965349794601E-2,1.6940626428610574E-3,false,false,1.9835982710705521E-2,0,0,0,0,0,0]
[2024,56,{"$f":"IF(LOADPROFILE=0.1,Results_10PoE!C963,IF(LOADPROFILE=0.5,Results_50PoE!C963,\"Invalid Load Profile %\"))","v":0},61.68181818181818,30.84090909090909,0,0,0,50.865888382884954,0,0,0,0,0,1.2218965349794601E-2,1.6940626428610574E-3,false,false,1.9835982710705521E-2,0,0,0,0,0,0]
[2024,57,{"$f":"IF(LOADPROFILE=0.1,Results_10PoE!C964,IF(LOADPROFILE=0.5,Results_50PoE!C964,\"Invalid Load Profile %\"))","v":0},61.68181818181818,30.84090909090909,0,0,0,51.865888382884954,0,0,0,0,0,1.2218965349794601E-2,1.6940626428610574E-3,false,false,1.9835982710705521E-2,0,0,0,0,0,0]
[2024,58,{"$f":"IF(LOADPROFILE=0.1,Results_10PoE!C965,IF(LOADPROFILE=0.5,Results_50PoE!C965,\"Invalid Load Profile %\"))","v":0},61.68181818181818,30.84090909090909,0,0,0,52.865888382884954,0,0,0,0,0,1.2218965349794601E-2,1.6940626428610574E-3,false,false,1.9835982710705521E-2,0,0,0,0,0,0]
[2024,59,{"$f":"IF(LOADPROFILE=0.1,Results_10PoE!C966,IF(LOADPROFILE=0.5,Results_50PoE!C966,\"Invalid Load Profile %\"))","v":0},61.68181818181818,30.84090909090909,0,0,0,53.865888382884954,0,0,0,0,0,1.2218965349794601E-2,1.6940626428610574E-3,false,false,1.9835982710705521E-2,0,0,0,0,0,0]
[2024,60,{"$f":"IF(LOADPROFILE=0.1,Results_10PoE!C967,IF(LOADPROFILE=0.5,Results_50PoE!C967,\"Invalid Load Profile %\"))","v":0},61.68181818181818,30.84090909090909,0,0,0,54.865888382884954,0,0,0,0,0,1.2218965349794601E-2,1.6940626428610574E-3,false,false,1.9835982710705521E-2,0,0,0,0,0,0]
[2024,61,{"$f":"IF(LOADPROFILE=0.1,Results_10PoE!C968,IF(LOADPROFILE=0.5,Results_50PoE!C968,\"Invalid Load Profile %\"))","v":0},61.68181818181818,30.84090909090909,0,0,0,55.865888382884954,0,0,0,0,0,1.2218965349794601E-2,1.6940626428610574E-3,false,false,1.9835982710705521E-2,0,0,0,0,0,0]
[2024,62,{"$f":"IF(LOADPROFILE=0.1,Results_10PoE!C969,IF(LOADPROFILE=0.5,Results_50PoE!C969,\"Invalid Load Profile %\"))","v":0},{"$f":"VLOOKUP($A998,$Q$4:$AB$26,6,FALSE)","v":61.68181818181818},{"$f":"VLOOKUP($A998,$Q$4:$AB$26,7,FALSE)","v":30.84090909090909},{"$f":"VLOOKUP($A998,$Q$4:$AB$26,9,FALSE)","v":0},{"$f":"VLOOKUP($A998,$Q$4:$AB$26,10,FALSE)","v":0},{"$f":"VLOOKUP($A998,$Q$4:$AB$26,11,FALSE)","v":0},{"$f":"IF(B998-VLOOKUP(A998,$Q$4:$AB$26,12,FALSE)<0,0,B998-VLOOKUP(A998,$Q$4:$AB$26,12,FALSE))","v":56.865888382884954},{"$f":"IF(B998=150,0,IF(IF($I998>D998,($I998-D998)*($C998-$C999),0)<0,0,IF($I998>D998,($I998-D998)*($C998-$C999),0)))*$Y$30","v":0},{"$f":"IF(C998=150,0,IF(IF($I998>E998,($I998-E998)*($C998-$C999),0)<0,0,IF($I998>E998,($I998-E998)*($C998-$C999),0)))*$Y$30","v":0},{"$f":"IF(D998=150,0,IF(IF($I998>F998,($I998-F998)*($C998-$C999),0)<0,0,IF($I998>F998,($I998-F998)*($C998-$C999),0)))*$Y$30","v":0},{"$f":"IF(E998=150,0,IF(IF($I998>G998,($I998-G998)*($C998-$C999),0)<0,0,IF($I998>G998,($I998-G998)*($C998-$C999),0)))*$Y$30","v":0},{"$f":"IF(F998=150,0,IF(IF($I998>H998,($I998-H998)*($C998-$C999),0)<0,0,IF($I998>H998,($I998-H998)*($C998-$C999),0)))*$Y$30","v":0},{"$f":"VLOOKUP($A998, $Q$4:$BB$26,33,FALSE)","v":1.2218965349794601E-2},{"$f":"VLOOKUP($A998, $Q$4:$BB$26,34,FALSE)","v":1.6940626428610574E-3},{"$f":"VLOOKUP($A998, $Q$4:$BB$26,35,FALSE)","v":false},{"$f":"VLOOKUP($A998, $Q$4:$BB$26,36,FALSE)","v":false},{"$f":"VLOOKUP($A998, $Q$4:$BB$26,37,FALSE)","v":1.9835982710705521E-2},{"$f":"J998*1000*($S$34/365)","v":0},{"$f":"O998*K998*1000*($T$34/365)","v":0},{"$f":"P998*L998*1000*($U$34/365)","v":0},{"$f":"Q998*M998*1000*($V$34/365)","v":0},{"$f":"R998*N998*1000*($W$34/365)","v":0},{"$f":"S998*K998*1000*($X$34/365)","v":0}]
[2024,63,{"$f":"IF(LOADPROFILE=0.1,Results_10PoE!C970,IF(LOADPROFILE=0.5,Results_50PoE!C970,\"Invalid Load Profile %\"))","v":0},61.68181818181818,30.84090909090909,0,0,0,57.865888382884954,0,0,0,0,0,1.2218965349794601E-2,1.6940626428610574E-3,false,false,1.9835982710705521E-2,0,0,0,0,0,0]
[2024,64,{"$f":"IF(LOADPROFILE=0.1,Results_10PoE!C971,IF(LOADPROFILE=0.5,Results_50PoE!C971,\"Invalid Load Profile %\"))","v":0},61.68181818181818,30.84090909090909,0,0,0,58.865888382884954,0,0,0,0,0,1.2218965349794601E-2,1.6940626428610574E-3,false,false,1.9835982710705521E-2,0,0,0,0,0,0]
[2024,65,{"$f":"IF(LOADPROFILE=0.1,Results_10PoE!C972,IF(LOADPROFILE=0.5,Results_50PoE!C972,\"Invalid Load Profile %\"))","v":0},61.68181818181818,30.84090909090909,0,0,0,59.865888382884954,0,0,0,0,0,1.2218965349794601E-2,1.6940626428610574E-3,false,false,1.9835982710705521E-2,0,0,0,0,0,0]
[2024,66,{"$f":"IF(LOADPROFILE=0.1,Results_10PoE!C973,IF(LOADPROFILE=0.5,Results_50PoE!C973,\"Invalid Load Profile %\"))","v":0},61.68181818181818,30.84090909090909,0,0,0,60.865888382884954,0,0,0,0,0,1.2218965349794601E-2,1.6940626428610574E-3,false,false,1.9835982710705521E-2,0,0,0,0,0,0]
[2024,67,{"$f":"IF(LOADPROFILE=0.1,Results_10PoE!C974,IF(LOADPROFILE=0.5,Results_50PoE!C974,\"Invalid Load Profile %\"))","v":0},61.68181818181818,30.84090909090909,0,0,0,61.865888382884954,0,0,0,0,0,1.2218965349794601E-2,1.6940626428610574E-3,false,false,1.9835982710705521E-2,0,0,0,0,0,0]
[2024,68,{"$f":"IF(LOADPROFILE=0.1,Results_10PoE!C975,IF(LOADPROFILE=0.5,Results_50PoE!C975,\"Invalid Load Profile %\"))","v":0},61.68181818181818,30.84090909090909,0,0,0,62.865888382884954,0,0,0,0,0,1.2218965349794601E-2,1.6940626428610574E-3,false,false,1.9835982710705521E-2,0,0,0,0,0,0]
[2024,69,{"$f":"IF(LOADPROFILE=0.1,Results_10PoE!C976,IF(LOADPROFILE=0.5,Results_50PoE!C976,\"Invalid Load Profile %\"))","v":0},61.68181818181818,30.84090909090909,0,0,0,63.865888382884954,0,0,0,0,0,1.2218965349794601E-2,1.6940626428610574E-3,false,false,1.9835982710705521E-2,0,0,0,0,0,0]
[2024,70,{"$f":"IF(LOADPROFILE=0.1,Results_10PoE!C977,IF(LOADPROFILE=0.5,Results_50PoE!C977,\"Invalid Load Profile %\"))","v":0},61.68181818181818,30.84090909090909,0,0,0,64.865888382884961,0,0,0,0,0,1.2218965349794601E-2,1.6940626428610574E-3,false,false,1.9835982710705521E-2,0,0,0,0,0,0]
[2024,71,{"$f":"IF(LOADPROFILE=0.1,Results_10PoE!C978,IF(LOADPROFILE=0.5,Results_50PoE!C978,\"Invalid Load Profile %\"))","v":0},61.68181818181818,30.84090909090909,0,0,0,65.865888382884961,0,0,0,0,0,1.2218965349794601E-2,1.6940626428610574E-3,false,false,1.9835982710705521E-2,0,0,0,0,0,0]
[2024,72,{"$f":"IF(LOADPROFILE=0.1,Results_10PoE!C979,IF(LOADPROFILE=0.5,Results_50PoE!C979,\"Invalid Load Profile %\"))","v":0},61.68181818181818,30.84090909090909,0,0,0,66.865888382884961,0,0,0,0,0,1.2218965349794601E-2,1.6940626428610574E-3,false,false,1.9835982710705521E-2,0,0,0,0,0,0]
[2024,73,{"$f":"IF(LOADPROFILE=0.1,Results_10PoE!C980,IF(LOADPROFILE=0.5,Results_50PoE!C980,\"Invalid Load Profile %\"))","v":0},61.68181818181818,30.84090909090909,0,0,0,67.865888382884961,0,0,0,0,0,1.2218965349794601E-2,1.6940626428610574E-3,false,false,1.9835982710705521E-2,0,0,0,0,0,0]
[2024,74,{"$f":"IF(LOADPROFILE=0.1,Results_10PoE!C981,IF(LOADPROFILE=0.5,Results_50PoE!C981,\"Invalid Load Profile %\"))","v":0},61.68181818181818,30.84090909090909,0,0,0,68.865888382884961,0,0,0,0,0,1.2218965349794601E-2,1.6940626428610574E-3,false,false,1.9835982710705521E-2,0,0,0,0,0,0]
[2024,75,{"$f":"IF(LOADPROFILE=0.1,Results_10PoE!C982,IF(LOADPROFILE=0.5,Results_50PoE!C982,\"Invalid Load Profile %\"))","v":0},61.68181818181818,30.84090909090909,0,0,0,69.865888382884961,0,0,0,0,0,1.2218965349794601E-2,1.6940626428610574E-3,false,false,1.9835982710705521E-2,0,0,0,0,0,0]
[2024,76,{"$f":"IF(LOADPROFILE=0.1,Results_10PoE!C983,IF(LOADPROFILE=0.5,Results_50PoE!C983,\"Invalid Load Profile %\"))","v":0},61.68181818181818,30.84090909090909,0,0,0,70.865888382884961,0,0,0,0,0,1.2218965349794601E-2,1.6940626428610574E-3,false,false,1.9835982710705521E-2,0,0,0,0,0,0]
[2024,77,{"$f":"IF(LOADPROFILE=0.1,Results_10PoE!C984,IF(LOADPROFILE=0.5,Results_50PoE!C984,\"Invalid Load Profile %\"))","v":0},61.68181818181818,30.84090909090909,0,0,0,71.865888382884961,0,0,0,0,0,1.2218965349794601E-2,1.6940626428610574E-3,false,false,1.9835982710705521E-2,0,0,0,0,0,0]
[2024,78,{"$f":"IF(LOADPROFILE=0.1,Results_10PoE!C985,IF(LOADPROFILE=0.5,Results_50PoE!C985,\"Invalid Load Profile %\"))","v":0},61.68181818181818,30.84090909090909,0,0,0,72.865888382884961,0,0,0,0,0,1.2218965349794601E-2,1.6940626428610574E-3,false,false,1.9835982710705521E-2,0,0,0,0,0,0]
[2024,79,{"$f":"IF(LOADPROFILE=0.1,Results_10PoE!C986,IF(LOADPROFILE=0.5,Results_50PoE!C986,\"Invalid Load Profile %\"))","v":0},61.68181818181818,30.84090909090909,0,0,0,73.865888382884961,0,0,0,0,0,1.2218965349794601E-2,1.6940626428610574E-3,false,false,1.9835982710705521E-2,0,0,0,0,0,0]
[2024,80,{"$f":"IF(LOADPROFILE=0.1,Results_10PoE!C987,IF(LOADPROFILE=0.5,Results_50PoE!C987,\"Invalid Load Profile %\"))","v":0},61.68181818181818,30.84090909090909,0,0,0,74.865888382884961,0,0,0,0,0,1.2218965349794601E-2,1.6940626428610574E-3,false,false,1.9835982710705521E-2,0,0,0,0,0,0]
[2024,81,{"$f":"IF(LOADPROFILE=0.1,Results_10PoE!C988,IF(LOADPROFILE=0.5,Results_50PoE!C988,\"Invalid Load Profile %\"))","v":0},61.68181818181818,30.84090909090909,0,0,0,75.865888382884961,0,0,0,0,0,1.2218965349794601E-2,1.6940626428610574E-3,false,false,1.9835982710705521E-2,0,0,0,0,0,0]
[2024,82,{"$f":"IF(LOADPROFILE=0.1,Results_10PoE!C989,IF(LOADPROFILE=0.5,Results_50PoE!C989,\"Invalid Load Profile %\"))","v":0},61.68181818181818,30.84090909090909,0,0,0,76.865888382884961,0,0,0,0,0,1.2218965349794601E-2,1.6940626428610574E-3,false,false,1.9835982710705521E-2,0,0,0,0,0,0]
[2024,83,{"$f":"IF(LOADPROFILE=0.1,Results_10PoE!C990,IF(LOADPROFILE=0.5,Results_50PoE!C990,\"Invalid Load Profile %\"))","v":0},61.68181818181818,30.84090909090909,0,0,0,77.865888382884961,0,0,0,0,0,1.2218965349794601E-2,1.6940626428610574E-3,false,false,1.9835982710705521E-2,0,0,0,0,0,0]
[2024,84,{"$f":"IF(LOADPROFILE=0.1,Results_10PoE!C991,IF(LOADPROFILE=0.5,Results_50PoE!C991,\"Invalid Load Profile %\"))","v":0},61.68181818181818,30.84090909090909,0,0,0,78.865888382884961,0,0,0,0,0,1.2218965349794601E-2,1.6940626428610574E-3,false,false,1.9835982710705521E-2,0,0,0,0,0,0]
[2024,85,{"$f":"IF(LOADPROFILE=0.1,Results_10PoE!C992,IF(LOADPROFILE=0.5,Results_50PoE!C992,\"Invalid Load Profile %\"))","v":0},61.68181818181818,30.84090909090909,0,0,0,79.865888382884961,0,0,0,0,0,1.2218965349794601E-2,1.6940626428610574E-3,false,false,1.9835982710705521E-2,0,0,0,0,0,0]
[2024,86,{"$f":"IF(LOADPROFILE=0.1,Results_10PoE!C993,IF(LOADPROFILE=0.5,Results_50PoE!C993,\"Invalid Load Profile %\"))","v":0},61.68181818181818,30.84090909090909,0,0,0,80.865888382884961,0,0,0,0,0,1.2218965349794601E-2,1.6940626428610574E-3,false,false,1.9835982710705521E-2,0,0,0,0,0,0]
[2024,87,{"$f":"IF(LOADPROFILE=0.1,Results_10PoE!C994,IF(LOADPROFILE=0.5,Results_50PoE!C994,\"Invalid Load Profile %\"))","v":0},61.68181818181818,30.84090909090909,0,0,0,81.865888382884961,0,0,0,0,0,1.2218965349794601E-2,1.6940626428610574E-3,false,false,1.9835982710705521E-2,0,0,0,0,0,0]
[2024,88,{"$f":"IF(LOADPROFILE=0.1,Results_10PoE!C995,IF(LOADPROFILE=0.5,Results_50PoE!C995,\"Invalid Load Profile %\"))","v":0},61.68181818181818,30.84090909090909,0,0,0,82.865888382884961,0,0,0,0,0,1.2218965349794601E-2,1.6940626428610574E-3,false,false,1.9835982710705521E-2,0,0,0,0,0,0]
[2024,89,{"$f":"IF(LOADPROFILE=0.1,Results_10PoE!C996,IF(LOADPROFILE=0.5,Results_50PoE!C996,\"Invalid Load Profile %\"))","v":0},61.68181818181818,30.84090909090909,0,0,0,83.865888382884961,0,0,0,0,0,1.2218965349794601E-2,1.6940626428610574E-3,false,false,1.9835982710705521E-2,0,0,0,0,0,0]
[2024,90,{"$f":"IF(LOADPROFILE=0.1,Results_10PoE!C997,IF(LOADPROFILE=0.5,Results_50PoE!C997,\"Invalid Load Profile %\"))","v":0},61.68181818181818,30.84090909090909,0,0,0,84.865888382884961,0,0,0,0,0,1.2218965349794601E-2,1.6940626428610574E-3,false,false,1.9835982710705521E-2,0,0,0,0,0,0]
[2024,91,{"$f":"IF(LOADPROFILE=0.1,Results_10PoE!C998,IF(LOADPROFILE=0.5,Results_50PoE!C998,\"Invalid Load Profile %\"))","v":0},61.68181818181818,30.84090909090909,0,0,0,85.865888382884961,0,0,0,0,0,1.2218965349794601E-2,1.6940626428610574E-3,false,false,1.9835982710705521E-2,0,0,0,0,0,0]
[2024,92,{"$f":"IF(LOADPROFILE=0.1,Results_10PoE!C999,IF(LOADPROFILE=0.5,Results_50PoE!C999,\"Invalid Load Profile %\"))","v":0},61.68181818181818,30.84090909090909,0,0,0,86.865888382884961,0,0,0,0,0,1.2218965349794601E-2,1.6940626428610574E-3,false,false,1.9835982710705521E-2,0,0,0,0,0,0]
[2024,93,{"$f":"IF(LOADPROFILE=0.1,Results_10PoE!C1000,IF(LOADPROFILE=0.5,Results_50PoE!C1000,\"Invalid Load Profile %\"))","v":0},61.68181818181818,30.84090909090909,0,0,0,87.865888382884961,0,0,0,0,0,1.2218965349794601E-2,1.6940626428610574E-3,false,false,1.9835982710705521E-2,0,0,0,0,0,0]
[2024,94,{"$f":"IF(LOADPROFILE=0.1,Results_10PoE!C1001,IF(LOADPROFILE=0.5,Results_50PoE!C1001,\"Invalid Load Profile %\"))","v":0},61.68181818181818,30.84090909090909,0,0,0,88.865888382884961,0,0,0,0,0,1.2218965349794601E-2,1.6940626428610574E-3,false,false,1.9835982710705521E-2,0,0,0,0,0,0]
[2024,95,{"$f":"IF(LOADPROFILE=0.1,Results_10PoE!C1002,IF(LOADPROFILE=0.5,Results_50PoE!C1002,\"Invalid Load Profile %\"))","v":0},61.68181818181818,30.84090909090909,0,0,0,89.865888382884961,0,0,0,0,0,1.2218965349794601E-2,1.6940626428610574E-3,false,false,1.9835982710705521E-2,0,0,0,0,0,0]
[2024,96,{"$f":"IF(LOADPROFILE=0.1,Results_10PoE!C1003,IF(LOADPROFILE=0.5,Results_50PoE!C1003,\"Invalid Load Profile %\"))","v":0},61.68181818181818,30.84090909090909,0,0,0,90.865888382884961,0,0,0,0,0,1.2218965349794601E-2,1.6940626428610574E-3,false,false,1.9835982710705521E-2,0,0,0,0,0,0]
[2024,97,{"$f":"IF(LOADPROFILE=0.1,Results_10PoE!C1004,IF(LOADPROFILE=0.5,Results_50PoE!C1004,\"Invalid Load Profile %\"))","v":0},61.68181818181818,30.84090909090909,0,0,0,91.865888382884961,0,0,0,0,0,1.2218965349794601E-2,1.6940626428610574E-3,false,false,1.9835982710705521E-2,0,0,0,0,0,0]
[2024,98,{"$f":"IF(LOADPROFILE=0.1,Results_10PoE!C1005,IF(LOADPROFILE=0.5,Results_50PoE!C1005,\"Invalid Load Profile %\"))","v":0},61.68181818181818,30.84090909090909,0,0,0,92.865888382884961,0,0,0,0,0,1.2218965349794601E-2,1.6940626428610574E-3,false,false,1.9835982710705521E-2,0,0,0,0,0,0]
[2024,99,{"$f":"IF(LOADPROFILE=0.1,Results_10PoE!C1006,IF(LOADPROFILE=0.5,Results_50PoE!C1006,\"Invalid Load Profile %\"))","v":0},61.68181818181818,30.84090909090909,0,0,0,93.865888382884961,0,0,0,0,0,1.2218965349794601E-2,1.6940626428610574E-3,false,false,1.9835982710705521E-2,0,0,0,0,0,0]
[2024,100,{"$f":"IF(LOADPROFILE=0.1,Results_10PoE!C1007,IF(LOADPROFILE=0.5,Results_50PoE!C1007,\"Invalid Load Profile %\"))","v":0},61.68181818181818,30.84090909090909,0,0,0,94.865888382884961,0,0,0,0,0,1.2218965349794601E-2,1.6940626428610574E-3,false,false,1.9835982710705521E-2,0,0,0,0,0,0]
[2024,101,{"$f":"IF(LOADPROFILE=0.1,Results_10PoE!C1008,IF(LOADPROFILE=0.5,Results_50PoE!C1008,\"Invalid Load Profile %\"))","v":0},61.68181818181818,30.84090909090909,0,0,0,95.865888382884961,0,0,0,0,0,1.2218965349794601E-2,1.6940626428610574E-3,false,false,1.9835982710705521E-2,0,0,0,0,0,0]
[2024,102,{"$f":"IF(LOADPROFILE=0.1,Results_10PoE!C1009,IF(LOADPROFILE=0.5,Results_50PoE!C1009,\"Invalid Load Profile %\"))","v":0},61.68181818181818,30.84090909090909,0,0,0,96.865888382884961,0,0,0,0,0,1.2218965349794601E-2,1.6940626428610574E-3,false,false,1.9835982710705521E-2,0,0,0,0,0,0]
[2024,103,{"$f":"IF(LOADPROFILE=0.1,Results_10PoE!C1010,IF(LOADPROFILE=0.5,Results_50PoE!C1010,\"Invalid Load Profile %\"))","v":0},61.68181818181818,30.84090909090909,0,0,0,97.865888382884961,0,0,0,0,0,1.2218965349794601E-2,1.6940626428610574E-3,false,false,1.9835982710705521E-2,0,0,0,0,0,0]
[2024,104,{"$f":"IF(LOADPROFILE=0.1,Results_10PoE!C1011,IF(LOADPROFILE=0.5,Results_50PoE!C1011,\"Invalid Load Profile %\"))","v":0},61.68181818181818,30.84090909090909,0,0,0,98.865888382884961,0,0,0,0,0,1.2218965349794601E-2,1.6940626428610574E-3,false,false,1.9835982710705521E-2,0,0,0,0,0,0]
[2024,105,{"$f":"IF(LOADPROFILE=0.1,Results_10PoE!C1012,IF(LOADPROFILE=0.5,Results_50PoE!C1012,\"Invalid Load Profile %\"))","v":0},61.68181818181818,30.84090909090909,0,0,0,99.865888382884961,0,0,0,0,0,1.2218965349794601E-2,1.6940626428610574E-3,false,false,1.9835982710705521E-2,0,0,0,0,0,0]
[2024,106,{"$f":"IF(LOADPROFILE=0.1,Results_10PoE!C1013,IF(LOADPROFILE=0.5,Results_50PoE!C1013,\"Invalid Load Profile %\"))","v":0},61.68181818181818,30.84090909090909,0,0,0,100.86588838288496,0,0,0,0,0,1.2218965349794601E-2,1.6940626428610574E-3,false,false,1.9835982710705521E-2,0,0,0,0,0,0]
[2024,107,{"$f":"IF(LOADPROFILE=0.1,Results_10PoE!C1014,IF(LOADPROFILE=0.5,Results_50PoE!C1014,\"Invalid Load Profile %\"))","v":0},61.68181818181818,30.84090909090909,0,0,0,101.86588838288496,0,0,0,0,0,1.2218965349794601E-2,1.6940626428610574E-3,false,false,1.9835982710705521E-2,0,0,0,0,0,0]
[2024,108,{"$f":"IF(LOADPROFILE=0.1,Results_10PoE!C1015,IF(LOADPROFILE=0.5,Results_50PoE!C1015,\"Invalid Load Profile %\"))","v":0},61.68181818181818,30.84090909090909,0,0,0,102.86588838288496,0,0,0,0,0,1.2218965349794601E-2,1.6940626428610574E-3,false,false,1.9835982710705521E-2,0,0,0,0,0,0]
[2024,109,{"$f":"IF(LOADPROFILE=0.1,Results_10PoE!C1016,IF(LOADPROFILE=0.5,Results_50PoE!C1016,\"Invalid Load Profile %\"))","v":0},61.68181818181818,30.84090909090909,0,0,0,103.86588838288496,0,0,0,0,0,1.2218965349794601E-2,1.6940626428610574E-3,false,false,1.9835982710705521E-2,0,0,0,0,0,0]
[2024,110,{"$f":"IF(LOADPROFILE=0.1,Results_10PoE!C1017,IF(LOADPROFILE=0.5,Results_50PoE!C1017,\"Invalid Load Profile %\"))","v":0},61.68181818181818,30.84090909090909,0,0,0,104.86588838288496,0,0,0,0,0,1.2218965349794601E-2,1.6940626428610574E-3,false,false,1.9835982710705521E-2,0,0,0,0,0,0]
[2024,111,{"$f":"IF(LOADPROFILE=0.1,Results_10PoE!C1018,IF(LOADPROFILE=0.5,Results_50PoE!C1018,\"Invalid Load Profile %\"))","v":0},61.68181818181818,30.84090909090909,0,0,0,105.86588838288496,0,0,0,0,0,1.2218965349794601E-2,1.6940626428610574E-3,false,false,1.9835982710705521E-2,0,0,0,0,0,0]
[2024,112,{"$f":"IF(LOADPROFILE=0.1,Results_10PoE!C1019,IF(LOADPROFILE=0.5,Results_50PoE!C1019,\"Invalid Load Profile %\"))","v":0},61.68181818181818,30.84090909090909,0,0,0,106.86588838288496,0,0,0,0,0,1.2218965349794601E-2,1.6940626428610574E-3,false,false,1.9835982710705521E-2,0,0,0,0,0,0]
[2024,113,{"$f":"IF(LOADPROFILE=0.1,Results_10PoE!C1020,IF(LOADPROFILE=0.5,Results_50PoE!C1020,\"Invalid Load Profile %\"))","v":0},61.68181818181818,30.84090909090909,0,0,0,107.86588838288496,0,0,0,0,0,1.2218965349794601E-2,1.6940626428610574E-3,false,false,1.9835982710705521E-2,0,0,0,0,0,0]
[2024,114,{"$f":"IF(LOADPROFILE=0.1,Results_10PoE!C1021,IF(LOADPROFILE=0.5,Results_50PoE!C1021,\"Invalid Load Profile %\"))","v":0},61.68181818181818,30.84090909090909,0,0,0,108.86588838288496,0,0,0,0,0,1.2218965349794601E-2,1.6940626428610574E-3,false,false,1.9835982710705521E-2,0,0,0,0,0,0]
[2024,115,{"$f":"IF(LOADPROFILE=0.1,Results_10PoE!C1022,IF(LOADPROFILE=0.5,Results_50PoE!C1022,\"Invalid Load Profile %\"))","v":0},61.68181818181818,30.84090909090909,0,0,0,109.86588838288496,0,0,0,0,0,1.2218965349794601E-2,1.6940626428610574E-3,false,false,1.9835982710705521E-2,0,0,0,0,0,0]
[2024,116,{"$f":"IF(LOADPROFILE=0.1,Results_10PoE!C1023,IF(LOADPROFILE=0.5,Results_50PoE!C1023,\"Invalid Load Profile %\"))","v":0},61.68181818181818,30.84090909090909,0,0,0,110.86588838288496,0,0,0,0,0,1.2218965349794601E-2,1.6940626428610574E-3,false,false,1.9835982710705521E-2,0,0,0,0,0,0]
[2024,117,{"$f":"IF(LOADPROFILE=0.1,Results_10PoE!C1024,IF(LOADPROFILE=0.5,Results_50PoE!C1024,\"Invalid Load Profile %\"))","v":0},61.68181818181818,30.84090909090909,0,0,0,111.86588838288496,0,0,0,0,0,1.2218965349794601E-2,1.6940626428610574E-3,false,false,1.9835982710705521E-2,0,0,0,0,0,0]
[2024,118,{"$f":"IF(LOADPROFILE=0.1,Results_10PoE!C1025,IF(LOADPROFILE=0.5,Results_50PoE!C1025,\"Invalid Load Profile %\"))","v":0},61.68181818181818,30.84090909090909,0,0,0,112.86588838288496,0,0,0,0,0,1.2218965349794601E-2,1.6940626428610574E-3,false,false,1.9835982710705521E-2,0,0,0,0,0,0]
[2024,119,{"$f":"IF(LOADPROFILE=0.1,Results_10PoE!C1026,IF(LOADPROFILE=0.5,Results_50PoE!C1026,\"Invalid Load Profile %\"))","v":0},61.68181818181818,30.84090909090909,0,0,0,113.86588838288496,0,0,0,0,0,1.2218965349794601E-2,1.6940626428610574E-3,false,false,1.9835982710705521E-2,0,0,0,0,0,0]
[2024,120,{"$f":"IF(LOADPROFILE=0.1,Results_10PoE!C1027,IF(LOADPROFILE=0.5,Results_50PoE!C1027,\"Invalid Load Profile %\"))","v":0},61.68181818181818,30.84090909090909,0,0,0,114.86588838288496,0,0,0,0,0,1.2218965349794601E-2,1.6940626428610574E-3,false,false,1.9835982710705521E-2,0,0,0,0,0,0]
[2024,121,{"$f":"IF(LOADPROFILE=0.1,Results_10PoE!C1028,IF(LOADPROFILE=0.5,Results_50PoE!C1028,\"Invalid Load Profile %\"))","v":0},61.68181818181818,30.84090909090909,0,0,0,115.86588838288496,0,0,0,0,0,1.2218965349794601E-2,1.6940626428610574E-3,false,false,1.9835982710705521E-2,0,0,0,0,0,0]
[2024,122,{"$f":"IF(LOADPROFILE=0.1,Results_10PoE!C1029,IF(LOADPROFILE=0.5,Results_50PoE!C1029,\"Invalid Load Profile %\"))","v":0},61.68181818181818,30.84090909090909,0,0,0,116.86588838288496,0,0,0,0,0,1.2218965349794601E-2,1.6940626428610574E-3,false,false,1.9835982710705521E-2,0,0,0,0,0,0]
[2024,123,{"$f":"IF(LOADPROFILE=0.1,Results_10PoE!C1030,IF(LOADPROFILE=0.5,Results_50PoE!C1030,\"Invalid Load Profile %\"))","v":0},61.68181818181818,30.84090909090909,0,0,0,117.86588838288496,0,0,0,0,0,1.2218965349794601E-2,1.6940626428610574E-3,false,false,1.9835982710705521E-2,0,0,0,0,0,0]
[2024,124,{"$f":"IF(LOADPROFILE=0.1,Results_10PoE!C1031,IF(LOADPROFILE=0.5,Results_50PoE!C1031,\"Invalid Load Profile %\"))","v":0},61.68181818181818,30.84090909090909,0,0,0,118.86588838288496,0,0,0,0,0,1.2218965349794601E-2,1.6940626428610574E-3,false,false,1.9835982710705521E-2,0,0,0,0,0,0]
[2024,125,{"$f":"IF(LOADPROFILE=0.1,Results_10PoE!C1032,IF(LOADPROFILE=0.5,Results_50PoE!C1032,\"Invalid Load Profile %\"))","v":0},61.68181818181818,30.84090909090909,0,0,0,119.86588838288496,0,0,0,0,0,1.2218965349794601E-2,1.6940626428610574E-3,false,false,1.9835982710705521E-2,0,0,0,0,0,0]
[2024,126,{"$f":"IF(LOADPROFILE=0.1,Results_10PoE!C1033,IF(LOADPROFILE=0.5,Results_50PoE!C1033,\"Invalid Load Profile %\"))","v":0},{"$f":"VLOOKUP($A1062,$Q$4:$AB$26,6,FALSE)","v":61.68181818181818},{"$f":"VLOOKUP($A1062,$Q$4:$AB$26,7,FALSE)","v":30.84090909090909},{"$f":"VLOOKUP($A1062,$Q$4:$AB$26,9,FALSE)","v":0},{"$f":"VLOOKUP($A1062,$Q$4:$AB$26,10,FALSE)","v":0},{"$f":"VLOOKUP($A1062,$Q$4:$AB$26,11,FALSE)","v":0},{"$f":"IF(B1062-VLOOKUP(A1062,$Q$4:$AB$26,12,FALSE)<0,0,B1062-VLOOKUP(A1062,$Q$4:$AB$26,12,FALSE))","v":120.86588838288496},{"$f":"IF(B1062=150,0,IF(IF($I1062>D1062,($I1062-D1062)*($C1062-$C1063),0)<0,0,IF($I1062>D1062,($I1062-D1062)*($C1062-$C1063),0)))*$Y$30","v":0},{"$f":"IF(C1062=150,0,IF(IF($I1062>E1062,($I1062-E1062)*($C1062-$C1063),0)<0,0,IF($I1062>E1062,($I1062-E1062)*($C1062-$C1063),0)))*$Y$30","v":0},{"$f":"IF(D1062=150,0,IF(IF($I1062>F1062,($I1062-F1062)*($C1062-$C1063),0)<0,0,IF($I1062>F1062,($I1062-F1062)*($C1062-$C1063),0)))*$Y$30","v":0},{"$f":"IF(E1062=150,0,IF(IF($I1062>G1062,($I1062-G1062)*($C1062-$C1063),0)<0,0,IF($I1062>G1062,($I1062-G1062)*($C1062-$C1063),0)))*$Y$30","v":0},{"$f":"IF(F1062=150,0,IF(IF($I1062>H1062,($I1062-H1062)*($C1062-$C1063),0)<0,0,IF($I1062>H1062,($I1062-H1062)*($C1062-$C1063),0)))*$Y$30","v":0},{"$f":"VLOOKUP($A1062, $Q$4:$BB$26,33,FALSE)","v":1.2218965349794601E-2},{"$f":"VLOOKUP($A1062, $Q$4:$BB$26,34,FALSE)","v":1.6940626428610574E-3},{"$f":"VLOOKUP($A1062, $Q$4:$BB$26,35,FALSE)","v":false},{"$f":"VLOOKUP($A1062, $Q$4:$BB$26,36,FALSE)","v":false},{"$f":"VLOOKUP($A1062, $Q$4:$BB$26,37,FALSE)","v":1.9835982710705521E-2},{"$f":"J1062*1000*($S$34/365)","v":0},{"$f":"O1062*K1062*1000*($T$34/365)","v":0},{"$f":"P1062*L1062*1000*($U$34/365)","v":0},{"$f":"Q1062*M1062*1000*($V$34/365)","v":0},{"$f":"R1062*N1062*1000*($W$34/365)","v":0},{"$f":"S1062*K1062*1000*($X$34/365)","v":0}]
[2024,127,{"$f":"IF(LOADPROFILE=0.1,Results_10PoE!C1034,IF(LOADPROFILE=0.5,Results_50PoE!C1034,\"Invalid Load Profile %\"))","v":0},61.68181818181818,30.84090909090909,0,0,0,121.86588838288496,0,0,0,0,0,1.2218965349794601E-2,1.6940626428610574E-3,false,false,1.9835982710705521E-2,0,0,0,0,0,0]
[2024,128,{"$f":"IF(LOADPROFILE=0.1,Results_10PoE!C1035,IF(LOADPROFILE=0.5,Results_50PoE!C1035,\"Invalid Load Profile %\"))","v":0},61.68181818181818,30.84090909090909,0,0,0,122.86588838288496,0,0,0,0,0,1.2218965349794601E-2,1.6940626428610574E-3,false,false,1.9835982710705521E-2,0,0,0,0,0,0]
[2024,129,{"$f":"IF(LOADPROFILE=0.1,Results_10PoE!C1036,IF(LOADPROFILE=0.5,Results_50PoE!C1036,\"Invalid Load Profile %\"))","v":0},61.68181818181818,30.84090909090909,0,0,0,123.86588838288496,0,0,0,0,0,1.2218965349794601E-2,1.6940626428610574E-3,false,false,1.9835982710705521E-2,0,0,0,0,0,0]
[2024,130,{"$f":"IF(LOADPROFILE=0.1,Results_10PoE!C1037,IF(LOADPROFILE=0.5,Results_50PoE!C1037,\"Invalid Load Profile %\"))","v":0},61.68181818181818,30.84090909090909,0,0,0,124.86588838288496,0,0,0,0,0,1.2218965349794601E-2,1.6940626428610574E-3,false,false,1.9835982710705521E-2,0,0,0,0,0,0]
[2024,131,{"$f":"IF(LOADPROFILE=0.1,Results_10PoE!C1038,IF(LOADPROFILE=0.5,Results_50PoE!C1038,\"Invalid Load Profile %\"))","v":0},61.68181818181818,30.84090909090909,0,0,0,125.86588838288496,0,0,0,0,0,1.2218965349794601E-2,1.6940626428610574E-3,false,false,1.9835982710705521E-2,0,0,0,0,0,0]
[2024,132,{"$f":"IF(LOADPROFILE=0.1,Results_10PoE!C1039,IF(LOADPROFILE=0.5,Results_50PoE!C1039,\"Invalid Load Profile %\"))","v":0},61.68181818181818,30.84090909090909,0,0,0,126.86588838288496,0,0,0,0,0,1.2218965349794601E-2,1.6940626428610574E-3,false,false,1.9835982710705521E-2,0,0,0,0,0,0]
[2024,133,{"$f":"IF(LOADPROFILE=0.1,Results_10PoE!C1040,IF(LOADPROFILE=0.5,Results_50PoE!C1040,\"Invalid Load Profile %\"))","v":0},61.68181818181818,30.84090909090909,0,0,0,127.86588838288496,0,0,0,0,0,1.2218965349794601E-2,1.6940626428610574E-3,false,false,1.9835982710705521E-2,0,0,0,0,0,0]
[2024,134,{"$f":"IF(LOADPROFILE=0.1,Results_10PoE!C1041,IF(LOADPROFILE=0.5,Results_50PoE!C1041,\"Invalid Load Profile %\"))","v":0},61.68181818181818,30.84090909090909,0,0,0,128.86588838288495,0,0,0,0,0,1.2218965349794601E-2,1.6940626428610574E-3,false,false,1.9835982710705521E-2,0,0,0,0,0,0]
[2024,135,{"$f":"IF(LOADPROFILE=0.1,Results_10PoE!C1042,IF(LOADPROFILE=0.5,Results_50PoE!C1042,\"Invalid Load Profile %\"))","v":0},61.68181818181818,30.84090909090909,0,0,0,129.86588838288495,0,0,0,0,0,1.2218965349794601E-2,1.6940626428610574E-3,false,false,1.9835982710705521E-2,0,0,0,0,0,0]
[2024,136,{"$f":"IF(LOADPROFILE=0.1,Results_10PoE!C1043,IF(LOADPROFILE=0.5,Results_50PoE!C1043,\"Invalid Load Profile %\"))","v":0},61.68181818181818,30.84090909090909,0,0,0,130.86588838288495,0,0,0,0,0,1.2218965349794601E-2,1.6940626428610574E-3,false,false,1.9835982710705521E-2,0,0,0,0,0,0]
[2024,137,{"$f":"IF(LOADPROFILE=0.1,Results_10PoE!C1044,IF(LOADPROFILE=0.5,Results_50PoE!C1044,\"Invalid Load Profile %\"))","v":0},61.68181818181818,30.84090909090909,0,0,0,131.86588838288495,0,0,0,0,0,1.2218965349794601E-2,1.6940626428610574E-3,false,false,1.9835982710705521E-2,0,0,0,0,0,0]
[2024,138,{"$f":"IF(LOADPROFILE=0.1,Results_10PoE!C1045,IF(LOADPROFILE=0.5,Results_50PoE!C1045,\"Invalid Load Profile %\"))","v":0},61.68181818181818,30.84090909090909,0,0,0,132.86588838288495,0,0,0,0,0,1.2218965349794601E-2,1.6940626428610574E-3,false,false,1.9835982710705521E-2,0,0,0,0,0,0]
[2024,139,{"$f":"IF(LOADPROFILE=0.1,Results_10PoE!C1046,IF(LOADPROFILE=0.5,Results_50PoE!C1046,\"Invalid Load Profile %\"))","v":0},61.68181818181818,30.84090909090909,0,0,0,133.86588838288495,0,0,0,0,0,1.2218965349794601E-2,1.6940626428610574E-3,false,false,1.9835982710705521E-2,0,0,0,0,0,0]
[2024,140,{"$f":"IF(LOADPROFILE=0.1,Results_10PoE!C1047,IF(LOADPROFILE=0.5,Results_50PoE!C1047,\"Invalid Load Profile %\"))","v":0},61.68181818181818,30.84090909090909,0,0,0,134.86588838288495,0,0,0,0,0,1.2218965349794601E-2,1.6940626428610574E-3,false,false,1.9835982710705521E-2,0,0,0,0,0,0]
[2024,141,{"$f":"IF(LOADPROFILE=0.1,Results_10PoE!C1048,IF(LOADPROFILE=0.5,Results_50PoE!C1048,\"Invalid Load Profile %\"))","v":0},61.68181818181818,30.84090909090909,0,0,0,135.86588838288495,0,0,0,0,0,1.2218965349794601E-2,1.6940626428610574E-3,false,false,1.9835982710705521E-2,0,0,0,0,0,0]
[2024,142,{"$f":"IF(LOADPROFILE=0.1,Results_10PoE!C1049,IF(LOADPROFILE=0.5,Results_50PoE!C1049,\"Invalid Load Profile %\"))","v":0},61.68181818181818,30.84090909090909,0,0,0,136.86588838288495,0,0,0,0,0,1.2218965349794601E-2,1.6940626428610574E-3,false,false,1.9835982710705521E-2,0,0,0,0,0,0]
[2024,143,{"$f":"IF(LOADPROFILE=0.1,Results_10PoE!C1050,IF(LOADPROFILE=0.5,Results_50PoE!C1050,\"Invalid Load Profile %\"))","v":0},61.68181818181818,30.84090909090909,0,0,0,137.86588838288495,0,0,0,0,0,1.2218965349794601E-2,1.6940626428610574E-3,false,false,1.9835982710705521E-2,0,0,0,0,0,0]
[2024,144,{"$f":"IF(LOADPROFILE=0.1,Results_10PoE!C1051,IF(LOADPROFILE=0.5,Results_50PoE!C1051,\"Invalid Load Profile %\"))","v":0},61.68181818181818,30.84090909090909,0,0,0,138.86588838288495,0,0,0,0,0,1.2218965349794601E-2,1.6940626428610574E-3,false,false,1.9835982710705521E-2,0,0,0,0,0,0]
[2024,145,{"$f":"IF(LOADPROFILE=0.1,Results_10PoE!C1052,IF(LOADPROFILE=0.5,Results_50PoE!C1052,\"Invalid Load Profile %\"))","v":0},61.68181818181818,30.84090909090909,0,0,0,139.86588838288495,0,0,0,0,0,1.2218965349794601E-2,1.6940626428610574E-3,false,false,1.9835982710705521E-2,0,0,0,0,0,0]
[2024,146,{"$f":"IF(LOADPROFILE=0.1,Results_10PoE!C1053,IF(LOADPROFILE=0.5,Results_50PoE!C1053,\"Invalid Load Profile %\"))","v":0},61.68181818181818,30.84090909090909,0,0,0,140.86588838288495,0,0,0,0,0,1.2218965349794601E-2,1.6940626428610574E-3,false,false,1.9835982710705521E-2,0,0,0,0,0,0]
[2024,147,{"$f":"IF(LOADPROFILE=0.1,Results_10PoE!C1054,IF(LOADPROFILE=0.5,Results_50PoE!C1054,\"Invalid Load Profile %\"))","v":0},61.68181818181818,30.84090909090909,0,0,0,141.86588838288495,0,0,0,0,0,1.2218965349794601E-2,1.6940626428610574E-3,false,false,1.9835982710705521E-2,0,0,0,0,0,0]
[2024,148,{"$f":"IF(LOADPROFILE=0.1,Results_10PoE!C1055,IF(LOADPROFILE=0.5,Results_50PoE!C1055,\"Invalid Load Profile %\"))","v":0},61.68181818181818,30.84090909090909,0,0,0,142.86588838288495,0,0,0,0,0,1.2218965349794601E-2,1.6940626428610574E-3,false,false,1.9835982710705521E-2,0,0,0,0,0,0]
[2024,149,{"$f":"IF(LOADPROFILE=0.1,Results_10PoE!C1056,IF(LOADPROFILE=0.5,Results_50PoE!C1056,\"Invalid Load Profile %\"))","v":0},61.68181818181818,30.84090909090909,0,0,0,143.86588838288495,0,0,0,0,0,1.2218965349794601E-2,1.6940626428610574E-3,false,false,1.9835982710705521E-2,0,0,0,0,0,0]
[2024,150,{"$f":"IF(LOADPROFILE=0.1,Results_10PoE!C1057,IF(LOADPROFILE=0.5,Results_50PoE!C1057,\"Invalid Load Profile %\"))","v":0},61.68181818181818,30.84090909090909,0,0,0,144.86588838288495,0,0,0,0,0,1.2218965349794601E-2,1.6940626428610574E-3,false,false,1.9835982710705521E-2,0,0,0,0,0,0]
[2025,1,{"$f":"IF(LOADPROFILE=0.1,Results_10PoE!C1058,IF(LOADPROFILE=0.5,Results_50PoE!C1058,\"Invalid Load Profile %\"))","v":8760},61.68181818181818,30.84090909090909,0,0,0,0,0,0,0,0,0,1.2729663895695695E-2,1.7660791716165376E-3,false,false,2.0665038791713788E-2,0,0,0,0,0,0]
[2025,2,{"$f":"IF(LOADPROFILE=0.1,Results_10PoE!C1059,IF(LOADPROFILE=0.5,Results_50PoE!C1059,\"Invalid Load Profile %\"))","v":8760},61.68181818181818,30.84090909090909,0,0,0,0,0,0,0,0,0,1.2729663895695695E-2,1.7660791716165376E-3,false,false,2.0665038791713788E-2,0,0,0,0,0,0]
[2025,3,{"$f":"IF(LOADPROFILE=0.1,Results_10PoE!C1060,IF(LOADPROFILE=0.5,Results_50PoE!C1060,\"Invalid Load Profile %\"))","v":8760},61.68181818181818,30.84090909090909,0,0,0,0,0,0,0,0,0,1.2729663895695695E-2,1.7660791716165376E-3,false,false,2.0665038791713788E-2,0,0,0,0,0,0]
[2025,4,{"$f":"IF(LOADPROFILE=0.1,Results_10PoE!C1061,IF(LOADPROFILE=0.5,Results_50PoE!C1061,\"Invalid Load Profile %\"))","v":8749},61.68181818181818,30.84090909090909,0,0,0,0,0,0,0,0,0,1.2729663895695695E-2,1.7660791716165376E-3,false,false,2.0665038791713788E-2,0,0,0,0,0,0]
[2025,5,{"$f":"IF(LOADPROFILE=0.1,Results_10PoE!C1062,IF(LOADPROFILE=0.5,Results_50PoE!C1062,\"Invalid Load Profile %\"))","v":8500},61.68181818181818,30.84090909090909,0,0,0,0,0,0,0,0,0,1.2729663895695695E-2,1.7660791716165376E-3,false,false,2.0665038791713788E-2,0,0,0,0,0,0]
[2025,6,{"$f":"IF(LOADPROFILE=0.1,Results_10PoE!C1063,IF(LOADPROFILE=0.5,Results_50PoE!C1063,\"Invalid Load Profile %\"))","v":7747},61.68181818181818,30.84090909090909,0,0,0,0.8811887824518454,0,0,1082.2594044654902,1082.2594044654902,1082.2594044654902,1.2729663895695695E-2,1.7660791716165376E-3,false,false,2.0665038791713788E-2,0,0,636.76949142338253,0,0,0]
[2025,7,{"$f":"IF(LOADPROFILE=0.1,Results_10PoE!C1064,IF(LOADPROFILE=0.5,Results_50PoE!C1064,\"Invalid Load Profile %\"))","v":6508},61.68181818181818,30.84090909090909,0,0,0,1.8811887824518454,0,0,2109.046170972616,2109.046170972616,2109.046170972616,1.2729663895695695E-2,1.7660791716165376E-3,false,false,2.0665038791713788E-2,0,0,1240.9005199099549,0,0,0]
[2025,8,{"$f":"IF(LOADPROFILE=0.1,Results_10PoE!C1065,IF(LOADPROFILE=0.5,Results_50PoE!C1065,\"Invalid Load Profile %\"))","v":5377},61.68181818181818,30.84090909090909,0,0,0,2.8811887824518454,0,0,1933.5325428393871,1933.5325428393871,1933.5325428393871,1.2729663895695695E-2,1.7660791716165376E-3,false,false,2.0665038791713788E-2,0,0,1137.6334812839741,0,0,0]
[2025,9,{"$f":"IF(LOADPROFILE=0.1,Results_10PoE!C1066,IF(LOADPROFILE=0.5,Results_50PoE!C1066,\"Invalid Load Profile %\"))","v":4700},61.68181818181818,30.84090909090909,0,0,0,3.8811887824518454,0,0,2893.1683812366969,2893.1683812366969,2893.1683812366969,1.2729663895695695E-2,1.7660791716165376E-3,false,false,2.0665038791713788E-2,0,0,1702.254885585563,0,0,0]
[2025,10,{"$f":"IF(LOADPROFILE=0.1,Results_10PoE!C1067,IF(LOADPROFILE=0.5,Results_50PoE!C1067,\"Invalid Load Profile %\"))","v":3948},61.68181818181818,30.84090909090909,0,0,0,4.8811887824518454,0,0,3924.0773623055152,3924.0773623055152,3924.0773623055152,1.2729663895695695E-2,1.7660791716165376E-3,false,false,2.0665038791713788E-2,0,0,2308.8113034558232,0,0,0]
[2025,11,{"$f":"IF(LOADPROFILE=0.1,Results_10PoE!C1068,IF(LOADPROFILE=0.5,Results_50PoE!C1068,\"Invalid Load Profile %\"))","v":3137},61.68181818181818,30.84090909090909,0,0,0,5.8811887824518454,0,0,3579.518352334364,3579.518352334364,3579.518352334364,1.2729663895695695E-2,1.7660791716165376E-3,false,false,2.0665038791713788E-2,0,0,2106.0829514180468,0,0,0]
[2025,12,{"$f":"IF(LOADPROFILE=0.1,Results_10PoE!C1069,IF(LOADPROFILE=0.5,Results_50PoE!C1069,\"Invalid Load Profile %\"))","v":2523},61.68181818181818,30.84090909090909,0,0,0,6.8811887824518454,0,0,5224.9645038408298,5224.9645038408298,5224.9645038408298,1.2729663895695695E-2,1.7660791716165376E-3,false,false,2.0665038791713788E-2,0,0,3074.214902719325,0,0,0]
[2025,13,{"$f":"IF(LOADPROFILE=0.1,Results_10PoE!C1070,IF(LOADPROFILE=0.5,Results_50PoE!C1070,\"Invalid Load Profile %\"))","v":1757},61.68181818181818,30.84090909090909,0,0,0,7.8811887824518454,0,0,7093.6324328934988,7093.6324328934988,7093.6324328934988,1.2729663895695695E-2,1.7660791716165376E-3,false,false,2.0665038791713788E-2,0,0,4173.683959686985,0,0,0]
[2025,14,{"$f":"IF(LOADPROFILE=0.1,Results_10PoE!C1071,IF(LOADPROFILE=0.5,Results_50PoE!C1071,\"Invalid Load Profile %\"))","v":849},61.68181818181818,30.84090909090909,0,0,0,8.8811887824518454,0,0,4516.2665793222604,4516.2665793222604,4516.2665793222604,1.2729663895695695E-2,1.7660791716165376E-3,false,false,2.0665038791713788E-2,0,0,2657.2379606789141,0,0,0]
[2025,15,{"$f":"IF(LOADPROFILE=0.1,Results_10PoE!C1072,IF(LOADPROFILE=0.5,Results_50PoE!C1072,\"Invalid Load Profile %\"))","v":336},61.68181818181818,30.84090909090909,0,0,0,9.8811887824518454,0,0,1851.2373458047771,1851.2373458047771,1851.2373458047771,1.2729663895695695E-2,1.7660791716165376E-3,false,false,2.0665038791713788E-2,0,0,1089.2134162366328,0,0,0]
[2025,16,{"$f":"IF(LOADPROFILE=0.1,Results_10PoE!C1073,IF(LOADPROFILE=0.5,Results_50PoE!C1073,\"Invalid Load Profile %\"))","v":147},61.68181818181818,30.84090909090909,0,0,0,10.881188782451845,0,0,938.3971925433965,938.3971925433965,938.3971925433965,1.2729663895695695E-2,1.7660791716165376E-3,false,false,2.0665038791713788E-2,0,0,552.12521192560575,0,0,0]
[2025,17,{"$f":"IF(LOADPROFILE=0.1,Results_10PoE!C1074,IF(LOADPROFILE=0.5,Results_50PoE!C1074,\"Invalid Load Profile %\"))","v":60},61.68181818181818,30.84090909090909,0,0,0,11.881188782451845,0,0,400.43305051859159,400.43305051859159,400.43305051859159,1.2729663895695695E-2,1.7660791716165376E-3,false,false,2.0665038791713788E-2,0,0,235.6029884108693,0,0,0]
[2025,18,{"$f":"IF(LOADPROFILE=0.1,Results_10PoE!C1075,IF(LOADPROFILE=0.5,Results_50PoE!C1075,\"Invalid Load Profile %\"))","v":26},61.68181818181818,30.84090909090909,0,0,0,12.881188782451845,0,0,255.37421395374884,255.37421395374884,255.37421395374884,1.2729663895695695E-2,1.7660791716165376E-3,false,false,2.0665038791713788E-2,0,0,150.25465029087673,0,0,0]
[2025,19,{"$f":"IF(LOADPROFILE=0.1,Results_10PoE!C1076,IF(LOADPROFILE=0.5,Results_50PoE!C1076,\"Invalid Load Profile %\"))","v":6},61.68181818181818,30.84090909090909,0,0,0,13.881188782451845,0,0,55.039914932253467,55.039914932253467,55.039914932253467,1.2729663895695695E-2,1.7660791716165376E-3,false,false,2.0665038791713788E-2,0,0,32.383861479777821,0,0,0]
[2025,20,{"$f":"IF(LOADPROFILE=0.1,Results_10PoE!C1077,IF(LOADPROFILE=0.5,Results_50PoE!C1077,\"Invalid Load Profile %\"))","v":2},61.68181818181818,30.84090909090909,0,0,0,14.881188782451845,0,0,29.502493536878582,29.502493536878582,29.502493536878582,1.2729663895695695E-2,1.7660791716165376E-3,false,false,2.0665038791713788E-2,0,0,17.358396450690154,0,0,0]
[2025,21,{"$f":"IF(LOADPROFILE=0.1,Results_10PoE!C1078,IF(LOADPROFILE=0.5,Results_50PoE!C1078,\"Invalid Load Profile %\"))","v":0},61.68181818181818,30.84090909090909,0,0,0,15.881188782451845,0,0,0,0,0,1.2729663895695695E-2,1.7660791716165376E-3,false,false,2.0665038791713788E-2,0,0,0,0,0,0]
[2025,22,{"$f":"IF(LOADPROFILE=0.1,Results_10PoE!C1079,IF(LOADPROFILE=0.5,Results_50PoE!C1079,\"Invalid Load Profile %\"))","v":0},61.68181818181818,30.84090909090909,0,0,0,16.881188782451844,0,0,0,0,0,1.2729663895695695E-2,1.7660791716165376E-3,false,false,2.0665038791713788E-2,0,0,0,0,0,0]
[2025,23,{"$f":"IF(LOADPROFILE=0.1,Results_10PoE!C1080,IF(LOADPROFILE=0.5,Results_50PoE!C1080,\"Invalid Load Profile %\"))","v":0},61.68181818181818,30.84090909090909,0,0,0,17.881188782451844,0,0,0,0,0,1.2729663895695695E-2,1.7660791716165376E-3,false,false,2.0665038791713788E-2,0,0,0,0,0,0]
[2025,24,{"$f":"IF(LOADPROFILE=0.1,Results_10PoE!C1081,IF(LOADPROFILE=0.5,Results_50PoE!C1081,\"Invalid Load Profile %\"))","v":0},61.68181818181818,30.84090909090909,0,0,0,18.881188782451844,0,0,0,0,0,1.2729663895695695E-2,1.7660791716165376E-3,false,false,2.0665038791713788E-2,0,0,0,0,0,0]
[2025,25,{"$f":"IF(LOADPROFILE=0.1,Results_10PoE!C1082,IF(LOADPROFILE=0.5,Results_50PoE!C1082,\"Invalid Load Profile %\"))","v":0},61.68181818181818,30.84090909090909,0,0,0,19.881188782451844,0,0,0,0,0,1.2729663895695695E-2,1.7660791716165376E-3,false,false,2.0665038791713788E-2,0,0,0,0,0,0]
[2025,26,{"$f":"IF(LOADPROFILE=0.1,Results_10PoE!C1083,IF(LOADPROFILE=0.5,Results_50PoE!C1083,\"Invalid Load Profile %\"))","v":0},61.68181818181818,30.84090909090909,0,0,0,20.881188782451844,0,0,0,0,0,1.2729663895695695E-2,1.7660791716165376E-3,false,false,2.0665038791713788E-2,0,0,0,0,0,0]
[2025,27,{"$f":"IF(LOADPROFILE=0.1,Results_10PoE!C1084,IF(LOADPROFILE=0.5,Results_50PoE!C1084,\"Invalid Load Profile %\"))","v":0},61.68181818181818,30.84090909090909,0,0,0,21.881188782451844,0,0,0,0,0,1.2729663895695695E-2,1.7660791716165376E-3,false,false,2.0665038791713788E-2,0,0,0,0,0,0]
[2025,28,{"$f":"IF(LOADPROFILE=0.1,Results_10PoE!C1085,IF(LOADPROFILE=0.5,Results_50PoE!C1085,\"Invalid Load Profile %\"))","v":0},61.68181818181818,30.84090909090909,0,0,0,22.881188782451844,0,0,0,0,0,1.2729663895695695E-2,1.7660791716165376E-3,false,false,2.0665038791713788E-2,0,0,0,0,0,0]
[2025,29,{"$f":"IF(LOADPROFILE=0.1,Results_10PoE!C1086,IF(LOADPROFILE=0.5,Results_50PoE!C1086,\"Invalid Load Profile %\"))","v":0},61.68181818181818,30.84090909090909,0,0,0,23.881188782451844,0,0,0,0,0,1.2729663895695695E-2,1.7660791716165376E-3,false,false,2.0665038791713788E-2,0,0,0,0,0,0]
[2025,30,{"$f":"IF(LOADPROFILE=0.1,Results_10PoE!C1087,IF(LOADPROFILE=0.5,Results_50PoE!C1087,\"Invalid Load Profile %\"))","v":0},61.68181818181818,30.84090909090909,0,0,0,24.881188782451844,0,0,0,0,0,1.2729663895695695E-2,1.7660791716165376E-3,false,false,2.0665038791713788E-2,0,0,0,0,0,0]
[2025,31,{"$f":"IF(LOADPROFILE=0.1,Results_10PoE!C1088,IF(LOADPROFILE=0.5,Results_50PoE!C1088,\"Invalid Load Profile %\"))","v":0},61.68181818181818,30.84090909090909,0,0,0,25.881188782451844,0,0,0,0,0,1.2729663895695695E-2,1.7660791716165376E-3,false,false,2.0665038791713788E-2,0,0,0,0,0,0]
[2025,32,{"$f":"IF(LOADPROFILE=0.1,Results_10PoE!C1089,IF(LOADPROFILE=0.5,Results_50PoE!C1089,\"Invalid Load Profile %\"))","v":0},61.68181818181818,30.84090909090909,0,0,0,26.881188782451844,0,0,0,0,0,1.2729663895695695E-2,1.7660791716165376E-3,false,false,2.0665038791713788E-2,0,0,0,0,0,0]
[2025,33,{"$f":"IF(LOADPROFILE=0.1,Results_10PoE!C1090,IF(LOADPROFILE=0.5,Results_50PoE!C1090,\"Invalid Load Profile %\"))","v":0},61.68181818181818,30.84090909090909,0,0,0,27.881188782451844,0,0,0,0,0,1.2729663895695695E-2,1.7660791716165376E-3,false,false,2.0665038791713788E-2,0,0,0,0,0,0]
[2025,34,{"$f":"IF(LOADPROFILE=0.1,Results_10PoE!C1091,IF(LOADPROFILE=0.5,Results_50PoE!C1091,\"Invalid Load Profile %\"))","v":0},61.68181818181818,30.84090909090909,0,0,0,28.881188782451844,0,0,0,0,0,1.2729663895695695E-2,1.7660791716165376E-3,false,false,2.0665038791713788E-2,0,0,0,0,0,0]
[2025,35,{"$f":"IF(LOADPROFILE=0.1,Results_10PoE!C1092,IF(LOADPROFILE=0.5,Results_50PoE!C1092,\"Invalid Load Profile %\"))","v":0},61.68181818181818,30.84090909090909,0,0,0,29.881188782451844,0,0,0,0,0,1.2729663895695695E-2,1.7660791716165376E-3,false,false,2.0665038791713788E-2,0,0,0,0,0,0]
[2025,36,{"$f":"IF(LOADPROFILE=0.1,Results_10PoE!C1093,IF(LOADPROFILE=0.5,Results_50PoE!C1093,\"Invalid Load Profile %\"))","v":0},61.68181818181818,30.84090909090909,0,0,0,30.881188782451844,0,0,0,0,0,1.2729663895695695E-2,1.7660791716165376E-3,false,false,2.0665038791713788E-2,0,0,0,0,0,0]
[2025,37,{"$f":"IF(LOADPROFILE=0.1,Results_10PoE!C1094,IF(LOADPROFILE=0.5,Results_50PoE!C1094,\"Invalid Load Profile %\"))","v":0},61.68181818181818,30.84090909090909,0,0,0,31.881188782451844,0,0,0,0,0,1.2729663895695695E-2,1.7660791716165376E-3,false,false,2.0665038791713788E-2,0,0,0,0,0,0]
[2025,38,{"$f":"IF(LOADPROFILE=0.1,Results_10PoE!C1095,IF(LOADPROFILE=0.5,Results_50PoE!C1095,\"Invalid Load Profile %\"))","v":0},61.68181818181818,30.84090909090909,0,0,0,32.881188782451844,0,0,0,0,0,1.2729663895695695E-2,1.7660791716165376E-3,false,false,2.0665038791713788E-2,0,0,0,0,0,0]
[2025,39,{"$f":"IF(LOADPROFILE=0.1,Results_10PoE!C1096,IF(LOADPROFILE=0.5,Results_50PoE!C1096,\"Invalid Load Profile %\"))","v":0},61.68181818181818,30.84090909090909,0,0,0,33.881188782451844,0,0,0,0,0,1.2729663895695695E-2,1.7660791716165376E-3,false,false,2.0665038791713788E-2,0,0,0,0,0,0]
[2025,40,{"$f":"IF(LOADPROFILE=0.1,Results_10PoE!C1097,IF(LOADPROFILE=0.5,Results_50PoE!C1097,\"Invalid Load Profile %\"))","v":0},{"$f":"VLOOKUP($A1126,$Q$4:$AB$26,6,FALSE)","v":61.68181818181818},{"$f":"VLOOKUP($A1126,$Q$4:$AB$26,7,FALSE)","v":30.84090909090909},{"$f":"VLOOKUP($A1126,$Q$4:$AB$26,9,FALSE)","v":0},{"$f":"VLOOKUP($A1126,$Q$4:$AB$26,10,FALSE)","v":0},{"$f":"VLOOKUP($A1126,$Q$4:$AB$26,11,FALSE)","v":0},{"$f":"IF(B1126-VLOOKUP(A1126,$Q$4:$AB$26,12,FALSE)<0,0,B1126-VLOOKUP(A1126,$Q$4:$AB$26,12,FALSE))","v":34.881188782451844},{"$f":"IF(B1126=150,0,IF(IF($I1126>D1126,($I1126-D1126)*($C1126-$C1127),0)<0,0,IF($I1126>D1126,($I1126-D1126)*($C1126-$C1127),0)))*$Y$30","v":0},{"$f":"IF(C1126=150,0,IF(IF($I1126>E1126,($I1126-E1126)*($C1126-$C1127),0)<0,0,IF($I1126>E1126,($I1126-E1126)*($C1126-$C1127),0)))*$Y$30","v":0},{"$f":"IF(D1126=150,0,IF(IF($I1126>F1126,($I1126-F1126)*($C1126-$C1127),0)<0,0,IF($I1126>F1126,($I1126-F1126)*($C1126-$C1127),0)))*$Y$30","v":0},{"$f":"IF(E1126=150,0,IF(IF($I1126>G1126,($I1126-G1126)*($C1126-$C1127),0)<0,0,IF($I1126>G1126,($I1126-G1126)*($C1126-$C1127),0)))*$Y$30","v":0},{"$f":"IF(F1126=150,0,IF(IF($I1126>H1126,($I1126-H1126)*($C1126-$C1127),0)<0,0,IF($I1126>H1126,($I1126-H1126)*($C1126-$C1127),0)))*$Y$30","v":0},{"$f":"VLOOKUP($A1126, $Q$4:$BB$26,33,FALSE)","v":1.2729663895695695E-2},{"$f":"VLOOKUP($A1126, $Q$4:$BB$26,34,FALSE)","v":1.7660791716165376E-3},{"$f":"VLOOKUP($A1126, $Q$4:$BB$26,35,FALSE)","v":false},{"$f":"VLOOKUP($A1126, $Q$4:$BB$26,36,FALSE)","v":false},{"$f":"VLOOKUP($A1126, $Q$4:$BB$26,37,FALSE)","v":2.0665038791713788E-2},{"$f":"J1126*1000*($S$34/365)","v":0},{"$f":"O1126*K1126*1000*($T$34/365)","v":0},{"$f":"P1126*L1126*1000*($U$34/365)","v":0},{"$f":"Q1126*M1126*1000*($V$34/365)","v":0},{"$f":"R1126*N1126*1000*($W$34/365)","v":0},{"$f":"S1126*K1126*1000*($X$34/365)","v":0}]
[2025,41,{"$f":"IF(LOADPROFILE=0.1,Results_10PoE!C1098,IF(LOADPROFILE=0.5,Results_50PoE!C1098,\"Invalid Load Profile %\"))","v":0},61.68181818181818,30.84090909090909,0,0,0,35.881188782451844,0,0,0,0,0,1.2729663895695695E-2,1.7660791716165376E-3,false,false,2.0665038791713788E-2,0,0,0,0,0,0]
[2025,42,{"$f":"IF(LOADPROFILE=0.1,Results_10PoE!C1099,IF(LOADPROFILE=0.5,Results_50PoE!C1099,\"Invalid Load Profile %\"))","v":0},61.68181818181818,30.84090909090909,0,0,0,36.881188782451844,0,0,0,0,0,1.2729663895695695E-2,1.7660791716165376E-3,false,false,2.0665038791713788E-2,0,0,0,0,0,0]
[2025,43,{"$f":"IF(LOADPROFILE=0.1,Results_10PoE!C1100,IF(LOADPROFILE=0.5,Results_50PoE!C1100,\"Invalid Load Profile %\"))","v":0},61.68181818181818,30.84090909090909,0,0,0,37.881188782451844,0,0,0,0,0,1.2729663895695695E-2,1.7660791716165376E-3,false,false,2.0665038791713788E-2,0,0,0,0,0,0]
[2025,44,{"$f":"IF(LOADPROFILE=0.1,Results_10PoE!C1101,IF(LOADPROFILE=0.5,Results_50PoE!C1101,\"Invalid Load Profile %\"))","v":0},61.68181818181818,30.84090909090909,0,0,0,38.881188782451844,0,0,0,0,0,1.2729663895695695E-2,1.7660791716165376E-3,false,false,2.0665038791713788E-2,0,0,0,0,0,0]
[2025,45,{"$f":"IF(LOADPROFILE=0.1,Results_10PoE!C1102,IF(LOADPROFILE=0.5,Results_50PoE!C1102,\"Invalid Load Profile %\"))","v":0},61.68181818181818,30.84090909090909,0,0,0,39.881188782451844,0,0,0,0,0,1.2729663895695695E-2,1.7660791716165376E-3,false,false,2.0665038791713788E-2,0,0,0,0,0,0]
[2025,46,{"$f":"IF(LOADPROFILE=0.1,Results_10PoE!C1103,IF(LOADPROFILE=0.5,Results_50PoE!C1103,\"Invalid Load Profile %\"))","v":0},61.68181818181818,30.84090909090909,0,0,0,40.881188782451844,0,0,0,0,0,1.2729663895695695E-2,1.7660791716165376E-3,false,false,2.0665038791713788E-2,0,0,0,0,0,0]
[2025,47,{"$f":"IF(LOADPROFILE=0.1,Results_10PoE!C1104,IF(LOADPROFILE=0.5,Results_50PoE!C1104,\"Invalid Load Profile %\"))","v":0},61.68181818181818,30.84090909090909,0,0,0,41.881188782451844,0,0,0,0,0,1.2729663895695695E-2,1.7660791716165376E-3,false,false,2.0665038791713788E-2,0,0,0,0,0,0]
[2025,48,{"$f":"IF(LOADPROFILE=0.1,Results_10PoE!C1105,IF(LOADPROFILE=0.5,Results_50PoE!C1105,\"Invalid Load Profile %\"))","v":0},61.68181818181818,30.84090909090909,0,0,0,42.881188782451844,0,0,0,0,0,1.2729663895695695E-2,1.7660791716165376E-3,false,false,2.0665038791713788E-2,0,0,0,0,0,0]
[2025,49,{"$f":"IF(LOADPROFILE=0.1,Results_10PoE!C1106,IF(LOADPROFILE=0.5,Results_50PoE!C1106,\"Invalid Load Profile %\"))","v":0},61.68181818181818,30.84090909090909,0,0,0,43.881188782451844,0,0,0,0,0,1.2729663895695695E-2,1.7660791716165376E-3,false,false,2.0665038791713788E-2,0,0,0,0,0,0]
[2025,50,{"$f":"IF(LOADPROFILE=0.1,Results_10PoE!C1107,IF(LOADPROFILE=0.5,Results_50PoE!C1107,\"Invalid Load Profile %\"))","v":0},61.68181818181818,30.84090909090909,0,0,0,44.881188782451844,0,0,0,0,0,1.2729663895695695E-2,1.7660791716165376E-3,false,false,2.0665038791713788E-2,0,0,0,0,0,0]
[2025,51,{"$f":"IF(LOADPROFILE=0.1,Results_10PoE!C1108,IF(LOADPROFILE=0.5,Results_50PoE!C1108,\"Invalid Load Profile %\"))","v":0},61.68181818181818,30.84090909090909,0,0,0,45.881188782451844,0,0,0,0,0,1.2729663895695695E-2,1.7660791716165376E-3,false,false,2.0665038791713788E-2,0,0,0,0,0,0]
[2025,52,{"$f":"IF(LOADPROFILE=0.1,Results_10PoE!C1109,IF(LOADPROFILE=0.5,Results_50PoE!C1109,\"Invalid Load Profile %\"))","v":0},61.68181818181818,30.84090909090909,0,0,0,46.881188782451844,0,0,0,0,0,1.2729663895695695E-2,1.7660791716165376E-3,false,false,2.0665038791713788E-2,0,0,0,0,0,0]
[2025,53,{"$f":"IF(LOADPROFILE=0.1,Results_10PoE!C1110,IF(LOADPROFILE=0.5,Results_50PoE!C1110,\"Invalid Load Profile %\"))","v":0},61.68181818181818,30.84090909090909,0,0,0,47.881188782451844,0,0,0,0,0,1.2729663895695695E-2,1.7660791716165376E-3,false,false,2.0665038791713788E-2,0,0,0,0,0,0]
[2025,54,{"$f":"IF(LOADPROFILE=0.1,Results_10PoE!C1111,IF(LOADPROFILE=0.5,Results_50PoE!C1111,\"Invalid Load Profile %\"))","v":0},61.68181818181818,30.84090909090909,0,0,0,48.881188782451844,0,0,0,0,0,1.2729663895695695E-2,1.7660791716165376E-3,false,false,2.0665038791713788E-2,0,0,0,0,0,0]
[2025,55,{"$f":"IF(LOADPROFILE=0.1,Results_10PoE!C1112,IF(LOADPROFILE=0.5,Results_50PoE!C1112,\"Invalid Load Profile %\"))","v":0},61.68181818181818,30.84090909090909,0,0,0,49.881188782451844,0,0,0,0,0,1.2729663895695695E-2,1.7660791716165376E-3,false,false,2.0665038791713788E-2,0,0,0,0,0,0]
[2025,56,{"$f":"IF(LOADPROFILE=0.1,Results_10PoE!C1113,IF(LOADPROFILE=0.5,Results_50PoE!C1113,\"Invalid Load Profile %\"))","v":0},61.68181818181818,30.84090909090909,0,0,0,50.881188782451844,0,0,0,0,0,1.2729663895695695E-2,1.7660791716165376E-3,false,false,2.0665038791713788E-2,0,0,0,0,0,0]
[2025,57,{"$f":"IF(LOADPROFILE=0.1,Results_10PoE!C1114,IF(LOADPROFILE=0.5,Results_50PoE!C1114,\"Invalid Load Profile %\"))","v":0},61.68181818181818,30.84090909090909,0,0,0,51.881188782451844,0,0,0,0,0,1.2729663895695695E-2,1.7660791716165376E-3,false,false,2.0665038791713788E-2,0,0,0,0,0,0]
[2025,58,{"$f":"IF(LOADPROFILE=0.1,Results_10PoE!C1115,IF(LOADPROFILE=0.5,Results_50PoE!C1115,\"Invalid Load Profile %\"))","v":0},61.68181818181818,30.84090909090909,0,0,0,52.881188782451844,0,0,0,0,0,1.2729663895695695E-2,1.7660791716165376E-3,false,false,2.0665038791713788E-2,0,0,0,0,0,0]
[2025,59,{"$f":"IF(LOADPROFILE=0.1,Results_10PoE!C1116,IF(LOADPROFILE=0.5,Results_50PoE!C1116,\"Invalid Load Profile %\"))","v":0},61.68181818181818,30.84090909090909,0,0,0,53.881188782451844,0,0,0,0,0,1.2729663895695695E-2,1.7660791716165376E-3,false,false,2.0665038791713788E-2,0,0,0,0,0,0]
[2025,60,{"$f":"IF(LOADPROFILE=0.1,Results_10PoE!C1117,IF(LOADPROFILE=0.5,Results_50PoE!C1117,\"Invalid Load Profile %\"))","v":0},61.68181818181818,30.84090909090909,0,0,0,54.881188782451844,0,0,0,0,0,1.2729663895695695E-2,1.7660791716165376E-3,false,false,2.0665038791713788E-2,0,0,0,0,0,0]
[2025,61,{"$f":"IF(LOADPROFILE=0.1,Results_10PoE!C1118,IF(LOADPROFILE=0.5,Results_50PoE!C1118,\"Invalid Load Profile %\"))","v":0},61.68181818181818,30.84090909090909,0,0,0,55.881188782451844,0,0,0,0,0,1.2729663895695695E-2,1.7660791716165376E-3,false,false,2.0665038791713788E-2,0,0,0,0,0,0]
[2025,62,{"$f":"IF(LOADPROFILE=0.1,Results_10PoE!C1119,IF(LOADPROFILE=0.5,Results_50PoE!C1119,\"Invalid Load Profile %\"))","v":0},61.68181818181818,30.84090909090909,0,0,0,56.881188782451844,0,0,0,0,0,1.2729663895695695E-2,1.7660791716165376E-3,false,false,2.0665038791713788E-2,0,0,0,0,0,0]
[2025,63,{"$f":"IF(LOADPROFILE=0.1,Results_10PoE!C1120,IF(LOADPROFILE=0.5,Results_50PoE!C1120,\"Invalid Load Profile %\"))","v":0},61.68181818181818,30.84090909090909,0,0,0,57.881188782451844,0,0,0,0,0,1.2729663895695695E-2,1.7660791716165376E-3,false,false,2.0665038791713788E-2,0,0,0,0,0,0]
[2025,64,{"$f":"IF(LOADPROFILE=0.1,Results_10PoE!C1121,IF(LOADPROFILE=0.5,Results_50PoE!C1121,\"Invalid Load Profile %\"))","v":0},61.68181818181818,30.84090909090909,0,0,0,58.881188782451844,0,0,0,0,0,1.2729663895695695E-2,1.7660791716165376E-3,false,false,2.0665038791713788E-2,0,0,0,0,0,0]
[2025,65,{"$f":"IF(LOADPROFILE=0.1,Results_10PoE!C1122,IF(LOADPROFILE=0.5,Results_50PoE!C1122,\"Invalid Load Profile %\"))","v":0},61.68181818181818,30.84090909090909,0,0,0,59.881188782451844,0,0,0,0,0,1.2729663895695695E-2,1.7660791716165376E-3,false,false,2.0665038791713788E-2,0,0,0,0,0,0]
[2025,66,{"$f":"IF(LOADPROFILE=0.1,Results_10PoE!C1123,IF(LOADPROFILE=0.5,Results_50PoE!C1123,\"Invalid Load Profile %\"))","v":0},61.68181818181818,30.84090909090909,0,0,0,60.881188782451844,0,0,0,0,0,1.2729663895695695E-2,1.7660791716165376E-3,false,false,2.0665038791713788E-2,0,0,0,0,0,0]
[2025,67,{"$f":"IF(LOADPROFILE=0.1,Results_10PoE!C1124,IF(LOADPROFILE=0.5,Results_50PoE!C1124,\"Invalid Load Profile %\"))","v":0},61.68181818181818,30.84090909090909,0,0,0,61.881188782451844,0,0,0,0,0,1.2729663895695695E-2,1.7660791716165376E-3,false,false,2.0665038791713788E-2,0,0,0,0,0,0]
[2025,68,{"$f":"IF(LOADPROFILE=0.1,Results_10PoE!C1125,IF(LOADPROFILE=0.5,Results_50PoE!C1125,\"Invalid Load Profile %\"))","v":0},61.68181818181818,30.84090909090909,0,0,0,62.881188782451844,0,0,0,0,0,1.2729663895695695E-2,1.7660791716165376E-3,false,false,2.0665038791713788E-2,0,0,0,0,0,0]
[2025,69,{"$f":"IF(LOADPROFILE=0.1,Results_10PoE!C1126,IF(LOADPROFILE=0.5,Results_50PoE!C1126,\"Invalid Load Profile %\"))","v":0},61.68181818181818,30.84090909090909,0,0,0,63.881188782451844,0,0,0,0,0,1.2729663895695695E-2,1.7660791716165376E-3,false,false,2.0665038791713788E-2,0,0,0,0,0,0]
[2025,70,{"$f":"IF(LOADPROFILE=0.1,Results_10PoE!C1127,IF(LOADPROFILE=0.5,Results_50PoE!C1127,\"Invalid Load Profile %\"))","v":0},61.68181818181818,30.84090909090909,0,0,0,64.881188782451844,0,0,0,0,0,1.2729663895695695E-2,1.7660791716165376E-3,false,false,2.0665038791713788E-2,0,0,0,0,0,0]
[2025,71,{"$f":"IF(LOADPROFILE=0.1,Results_10PoE!C1128,IF(LOADPROFILE=0.5,Results_50PoE!C1128,\"Invalid Load Profile %\"))","v":0},61.68181818181818,30.84090909090909,0,0,0,65.881188782451844,0,0,0,0,0,1.2729663895695695E-2,1.7660791716165376E-3,false,false,2.0665038791713788E-2,0,0,0,0,0,0]
[2025,72,{"$f":"IF(LOADPROFILE=0.1,Results_10PoE!C1129,IF(LOADPROFILE=0.5,Results_50PoE!C1129,\"Invalid Load Profile %\"))","v":0},61.68181818181818,30.84090909090909,0,0,0,66.881188782451844,0,0,0,0,0,1.2729663895695695E-2,1.7660791716165376E-3,false,false,2.0665038791713788E-2,0,0,0,0,0,0]
[2025,73,{"$f":"IF(LOADPROFILE=0.1,Results_10PoE!C1130,IF(LOADPROFILE=0.5,Results_50PoE!C1130,\"Invalid Load Profile %\"))","v":0},61.68181818181818,30.84090909090909,0,0,0,67.881188782451844,0,0,0,0,0,1.2729663895695695E-2,1.7660791716165376E-3,false,false,2.0665038791713788E-2,0,0,0,0,0,0]
[2025,74,{"$f":"IF(LOADPROFILE=0.1,Results_10PoE!C1131,IF(LOADPROFILE=0.5,Results_50PoE!C1131,\"Invalid Load Profile %\"))","v":0},61.68181818181818,30.84090909090909,0,0,0,68.881188782451844,0,0,0,0,0,1.2729663895695695E-2,1.7660791716165376E-3,false,false,2.0665038791713788E-2,0,0,0,0,0,0]
[2025,75,{"$f":"IF(LOADPROFILE=0.1,Results_10PoE!C1132,IF(LOADPROFILE=0.5,Results_50PoE!C1132,\"Invalid Load Profile %\"))","v":0},61.68181818181818,30.84090909090909,0,0,0,69.881188782451844,0,0,0,0,0,1.2729663895695695E-2,1.7660791716165376E-3,false,false,2.0665038791713788E-2,0,0,0,0,0,0]
[2025,76,{"$f":"IF(LOADPROFILE=0.1,Results_10PoE!C1133,IF(LOADPROFILE=0.5,Results_50PoE!C1133,\"Invalid Load Profile %\"))","v":0},61.68181818181818,30.84090909090909,0,0,0,70.881188782451844,0,0,0,0,0,1.2729663895695695E-2,1.7660791716165376E-3,false,false,2.0665038791713788E-2,0,0,0,0,0,0]
[2025,77,{"$f":"IF(LOADPROFILE=0.1,Results_10PoE!C1134,IF(LOADPROFILE=0.5,Results_50PoE!C1134,\"Invalid Load Profile %\"))","v":0},61.68181818181818,30.84090909090909,0,0,0,71.881188782451844,0,0,0,0,0,1.2729663895695695E-2,1.7660791716165376E-3,false,false,2.0665038791713788E-2,0,0,0,0,0,0]
[2025,78,{"$f":"IF(LOADPROFILE=0.1,Results_10PoE!C1135,IF(LOADPROFILE=0.5,Results_50PoE!C1135,\"Invalid Load Profile %\"))","v":0},61.68181818181818,30.84090909090909,0,0,0,72.881188782451844,0,0,0,0,0,1.2729663895695695E-2,1.7660791716165376E-3,false,false,2.0665038791713788E-2,0,0,0,0,0,0]
[2025,79,{"$f":"IF(LOADPROFILE=0.1,Results_10PoE!C1136,IF(LOADPROFILE=0.5,Results_50PoE!C1136,\"Invalid Load Profile %\"))","v":0},61.68181818181818,30.84090909090909,0,0,0,73.881188782451844,0,0,0,0,0,1.2729663895695695E-2,1.7660791716165376E-3,false,false,2.0665038791713788E-2,0,0,0,0,0,0]
[2025,80,{"$f":"IF(LOADPROFILE=0.1,Results_10PoE!C1137,IF(LOADPROFILE=0.5,Results_50PoE!C1137,\"Invalid Load Profile %\"))","v":0},61.68181818181818,30.84090909090909,0,0,0,74.881188782451844,0,0,0,0,0,1.2729663895695695E-2,1.7660791716165376E-3,false,false,2.0665038791713788E-2,0,0,0,0,0,0]
[2025,81,{"$f":"IF(LOADPROFILE=0.1,Results_10PoE!C1138,IF(LOADPROFILE=0.5,Results_50PoE!C1138,\"Invalid Load Profile %\"))","v":0},61.68181818181818,30.84090909090909,0,0,0,75.881188782451844,0,0,0,0,0,1.2729663895695695E-2,1.7660791716165376E-3,false,false,2.0665038791713788E-2,0,0,0,0,0,0]
[2025,82,{"$f":"IF(LOADPROFILE=0.1,Results_10PoE!C1139,IF(LOADPROFILE=0.5,Results_50PoE!C1139,\"Invalid Load Profile %\"))","v":0},61.68181818181818,30.84090909090909,0,0,0,76.881188782451844,0,0,0,0,0,1.2729663895695695E-2,1.7660791716165376E-3,false,false,2.0665038791713788E-2,0,0,0,0,0,0]
[2025,83,{"$f":"IF(LOADPROFILE=0.1,Results_10PoE!C1140,IF(LOADPROFILE=0.5,Results_50PoE!C1140,\"Invalid Load Profile %\"))","v":0},61.68181818181818,30.84090909090909,0,0,0,77.881188782451844,0,0,0,0,0,1.2729663895695695E-2,1.7660791716165376E-3,false,false,2.0665038791713788E-2,0,0,0,0,0,0]
[2025,84,{"$f":"IF(LOADPROFILE=0.1,Results_10PoE!C1141,IF(LOADPROFILE=0.5,Results_50PoE!C1141,\"Invalid Load Profile %\"))","v":0},61.68181818181818,30.84090909090909,0,0,0,78.881188782451844,0,0,0,0,0,1.2729663895695695E-2,1.7660791716165376E-3,false,false,2.0665038791713788E-2,0,0,0,0,0,0]
[2025,85,{"$f":"IF(LOADPROFILE=0.1,Results_10PoE!C1142,IF(LOADPROFILE=0.5,Results_50PoE!C1142,\"Invalid Load Profile %\"))","v":0},61.68181818181818,30.84090909090909,0,0,0,79.881188782451844,0,0,0,0,0,1.2729663895695695E-2,1.7660791716165376E-3,false,false,2.0665038791713788E-2,0,0,0,0,0,0]
[2025,86,{"$f":"IF(LOADPROFILE=0.1,Results_10PoE!C1143,IF(LOADPROFILE=0.5,Results_50PoE!C1143,\"Invalid Load Profile %\"))","v":0},61.68181818181818,30.84090909090909,0,0,0,80.881188782451844,0,0,0,0,0,1.2729663895695695E-2,1.7660791716165376E-3,false,false,2.0665038791713788E-2,0,0,0,0,0,0]
[2025,87,{"$f":"IF(LOADPROFILE=0.1,Results_10PoE!C1144,IF(LOADPROFILE=0.5,Results_50PoE!C1144,\"Invalid Load Profile %\"))","v":0},61.68181818181818,30.84090909090909,0,0,0,81.881188782451844,0,0,0,0,0,1.2729663895695695E-2,1.7660791716165376E-3,false,false,2.0665038791713788E-2,0,0,0,0,0,0]
[2025,88,{"$f":"IF(LOADPROFILE=0.1,Results_10PoE!C1145,IF(LOADPROFILE=0.5,Results_50PoE!C1145,\"Invalid Load Profile %\"))","v":0},61.68181818181818,30.84090909090909,0,0,0,82.881188782451844,0,0,0,0,0,1.2729663895695695E-2,1.7660791716165376E-3,false,false,2.0665038791713788E-2,0,0,0,0,0,0]
[2025,89,{"$f":"IF(LOADPROFILE=0.1,Results_10PoE!C1146,IF(LOADPROFILE=0.5,Results_50PoE!C1146,\"Invalid Load Profile %\"))","v":0},61.68181818181818,30.84090909090909,0,0,0,83.881188782451844,0,0,0,0,0,1.2729663895695695E-2,1.7660791716165376E-3,false,false,2.0665038791713788E-2,0,0,0,0,0,0]
[2025,90,{"$f":"IF(LOADPROFILE=0.1,Results_10PoE!C1147,IF(LOADPROFILE=0.5,Results_50PoE!C1147,\"Invalid Load Profile %\"))","v":0},61.68181818181818,30.84090909090909,0,0,0,84.881188782451844,0,0,0,0,0,1.2729663895695695E-2,1.7660791716165376E-3,false,false,2.0665038791713788E-2,0,0,0,0,0,0]
[2025,91,{"$f":"IF(LOADPROFILE=0.1,Results_10PoE!C1148,IF(LOADPROFILE=0.5,Results_50PoE!C1148,\"Invalid Load Profile %\"))","v":0},61.68181818181818,30.84090909090909,0,0,0,85.881188782451844,0,0,0,0,0,1.2729663895695695E-2,1.7660791716165376E-3,false,false,2.0665038791713788E-2,0,0,0,0,0,0]
[2025,92,{"$f":"IF(LOADPROFILE=0.1,Results_10PoE!C1149,IF(LOADPROFILE=0.5,Results_50PoE!C1149,\"Invalid Load Profile %\"))","v":0},61.68181818181818,30.84090909090909,0,0,0,86.881188782451844,0,0,0,0,0,1.2729663895695695E-2,1.7660791716165376E-3,false,false,2.0665038791713788E-2,0,0,0,0,0,0]
[2025,93,{"$f":"IF(LOADPROFILE=0.1,Results_10PoE!C1150,IF(LOADPROFILE=0.5,Results_50PoE!C1150,\"Invalid Load Profile %\"))","v":0},61.68181818181818,30.84090909090909,0,0,0,87.881188782451844,0,0,0,0,0,1.2729663895695695E-2,1.7660791716165376E-3,false,false,2.0665038791713788E-2,0,0,0,0,0,0]
[2025,94,{"$f":"IF(LOADPROFILE=0.1,Results_10PoE!C1151,IF(LOADPROFILE=0.5,Results_50PoE!C1151,\"Invalid Load Profile %\"))","v":0},61.68181818181818,30.84090909090909,0,0,0,88.881188782451844,0,0,0,0,0,1.2729663895695695E-2,1.7660791716165376E-3,false,false,2.0665038791713788E-2,0,0,0,0,0,0]
[2025,95,{"$f":"IF(LOADPROFILE=0.1,Results_10PoE!C1152,IF(LOADPROFILE=0.5,Results_50PoE!C1152,\"Invalid Load Profile %\"))","v":0},61.68181818181818,30.84090909090909,0,0,0,89.881188782451844,0,0,0,0,0,1.2729663895695695E-2,1.7660791716165376E-3,false,false,2.0665038791713788E-2,0,0,0,0,0,0]
[2025,96,{"$f":"IF(LOADPROFILE=0.1,Results_10PoE!C1153,IF(LOADPROFILE=0.5,Results_50PoE!C1153,\"Invalid Load Profile %\"))","v":0},61.68181818181818,30.84090909090909,0,0,0,90.881188782451844,0,0,0,0,0,1.2729663895695695E-2,1.7660791716165376E-3,false,false,2.0665038791713788E-2,0,0,0,0,0,0]
[2025,97,{"$f":"IF(LOADPROFILE=0.1,Results_10PoE!C1154,IF(LOADPROFILE=0.5,Results_50PoE!C1154,\"Invalid Load Profile %\"))","v":0},61.68181818181818,30.84090909090909,0,0,0,91.881188782451844,0,0,0,0,0,1.2729663895695695E-2,1.7660791716165376E-3,false,false,2.0665038791713788E-2,0,0,0,0,0,0]
[2025,98,{"$f":"IF(LOADPROFILE=0.1,Results_10PoE!C1155,IF(LOADPROFILE=0.5,Results_50PoE!C1155,\"Invalid Load Profile %\"))","v":0},61.68181818181818,30.84090909090909,0,0,0,92.881188782451844,0,0,0,0,0,1.2729663895695695E-2,1.7660791716165376E-3,false,false,2.0665038791713788E-2,0,0,0,0,0,0]
[2025,99,{"$f":"IF(LOADPROFILE=0.1,Results_10PoE!C1156,IF(LOADPROFILE=0.5,Results_50PoE!C1156,\"Invalid Load Profile %\"))","v":0},61.68181818181818,30.84090909090909,0,0,0,93.881188782451844,0,0,0,0,0,1.2729663895695695E-2,1.7660791716165376E-3,false,false,2.0665038791713788E-2,0,0,0,0,0,0]
[2025,100,{"$f":"IF(LOADPROFILE=0.1,Results_10PoE!C1157,IF(LOADPROFILE=0.5,Results_50PoE!C1157,\"Invalid Load Profile %\"))","v":0},61.68181818181818,30.84090909090909,0,0,0,94.881188782451844,0,0,0,0,0,1.2729663895695695E-2,1.7660791716165376E-3,false,false,2.0665038791713788E-2,0,0,0,0,0,0]
[2025,101,{"$f":"IF(LOADPROFILE=0.1,Results_10PoE!C1158,IF(LOADPROFILE=0.5,Results_50PoE!C1158,\"Invalid Load Profile %\"))","v":0},61.68181818181818,30.84090909090909,0,0,0,95.881188782451844,0,0,0,0,0,1.2729663895695695E-2,1.7660791716165376E-3,false,false,2.0665038791713788E-2,0,0,0,0,0,0]
[2025,102,{"$f":"IF(LOADPROFILE=0.1,Results_10PoE!C1159,IF(LOADPROFILE=0.5,Results_50PoE!C1159,\"Invalid Load Profile %\"))","v":0},61.68181818181818,30.84090909090909,0,0,0,96.881188782451844,0,0,0,0,0,1.2729663895695695E-2,1.7660791716165376E-3,false,false,2.0665038791713788E-2,0,0,0,0,0,0]
[2025,103,{"$f":"IF(LOADPROFILE=0.1,Results_10PoE!C1160,IF(LOADPROFILE=0.5,Results_50PoE!C1160,\"Invalid Load Profile %\"))","v":0},61.68181818181818,30.84090909090909,0,0,0,97.881188782451844,0,0,0,0,0,1.2729663895695695E-2,1.7660791716165376E-3,false,false,2.0665038791713788E-2,0,0,0,0,0,0]
[2025,104,{"$f":"IF(LOADPROFILE=0.1,Results_10PoE!C1161,IF(LOADPROFILE=0.5,Results_50PoE!C1161,\"Invalid Load Profile %\"))","v":0},{"$f":"VLOOKUP($A1190,$Q$4:$AB$26,6,FALSE)","v":61.68181818181818},{"$f":"VLOOKUP($A1190,$Q$4:$AB$26,7,FALSE)","v":30.84090909090909},{"$f":"VLOOKUP($A1190,$Q$4:$AB$26,9,FALSE)","v":0},{"$f":"VLOOKUP($A1190,$Q$4:$AB$26,10,FALSE)","v":0},{"$f":"VLOOKUP($A1190,$Q$4:$AB$26,11,FALSE)","v":0},{"$f":"IF(B1190-VLOOKUP(A1190,$Q$4:$AB$26,12,FALSE)<0,0,B1190-VLOOKUP(A1190,$Q$4:$AB$26,12,FALSE))","v":98.881188782451844},{"$f":"IF(B1190=150,0,IF(IF($I1190>D1190,($I1190-D1190)*($C1190-$C1191),0)<0,0,IF($I1190>D1190,($I1190-D1190)*($C1190-$C1191),0)))*$Y$30","v":0},{"$f":"IF(C1190=150,0,IF(IF($I1190>E1190,($I1190-E1190)*($C1190-$C1191),0)<0,0,IF($I1190>E1190,($I1190-E1190)*($C1190-$C1191),0)))*$Y$30","v":0},{"$f":"IF(D1190=150,0,IF(IF($I1190>F1190,($I1190-F1190)*($C1190-$C1191),0)<0,0,IF($I1190>F1190,($I1190-F1190)*($C1190-$C1191),0)))*$Y$30","v":0},{"$f":"IF(E1190=150,0,IF(IF($I1190>G1190,($I1190-G1190)*($C1190-$C1191),0)<0,0,IF($I1190>G1190,($I1190-G1190)*($C1190-$C1191),0)))*$Y$30","v":0},{"$f":"IF(F1190=150,0,IF(IF($I1190>H1190,($I1190-H1190)*($C1190-$C1191),0)<0,0,IF($I1190>H1190,($I1190-H1190)*($C1190-$C1191),0)))*$Y$30","v":0},{"$f":"VLOOKUP($A1190, $Q$4:$BB$26,33,FALSE)","v":1.2729663895695695E-2},{"$f":"VLOOKUP($A1190, $Q$4:$BB$26,34,FALSE)","v":1.7660791716165376E-3},{"$f":"VLOOKUP($A1190, $Q$4:$BB$26,35,FALSE)","v":false},{"$f":"VLOOKUP($A1190, $Q$4:$BB$26,36,FALSE)","v":false},{"$f":"VLOOKUP($A1190, $Q$4:$BB$26,37,FALSE)","v":2.0665038791713788E-2},{"$f":"J1190*1000*($S$34/365)","v":0},{"$f":"O1190*K1190*1000*($T$34/365)","v":0},{"$f":"P1190*L1190*1000*($U$34/365)","v":0},{"$f":"Q1190*M1190*1000*($V$34/365)","v":0},{"$f":"R1190*N1190*1000*($W$34/365)","v":0},{"$f":"S1190*K1190*1000*($X$34/365)","v":0}]
[2025,105,{"$f":"IF(LOADPROFILE=0.1,Results_10PoE!C1162,IF(LOADPROFILE=0.5,Results_50PoE!C1162,\"Invalid Load Profile %\"))","v":0},61.68181818181818,30.84090909090909,0,0,0,99.881188782451844,0,0,0,0,0,1.2729663895695695E-2,1.7660791716165376E-3,false,false,2.0665038791713788E-2,0,0,0,0,0,0]
[2025,106,{"$f":"IF(LOADPROFILE=0.1,Results_10PoE!C1163,IF(LOADPROFILE=0.5,Results_50PoE!C1163,\"Invalid Load Profile %\"))","v":0},61.68181818181818,30.84090909090909,0,0,0,100.88118878245184,0,0,0,0,0,1.2729663895695695E-2,1.7660791716165376E-3,false,false,2.0665038791713788E-2,0,0,0,0,0,0]
[2025,107,{"$f":"IF(LOADPROFILE=0.1,Results_10PoE!C1164,IF(LOADPROFILE=0.5,Results_50PoE!C1164,\"Invalid Load Profile %\"))","v":0},61.68181818181818,30.84090909090909,0,0,0,101.88118878245184,0,0,0,0,0,1.2729663895695695E-2,1.7660791716165376E-3,false,false,2.0665038791713788E-2,0,0,0,0,0,0]
[2025,108,{"$f":"IF(LOADPROFILE=0.1,Results_10PoE!C1165,IF(LOADPROFILE=0.5,Results_50PoE!C1165,\"Invalid Load Profile %\"))","v":0},61.68181818181818,30.84090909090909,0,0,0,102.88118878245184,0,0,0,0,0,1.2729663895695695E-2,1.7660791716165376E-3,false,false,2.0665038791713788E-2,0,0,0,0,0,0]
[2025,109,{"$f":"IF(LOADPROFILE=0.1,Results_10PoE!C1166,IF(LOADPROFILE=0.5,Results_50PoE!C1166,\"Invalid Load Profile %\"))","v":0},61.68181818181818,30.84090909090909,0,0,0,103.88118878245184,0,0,0,0,0,1.2729663895695695E-2,1.7660791716165376E-3,false,false,2.0665038791713788E-2,0,0,0,0,0,0]
[2025,110,{"$f":"IF(LOADPROFILE=0.1,Results_10PoE!C1167,IF(LOADPROFILE=0.5,Results_50PoE!C1167,\"Invalid Load Profile %\"))","v":0},61.68181818181818,30.84090909090909,0,0,0,104.88118878245184,0,0,0,0,0,1.2729663895695695E-2,1.7660791716165376E-3,false,false,2.0665038791713788E-2,0,0,0,0,0,0]
[2025,111,{"$f":"IF(LOADPROFILE=0.1,Results_10PoE!C1168,IF(LOADPROFILE=0.5,Results_50PoE!C1168,\"Invalid Load Profile %\"))","v":0},61.68181818181818,30.84090909090909,0,0,0,105.88118878245184,0,0,0,0,0,1.2729663895695695E-2,1.7660791716165376E-3,false,false,2.0665038791713788E-2,0,0,0,0,0,0]
[2025,112,{"$f":"IF(LOADPROFILE=0.1,Results_10PoE!C1169,IF(LOADPROFILE=0.5,Results_50PoE!C1169,\"Invalid Load Profile %\"))","v":0},61.68181818181818,30.84090909090909,0,0,0,106.88118878245184,0,0,0,0,0,1.2729663895695695E-2,1.7660791716165376E-3,false,false,2.0665038791713788E-2,0,0,0,0,0,0]
[2025,113,{"$f":"IF(LOADPROFILE=0.1,Results_10PoE!C1170,IF(LOADPROFILE=0.5,Results_50PoE!C1170,\"Invalid Load Profile %\"))","v":0},61.68181818181818,30.84090909090909,0,0,0,107.88118878245184,0,0,0,0,0,1.2729663895695695E-2,1.7660791716165376E-3,false,false,2.0665038791713788E-2,0,0,0,0,0,0]
[2025,114,{"$f":"IF(LOADPROFILE=0.1,Results_10PoE!C1171,IF(LOADPROFILE=0.5,Results_50PoE!C1171,\"Invalid Load Profile %\"))","v":0},61.68181818181818,30.84090909090909,0,0,0,108.88118878245184,0,0,0,0,0,1.2729663895695695E-2,1.7660791716165376E-3,false,false,2.0665038791713788E-2,0,0,0,0,0,0]
[2025,115,{"$f":"IF(LOADPROFILE=0.1,Results_10PoE!C1172,IF(LOADPROFILE=0.5,Results_50PoE!C1172,\"Invalid Load Profile %\"))","v":0},61.68181818181818,30.84090909090909,0,0,0,109.88118878245184,0,0,0,0,0,1.2729663895695695E-2,1.7660791716165376E-3,false,false,2.0665038791713788E-2,0,0,0,0,0,0]
[2025,116,{"$f":"IF(LOADPROFILE=0.1,Results_10PoE!C1173,IF(LOADPROFILE=0.5,Results_50PoE!C1173,\"Invalid Load Profile %\"))","v":0},61.68181818181818,30.84090909090909,0,0,0,110.88118878245184,0,0,0,0,0,1.2729663895695695E-2,1.7660791716165376E-3,false,false,2.0665038791713788E-2,0,0,0,0,0,0]
[2025,117,{"$f":"IF(LOADPROFILE=0.1,Results_10PoE!C1174,IF(LOADPROFILE=0.5,Results_50PoE!C1174,\"Invalid Load Profile %\"))","v":0},61.68181818181818,30.84090909090909,0,0,0,111.88118878245184,0,0,0,0,0,1.2729663895695695E-2,1.7660791716165376E-3,false,false,2.0665038791713788E-2,0,0,0,0,0,0]
[2025,118,{"$f":"IF(LOADPROFILE=0.1,Results_10PoE!C1175,IF(LOADPROFILE=0.5,Results_50PoE!C1175,\"Invalid Load Profile %\"))","v":0},61.68181818181818,30.84090909090909,0,0,0,112.88118878245184,0,0,0,0,0,1.2729663895695695E-2,1.7660791716165376E-3,false,false,2.0665038791713788E-2,0,0,0,0,0,0]
[2025,119,{"$f":"IF(LOADPROFILE=0.1,Results_10PoE!C1176,IF(LOADPROFILE=0.5,Results_50PoE!C1176,\"Invalid Load Profile %\"))","v":0},61.68181818181818,30.84090909090909,0,0,0,113.88118878245184,0,0,0,0,0,1.2729663895695695E-2,1.7660791716165376E-3,false,false,2.0665038791713788E-2,0,0,0,0,0,0]
[2025,120,{"$f":"IF(LOADPROFILE=0.1,Results_10PoE!C1177,IF(LOADPROFILE=0.5,Results_50PoE!C1177,\"Invalid Load Profile %\"))","v":0},61.68181818181818,30.84090909090909,0,0,0,114.88118878245184,0,0,0,0,0,1.2729663895695695E-2,1.7660791716165376E-3,false,false,2.0665038791713788E-2,0,0,0,0,0,0]
[2025,121,{"$f":"IF(LOADPROFILE=0.1,Results_10PoE!C1178,IF(LOADPROFILE=0.5,Results_50PoE!C1178,\"Invalid Load Profile %\"))","v":0},61.68181818181818,30.84090909090909,0,0,0,115.88118878245184,0,0,0,0,0,1.2729663895695695E-2,1.7660791716165376E-3,false,false,2.0665038791713788E-2,0,0,0,0,0,0]
[2025,122,{"$f":"IF(LOADPROFILE=0.1,Results_10PoE!C1179,IF(LOADPROFILE=0.5,Results_50PoE!C1179,\"Invalid Load Profile %\"))","v":0},61.68181818181818,30.84090909090909,0,0,0,116.88118878245184,0,0,0,0,0,1.2729663895695695E-2,1.7660791716165376E-3,false,false,2.0665038791713788E-2,0,0,0,0,0,0]
[2025,123,{"$f":"IF(LOADPROFILE=0.1,Results_10PoE!C1180,IF(LOADPROFILE=0.5,Results_50PoE!C1180,\"Invalid Load Profile %\"))","v":0},61.68181818181818,30.84090909090909,0,0,0,117.88118878245184,0,0,0,0,0,1.2729663895695695E-2,1.7660791716165376E-3,false,false,2.0665038791713788E-2,0,0,0,0,0,0]
[2025,124,{"$f":"IF(LOADPROFILE=0.1,Results_10PoE!C1181,IF(LOADPROFILE=0.5,Results_50PoE!C1181,\"Invalid Load Profile %\"))","v":0},61.68181818181818,30.84090909090909,0,0,0,118.88118878245184,0,0,0,0,0,1.2729663895695695E-2,1.7660791716165376E-3,false,false,2.0665038791713788E-2,0,0,0,0,0,0]
[2025,125,{"$f":"IF(LOADPROFILE=0.1,Results_10PoE!C1182,IF(LOADPROFILE=0.5,Results_50PoE!C1182,\"Invalid Load Profile %\"))","v":0},61.68181818181818,30.84090909090909,0,0,0,119.88118878245184,0,0,0,0,0,1.2729663895695695E-2,1.7660791716165376E-3,false,false,2.0665038791713788E-2,0,0,0,0,0,0]
[2025,126,{"$f":"IF(LOADPROFILE=0.1,Results_10PoE!C1183,IF(LOADPROFILE=0.5,Results_50PoE!C1183,\"Invalid Load Profile %\"))","v":0},61.68181818181818,30.84090909090909,0,0,0,120.88118878245184,0,0,0,0,0,1.2729663895695695E-2,1.7660791716165376E-3,false,false,2.0665038791713788E-2,0,0,0,0,0,0]
[2025,127,{"$f":"IF(LOADPROFILE=0.1,Results_10PoE!C1184,IF(LOADPROFILE=0.5,Results_50PoE!C1184,\"Invalid Load Profile %\"))","v":0},61.68181818181818,30.84090909090909,0,0,0,121.88118878245184,0,0,0,0,0,1.2729663895695695E-2,1.7660791716165376E-3,false,false,2.0665038791713788E-2,0,0,0,0,0,0]
[2025,128,{"$f":"IF(LOADPROFILE=0.1,Results_10PoE!C1185,IF(LOADPROFILE=0.5,Results_50PoE!C1185,\"Invalid Load Profile %\"))","v":0},61.68181818181818,30.84090909090909,0,0,0,122.88118878245184,0,0,0,0,0,1.2729663895695695E-2,1.7660791716165376E-3,false,false,2.0665038791713788E-2,0,0,0,0,0,0]
[2025,129,{"$f":"IF(LOADPROFILE=0.1,Results_10PoE!C1186,IF(LOADPROFILE=0.5,Results_50PoE!C1186,\"Invalid Load Profile %\"))","v":0},61.68181818181818,30.84090909090909,0,0,0,123.88118878245184,0,0,0,0,0,1.2729663895695695E-2,1.7660791716165376E-3,false,false,2.0665038791713788E-2,0,0,0,0,0,0]
[2025,130,{"$f":"IF(LOADPROFILE=0.1,Results_10PoE!C1187,IF(LOADPROFILE=0.5,Results_50PoE!C1187,\"Invalid Load Profile %\"))","v":0},61.68181818181818,30.84090909090909,0,0,0,124.88118878245184,0,0,0,0,0,1.2729663895695695E-2,1.7660791716165376E-3,false,false,2.0665038791713788E-2,0,0,0,0,0,0]
[2025,131,{"$f":"IF(LOADPROFILE=0.1,Results_10PoE!C1188,IF(LOADPROFILE=0.5,Results_50PoE!C1188,\"Invalid Load Profile %\"))","v":0},61.68181818181818,30.84090909090909,0,0,0,125.88118878245184,0,0,0,0,0,1.2729663895695695E-2,1.7660791716165376E-3,false,false,2.0665038791713788E-2,0,0,0,0,0,0]
[2025,132,{"$f":"IF(LOADPROFILE=0.1,Results_10PoE!C1189,IF(LOADPROFILE=0.5,Results_50PoE!C1189,\"Invalid Load Profile %\"))","v":0},61.68181818181818,30.84090909090909,0,0,0,126.88118878245184,0,0,0,0,0,1.2729663895695695E-2,1.7660791716165376E-3,false,false,2.0665038791713788E-2,0,0,0,0,0,0]
[2025,133,{"$f":"IF(LOADPROFILE=0.1,Results_10PoE!C1190,IF(LOADPROFILE=0.5,Results_50PoE!C1190,\"Invalid Load Profile %\"))","v":0},61.68181818181818,30.84090909090909,0,0,0,127.88118878245184,0,0,0,0,0,1.2729663895695695E-2,1.7660791716165376E-3,false,false,2.0665038791713788E-2,0,0,0,0,0,0]
[2025,134,{"$f":"IF(LOADPROFILE=0.1,Results_10PoE!C1191,IF(LOADPROFILE=0.5,Results_50PoE!C1191,\"Invalid Load Profile %\"))","v":0},61.68181818181818,30.84090909090909,0,0,0,128.88118878245186,0,0,0,0,0,1.2729663895695695E-2,1.7660791716165376E-3,false,false,2.0665038791713788E-2,0,0,0,0,0,0]
[2025,135,{"$f":"IF(LOADPROFILE=0.1,Results_10PoE!C1192,IF(LOADPROFILE=0.5,Results_50PoE!C1192,\"Invalid Load Profile %\"))","v":0},61.68181818181818,30.84090909090909,0,0,0,129.88118878245186,0,0,0,0,0,1.2729663895695695E-2,1.7660791716165376E-3,false,false,2.0665038791713788E-2,0,0,0,0,0,0]
[2025,136,{"$f":"IF(LOADPROFILE=0.1,Results_10PoE!C1193,IF(LOADPROFILE=0.5,Results_50PoE!C1193,\"Invalid Load Profile %\"))","v":0},61.68181818181818,30.84090909090909,0,0,0,130.88118878245186,0,0,0,0,0,1.2729663895695695E-2,1.7660791716165376E-3,false,false,2.0665038791713788E-2,0,0,0,0,0,0]
[2025,137,{"$f":"IF(LOADPROFILE=0.1,Results_10PoE!C1194,IF(LOADPROFILE=0.5,Results_50PoE!C1194,\"Invalid Load Profile %\"))","v":0},61.68181818181818,30.84090909090909,0,0,0,131.88118878245186,0,0,0,0,0,1.2729663895695695E-2,1.7660791716165376E-3,false,false,2.0665038791713788E-2,0,0,0,0,0,0]
[2025,138,{"$f":"IF(LOADPROFILE=0.1,Results_10PoE!C1195,IF(LOADPROFILE=0.5,Results_50PoE!C1195,\"Invalid Load Profile %\"))","v":0},61.68181818181818,30.84090909090909,0,0,0,132.88118878245186,0,0,0,0,0,1.2729663895695695E-2,1.7660791716165376E-3,false,false,2.0665038791713788E-2,0,0,0,0,0,0]
[2025,139,{"$f":"IF(LOADPROFILE=0.1,Results_10PoE!C1196,IF(LOADPROFILE=0.5,Results_50PoE!C1196,\"Invalid Load Profile %\"))","v":0},61.68181818181818,30.84090909090909,0,0,0,133.88118878245186,0,0,0,0,0,1.2729663895695695E-2,1.7660791716165376E-3,false,false,2.0665038791713788E-2,0,0,0,0,0,0]
[2025,140,{"$f":"IF(LOADPROFILE=0.1,Results_10PoE!C1197,IF(LOADPROFILE=0.5,Results_50PoE!C1197,\"Invalid Load Profile %\"))","v":0},61.68181818181818,30.84090909090909,0,0,0,134.88118878245186,0,0,0,0,0,1.2729663895695695E-2,1.7660791716165376E-3,false,false,2.0665038791713788E-2,0,0,0,0,0,0]
[2025,141,{"$f":"IF(LOADPROFILE=0.1,Results_10PoE!C1198,IF(LOADPROFILE=0.5,Results_50PoE!C1198,\"Invalid Load Profile %\"))","v":0},61.68181818181818,30.84090909090909,0,0,0,135.88118878245186,0,0,0,0,0,1.2729663895695695E-2,1.7660791716165376E-3,false,false,2.0665038791713788E-2,0,0,0,0,0,0]
[2025,142,{"$f":"IF(LOADPROFILE=0.1,Results_10PoE!C1199,IF(LOADPROFILE=0.5,Results_50PoE!C1199,\"Invalid Load Profile %\"))","v":0},61.68181818181818,30.84090909090909,0,0,0,136.88118878245186,0,0,0,0,0,1.2729663895695695E-2,1.7660791716165376E-3,false,false,2.0665038791713788E-2,0,0,0,0,0,0]
[2025,143,{"$f":"IF(LOADPROFILE=0.1,Results_10PoE!C1200,IF(LOADPROFILE=0.5,Results_50PoE!C1200,\"Invalid Load Profile %\"))","v":0},61.68181818181818,30.84090909090909,0,0,0,137.88118878245186,0,0,0,0,0,1.2729663895695695E-2,1.7660791716165376E-3,false,false,2.0665038791713788E-2,0,0,0,0,0,0]
[2025,144,{"$f":"IF(LOADPROFILE=0.1,Results_10PoE!C1201,IF(LOADPROFILE=0.5,Results_50PoE!C1201,\"Invalid Load Profile %\"))","v":0},61.68181818181818,30.84090909090909,0,0,0,138.88118878245186,0,0,0,0,0,1.2729663895695695E-2,1.7660791716165376E-3,false,false,2.0665038791713788E-2,0,0,0,0,0,0]
[2025,145,{"$f":"IF(LOADPROFILE=0.1,Results_10PoE!C1202,IF(LOADPROFILE=0.5,Results_50PoE!C1202,\"Invalid Load Profile %\"))","v":0},61.68181818181818,30.84090909090909,0,0,0,139.88118878245186,0,0,0,0,0,1.2729663895695695E-2,1.7660791716165376E-3,false,false,2.0665038791713788E-2,0,0,0,0,0,0]
[2025,146,{"$f":"IF(LOADPROFILE=0.1,Results_10PoE!C1203,IF(LOADPROFILE=0.5,Results_50PoE!C1203,\"Invalid Load Profile %\"))","v":0},61.68181818181818,30.84090909090909,0,0,0,140.88118878245186,0,0,0,0,0,1.2729663895695695E-2,1.7660791716165376E-3,false,false,2.0665038791713788E-2,0,0,0,0,0,0]
[2025,147,{"$f":"IF(LOADPROFILE=0.1,Results_10PoE!C1204,IF(LOADPROFILE=0.5,Results_50PoE!C1204,\"Invalid Load Profile %\"))","v":0},61.68181818181818,30.84090909090909,0,0,0,141.88118878245186,0,0,0,0,0,1.2729663895695695E-2,1.7660791716165376E-3,false,false,2.0665038791713788E-2,0,0,0,0,0,0]
[2025,148,{"$f":"IF(LOADPROFILE=0.1,Results_10PoE!C1205,IF(LOADPROFILE=0.5,Results_50PoE!C1205,\"Invalid Load Profile %\"))","v":0},61.68181818181818,30.84090909090909,0,0,0,142.88118878245186,0,0,0,0,0,1.2729663895695695E-2,1.7660791716165376E-3,false,false,2.0665038791713788E-2,0,0,0,0,0,0]
[2025,149,{"$f":"IF(LOADPROFILE=0.1,Results_10PoE!C1206,IF(LOADPROFILE=0.5,Results_50PoE!C1206,\"Invalid Load Profile %\"))","v":0},61.68181818181818,30.84090909090909,0,0,0,143.88118878245186,0,0,0,0,0,1.2729663895695695E-2,1.7660791716165376E-3,false,false,2.0665038791713788E-2,0,0,0,0,0,0]
[2025,150,{"$f":"IF(LOADPROFILE=0.1,Results_10PoE!C1207,IF(LOADPROFILE=0.5,Results_50PoE!C1207,\"Invalid Load Profile %\"))","v":0},61.68181818181818,30.84090909090909,0,0,0,144.88118878245186,0,0,0,0,0,1.2729663895695695E-2,1.7660791716165376E-3,false,false,2.0665038791713788E-2,0,0,0,0,0,0]
[2026,1,{"$f":"IF(LOADPROFILE=0.1,Results_10PoE!C1208,IF(LOADPROFILE=0.5,Results_50PoE!C1208,\"Invalid Load Profile %\"))","v":8760},61.68181818181818,30.84090909090909,0,0,0,0,0,0,0,0,0,1.3253290943361364E-2,1.8400198131543429E-3,false,false,2.1515082700261954E-2,0,0,0,0,0,0]
[2026,2,{"$f":"IF(LOADPROFILE=0.1,Results_10PoE!C1209,IF(LOADPROFILE=0.5,Results_50PoE!C1209,\"Invalid Load Profile %\"))","v":8760},61.68181818181818,30.84090909090909,0,0,0,0,0,0,0,0,0,1.3253290943361364E-2,1.8400198131543429E-3,false,false,2.1515082700261954E-2,0,0,0,0,0,0]
[2026,3,{"$f":"IF(LOADPROFILE=0.1,Results_10PoE!C1210,IF(LOADPROFILE=0.5,Results_50PoE!C1210,\"Invalid Load Profile %\"))","v":8760},61.68181818181818,30.84090909090909,0,0,0,0,0,0,0,0,0,1.3253290943361364E-2,1.8400198131543429E-3,false,false,2.1515082700261954E-2,0,0,0,0,0,0]
[2026,4,{"$f":"IF(LOADPROFILE=0.1,Results_10PoE!C1211,IF(LOADPROFILE=0.5,Results_50PoE!C1211,\"Invalid Load Profile %\"))","v":8751},61.68181818181818,30.84090909090909,0,0,0,0,0,0,0,0,0,1.3253290943361364E-2,1.8400198131543429E-3,false,false,2.1515082700261954E-2,0,0,0,0,0,0]
[2026,5,{"$f":"IF(LOADPROFILE=0.1,Results_10PoE!C1212,IF(LOADPROFILE=0.5,Results_50PoE!C1212,\"Invalid Load Profile %\"))","v":8554},61.68181818181818,30.84090909090909,0,0,0,0,0,0,0,0,0,1.3253290943361364E-2,1.8400198131543429E-3,false,false,2.1515082700261954E-2,0,0,0,0,0,0]
[2026,6,{"$f":"IF(LOADPROFILE=0.1,Results_10PoE!C1213,IF(LOADPROFILE=0.5,Results_50PoE!C1213,\"Invalid Load Profile %\"))","v":7813},61.68181818181818,30.84090909090909,0,0,0,0.89644358460201179,0,0,1055.6756546693398,1055.6756546693398,1055.6756546693398,1.3253290943361364E-2,1.8400198131543429E-3,false,false,2.1515082700261954E-2,0,0,647.1332523181427,0,0,0]
[2026,7,{"$f":"IF(LOADPROFILE=0.1,Results_10PoE!C1214,IF(LOADPROFILE=0.5,Results_50PoE!C1214,\"Invalid Load Profile %\"))","v":6625},61.68181818181818,30.84090909090909,0,0,0,1.8964435846020118,0,0,2156.2268405372402,2156.2268405372402,2156.2268405372402,1.3253290943361364E-2,1.8400198131543429E-3,false,false,2.1515082700261954E-2,0,0,1321.7753785272203,0,0,0]
[2026,8,{"$f":"IF(LOADPROFILE=0.1,Results_10PoE!C1215,IF(LOADPROFILE=0.5,Results_50PoE!C1215,\"Invalid Load Profile %\"))","v":5478},61.68181818181818,30.84090909090909,0,0,0,2.8964435846020118,0,0,2027.03327083006,2027.03327083006,2027.03327083006,1.3253290943361364E-2,1.8400198131543429E-3,false,false,2.1515082700261954E-2,0,0,1242.5792214751896,0,0,0]
[2026,9,{"$f":"IF(LOADPROFILE=0.1,Results_10PoE!C1216,IF(LOADPROFILE=0.5,Results_50PoE!C1216,\"Invalid Load Profile %\"))","v":4772},61.68181818181818,30.84090909090909,0,0,0,3.8964435846020118,0,0,2819.5665832549403,2819.5665832549403,2819.5665832549403,1.3253290943361364E-2,1.8400198131543429E-3,false,false,2.1515082700261954E-2,0,0,1728.4052019943927,0,0,0]
[2026,10,{"$f":"IF(LOADPROFILE=0.1,Results_10PoE!C1217,IF(LOADPROFILE=0.5,Results_50PoE!C1217,\"Invalid Load Profile %\"))","v":4042},61.68181818181818,30.84090909090909,0,0,0,4.8964435846020118,0,0,4047.9758023728641,4047.9758023728641,4047.9758023728641,1.3253290943361364E-2,1.8400198131543429E-3,false,false,2.1515082700261954E-2,0,0,2481.4247962507038,0,0,0]
[2026,11,{"$f":"IF(LOADPROFILE=0.1,Results_10PoE!C1218,IF(LOADPROFILE=0.5,Results_50PoE!C1218,\"Invalid Load Profile %\"))","v":3208},61.68181818181818,30.84090909090909,0,0,0,5.8964435846020118,0,0,3360.8497274927117,3360.8497274927117,3360.8497274927117,1.3253290943361364E-2,1.8400198131543429E-3,false,false,2.1515082700261954E-2,0,0,2060.2138593279706,0,0,0]
[2026,12,{"$f":"IF(LOADPROFILE=0.1,Results_10PoE!C1219,IF(LOADPROFILE=0.5,Results_50PoE!C1219,\"Invalid Load Profile %\"))","v":2633},61.68181818181818,30.84090909090909,0,0,0,6.8964435846020118,0,0,4894.7364435635645,4894.7364435635645,4894.7364435635645,1.3253290943361364E-2,1.8400198131543429E-3,false,false,2.1515082700261954E-2,0,0,3000.4923386772357,0,0,0]
[2026,13,{"$f":"IF(LOADPROFILE=0.1,Results_10PoE!C1220,IF(LOADPROFILE=0.5,Results_50PoE!C1220,\"Invalid Load Profile %\"))","v":1917},61.68181818181818,30.84090909090909,0,0,0,7.8964435846020118,0,0,7365.6700835699112,7365.6700835699112,7365.6700835699112,1.3253290943361364E-2,1.8400198131543429E-3,false,false,2.1515082700261954E-2,0,0,4515.1842003745314,0,0,0]
[2026,14,{"$f":"IF(LOADPROFILE=0.1,Results_10PoE!C1221,IF(LOADPROFILE=0.5,Results_50PoE!C1221,\"Invalid Load Profile %\"))","v":976},61.68181818181818,30.84090909090909,0,0,0,8.8964435846020109,0,0,5026.6932877464751,5026.6932877464751,5026.6932877464751,1.3253290943361364E-2,1.8400198131543429E-3,false,false,2.1515082700261954E-2,0,0,3081.3823936520021,0,0,0]
[2026,15,{"$f":"IF(LOADPROFILE=0.1,Results_10PoE!C1222,IF(LOADPROFILE=0.5,Results_50PoE!C1222,\"Invalid Load Profile %\"))","v":406},61.68181818181818,30.84090909090909,0,0,0,9.8964435846020109,0,0,2285.7365681108868,2285.7365681108868,2285.7365681108868,1.3253290943361364E-2,1.8400198131543429E-3,false,false,2.1515082700261954E-2,0,0,1401.1653415720928,0,0,0]
[2026,16,{"$f":"IF(LOADPROFILE=0.1,Results_10PoE!C1223,IF(LOADPROFILE=0.5,Results_50PoE!C1223,\"Invalid Load Profile %\"))","v":173},61.68181818181818,30.84090909090909,0,0,0,10.896443584602011,0,0,1004.5205488964522,1004.5205488964522,1004.5205488964522,1.3253290943361364E-2,1.8400198131543429E-3,false,false,2.1515082700261954E-2,0,0,615.77497496745752,0,0,0]
[2026,17,{"$f":"IF(LOADPROFILE=0.1,Results_10PoE!C1224,IF(LOADPROFILE=0.5,Results_50PoE!C1224,\"Invalid Load Profile %\"))","v":80},61.68181818181818,30.84090909090909,0,0,0,11.896443584602011,0,0,566.04308448331005,566.04308448331005,566.04308448331005,1.3253290943361364E-2,1.8400198131543429E-3,false,false,2.1515082700261954E-2,0,0,346.98659630321049,0,0,0]
[2026,18,{"$f":"IF(LOADPROFILE=0.1,Results_10PoE!C1225,IF(LOADPROFILE=0.5,Results_50PoE!C1225,\"Invalid Load Profile %\"))","v":32},{"$f":"VLOOKUP($A1254,$Q$4:$AB$26,6,FALSE)","v":61.68181818181818},{"$f":"VLOOKUP($A1254,$Q$4:$AB$26,7,FALSE)","v":30.84090909090909},{"$f":"VLOOKUP($A1254,$Q$4:$AB$26,9,FALSE)","v":0},{"$f":"VLOOKUP($A1254,$Q$4:$AB$26,10,FALSE)","v":0},{"$f":"VLOOKUP($A1254,$Q$4:$AB$26,11,FALSE)","v":0},{"$f":"IF(B1254-VLOOKUP(A1254,$Q$4:$AB$26,12,FALSE)<0,0,B1254-VLOOKUP(A1254,$Q$4:$AB$26,12,FALSE))","v":12.896443584602011},{"$f":"IF(B1254=150,0,IF(IF($I1254>D1254,($I1254-D1254)*($C1254-$C1255),0)<0,0,IF($I1254>D1254,($I1254-D1254)*($C1254-$C1255),0)))*$Y$30","v":0},{"$f":"IF(C1254=150,0,IF(IF($I1254>E1254,($I1254-E1254)*($C1254-$C1255),0)<0,0,IF($I1254>E1254,($I1254-E1254)*($C1254-$C1255),0)))*$Y$30","v":0},{"$f":"IF(D1254=150,0,IF(IF($I1254>F1254,($I1254-F1254)*($C1254-$C1255),0)<0,0,IF($I1254>F1254,($I1254-F1254)*($C1254-$C1255),0)))*$Y$30","v":306.81197509067721},{"$f":"IF(E1254=150,0,IF(IF($I1254>G1254,($I1254-G1254)*($C1254-$C1255),0)<0,0,IF($I1254>G1254,($I1254-G1254)*($C1254-$C1255),0)))*$Y$30","v":306.81197509067721},{"$f":"IF(F1254=150,0,IF(IF($I1254>H1254,($I1254-H1254)*($C1254-$C1255),0)<0,0,IF($I1254>H1254,($I1254-H1254)*($C1254-$C1255),0)))*$Y$30","v":306.81197509067721},{"$f":"VLOOKUP($A1254, $Q$4:$BB$26,33,FALSE)","v":1.3253290943361364E-2},{"$f":"VLOOKUP($A1254, $Q$4:$BB$26,34,FALSE)","v":1.8400198131543429E-3},{"$f":"VLOOKUP($A1254, $Q$4:$BB$26,35,FALSE)","v":false},{"$f":"VLOOKUP($A1254, $Q$4:$BB$26,36,FALSE)","v":false},{"$f":"VLOOKUP($A1254, $Q$4:$BB$26,37,FALSE)","v":2.1515082700261954E-2},{"$f":"J1254*1000*($S$34/365)","v":0},{"$f":"O1254*K1254*1000*($T$34/365)","v":0},{"$f":"P1254*L1254*1000*($U$34/365)","v":188.07692534386663},{"$f":"Q1254*M1254*1000*($V$34/365)","v":0},{"$f":"R1254*N1254*1000*($W$34/365)","v":0},{"$f":"S1254*K1254*1000*($X$34/365)","v":0}]
[2026,19,{"$f":"IF(LOADPROFILE=0.1,Results_10PoE!C1226,IF(LOADPROFILE=0.5,Results_50PoE!C1226,\"Invalid Load Profile %\"))","v":8},61.68181818181818,30.84090909090909,0,0,0,13.896443584602011,0,0,68.875501654104042,68.875501654104042,68.875501654104042,1.3253290943361364E-2,1.8400198131543429E-3,false,false,2.1515082700261954E-2,0,0,42.220948445026664,0,0,0]
[2026,20,{"$f":"IF(LOADPROFILE=0.1,Results_10PoE!C1227,IF(LOADPROFILE=0.5,Results_50PoE!C1227,\"Invalid Load Profile %\"))","v":3},61.68181818181818,30.84090909090909,0,0,0,14.896443584602011,0,0,44.299105098590204,44.299105098590204,44.299105098590204,1.3253290943361364E-2,1.8400198131543429E-3,false,false,2.1515082700261954E-2,0,0,27.155522466048673,0,0,0]
[2026,21,{"$f":"IF(LOADPROFILE=0.1,Results_10PoE!C1228,IF(LOADPROFILE=0.5,Results_50PoE!C1228,\"Invalid Load Profile %\"))","v":0},61.68181818181818,30.84090909090909,0,0,0,15.896443584602011,0,0,0,0,0,1.3253290943361364E-2,1.8400198131543429E-3,false,false,2.1515082700261954E-2,0,0,0,0,0,0]
[2026,22,{"$f":"IF(LOADPROFILE=0.1,Results_10PoE!C1229,IF(LOADPROFILE=0.5,Results_50PoE!C1229,\"Invalid Load Profile %\"))","v":0},61.68181818181818,30.84090909090909,0,0,0,16.896443584602011,0,0,0,0,0,1.3253290943361364E-2,1.8400198131543429E-3,false,false,2.1515082700261954E-2,0,0,0,0,0,0]
[2026,23,{"$f":"IF(LOADPROFILE=0.1,Results_10PoE!C1230,IF(LOADPROFILE=0.5,Results_50PoE!C1230,\"Invalid Load Profile %\"))","v":0},61.68181818181818,30.84090909090909,0,0,0,17.896443584602011,0,0,0,0,0,1.3253290943361364E-2,1.8400198131543429E-3,false,false,2.1515082700261954E-2,0,0,0,0,0,0]
[2026,24,{"$f":"IF(LOADPROFILE=0.1,Results_10PoE!C1231,IF(LOADPROFILE=0.5,Results_50PoE!C1231,\"Invalid Load Profile %\"))","v":0},61.68181818181818,30.84090909090909,0,0,0,18.896443584602011,0,0,0,0,0,1.3253290943361364E-2,1.8400198131543429E-3,false,false,2.1515082700261954E-2,0,0,0,0,0,0]
[2026,25,{"$f":"IF(LOADPROFILE=0.1,Results_10PoE!C1232,IF(LOADPROFILE=0.5,Results_50PoE!C1232,\"Invalid Load Profile %\"))","v":0},61.68181818181818,30.84090909090909,0,0,0,19.896443584602011,0,0,0,0,0,1.3253290943361364E-2,1.8400198131543429E-3,false,false,2.1515082700261954E-2,0,0,0,0,0,0]
[2026,26,{"$f":"IF(LOADPROFILE=0.1,Results_10PoE!C1233,IF(LOADPROFILE=0.5,Results_50PoE!C1233,\"Invalid Load Profile %\"))","v":0},61.68181818181818,30.84090909090909,0,0,0,20.896443584602011,0,0,0,0,0,1.3253290943361364E-2,1.8400198131543429E-3,false,false,2.1515082700261954E-2,0,0,0,0,0,0]
[2026,27,{"$f":"IF(LOADPROFILE=0.1,Results_10PoE!C1234,IF(LOADPROFILE=0.5,Results_50PoE!C1234,\"Invalid Load Profile %\"))","v":0},61.68181818181818,30.84090909090909,0,0,0,21.896443584602011,0,0,0,0,0,1.3253290943361364E-2,1.8400198131543429E-3,false,false,2.1515082700261954E-2,0,0,0,0,0,0]
[2026,28,{"$f":"IF(LOADPROFILE=0.1,Results_10PoE!C1235,IF(LOADPROFILE=0.5,Results_50PoE!C1235,\"Invalid Load Profile %\"))","v":0},61.68181818181818,30.84090909090909,0,0,0,22.896443584602011,0,0,0,0,0,1.3253290943361364E-2,1.8400198131543429E-3,false,false,2.1515082700261954E-2,0,0,0,0,0,0]
[2026,29,{"$f":"IF(LOADPROFILE=0.1,Results_10PoE!C1236,IF(LOADPROFILE=0.5,Results_50PoE!C1236,\"Invalid Load Profile %\"))","v":0},61.68181818181818,30.84090909090909,0,0,0,23.896443584602011,0,0,0,0,0,1.3253290943361364E-2,1.8400198131543429E-3,false,false,2.1515082700261954E-2,0,0,0,0,0,0]
[2026,30,{"$f":"IF(LOADPROFILE=0.1,Results_10PoE!C1237,IF(LOADPROFILE=0.5,Results_50PoE!C1237,\"Invalid Load Profile %\"))","v":0},61.68181818181818,30.84090909090909,0,0,0,24.896443584602011,0,0,0,0,0,1.3253290943361364E-2,1.8400198131543429E-3,false,false,2.1515082700261954E-2,0,0,0,0,0,0]
[2026,31,{"$f":"IF(LOADPROFILE=0.1,Results_10PoE!C1238,IF(LOADPROFILE=0.5,Results_50PoE!C1238,\"Invalid Load Profile %\"))","v":0},61.68181818181818,30.84090909090909,0,0,0,25.896443584602011,0,0,0,0,0,1.3253290943361364E-2,1.8400198131543429E-3,false,false,2.1515082700261954E-2,0,0,0,0,0,0]
[2026,32,{"$f":"IF(LOADPROFILE=0.1,Results_10PoE!C1239,IF(LOADPROFILE=0.5,Results_50PoE!C1239,\"Invalid Load Profile %\"))","v":0},61.68181818181818,30.84090909090909,0,0,0,26.896443584602011,0,0,0,0,0,1.3253290943361364E-2,1.8400198131543429E-3,false,false,2.1515082700261954E-2,0,0,0,0,0,0]
[2026,33,{"$f":"IF(LOADPROFILE=0.1,Results_10PoE!C1240,IF(LOADPROFILE=0.5,Results_50PoE!C1240,\"Invalid Load Profile %\"))","v":0},61.68181818181818,30.84090909090909,0,0,0,27.896443584602011,0,0,0,0,0,1.3253290943361364E-2,1.8400198131543429E-3,false,false,2.1515082700261954E-2,0,0,0,0,0,0]
[2026,34,{"$f":"IF(LOADPROFILE=0.1,Results_10PoE!C1241,IF(LOADPROFILE=0.5,Results_50PoE!C1241,\"Invalid Load Profile %\"))","v":0},61.68181818181818,30.84090909090909,0,0,0,28.896443584602011,0,0,0,0,0,1.3253290943361364E-2,1.8400198131543429E-3,false,false,2.1515082700261954E-2,0,0,0,0,0,0]
[2026,35,{"$f":"IF(LOADPROFILE=0.1,Results_10PoE!C1242,IF(LOADPROFILE=0.5,Results_50PoE!C1242,\"Invalid Load Profile %\"))","v":0},61.68181818181818,30.84090909090909,0,0,0,29.896443584602011,0,0,0,0,0,1.3253290943361364E-2,1.8400198131543429E-3,false,false,2.1515082700261954E-2,0,0,0,0,0,0]
[2026,36,{"$f":"IF(LOADPROFILE=0.1,Results_10PoE!C1243,IF(LOADPROFILE=0.5,Results_50PoE!C1243,\"Invalid Load Profile %\"))","v":0},61.68181818181818,30.84090909090909,0,0,0,30.896443584602011,0,0,0,0,0,1.3253290943361364E-2,1.8400198131543429E-3,false,false,2.1515082700261954E-2,0,0,0,0,0,0]
[2026,37,{"$f":"IF(LOADPROFILE=0.1,Results_10PoE!C1244,IF(LOADPROFILE=0.5,Results_50PoE!C1244,\"Invalid Load Profile %\"))","v":0},61.68181818181818,30.84090909090909,0,0,0,31.896443584602011,0,0,0,0,0,1.3253290943361364E-2,1.8400198131543429E-3,false,false,2.1515082700261954E-2,0,0,0,0,0,0]
[2026,38,{"$f":"IF(LOADPROFILE=0.1,Results_10PoE!C1245,IF(LOADPROFILE=0.5,Results_50PoE!C1245,\"Invalid Load Profile %\"))","v":0},61.68181818181818,30.84090909090909,0,0,0,32.896443584602011,0,0,0,0,0,1.3253290943361364E-2,1.8400198131543429E-3,false,false,2.1515082700261954E-2,0,0,0,0,0,0]
[2026,39,{"$f":"IF(LOADPROFILE=0.1,Results_10PoE!C1246,IF(LOADPROFILE=0.5,Results_50PoE!C1246,\"Invalid Load Profile %\"))","v":0},61.68181818181818,30.84090909090909,0,0,0,33.896443584602011,0,0,0,0,0,1.3253290943361364E-2,1.8400198131543429E-3,false,false,2.1515082700261954E-2,0,0,0,0,0,0]
[2026,40,{"$f":"IF(LOADPROFILE=0.1,Results_10PoE!C1247,IF(LOADPROFILE=0.5,Results_50PoE!C1247,\"Invalid Load Profile %\"))","v":0},61.68181818181818,30.84090909090909,0,0,0,34.896443584602011,0,0,0,0,0,1.3253290943361364E-2,1.8400198131543429E-3,false,false,2.1515082700261954E-2,0,0,0,0,0,0]
[2026,41,{"$f":"IF(LOADPROFILE=0.1,Results_10PoE!C1248,IF(LOADPROFILE=0.5,Results_50PoE!C1248,\"Invalid Load Profile %\"))","v":0},61.68181818181818,30.84090909090909,0,0,0,35.896443584602011,0,0,0,0,0,1.3253290943361364E-2,1.8400198131543429E-3,false,false,2.1515082700261954E-2,0,0,0,0,0,0]
[2026,42,{"$f":"IF(LOADPROFILE=0.1,Results_10PoE!C1249,IF(LOADPROFILE=0.5,Results_50PoE!C1249,\"Invalid Load Profile %\"))","v":0},61.68181818181818,30.84090909090909,0,0,0,36.896443584602011,0,0,0,0,0,1.3253290943361364E-2,1.8400198131543429E-3,false,false,2.1515082700261954E-2,0,0,0,0,0,0]
[2026,43,{"$f":"IF(LOADPROFILE=0.1,Results_10PoE!C1250,IF(LOADPROFILE=0.5,Results_50PoE!C1250,\"Invalid Load Profile %\"))","v":0},61.68181818181818,30.84090909090909,0,0,0,37.896443584602011,0,0,0,0,0,1.3253290943361364E-2,1.8400198131543429E-3,false,false,2.1515082700261954E-2,0,0,0,0,0,0]
[2026,44,{"$f":"IF(LOADPROFILE=0.1,Results_10PoE!C1251,IF(LOADPROFILE=0.5,Results_50PoE!C1251,\"Invalid Load Profile %\"))","v":0},61.68181818181818,30.84090909090909,0,0,0,38.896443584602011,0,0,0,0,0,1.3253290943361364E-2,1.8400198131543429E-3,false,false,2.1515082700261954E-2,0,0,0,0,0,0]
[2026,45,{"$f":"IF(LOADPROFILE=0.1,Results_10PoE!C1252,IF(LOADPROFILE=0.5,Results_50PoE!C1252,\"Invalid Load Profile %\"))","v":0},61.68181818181818,30.84090909090909,0,0,0,39.896443584602011,0,0,0,0,0,1.3253290943361364E-2,1.8400198131543429E-3,false,false,2.1515082700261954E-2,0,0,0,0,0,0]
[2026,46,{"$f":"IF(LOADPROFILE=0.1,Results_10PoE!C1253,IF(LOADPROFILE=0.5,Results_50PoE!C1253,\"Invalid Load Profile %\"))","v":0},61.68181818181818,30.84090909090909,0,0,0,40.896443584602011,0,0,0,0,0,1.3253290943361364E-2,1.8400198131543429E-3,false,false,2.1515082700261954E-2,0,0,0,0,0,0]
[2026,47,{"$f":"IF(LOADPROFILE=0.1,Results_10PoE!C1254,IF(LOADPROFILE=0.5,Results_50PoE!C1254,\"Invalid Load Profile %\"))","v":0},61.68181818181818,30.84090909090909,0,0,0,41.896443584602011,0,0,0,0,0,1.3253290943361364E-2,1.8400198131543429E-3,false,false,2.1515082700261954E-2,0,0,0,0,0,0]
[2026,48,{"$f":"IF(LOADPROFILE=0.1,Results_10PoE!C1255,IF(LOADPROFILE=0.5,Results_50PoE!C1255,\"Invalid Load Profile %\"))","v":0},61.68181818181818,30.84090909090909,0,0,0,42.896443584602011,0,0,0,0,0,1.3253290943361364E-2,1.8400198131543429E-3,false,false,2.1515082700261954E-2,0,0,0,0,0,0]
[2026,49,{"$f":"IF(LOADPROFILE=0.1,Results_10PoE!C1256,IF(LOADPROFILE=0.5,Results_50PoE!C1256,\"Invalid Load Profile %\"))","v":0},61.68181818181818,30.84090909090909,0,0,0,43.896443584602011,0,0,0,0,0,1.3253290943361364E-2,1.8400198131543429E-3,false,false,2.1515082700261954E-2,0,0,0,0,0,0]
[2026,50,{"$f":"IF(LOADPROFILE=0.1,Results_10PoE!C1257,IF(LOADPROFILE=0.5,Results_50PoE!C1257,\"Invalid Load Profile %\"))","v":0},61.68181818181818,30.84090909090909,0,0,0,44.896443584602011,0,0,0,0,0,1.3253290943361364E-2,1.8400198131543429E-3,false,false,2.1515082700261954E-2,0,0,0,0,0,0]
[2026,51,{"$f":"IF(LOADPROFILE=0.1,Results_10PoE!C1258,IF(LOADPROFILE=0.5,Results_50PoE!C1258,\"Invalid Load Profile %\"))","v":0},61.68181818181818,30.84090909090909,0,0,0,45.896443584602011,0,0,0,0,0,1.3253290943361364E-2,1.8400198131543429E-3,false,false,2.1515082700261954E-2,0,0,0,0,0,0]
[2026,52,{"$f":"IF(LOADPROFILE=0.1,Results_10PoE!C1259,IF(LOADPROFILE=0.5,Results_50PoE!C1259,\"Invalid Load Profile %\"))","v":0},61.68181818181818,30.84090909090909,0,0,0,46.896443584602011,0,0,0,0,0,1.3253290943361364E-2,1.8400198131543429E-3,false,false,2.1515082700261954E-2,0,0,0,0,0,0]
[2026,53,{"$f":"IF(LOADPROFILE=0.1,Results_10PoE!C1260,IF(LOADPROFILE=0.5,Results_50PoE!C1260,\"Invalid Load Profile %\"))","v":0},61.68181818181818,30.84090909090909,0,0,0,47.896443584602011,0,0,0,0,0,1.3253290943361364E-2,1.8400198131543429E-3,false,false,2.1515082700261954E-2,0,0,0,0,0,0]
[2026,54,{"$f":"IF(LOADPROFILE=0.1,Results_10PoE!C1261,IF(LOADPROFILE=0.5,Results_50PoE!C1261,\"Invalid Load Profile %\"))","v":0},61.68181818181818,30.84090909090909,0,0,0,48.896443584602011,0,0,0,0,0,1.3253290943361364E-2,1.8400198131543429E-3,false,false,2.1515082700261954E-2,0,0,0,0,0,0]
[2026,55,{"$f":"IF(LOADPROFILE=0.1,Results_10PoE!C1262,IF(LOADPROFILE=0.5,Results_50PoE!C1262,\"Invalid Load Profile %\"))","v":0},61.68181818181818,30.84090909090909,0,0,0,49.896443584602011,0,0,0,0,0,1.3253290943361364E-2,1.8400198131543429E-3,false,false,2.1515082700261954E-2,0,0,0,0,0,0]
[2026,56,{"$f":"IF(LOADPROFILE=0.1,Results_10PoE!C1263,IF(LOADPROFILE=0.5,Results_50PoE!C1263,\"Invalid Load Profile %\"))","v":0},61.68181818181818,30.84090909090909,0,0,0,50.896443584602011,0,0,0,0,0,1.3253290943361364E-2,1.8400198131543429E-3,false,false,2.1515082700261954E-2,0,0,0,0,0,0]
[2026,57,{"$f":"IF(LOADPROFILE=0.1,Results_10PoE!C1264,IF(LOADPROFILE=0.5,Results_50PoE!C1264,\"Invalid Load Profile %\"))","v":0},61.68181818181818,30.84090909090909,0,0,0,51.896443584602011,0,0,0,0,0,1.3253290943361364E-2,1.8400198131543429E-3,false,false,2.1515082700261954E-2,0,0,0,0,0,0]
[2026,58,{"$f":"IF(LOADPROFILE=0.1,Results_10PoE!C1265,IF(LOADPROFILE=0.5,Results_50PoE!C1265,\"Invalid Load Profile %\"))","v":0},61.68181818181818,30.84090909090909,0,0,0,52.896443584602011,0,0,0,0,0,1.3253290943361364E-2,1.8400198131543429E-3,false,false,2.1515082700261954E-2,0,0,0,0,0,0]
[2026,59,{"$f":"IF(LOADPROFILE=0.1,Results_10PoE!C1266,IF(LOADPROFILE=0.5,Results_50PoE!C1266,\"Invalid Load Profile %\"))","v":0},61.68181818181818,30.84090909090909,0,0,0,53.896443584602011,0,0,0,0,0,1.3253290943361364E-2,1.8400198131543429E-3,false,false,2.1515082700261954E-2,0,0,0,0,0,0]
[2026,60,{"$f":"IF(LOADPROFILE=0.1,Results_10PoE!C1267,IF(LOADPROFILE=0.5,Results_50PoE!C1267,\"Invalid Load Profile %\"))","v":0},61.68181818181818,30.84090909090909,0,0,0,54.896443584602011,0,0,0,0,0,1.3253290943361364E-2,1.8400198131543429E-3,false,false,2.1515082700261954E-2,0,0,0,0,0,0]
[2026,61,{"$f":"IF(LOADPROFILE=0.1,Results_10PoE!C1268,IF(LOADPROFILE=0.5,Results_50PoE!C1268,\"Invalid Load Profile %\"))","v":0},61.68181818181818,30.84090909090909,0,0,0,55.896443584602011,0,0,0,0,0,1.3253290943361364E-2,1.8400198131543429E-3,false,false,2.1515082700261954E-2,0,0,0,0,0,0]
[2026,62,{"$f":"IF(LOADPROFILE=0.1,Results_10PoE!C1269,IF(LOADPROFILE=0.5,Results_50PoE!C1269,\"Invalid Load Profile %\"))","v":0},61.68181818181818,30.84090909090909,0,0,0,56.896443584602011,0,0,0,0,0,1.3253290943361364E-2,1.8400198131543429E-3,false,false,2.1515082700261954E-2,0,0,0,0,0,0]
[2026,63,{"$f":"IF(LOADPROFILE=0.1,Results_10PoE!C1270,IF(LOADPROFILE=0.5,Results_50PoE!C1270,\"Invalid Load Profile %\"))","v":0},61.68181818181818,30.84090909090909,0,0,0,57.896443584602011,0,0,0,0,0,1.3253290943361364E-2,1.8400198131543429E-3,false,false,2.1515082700261954E-2,0,0,0,0,0,0]
[2026,64,{"$f":"IF(LOADPROFILE=0.1,Results_10PoE!C1271,IF(LOADPROFILE=0.5,Results_50PoE!C1271,\"Invalid Load Profile %\"))","v":0},61.68181818181818,30.84090909090909,0,0,0,58.896443584602011,0,0,0,0,0,1.3253290943361364E-2,1.8400198131543429E-3,false,false,2.1515082700261954E-2,0,0,0,0,0,0]
[2026,65,{"$f":"IF(LOADPROFILE=0.1,Results_10PoE!C1272,IF(LOADPROFILE=0.5,Results_50PoE!C1272,\"Invalid Load Profile %\"))","v":0},61.68181818181818,30.84090909090909,0,0,0,59.896443584602011,0,0,0,0,0,1.3253290943361364E-2,1.8400198131543429E-3,false,false,2.1515082700261954E-2,0,0,0,0,0,0]
[2026,66,{"$f":"IF(LOADPROFILE=0.1,Results_10PoE!C1273,IF(LOADPROFILE=0.5,Results_50PoE!C1273,\"Invalid Load Profile %\"))","v":0},61.68181818181818,30.84090909090909,0,0,0,60.896443584602011,0,0,0,0,0,1.3253290943361364E-2,1.8400198131543429E-3,false,false,2.1515082700261954E-2,0,0,0,0,0,0]
[2026,67,{"$f":"IF(LOADPROFILE=0.1,Results_10PoE!C1274,IF(LOADPROFILE=0.5,Results_50PoE!C1274,\"Invalid Load Profile %\"))","v":0},61.68181818181818,30.84090909090909,0,0,0,61.896443584602011,0,0,0,0,0,1.3253290943361364E-2,1.8400198131543429E-3,false,false,2.1515082700261954E-2,0,0,0,0,0,0]
[2026,68,{"$f":"IF(LOADPROFILE=0.1,Results_10PoE!C1275,IF(LOADPROFILE=0.5,Results_50PoE!C1275,\"Invalid Load Profile %\"))","v":0},61.68181818181818,30.84090909090909,0,0,0,62.896443584602011,0,0,0,0,0,1.3253290943361364E-2,1.8400198131543429E-3,false,false,2.1515082700261954E-2,0,0,0,0,0,0]
[2026,69,{"$f":"IF(LOADPROFILE=0.1,Results_10PoE!C1276,IF(LOADPROFILE=0.5,Results_50PoE!C1276,\"Invalid Load Profile %\"))","v":0},61.68181818181818,30.84090909090909,0,0,0,63.896443584602011,0,0,0,0,0,1.3253290943361364E-2,1.8400198131543429E-3,false,false,2.1515082700261954E-2,0,0,0,0,0,0]
[2026,70,{"$f":"IF(LOADPROFILE=0.1,Results_10PoE!C1277,IF(LOADPROFILE=0.5,Results_50PoE!C1277,\"Invalid Load Profile %\"))","v":0},61.68181818181818,30.84090909090909,0,0,0,64.896443584602011,0,0,0,0,0,1.3253290943361364E-2,1.8400198131543429E-3,false,false,2.1515082700261954E-2,0,0,0,0,0,0]
[2026,71,{"$f":"IF(LOADPROFILE=0.1,Results_10PoE!C1278,IF(LOADPROFILE=0.5,Results_50PoE!C1278,\"Invalid Load Profile %\"))","v":0},61.68181818181818,30.84090909090909,0,0,0,65.896443584602011,0,0,0,0,0,1.3253290943361364E-2,1.8400198131543429E-3,false,false,2.1515082700261954E-2,0,0,0,0,0,0]
[2026,72,{"$f":"IF(LOADPROFILE=0.1,Results_10PoE!C1279,IF(LOADPROFILE=0.5,Results_50PoE!C1279,\"Invalid Load Profile %\"))","v":0},61.68181818181818,30.84090909090909,0,0,0,66.896443584602011,0,0,0,0,0,1.3253290943361364E-2,1.8400198131543429E-3,false,false,2.1515082700261954E-2,0,0,0,0,0,0]
[2026,73,{"$f":"IF(LOADPROFILE=0.1,Results_10PoE!C1280,IF(LOADPROFILE=0.5,Results_50PoE!C1280,\"Invalid Load Profile %\"))","v":0},61.68181818181818,30.84090909090909,0,0,0,67.896443584602011,0,0,0,0,0,1.3253290943361364E-2,1.8400198131543429E-3,false,false,2.1515082700261954E-2,0,0,0,0,0,0]
[2026,74,{"$f":"IF(LOADPROFILE=0.1,Results_10PoE!C1281,IF(LOADPROFILE=0.5,Results_50PoE!C1281,\"Invalid Load Profile %\"))","v":0},61.68181818181818,30.84090909090909,0,0,0,68.896443584602011,0,0,0,0,0,1.3253290943361364E-2,1.8400198131543429E-3,false,false,2.1515082700261954E-2,0,0,0,0,0,0]
[2026,75,{"$f":"IF(LOADPROFILE=0.1,Results_10PoE!C1282,IF(LOADPROFILE=0.5,Results_50PoE!C1282,\"Invalid Load Profile %\"))","v":0},61.68181818181818,30.84090909090909,0,0,0,69.896443584602011,0,0,0,0,0,1.3253290943361364E-2,1.8400198131543429E-3,false,false,2.1515082700261954E-2,0,0,0,0,0,0]
[2026,76,{"$f":"IF(LOADPROFILE=0.1,Results_10PoE!C1283,IF(LOADPROFILE=0.5,Results_50PoE!C1283,\"Invalid Load Profile %\"))","v":0},61.68181818181818,30.84090909090909,0,0,0,70.896443584602011,0,0,0,0,0,1.3253290943361364E-2,1.8400198131543429E-3,false,false,2.1515082700261954E-2,0,0,0,0,0,0]
[2026,77,{"$f":"IF(LOADPROFILE=0.1,Results_10PoE!C1284,IF(LOADPROFILE=0.5,Results_50PoE!C1284,\"Invalid Load Profile %\"))","v":0},61.68181818181818,30.84090909090909,0,0,0,71.896443584602011,0,0,0,0,0,1.3253290943361364E-2,1.8400198131543429E-3,false,false,2.1515082700261954E-2,0,0,0,0,0,0]
[2026,78,{"$f":"IF(LOADPROFILE=0.1,Results_10PoE!C1285,IF(LOADPROFILE=0.5,Results_50PoE!C1285,\"Invalid Load Profile %\"))","v":0},61.68181818181818,30.84090909090909,0,0,0,72.896443584602011,0,0,0,0,0,1.3253290943361364E-2,1.8400198131543429E-3,false,false,2.1515082700261954E-2,0,0,0,0,0,0]
[2026,79,{"$f":"IF(LOADPROFILE=0.1,Results_10PoE!C1286,IF(LOADPROFILE=0.5,Results_50PoE!C1286,\"Invalid Load Profile %\"))","v":0},61.68181818181818,30.84090909090909,0,0,0,73.896443584602011,0,0,0,0,0,1.3253290943361364E-2,1.8400198131543429E-3,false,false,2.1515082700261954E-2,0,0,0,0,0,0]
[2026,80,{"$f":"IF(LOADPROFILE=0.1,Results_10PoE!C1287,IF(LOADPROFILE=0.5,Results_50PoE!C1287,\"Invalid Load Profile %\"))","v":0},61.68181818181818,30.84090909090909,0,0,0,74.896443584602011,0,0,0,0,0,1.3253290943361364E-2,1.8400198131543429E-3,false,false,2.1515082700261954E-2,0,0,0,0,0,0]
[2026,81,{"$f":"IF(LOADPROFILE=0.1,Results_10PoE!C1288,IF(LOADPROFILE=0.5,Results_50PoE!C1288,\"Invalid Load Profile %\"))","v":0},61.68181818181818,30.84090909090909,0,0,0,75.896443584602011,0,0,0,0,0,1.3253290943361364E-2,1.8400198131543429E-3,false,false,2.1515082700261954E-2,0,0,0,0,0,0]
[2026,82,{"$f":"IF(LOADPROFILE=0.1,Results_10PoE!C1289,IF(LOADPROFILE=0.5,Results_50PoE!C1289,\"Invalid Load Profile %\"))","v":0},{"$f":"VLOOKUP($A1318,$Q$4:$AB$26,6,FALSE)","v":61.68181818181818},{"$f":"VLOOKUP($A1318,$Q$4:$AB$26,7,FALSE)","v":30.84090909090909},{"$f":"VLOOKUP($A1318,$Q$4:$AB$26,9,FALSE)","v":0},{"$f":"VLOOKUP($A1318,$Q$4:$AB$26,10,FALSE)","v":0},{"$f":"VLOOKUP($A1318,$Q$4:$AB$26,11,FALSE)","v":0},{"$f":"IF(B1318-VLOOKUP(A1318,$Q$4:$AB$26,12,FALSE)<0,0,B1318-VLOOKUP(A1318,$Q$4:$AB$26,12,FALSE))","v":76.896443584602011},{"$f":"IF(B1318=150,0,IF(IF($I1318>D1318,($I1318-D1318)*($C1318-$C1319),0)<0,0,IF($I1318>D1318,($I1318-D1318)*($C1318-$C1319),0)))*$Y$30","v":0},{"$f":"IF(C1318=150,0,IF(IF($I1318>E1318,($I1318-E1318)*($C1318-$C1319),0)<0,0,IF($I1318>E1318,($I1318-E1318)*($C1318-$C1319),0)))*$Y$30","v":0},{"$f":"IF(D1318=150,0,IF(IF($I1318>F1318,($I1318-F1318)*($C1318-$C1319),0)<0,0,IF($I1318>F1318,($I1318-F1318)*($C1318-$C1319),0)))*$Y$30","v":0},{"$f":"IF(E1318=150,0,IF(IF($I1318>G1318,($I1318-G1318)*($C1318-$C1319),0)<0,0,IF($I1318>G1318,($I1318-G1318)*($C1318-$C1319),0)))*$Y$30","v":0},{"$f":"IF(F1318=150,0,IF(IF($I1318>H1318,($I1318-H1318)*($C1318-$C1319),0)<0,0,IF($I1318>H1318,($I1318-H1318)*($C1318-$C1319),0)))*$Y$30","v":0},{"$f":"VLOOKUP($A1318, $Q$4:$BB$26,33,FALSE)","v":1.3253290943361364E-2},{"$f":"VLOOKUP($A1318, $Q$4:$BB$26,34,FALSE)","v":1.8400198131543429E-3},{"$f":"VLOOKUP($A1318, $Q$4:$BB$26,35,FALSE)","v":false},{"$f":"VLOOKUP($A1318, $Q$4:$BB$26,36,FALSE)","v":false},{"$f":"VLOOKUP($A1318, $Q$4:$BB$26,37,FALSE)","v":2.1515082700261954E-2},{"$f":"J1318*1000*($S$34/365)","v":0},{"$f":"O1318*K1318*1000*($T$34/365)","v":0},{"$f":"P1318*L1318*1000*($U$34/365)","v":0},{"$f":"Q1318*M1318*1000*($V$34/365)","v":0},{"$f":"R1318*N1318*1000*($W$34/365)","v":0},{"$f":"S1318*K1318*1000*($X$34/365)","v":0}]
[2026,83,{"$f":"IF(LOADPROFILE=0.1,Results_10PoE!C1290,IF(LOADPROFILE=0.5,Results_50PoE!C1290,\"Invalid Load Profile %\"))","v":0},61.68181818181818,30.84090909090909,0,0,0,77.896443584602011,0,0,0,0,0,1.3253290943361364E-2,1.8400198131543429E-3,false,false,2.1515082700261954E-2,0,0,0,0,0,0]
[2026,84,{"$f":"IF(LOADPROFILE=0.1,Results_10PoE!C1291,IF(LOADPROFILE=0.5,Results_50PoE!C1291,\"Invalid Load Profile %\"))","v":0},61.68181818181818,30.84090909090909,0,0,0,78.896443584602011,0,0,0,0,0,1.3253290943361364E-2,1.8400198131543429E-3,false,false,2.1515082700261954E-2,0,0,0,0,0,0]
[2026,85,{"$f":"IF(LOADPROFILE=0.1,Results_10PoE!C1292,IF(LOADPROFILE=0.5,Results_50PoE!C1292,\"Invalid Load Profile %\"))","v":0},61.68181818181818,30.84090909090909,0,0,0,79.896443584602011,0,0,0,0,0,1.3253290943361364E-2,1.8400198131543429E-3,false,false,2.1515082700261954E-2,0,0,0,0,0,0]
[2026,86,{"$f":"IF(LOADPROFILE=0.1,Results_10PoE!C1293,IF(LOADPROFILE=0.5,Results_50PoE!C1293,\"Invalid Load Profile %\"))","v":0},61.68181818181818,30.84090909090909,0,0,0,80.896443584602011,0,0,0,0,0,1.3253290943361364E-2,1.8400198131543429E-3,false,false,2.1515082700261954E-2,0,0,0,0,0,0]
[2026,87,{"$f":"IF(LOADPROFILE=0.1,Results_10PoE!C1294,IF(LOADPROFILE=0.5,Results_50PoE!C1294,\"Invalid Load Profile %\"))","v":0},61.68181818181818,30.84090909090909,0,0,0,81.896443584602011,0,0,0,0,0,1.3253290943361364E-2,1.8400198131543429E-3,false,false,2.1515082700261954E-2,0,0,0,0,0,0]
[2026,88,{"$f":"IF(LOADPROFILE=0.1,Results_10PoE!C1295,IF(LOADPROFILE=0.5,Results_50PoE!C1295,\"Invalid Load Profile %\"))","v":0},61.68181818181818,30.84090909090909,0,0,0,82.896443584602011,0,0,0,0,0,1.3253290943361364E-2,1.8400198131543429E-3,false,false,2.1515082700261954E-2,0,0,0,0,0,0]
[2026,89,{"$f":"IF(LOADPROFILE=0.1,Results_10PoE!C1296,IF(LOADPROFILE=0.5,Results_50PoE!C1296,\"Invalid Load Profile %\"))","v":0},61.68181818181818,30.84090909090909,0,0,0,83.896443584602011,0,0,0,0,0,1.3253290943361364E-2,1.8400198131543429E-3,false,false,2.1515082700261954E-2,0,0,0,0,0,0]
[2026,90,{"$f":"IF(LOADPROFILE=0.1,Results_10PoE!C1297,IF(LOADPROFILE=0.5,Results_50PoE!C1297,\"Invalid Load Profile %\"))","v":0},61.68181818181818,30.84090909090909,0,0,0,84.896443584602011,0,0,0,0,0,1.3253290943361364E-2,1.8400198131543429E-3,false,false,2.1515082700261954E-2,0,0,0,0,0,0]
[2026,91,{"$f":"IF(LOADPROFILE=0.1,Results_10PoE!C1298,IF(LOADPROFILE=0.5,Results_50PoE!C1298,\"Invalid Load Profile %\"))","v":0},61.68181818181818,30.84090909090909,0,0,0,85.896443584602011,0,0,0,0,0,1.3253290943361364E-2,1.8400198131543429E-3,false,false,2.1515082700261954E-2,0,0,0,0,0,0]
[2026,92,{"$f":"IF(LOADPROFILE=0.1,Results_10PoE!C1299,IF(LOADPROFILE=0.5,Results_50PoE!C1299,\"Invalid Load Profile %\"))","v":0},61.68181818181818,30.84090909090909,0,0,0,86.896443584602011,0,0,0,0,0,1.3253290943361364E-2,1.8400198131543429E-3,false,false,2.1515082700261954E-2,0,0,0,0,0,0]
[2026,93,{"$f":"IF(LOADPROFILE=0.1,Results_10PoE!C1300,IF(LOADPROFILE=0.5,Results_50PoE!C1300,\"Invalid Load Profile %\"))","v":0},61.68181818181818,30.84090909090909,0,0,0,87.896443584602011,0,0,0,0,0,1.3253290943361364E-2,1.8400198131543429E-3,false,false,2.1515082700261954E-2,0,0,0,0,0,0]
[2026,94,{"$f":"IF(LOADPROFILE=0.1,Results_10PoE!C1301,IF(LOADPROFILE=0.5,Results_50PoE!C1301,\"Invalid Load Profile %\"))","v":0},61.68181818181818,30.84090909090909,0,0,0,88.896443584602011,0,0,0,0,0,1.3253290943361364E-2,1.8400198131543429E-3,false,false,2.1515082700261954E-2,0,0,0,0,0,0]
[2026,95,{"$f":"IF(LOADPROFILE=0.1,Results_10PoE!C1302,IF(LOADPROFILE=0.5,Results_50PoE!C1302,\"Invalid Load Profile %\"))","v":0},61.68181818181818,30.84090909090909,0,0,0,89.896443584602011,0,0,0,0,0,1.3253290943361364E-2,1.8400198131543429E-3,false,false,2.1515082700261954E-2,0,0,0,0,0,0]
[2026,96,{"$f":"IF(LOADPROFILE=0.1,Results_10PoE!C1303,IF(LOADPROFILE=0.5,Results_50PoE!C1303,\"Invalid Load Profile %\"))","v":0},61.68181818181818,30.84090909090909,0,0,0,90.896443584602011,0,0,0,0,0,1.3253290943361364E-2,1.8400198131543429E-3,false,false,2.1515082700261954E-2,0,0,0,0,0,0]
[2026,97,{"$f":"IF(LOADPROFILE=0.1,Results_10PoE!C1304,IF(LOADPROFILE=0.5,Results_50PoE!C1304,\"Invalid Load Profile %\"))","v":0},61.68181818181818,30.84090909090909,0,0,0,91.896443584602011,0,0,0,0,0,1.3253290943361364E-2,1.8400198131543429E-3,false,false,2.1515082700261954E-2,0,0,0,0,0,0]
[2026,98,{"$f":"IF(LOADPROFILE=0.1,Results_10PoE!C1305,IF(LOADPROFILE=0.5,Results_50PoE!C1305,\"Invalid Load Profile %\"))","v":0},61.68181818181818,30.84090909090909,0,0,0,92.896443584602011,0,0,0,0,0,1.3253290943361364E-2,1.8400198131543429E-3,false,false,2.1515082700261954E-2,0,0,0,0,0,0]
[2026,99,{"$f":"IF(LOADPROFILE=0.1,Results_10PoE!C1306,IF(LOADPROFILE=0.5,Results_50PoE!C1306,\"Invalid Load Profile %\"))","v":0},61.68181818181818,30.84090909090909,0,0,0,93.896443584602011,0,0,0,0,0,1.3253290943361364E-2,1.8400198131543429E-3,false,false,2.1515082700261954E-2,0,0,0,0,0,0]
[2026,100,{"$f":"IF(LOADPROFILE=0.1,Results_10PoE!C1307,IF(LOADPROFILE=0.5,Results_50PoE!C1307,\"Invalid Load Profile %\"))","v":0},61.68181818181818,30.84090909090909,0,0,0,94.896443584602011,0,0,0,0,0,1.3253290943361364E-2,1.8400198131543429E-3,false,false,2.1515082700261954E-2,0,0,0,0,0,0]
[2026,101,{"$f":"IF(LOADPROFILE=0.1,Results_10PoE!C1308,IF(LOADPROFILE=0.5,Results_50PoE!C1308,\"Invalid Load Profile %\"))","v":0},61.68181818181818,30.84090909090909,0,0,0,95.896443584602011,0,0,0,0,0,1.3253290943361364E-2,1.8400198131543429E-3,false,false,2.1515082700261954E-2,0,0,0,0,0,0]
[2026,102,{"$f":"IF(LOADPROFILE=0.1,Results_10PoE!C1309,IF(LOADPROFILE=0.5,Results_50PoE!C1309,\"Invalid Load Profile %\"))","v":0},61.68181818181818,30.84090909090909,0,0,0,96.896443584602011,0,0,0,0,0,1.3253290943361364E-2,1.8400198131543429E-3,false,false,2.1515082700261954E-2,0,0,0,0,0,0]
[2026,103,{"$f":"IF(LOADPROFILE=0.1,Results_10PoE!C1310,IF(LOADPROFILE=0.5,Results_50PoE!C1310,\"Invalid Load Profile %\"))","v":0},61.68181818181818,30.84090909090909,0,0,0,97.896443584602011,0,0,0,0,0,1.3253290943361364E-2,1.8400198131543429E-3,false,false,2.1515082700261954E-2,0,0,0,0,0,0]
[2026,104,{"$f":"IF(LOADPROFILE=0.1,Results_10PoE!C1311,IF(LOADPROFILE=0.5,Results_50PoE!C1311,\"Invalid Load Profile %\"))","v":0},61.68181818181818,30.84090909090909,0,0,0,98.896443584602011,0,0,0,0,0,1.3253290943361364E-2,1.8400198131543429E-3,false,false,2.1515082700261954E-2,0,0,0,0,0,0]
[2026,105,{"$f":"IF(LOADPROFILE=0.1,Results_10PoE!C1312,IF(LOADPROFILE=0.5,Results_50PoE!C1312,\"Invalid Load Profile %\"))","v":0},61.68181818181818,30.84090909090909,0,0,0,99.896443584602011,0,0,0,0,0,1.3253290943361364E-2,1.8400198131543429E-3,false,false,2.1515082700261954E-2,0,0,0,0,0,0]
[2026,106,{"$f":"IF(LOADPROFILE=0.1,Results_10PoE!C1313,IF(LOADPROFILE=0.5,Results_50PoE!C1313,\"Invalid Load Profile %\"))","v":0},61.68181818181818,30.84090909090909,0,0,0,100.89644358460201,0,0,0,0,0,1.3253290943361364E-2,1.8400198131543429E-3,false,false,2.1515082700261954E-2,0,0,0,0,0,0]
[2026,107,{"$f":"IF(LOADPROFILE=0.1,Results_10PoE!C1314,IF(LOADPROFILE=0.5,Results_50PoE!C1314,\"Invalid Load Profile %\"))","v":0},61.68181818181818,30.84090909090909,0,0,0,101.89644358460201,0,0,0,0,0,1.3253290943361364E-2,1.8400198131543429E-3,false,false,2.1515082700261954E-2,0,0,0,0,0,0]
[2026,108,{"$f":"IF(LOADPROFILE=0.1,Results_10PoE!C1315,IF(LOADPROFILE=0.5,Results_50PoE!C1315,\"Invalid Load Profile %\"))","v":0},61.68181818181818,30.84090909090909,0,0,0,102.89644358460201,0,0,0,0,0,1.3253290943361364E-2,1.8400198131543429E-3,false,false,2.1515082700261954E-2,0,0,0,0,0,0]
[2026,109,{"$f":"IF(LOADPROFILE=0.1,Results_10PoE!C1316,IF(LOADPROFILE=0.5,Results_50PoE!C1316,\"Invalid Load Profile %\"))","v":0},61.68181818181818,30.84090909090909,0,0,0,103.89644358460201,0,0,0,0,0,1.3253290943361364E-2,1.8400198131543429E-3,false,false,2.1515082700261954E-2,0,0,0,0,0,0]
[2026,110,{"$f":"IF(LOADPROFILE=0.1,Results_10PoE!C1317,IF(LOADPROFILE=0.5,Results_50PoE!C1317,\"Invalid Load Profile %\"))","v":0},61.68181818181818,30.84090909090909,0,0,0,104.89644358460201,0,0,0,0,0,1.3253290943361364E-2,1.8400198131543429E-3,false,false,2.1515082700261954E-2,0,0,0,0,0,0]
[2026,111,{"$f":"IF(LOADPROFILE=0.1,Results_10PoE!C1318,IF(LOADPROFILE=0.5,Results_50PoE!C1318,\"Invalid Load Profile %\"))","v":0},61.68181818181818,30.84090909090909,0,0,0,105.89644358460201,0,0,0,0,0,1.3253290943361364E-2,1.8400198131543429E-3,false,false,2.1515082700261954E-2,0,0,0,0,0,0]
[2026,112,{"$f":"IF(LOADPROFILE=0.1,Results_10PoE!C1319,IF(LOADPROFILE=0.5,Results_50PoE!C1319,\"Invalid Load Profile %\"))","v":0},61.68181818181818,30.84090909090909,0,0,0,106.89644358460201,0,0,0,0,0,1.3253290943361364E-2,1.8400198131543429E-3,false,false,2.1515082700261954E-2,0,0,0,0,0,0]
[2026,113,{"$f":"IF(LOADPROFILE=0.1,Results_10PoE!C1320,IF(LOADPROFILE=0.5,Results_50PoE!C1320,\"Invalid Load Profile %\"))","v":0},61.68181818181818,30.84090909090909,0,0,0,107.89644358460201,0,0,0,0,0,1.3253290943361364E-2,1.8400198131543429E-3,false,false,2.1515082700261954E-2,0,0,0,0,0,0]
[2026,114,{"$f":"IF(LOADPROFILE=0.1,Results_10PoE!C1321,IF(LOADPROFILE=0.5,Results_50PoE!C1321,\"Invalid Load Profile %\"))","v":0},61.68181818181818,30.84090909090909,0,0,0,108.89644358460201,0,0,0,0,0,1.3253290943361364E-2,1.8400198131543429E-3,false,false,2.1515082700261954E-2,0,0,0,0,0,0]
[2026,115,{"$f":"IF(LOADPROFILE=0.1,Results_10PoE!C1322,IF(LOADPROFILE=0.5,Results_50PoE!C1322,\"Invalid Load Profile %\"))","v":0},61.68181818181818,30.84090909090909,0,0,0,109.89644358460201,0,0,0,0,0,1.3253290943361364E-2,1.8400198131543429E-3,false,false,2.1515082700261954E-2,0,0,0,0,0,0]
[2026,116,{"$f":"IF(LOADPROFILE=0.1,Results_10PoE!C1323,IF(LOADPROFILE=0.5,Results_50PoE!C1323,\"Invalid Load Profile %\"))","v":0},61.68181818181818,30.84090909090909,0,0,0,110.89644358460201,0,0,0,0,0,1.3253290943361364E-2,1.8400198131543429E-3,false,false,2.1515082700261954E-2,0,0,0,0,0,0]
[2026,117,{"$f":"IF(LOADPROFILE=0.1,Results_10PoE!C1324,IF(LOADPROFILE=0.5,Results_50PoE!C1324,\"Invalid Load Profile %\"))","v":0},61.68181818181818,30.84090909090909,0,0,0,111.89644358460201,0,0,0,0,0,1.3253290943361364E-2,1.8400198131543429E-3,false,false,2.1515082700261954E-2,0,0,0,0,0,0]
[2026,118,{"$f":"IF(LOADPROFILE=0.1,Results_10PoE!C1325,IF(LOADPROFILE=0.5,Results_50PoE!C1325,\"Invalid Load Profile %\"))","v":0},61.68181818181818,30.84090909090909,0,0,0,112.89644358460201,0,0,0,0,0,1.3253290943361364E-2,1.8400198131543429E-3,false,false,2.1515082700261954E-2,0,0,0,0,0,0]
[2026,119,{"$f":"IF(LOADPROFILE=0.1,Results_10PoE!C1326,IF(LOADPROFILE=0.5,Results_50PoE!C1326,\"Invalid Load Profile %\"))","v":0},61.68181818181818,30.84090909090909,0,0,0,113.89644358460201,0,0,0,0,0,1.3253290943361364E-2,1.8400198131543429E-3,false,false,2.1515082700261954E-2,0,0,0,0,0,0]
[2026,120,{"$f":"IF(LOADPROFILE=0.1,Results_10PoE!C1327,IF(LOADPROFILE=0.5,Results_50PoE!C1327,\"Invalid Load Profile %\"))","v":0},61.68181818181818,30.84090909090909,0,0,0,114.89644358460201,0,0,0,0,0,1.3253290943361364E-2,1.8400198131543429E-3,false,false,2.1515082700261954E-2,0,0,0,0,0,0]
[2026,121,{"$f":"IF(LOADPROFILE=0.1,Results_10PoE!C1328,IF(LOADPROFILE=0.5,Results_50PoE!C1328,\"Invalid Load Profile %\"))","v":0},61.68181818181818,30.84090909090909,0,0,0,115.89644358460201,0,0,0,0,0,1.3253290943361364E-2,1.8400198131543429E-3,false,false,2.1515082700261954E-2,0,0,0,0,0,0]
[2026,122,{"$f":"IF(LOADPROFILE=0.1,Results_10PoE!C1329,IF(LOADPROFILE=0.5,Results_50PoE!C1329,\"Invalid Load Profile %\"))","v":0},61.68181818181818,30.84090909090909,0,0,0,116.89644358460201,0,0,0,0,0,1.3253290943361364E-2,1.8400198131543429E-3,false,false,2.1515082700261954E-2,0,0,0,0,0,0]
[2026,123,{"$f":"IF(LOADPROFILE=0.1,Results_10PoE!C1330,IF(LOADPROFILE=0.5,Results_50PoE!C1330,\"Invalid Load Profile %\"))","v":0},61.68181818181818,30.84090909090909,0,0,0,117.89644358460201,0,0,0,0,0,1.3253290943361364E-2,1.8400198131543429E-3,false,false,2.1515082700261954E-2,0,0,0,0,0,0]
[2026,124,{"$f":"IF(LOADPROFILE=0.1,Results_10PoE!C1331,IF(LOADPROFILE=0.5,Results_50PoE!C1331,\"Invalid Load Profile %\"))","v":0},61.68181818181818,30.84090909090909,0,0,0,118.89644358460201,0,0,0,0,0,1.3253290943361364E-2,1.8400198131543429E-3,false,false,2.1515082700261954E-2,0,0,0,0,0,0]
[2026,125,{"$f":"IF(LOADPROFILE=0.1,Results_10PoE!C1332,IF(LOADPROFILE=0.5,Results_50PoE!C1332,\"Invalid Load Profile %\"))","v":0},61.68181818181818,30.84090909090909,0,0,0,119.89644358460201,0,0,0,0,0,1.3253290943361364E-2,1.8400198131543429E-3,false,false,2.1515082700261954E-2,0,0,0,0,0,0]
[2026,126,{"$f":"IF(LOADPROFILE=0.1,Results_10PoE!C1333,IF(LOADPROFILE=0.5,Results_50PoE!C1333,\"Invalid Load Profile %\"))","v":0},61.68181818181818,30.84090909090909,0,0,0,120.89644358460201,0,0,0,0,0,1.3253290943361364E-2,1.8400198131543429E-3,false,false,2.1515082700261954E-2,0,0,0,0,0,0]
[2026,127,{"$f":"IF(LOADPROFILE=0.1,Results_10PoE!C1334,IF(LOADPROFILE=0.5,Results_50PoE!C1334,\"Invalid Load Profile %\"))","v":0},61.68181818181818,30.84090909090909,0,0,0,121.89644358460201,0,0,0,0,0,1.3253290943361364E-2,1.8400198131543429E-3,false,false,2.1515082700261954E-2,0,0,0,0,0,0]
[2026,128,{"$f":"IF(LOADPROFILE=0.1,Results_10PoE!C1335,IF(LOADPROFILE=0.5,Results_50PoE!C1335,\"Invalid Load Profile %\"))","v":0},61.68181818181818,30.84090909090909,0,0,0,122.89644358460201,0,0,0,0,0,1.3253290943361364E-2,1.8400198131543429E-3,false,false,2.1515082700261954E-2,0,0,0,0,0,0]
[2026,129,{"$f":"IF(LOADPROFILE=0.1,Results_10PoE!C1336,IF(LOADPROFILE=0.5,Results_50PoE!C1336,\"Invalid Load Profile %\"))","v":0},61.68181818181818,30.84090909090909,0,0,0,123.89644358460201,0,0,0,0,0,1.3253290943361364E-2,1.8400198131543429E-3,false,false,2.1515082700261954E-2,0,0,0,0,0,0]
[2026,130,{"$f":"IF(LOADPROFILE=0.1,Results_10PoE!C1337,IF(LOADPROFILE=0.5,Results_50PoE!C1337,\"Invalid Load Profile %\"))","v":0},61.68181818181818,30.84090909090909,0,0,0,124.89644358460201,0,0,0,0,0,1.3253290943361364E-2,1.8400198131543429E-3,false,false,2.1515082700261954E-2,0,0,0,0,0,0]
[2026,131,{"$f":"IF(LOADPROFILE=0.1,Results_10PoE!C1338,IF(LOADPROFILE=0.5,Results_50PoE!C1338,\"Invalid Load Profile %\"))","v":0},61.68181818181818,30.84090909090909,0,0,0,125.89644358460201,0,0,0,0,0,1.3253290943361364E-2,1.8400198131543429E-3,false,false,2.1515082700261954E-2,0,0,0,0,0,0]
[2026,132,{"$f":"IF(LOADPROFILE=0.1,Results_10PoE!C1339,IF(LOADPROFILE=0.5,Results_50PoE!C1339,\"Invalid Load Profile %\"))","v":0},61.68181818181818,30.84090909090909,0,0,0,126.89644358460201,0,0,0,0,0,1.3253290943361364E-2,1.8400198131543429E-3,false,false,2.1515082700261954E-2,0,0,0,0,0,0]
[2026,133,{"$f":"IF(LOADPROFILE=0.1,Results_10PoE!C1340,IF(LOADPROFILE=0.5,Results_50PoE!C1340,\"Invalid Load Profile %\"))","v":0},61.68181818181818,30.84090909090909,0,0,0,127.89644358460201,0,0,0,0,0,1.3253290943361364E-2,1.8400198131543429E-3,false,false,2.1515082700261954E-2,0,0,0,0,0,0]
[2026,134,{"$f":"IF(LOADPROFILE=0.1,Results_10PoE!C1341,IF(LOADPROFILE=0.5,Results_50PoE!C1341,\"Invalid Load Profile %\"))","v":0},61.68181818181818,30.84090909090909,0,0,0,128.89644358460203,0,0,0,0,0,1.3253290943361364E-2,1.8400198131543429E-3,false,false,2.1515082700261954E-2,0,0,0,0,0,0]
[2026,135,{"$f":"IF(LOADPROFILE=0.1,Results_10PoE!C1342,IF(LOADPROFILE=0.5,Results_50PoE!C1342,\"Invalid Load Profile %\"))","v":0},61.68181818181818,30.84090909090909,0,0,0,129.89644358460203,0,0,0,0,0,1.3253290943361364E-2,1.8400198131543429E-3,false,false,2.1515082700261954E-2,0,0,0,0,0,0]
[2026,136,{"$f":"IF(LOADPROFILE=0.1,Results_10PoE!C1343,IF(LOADPROFILE=0.5,Results_50PoE!C1343,\"Invalid Load Profile %\"))","v":0},61.68181818181818,30.84090909090909,0,0,0,130.89644358460203,0,0,0,0,0,1.3253290943361364E-2,1.8400198131543429E-3,false,false,2.1515082700261954E-2,0,0,0,0,0,0]
[2026,137,{"$f":"IF(LOADPROFILE=0.1,Results_10PoE!C1344,IF(LOADPROFILE=0.5,Results_50PoE!C1344,\"Invalid Load Profile %\"))","v":0},61.68181818181818,30.84090909090909,0,0,0,131.89644358460203,0,0,0,0,0,1.3253290943361364E-2,1.8400198131543429E-3,false,false,2.1515082700261954E-2,0,0,0,0,0,0]
[2026,138,{"$f":"IF(LOADPROFILE=0.1,Results_10PoE!C1345,IF(LOADPROFILE=0.5,Results_50PoE!C1345,\"Invalid Load Profile %\"))","v":0},61.68181818181818,30.84090909090909,0,0,0,132.89644358460203,0,0,0,0,0,1.3253290943361364E-2,1.8400198131543429E-3,false,false,2.1515082700261954E-2,0,0,0,0,0,0]
[2026,139,{"$f":"IF(LOADPROFILE=0.1,Results_10PoE!C1346,IF(LOADPROFILE=0.5,Results_50PoE!C1346,\"Invalid Load Profile %\"))","v":0},61.68181818181818,30.84090909090909,0,0,0,133.89644358460203,0,0,0,0,0,1.3253290943361364E-2,1.8400198131543429E-3,false,false,2.1515082700261954E-2,0,0,0,0,0,0]
[2026,140,{"$f":"IF(LOADPROFILE=0.1,Results_10PoE!C1347,IF(LOADPROFILE=0.5,Results_50PoE!C1347,\"Invalid Load Profile %\"))","v":0},61.68181818181818,30.84090909090909,0,0,0,134.89644358460203,0,0,0,0,0,1.3253290943361364E-2,1.8400198131543429E-3,false,false,2.1515082700261954E-2,0,0,0,0,0,0]
[2026,141,{"$f":"IF(LOADPROFILE=0.1,Results_10PoE!C1348,IF(LOADPROFILE=0.5,Results_50PoE!C1348,\"Invalid Load Profile %\"))","v":0},61.68181818181818,30.84090909090909,0,0,0,135.89644358460203,0,0,0,0,0,1.3253290943361364E-2,1.8400198131543429E-3,false,false,2.1515082700261954E-2,0,0,0,0,0,0]
[2026,142,{"$f":"IF(LOADPROFILE=0.1,Results_10PoE!C1349,IF(LOADPROFILE=0.5,Results_50PoE!C1349,\"Invalid Load Profile %\"))","v":0},61.68181818181818,30.84090909090909,0,0,0,136.89644358460203,0,0,0,0,0,1.3253290943361364E-2,1.8400198131543429E-3,false,false,2.1515082700261954E-2,0,0,0,0,0,0]
[2026,143,{"$f":"IF(LOADPROFILE=0.1,Results_10PoE!C1350,IF(LOADPROFILE=0.5,Results_50PoE!C1350,\"Invalid Load Profile %\"))","v":0},61.68181818181818,30.84090909090909,0,0,0,137.89644358460203,0,0,0,0,0,1.3253290943361364E-2,1.8400198131543429E-3,false,false,2.1515082700261954E-2,0,0,0,0,0,0]
[2026,144,{"$f":"IF(LOADPROFILE=0.1,Results_10PoE!C1351,IF(LOADPROFILE=0.5,Results_50PoE!C1351,\"Invalid Load Profile %\"))","v":0},61.68181818181818,30.84090909090909,0,0,0,138.89644358460203,0,0,0,0,0,1.3253290943361364E-2,1.8400198131543429E-3,false,false,2.1515082700261954E-2,0,0,0,0,0,0]
[2026,145,{"$f":"IF(LOADPROFILE=0.1,Results_10PoE!C1352,IF(LOADPROFILE=0.5,Results_50PoE!C1352,\"Invalid Load Profile %\"))","v":0},61.68181818181818,30.84090909090909,0,0,0,139.89644358460203,0,0,0,0,0,1.3253290943361364E-2,1.8400198131543429E-3,false,false,2.1515082700261954E-2,0,0,0,0,0,0]
[2026,146,{"$f":"IF(LOADPROFILE=0.1,Results_10PoE!C1353,IF(LOADPROFILE=0.5,Results_50PoE!C1353,\"Invalid Load Profile %\"))","v":0},{"$f":"VLOOKUP($A1382,$Q$4:$AB$26,6,FALSE)","v":61.68181818181818},{"$f":"VLOOKUP($A1382,$Q$4:$AB$26,7,FALSE)","v":30.84090909090909},{"$f":"VLOOKUP($A1382,$Q$4:$AB$26,9,FALSE)","v":0},{"$f":"VLOOKUP($A1382,$Q$4:$AB$26,10,FALSE)","v":0},{"$f":"VLOOKUP($A1382,$Q$4:$AB$26,11,FALSE)","v":0},{"$f":"IF(B1382-VLOOKUP(A1382,$Q$4:$AB$26,12,FALSE)<0,0,B1382-VLOOKUP(A1382,$Q$4:$AB$26,12,FALSE))","v":140.89644358460203},{"$f":"IF(B1382=150,0,IF(IF($I1382>D1382,($I1382-D1382)*($C1382-$C1383),0)<0,0,IF($I1382>D1382,($I1382-D1382)*($C1382-$C1383),0)))*$Y$30","v":0},{"$f":"IF(C1382=150,0,IF(IF($I1382>E1382,($I1382-E1382)*($C1382-$C1383),0)<0,0,IF($I1382>E1382,($I1382-E1382)*($C1382-$C1383),0)))*$Y$30","v":0},{"$f":"IF(D1382=150,0,IF(IF($I1382>F1382,($I1382-F1382)*($C1382-$C1383),0)<0,0,IF($I1382>F1382,($I1382-F1382)*($C1382-$C1383),0)))*$Y$30","v":0},{"$f":"IF(E1382=150,0,IF(IF($I1382>G1382,($I1382-G1382)*($C1382-$C1383),0)<0,0,IF($I1382>G1382,($I1382-G1382)*($C1382-$C1383),0)))*$Y$30","v":0},{"$f":"IF(F1382=150,0,IF(IF($I1382>H1382,($I1382-H1382)*($C1382-$C1383),0)<0,0,IF($I1382>H1382,($I1382-H1382)*($C1382-$C1383),0)))*$Y$30","v":0},{"$f":"VLOOKUP($A1382, $Q$4:$BB$26,33,FALSE)","v":1.3253290943361364E-2},{"$f":"VLOOKUP($A1382, $Q$4:$BB$26,34,FALSE)","v":1.8400198131543429E-3},{"$f":"VLOOKUP($A1382, $Q$4:$BB$26,35,FALSE)","v":false},{"$f":"VLOOKUP($A1382, $Q$4:$BB$26,36,FALSE)","v":false},{"$f":"VLOOKUP($A1382, $Q$4:$BB$26,37,FALSE)","v":2.1515082700261954E-2},{"$f":"J1382*1000*($S$34/365)","v":0},{"$f":"O1382*K1382*1000*($T$34/365)","v":0},{"$f":"P1382*L1382*1000*($U$34/365)","v":0},{"$f":"Q1382*M1382*1000*($V$34/365)","v":0},{"$f":"R1382*N1382*1000*($W$34/365)","v":0},{"$f":"S1382*K1382*1000*($X$34/365)","v":0}]
[2026,147,{"$f":"IF(LOADPROFILE=0.1,Results_10PoE!C1354,IF(LOADPROFILE=0.5,Results_50PoE!C1354,\"Invalid Load Profile %\"))","v":0},61.68181818181818,30.84090909090909,0,0,0,141.89644358460203,0,0,0,0,0,1.3253290943361364E-2,1.8400198131543429E-3,false,false,2.1515082700261954E-2,0,0,0,0,0,0]
[2026,148,{"$f":"IF(LOADPROFILE=0.1,Results_10PoE!C1355,IF(LOADPROFILE=0.5,Results_50PoE!C1355,\"Invalid Load Profile %\"))","v":0},61.68181818181818,30.84090909090909,0,0,0,142.89644358460203,0,0,0,0,0,1.3253290943361364E-2,1.8400198131543429E-3,false,false,2.1515082700261954E-2,0,0,0,0,0,0]
[2026,149,{"$f":"IF(LOADPROFILE=0.1,Results_10PoE!C1356,IF(LOADPROFILE=0.5,Results_50PoE!C1356,\"Invalid Load Profile %\"))","v":0},61.68181818181818,30.84090909090909,0,0,0,143.89644358460203,0,0,0,0,0,1.3253290943361364E-2,1.8400198131543429E-3,false,false,2.1515082700261954E-2,0,0,0,0,0,0]
[2026,150,{"$f":"IF(LOADPROFILE=0.1,Results_10PoE!C1357,IF(LOADPROFILE=0.5,Results_50PoE!C1357,\"Invalid Load Profile %\"))","v":0},61.68181818181818,30.84090909090909,0,0,0,144.89644358460203,0,0,0,0,0,1.3253290943361364E-2,1.8400198131543429E-3,false,false,2.1515082700261954E-2,0,0,0,0,0,0]
[2027,1,{"$f":"IF(LOADPROFILE=0.1,Results_10PoE!C1358,IF(LOADPROFILE=0.5,Results_50PoE!C1358,\"Invalid Load Profile %\"))","v":8760},61.68181818181818,30.84090909090909,0,0,0,0,0,0,0,0,0,1.3789967323412733E-2,1.9159092397421627E-3,false,false,2.2386310589955737E-2,0,0,0,0,0,0]
[2027,2,{"$f":"IF(LOADPROFILE=0.1,Results_10PoE!C1359,IF(LOADPROFILE=0.5,Results_50PoE!C1359,\"Invalid Load Profile %\"))","v":8760},61.68181818181818,30.84090909090909,0,0,0,0,0,0,0,0,0,1.3789967323412733E-2,1.9159092397421627E-3,false,false,2.2386310589955737E-2,0,0,0,0,0,0]
[2027,3,{"$f":"IF(LOADPROFILE=0.1,Results_10PoE!C1360,IF(LOADPROFILE=0.5,Results_50PoE!C1360,\"Invalid Load Profile %\"))","v":8760},61.68181818181818,30.84090909090909,0,0,0,0,0,0,0,0,0,1.3789967323412733E-2,1.9159092397421627E-3,false,false,2.2386310589955737E-2,0,0,0,0,0,0]
[2027,4,{"$f":"IF(LOADPROFILE=0.1,Results_10PoE!C1361,IF(LOADPROFILE=0.5,Results_50PoE!C1361,\"Invalid Load Profile %\"))","v":8752},61.68181818181818,30.84090909090909,0,0,0,0,0,0,0,0,0,1.3789967323412733E-2,1.9159092397421627E-3,false,false,2.2386310589955737E-2,0,0,0,0,0,0]
[2027,5,{"$f":"IF(LOADPROFILE=0.1,Results_10PoE!C1362,IF(LOADPROFILE=0.5,Results_50PoE!C1362,\"Invalid Load Profile %\"))","v":8563},61.68181818181818,30.84090909090909,0,0,0,0,0,0,0,0,0,1.3789967323412733E-2,1.9159092397421627E-3,false,false,2.2386310589955737E-2,0,0,0,0,0,0]
[2027,6,{"$f":"IF(LOADPROFILE=0.1,Results_10PoE!C1363,IF(LOADPROFILE=0.5,Results_50PoE!C1363,\"Invalid Load Profile %\"))","v":7828},61.68181818181818,30.84090909090909,0,0,0,0.91165292522239039,0,0,1064.5496520650386,1064.5496520650386,1064.5496520650386,1.3789967323412733E-2,1.9159092397421627E-3,false,false,2.2386310589955737E-2,0,0,679.48764539719048,0,0,0]
[2027,7,{"$f":"IF(LOADPROFILE=0.1,Results_10PoE!C1364,IF(LOADPROFILE=0.5,Results_50PoE!C1364,\"Invalid Load Profile %\"))","v":6650},61.68181818181818,30.84090909090909,0,0,0,1.9116529252223904,0,0,2186.7843471897377,2186.7843471897377,2186.7843471897377,1.3789967323412733E-2,1.9159092397421627E-3,false,false,2.2386310589955737E-2,0,0,1395.7948736172305,0,0,0]
[2027,8,{"$f":"IF(LOADPROFILE=0.1,Results_10PoE!C1365,IF(LOADPROFILE=0.5,Results_50PoE!C1365,\"Invalid Load Profile %\"))","v":5496},61.68181818181818,30.84090909090909,0,0,0,2.9116529252223904,0,0,2052.108445640934,2052.108445640934,2052.108445640934,1.3789967323412733E-2,1.9159092397421627E-3,false,false,2.2386310589955737E-2,0,0,1309.8330670846503,0,0,0]
[2027,9,{"$f":"IF(LOADPROFILE=0.1,Results_10PoE!C1366,IF(LOADPROFILE=0.5,Results_50PoE!C1366,\"Invalid Load Profile %\"))","v":4785},61.68181818181818,30.84090909090909,0,0,0,3.9116529252223904,0,0,2772.410004834247,2772.410004834247,2772.410004834247,1.3789967323412733E-2,1.9159092397421627E-3,false,false,2.2386310589955737E-2,0,0,1769.5918105897279,0,0,0]
[2027,10,{"$f":"IF(LOADPROFILE=0.1,Results_10PoE!C1367,IF(LOADPROFILE=0.5,Results_50PoE!C1367,\"Invalid Load Profile %\"))","v":4070},61.68181818181818,30.84090909090909,0,0,0,4.9116529252223904,0,0,4060.5496310584335,4060.5496310584335,4060.5496310584335,1.3789967323412733E-2,1.9159092397421627E-3,false,false,2.2386310589955737E-2,0,0,2591.7939125471239,0,0,0]
[2027,11,{"$f":"IF(LOADPROFILE=0.1,Results_10PoE!C1368,IF(LOADPROFILE=0.5,Results_50PoE!C1368,\"Invalid Load Profile %\"))","v":3236},61.68181818181818,30.84090909090909,0,0,0,5.9116529252223904,0,0,3422.2590273095698,3422.2590273095698,3422.2590273095698,1.3789967323412733E-2,1.9159092397421627E-3,false,false,2.2386310589955737E-2,0,0,2184.3816527439817,0,0,0]
[2027,12,{"$f":"IF(LOADPROFILE=0.1,Results_10PoE!C1369,IF(LOADPROFILE=0.5,Results_50PoE!C1369,\"Invalid Load Profile %\"))","v":2652},61.68181818181818,30.84090909090909,0,0,0,6.9116529252223904,0,0,4802.7617320862091,4802.7617320862091,4802.7617320862091,1.3789967323412733E-2,1.9159092397421627E-3,false,false,2.2386310589955737E-2,0,0,3065.5378585757248,0,0,0]
[2027,13,{"$f":"IF(LOADPROFILE=0.1,Results_10PoE!C1370,IF(LOADPROFILE=0.5,Results_50PoE!C1370,\"Invalid Load Profile %\"))","v":1951},61.68181818181818,30.84090909090909,0,0,0,7.9116529252223904,0,0,7340.6442580486582,7340.6442580486582,7340.6442580486582,1.3789967323412733E-2,1.9159092397421627E-3,false,false,2.2386310589955737E-2,0,0,4685.4339512715896,0,0,0]
[2027,14,{"$f":"IF(LOADPROFILE=0.1,Results_10PoE!C1371,IF(LOADPROFILE=0.5,Results_50PoE!C1371,\"Invalid Load Profile %\"))","v":1015},61.68181818181818,30.84090909090909,0,0,0,8.9116529252223913,0,0,5282.634338908113,5282.634338908113,5282.634338908113,1.3789967323412733E-2,1.9159092397421627E-3,false,false,2.2386310589955737E-2,0,0,3371.8340534666945,0,0,0]
[2027,15,{"$f":"IF(LOADPROFILE=0.1,Results_10PoE!C1372,IF(LOADPROFILE=0.5,Results_50PoE!C1372,\"Invalid Load Profile %\"))","v":417},61.68181818181818,30.84090909090909,0,0,0,9.9116529252223913,0,0,2338.3749239581507,2338.3749239581507,2338.3749239581507,1.3789967323412733E-2,1.9159092397421627E-3,false,false,2.2386310589955737E-2,0,0,1492.5530885797375,0,0,0]
[2027,16,{"$f":"IF(LOADPROFILE=0.1,Results_10PoE!C1373,IF(LOADPROFILE=0.5,Results_50PoE!C1373,\"Invalid Load Profile %\"))","v":179},61.68181818181818,30.84090909090909,0,0,0,10.911652925222391,0,0,1038.3717847573596,1038.3717847573596,1038.3717847573596,1.3789967323412733E-2,1.9159092397421627E-3,false,false,2.2386310589955737E-2,0,0,662.77866673761355,0,0,0]
[2027,17,{"$f":"IF(LOADPROFILE=0.1,Results_10PoE!C1374,IF(LOADPROFILE=0.5,Results_50PoE!C1374,\"Invalid Load Profile %\"))","v":83},61.68181818181818,30.84090909090909,0,0,0,11.911652925222391,0,0,602.18968045651945,602.18968045651945,602.18968045651945,1.3789967323412733E-2,1.9159092397421627E-3,false,false,2.2386310589955737E-2,0,0,384.3695287130563,0,0,0]
[2027,18,{"$f":"IF(LOADPROFILE=0.1,Results_10PoE!C1375,IF(LOADPROFILE=0.5,Results_50PoE!C1375,\"Invalid Load Profile %\"))","v":32},61.68181818181818,30.84090909090909,0,0,0,12.911652925222391,0,0,281.57599423010225,281.57599423010225,281.57599423010225,1.3789967323412733E-2,1.9159092397421627E-3,false,false,2.2386310589955737E-2,0,0,179.72614893879648,0,0,0]
[2027,19,{"$f":"IF(LOADPROFILE=0.1,Results_10PoE!C1376,IF(LOADPROFILE=0.5,Results_50PoE!C1376,\"Invalid Load Profile %\"))","v":10},61.68181818181818,30.84090909090909,0,0,0,13.911652925222391,0,0,82.741061184101625,82.741061184101625,82.741061184101625,1.3789967323412733E-2,1.9159092397421627E-3,false,false,2.2386310589955737E-2,0,0,52.812500321229962,0,0,0]
[2027,20,{"$f":"IF(LOADPROFILE=0.1,Results_10PoE!C1377,IF(LOADPROFILE=0.5,Results_50PoE!C1377,\"Invalid Load Profile %\"))","v":4},61.68181818181818,30.84090909090909,0,0,0,14.911652925222391,0,0,44.344334698178585,44.344334698178585,44.344334698178585,1.3789967323412733E-2,1.9159092397421627E-3,false,false,2.2386310589955737E-2,0,0,28.304389102303166,0,0,0]
[2027,21,{"$f":"IF(LOADPROFILE=0.1,Results_10PoE!C1378,IF(LOADPROFILE=0.5,Results_50PoE!C1378,\"Invalid Load Profile %\"))","v":1},61.68181818181818,30.84090909090909,0,0,0,15.911652925222391,0,0,15.772712934768787,15.772712934768787,15.772712934768787,1.3789967323412733E-2,1.9159092397421627E-3,false,false,2.2386310589955737E-2,0,0,10.067509347997118,0,0,0]
[2027,22,{"$f":"IF(LOADPROFILE=0.1,Results_10PoE!C1379,IF(LOADPROFILE=0.5,Results_50PoE!C1379,\"Invalid Load Profile %\"))","v":0},61.68181818181818,30.84090909090909,0,0,0,16.911652925222391,0,0,0,0,0,1.3789967323412733E-2,1.9159092397421627E-3,false,false,2.2386310589955737E-2,0,0,0,0,0,0]
[2027,23,{"$f":"IF(LOADPROFILE=0.1,Results_10PoE!C1380,IF(LOADPROFILE=0.5,Results_50PoE!C1380,\"Invalid Load Profile %\"))","v":0},61.68181818181818,30.84090909090909,0,0,0,17.911652925222391,0,0,0,0,0,1.3789967323412733E-2,1.9159092397421627E-3,false,false,2.2386310589955737E-2,0,0,0,0,0,0]
[2027,24,{"$f":"IF(LOADPROFILE=0.1,Results_10PoE!C1381,IF(LOADPROFILE=0.5,Results_50PoE!C1381,\"Invalid Load Profile %\"))","v":0},61.68181818181818,30.84090909090909,0,0,0,18.911652925222391,0,0,0,0,0,1.3789967323412733E-2,1.9159092397421627E-3,false,false,2.2386310589955737E-2,0,0,0,0,0,0]
[2027,25,{"$f":"IF(LOADPROFILE=0.1,Results_10PoE!C1382,IF(LOADPROFILE=0.5,Results_50PoE!C1382,\"Invalid Load Profile %\"))","v":0},61.68181818181818,30.84090909090909,0,0,0,19.911652925222391,0,0,0,0,0,1.3789967323412733E-2,1.9159092397421627E-3,false,false,2.2386310589955737E-2,0,0,0,0,0,0]
[2027,26,{"$f":"IF(LOADPROFILE=0.1,Results_10PoE!C1383,IF(LOADPROFILE=0.5,Results_50PoE!C1383,\"Invalid Load Profile %\"))","v":0},61.68181818181818,30.84090909090909,0,0,0,20.911652925222391,0,0,0,0,0,1.3789967323412733E-2,1.9159092397421627E-3,false,false,2.2386310589955737E-2,0,0,0,0,0,0]
[2027,27,{"$f":"IF(LOADPROFILE=0.1,Results_10PoE!C1384,IF(LOADPROFILE=0.5,Results_50PoE!C1384,\"Invalid Load Profile %\"))","v":0},61.68181818181818,30.84090909090909,0,0,0,21.911652925222391,0,0,0,0,0,1.3789967323412733E-2,1.9159092397421627E-3,false,false,2.2386310589955737E-2,0,0,0,0,0,0]
[2027,28,{"$f":"IF(LOADPROFILE=0.1,Results_10PoE!C1385,IF(LOADPROFILE=0.5,Results_50PoE!C1385,\"Invalid Load Profile %\"))","v":0},61.68181818181818,30.84090909090909,0,0,0,22.911652925222391,0,0,0,0,0,1.3789967323412733E-2,1.9159092397421627E-3,false,false,2.2386310589955737E-2,0,0,0,0,0,0]
[2027,29,{"$f":"IF(LOADPROFILE=0.1,Results_10PoE!C1386,IF(LOADPROFILE=0.5,Results_50PoE!C1386,\"Invalid Load Profile %\"))","v":0},61.68181818181818,30.84090909090909,0,0,0,23.911652925222391,0,0,0,0,0,1.3789967323412733E-2,1.9159092397421627E-3,false,false,2.2386310589955737E-2,0,0,0,0,0,0]
[2027,30,{"$f":"IF(LOADPROFILE=0.1,Results_10PoE!C1387,IF(LOADPROFILE=0.5,Results_50PoE!C1387,\"Invalid Load Profile %\"))","v":0},61.68181818181818,30.84090909090909,0,0,0,24.911652925222391,0,0,0,0,0,1.3789967323412733E-2,1.9159092397421627E-3,false,false,2.2386310589955737E-2,0,0,0,0,0,0]
[2027,31,{"$f":"IF(LOADPROFILE=0.1,Results_10PoE!C1388,IF(LOADPROFILE=0.5,Results_50PoE!C1388,\"Invalid Load Profile %\"))","v":0},61.68181818181818,30.84090909090909,0,0,0,25.911652925222391,0,0,0,0,0,1.3789967323412733E-2,1.9159092397421627E-3,false,false,2.2386310589955737E-2,0,0,0,0,0,0]
[2027,32,{"$f":"IF(LOADPROFILE=0.1,Results_10PoE!C1389,IF(LOADPROFILE=0.5,Results_50PoE!C1389,\"Invalid Load Profile %\"))","v":0},61.68181818181818,30.84090909090909,0,0,0,26.911652925222391,0,0,0,0,0,1.3789967323412733E-2,1.9159092397421627E-3,false,false,2.2386310589955737E-2,0,0,0,0,0,0]
[2027,33,{"$f":"IF(LOADPROFILE=0.1,Results_10PoE!C1390,IF(LOADPROFILE=0.5,Results_50PoE!C1390,\"Invalid Load Profile %\"))","v":0},61.68181818181818,30.84090909090909,0,0,0,27.911652925222391,0,0,0,0,0,1.3789967323412733E-2,1.9159092397421627E-3,false,false,2.2386310589955737E-2,0,0,0,0,0,0]
[2027,34,{"$f":"IF(LOADPROFILE=0.1,Results_10PoE!C1391,IF(LOADPROFILE=0.5,Results_50PoE!C1391,\"Invalid Load Profile %\"))","v":0},61.68181818181818,30.84090909090909,0,0,0,28.911652925222391,0,0,0,0,0,1.3789967323412733E-2,1.9159092397421627E-3,false,false,2.2386310589955737E-2,0,0,0,0,0,0]
[2027,35,{"$f":"IF(LOADPROFILE=0.1,Results_10PoE!C1392,IF(LOADPROFILE=0.5,Results_50PoE!C1392,\"Invalid Load Profile %\"))","v":0},61.68181818181818,30.84090909090909,0,0,0,29.911652925222391,0,0,0,0,0,1.3789967323412733E-2,1.9159092397421627E-3,false,false,2.2386310589955737E-2,0,0,0,0,0,0]
[2027,36,{"$f":"IF(LOADPROFILE=0.1,Results_10PoE!C1393,IF(LOADPROFILE=0.5,Results_50PoE!C1393,\"Invalid Load Profile %\"))","v":0},61.68181818181818,30.84090909090909,0,0,0,30.911652925222391,0,0,0,0,0,1.3789967323412733E-2,1.9159092397421627E-3,false,false,2.2386310589955737E-2,0,0,0,0,0,0]
[2027,37,{"$f":"IF(LOADPROFILE=0.1,Results_10PoE!C1394,IF(LOADPROFILE=0.5,Results_50PoE!C1394,\"Invalid Load Profile %\"))","v":0},61.68181818181818,30.84090909090909,0,0,0,31.911652925222391,0,0,0,0,0,1.3789967323412733E-2,1.9159092397421627E-3,false,false,2.2386310589955737E-2,0,0,0,0,0,0]
[2027,38,{"$f":"IF(LOADPROFILE=0.1,Results_10PoE!C1395,IF(LOADPROFILE=0.5,Results_50PoE!C1395,\"Invalid Load Profile %\"))","v":0},61.68181818181818,30.84090909090909,0,0,0,32.911652925222391,0,0,0,0,0,1.3789967323412733E-2,1.9159092397421627E-3,false,false,2.2386310589955737E-2,0,0,0,0,0,0]
[2027,39,{"$f":"IF(LOADPROFILE=0.1,Results_10PoE!C1396,IF(LOADPROFILE=0.5,Results_50PoE!C1396,\"Invalid Load Profile %\"))","v":0},61.68181818181818,30.84090909090909,0,0,0,33.911652925222391,0,0,0,0,0,1.3789967323412733E-2,1.9159092397421627E-3,false,false,2.2386310589955737E-2,0,0,0,0,0,0]
[2027,40,{"$f":"IF(LOADPROFILE=0.1,Results_10PoE!C1397,IF(LOADPROFILE=0.5,Results_50PoE!C1397,\"Invalid Load Profile %\"))","v":0},61.68181818181818,30.84090909090909,0,0,0,34.911652925222391,0,0,0,0,0,1.3789967323412733E-2,1.9159092397421627E-3,false,false,2.2386310589955737E-2,0,0,0,0,0,0]
[2027,41,{"$f":"IF(LOADPROFILE=0.1,Results_10PoE!C1398,IF(LOADPROFILE=0.5,Results_50PoE!C1398,\"Invalid Load Profile %\"))","v":0},61.68181818181818,30.84090909090909,0,0,0,35.911652925222391,0,0,0,0,0,1.3789967323412733E-2,1.9159092397421627E-3,false,false,2.2386310589955737E-2,0,0,0,0,0,0]
[2027,42,{"$f":"IF(LOADPROFILE=0.1,Results_10PoE!C1399,IF(LOADPROFILE=0.5,Results_50PoE!C1399,\"Invalid Load Profile %\"))","v":0},61.68181818181818,30.84090909090909,0,0,0,36.911652925222391,0,0,0,0,0,1.3789967323412733E-2,1.9159092397421627E-3,false,false,2.2386310589955737E-2,0,0,0,0,0,0]
[2027,43,{"$f":"IF(LOADPROFILE=0.1,Results_10PoE!C1400,IF(LOADPROFILE=0.5,Results_50PoE!C1400,\"Invalid Load Profile %\"))","v":0},61.68181818181818,30.84090909090909,0,0,0,37.911652925222391,0,0,0,0,0,1.3789967323412733E-2,1.9159092397421627E-3,false,false,2.2386310589955737E-2,0,0,0,0,0,0]
[2027,44,{"$f":"IF(LOADPROFILE=0.1,Results_10PoE!C1401,IF(LOADPROFILE=0.5,Results_50PoE!C1401,\"Invalid Load Profile %\"))","v":0},61.68181818181818,30.84090909090909,0,0,0,38.911652925222391,0,0,0,0,0,1.3789967323412733E-2,1.9159092397421627E-3,false,false,2.2386310589955737E-2,0,0,0,0,0,0]
[2027,45,{"$f":"IF(LOADPROFILE=0.1,Results_10PoE!C1402,IF(LOADPROFILE=0.5,Results_50PoE!C1402,\"Invalid Load Profile %\"))","v":0},61.68181818181818,30.84090909090909,0,0,0,39.911652925222391,0,0,0,0,0,1.3789967323412733E-2,1.9159092397421627E-3,false,false,2.2386310589955737E-2,0,0,0,0,0,0]
[2027,46,{"$f":"IF(LOADPROFILE=0.1,Results_10PoE!C1403,IF(LOADPROFILE=0.5,Results_50PoE!C1403,\"Invalid Load Profile %\"))","v":0},61.68181818181818,30.84090909090909,0,0,0,40.911652925222391,0,0,0,0,0,1.3789967323412733E-2,1.9159092397421627E-3,false,false,2.2386310589955737E-2,0,0,0,0,0,0]
[2027,47,{"$f":"IF(LOADPROFILE=0.1,Results_10PoE!C1404,IF(LOADPROFILE=0.5,Results_50PoE!C1404,\"Invalid Load Profile %\"))","v":0},61.68181818181818,30.84090909090909,0,0,0,41.911652925222391,0,0,0,0,0,1.3789967323412733E-2,1.9159092397421627E-3,false,false,2.2386310589955737E-2,0,0,0,0,0,0]
[2027,48,{"$f":"IF(LOADPROFILE=0.1,Results_10PoE!C1405,IF(LOADPROFILE=0.5,Results_50PoE!C1405,\"Invalid Load Profile %\"))","v":0},61.68181818181818,30.84090909090909,0,0,0,42.911652925222391,0,0,0,0,0,1.3789967323412733E-2,1.9159092397421627E-3,false,false,2.2386310589955737E-2,0,0,0,0,0,0]
[2027,49,{"$f":"IF(LOADPROFILE=0.1,Results_10PoE!C1406,IF(LOADPROFILE=0.5,Results_50PoE!C1406,\"Invalid Load Profile %\"))","v":0},61.68181818181818,30.84090909090909,0,0,0,43.911652925222391,0,0,0,0,0,1.3789967323412733E-2,1.9159092397421627E-3,false,false,2.2386310589955737E-2,0,0,0,0,0,0]
[2027,50,{"$f":"IF(LOADPROFILE=0.1,Results_10PoE!C1407,IF(LOADPROFILE=0.5,Results_50PoE!C1407,\"Invalid Load Profile %\"))","v":0},61.68181818181818,30.84090909090909,0,0,0,44.911652925222391,0,0,0,0,0,1.3789967323412733E-2,1.9159092397421627E-3,false,false,2.2386310589955737E-2,0,0,0,0,0,0]
[2027,51,{"$f":"IF(LOADPROFILE=0.1,Results_10PoE!C1408,IF(LOADPROFILE=0.5,Results_50PoE!C1408,\"Invalid Load Profile %\"))","v":0},61.68181818181818,30.84090909090909,0,0,0,45.911652925222391,0,0,0,0,0,1.3789967323412733E-2,1.9159092397421627E-3,false,false,2.2386310589955737E-2,0,0,0,0,0,0]
[2027,52,{"$f":"IF(LOADPROFILE=0.1,Results_10PoE!C1409,IF(LOADPROFILE=0.5,Results_50PoE!C1409,\"Invalid Load Profile %\"))","v":0},61.68181818181818,30.84090909090909,0,0,0,46.911652925222391,0,0,0,0,0,1.3789967323412733E-2,1.9159092397421627E-3,false,false,2.2386310589955737E-2,0,0,0,0,0,0]
[2027,53,{"$f":"IF(LOADPROFILE=0.1,Results_10PoE!C1410,IF(LOADPROFILE=0.5,Results_50PoE!C1410,\"Invalid Load Profile %\"))","v":0},61.68181818181818,30.84090909090909,0,0,0,47.911652925222391,0,0,0,0,0,1.3789967323412733E-2,1.9159092397421627E-3,false,false,2.2386310589955737E-2,0,0,0,0,0,0]
[2027,54,{"$f":"IF(LOADPROFILE=0.1,Results_10PoE!C1411,IF(LOADPROFILE=0.5,Results_50PoE!C1411,\"Invalid Load Profile %\"))","v":0},61.68181818181818,30.84090909090909,0,0,0,48.911652925222391,0,0,0,0,0,1.3789967323412733E-2,1.9159092397421627E-3,false,false,2.2386310589955737E-2,0,0,0,0,0,0]
[2027,55,{"$f":"IF(LOADPROFILE=0.1,Results_10PoE!C1412,IF(LOADPROFILE=0.5,Results_50PoE!C1412,\"Invalid Load Profile %\"))","v":0},61.68181818181818,30.84090909090909,0,0,0,49.911652925222391,0,0,0,0,0,1.3789967323412733E-2,1.9159092397421627E-3,false,false,2.2386310589955737E-2,0,0,0,0,0,0]
[2027,56,{"$f":"IF(LOADPROFILE=0.1,Results_10PoE!C1413,IF(LOADPROFILE=0.5,Results_50PoE!C1413,\"Invalid Load Profile %\"))","v":0},61.68181818181818,30.84090909090909,0,0,0,50.911652925222391,0,0,0,0,0,1.3789967323412733E-2,1.9159092397421627E-3,false,false,2.2386310589955737E-2,0,0,0,0,0,0]
[2027,57,{"$f":"IF(LOADPROFILE=0.1,Results_10PoE!C1414,IF(LOADPROFILE=0.5,Results_50PoE!C1414,\"Invalid Load Profile %\"))","v":0},61.68181818181818,30.84090909090909,0,0,0,51.911652925222391,0,0,0,0,0,1.3789967323412733E-2,1.9159092397421627E-3,false,false,2.2386310589955737E-2,0,0,0,0,0,0]
[2027,58,{"$f":"IF(LOADPROFILE=0.1,Results_10PoE!C1415,IF(LOADPROFILE=0.5,Results_50PoE!C1415,\"Invalid Load Profile %\"))","v":0},61.68181818181818,30.84090909090909,0,0,0,52.911652925222391,0,0,0,0,0,1.3789967323412733E-2,1.9159092397421627E-3,false,false,2.2386310589955737E-2,0,0,0,0,0,0]
[2027,59,{"$f":"IF(LOADPROFILE=0.1,Results_10PoE!C1416,IF(LOADPROFILE=0.5,Results_50PoE!C1416,\"Invalid Load Profile %\"))","v":0},61.68181818181818,30.84090909090909,0,0,0,53.911652925222391,0,0,0,0,0,1.3789967323412733E-2,1.9159092397421627E-3,false,false,2.2386310589955737E-2,0,0,0,0,0,0]
[2027,60,{"$f":"IF(LOADPROFILE=0.1,Results_10PoE!C1417,IF(LOADPROFILE=0.5,Results_50PoE!C1417,\"Invalid Load Profile %\"))","v":0},{"$f":"VLOOKUP($A1446,$Q$4:$AB$26,6,FALSE)","v":61.68181818181818},{"$f":"VLOOKUP($A1446,$Q$4:$AB$26,7,FALSE)","v":30.84090909090909},{"$f":"VLOOKUP($A1446,$Q$4:$AB$26,9,FALSE)","v":0},{"$f":"VLOOKUP($A1446,$Q$4:$AB$26,10,FALSE)","v":0},{"$f":"VLOOKUP($A1446,$Q$4:$AB$26,11,FALSE)","v":0},{"$f":"IF(B1446-VLOOKUP(A1446,$Q$4:$AB$26,12,FALSE)<0,0,B1446-VLOOKUP(A1446,$Q$4:$AB$26,12,FALSE))","v":54.911652925222391},{"$f":"IF(B1446=150,0,IF(IF($I1446>D1446,($I1446-D1446)*($C1446-$C1447),0)<0,0,IF($I1446>D1446,($I1446-D1446)*($C1446-$C1447),0)))*$Y$30","v":0},{"$f":"IF(C1446=150,0,IF(IF($I1446>E1446,($I1446-E1446)*($C1446-$C1447),0)<0,0,IF($I1446>E1446,($I1446-E1446)*($C1446-$C1447),0)))*$Y$30","v":0},{"$f":"IF(D1446=150,0,IF(IF($I1446>F1446,($I1446-F1446)*($C1446-$C1447),0)<0,0,IF($I1446>F1446,($I1446-F1446)*($C1446-$C1447),0)))*$Y$30","v":0},{"$f":"IF(E1446=150,0,IF(IF($I1446>G1446,($I1446-G1446)*($C1446-$C1447),0)<0,0,IF($I1446>G1446,($I1446-G1446)*($C1446-$C1447),0)))*$Y$30","v":0},{"$f":"IF(F1446=150,0,IF(IF($I1446>H1446,($I1446-H1446)*($C1446-$C1447),0)<0,0,IF($I1446>H1446,($I1446-H1446)*($C1446-$C1447),0)))*$Y$30","v":0},{"$f":"VLOOKUP($A1446, $Q$4:$BB$26,33,FALSE)","v":1.3789967323412733E-2},{"$f":"VLOOKUP($A1446, $Q$4:$BB$26,34,FALSE)","v":1.9159092397421627E-3},{"$f":"VLOOKUP($A1446, $Q$4:$BB$26,35,FALSE)","v":false},{"$f":"VLOOKUP($A1446, $Q$4:$BB$26,36,FALSE)","v":false},{"$f":"VLOOKUP($A1446, $Q$4:$BB$26,37,FALSE)","v":2.2386310589955737E-2},{"$f":"J1446*1000*($S$34/365)","v":0},{"$f":"O1446*K1446*1000*($T$34/365)","v":0},{"$f":"P1446*L1446*1000*($U$34/365)","v":0},{"$f":"Q1446*M1446*1000*($V$34/365)","v":0},{"$f":"R1446*N1446*1000*($W$34/365)","v":0},{"$f":"S1446*K1446*1000*($X$34/365)","v":0}]
[2027,61,{"$f":"IF(LOADPROFILE=0.1,Results_10PoE!C1418,IF(LOADPROFILE=0.5,Results_50PoE!C1418,\"Invalid Load Profile %\"))","v":0},61.68181818181818,30.84090909090909,0,0,0,55.911652925222391,0,0,0,0,0,1.3789967323412733E-2,1.9159092397421627E-3,false,false,2.2386310589955737E-2,0,0,0,0,0,0]
[2027,62,{"$f":"IF(LOADPROFILE=0.1,Results_10PoE!C1419,IF(LOADPROFILE=0.5,Results_50PoE!C1419,\"Invalid Load Profile %\"))","v":0},61.68181818181818,30.84090909090909,0,0,0,56.911652925222391,0,0,0,0,0,1.3789967323412733E-2,1.9159092397421627E-3,false,false,2.2386310589955737E-2,0,0,0,0,0,0]
[2027,63,{"$f":"IF(LOADPROFILE=0.1,Results_10PoE!C1420,IF(LOADPROFILE=0.5,Results_50PoE!C1420,\"Invalid Load Profile %\"))","v":0},61.68181818181818,30.84090909090909,0,0,0,57.911652925222391,0,0,0,0,0,1.3789967323412733E-2,1.9159092397421627E-3,false,false,2.2386310589955737E-2,0,0,0,0,0,0]
[2027,64,{"$f":"IF(LOADPROFILE=0.1,Results_10PoE!C1421,IF(LOADPROFILE=0.5,Results_50PoE!C1421,\"Invalid Load Profile %\"))","v":0},61.68181818181818,30.84090909090909,0,0,0,58.911652925222391,0,0,0,0,0,1.3789967323412733E-2,1.9159092397421627E-3,false,false,2.2386310589955737E-2,0,0,0,0,0,0]
[2027,65,{"$f":"IF(LOADPROFILE=0.1,Results_10PoE!C1422,IF(LOADPROFILE=0.5,Results_50PoE!C1422,\"Invalid Load Profile %\"))","v":0},61.68181818181818,30.84090909090909,0,0,0,59.911652925222391,0,0,0,0,0,1.3789967323412733E-2,1.9159092397421627E-3,false,false,2.2386310589955737E-2,0,0,0,0,0,0]
[2027,66,{"$f":"IF(LOADPROFILE=0.1,Results_10PoE!C1423,IF(LOADPROFILE=0.5,Results_50PoE!C1423,\"Invalid Load Profile %\"))","v":0},61.68181818181818,30.84090909090909,0,0,0,60.911652925222391,0,0,0,0,0,1.3789967323412733E-2,1.9159092397421627E-3,false,false,2.2386310589955737E-2,0,0,0,0,0,0]
[2027,67,{"$f":"IF(LOADPROFILE=0.1,Results_10PoE!C1424,IF(LOADPROFILE=0.5,Results_50PoE!C1424,\"Invalid Load Profile %\"))","v":0},61.68181818181818,30.84090909090909,0,0,0,61.911652925222391,0,0,0,0,0,1.3789967323412733E-2,1.9159092397421627E-3,false,false,2.2386310589955737E-2,0,0,0,0,0,0]
[2027,68,{"$f":"IF(LOADPROFILE=0.1,Results_10PoE!C1425,IF(LOADPROFILE=0.5,Results_50PoE!C1425,\"Invalid Load Profile %\"))","v":0},61.68181818181818,30.84090909090909,0,0,0,62.911652925222391,0,0,0,0,0,1.3789967323412733E-2,1.9159092397421627E-3,false,false,2.2386310589955737E-2,0,0,0,0,0,0]
[2027,69,{"$f":"IF(LOADPROFILE=0.1,Results_10PoE!C1426,IF(LOADPROFILE=0.5,Results_50PoE!C1426,\"Invalid Load Profile %\"))","v":0},61.68181818181818,30.84090909090909,0,0,0,63.911652925222391,0,0,0,0,0,1.3789967323412733E-2,1.9159092397421627E-3,false,false,2.2386310589955737E-2,0,0,0,0,0,0]
[2027,70,{"$f":"IF(LOADPROFILE=0.1,Results_10PoE!C1427,IF(LOADPROFILE=0.5,Results_50PoE!C1427,\"Invalid Load Profile %\"))","v":0},61.68181818181818,30.84090909090909,0,0,0,64.911652925222384,0,0,0,0,0,1.3789967323412733E-2,1.9159092397421627E-3,false,false,2.2386310589955737E-2,0,0,0,0,0,0]
[2027,71,{"$f":"IF(LOADPROFILE=0.1,Results_10PoE!C1428,IF(LOADPROFILE=0.5,Results_50PoE!C1428,\"Invalid Load Profile %\"))","v":0},61.68181818181818,30.84090909090909,0,0,0,65.911652925222384,0,0,0,0,0,1.3789967323412733E-2,1.9159092397421627E-3,false,false,2.2386310589955737E-2,0,0,0,0,0,0]
[2027,72,{"$f":"IF(LOADPROFILE=0.1,Results_10PoE!C1429,IF(LOADPROFILE=0.5,Results_50PoE!C1429,\"Invalid Load Profile %\"))","v":0},61.68181818181818,30.84090909090909,0,0,0,66.911652925222384,0,0,0,0,0,1.3789967323412733E-2,1.9159092397421627E-3,false,false,2.2386310589955737E-2,0,0,0,0,0,0]
[2027,73,{"$f":"IF(LOADPROFILE=0.1,Results_10PoE!C1430,IF(LOADPROFILE=0.5,Results_50PoE!C1430,\"Invalid Load Profile %\"))","v":0},61.68181818181818,30.84090909090909,0,0,0,67.911652925222384,0,0,0,0,0,1.3789967323412733E-2,1.9159092397421627E-3,false,false,2.2386310589955737E-2,0,0,0,0,0,0]
[2027,74,{"$f":"IF(LOADPROFILE=0.1,Results_10PoE!C1431,IF(LOADPROFILE=0.5,Results_50PoE!C1431,\"Invalid Load Profile %\"))","v":0},61.68181818181818,30.84090909090909,0,0,0,68.911652925222384,0,0,0,0,0,1.3789967323412733E-2,1.9159092397421627E-3,false,false,2.2386310589955737E-2,0,0,0,0,0,0]
[2027,75,{"$f":"IF(LOADPROFILE=0.1,Results_10PoE!C1432,IF(LOADPROFILE=0.5,Results_50PoE!C1432,\"Invalid Load Profile %\"))","v":0},61.68181818181818,30.84090909090909,0,0,0,69.911652925222384,0,0,0,0,0,1.3789967323412733E-2,1.9159092397421627E-3,false,false,2.2386310589955737E-2,0,0,0,0,0,0]
[2027,76,{"$f":"IF(LOADPROFILE=0.1,Results_10PoE!C1433,IF(LOADPROFILE=0.5,Results_50PoE!C1433,\"Invalid Load Profile %\"))","v":0},61.68181818181818,30.84090909090909,0,0,0,70.911652925222384,0,0,0,0,0,1.3789967323412733E-2,1.9159092397421627E-3,false,false,2.2386310589955737E-2,0,0,0,0,0,0]
[2027,77,{"$f":"IF(LOADPROFILE=0.1,Results_10PoE!C1434,IF(LOADPROFILE=0.5,Results_50PoE!C1434,\"Invalid Load Profile %\"))","v":0},61.68181818181818,30.84090909090909,0,0,0,71.911652925222384,0,0,0,0,0,1.3789967323412733E-2,1.9159092397421627E-3,false,false,2.2386310589955737E-2,0,0,0,0,0,0]
[2027,78,{"$f":"IF(LOADPROFILE=0.1,Results_10PoE!C1435,IF(LOADPROFILE=0.5,Results_50PoE!C1435,\"Invalid Load Profile %\"))","v":0},61.68181818181818,30.84090909090909,0,0,0,72.911652925222384,0,0,0,0,0,1.3789967323412733E-2,1.9159092397421627E-3,false,false,2.2386310589955737E-2,0,0,0,0,0,0]
[2027,79,{"$f":"IF(LOADPROFILE=0.1,Results_10PoE!C1436,IF(LOADPROFILE=0.5,Results_50PoE!C1436,\"Invalid Load Profile %\"))","v":0},61.68181818181818,30.84090909090909,0,0,0,73.911652925222384,0,0,0,0,0,1.3789967323412733E-2,1.9159092397421627E-3,false,false,2.2386310589955737E-2,0,0,0,0,0,0]
[2027,80,{"$f":"IF(LOADPROFILE=0.1,Results_10PoE!C1437,IF(LOADPROFILE=0.5,Results_50PoE!C1437,\"Invalid Load Profile %\"))","v":0},61.68181818181818,30.84090909090909,0,0,0,74.911652925222384,0,0,0,0,0,1.3789967323412733E-2,1.9159092397421627E-3,false,false,2.2386310589955737E-2,0,0,0,0,0,0]
[2027,81,{"$f":"IF(LOADPROFILE=0.1,Results_10PoE!C1438,IF(LOADPROFILE=0.5,Results_50PoE!C1438,\"Invalid Load Profile %\"))","v":0},61.68181818181818,30.84090909090909,0,0,0,75.911652925222384,0,0,0,0,0,1.3789967323412733E-2,1.9159092397421627E-3,false,false,2.2386310589955737E-2,0,0,0,0,0,0]
[2027,82,{"$f":"IF(LOADPROFILE=0.1,Results_10PoE!C1439,IF(LOADPROFILE=0.5,Results_50PoE!C1439,\"Invalid Load Profile %\"))","v":0},61.68181818181818,30.84090909090909,0,0,0,76.911652925222384,0,0,0,0,0,1.3789967323412733E-2,1.9159092397421627E-3,false,false,2.2386310589955737E-2,0,0,0,0,0,0]
[2027,83,{"$f":"IF(LOADPROFILE=0.1,Results_10PoE!C1440,IF(LOADPROFILE=0.5,Results_50PoE!C1440,\"Invalid Load Profile %\"))","v":0},61.68181818181818,30.84090909090909,0,0,0,77.911652925222384,0,0,0,0,0,1.3789967323412733E-2,1.9159092397421627E-3,false,false,2.2386310589955737E-2,0,0,0,0,0,0]
[2027,84,{"$f":"IF(LOADPROFILE=0.1,Results_10PoE!C1441,IF(LOADPROFILE=0.5,Results_50PoE!C1441,\"Invalid Load Profile %\"))","v":0},61.68181818181818,30.84090909090909,0,0,0,78.911652925222384,0,0,0,0,0,1.3789967323412733E-2,1.9159092397421627E-3,false,false,2.2386310589955737E-2,0,0,0,0,0,0]
[2027,85,{"$f":"IF(LOADPROFILE=0.1,Results_10PoE!C1442,IF(LOADPROFILE=0.5,Results_50PoE!C1442,\"Invalid Load Profile %\"))","v":0},61.68181818181818,30.84090909090909,0,0,0,79.911652925222384,0,0,0,0,0,1.3789967323412733E-2,1.9159092397421627E-3,false,false,2.2386310589955737E-2,0,0,0,0,0,0]
[2027,86,{"$f":"IF(LOADPROFILE=0.1,Results_10PoE!C1443,IF(LOADPROFILE=0.5,Results_50PoE!C1443,\"Invalid Load Profile %\"))","v":0},61.68181818181818,30.84090909090909,0,0,0,80.911652925222384,0,0,0,0,0,1.3789967323412733E-2,1.9159092397421627E-3,false,false,2.2386310589955737E-2,0,0,0,0,0,0]
[2027,87,{"$f":"IF(LOADPROFILE=0.1,Results_10PoE!C1444,IF(LOADPROFILE=0.5,Results_50PoE!C1444,\"Invalid Load Profile %\"))","v":0},61.68181818181818,30.84090909090909,0,0,0,81.911652925222384,0,0,0,0,0,1.3789967323412733E-2,1.9159092397421627E-3,false,false,2.2386310589955737E-2,0,0,0,0,0,0]
[2027,88,{"$f":"IF(LOADPROFILE=0.1,Results_10PoE!C1445,IF(LOADPROFILE=0.5,Results_50PoE!C1445,\"Invalid Load Profile %\"))","v":0},61.68181818181818,30.84090909090909,0,0,0,82.911652925222384,0,0,0,0,0,1.3789967323412733E-2,1.9159092397421627E-3,false,false,2.2386310589955737E-2,0,0,0,0,0,0]
[2027,89,{"$f":"IF(LOADPROFILE=0.1,Results_10PoE!C1446,IF(LOADPROFILE=0.5,Results_50PoE!C1446,\"Invalid Load Profile %\"))","v":0},61.68181818181818,30.84090909090909,0,0,0,83.911652925222384,0,0,0,0,0,1.3789967323412733E-2,1.9159092397421627E-3,false,false,2.2386310589955737E-2,0,0,0,0,0,0]
[2027,90,{"$f":"IF(LOADPROFILE=0.1,Results_10PoE!C1447,IF(LOADPROFILE=0.5,Results_50PoE!C1447,\"Invalid Load Profile %\"))","v":0},61.68181818181818,30.84090909090909,0,0,0,84.911652925222384,0,0,0,0,0,1.3789967323412733E-2,1.9159092397421627E-3,false,false,2.2386310589955737E-2,0,0,0,0,0,0]
[2027,91,{"$f":"IF(LOADPROFILE=0.1,Results_10PoE!C1448,IF(LOADPROFILE=0.5,Results_50PoE!C1448,\"Invalid Load Profile %\"))","v":0},61.68181818181818,30.84090909090909,0,0,0,85.911652925222384,0,0,0,0,0,1.3789967323412733E-2,1.9159092397421627E-3,false,false,2.2386310589955737E-2,0,0,0,0,0,0]
[2027,92,{"$f":"IF(LOADPROFILE=0.1,Results_10PoE!C1449,IF(LOADPROFILE=0.5,Results_50PoE!C1449,\"Invalid Load Profile %\"))","v":0},61.68181818181818,30.84090909090909,0,0,0,86.911652925222384,0,0,0,0,0,1.3789967323412733E-2,1.9159092397421627E-3,false,false,2.2386310589955737E-2,0,0,0,0,0,0]
[2027,93,{"$f":"IF(LOADPROFILE=0.1,Results_10PoE!C1450,IF(LOADPROFILE=0.5,Results_50PoE!C1450,\"Invalid Load Profile %\"))","v":0},61.68181818181818,30.84090909090909,0,0,0,87.911652925222384,0,0,0,0,0,1.3789967323412733E-2,1.9159092397421627E-3,false,false,2.2386310589955737E-2,0,0,0,0,0,0]
[2027,94,{"$f":"IF(LOADPROFILE=0.1,Results_10PoE!C1451,IF(LOADPROFILE=0.5,Results_50PoE!C1451,\"Invalid Load Profile %\"))","v":0},61.68181818181818,30.84090909090909,0,0,0,88.911652925222384,0,0,0,0,0,1.3789967323412733E-2,1.9159092397421627E-3,false,false,2.2386310589955737E-2,0,0,0,0,0,0]
[2027,95,{"$f":"IF(LOADPROFILE=0.1,Results_10PoE!C1452,IF(LOADPROFILE=0.5,Results_50PoE!C1452,\"Invalid Load Profile %\"))","v":0},61.68181818181818,30.84090909090909,0,0,0,89.911652925222384,0,0,0,0,0,1.3789967323412733E-2,1.9159092397421627E-3,false,false,2.2386310589955737E-2,0,0,0,0,0,0]
[2027,96,{"$f":"IF(LOADPROFILE=0.1,Results_10PoE!C1453,IF(LOADPROFILE=0.5,Results_50PoE!C1453,\"Invalid Load Profile %\"))","v":0},61.68181818181818,30.84090909090909,0,0,0,90.911652925222384,0,0,0,0,0,1.3789967323412733E-2,1.9159092397421627E-3,false,false,2.2386310589955737E-2,0,0,0,0,0,0]
[2027,97,{"$f":"IF(LOADPROFILE=0.1,Results_10PoE!C1454,IF(LOADPROFILE=0.5,Results_50PoE!C1454,\"Invalid Load Profile %\"))","v":0},61.68181818181818,30.84090909090909,0,0,0,91.911652925222384,0,0,0,0,0,1.3789967323412733E-2,1.9159092397421627E-3,false,false,2.2386310589955737E-2,0,0,0,0,0,0]
[2027,98,{"$f":"IF(LOADPROFILE=0.1,Results_10PoE!C1455,IF(LOADPROFILE=0.5,Results_50PoE!C1455,\"Invalid Load Profile %\"))","v":0},61.68181818181818,30.84090909090909,0,0,0,92.911652925222384,0,0,0,0,0,1.3789967323412733E-2,1.9159092397421627E-3,false,false,2.2386310589955737E-2,0,0,0,0,0,0]
[2027,99,{"$f":"IF(LOADPROFILE=0.1,Results_10PoE!C1456,IF(LOADPROFILE=0.5,Results_50PoE!C1456,\"Invalid Load Profile %\"))","v":0},61.68181818181818,30.84090909090909,0,0,0,93.911652925222384,0,0,0,0,0,1.3789967323412733E-2,1.9159092397421627E-3,false,false,2.2386310589955737E-2,0,0,0,0,0,0]
[2027,100,{"$f":"IF(LOADPROFILE=0.1,Results_10PoE!C1457,IF(LOADPROFILE=0.5,Results_50PoE!C1457,\"Invalid Load Profile %\"))","v":0},61.68181818181818,30.84090909090909,0,0,0,94.911652925222384,0,0,0,0,0,1.3789967323412733E-2,1.9159092397421627E-3,false,false,2.2386310589955737E-2,0,0,0,0,0,0]
[2027,101,{"$f":"IF(LOADPROFILE=0.1,Results_10PoE!C1458,IF(LOADPROFILE=0.5,Results_50PoE!C1458,\"Invalid Load Profile %\"))","v":0},61.68181818181818,30.84090909090909,0,0,0,95.911652925222384,0,0,0,0,0,1.3789967323412733E-2,1.9159092397421627E-3,false,false,2.2386310589955737E-2,0,0,0,0,0,0]
[2027,102,{"$f":"IF(LOADPROFILE=0.1,Results_10PoE!C1459,IF(LOADPROFILE=0.5,Results_50PoE!C1459,\"Invalid Load Profile %\"))","v":0},61.68181818181818,30.84090909090909,0,0,0,96.911652925222384,0,0,0,0,0,1.3789967323412733E-2,1.9159092397421627E-3,false,false,2.2386310589955737E-2,0,0,0,0,0,0]
[2027,103,{"$f":"IF(LOADPROFILE=0.1,Results_10PoE!C1460,IF(LOADPROFILE=0.5,Results_50PoE!C1460,\"Invalid Load Profile %\"))","v":0},61.68181818181818,30.84090909090909,0,0,0,97.911652925222384,0,0,0,0,0,1.3789967323412733E-2,1.9159092397421627E-3,false,false,2.2386310589955737E-2,0,0,0,0,0,0]
[2027,104,{"$f":"IF(LOADPROFILE=0.1,Results_10PoE!C1461,IF(LOADPROFILE=0.5,Results_50PoE!C1461,\"Invalid Load Profile %\"))","v":0},61.68181818181818,30.84090909090909,0,0,0,98.911652925222384,0,0,0,0,0,1.3789967323412733E-2,1.9159092397421627E-3,false,false,2.2386310589955737E-2,0,0,0,0,0,0]
[2027,105,{"$f":"IF(LOADPROFILE=0.1,Results_10PoE!C1462,IF(LOADPROFILE=0.5,Results_50PoE!C1462,\"Invalid Load Profile %\"))","v":0},61.68181818181818,30.84090909090909,0,0,0,99.911652925222384,0,0,0,0,0,1.3789967323412733E-2,1.9159092397421627E-3,false,false,2.2386310589955737E-2,0,0,0,0,0,0]
[2027,106,{"$f":"IF(LOADPROFILE=0.1,Results_10PoE!C1463,IF(LOADPROFILE=0.5,Results_50PoE!C1463,\"Invalid Load Profile %\"))","v":0},61.68181818181818,30.84090909090909,0,0,0,100.91165292522238,0,0,0,0,0,1.3789967323412733E-2,1.9159092397421627E-3,false,false,2.2386310589955737E-2,0,0,0,0,0,0]
[2027,107,{"$f":"IF(LOADPROFILE=0.1,Results_10PoE!C1464,IF(LOADPROFILE=0.5,Results_50PoE!C1464,\"Invalid Load Profile %\"))","v":0},61.68181818181818,30.84090909090909,0,0,0,101.91165292522238,0,0,0,0,0,1.3789967323412733E-2,1.9159092397421627E-3,false,false,2.2386310589955737E-2,0,0,0,0,0,0]
[2027,108,{"$f":"IF(LOADPROFILE=0.1,Results_10PoE!C1465,IF(LOADPROFILE=0.5,Results_50PoE!C1465,\"Invalid Load Profile %\"))","v":0},61.68181818181818,30.84090909090909,0,0,0,102.91165292522238,0,0,0,0,0,1.3789967323412733E-2,1.9159092397421627E-3,false,false,2.2386310589955737E-2,0,0,0,0,0,0]
[2027,109,{"$f":"IF(LOADPROFILE=0.1,Results_10PoE!C1466,IF(LOADPROFILE=0.5,Results_50PoE!C1466,\"Invalid Load Profile %\"))","v":0},61.68181818181818,30.84090909090909,0,0,0,103.91165292522238,0,0,0,0,0,1.3789967323412733E-2,1.9159092397421627E-3,false,false,2.2386310589955737E-2,0,0,0,0,0,0]
[2027,110,{"$f":"IF(LOADPROFILE=0.1,Results_10PoE!C1467,IF(LOADPROFILE=0.5,Results_50PoE!C1467,\"Invalid Load Profile %\"))","v":0},61.68181818181818,30.84090909090909,0,0,0,104.91165292522238,0,0,0,0,0,1.3789967323412733E-2,1.9159092397421627E-3,false,false,2.2386310589955737E-2,0,0,0,0,0,0]
[2027,111,{"$f":"IF(LOADPROFILE=0.1,Results_10PoE!C1468,IF(LOADPROFILE=0.5,Results_50PoE!C1468,\"Invalid Load Profile %\"))","v":0},61.68181818181818,30.84090909090909,0,0,0,105.91165292522238,0,0,0,0,0,1.3789967323412733E-2,1.9159092397421627E-3,false,false,2.2386310589955737E-2,0,0,0,0,0,0]
[2027,112,{"$f":"IF(LOADPROFILE=0.1,Results_10PoE!C1469,IF(LOADPROFILE=0.5,Results_50PoE!C1469,\"Invalid Load Profile %\"))","v":0},61.68181818181818,30.84090909090909,0,0,0,106.91165292522238,0,0,0,0,0,1.3789967323412733E-2,1.9159092397421627E-3,false,false,2.2386310589955737E-2,0,0,0,0,0,0]
[2027,113,{"$f":"IF(LOADPROFILE=0.1,Results_10PoE!C1470,IF(LOADPROFILE=0.5,Results_50PoE!C1470,\"Invalid Load Profile %\"))","v":0},61.68181818181818,30.84090909090909,0,0,0,107.91165292522238,0,0,0,0,0,1.3789967323412733E-2,1.9159092397421627E-3,false,false,2.2386310589955737E-2,0,0,0,0,0,0]
[2027,114,{"$f":"IF(LOADPROFILE=0.1,Results_10PoE!C1471,IF(LOADPROFILE=0.5,Results_50PoE!C1471,\"Invalid Load Profile %\"))","v":0},61.68181818181818,30.84090909090909,0,0,0,108.91165292522238,0,0,0,0,0,1.3789967323412733E-2,1.9159092397421627E-3,false,false,2.2386310589955737E-2,0,0,0,0,0,0]
[2027,115,{"$f":"IF(LOADPROFILE=0.1,Results_10PoE!C1472,IF(LOADPROFILE=0.5,Results_50PoE!C1472,\"Invalid Load Profile %\"))","v":0},61.68181818181818,30.84090909090909,0,0,0,109.91165292522238,0,0,0,0,0,1.3789967323412733E-2,1.9159092397421627E-3,false,false,2.2386310589955737E-2,0,0,0,0,0,0]
[2027,116,{"$f":"IF(LOADPROFILE=0.1,Results_10PoE!C1473,IF(LOADPROFILE=0.5,Results_50PoE!C1473,\"Invalid Load Profile %\"))","v":0},61.68181818181818,30.84090909090909,0,0,0,110.91165292522238,0,0,0,0,0,1.3789967323412733E-2,1.9159092397421627E-3,false,false,2.2386310589955737E-2,0,0,0,0,0,0]
[2027,117,{"$f":"IF(LOADPROFILE=0.1,Results_10PoE!C1474,IF(LOADPROFILE=0.5,Results_50PoE!C1474,\"Invalid Load Profile %\"))","v":0},61.68181818181818,30.84090909090909,0,0,0,111.91165292522238,0,0,0,0,0,1.3789967323412733E-2,1.9159092397421627E-3,false,false,2.2386310589955737E-2,0,0,0,0,0,0]
[2027,118,{"$f":"IF(LOADPROFILE=0.1,Results_10PoE!C1475,IF(LOADPROFILE=0.5,Results_50PoE!C1475,\"Invalid Load Profile %\"))","v":0},61.68181818181818,30.84090909090909,0,0,0,112.91165292522238,0,0,0,0,0,1.3789967323412733E-2,1.9159092397421627E-3,false,false,2.2386310589955737E-2,0,0,0,0,0,0]
[2027,119,{"$f":"IF(LOADPROFILE=0.1,Results_10PoE!C1476,IF(LOADPROFILE=0.5,Results_50PoE!C1476,\"Invalid Load Profile %\"))","v":0},61.68181818181818,30.84090909090909,0,0,0,113.91165292522238,0,0,0,0,0,1.3789967323412733E-2,1.9159092397421627E-3,false,false,2.2386310589955737E-2,0,0,0,0,0,0]
[2027,120,{"$f":"IF(LOADPROFILE=0.1,Results_10PoE!C1477,IF(LOADPROFILE=0.5,Results_50PoE!C1477,\"Invalid Load Profile %\"))","v":0},61.68181818181818,30.84090909090909,0,0,0,114.91165292522238,0,0,0,0,0,1.3789967323412733E-2,1.9159092397421627E-3,false,false,2.2386310589955737E-2,0,0,0,0,0,0]
[2027,121,{"$f":"IF(LOADPROFILE=0.1,Results_10PoE!C1478,IF(LOADPROFILE=0.5,Results_50PoE!C1478,\"Invalid Load Profile %\"))","v":0},61.68181818181818,30.84090909090909,0,0,0,115.91165292522238,0,0,0,0,0,1.3789967323412733E-2,1.9159092397421627E-3,false,false,2.2386310589955737E-2,0,0,0,0,0,0]
[2027,122,{"$f":"IF(LOADPROFILE=0.1,Results_10PoE!C1479,IF(LOADPROFILE=0.5,Results_50PoE!C1479,\"Invalid Load Profile %\"))","v":0},61.68181818181818,30.84090909090909,0,0,0,116.91165292522238,0,0,0,0,0,1.3789967323412733E-2,1.9159092397421627E-3,false,false,2.2386310589955737E-2,0,0,0,0,0,0]
[2027,123,{"$f":"IF(LOADPROFILE=0.1,Results_10PoE!C1480,IF(LOADPROFILE=0.5,Results_50PoE!C1480,\"Invalid Load Profile %\"))","v":0},61.68181818181818,30.84090909090909,0,0,0,117.91165292522238,0,0,0,0,0,1.3789967323412733E-2,1.9159092397421627E-3,false,false,2.2386310589955737E-2,0,0,0,0,0,0]
[2027,124,{"$f":"IF(LOADPROFILE=0.1,Results_10PoE!C1481,IF(LOADPROFILE=0.5,Results_50PoE!C1481,\"Invalid Load Profile %\"))","v":0},{"$f":"VLOOKUP($A1510,$Q$4:$AB$26,6,FALSE)","v":61.68181818181818},{"$f":"VLOOKUP($A1510,$Q$4:$AB$26,7,FALSE)","v":30.84090909090909},{"$f":"VLOOKUP($A1510,$Q$4:$AB$26,9,FALSE)","v":0},{"$f":"VLOOKUP($A1510,$Q$4:$AB$26,10,FALSE)","v":0},{"$f":"VLOOKUP($A1510,$Q$4:$AB$26,11,FALSE)","v":0},{"$f":"IF(B1510-VLOOKUP(A1510,$Q$4:$AB$26,12,FALSE)<0,0,B1510-VLOOKUP(A1510,$Q$4:$AB$26,12,FALSE))","v":118.91165292522238},{"$f":"IF(B1510=150,0,IF(IF($I1510>D1510,($I1510-D1510)*($C1510-$C1511),0)<0,0,IF($I1510>D1510,($I1510-D1510)*($C1510-$C1511),0)))*$Y$30","v":0},{"$f":"IF(C1510=150,0,IF(IF($I1510>E1510,($I1510-E1510)*($C1510-$C1511),0)<0,0,IF($I1510>E1510,($I1510-E1510)*($C1510-$C1511),0)))*$Y$30","v":0},{"$f":"IF(D1510=150,0,IF(IF($I1510>F1510,($I1510-F1510)*($C1510-$C1511),0)<0,0,IF($I1510>F1510,($I1510-F1510)*($C1510-$C1511),0)))*$Y$30","v":0},{"$f":"IF(E1510=150,0,IF(IF($I1510>G1510,($I1510-G1510)*($C1510-$C1511),0)<0,0,IF($I1510>G1510,($I1510-G1510)*($C1510-$C1511),0)))*$Y$30","v":0},{"$f":"IF(F1510=150,0,IF(IF($I1510>H1510,($I1510-H1510)*($C1510-$C1511),0)<0,0,IF($I1510>H1510,($I1510-H1510)*($C1510-$C1511),0)))*$Y$30","v":0},{"$f":"VLOOKUP($A1510, $Q$4:$BB$26,33,FALSE)","v":1.3789967323412733E-2},{"$f":"VLOOKUP($A1510, $Q$4:$BB$26,34,FALSE)","v":1.9159092397421627E-3},{"$f":"VLOOKUP($A1510, $Q$4:$BB$26,35,FALSE)","v":false},{"$f":"VLOOKUP($A1510, $Q$4:$BB$26,36,FALSE)","v":false},{"$f":"VLOOKUP($A1510, $Q$4:$BB$26,37,FALSE)","v":2.2386310589955737E-2},{"$f":"J1510*1000*($S$34/365)","v":0},{"$f":"O1510*K1510*1000*($T$34/365)","v":0},{"$f":"P1510*L1510*1000*($U$34/365)","v":0},{"$f":"Q1510*M1510*1000*($V$34/365)","v":0},{"$f":"R1510*N1510*1000*($W$34/365)","v":0},{"$f":"S1510*K1510*1000*($X$34/365)","v":0}]
[2027,125,{"$f":"IF(LOADPROFILE=0.1,Results_10PoE!C1482,IF(LOADPROFILE=0.5,Results_50PoE!C1482,\"Invalid Load Profile %\"))","v":0},61.68181818181818,30.84090909090909,0,0,0,119.91165292522238,0,0,0,0,0,1.3789967323412733E-2,1.9159092397421627E-3,false,false,2.2386310589955737E-2,0,0,0,0,0,0]
[2027,126,{"$f":"IF(LOADPROFILE=0.1,Results_10PoE!C1483,IF(LOADPROFILE=0.5,Results_50PoE!C1483,\"Invalid Load Profile %\"))","v":0},61.68181818181818,30.84090909090909,0,0,0,120.91165292522238,0,0,0,0,0,1.3789967323412733E-2,1.9159092397421627E-3,false,false,2.2386310589955737E-2,0,0,0,0,0,0]
[2027,127,{"$f":"IF(LOADPROFILE=0.1,Results_10PoE!C1484,IF(LOADPROFILE=0.5,Results_50PoE!C1484,\"Invalid Load Profile %\"))","v":0},61.68181818181818,30.84090909090909,0,0,0,121.91165292522238,0,0,0,0,0,1.3789967323412733E-2,1.9159092397421627E-3,false,false,2.2386310589955737E-2,0,0,0,0,0,0]
[2027,128,{"$f":"IF(LOADPROFILE=0.1,Results_10PoE!C1485,IF(LOADPROFILE=0.5,Results_50PoE!C1485,\"Invalid Load Profile %\"))","v":0},61.68181818181818,30.84090909090909,0,0,0,122.91165292522238,0,0,0,0,0,1.3789967323412733E-2,1.9159092397421627E-3,false,false,2.2386310589955737E-2,0,0,0,0,0,0]
[2027,129,{"$f":"IF(LOADPROFILE=0.1,Results_10PoE!C1486,IF(LOADPROFILE=0.5,Results_50PoE!C1486,\"Invalid Load Profile %\"))","v":0},61.68181818181818,30.84090909090909,0,0,0,123.91165292522238,0,0,0,0,0,1.3789967323412733E-2,1.9159092397421627E-3,false,false,2.2386310589955737E-2,0,0,0,0,0,0]
[2027,130,{"$f":"IF(LOADPROFILE=0.1,Results_10PoE!C1487,IF(LOADPROFILE=0.5,Results_50PoE!C1487,\"Invalid Load Profile %\"))","v":0},61.68181818181818,30.84090909090909,0,0,0,124.91165292522238,0,0,0,0,0,1.3789967323412733E-2,1.9159092397421627E-3,false,false,2.2386310589955737E-2,0,0,0,0,0,0]
[2027,131,{"$f":"IF(LOADPROFILE=0.1,Results_10PoE!C1488,IF(LOADPROFILE=0.5,Results_50PoE!C1488,\"Invalid Load Profile %\"))","v":0},61.68181818181818,30.84090909090909,0,0,0,125.91165292522238,0,0,0,0,0,1.3789967323412733E-2,1.9159092397421627E-3,false,false,2.2386310589955737E-2,0,0,0,0,0,0]
[2027,132,{"$f":"IF(LOADPROFILE=0.1,Results_10PoE!C1489,IF(LOADPROFILE=0.5,Results_50PoE!C1489,\"Invalid Load Profile %\"))","v":0},61.68181818181818,30.84090909090909,0,0,0,126.91165292522238,0,0,0,0,0,1.3789967323412733E-2,1.9159092397421627E-3,false,false,2.2386310589955737E-2,0,0,0,0,0,0]
[2027,133,{"$f":"IF(LOADPROFILE=0.1,Results_10PoE!C1490,IF(LOADPROFILE=0.5,Results_50PoE!C1490,\"Invalid Load Profile %\"))","v":0},61.68181818181818,30.84090909090909,0,0,0,127.91165292522238,0,0,0,0,0,1.3789967323412733E-2,1.9159092397421627E-3,false,false,2.2386310589955737E-2,0,0,0,0,0,0]
[2027,134,{"$f":"IF(LOADPROFILE=0.1,Results_10PoE!C1491,IF(LOADPROFILE=0.5,Results_50PoE!C1491,\"Invalid Load Profile %\"))","v":0},61.68181818181818,30.84090909090909,0,0,0,128.9116529252224,0,0,0,0,0,1.3789967323412733E-2,1.9159092397421627E-3,false,false,2.2386310589955737E-2,0,0,0,0,0,0]
[2027,135,{"$f":"IF(LOADPROFILE=0.1,Results_10PoE!C1492,IF(LOADPROFILE=0.5,Results_50PoE!C1492,\"Invalid Load Profile %\"))","v":0},61.68181818181818,30.84090909090909,0,0,0,129.9116529252224,0,0,0,0,0,1.3789967323412733E-2,1.9159092397421627E-3,false,false,2.2386310589955737E-2,0,0,0,0,0,0]
[2027,136,{"$f":"IF(LOADPROFILE=0.1,Results_10PoE!C1493,IF(LOADPROFILE=0.5,Results_50PoE!C1493,\"Invalid Load Profile %\"))","v":0},61.68181818181818,30.84090909090909,0,0,0,130.9116529252224,0,0,0,0,0,1.3789967323412733E-2,1.9159092397421627E-3,false,false,2.2386310589955737E-2,0,0,0,0,0,0]
[2027,137,{"$f":"IF(LOADPROFILE=0.1,Results_10PoE!C1494,IF(LOADPROFILE=0.5,Results_50PoE!C1494,\"Invalid Load Profile %\"))","v":0},61.68181818181818,30.84090909090909,0,0,0,131.9116529252224,0,0,0,0,0,1.3789967323412733E-2,1.9159092397421627E-3,false,false,2.2386310589955737E-2,0,0,0,0,0,0]
[2027,138,{"$f":"IF(LOADPROFILE=0.1,Results_10PoE!C1495,IF(LOADPROFILE=0.5,Results_50PoE!C1495,\"Invalid Load Profile %\"))","v":0},61.68181818181818,30.84090909090909,0,0,0,132.9116529252224,0,0,0,0,0,1.3789967323412733E-2,1.9159092397421627E-3,false,false,2.2386310589955737E-2,0,0,0,0,0,0]
[2027,139,{"$f":"IF(LOADPROFILE=0.1,Results_10PoE!C1496,IF(LOADPROFILE=0.5,Results_50PoE!C1496,\"Invalid Load Profile %\"))","v":0},61.68181818181818,30.84090909090909,0,0,0,133.9116529252224,0,0,0,0,0,1.3789967323412733E-2,1.9159092397421627E-3,false,false,2.2386310589955737E-2,0,0,0,0,0,0]
[2027,140,{"$f":"IF(LOADPROFILE=0.1,Results_10PoE!C1497,IF(LOADPROFILE=0.5,Results_50PoE!C1497,\"Invalid Load Profile %\"))","v":0},61.68181818181818,30.84090909090909,0,0,0,134.9116529252224,0,0,0,0,0,1.3789967323412733E-2,1.9159092397421627E-3,false,false,2.2386310589955737E-2,0,0,0,0,0,0]
[2027,141,{"$f":"IF(LOADPROFILE=0.1,Results_10PoE!C1498,IF(LOADPROFILE=0.5,Results_50PoE!C1498,\"Invalid Load Profile %\"))","v":0},61.68181818181818,30.84090909090909,0,0,0,135.9116529252224,0,0,0,0,0,1.3789967323412733E-2,1.9159092397421627E-3,false,false,2.2386310589955737E-2,0,0,0,0,0,0]
[2027,142,{"$f":"IF(LOADPROFILE=0.1,Results_10PoE!C1499,IF(LOADPROFILE=0.5,Results_50PoE!C1499,\"Invalid Load Profile %\"))","v":0},61.68181818181818,30.84090909090909,0,0,0,136.9116529252224,0,0,0,0,0,1.3789967323412733E-2,1.9159092397421627E-3,false,false,2.2386310589955737E-2,0,0,0,0,0,0]
[2027,143,{"$f":"IF(LOADPROFILE=0.1,Results_10PoE!C1500,IF(LOADPROFILE=0.5,Results_50PoE!C1500,\"Invalid Load Profile %\"))","v":0},61.68181818181818,30.84090909090909,0,0,0,137.9116529252224,0,0,0,0,0,1.3789967323412733E-2,1.9159092397421627E-3,false,false,2.2386310589955737E-2,0,0,0,0,0,0]
[2027,144,{"$f":"IF(LOADPROFILE=0.1,Results_10PoE!C1501,IF(LOADPROFILE=0.5,Results_50PoE!C1501,\"Invalid Load Profile %\"))","v":0},61.68181818181818,30.84090909090909,0,0,0,138.9116529252224,0,0,0,0,0,1.3789967323412733E-2,1.9159092397421627E-3,false,false,2.2386310589955737E-2,0,0,0,0,0,0]
[2027,145,{"$f":"IF(LOADPROFILE=0.1,Results_10PoE!C1502,IF(LOADPROFILE=0.5,Results_50PoE!C1502,\"Invalid Load Profile %\"))","v":0},61.68181818181818,30.84090909090909,0,0,0,139.9116529252224,0,0,0,0,0,1.3789967323412733E-2,1.9159092397421627E-3,false,false,2.2386310589955737E-2,0,0,0,0,0,0]
[2027,146,{"$f":"IF(LOADPROFILE=0.1,Results_10PoE!C1503,IF(LOADPROFILE=0.5,Results_50PoE!C1503,\"Invalid Load Profile %\"))","v":0},61.68181818181818,30.84090909090909,0,0,0,140.9116529252224,0,0,0,0,0,1.3789967323412733E-2,1.9159092397421627E-3,false,false,2.2386310589955737E-2,0,0,0,0,0,0]
[2027,147,{"$f":"IF(LOADPROFILE=0.1,Results_10PoE!C1504,IF(LOADPROFILE=0.5,Results_50PoE!C1504,\"Invalid Load Profile %\"))","v":0},61.68181818181818,30.84090909090909,0,0,0,141.9116529252224,0,0,0,0,0,1.3789967323412733E-2,1.9159092397421627E-3,false,false,2.2386310589955737E-2,0,0,0,0,0,0]
[2027,148,{"$f":"IF(LOADPROFILE=0.1,Results_10PoE!C1505,IF(LOADPROFILE=0.5,Results_50PoE!C1505,\"Invalid Load Profile %\"))","v":0},61.68181818181818,30.84090909090909,0,0,0,142.9116529252224,0,0,0,0,0,1.3789967323412733E-2,1.9159092397421627E-3,false,false,2.2386310589955737E-2,0,0,0,0,0,0]
[2027,149,{"$f":"IF(LOADPROFILE=0.1,Results_10PoE!C1506,IF(LOADPROFILE=0.5,Results_50PoE!C1506,\"Invalid Load Profile %\"))","v":0},61.68181818181818,30.84090909090909,0,0,0,143.9116529252224,0,0,0,0,0,1.3789967323412733E-2,1.9159092397421627E-3,false,false,2.2386310589955737E-2,0,0,0,0,0,0]
[2027,150,{"$f":"IF(LOADPROFILE=0.1,Results_10PoE!C1507,IF(LOADPROFILE=0.5,Results_50PoE!C1507,\"Invalid Load Profile %\"))","v":0},61.68181818181818,30.84090909090909,0,0,0,144.9116529252224,0,0,0,0,0,1.3789967323412733E-2,1.9159092397421627E-3,false,false,2.2386310589955737E-2,0,0,0,0,0,0]
[2028,1,{"$f":"IF(LOADPROFILE=0.1,Results_10PoE!C1508,IF(LOADPROFILE=0.5,Results_50PoE!C1508,\"Invalid Load Profile %\"))","v":8760},61.68181818181818,30.84090909090909,0,0,0,0,0,0,0,0,0,1.4339813125105287E-2,1.9937723046667961E-3,false,false,2.3278917410885204E-2,0,0,0,0,0,0]
[2028,2,{"$f":"IF(LOADPROFILE=0.1,Results_10PoE!C1509,IF(LOADPROFILE=0.5,Results_50PoE!C1509,\"Invalid Load Profile %\"))","v":8760},61.68181818181818,30.84090909090909,0,0,0,0,0,0,0,0,0,1.4339813125105287E-2,1.9937723046667961E-3,false,false,2.3278917410885204E-2,0,0,0,0,0,0]
[2028,3,{"$f":"IF(LOADPROFILE=0.1,Results_10PoE!C1510,IF(LOADPROFILE=0.5,Results_50PoE!C1510,\"Invalid Load Profile %\"))","v":8760},61.68181818181818,30.84090909090909,0,0,0,0,0,0,0,0,0,1.4339813125105287E-2,1.9937723046667961E-3,false,false,2.3278917410885204E-2,0,0,0,0,0,0]
[2028,4,{"$f":"IF(LOADPROFILE=0.1,Results_10PoE!C1511,IF(LOADPROFILE=0.5,Results_50PoE!C1511,\"Invalid Load Profile %\"))","v":8752},61.68181818181818,30.84090909090909,0,0,0,0,0,0,0,0,0,1.4339813125105287E-2,1.9937723046667961E-3,false,false,2.3278917410885204E-2,0,0,0,0,0,0]
[2028,5,{"$f":"IF(LOADPROFILE=0.1,Results_10PoE!C1512,IF(LOADPROFILE=0.5,Results_50PoE!C1512,\"Invalid Load Profile %\"))","v":8564},61.68181818181818,30.84090909090909,0,0,0,0,0,0,0,0,0,1.4339813125105287E-2,1.9937723046667961E-3,false,false,2.3278917410885204E-2,0,0,0,0,0,0]
[2028,6,{"$f":"IF(LOADPROFILE=0.1,Results_10PoE!C1513,IF(LOADPROFILE=0.5,Results_50PoE!C1513,\"Invalid Load Profile %\"))","v":7839},61.68181818181818,30.84090909090909,0,0,0,0.92681693979495527,0,0,1081.3381563139419,1081.3381563139419,1081.3381563139419,1.4339813125105287E-2,1.9937723046667961E-3,false,false,2.3278917410885204E-2,0,0,718.25357663957288,0,0,0]
[2028,7,{"$f":"IF(LOADPROFILE=0.1,Results_10PoE!C1514,IF(LOADPROFILE=0.5,Results_50PoE!C1514,\"Invalid Load Profile %\"))","v":6662},61.68181818181818,30.84090909090909,0,0,0,1.9268169397949553,0,0,2211.7707851450532,2211.7707851450532,2211.7707851450532,1.4339813125105287E-2,1.9937723046667961E-3,false,false,2.3278917410885204E-2,0,0,1469.1170082748229,0,0,0]
[2028,8,{"$f":"IF(LOADPROFILE=0.1,Results_10PoE!C1515,IF(LOADPROFILE=0.5,Results_50PoE!C1515,\"Invalid Load Profile %\"))","v":5504},61.68181818181818,30.84090909090909,0,0,0,2.9268169397949553,0,0,2059.8946552490206,2059.8946552490206,2059.8946552490206,1.4339813125105287E-2,1.9937723046667961E-3,false,false,2.3278917410885204E-2,0,0,1368.2368415415488,0,0,0]
[2028,9,{"$f":"IF(LOADPROFILE=0.1,Results_10PoE!C1516,IF(LOADPROFILE=0.5,Results_50PoE!C1516,\"Invalid Load Profile %\"))","v":4794},61.68181818181818,30.84090909090909,0,0,0,3.9268169397949553,0,0,2787.0501290450752,2787.0501290450752,2787.0501290450752,1.4339813125105287E-2,1.9937723046667961E-3,false,false,2.3278917410885204E-2,0,0,1851.2328560421474,0,0,0]
[2028,10,{"$f":"IF(LOADPROFILE=0.1,Results_10PoE!C1517,IF(LOADPROFILE=0.5,Results_50PoE!C1517,\"Invalid Load Profile %\"))","v":4078},61.68181818181818,30.84090909090909,0,0,0,4.9268169397949553,0,0,4073.0859879051877,4073.0859879051877,4073.0859879051877,1.4339813125105287E-2,1.9937723046667961E-3,false,false,2.3278917410885204E-2,0,0,2705.4520934930138,0,0,0]
[2028,11,{"$f":"IF(LOADPROFILE=0.1,Results_10PoE!C1518,IF(LOADPROFILE=0.5,Results_50PoE!C1518,\"Invalid Load Profile %\"))","v":3244},61.68181818181818,30.84090909090909,0,0,0,5.9268169397949553,0,0,3472.1629327104879,3472.1629327104879,3472.1629327104879,1.4339813125105287E-2,1.9937723046667961E-3,false,false,2.3278917410885204E-2,0,0,2306.3030103328861,0,0,0]
[2028,12,{"$f":"IF(LOADPROFILE=0.1,Results_10PoE!C1519,IF(LOADPROFILE=0.5,Results_50PoE!C1519,\"Invalid Load Profile %\"))","v":2653},61.68181818181818,30.84090909090909,0,0,0,6.9268169397949553,0,0,4778.9672246461778,4778.9672246461778,4778.9672246461778,1.4339813125105287E-2,1.9937723046667961E-3,false,false,2.3278917410885204E-2,0,0,3174.3171936576518,0,0,0]
[2028,13,{"$f":"IF(LOADPROFILE=0.1,Results_10PoE!C1520,IF(LOADPROFILE=0.5,Results_50PoE!C1520,\"Invalid Load Profile %\"))","v":1957},61.68181818181818,30.84090909090909,0,0,0,7.9268169397949553,0,0,7346.8562381399606,7346.8562381399606,7346.8562381399606,1.4339813125105287E-2,1.9937723046667961E-3,false,false,2.3278917410885204E-2,0,0,4879.9774051150353,0,0,0]
[2028,14,{"$f":"IF(LOADPROFILE=0.1,Results_10PoE!C1521,IF(LOADPROFILE=0.5,Results_50PoE!C1521,\"Invalid Load Profile %\"))","v":1022},61.68181818181818,30.84090909090909,0,0,0,8.9268169397949553,0,0,5318.1698423327134,5318.1698423327134,5318.1698423327134,1.4339813125105287E-2,1.9937723046667961E-3,false,false,2.3278917410885204E-2,0,0,3532.4699199120791,0,0,0]
[2028,15,{"$f":"IF(LOADPROFILE=0.1,Results_10PoE!C1522,IF(LOADPROFILE=0.5,Results_50PoE!C1522,\"Invalid Load Profile %\"))","v":421},61.68181818181818,30.84090909090909,0,0,0,9.9268169397949553,0,0,2341.9524454563848,2341.9524454563848,2341.9524454563848,1.4339813125105287E-2,1.9937723046667961E-3,false,false,2.3278917410885204E-2,0,0,1555.5871310440273,0,0,0]
[2028,16,{"$f":"IF(LOADPROFILE=0.1,Results_10PoE!C1523,IF(LOADPROFILE=0.5,Results_50PoE!C1523,\"Invalid Load Profile %\"))","v":183},61.68181818181818,30.84090909090909,0,0,0,10.926816939794955,0,0,1083.1404360822919,1083.1404360822919,1083.1404360822919,1.4339813125105287E-2,1.9937723046667961E-3,false,false,2.3278917410885204E-2,0,0,719.45069881838833,0,0,0]
[2028,17,{"$f":"IF(LOADPROFILE=0.1,Results_10PoE!C1524,IF(LOADPROFILE=0.5,Results_50PoE!C1524,\"Invalid Load Profile %\"))","v":83},61.68181818181818,30.84090909090909,0,0,0,11.926816939794955,0,0,591.13361980994227,591.13361980994227,591.13361980994227,1.4339813125105287E-2,1.9937723046667961E-3,false,false,2.3278917410885204E-2,0,0,392.64667969149184,0,0,0]
[2028,18,{"$f":"IF(LOADPROFILE=0.1,Results_10PoE!C1525,IF(LOADPROFILE=0.5,Results_50PoE!C1525,\"Invalid Load Profile %\"))","v":33},61.68181818181818,30.84090909090909,0,0,0,12.926816939794955,0,0,281.90668949464492,281.90668949464492,281.90668949464492,1.4339813125105287E-2,1.9937723046667961E-3,false,false,2.3278917410885204E-2,0,0,187.24992438846732,0,0,0]
[2028,19,{"$f":"IF(LOADPROFILE=0.1,Results_10PoE!C1526,IF(LOADPROFILE=0.5,Results_50PoE!C1526,\"Invalid Load Profile %\"))","v":11},61.68181818181818,30.84090909090909,0,0,0,13.926816939794955,0,0,96.63645926865486,96.63645926865486,96.63645926865486,1.4339813125105287E-2,1.9937723046667961E-3,false,false,2.3278917410885204E-2,0,0,64.188507635852176,0,0,0]
[2028,20,{"$f":"IF(LOADPROFILE=0.1,Results_10PoE!C1527,IF(LOADPROFILE=0.5,Results_50PoE!C1527,\"Invalid Load Profile %\"))","v":4},61.68181818181818,30.84090909090909,0,0,0,14.926816939794955,0,0,44.389429506979859,44.389429506979859,44.389429506979859,1.4339813125105287E-2,1.9937723046667961E-3,false,false,2.3278917410885204E-2,0,0,29.484640232303075,0,0,0]
[2028,21,{"$f":"IF(LOADPROFILE=0.1,Results_10PoE!C1528,IF(LOADPROFILE=0.5,Results_50PoE!C1528,\"Invalid Load Profile %\"))","v":1},61.68181818181818,30.84090909090909,0,0,0,15.926816939794955,0,0,15.787744537702544,15.787744537702544,15.787744537702544,1.4339813125105287E-2,1.9937723046667961E-3,false,false,2.3278917410885204E-2,0,0,10.486640016413643,0,0,0]
[2028,22,{"$f":"IF(LOADPROFILE=0.1,Results_10PoE!C1529,IF(LOADPROFILE=0.5,Results_50PoE!C1529,\"Invalid Load Profile %\"))","v":0},61.68181818181818,30.84090909090909,0,0,0,16.926816939794953,0,0,0,0,0,1.4339813125105287E-2,1.9937723046667961E-3,false,false,2.3278917410885204E-2,0,0,0,0,0,0]
[2028,23,{"$f":"IF(LOADPROFILE=0.1,Results_10PoE!C1530,IF(LOADPROFILE=0.5,Results_50PoE!C1530,\"Invalid Load Profile %\"))","v":0},61.68181818181818,30.84090909090909,0,0,0,17.926816939794953,0,0,0,0,0,1.4339813125105287E-2,1.9937723046667961E-3,false,false,2.3278917410885204E-2,0,0,0,0,0,0]
[2028,24,{"$f":"IF(LOADPROFILE=0.1,Results_10PoE!C1531,IF(LOADPROFILE=0.5,Results_50PoE!C1531,\"Invalid Load Profile %\"))","v":0},61.68181818181818,30.84090909090909,0,0,0,18.926816939794953,0,0,0,0,0,1.4339813125105287E-2,1.9937723046667961E-3,false,false,2.3278917410885204E-2,0,0,0,0,0,0]
[2028,25,{"$f":"IF(LOADPROFILE=0.1,Results_10PoE!C1532,IF(LOADPROFILE=0.5,Results_50PoE!C1532,\"Invalid Load Profile %\"))","v":0},61.68181818181818,30.84090909090909,0,0,0,19.926816939794953,0,0,0,0,0,1.4339813125105287E-2,1.9937723046667961E-3,false,false,2.3278917410885204E-2,0,0,0,0,0,0]
[2028,26,{"$f":"IF(LOADPROFILE=0.1,Results_10PoE!C1533,IF(LOADPROFILE=0.5,Results_50PoE!C1533,\"Invalid Load Profile %\"))","v":0},61.68181818181818,30.84090909090909,0,0,0,20.926816939794953,0,0,0,0,0,1.4339813125105287E-2,1.9937723046667961E-3,false,false,2.3278917410885204E-2,0,0,0,0,0,0]
[2028,27,{"$f":"IF(LOADPROFILE=0.1,Results_10PoE!C1534,IF(LOADPROFILE=0.5,Results_50PoE!C1534,\"Invalid Load Profile %\"))","v":0},61.68181818181818,30.84090909090909,0,0,0,21.926816939794953,0,0,0,0,0,1.4339813125105287E-2,1.9937723046667961E-3,false,false,2.3278917410885204E-2,0,0,0,0,0,0]
[2028,28,{"$f":"IF(LOADPROFILE=0.1,Results_10PoE!C1535,IF(LOADPROFILE=0.5,Results_50PoE!C1535,\"Invalid Load Profile %\"))","v":0},61.68181818181818,30.84090909090909,0,0,0,22.926816939794953,0,0,0,0,0,1.4339813125105287E-2,1.9937723046667961E-3,false,false,2.3278917410885204E-2,0,0,0,0,0,0]
[2028,29,{"$f":"IF(LOADPROFILE=0.1,Results_10PoE!C1536,IF(LOADPROFILE=0.5,Results_50PoE!C1536,\"Invalid Load Profile %\"))","v":0},61.68181818181818,30.84090909090909,0,0,0,23.926816939794953,0,0,0,0,0,1.4339813125105287E-2,1.9937723046667961E-3,false,false,2.3278917410885204E-2,0,0,0,0,0,0]
[2028,30,{"$f":"IF(LOADPROFILE=0.1,Results_10PoE!C1537,IF(LOADPROFILE=0.5,Results_50PoE!C1537,\"Invalid Load Profile %\"))","v":0},61.68181818181818,30.84090909090909,0,0,0,24.926816939794953,0,0,0,0,0,1.4339813125105287E-2,1.9937723046667961E-3,false,false,2.3278917410885204E-2,0,0,0,0,0,0]
[2028,31,{"$f":"IF(LOADPROFILE=0.1,Results_10PoE!C1538,IF(LOADPROFILE=0.5,Results_50PoE!C1538,\"Invalid Load Profile %\"))","v":0},61.68181818181818,30.84090909090909,0,0,0,25.926816939794953,0,0,0,0,0,1.4339813125105287E-2,1.9937723046667961E-3,false,false,2.3278917410885204E-2,0,0,0,0,0,0]
[2028,32,{"$f":"IF(LOADPROFILE=0.1,Results_10PoE!C1539,IF(LOADPROFILE=0.5,Results_50PoE!C1539,\"Invalid Load Profile %\"))","v":0},61.68181818181818,30.84090909090909,0,0,0,26.926816939794953,0,0,0,0,0,1.4339813125105287E-2,1.9937723046667961E-3,false,false,2.3278917410885204E-2,0,0,0,0,0,0]
[2028,33,{"$f":"IF(LOADPROFILE=0.1,Results_10PoE!C1540,IF(LOADPROFILE=0.5,Results_50PoE!C1540,\"Invalid Load Profile %\"))","v":0},61.68181818181818,30.84090909090909,0,0,0,27.926816939794953,0,0,0,0,0,1.4339813125105287E-2,1.9937723046667961E-3,false,false,2.3278917410885204E-2,0,0,0,0,0,0]
[2028,34,{"$f":"IF(LOADPROFILE=0.1,Results_10PoE!C1541,IF(LOADPROFILE=0.5,Results_50PoE!C1541,\"Invalid Load Profile %\"))","v":0},61.68181818181818,30.84090909090909,0,0,0,28.926816939794953,0,0,0,0,0,1.4339813125105287E-2,1.9937723046667961E-3,false,false,2.3278917410885204E-2,0,0,0,0,0,0]
[2028,35,{"$f":"IF(LOADPROFILE=0.1,Results_10PoE!C1542,IF(LOADPROFILE=0.5,Results_50PoE!C1542,\"Invalid Load Profile %\"))","v":0},61.68181818181818,30.84090909090909,0,0,0,29.926816939794953,0,0,0,0,0,1.4339813125105287E-2,1.9937723046667961E-3,false,false,2.3278917410885204E-2,0,0,0,0,0,0]
[2028,36,{"$f":"IF(LOADPROFILE=0.1,Results_10PoE!C1543,IF(LOADPROFILE=0.5,Results_50PoE!C1543,\"Invalid Load Profile %\"))","v":0},61.68181818181818,30.84090909090909,0,0,0,30.926816939794953,0,0,0,0,0,1.4339813125105287E-2,1.9937723046667961E-3,false,false,2.3278917410885204E-2,0,0,0,0,0,0]
[2028,37,{"$f":"IF(LOADPROFILE=0.1,Results_10PoE!C1544,IF(LOADPROFILE=0.5,Results_50PoE!C1544,\"Invalid Load Profile %\"))","v":0},61.68181818181818,30.84090909090909,0,0,0,31.926816939794953,0,0,0,0,0,1.4339813125105287E-2,1.9937723046667961E-3,false,false,2.3278917410885204E-2,0,0,0,0,0,0]
[2028,38,{"$f":"IF(LOADPROFILE=0.1,Results_10PoE!C1545,IF(LOADPROFILE=0.5,Results_50PoE!C1545,\"Invalid Load Profile %\"))","v":0},{"$f":"VLOOKUP($A1574,$Q$4:$AB$26,6,FALSE)","v":61.68181818181818},{"$f":"VLOOKUP($A1574,$Q$4:$AB$26,7,FALSE)","v":30.84090909090909},{"$f":"VLOOKUP($A1574,$Q$4:$AB$26,9,FALSE)","v":0},{"$f":"VLOOKUP($A1574,$Q$4:$AB$26,10,FALSE)","v":0},{"$f":"VLOOKUP($A1574,$Q$4:$AB$26,11,FALSE)","v":0},{"$f":"IF(B1574-VLOOKUP(A1574,$Q$4:$AB$26,12,FALSE)<0,0,B1574-VLOOKUP(A1574,$Q$4:$AB$26,12,FALSE))","v":32.926816939794953},{"$f":"IF(B1574=150,0,IF(IF($I1574>D1574,($I1574-D1574)*($C1574-$C1575),0)<0,0,IF($I1574>D1574,($I1574-D1574)*($C1574-$C1575),0)))*$Y$30","v":0},{"$f":"IF(C1574=150,0,IF(IF($I1574>E1574,($I1574-E1574)*($C1574-$C1575),0)<0,0,IF($I1574>E1574,($I1574-E1574)*($C1574-$C1575),0)))*$Y$30","v":0},{"$f":"IF(D1574=150,0,IF(IF($I1574>F1574,($I1574-F1574)*($C1574-$C1575),0)<0,0,IF($I1574>F1574,($I1574-F1574)*($C1574-$C1575),0)))*$Y$30","v":0},{"$f":"IF(E1574=150,0,IF(IF($I1574>G1574,($I1574-G1574)*($C1574-$C1575),0)<0,0,IF($I1574>G1574,($I1574-G1574)*($C1574-$C1575),0)))*$Y$30","v":0},{"$f":"IF(F1574=150,0,IF(IF($I1574>H1574,($I1574-H1574)*($C1574-$C1575),0)<0,0,IF($I1574>H1574,($I1574-H1574)*($C1574-$C1575),0)))*$Y$30","v":0},{"$f":"VLOOKUP($A1574, $Q$4:$BB$26,33,FALSE)","v":1.4339813125105287E-2},{"$f":"VLOOKUP($A1574, $Q$4:$BB$26,34,FALSE)","v":1.9937723046667961E-3},{"$f":"VLOOKUP($A1574, $Q$4:$BB$26,35,FALSE)","v":false},{"$f":"VLOOKUP($A1574, $Q$4:$BB$26,36,FALSE)","v":false},{"$f":"VLOOKUP($A1574, $Q$4:$BB$26,37,FALSE)","v":2.3278917410885204E-2},{"$f":"J1574*1000*($S$34/365)","v":0},{"$f":"O1574*K1574*1000*($T$34/365)","v":0},{"$f":"P1574*L1574*1000*($U$34/365)","v":0},{"$f":"Q1574*M1574*1000*($V$34/365)","v":0},{"$f":"R1574*N1574*1000*($W$34/365)","v":0},{"$f":"S1574*K1574*1000*($X$34/365)","v":0}]
[2028,39,{"$f":"IF(LOADPROFILE=0.1,Results_10PoE!C1546,IF(LOADPROFILE=0.5,Results_50PoE!C1546,\"Invalid Load Profile %\"))","v":0},61.68181818181818,30.84090909090909,0,0,0,33.926816939794953,0,0,0,0,0,1.4339813125105287E-2,1.9937723046667961E-3,false,false,2.3278917410885204E-2,0,0,0,0,0,0]
[2028,40,{"$f":"IF(LOADPROFILE=0.1,Results_10PoE!C1547,IF(LOADPROFILE=0.5,Results_50PoE!C1547,\"Invalid Load Profile %\"))","v":0},61.68181818181818,30.84090909090909,0,0,0,34.926816939794953,0,0,0,0,0,1.4339813125105287E-2,1.9937723046667961E-3,false,false,2.3278917410885204E-2,0,0,0,0,0,0]
[2028,41,{"$f":"IF(LOADPROFILE=0.1,Results_10PoE!C1548,IF(LOADPROFILE=0.5,Results_50PoE!C1548,\"Invalid Load Profile %\"))","v":0},61.68181818181818,30.84090909090909,0,0,0,35.926816939794953,0,0,0,0,0,1.4339813125105287E-2,1.9937723046667961E-3,false,false,2.3278917410885204E-2,0,0,0,0,0,0]
[2028,42,{"$f":"IF(LOADPROFILE=0.1,Results_10PoE!C1549,IF(LOADPROFILE=0.5,Results_50PoE!C1549,\"Invalid Load Profile %\"))","v":0},61.68181818181818,30.84090909090909,0,0,0,36.926816939794953,0,0,0,0,0,1.4339813125105287E-2,1.9937723046667961E-3,false,false,2.3278917410885204E-2,0,0,0,0,0,0]
[2028,43,{"$f":"IF(LOADPROFILE=0.1,Results_10PoE!C1550,IF(LOADPROFILE=0.5,Results_50PoE!C1550,\"Invalid Load Profile %\"))","v":0},61.68181818181818,30.84090909090909,0,0,0,37.926816939794953,0,0,0,0,0,1.4339813125105287E-2,1.9937723046667961E-3,false,false,2.3278917410885204E-2,0,0,0,0,0,0]
[2028,44,{"$f":"IF(LOADPROFILE=0.1,Results_10PoE!C1551,IF(LOADPROFILE=0.5,Results_50PoE!C1551,\"Invalid Load Profile %\"))","v":0},61.68181818181818,30.84090909090909,0,0,0,38.926816939794953,0,0,0,0,0,1.4339813125105287E-2,1.9937723046667961E-3,false,false,2.3278917410885204E-2,0,0,0,0,0,0]
[2028,45,{"$f":"IF(LOADPROFILE=0.1,Results_10PoE!C1552,IF(LOADPROFILE=0.5,Results_50PoE!C1552,\"Invalid Load Profile %\"))","v":0},61.68181818181818,30.84090909090909,0,0,0,39.926816939794953,0,0,0,0,0,1.4339813125105287E-2,1.9937723046667961E-3,false,false,2.3278917410885204E-2,0,0,0,0,0,0]
[2028,46,{"$f":"IF(LOADPROFILE=0.1,Results_10PoE!C1553,IF(LOADPROFILE=0.5,Results_50PoE!C1553,\"Invalid Load Profile %\"))","v":0},61.68181818181818,30.84090909090909,0,0,0,40.926816939794953,0,0,0,0,0,1.4339813125105287E-2,1.9937723046667961E-3,false,false,2.3278917410885204E-2,0,0,0,0,0,0]
[2028,47,{"$f":"IF(LOADPROFILE=0.1,Results_10PoE!C1554,IF(LOADPROFILE=0.5,Results_50PoE!C1554,\"Invalid Load Profile %\"))","v":0},61.68181818181818,30.84090909090909,0,0,0,41.926816939794953,0,0,0,0,0,1.4339813125105287E-2,1.9937723046667961E-3,false,false,2.3278917410885204E-2,0,0,0,0,0,0]
[2028,48,{"$f":"IF(LOADPROFILE=0.1,Results_10PoE!C1555,IF(LOADPROFILE=0.5,Results_50PoE!C1555,\"Invalid Load Profile %\"))","v":0},61.68181818181818,30.84090909090909,0,0,0,42.926816939794953,0,0,0,0,0,1.4339813125105287E-2,1.9937723046667961E-3,false,false,2.3278917410885204E-2,0,0,0,0,0,0]
[2028,49,{"$f":"IF(LOADPROFILE=0.1,Results_10PoE!C1556,IF(LOADPROFILE=0.5,Results_50PoE!C1556,\"Invalid Load Profile %\"))","v":0},61.68181818181818,30.84090909090909,0,0,0,43.926816939794953,0,0,0,0,0,1.4339813125105287E-2,1.9937723046667961E-3,false,false,2.3278917410885204E-2,0,0,0,0,0,0]
[2028,50,{"$f":"IF(LOADPROFILE=0.1,Results_10PoE!C1557,IF(LOADPROFILE=0.5,Results_50PoE!C1557,\"Invalid Load Profile %\"))","v":0},61.68181818181818,30.84090909090909,0,0,0,44.926816939794953,0,0,0,0,0,1.4339813125105287E-2,1.9937723046667961E-3,false,false,2.3278917410885204E-2,0,0,0,0,0,0]
[2028,51,{"$f":"IF(LOADPROFILE=0.1,Results_10PoE!C1558,IF(LOADPROFILE=0.5,Results_50PoE!C1558,\"Invalid Load Profile %\"))","v":0},61.68181818181818,30.84090909090909,0,0,0,45.926816939794953,0,0,0,0,0,1.4339813125105287E-2,1.9937723046667961E-3,false,false,2.3278917410885204E-2,0,0,0,0,0,0]
[2028,52,{"$f":"IF(LOADPROFILE=0.1,Results_10PoE!C1559,IF(LOADPROFILE=0.5,Results_50PoE!C1559,\"Invalid Load Profile %\"))","v":0},61.68181818181818,30.84090909090909,0,0,0,46.926816939794953,0,0,0,0,0,1.4339813125105287E-2,1.9937723046667961E-3,false,false,2.3278917410885204E-2,0,0,0,0,0,0]
[2028,53,{"$f":"IF(LOADPROFILE=0.1,Results_10PoE!C1560,IF(LOADPROFILE=0.5,Results_50PoE!C1560,\"Invalid Load Profile %\"))","v":0},61.68181818181818,30.84090909090909,0,0,0,47.926816939794953,0,0,0,0,0,1.4339813125105287E-2,1.9937723046667961E-3,false,false,2.3278917410885204E-2,0,0,0,0,0,0]
[2028,54,{"$f":"IF(LOADPROFILE=0.1,Results_10PoE!C1561,IF(LOADPROFILE=0.5,Results_50PoE!C1561,\"Invalid Load Profile %\"))","v":0},61.68181818181818,30.84090909090909,0,0,0,48.926816939794953,0,0,0,0,0,1.4339813125105287E-2,1.9937723046667961E-3,false,false,2.3278917410885204E-2,0,0,0,0,0,0]
[2028,55,{"$f":"IF(LOADPROFILE=0.1,Results_10PoE!C1562,IF(LOADPROFILE=0.5,Results_50PoE!C1562,\"Invalid Load Profile %\"))","v":0},61.68181818181818,30.84090909090909,0,0,0,49.926816939794953,0,0,0,0,0,1.4339813125105287E-2,1.9937723046667961E-3,false,false,2.3278917410885204E-2,0,0,0,0,0,0]
[2028,56,{"$f":"IF(LOADPROFILE=0.1,Results_10PoE!C1563,IF(LOADPROFILE=0.5,Results_50PoE!C1563,\"Invalid Load Profile %\"))","v":0},61.68181818181818,30.84090909090909,0,0,0,50.926816939794953,0,0,0,0,0,1.4339813125105287E-2,1.9937723046667961E-3,false,false,2.3278917410885204E-2,0,0,0,0,0,0]
[2028,57,{"$f":"IF(LOADPROFILE=0.1,Results_10PoE!C1564,IF(LOADPROFILE=0.5,Results_50PoE!C1564,\"Invalid Load Profile %\"))","v":0},61.68181818181818,30.84090909090909,0,0,0,51.926816939794953,0,0,0,0,0,1.4339813125105287E-2,1.9937723046667961E-3,false,false,2.3278917410885204E-2,0,0,0,0,0,0]
[2028,58,{"$f":"IF(LOADPROFILE=0.1,Results_10PoE!C1565,IF(LOADPROFILE=0.5,Results_50PoE!C1565,\"Invalid Load Profile %\"))","v":0},61.68181818181818,30.84090909090909,0,0,0,52.926816939794953,0,0,0,0,0,1.4339813125105287E-2,1.9937723046667961E-3,false,false,2.3278917410885204E-2,0,0,0,0,0,0]
[2028,59,{"$f":"IF(LOADPROFILE=0.1,Results_10PoE!C1566,IF(LOADPROFILE=0.5,Results_50PoE!C1566,\"Invalid Load Profile %\"))","v":0},61.68181818181818,30.84090909090909,0,0,0,53.926816939794953,0,0,0,0,0,1.4339813125105287E-2,1.9937723046667961E-3,false,false,2.3278917410885204E-2,0,0,0,0,0,0]
[2028,60,{"$f":"IF(LOADPROFILE=0.1,Results_10PoE!C1567,IF(LOADPROFILE=0.5,Results_50PoE!C1567,\"Invalid Load Profile %\"))","v":0},61.68181818181818,30.84090909090909,0,0,0,54.926816939794953,0,0,0,0,0,1.4339813125105287E-2,1.9937723046667961E-3,false,false,2.3278917410885204E-2,0,0,0,0,0,0]
[2028,61,{"$f":"IF(LOADPROFILE=0.1,Results_10PoE!C1568,IF(LOADPROFILE=0.5,Results_50PoE!C1568,\"Invalid Load Profile %\"))","v":0},61.68181818181818,30.84090909090909,0,0,0,55.926816939794953,0,0,0,0,0,1.4339813125105287E-2,1.9937723046667961E-3,false,false,2.3278917410885204E-2,0,0,0,0,0,0]
[2028,62,{"$f":"IF(LOADPROFILE=0.1,Results_10PoE!C1569,IF(LOADPROFILE=0.5,Results_50PoE!C1569,\"Invalid Load Profile %\"))","v":0},61.68181818181818,30.84090909090909,0,0,0,56.926816939794953,0,0,0,0,0,1.4339813125105287E-2,1.9937723046667961E-3,false,false,2.3278917410885204E-2,0,0,0,0,0,0]
[2028,63,{"$f":"IF(LOADPROFILE=0.1,Results_10PoE!C1570,IF(LOADPROFILE=0.5,Results_50PoE!C1570,\"Invalid Load Profile %\"))","v":0},61.68181818181818,30.84090909090909,0,0,0,57.926816939794953,0,0,0,0,0,1.4339813125105287E-2,1.9937723046667961E-3,false,false,2.3278917410885204E-2,0,0,0,0,0,0]
[2028,64,{"$f":"IF(LOADPROFILE=0.1,Results_10PoE!C1571,IF(LOADPROFILE=0.5,Results_50PoE!C1571,\"Invalid Load Profile %\"))","v":0},61.68181818181818,30.84090909090909,0,0,0,58.926816939794953,0,0,0,0,0,1.4339813125105287E-2,1.9937723046667961E-3,false,false,2.3278917410885204E-2,0,0,0,0,0,0]
[2028,65,{"$f":"IF(LOADPROFILE=0.1,Results_10PoE!C1572,IF(LOADPROFILE=0.5,Results_50PoE!C1572,\"Invalid Load Profile %\"))","v":0},61.68181818181818,30.84090909090909,0,0,0,59.926816939794953,0,0,0,0,0,1.4339813125105287E-2,1.9937723046667961E-3,false,false,2.3278917410885204E-2,0,0,0,0,0,0]
[2028,66,{"$f":"IF(LOADPROFILE=0.1,Results_10PoE!C1573,IF(LOADPROFILE=0.5,Results_50PoE!C1573,\"Invalid Load Profile %\"))","v":0},61.68181818181818,30.84090909090909,0,0,0,60.926816939794953,0,0,0,0,0,1.4339813125105287E-2,1.9937723046667961E-3,false,false,2.3278917410885204E-2,0,0,0,0,0,0]
[2028,67,{"$f":"IF(LOADPROFILE=0.1,Results_10PoE!C1574,IF(LOADPROFILE=0.5,Results_50PoE!C1574,\"Invalid Load Profile %\"))","v":0},61.68181818181818,30.84090909090909,0,0,0,61.926816939794953,0,0,0,0,0,1.4339813125105287E-2,1.9937723046667961E-3,false,false,2.3278917410885204E-2,0,0,0,0,0,0]
[2028,68,{"$f":"IF(LOADPROFILE=0.1,Results_10PoE!C1575,IF(LOADPROFILE=0.5,Results_50PoE!C1575,\"Invalid Load Profile %\"))","v":0},61.68181818181818,30.84090909090909,0,0,0,62.926816939794953,0,0,0,0,0,1.4339813125105287E-2,1.9937723046667961E-3,false,false,2.3278917410885204E-2,0,0,0,0,0,0]
[2028,69,{"$f":"IF(LOADPROFILE=0.1,Results_10PoE!C1576,IF(LOADPROFILE=0.5,Results_50PoE!C1576,\"Invalid Load Profile %\"))","v":0},61.68181818181818,30.84090909090909,0,0,0,63.926816939794953,0,0,0,0,0,1.4339813125105287E-2,1.9937723046667961E-3,false,false,2.3278917410885204E-2,0,0,0,0,0,0]
[2028,70,{"$f":"IF(LOADPROFILE=0.1,Results_10PoE!C1577,IF(LOADPROFILE=0.5,Results_50PoE!C1577,\"Invalid Load Profile %\"))","v":0},61.68181818181818,30.84090909090909,0,0,0,64.926816939794961,0,0,0,0,0,1.4339813125105287E-2,1.9937723046667961E-3,false,false,2.3278917410885204E-2,0,0,0,0,0,0]
[2028,71,{"$f":"IF(LOADPROFILE=0.1,Results_10PoE!C1578,IF(LOADPROFILE=0.5,Results_50PoE!C1578,\"Invalid Load Profile %\"))","v":0},61.68181818181818,30.84090909090909,0,0,0,65.926816939794961,0,0,0,0,0,1.4339813125105287E-2,1.9937723046667961E-3,false,false,2.3278917410885204E-2,0,0,0,0,0,0]
[2028,72,{"$f":"IF(LOADPROFILE=0.1,Results_10PoE!C1579,IF(LOADPROFILE=0.5,Results_50PoE!C1579,\"Invalid Load Profile %\"))","v":0},61.68181818181818,30.84090909090909,0,0,0,66.926816939794961,0,0,0,0,0,1.4339813125105287E-2,1.9937723046667961E-3,false,false,2.3278917410885204E-2,0,0,0,0,0,0]
[2028,73,{"$f":"IF(LOADPROFILE=0.1,Results_10PoE!C1580,IF(LOADPROFILE=0.5,Results_50PoE!C1580,\"Invalid Load Profile %\"))","v":0},61.68181818181818,30.84090909090909,0,0,0,67.926816939794961,0,0,0,0,0,1.4339813125105287E-2,1.9937723046667961E-3,false,false,2.3278917410885204E-2,0,0,0,0,0,0]
[2028,74,{"$f":"IF(LOADPROFILE=0.1,Results_10PoE!C1581,IF(LOADPROFILE=0.5,Results_50PoE!C1581,\"Invalid Load Profile %\"))","v":0},61.68181818181818,30.84090909090909,0,0,0,68.926816939794961,0,0,0,0,0,1.4339813125105287E-2,1.9937723046667961E-3,false,false,2.3278917410885204E-2,0,0,0,0,0,0]
[2028,75,{"$f":"IF(LOADPROFILE=0.1,Results_10PoE!C1582,IF(LOADPROFILE=0.5,Results_50PoE!C1582,\"Invalid Load Profile %\"))","v":0},61.68181818181818,30.84090909090909,0,0,0,69.926816939794961,0,0,0,0,0,1.4339813125105287E-2,1.9937723046667961E-3,false,false,2.3278917410885204E-2,0,0,0,0,0,0]
[2028,76,{"$f":"IF(LOADPROFILE=0.1,Results_10PoE!C1583,IF(LOADPROFILE=0.5,Results_50PoE!C1583,\"Invalid Load Profile %\"))","v":0},61.68181818181818,30.84090909090909,0,0,0,70.926816939794961,0,0,0,0,0,1.4339813125105287E-2,1.9937723046667961E-3,false,false,2.3278917410885204E-2,0,0,0,0,0,0]
[2028,77,{"$f":"IF(LOADPROFILE=0.1,Results_10PoE!C1584,IF(LOADPROFILE=0.5,Results_50PoE!C1584,\"Invalid Load Profile %\"))","v":0},61.68181818181818,30.84090909090909,0,0,0,71.926816939794961,0,0,0,0,0,1.4339813125105287E-2,1.9937723046667961E-3,false,false,2.3278917410885204E-2,0,0,0,0,0,0]
[2028,78,{"$f":"IF(LOADPROFILE=0.1,Results_10PoE!C1585,IF(LOADPROFILE=0.5,Results_50PoE!C1585,\"Invalid Load Profile %\"))","v":0},61.68181818181818,30.84090909090909,0,0,0,72.926816939794961,0,0,0,0,0,1.4339813125105287E-2,1.9937723046667961E-3,false,false,2.3278917410885204E-2,0,0,0,0,0,0]
[2028,79,{"$f":"IF(LOADPROFILE=0.1,Results_10PoE!C1586,IF(LOADPROFILE=0.5,Results_50PoE!C1586,\"Invalid Load Profile %\"))","v":0},61.68181818181818,30.84090909090909,0,0,0,73.926816939794961,0,0,0,0,0,1.4339813125105287E-2,1.9937723046667961E-3,false,false,2.3278917410885204E-2,0,0,0,0,0,0]
[2028,80,{"$f":"IF(LOADPROFILE=0.1,Results_10PoE!C1587,IF(LOADPROFILE=0.5,Results_50PoE!C1587,\"Invalid Load Profile %\"))","v":0},61.68181818181818,30.84090909090909,0,0,0,74.926816939794961,0,0,0,0,0,1.4339813125105287E-2,1.9937723046667961E-3,false,false,2.3278917410885204E-2,0,0,0,0,0,0]
[2028,81,{"$f":"IF(LOADPROFILE=0.1,Results_10PoE!C1588,IF(LOADPROFILE=0.5,Results_50PoE!C1588,\"Invalid Load Profile %\"))","v":0},61.68181818181818,30.84090909090909,0,0,0,75.926816939794961,0,0,0,0,0,1.4339813125105287E-2,1.9937723046667961E-3,false,false,2.3278917410885204E-2,0,0,0,0,0,0]
[2028,82,{"$f":"IF(LOADPROFILE=0.1,Results_10PoE!C1589,IF(LOADPROFILE=0.5,Results_50PoE!C1589,\"Invalid Load Profile %\"))","v":0},61.68181818181818,30.84090909090909,0,0,0,76.926816939794961,0,0,0,0,0,1.4339813125105287E-2,1.9937723046667961E-3,false,false,2.3278917410885204E-2,0,0,0,0,0,0]
[2028,83,{"$f":"IF(LOADPROFILE=0.1,Results_10PoE!C1590,IF(LOADPROFILE=0.5,Results_50PoE!C1590,\"Invalid Load Profile %\"))","v":0},61.68181818181818,30.84090909090909,0,0,0,77.926816939794961,0,0,0,0,0,1.4339813125105287E-2,1.9937723046667961E-3,false,false,2.3278917410885204E-2,0,0,0,0,0,0]
[2028,84,{"$f":"IF(LOADPROFILE=0.1,Results_10PoE!C1591,IF(LOADPROFILE=0.5,Results_50PoE!C1591,\"Invalid Load Profile %\"))","v":0},61.68181818181818,30.84090909090909,0,0,0,78.926816939794961,0,0,0,0,0,1.4339813125105287E-2,1.9937723046667961E-3,false,false,2.3278917410885204E-2,0,0,0,0,0,0]
[2028,85,{"$f":"IF(LOADPROFILE=0.1,Results_10PoE!C1592,IF(LOADPROFILE=0.5,Results_50PoE!C1592,\"Invalid Load Profile %\"))","v":0},61.68181818181818,30.84090909090909,0,0,0,79.926816939794961,0,0,0,0,0,1.4339813125105287E-2,1.9937723046667961E-3,false,false,2.3278917410885204E-2,0,0,0,0,0,0]
[2028,86,{"$f":"IF(LOADPROFILE=0.1,Results_10PoE!C1593,IF(LOADPROFILE=0.5,Results_50PoE!C1593,\"Invalid Load Profile %\"))","v":0},61.68181818181818,30.84090909090909,0,0,0,80.926816939794961,0,0,0,0,0,1.4339813125105287E-2,1.9937723046667961E-3,false,false,2.3278917410885204E-2,0,0,0,0,0,0]
[2028,87,{"$f":"IF(LOADPROFILE=0.1,Results_10PoE!C1594,IF(LOADPROFILE=0.5,Results_50PoE!C1594,\"Invalid Load Profile %\"))","v":0},61.68181818181818,30.84090909090909,0,0,0,81.926816939794961,0,0,0,0,0,1.4339813125105287E-2,1.9937723046667961E-3,false,false,2.3278917410885204E-2,0,0,0,0,0,0]
[2028,88,{"$f":"IF(LOADPROFILE=0.1,Results_10PoE!C1595,IF(LOADPROFILE=0.5,Results_50PoE!C1595,\"Invalid Load Profile %\"))","v":0},61.68181818181818,30.84090909090909,0,0,0,82.926816939794961,0,0,0,0,0,1.4339813125105287E-2,1.9937723046667961E-3,false,false,2.3278917410885204E-2,0,0,0,0,0,0]
[2028,89,{"$f":"IF(LOADPROFILE=0.1,Results_10PoE!C1596,IF(LOADPROFILE=0.5,Results_50PoE!C1596,\"Invalid Load Profile %\"))","v":0},61.68181818181818,30.84090909090909,0,0,0,83.926816939794961,0,0,0,0,0,1.4339813125105287E-2,1.9937723046667961E-3,false,false,2.3278917410885204E-2,0,0,0,0,0,0]
[2028,90,{"$f":"IF(LOADPROFILE=0.1,Results_10PoE!C1597,IF(LOADPROFILE=0.5,Results_50PoE!C1597,\"Invalid Load Profile %\"))","v":0},61.68181818181818,30.84090909090909,0,0,0,84.926816939794961,0,0,0,0,0,1.4339813125105287E-2,1.9937723046667961E-3,false,false,2.3278917410885204E-2,0,0,0,0,0,0]
[2028,91,{"$f":"IF(LOADPROFILE=0.1,Results_10PoE!C1598,IF(LOADPROFILE=0.5,Results_50PoE!C1598,\"Invalid Load Profile %\"))","v":0},61.68181818181818,30.84090909090909,0,0,0,85.926816939794961,0,0,0,0,0,1.4339813125105287E-2,1.9937723046667961E-3,false,false,2.3278917410885204E-2,0,0,0,0,0,0]
[2028,92,{"$f":"IF(LOADPROFILE=0.1,Results_10PoE!C1599,IF(LOADPROFILE=0.5,Results_50PoE!C1599,\"Invalid Load Profile %\"))","v":0},61.68181818181818,30.84090909090909,0,0,0,86.926816939794961,0,0,0,0,0,1.4339813125105287E-2,1.9937723046667961E-3,false,false,2.3278917410885204E-2,0,0,0,0,0,0]
[2028,93,{"$f":"IF(LOADPROFILE=0.1,Results_10PoE!C1600,IF(LOADPROFILE=0.5,Results_50PoE!C1600,\"Invalid Load Profile %\"))","v":0},61.68181818181818,30.84090909090909,0,0,0,87.926816939794961,0,0,0,0,0,1.4339813125105287E-2,1.9937723046667961E-3,false,false,2.3278917410885204E-2,0,0,0,0,0,0]
[2028,94,{"$f":"IF(LOADPROFILE=0.1,Results_10PoE!C1601,IF(LOADPROFILE=0.5,Results_50PoE!C1601,\"Invalid Load Profile %\"))","v":0},61.68181818181818,30.84090909090909,0,0,0,88.926816939794961,0,0,0,0,0,1.4339813125105287E-2,1.9937723046667961E-3,false,false,2.3278917410885204E-2,0,0,0,0,0,0]
[2028,95,{"$f":"IF(LOADPROFILE=0.1,Results_10PoE!C1602,IF(LOADPROFILE=0.5,Results_50PoE!C1602,\"Invalid Load Profile %\"))","v":0},61.68181818181818,30.84090909090909,0,0,0,89.926816939794961,0,0,0,0,0,1.4339813125105287E-2,1.9937723046667961E-3,false,false,2.3278917410885204E-2,0,0,0,0,0,0]
[2028,96,{"$f":"IF(LOADPROFILE=0.1,Results_10PoE!C1603,IF(LOADPROFILE=0.5,Results_50PoE!C1603,\"Invalid Load Profile %\"))","v":0},61.68181818181818,30.84090909090909,0,0,0,90.926816939794961,0,0,0,0,0,1.4339813125105287E-2,1.9937723046667961E-3,false,false,2.3278917410885204E-2,0,0,0,0,0,0]
[2028,97,{"$f":"IF(LOADPROFILE=0.1,Results_10PoE!C1604,IF(LOADPROFILE=0.5,Results_50PoE!C1604,\"Invalid Load Profile %\"))","v":0},61.68181818181818,30.84090909090909,0,0,0,91.926816939794961,0,0,0,0,0,1.4339813125105287E-2,1.9937723046667961E-3,false,false,2.3278917410885204E-2,0,0,0,0,0,0]
[2028,98,{"$f":"IF(LOADPROFILE=0.1,Results_10PoE!C1605,IF(LOADPROFILE=0.5,Results_50PoE!C1605,\"Invalid Load Profile %\"))","v":0},61.68181818181818,30.84090909090909,0,0,0,92.926816939794961,0,0,0,0,0,1.4339813125105287E-2,1.9937723046667961E-3,false,false,2.3278917410885204E-2,0,0,0,0,0,0]
[2028,99,{"$f":"IF(LOADPROFILE=0.1,Results_10PoE!C1606,IF(LOADPROFILE=0.5,Results_50PoE!C1606,\"Invalid Load Profile %\"))","v":0},61.68181818181818,30.84090909090909,0,0,0,93.926816939794961,0,0,0,0,0,1.4339813125105287E-2,1.9937723046667961E-3,false,false,2.3278917410885204E-2,0,0,0,0,0,0]
[2028,100,{"$f":"IF(LOADPROFILE=0.1,Results_10PoE!C1607,IF(LOADPROFILE=0.5,Results_50PoE!C1607,\"Invalid Load Profile %\"))","v":0},61.68181818181818,30.84090909090909,0,0,0,94.926816939794961,0,0,0,0,0,1.4339813125105287E-2,1.9937723046667961E-3,false,false,2.3278917410885204E-2,0,0,0,0,0,0]
[2028,101,{"$f":"IF(LOADPROFILE=0.1,Results_10PoE!C1608,IF(LOADPROFILE=0.5,Results_50PoE!C1608,\"Invalid Load Profile %\"))","v":0},61.68181818181818,30.84090909090909,0,0,0,95.926816939794961,0,0,0,0,0,1.4339813125105287E-2,1.9937723046667961E-3,false,false,2.3278917410885204E-2,0,0,0,0,0,0]
[2028,102,{"$f":"IF(LOADPROFILE=0.1,Results_10PoE!C1609,IF(LOADPROFILE=0.5,Results_50PoE!C1609,\"Invalid Load Profile %\"))","v":0},{"$f":"VLOOKUP($A1638,$Q$4:$AB$26,6,FALSE)","v":61.68181818181818},{"$f":"VLOOKUP($A1638,$Q$4:$AB$26,7,FALSE)","v":30.84090909090909},{"$f":"VLOOKUP($A1638,$Q$4:$AB$26,9,FALSE)","v":0},{"$f":"VLOOKUP($A1638,$Q$4:$AB$26,10,FALSE)","v":0},{"$f":"VLOOKUP($A1638,$Q$4:$AB$26,11,FALSE)","v":0},{"$f":"IF(B1638-VLOOKUP(A1638,$Q$4:$AB$26,12,FALSE)<0,0,B1638-VLOOKUP(A1638,$Q$4:$AB$26,12,FALSE))","v":96.926816939794961},{"$f":"IF(B1638=150,0,IF(IF($I1638>D1638,($I1638-D1638)*($C1638-$C1639),0)<0,0,IF($I1638>D1638,($I1638-D1638)*($C1638-$C1639),0)))*$Y$30","v":0},{"$f":"IF(C1638=150,0,IF(IF($I1638>E1638,($I1638-E1638)*($C1638-$C1639),0)<0,0,IF($I1638>E1638,($I1638-E1638)*($C1638-$C1639),0)))*$Y$30","v":0},{"$f":"IF(D1638=150,0,IF(IF($I1638>F1638,($I1638-F1638)*($C1638-$C1639),0)<0,0,IF($I1638>F1638,($I1638-F1638)*($C1638-$C1639),0)))*$Y$30","v":0},{"$f":"IF(E1638=150,0,IF(IF($I1638>G1638,($I1638-G1638)*($C1638-$C1639),0)<0,0,IF($I1638>G1638,($I1638-G1638)*($C1638-$C1639),0)))*$Y$30","v":0},{"$f":"IF(F1638=150,0,IF(IF($I1638>H1638,($I1638-H1638)*($C1638-$C1639),0)<0,0,IF($I1638>H1638,($I1638-H1638)*($C1638-$C1639),0)))*$Y$30","v":0},{"$f":"VLOOKUP($A1638, $Q$4:$BB$26,33,FALSE)","v":1.4339813125105287E-2},{"$f":"VLOOKUP($A1638, $Q$4:$BB$26,34,FALSE)","v":1.9937723046667961E-3},{"$f":"VLOOKUP($A1638, $Q$4:$BB$26,35,FALSE)","v":false},{"$f":"VLOOKUP($A1638, $Q$4:$BB$26,36,FALSE)","v":false},{"$f":"VLOOKUP($A1638, $Q$4:$BB$26,37,FALSE)","v":2.3278917410885204E-2},{"$f":"J1638*1000*($S$34/365)","v":0},{"$f":"O1638*K1638*1000*($T$34/365)","v":0},{"$f":"P1638*L1638*1000*($U$34/365)","v":0},{"$f":"Q1638*M1638*1000*($V$34/365)","v":0},{"$f":"R1638*N1638*1000*($W$34/365)","v":0},{"$f":"S1638*K1638*1000*($X$34/365)","v":0}]
[2028,103,{"$f":"IF(LOADPROFILE=0.1,Results_10PoE!C1610,IF(LOADPROFILE=0.5,Results_50PoE!C1610,\"Invalid Load Profile %\"))","v":0},61.68181818181818,30.84090909090909,0,0,0,97.926816939794961,0,0,0,0,0,1.4339813125105287E-2,1.9937723046667961E-3,false,false,2.3278917410885204E-2,0,0,0,0,0,0]
[2028,104,{"$f":"IF(LOADPROFILE=0.1,Results_10PoE!C1611,IF(LOADPROFILE=0.5,Results_50PoE!C1611,\"Invalid Load Profile %\"))","v":0},61.68181818181818,30.84090909090909,0,0,0,98.926816939794961,0,0,0,0,0,1.4339813125105287E-2,1.9937723046667961E-3,false,false,2.3278917410885204E-2,0,0,0,0,0,0]
[2028,105,{"$f":"IF(LOADPROFILE=0.1,Results_10PoE!C1612,IF(LOADPROFILE=0.5,Results_50PoE!C1612,\"Invalid Load Profile %\"))","v":0},61.68181818181818,30.84090909090909,0,0,0,99.926816939794961,0,0,0,0,0,1.4339813125105287E-2,1.9937723046667961E-3,false,false,2.3278917410885204E-2,0,0,0,0,0,0]
[2028,106,{"$f":"IF(LOADPROFILE=0.1,Results_10PoE!C1613,IF(LOADPROFILE=0.5,Results_50PoE!C1613,\"Invalid Load Profile %\"))","v":0},61.68181818181818,30.84090909090909,0,0,0,100.92681693979496,0,0,0,0,0,1.4339813125105287E-2,1.9937723046667961E-3,false,false,2.3278917410885204E-2,0,0,0,0,0,0]
[2028,107,{"$f":"IF(LOADPROFILE=0.1,Results_10PoE!C1614,IF(LOADPROFILE=0.5,Results_50PoE!C1614,\"Invalid Load Profile %\"))","v":0},61.68181818181818,30.84090909090909,0,0,0,101.92681693979496,0,0,0,0,0,1.4339813125105287E-2,1.9937723046667961E-3,false,false,2.3278917410885204E-2,0,0,0,0,0,0]
[2028,108,{"$f":"IF(LOADPROFILE=0.1,Results_10PoE!C1615,IF(LOADPROFILE=0.5,Results_50PoE!C1615,\"Invalid Load Profile %\"))","v":0},61.68181818181818,30.84090909090909,0,0,0,102.92681693979496,0,0,0,0,0,1.4339813125105287E-2,1.9937723046667961E-3,false,false,2.3278917410885204E-2,0,0,0,0,0,0]
[2028,109,{"$f":"IF(LOADPROFILE=0.1,Results_10PoE!C1616,IF(LOADPROFILE=0.5,Results_50PoE!C1616,\"Invalid Load Profile %\"))","v":0},61.68181818181818,30.84090909090909,0,0,0,103.92681693979496,0,0,0,0,0,1.4339813125105287E-2,1.9937723046667961E-3,false,false,2.3278917410885204E-2,0,0,0,0,0,0]
[2028,110,{"$f":"IF(LOADPROFILE=0.1,Results_10PoE!C1617,IF(LOADPROFILE=0.5,Results_50PoE!C1617,\"Invalid Load Profile %\"))","v":0},61.68181818181818,30.84090909090909,0,0,0,104.92681693979496,0,0,0,0,0,1.4339813125105287E-2,1.9937723046667961E-3,false,false,2.3278917410885204E-2,0,0,0,0,0,0]
[2028,111,{"$f":"IF(LOADPROFILE=0.1,Results_10PoE!C1618,IF(LOADPROFILE=0.5,Results_50PoE!C1618,\"Invalid Load Profile %\"))","v":0},61.68181818181818,30.84090909090909,0,0,0,105.92681693979496,0,0,0,0,0,1.4339813125105287E-2,1.9937723046667961E-3,false,false,2.3278917410885204E-2,0,0,0,0,0,0]
[2028,112,{"$f":"IF(LOADPROFILE=0.1,Results_10PoE!C1619,IF(LOADPROFILE=0.5,Results_50PoE!C1619,\"Invalid Load Profile %\"))","v":0},61.68181818181818,30.84090909090909,0,0,0,106.92681693979496,0,0,0,0,0,1.4339813125105287E-2,1.9937723046667961E-3,false,false,2.3278917410885204E-2,0,0,0,0,0,0]
[2028,113,{"$f":"IF(LOADPROFILE=0.1,Results_10PoE!C1620,IF(LOADPROFILE=0.5,Results_50PoE!C1620,\"Invalid Load Profile %\"))","v":0},61.68181818181818,30.84090909090909,0,0,0,107.92681693979496,0,0,0,0,0,1.4339813125105287E-2,1.9937723046667961E-3,false,false,2.3278917410885204E-2,0,0,0,0,0,0]
[2028,114,{"$f":"IF(LOADPROFILE=0.1,Results_10PoE!C1621,IF(LOADPROFILE=0.5,Results_50PoE!C1621,\"Invalid Load Profile %\"))","v":0},61.68181818181818,30.84090909090909,0,0,0,108.92681693979496,0,0,0,0,0,1.4339813125105287E-2,1.9937723046667961E-3,false,false,2.3278917410885204E-2,0,0,0,0,0,0]
[2028,115,{"$f":"IF(LOADPROFILE=0.1,Results_10PoE!C1622,IF(LOADPROFILE=0.5,Results_50PoE!C1622,\"Invalid Load Profile %\"))","v":0},61.68181818181818,30.84090909090909,0,0,0,109.92681693979496,0,0,0,0,0,1.4339813125105287E-2,1.9937723046667961E-3,false,false,2.3278917410885204E-2,0,0,0,0,0,0]
[2028,116,{"$f":"IF(LOADPROFILE=0.1,Results_10PoE!C1623,IF(LOADPROFILE=0.5,Results_50PoE!C1623,\"Invalid Load Profile %\"))","v":0},61.68181818181818,30.84090909090909,0,0,0,110.92681693979496,0,0,0,0,0,1.4339813125105287E-2,1.9937723046667961E-3,false,false,2.3278917410885204E-2,0,0,0,0,0,0]
[2028,117,{"$f":"IF(LOADPROFILE=0.1,Results_10PoE!C1624,IF(LOADPROFILE=0.5,Results_50PoE!C1624,\"Invalid Load Profile %\"))","v":0},61.68181818181818,30.84090909090909,0,0,0,111.92681693979496,0,0,0,0,0,1.4339813125105287E-2,1.9937723046667961E-3,false,false,2.3278917410885204E-2,0,0,0,0,0,0]
[2028,118,{"$f":"IF(LOADPROFILE=0.1,Results_10PoE!C1625,IF(LOADPROFILE=0.5,Results_50PoE!C1625,\"Invalid Load Profile %\"))","v":0},61.68181818181818,30.84090909090909,0,0,0,112.92681693979496,0,0,0,0,0,1.4339813125105287E-2,1.9937723046667961E-3,false,false,2.3278917410885204E-2,0,0,0,0,0,0]
[2028,119,{"$f":"IF(LOADPROFILE=0.1,Results_10PoE!C1626,IF(LOADPROFILE=0.5,Results_50PoE!C1626,\"Invalid Load Profile %\"))","v":0},61.68181818181818,30.84090909090909,0,0,0,113.92681693979496,0,0,0,0,0,1.4339813125105287E-2,1.9937723046667961E-3,false,false,2.3278917410885204E-2,0,0,0,0,0,0]
[2028,120,{"$f":"IF(LOADPROFILE=0.1,Results_10PoE!C1627,IF(LOADPROFILE=0.5,Results_50PoE!C1627,\"Invalid Load Profile %\"))","v":0},61.68181818181818,30.84090909090909,0,0,0,114.92681693979496,0,0,0,0,0,1.4339813125105287E-2,1.9937723046667961E-3,false,false,2.3278917410885204E-2,0,0,0,0,0,0]
[2028,121,{"$f":"IF(LOADPROFILE=0.1,Results_10PoE!C1628,IF(LOADPROFILE=0.5,Results_50PoE!C1628,\"Invalid Load Profile %\"))","v":0},61.68181818181818,30.84090909090909,0,0,0,115.92681693979496,0,0,0,0,0,1.4339813125105287E-2,1.9937723046667961E-3,false,false,2.3278917410885204E-2,0,0,0,0,0,0]
[2028,122,{"$f":"IF(LOADPROFILE=0.1,Results_10PoE!C1629,IF(LOADPROFILE=0.5,Results_50PoE!C1629,\"Invalid Load Profile %\"))","v":0},61.68181818181818,30.84090909090909,0,0,0,116.92681693979496,0,0,0,0,0,1.4339813125105287E-2,1.9937723046667961E-3,false,false,2.3278917410885204E-2,0,0,0,0,0,0]
[2028,123,{"$f":"IF(LOADPROFILE=0.1,Results_10PoE!C1630,IF(LOADPROFILE=0.5,Results_50PoE!C1630,\"Invalid Load Profile %\"))","v":0},61.68181818181818,30.84090909090909,0,0,0,117.92681693979496,0,0,0,0,0,1.4339813125105287E-2,1.9937723046667961E-3,false,false,2.3278917410885204E-2,0,0,0,0,0,0]
[2028,124,{"$f":"IF(LOADPROFILE=0.1,Results_10PoE!C1631,IF(LOADPROFILE=0.5,Results_50PoE!C1631,\"Invalid Load Profile %\"))","v":0},61.68181818181818,30.84090909090909,0,0,0,118.92681693979496,0,0,0,0,0,1.4339813125105287E-2,1.9937723046667961E-3,false,false,2.3278917410885204E-2,0,0,0,0,0,0]
[2028,125,{"$f":"IF(LOADPROFILE=0.1,Results_10PoE!C1632,IF(LOADPROFILE=0.5,Results_50PoE!C1632,\"Invalid Load Profile %\"))","v":0},61.68181818181818,30.84090909090909,0,0,0,119.92681693979496,0,0,0,0,0,1.4339813125105287E-2,1.9937723046667961E-3,false,false,2.3278917410885204E-2,0,0,0,0,0,0]
[2028,126,{"$f":"IF(LOADPROFILE=0.1,Results_10PoE!C1633,IF(LOADPROFILE=0.5,Results_50PoE!C1633,\"Invalid Load Profile %\"))","v":0},61.68181818181818,30.84090909090909,0,0,0,120.92681693979496,0,0,0,0,0,1.4339813125105287E-2,1.9937723046667961E-3,false,false,2.3278917410885204E-2,0,0,0,0,0,0]
[2028,127,{"$f":"IF(LOADPROFILE=0.1,Results_10PoE!C1634,IF(LOADPROFILE=0.5,Results_50PoE!C1634,\"Invalid Load Profile %\"))","v":0},61.68181818181818,30.84090909090909,0,0,0,121.92681693979496,0,0,0,0,0,1.4339813125105287E-2,1.9937723046667961E-3,false,false,2.3278917410885204E-2,0,0,0,0,0,0]
[2028,128,{"$f":"IF(LOADPROFILE=0.1,Results_10PoE!C1635,IF(LOADPROFILE=0.5,Results_50PoE!C1635,\"Invalid Load Profile %\"))","v":0},61.68181818181818,30.84090909090909,0,0,0,122.92681693979496,0,0,0,0,0,1.4339813125105287E-2,1.9937723046667961E-3,false,false,2.3278917410885204E-2,0,0,0,0,0,0]
[2028,129,{"$f":"IF(LOADPROFILE=0.1,Results_10PoE!C1636,IF(LOADPROFILE=0.5,Results_50PoE!C1636,\"Invalid Load Profile %\"))","v":0},61.68181818181818,30.84090909090909,0,0,0,123.92681693979496,0,0,0,0,0,1.4339813125105287E-2,1.9937723046667961E-3,false,false,2.3278917410885204E-2,0,0,0,0,0,0]
[2028,130,{"$f":"IF(LOADPROFILE=0.1,Results_10PoE!C1637,IF(LOADPROFILE=0.5,Results_50PoE!C1637,\"Invalid Load Profile %\"))","v":0},61.68181818181818,30.84090909090909,0,0,0,124.92681693979496,0,0,0,0,0,1.4339813125105287E-2,1.9937723046667961E-3,false,false,2.3278917410885204E-2,0,0,0,0,0,0]
[2028,131,{"$f":"IF(LOADPROFILE=0.1,Results_10PoE!C1638,IF(LOADPROFILE=0.5,Results_50PoE!C1638,\"Invalid Load Profile %\"))","v":0},61.68181818181818,30.84090909090909,0,0,0,125.92681693979496,0,0,0,0,0,1.4339813125105287E-2,1.9937723046667961E-3,false,false,2.3278917410885204E-2,0,0,0,0,0,0]
[2028,132,{"$f":"IF(LOADPROFILE=0.1,Results_10PoE!C1639,IF(LOADPROFILE=0.5,Results_50PoE!C1639,\"Invalid Load Profile %\"))","v":0},61.68181818181818,30.84090909090909,0,0,0,126.92681693979496,0,0,0,0,0,1.4339813125105287E-2,1.9937723046667961E-3,false,false,2.3278917410885204E-2,0,0,0,0,0,0]
[2028,133,{"$f":"IF(LOADPROFILE=0.1,Results_10PoE!C1640,IF(LOADPROFILE=0.5,Results_50PoE!C1640,\"Invalid Load Profile %\"))","v":0},61.68181818181818,30.84090909090909,0,0,0,127.92681693979496,0,0,0,0,0,1.4339813125105287E-2,1.9937723046667961E-3,false,false,2.3278917410885204E-2,0,0,0,0,0,0]
[2028,134,{"$f":"IF(LOADPROFILE=0.1,Results_10PoE!C1641,IF(LOADPROFILE=0.5,Results_50PoE!C1641,\"Invalid Load Profile %\"))","v":0},61.68181818181818,30.84090909090909,0,0,0,128.92681693979495,0,0,0,0,0,1.4339813125105287E-2,1.9937723046667961E-3,false,false,2.3278917410885204E-2,0,0,0,0,0,0]
[2028,135,{"$f":"IF(LOADPROFILE=0.1,Results_10PoE!C1642,IF(LOADPROFILE=0.5,Results_50PoE!C1642,\"Invalid Load Profile %\"))","v":0},61.68181818181818,30.84090909090909,0,0,0,129.92681693979495,0,0,0,0,0,1.4339813125105287E-2,1.9937723046667961E-3,false,false,2.3278917410885204E-2,0,0,0,0,0,0]
[2028,136,{"$f":"IF(LOADPROFILE=0.1,Results_10PoE!C1643,IF(LOADPROFILE=0.5,Results_50PoE!C1643,\"Invalid Load Profile %\"))","v":0},61.68181818181818,30.84090909090909,0,0,0,130.92681693979495,0,0,0,0,0,1.4339813125105287E-2,1.9937723046667961E-3,false,false,2.3278917410885204E-2,0,0,0,0,0,0]
[2028,137,{"$f":"IF(LOADPROFILE=0.1,Results_10PoE!C1644,IF(LOADPROFILE=0.5,Results_50PoE!C1644,\"Invalid Load Profile %\"))","v":0},61.68181818181818,30.84090909090909,0,0,0,131.92681693979495,0,0,0,0,0,1.4339813125105287E-2,1.9937723046667961E-3,false,false,2.3278917410885204E-2,0,0,0,0,0,0]
[2028,138,{"$f":"IF(LOADPROFILE=0.1,Results_10PoE!C1645,IF(LOADPROFILE=0.5,Results_50PoE!C1645,\"Invalid Load Profile %\"))","v":0},61.68181818181818,30.84090909090909,0,0,0,132.92681693979495,0,0,0,0,0,1.4339813125105287E-2,1.9937723046667961E-3,false,false,2.3278917410885204E-2,0,0,0,0,0,0]
[2028,139,{"$f":"IF(LOADPROFILE=0.1,Results_10PoE!C1646,IF(LOADPROFILE=0.5,Results_50PoE!C1646,\"Invalid Load Profile %\"))","v":0},61.68181818181818,30.84090909090909,0,0,0,133.92681693979495,0,0,0,0,0,1.4339813125105287E-2,1.9937723046667961E-3,false,false,2.3278917410885204E-2,0,0,0,0,0,0]
[2028,140,{"$f":"IF(LOADPROFILE=0.1,Results_10PoE!C1647,IF(LOADPROFILE=0.5,Results_50PoE!C1647,\"Invalid Load Profile %\"))","v":0},61.68181818181818,30.84090909090909,0,0,0,134.92681693979495,0,0,0,0,0,1.4339813125105287E-2,1.9937723046667961E-3,false,false,2.3278917410885204E-2,0,0,0,0,0,0]
[2028,141,{"$f":"IF(LOADPROFILE=0.1,Results_10PoE!C1648,IF(LOADPROFILE=0.5,Results_50PoE!C1648,\"Invalid Load Profile %\"))","v":0},61.68181818181818,30.84090909090909,0,0,0,135.92681693979495,0,0,0,0,0,1.4339813125105287E-2,1.9937723046667961E-3,false,false,2.3278917410885204E-2,0,0,0,0,0,0]
[2028,142,{"$f":"IF(LOADPROFILE=0.1,Results_10PoE!C1649,IF(LOADPROFILE=0.5,Results_50PoE!C1649,\"Invalid Load Profile %\"))","v":0},61.68181818181818,30.84090909090909,0,0,0,136.92681693979495,0,0,0,0,0,1.4339813125105287E-2,1.9937723046667961E-3,false,false,2.3278917410885204E-2,0,0,0,0,0,0]
[2028,143,{"$f":"IF(LOADPROFILE=0.1,Results_10PoE!C1650,IF(LOADPROFILE=0.5,Results_50PoE!C1650,\"Invalid Load Profile %\"))","v":0},61.68181818181818,30.84090909090909,0,0,0,137.92681693979495,0,0,0,0,0,1.4339813125105287E-2,1.9937723046667961E-3,false,false,2.3278917410885204E-2,0,0,0,0,0,0]
[2028,144,{"$f":"IF(LOADPROFILE=0.1,Results_10PoE!C1651,IF(LOADPROFILE=0.5,Results_50PoE!C1651,\"Invalid Load Profile %\"))","v":0},61.68181818181818,30.84090909090909,0,0,0,138.92681693979495,0,0,0,0,0,1.4339813125105287E-2,1.9937723046667961E-3,false,false,2.3278917410885204E-2,0,0,0,0,0,0]
[2028,145,{"$f":"IF(LOADPROFILE=0.1,Results_10PoE!C1652,IF(LOADPROFILE=0.5,Results_50PoE!C1652,\"Invalid Load Profile %\"))","v":0},61.68181818181818,30.84090909090909,0,0,0,139.92681693979495,0,0,0,0,0,1.4339813125105287E-2,1.9937723046667961E-3,false,false,2.3278917410885204E-2,0,0,0,0,0,0]
[2028,146,{"$f":"IF(LOADPROFILE=0.1,Results_10PoE!C1653,IF(LOADPROFILE=0.5,Results_50PoE!C1653,\"Invalid Load Profile %\"))","v":0},61.68181818181818,30.84090909090909,0,0,0,140.92681693979495,0,0,0,0,0,1.4339813125105287E-2,1.9937723046667961E-3,false,false,2.3278917410885204E-2,0,0,0,0,0,0]
[2028,147,{"$f":"IF(LOADPROFILE=0.1,Results_10PoE!C1654,IF(LOADPROFILE=0.5,Results_50PoE!C1654,\"Invalid Load Profile %\"))","v":0},61.68181818181818,30.84090909090909,0,0,0,141.92681693979495,0,0,0,0,0,1.4339813125105287E-2,1.9937723046667961E-3,false,false,2.3278917410885204E-2,0,0,0,0,0,0]
[2028,148,{"$f":"IF(LOADPROFILE=0.1,Results_10PoE!C1655,IF(LOADPROFILE=0.5,Results_50PoE!C1655,\"Invalid Load Profile %\"))","v":0},61.68181818181818,30.84090909090909,0,0,0,142.92681693979495,0,0,0,0,0,1.4339813125105287E-2,1.9937723046667961E-3,false,false,2.3278917410885204E-2,0,0,0,0,0,0]
[2028,149,{"$f":"IF(LOADPROFILE=0.1,Results_10PoE!C1656,IF(LOADPROFILE=0.5,Results_50PoE!C1656,\"Invalid Load Profile %\"))","v":0},61.68181818181818,30.84090909090909,0,0,0,143.92681693979495,0,0,0,0,0,1.4339813125105287E-2,1.9937723046667961E-3,false,false,2.3278917410885204E-2,0,0,0,0,0,0]
[2028,150,{"$f":"IF(LOADPROFILE=0.1,Results_10PoE!C1657,IF(LOADPROFILE=0.5,Results_50PoE!C1657,\"Invalid Load Profile %\"))","v":0},61.68181818181818,30.84090909090909,0,0,0,144.92681693979495,0,0,0,0,0,1.4339813125105287E-2,1.9937723046667961E-3,false,false,2.3278917410885204E-2,0,0,0,0,0,0]
[2029,1,{"$f":"IF(LOADPROFILE=0.1,Results_10PoE!C1658,IF(LOADPROFILE=0.5,Results_50PoE!C1658,\"Invalid Load Profile %\"))","v":8760},61.68181818181818,30.84090909090909,0,0,0,0,0,0,0,0,0,1.4902947712009923E-2,2.0736340495886422E-3,false,false,2.4193096935081045E-2,0,0,0,0,0,0]
[2029,2,{"$f":"IF(LOADPROFILE=0.1,Results_10PoE!C1659,IF(LOADPROFILE=0.5,Results_50PoE!C1659,\"Invalid Load Profile %\"))","v":8760},61.68181818181818,30.84090909090909,0,0,0,0,0,0,0,0,0,1.4902947712009923E-2,2.0736340495886422E-3,false,false,2.4193096935081045E-2,0,0,0,0,0,0]
[2029,3,{"$f":"IF(LOADPROFILE=0.1,Results_10PoE!C1660,IF(LOADPROFILE=0.5,Results_50PoE!C1660,\"Invalid Load Profile %\"))","v":8760},61.68181818181818,30.84090909090909,0,0,0,0,0,0,0,0,0,1.4902947712009923E-2,2.0736340495886422E-3,false,false,2.4193096935081045E-2,0,0,0,0,0,0]
[2029,4,{"$f":"IF(LOADPROFILE=0.1,Results_10PoE!C1661,IF(LOADPROFILE=0.5,Results_50PoE!C1661,\"Invalid Load Profile %\"))","v":8752},61.68181818181818,30.84090909090909,0,0,0,0,0,0,0,0,0,1.4902947712009923E-2,2.0736340495886422E-3,false,false,2.4193096935081045E-2,0,0,0,0,0,0]
[2029,5,{"$f":"IF(LOADPROFILE=0.1,Results_10PoE!C1662,IF(LOADPROFILE=0.5,Results_50PoE!C1662,\"Invalid Load Profile %\"))","v":8569},61.68181818181818,30.84090909090909,0,0,0,0,0,0,0,0,0,1.4902947712009923E-2,2.0736340495886422E-3,false,false,2.4193096935081045E-2,0,0,0,0,0,0]
[2029,6,{"$f":"IF(LOADPROFILE=0.1,Results_10PoE!C1663,IF(LOADPROFILE=0.5,Results_50PoE!C1663,\"Invalid Load Profile %\"))","v":7847},61.68181818181818,30.84090909090909,0,0,0,0.94193576339792262,0,0,1085.905676256087,1085.905676256087,1085.905676256087,1.4902947712009923E-2,2.0736340495886422E-3,false,false,2.4193096935081045E-2,0,0,750.17904593705828,0,0,0]
[2029,7,{"$f":"IF(LOADPROFILE=0.1,Results_10PoE!C1664,IF(LOADPROFILE=0.5,Results_50PoE!C1664,\"Invalid Load Profile %\"))","v":6684},61.68181818181818,30.84090909090909,0,0,0,1.9419357633979226,0,0,2242.6003590963069,2242.6003590963069,2242.6003590963069,1.4902947712009923E-2,2.0736340495886422E-3,false,false,2.4193096935081045E-2,0,0,1549.2614456213839,0,0,0]
[2029,8,{"$f":"IF(LOADPROFILE=0.1,Results_10PoE!C1665,IF(LOADPROFILE=0.5,Results_50PoE!C1665,\"Invalid Load Profile %\"))","v":5519},61.68181818181818,30.84090909090909,0,0,0,2.9419357633979226,0,0,2064.702794145026,2064.702794145026,2064.702794145026,1.4902947712009923E-2,2.0736340495886422E-3,false,false,2.4193096935081045E-2,0,0,1426.3640075954634,0,0,0]
[2029,9,{"$f":"IF(LOADPROFILE=0.1,Results_10PoE!C1666,IF(LOADPROFILE=0.5,Results_50PoE!C1666,\"Invalid Load Profile %\"))","v":4811},61.68181818181818,30.84090909090909,0,0,0,3.9419357633979226,0,0,2786.0581377899889,2786.0581377899889,2786.0581377899889,1.4902947712009923E-2,2.0736340495886422E-3,false,false,2.4193096935081045E-2,0,0,1924.6997979956966,0,0,0]
[2029,10,{"$f":"IF(LOADPROFILE=0.1,Results_10PoE!C1667,IF(LOADPROFILE=0.5,Results_50PoE!C1667,\"Invalid Load Profile %\"))","v":4098},61.68181818181818,30.84090909090909,0,0,0,4.9419357633979226,0,0,4110.0788993603455,4110.0788993603455,4110.0788993603455,1.4902947712009923E-2,2.0736340495886422E-3,false,false,2.4193096935081045E-2,0,0,2839.3765083525091,0,0,0]
[2029,11,{"$f":"IF(LOADPROFILE=0.1,Results_10PoE!C1668,IF(LOADPROFILE=0.5,Results_50PoE!C1668,\"Invalid Load Profile %\"))","v":3259},61.68181818181818,30.84090909090909,0,0,0,5.9419357633979226,0,0,3486.9101863839355,3486.9101863839355,3486.9101863839355,1.4902947712009923E-2,2.0736340495886422E-3,false,false,2.4193096935081045E-2,0,0,2408.8712436869423,0,0,0]
[2029,12,{"$f":"IF(LOADPROFILE=0.1,Results_10PoE!C1669,IF(LOADPROFILE=0.5,Results_50PoE!C1669,\"Invalid Load Profile %\"))","v":2667},61.68181818181818,30.84090909090909,0,0,0,6.9419357633979226,0,0,4754.9914468895267,4754.9914468895267,4754.9914468895267,1.4902947712009923E-2,2.0736340495886422E-3,false,false,2.4193096935081045E-2,0,0,3284.9031228613235,0,0,0]
[2029,13,{"$f":"IF(LOADPROFILE=0.1,Results_10PoE!C1670,IF(LOADPROFILE=0.5,Results_50PoE!C1670,\"Invalid Load Profile %\"))","v":1976},61.68181818181818,30.84090909090909,0,0,0,7.9419357633979226,0,0,7329.3785540379522,7329.3785540379522,7329.3785540379522,1.4902947712009923E-2,2.0736340495886422E-3,false,false,2.4193096935081045E-2,0,0,5063.3736715849545,0,0,0]
[2029,14,{"$f":"IF(LOADPROFILE=0.1,Results_10PoE!C1671,IF(LOADPROFILE=0.5,Results_50PoE!C1671,\"Invalid Load Profile %\"))","v":1045},61.68181818181818,30.84090909090909,0,0,0,8.9419357633979217,0,0,5442.4070293376835,5442.4070293376835,5442.4070293376835,1.4902947712009923E-2,2.0736340495886422E-3,false,false,2.4193096935081045E-2,0,0,3759.7922196576205,0,0,0]
[2029,15,{"$f":"IF(LOADPROFILE=0.1,Results_10PoE!C1672,IF(LOADPROFILE=0.5,Results_50PoE!C1672,\"Invalid Load Profile %\"))","v":431},61.68181818181818,30.84090909090909,0,0,0,9.9419357633979217,0,0,2424.360290476207,2424.360290476207,2424.360290476207,1.4902947712009923E-2,2.0736340495886422E-3,false,false,2.4193096935081045E-2,0,0,1674.8271323044717,0,0,0]
[2029,16,{"$f":"IF(LOADPROFILE=0.1,Results_10PoE!C1673,IF(LOADPROFILE=0.5,Results_50PoE!C1673,\"Invalid Load Profile %\"))","v":185},{"$f":"VLOOKUP($A1702,$Q$4:$AB$26,6,FALSE)","v":61.68181818181818},{"$f":"VLOOKUP($A1702,$Q$4:$AB$26,7,FALSE)","v":30.84090909090909},{"$f":"VLOOKUP($A1702,$Q$4:$AB$26,9,FALSE)","v":0},{"$f":"VLOOKUP($A1702,$Q$4:$AB$26,10,FALSE)","v":0},{"$f":"VLOOKUP($A1702,$Q$4:$AB$26,11,FALSE)","v":0},{"$f":"IF(B1702-VLOOKUP(A1702,$Q$4:$AB$26,12,FALSE)<0,0,B1702-VLOOKUP(A1702,$Q$4:$AB$26,12,FALSE))","v":10.941935763397922},{"$f":"IF(B1702=150,0,IF(IF($I1702>D1702,($I1702-D1702)*($C1702-$C1703),0)<0,0,IF($I1702>D1702,($I1702-D1702)*($C1702-$C1703),0)))*$Y$30","v":0},{"$f":"IF(C1702=150,0,IF(IF($I1702>E1702,($I1702-E1702)*($C1702-$C1703),0)<0,0,IF($I1702>E1702,($I1702-E1702)*($C1702-$C1703),0)))*$Y$30","v":0},{"$f":"IF(D1702=150,0,IF(IF($I1702>F1702,($I1702-F1702)*($C1702-$C1703),0)<0,0,IF($I1702>F1702,($I1702-F1702)*($C1702-$C1703),0)))*$Y$30","v":1106.3318990740888},{"$f":"IF(E1702=150,0,IF(IF($I1702>G1702,($I1702-G1702)*($C1702-$C1703),0)<0,0,IF($I1702>G1702,($I1702-G1702)*($C1702-$C1703),0)))*$Y$30","v":1106.3318990740888},{"$f":"IF(F1702=150,0,IF(IF($I1702>H1702,($I1702-H1702)*($C1702-$C1703),0)<0,0,IF($I1702>H1702,($I1702-H1702)*($C1702-$C1703),0)))*$Y$30","v":1106.3318990740888},{"$f":"VLOOKUP($A1702, $Q$4:$BB$26,33,FALSE)","v":1.4902947712009923E-2},{"$f":"VLOOKUP($A1702, $Q$4:$BB$26,34,FALSE)","v":2.0736340495886422E-3},{"$f":"VLOOKUP($A1702, $Q$4:$BB$26,35,FALSE)","v":false},{"$f":"VLOOKUP($A1702, $Q$4:$BB$26,36,FALSE)","v":false},{"$f":"VLOOKUP($A1702, $Q$4:$BB$26,37,FALSE)","v":2.4193096935081045E-2},{"$f":"J1702*1000*($S$34/365)","v":0},{"$f":"O1702*K1702*1000*($T$34/365)","v":0},{"$f":"P1702*L1702*1000*($U$34/365)","v":764.2901466346226},{"$f":"Q1702*M1702*1000*($V$34/365)","v":0},{"$f":"R1702*N1702*1000*($W$34/365)","v":0},{"$f":"S1702*K1702*1000*($X$34/365)","v":0}]
[2029,17,{"$f":"IF(LOADPROFILE=0.1,Results_10PoE!C1674,IF(LOADPROFILE=0.5,Results_50PoE!C1674,\"Invalid Load Profile %\"))","v":83},61.68181818181818,30.84090909090909,0,0,0,11.941935763397922,0,0,544.53232332737184,544.53232332737184,544.53232332737184,1.4902947712009923E-2,2.0736340495886422E-3,false,false,2.4193096935081045E-2,0,0,376.18068284163064,0,0,0]
[2029,18,{"$f":"IF(LOADPROFILE=0.1,Results_10PoE!C1675,IF(LOADPROFILE=0.5,Results_50PoE!C1675,\"Invalid Load Profile %\"))","v":37},61.68181818181818,30.84090909090909,0,0,0,12.941935763397922,0,0,333.55210819176676,333.55210819176676,333.55210819176676,1.4902947712009923E-2,2.0736340495886422E-3,false,false,2.4193096935081045E-2,0,0,230.42867144437344,0,0,0]
[2029,19,{"$f":"IF(LOADPROFILE=0.1,Results_10PoE!C1676,IF(LOADPROFILE=0.5,Results_50PoE!C1676,\"Invalid Load Profile %\"))","v":11},61.68181818181818,30.84090909090909,0,0,0,13.941935763397922,0,0,96.74136691464561,96.74136691464561,96.74136691464561,1.4902947712009923E-2,2.0736340495886422E-3,false,false,2.4193096935081045E-2,0,0,66.832090412207137,0,0,0]
[2029,20,{"$f":"IF(LOADPROFILE=0.1,Results_10PoE!C1677,IF(LOADPROFILE=0.5,Results_50PoE!C1677,\"Invalid Load Profile %\"))","v":4},61.68181818181818,30.84090909090909,0,0,0,14.941935763397922,0,0,44.43438992669018,44.43438992669018,44.43438992669018,1.4902947712009923E-2,2.0736340495886422E-3,false,false,2.4193096935081045E-2,0,0,30.696725296552032,0,0,0]
[2029,21,{"$f":"IF(LOADPROFILE=0.1,Results_10PoE!C1678,IF(LOADPROFILE=0.5,Results_50PoE!C1678,\"Invalid Load Profile %\"))","v":1},61.68181818181818,30.84090909090909,0,0,0,15.941935763397922,0,0,15.802731344272651,15.802731344272651,15.802731344272651,1.4902947712009923E-2,2.0736340495886422E-3,false,false,2.4193096935081045E-2,0,0,10.917042043576528,0,0,0]
[2029,22,{"$f":"IF(LOADPROFILE=0.1,Results_10PoE!C1679,IF(LOADPROFILE=0.5,Results_50PoE!C1679,\"Invalid Load Profile %\"))","v":0},61.68181818181818,30.84090909090909,0,0,0,16.941935763397922,0,0,0,0,0,1.4902947712009923E-2,2.0736340495886422E-3,false,false,2.4193096935081045E-2,0,0,0,0,0,0]
[2029,23,{"$f":"IF(LOADPROFILE=0.1,Results_10PoE!C1680,IF(LOADPROFILE=0.5,Results_50PoE!C1680,\"Invalid Load Profile %\"))","v":0},61.68181818181818,30.84090909090909,0,0,0,17.941935763397922,0,0,0,0,0,1.4902947712009923E-2,2.0736340495886422E-3,false,false,2.4193096935081045E-2,0,0,0,0,0,0]
[2029,24,{"$f":"IF(LOADPROFILE=0.1,Results_10PoE!C1681,IF(LOADPROFILE=0.5,Results_50PoE!C1681,\"Invalid Load Profile %\"))","v":0},61.68181818181818,30.84090909090909,0,0,0,18.941935763397922,0,0,0,0,0,1.4902947712009923E-2,2.0736340495886422E-3,false,false,2.4193096935081045E-2,0,0,0,0,0,0]
[2029,25,{"$f":"IF(LOADPROFILE=0.1,Results_10PoE!C1682,IF(LOADPROFILE=0.5,Results_50PoE!C1682,\"Invalid Load Profile %\"))","v":0},61.68181818181818,30.84090909090909,0,0,0,19.941935763397922,0,0,0,0,0,1.4902947712009923E-2,2.0736340495886422E-3,false,false,2.4193096935081045E-2,0,0,0,0,0,0]
[2029,26,{"$f":"IF(LOADPROFILE=0.1,Results_10PoE!C1683,IF(LOADPROFILE=0.5,Results_50PoE!C1683,\"Invalid Load Profile %\"))","v":0},61.68181818181818,30.84090909090909,0,0,0,20.941935763397922,0,0,0,0,0,1.4902947712009923E-2,2.0736340495886422E-3,false,false,2.4193096935081045E-2,0,0,0,0,0,0]
[2029,27,{"$f":"IF(LOADPROFILE=0.1,Results_10PoE!C1684,IF(LOADPROFILE=0.5,Results_50PoE!C1684,\"Invalid Load Profile %\"))","v":0},61.68181818181818,30.84090909090909,0,0,0,21.941935763397922,0,0,0,0,0,1.4902947712009923E-2,2.0736340495886422E-3,false,false,2.4193096935081045E-2,0,0,0,0,0,0]
[2029,28,{"$f":"IF(LOADPROFILE=0.1,Results_10PoE!C1685,IF(LOADPROFILE=0.5,Results_50PoE!C1685,\"Invalid Load Profile %\"))","v":0},61.68181818181818,30.84090909090909,0,0,0,22.941935763397922,0,0,0,0,0,1.4902947712009923E-2,2.0736340495886422E-3,false,false,2.4193096935081045E-2,0,0,0,0,0,0]
[2029,29,{"$f":"IF(LOADPROFILE=0.1,Results_10PoE!C1686,IF(LOADPROFILE=0.5,Results_50PoE!C1686,\"Invalid Load Profile %\"))","v":0},61.68181818181818,30.84090909090909,0,0,0,23.941935763397922,0,0,0,0,0,1.4902947712009923E-2,2.0736340495886422E-3,false,false,2.4193096935081045E-2,0,0,0,0,0,0]
[2029,30,{"$f":"IF(LOADPROFILE=0.1,Results_10PoE!C1687,IF(LOADPROFILE=0.5,Results_50PoE!C1687,\"Invalid Load Profile %\"))","v":0},61.68181818181818,30.84090909090909,0,0,0,24.941935763397922,0,0,0,0,0,1.4902947712009923E-2,2.0736340495886422E-3,false,false,2.4193096935081045E-2,0,0,0,0,0,0]
[2029,31,{"$f":"IF(LOADPROFILE=0.1,Results_10PoE!C1688,IF(LOADPROFILE=0.5,Results_50PoE!C1688,\"Invalid Load Profile %\"))","v":0},61.68181818181818,30.84090909090909,0,0,0,25.941935763397922,0,0,0,0,0,1.4902947712009923E-2,2.0736340495886422E-3,false,false,2.4193096935081045E-2,0,0,0,0,0,0]
[2029,32,{"$f":"IF(LOADPROFILE=0.1,Results_10PoE!C1689,IF(LOADPROFILE=0.5,Results_50PoE!C1689,\"Invalid Load Profile %\"))","v":0},61.68181818181818,30.84090909090909,0,0,0,26.941935763397922,0,0,0,0,0,1.4902947712009923E-2,2.0736340495886422E-3,false,false,2.4193096935081045E-2,0,0,0,0,0,0]
[2029,33,{"$f":"IF(LOADPROFILE=0.1,Results_10PoE!C1690,IF(LOADPROFILE=0.5,Results_50PoE!C1690,\"Invalid Load Profile %\"))","v":0},61.68181818181818,30.84090909090909,0,0,0,27.941935763397922,0,0,0,0,0,1.4902947712009923E-2,2.0736340495886422E-3,false,false,2.4193096935081045E-2,0,0,0,0,0,0]
[2029,34,{"$f":"IF(LOADPROFILE=0.1,Results_10PoE!C1691,IF(LOADPROFILE=0.5,Results_50PoE!C1691,\"Invalid Load Profile %\"))","v":0},61.68181818181818,30.84090909090909,0,0,0,28.941935763397922,0,0,0,0,0,1.4902947712009923E-2,2.0736340495886422E-3,false,false,2.4193096935081045E-2,0,0,0,0,0,0]
[2029,35,{"$f":"IF(LOADPROFILE=0.1,Results_10PoE!C1692,IF(LOADPROFILE=0.5,Results_50PoE!C1692,\"Invalid Load Profile %\"))","v":0},61.68181818181818,30.84090909090909,0,0,0,29.941935763397922,0,0,0,0,0,1.4902947712009923E-2,2.0736340495886422E-3,false,false,2.4193096935081045E-2,0,0,0,0,0,0]
[2029,36,{"$f":"IF(LOADPROFILE=0.1,Results_10PoE!C1693,IF(LOADPROFILE=0.5,Results_50PoE!C1693,\"Invalid Load Profile %\"))","v":0},61.68181818181818,30.84090909090909,0,0,0,30.941935763397922,0,0,0,0,0,1.4902947712009923E-2,2.0736340495886422E-3,false,false,2.4193096935081045E-2,0,0,0,0,0,0]
[2029,37,{"$f":"IF(LOADPROFILE=0.1,Results_10PoE!C1694,IF(LOADPROFILE=0.5,Results_50PoE!C1694,\"Invalid Load Profile %\"))","v":0},61.68181818181818,30.84090909090909,0,0,0,31.941935763397922,0,0,0,0,0,1.4902947712009923E-2,2.0736340495886422E-3,false,false,2.4193096935081045E-2,0,0,0,0,0,0]
[2029,38,{"$f":"IF(LOADPROFILE=0.1,Results_10PoE!C1695,IF(LOADPROFILE=0.5,Results_50PoE!C1695,\"Invalid Load Profile %\"))","v":0},61.68181818181818,30.84090909090909,0,0,0,32.941935763397922,0,0,0,0,0,1.4902947712009923E-2,2.0736340495886422E-3,false,false,2.4193096935081045E-2,0,0,0,0,0,0]
[2029,39,{"$f":"IF(LOADPROFILE=0.1,Results_10PoE!C1696,IF(LOADPROFILE=0.5,Results_50PoE!C1696,\"Invalid Load Profile %\"))","v":0},61.68181818181818,30.84090909090909,0,0,0,33.941935763397922,0,0,0,0,0,1.4902947712009923E-2,2.0736340495886422E-3,false,false,2.4193096935081045E-2,0,0,0,0,0,0]
[2029,40,{"$f":"IF(LOADPROFILE=0.1,Results_10PoE!C1697,IF(LOADPROFILE=0.5,Results_50PoE!C1697,\"Invalid Load Profile %\"))","v":0},61.68181818181818,30.84090909090909,0,0,0,34.941935763397922,0,0,0,0,0,1.4902947712009923E-2,2.0736340495886422E-3,false,false,2.4193096935081045E-2,0,0,0,0,0,0]
[2029,41,{"$f":"IF(LOADPROFILE=0.1,Results_10PoE!C1698,IF(LOADPROFILE=0.5,Results_50PoE!C1698,\"Invalid Load Profile %\"))","v":0},61.68181818181818,30.84090909090909,0,0,0,35.941935763397922,0,0,0,0,0,1.4902947712009923E-2,2.0736340495886422E-3,false,false,2.4193096935081045E-2,0,0,0,0,0,0]
[2029,42,{"$f":"IF(LOADPROFILE=0.1,Results_10PoE!C1699,IF(LOADPROFILE=0.5,Results_50PoE!C1699,\"Invalid Load Profile %\"))","v":0},61.68181818181818,30.84090909090909,0,0,0,36.941935763397922,0,0,0,0,0,1.4902947712009923E-2,2.0736340495886422E-3,false,false,2.4193096935081045E-2,0,0,0,0,0,0]
[2029,43,{"$f":"IF(LOADPROFILE=0.1,Results_10PoE!C1700,IF(LOADPROFILE=0.5,Results_50PoE!C1700,\"Invalid Load Profile %\"))","v":0},61.68181818181818,30.84090909090909,0,0,0,37.941935763397922,0,0,0,0,0,1.4902947712009923E-2,2.0736340495886422E-3,false,false,2.4193096935081045E-2,0,0,0,0,0,0]
[2029,44,{"$f":"IF(LOADPROFILE=0.1,Results_10PoE!C1701,IF(LOADPROFILE=0.5,Results_50PoE!C1701,\"Invalid Load Profile %\"))","v":0},61.68181818181818,30.84090909090909,0,0,0,38.941935763397922,0,0,0,0,0,1.4902947712009923E-2,2.0736340495886422E-3,false,false,2.4193096935081045E-2,0,0,0,0,0,0]
[2029,45,{"$f":"IF(LOADPROFILE=0.1,Results_10PoE!C1702,IF(LOADPROFILE=0.5,Results_50PoE!C1702,\"Invalid Load Profile %\"))","v":0},61.68181818181818,30.84090909090909,0,0,0,39.941935763397922,0,0,0,0,0,1.4902947712009923E-2,2.0736340495886422E-3,false,false,2.4193096935081045E-2,0,0,0,0,0,0]
[2029,46,{"$f":"IF(LOADPROFILE=0.1,Results_10PoE!C1703,IF(LOADPROFILE=0.5,Results_50PoE!C1703,\"Invalid Load Profile %\"))","v":0},61.68181818181818,30.84090909090909,0,0,0,40.941935763397922,0,0,0,0,0,1.4902947712009923E-2,2.0736340495886422E-3,false,false,2.4193096935081045E-2,0,0,0,0,0,0]
[2029,47,{"$f":"IF(LOADPROFILE=0.1,Results_10PoE!C1704,IF(LOADPROFILE=0.5,Results_50PoE!C1704,\"Invalid Load Profile %\"))","v":0},61.68181818181818,30.84090909090909,0,0,0,41.941935763397922,0,0,0,0,0,1.4902947712009923E-2,2.0736340495886422E-3,false,false,2.4193096935081045E-2,0,0,0,0,0,0]
[2029,48,{"$f":"IF(LOADPROFILE=0.1,Results_10PoE!C1705,IF(LOADPROFILE=0.5,Results_50PoE!C1705,\"Invalid Load Profile %\"))","v":0},61.68181818181818,30.84090909090909,0,0,0,42.941935763397922,0,0,0,0,0,1.4902947712009923E-2,2.0736340495886422E-3,false,false,2.4193096935081045E-2,0,0,0,0,0,0]
[2029,49,{"$f":"IF(LOADPROFILE=0.1,Results_10PoE!C1706,IF(LOADPROFILE=0.5,Results_50PoE!C1706,\"Invalid Load Profile %\"))","v":0},61.68181818181818,30.84090909090909,0,0,0,43.941935763397922,0,0,0,0,0,1.4902947712009923E-2,2.0736340495886422E-3,false,false,2.4193096935081045E-2,0,0,0,0,0,0]
[2029,50,{"$f":"IF(LOADPROFILE=0.1,Results_10PoE!C1707,IF(LOADPROFILE=0.5,Results_50PoE!C1707,\"Invalid Load Profile %\"))","v":0},61.68181818181818,30.84090909090909,0,0,0,44.941935763397922,0,0,0,0,0,1.4902947712009923E-2,2.0736340495886422E-3,false,false,2.4193096935081045E-2,0,0,0,0,0,0]
[2029,51,{"$f":"IF(LOADPROFILE=0.1,Results_10PoE!C1708,IF(LOADPROFILE=0.5,Results_50PoE!C1708,\"Invalid Load Profile %\"))","v":0},61.68181818181818,30.84090909090909,0,0,0,45.941935763397922,0,0,0,0,0,1.4902947712009923E-2,2.0736340495886422E-3,false,false,2.4193096935081045E-2,0,0,0,0,0,0]
[2029,52,{"$f":"IF(LOADPROFILE=0.1,Results_10PoE!C1709,IF(LOADPROFILE=0.5,Results_50PoE!C1709,\"Invalid Load Profile %\"))","v":0},61.68181818181818,30.84090909090909,0,0,0,46.941935763397922,0,0,0,0,0,1.4902947712009923E-2,2.0736340495886422E-3,false,false,2.4193096935081045E-2,0,0,0,0,0,0]
[2029,53,{"$f":"IF(LOADPROFILE=0.1,Results_10PoE!C1710,IF(LOADPROFILE=0.5,Results_50PoE!C1710,\"Invalid Load Profile %\"))","v":0},61.68181818181818,30.84090909090909,0,0,0,47.941935763397922,0,0,0,0,0,1.4902947712009923E-2,2.0736340495886422E-3,false,false,2.4193096935081045E-2,0,0,0,0,0,0]
[2029,54,{"$f":"IF(LOADPROFILE=0.1,Results_10PoE!C1711,IF(LOADPROFILE=0.5,Results_50PoE!C1711,\"Invalid Load Profile %\"))","v":0},61.68181818181818,30.84090909090909,0,0,0,48.941935763397922,0,0,0,0,0,1.4902947712009923E-2,2.0736340495886422E-3,false,false,2.4193096935081045E-2,0,0,0,0,0,0]
[2029,55,{"$f":"IF(LOADPROFILE=0.1,Results_10PoE!C1712,IF(LOADPROFILE=0.5,Results_50PoE!C1712,\"Invalid Load Profile %\"))","v":0},61.68181818181818,30.84090909090909,0,0,0,49.941935763397922,0,0,0,0,0,1.4902947712009923E-2,2.0736340495886422E-3,false,false,2.4193096935081045E-2,0,0,0,0,0,0]
[2029,56,{"$f":"IF(LOADPROFILE=0.1,Results_10PoE!C1713,IF(LOADPROFILE=0.5,Results_50PoE!C1713,\"Invalid Load Profile %\"))","v":0},61.68181818181818,30.84090909090909,0,0,0,50.941935763397922,0,0,0,0,0,1.4902947712009923E-2,2.0736340495886422E-3,false,false,2.4193096935081045E-2,0,0,0,0,0,0]
[2029,57,{"$f":"IF(LOADPROFILE=0.1,Results_10PoE!C1714,IF(LOADPROFILE=0.5,Results_50PoE!C1714,\"Invalid Load Profile %\"))","v":0},61.68181818181818,30.84090909090909,0,0,0,51.941935763397922,0,0,0,0,0,1.4902947712009923E-2,2.0736340495886422E-3,false,false,2.4193096935081045E-2,0,0,0,0,0,0]
[2029,58,{"$f":"IF(LOADPROFILE=0.1,Results_10PoE!C1715,IF(LOADPROFILE=0.5,Results_50PoE!C1715,\"Invalid Load Profile %\"))","v":0},61.68181818181818,30.84090909090909,0,0,0,52.941935763397922,0,0,0,0,0,1.4902947712009923E-2,2.0736340495886422E-3,false,false,2.4193096935081045E-2,0,0,0,0,0,0]
[2029,59,{"$f":"IF(LOADPROFILE=0.1,Results_10PoE!C1716,IF(LOADPROFILE=0.5,Results_50PoE!C1716,\"Invalid Load Profile %\"))","v":0},61.68181818181818,30.84090909090909,0,0,0,53.941935763397922,0,0,0,0,0,1.4902947712009923E-2,2.0736340495886422E-3,false,false,2.4193096935081045E-2,0,0,0,0,0,0]
[2029,60,{"$f":"IF(LOADPROFILE=0.1,Results_10PoE!C1717,IF(LOADPROFILE=0.5,Results_50PoE!C1717,\"Invalid Load Profile %\"))","v":0},61.68181818181818,30.84090909090909,0,0,0,54.941935763397922,0,0,0,0,0,1.4902947712009923E-2,2.0736340495886422E-3,false,false,2.4193096935081045E-2,0,0,0,0,0,0]
[2029,61,{"$f":"IF(LOADPROFILE=0.1,Results_10PoE!C1718,IF(LOADPROFILE=0.5,Results_50PoE!C1718,\"Invalid Load Profile %\"))","v":0},61.68181818181818,30.84090909090909,0,0,0,55.941935763397922,0,0,0,0,0,1.4902947712009923E-2,2.0736340495886422E-3,false,false,2.4193096935081045E-2,0,0,0,0,0,0]
[2029,62,{"$f":"IF(LOADPROFILE=0.1,Results_10PoE!C1719,IF(LOADPROFILE=0.5,Results_50PoE!C1719,\"Invalid Load Profile %\"))","v":0},61.68181818181818,30.84090909090909,0,0,0,56.941935763397922,0,0,0,0,0,1.4902947712009923E-2,2.0736340495886422E-3,false,false,2.4193096935081045E-2,0,0,0,0,0,0]
[2029,63,{"$f":"IF(LOADPROFILE=0.1,Results_10PoE!C1720,IF(LOADPROFILE=0.5,Results_50PoE!C1720,\"Invalid Load Profile %\"))","v":0},61.68181818181818,30.84090909090909,0,0,0,57.941935763397922,0,0,0,0,0,1.4902947712009923E-2,2.0736340495886422E-3,false,false,2.4193096935081045E-2,0,0,0,0,0,0]
[2029,64,{"$f":"IF(LOADPROFILE=0.1,Results_10PoE!C1721,IF(LOADPROFILE=0.5,Results_50PoE!C1721,\"Invalid Load Profile %\"))","v":0},61.68181818181818,30.84090909090909,0,0,0,58.941935763397922,0,0,0,0,0,1.4902947712009923E-2,2.0736340495886422E-3,false,false,2.4193096935081045E-2,0,0,0,0,0,0]
[2029,65,{"$f":"IF(LOADPROFILE=0.1,Results_10PoE!C1722,IF(LOADPROFILE=0.5,Results_50PoE!C1722,\"Invalid Load Profile %\"))","v":0},61.68181818181818,30.84090909090909,0,0,0,59.941935763397922,0,0,0,0,0,1.4902947712009923E-2,2.0736340495886422E-3,false,false,2.4193096935081045E-2,0,0,0,0,0,0]
[2029,66,{"$f":"IF(LOADPROFILE=0.1,Results_10PoE!C1723,IF(LOADPROFILE=0.5,Results_50PoE!C1723,\"Invalid Load Profile %\"))","v":0},61.68181818181818,30.84090909090909,0,0,0,60.941935763397922,0,0,0,0,0,1.4902947712009923E-2,2.0736340495886422E-3,false,false,2.4193096935081045E-2,0,0,0,0,0,0]
[2029,67,{"$f":"IF(LOADPROFILE=0.1,Results_10PoE!C1724,IF(LOADPROFILE=0.5,Results_50PoE!C1724,\"Invalid Load Profile %\"))","v":0},61.68181818181818,30.84090909090909,0,0,0,61.941935763397922,0,0,0,0,0,1.4902947712009923E-2,2.0736340495886422E-3,false,false,2.4193096935081045E-2,0,0,0,0,0,0]
[2029,68,{"$f":"IF(LOADPROFILE=0.1,Results_10PoE!C1725,IF(LOADPROFILE=0.5,Results_50PoE!C1725,\"Invalid Load Profile %\"))","v":0},61.68181818181818,30.84090909090909,0,0,0,62.941935763397922,0,0,0,0,0,1.4902947712009923E-2,2.0736340495886422E-3,false,false,2.4193096935081045E-2,0,0,0,0,0,0]
[2029,69,{"$f":"IF(LOADPROFILE=0.1,Results_10PoE!C1726,IF(LOADPROFILE=0.5,Results_50PoE!C1726,\"Invalid Load Profile %\"))","v":0},61.68181818181818,30.84090909090909,0,0,0,63.941935763397922,0,0,0,0,0,1.4902947712009923E-2,2.0736340495886422E-3,false,false,2.4193096935081045E-2,0,0,0,0,0,0]
[2029,70,{"$f":"IF(LOADPROFILE=0.1,Results_10PoE!C1727,IF(LOADPROFILE=0.5,Results_50PoE!C1727,\"Invalid Load Profile %\"))","v":0},61.68181818181818,30.84090909090909,0,0,0,64.941935763397922,0,0,0,0,0,1.4902947712009923E-2,2.0736340495886422E-3,false,false,2.4193096935081045E-2,0,0,0,0,0,0]
[2029,71,{"$f":"IF(LOADPROFILE=0.1,Results_10PoE!C1728,IF(LOADPROFILE=0.5,Results_50PoE!C1728,\"Invalid Load Profile %\"))","v":0},61.68181818181818,30.84090909090909,0,0,0,65.941935763397922,0,0,0,0,0,1.4902947712009923E-2,2.0736340495886422E-3,false,false,2.4193096935081045E-2,0,0,0,0,0,0]
[2029,72,{"$f":"IF(LOADPROFILE=0.1,Results_10PoE!C1729,IF(LOADPROFILE=0.5,Results_50PoE!C1729,\"Invalid Load Profile %\"))","v":0},61.68181818181818,30.84090909090909,0,0,0,66.941935763397922,0,0,0,0,0,1.4902947712009923E-2,2.0736340495886422E-3,false,false,2.4193096935081045E-2,0,0,0,0,0,0]
[2029,73,{"$f":"IF(LOADPROFILE=0.1,Results_10PoE!C1730,IF(LOADPROFILE=0.5,Results_50PoE!C1730,\"Invalid Load Profile %\"))","v":0},61.68181818181818,30.84090909090909,0,0,0,67.941935763397922,0,0,0,0,0,1.4902947712009923E-2,2.0736340495886422E-3,false,false,2.4193096935081045E-2,0,0,0,0,0,0]
[2029,74,{"$f":"IF(LOADPROFILE=0.1,Results_10PoE!C1731,IF(LOADPROFILE=0.5,Results_50PoE!C1731,\"Invalid Load Profile %\"))","v":0},61.68181818181818,30.84090909090909,0,0,0,68.941935763397922,0,0,0,0,0,1.4902947712009923E-2,2.0736340495886422E-3,false,false,2.4193096935081045E-2,0,0,0,0,0,0]
[2029,75,{"$f":"IF(LOADPROFILE=0.1,Results_10PoE!C1732,IF(LOADPROFILE=0.5,Results_50PoE!C1732,\"Invalid Load Profile %\"))","v":0},61.68181818181818,30.84090909090909,0,0,0,69.941935763397922,0,0,0,0,0,1.4902947712009923E-2,2.0736340495886422E-3,false,false,2.4193096935081045E-2,0,0,0,0,0,0]
[2029,76,{"$f":"IF(LOADPROFILE=0.1,Results_10PoE!C1733,IF(LOADPROFILE=0.5,Results_50PoE!C1733,\"Invalid Load Profile %\"))","v":0},61.68181818181818,30.84090909090909,0,0,0,70.941935763397922,0,0,0,0,0,1.4902947712009923E-2,2.0736340495886422E-3,false,false,2.4193096935081045E-2,0,0,0,0,0,0]
[2029,77,{"$f":"IF(LOADPROFILE=0.1,Results_10PoE!C1734,IF(LOADPROFILE=0.5,Results_50PoE!C1734,\"Invalid Load Profile %\"))","v":0},61.68181818181818,30.84090909090909,0,0,0,71.941935763397922,0,0,0,0,0,1.4902947712009923E-2,2.0736340495886422E-3,false,false,2.4193096935081045E-2,0,0,0,0,0,0]
[2029,78,{"$f":"IF(LOADPROFILE=0.1,Results_10PoE!C1735,IF(LOADPROFILE=0.5,Results_50PoE!C1735,\"Invalid Load Profile %\"))","v":0},61.68181818181818,30.84090909090909,0,0,0,72.941935763397922,0,0,0,0,0,1.4902947712009923E-2,2.0736340495886422E-3,false,false,2.4193096935081045E-2,0,0,0,0,0,0]
[2029,79,{"$f":"IF(LOADPROFILE=0.1,Results_10PoE!C1736,IF(LOADPROFILE=0.5,Results_50PoE!C1736,\"Invalid Load Profile %\"))","v":0},61.68181818181818,30.84090909090909,0,0,0,73.941935763397922,0,0,0,0,0,1.4902947712009923E-2,2.0736340495886422E-3,false,false,2.4193096935081045E-2,0,0,0,0,0,0]
[2029,80,{"$f":"IF(LOADPROFILE=0.1,Results_10PoE!C1737,IF(LOADPROFILE=0.5,Results_50PoE!C1737,\"Invalid Load Profile %\"))","v":0},{"$f":"VLOOKUP($A1766,$Q$4:$AB$26,6,FALSE)","v":61.68181818181818},{"$f":"VLOOKUP($A1766,$Q$4:$AB$26,7,FALSE)","v":30.84090909090909},{"$f":"VLOOKUP($A1766,$Q$4:$AB$26,9,FALSE)","v":0},{"$f":"VLOOKUP($A1766,$Q$4:$AB$26,10,FALSE)","v":0},{"$f":"VLOOKUP($A1766,$Q$4:$AB$26,11,FALSE)","v":0},{"$f":"IF(B1766-VLOOKUP(A1766,$Q$4:$AB$26,12,FALSE)<0,0,B1766-VLOOKUP(A1766,$Q$4:$AB$26,12,FALSE))","v":74.941935763397922},{"$f":"IF(B1766=150,0,IF(IF($I1766>D1766,($I1766-D1766)*($C1766-$C1767),0)<0,0,IF($I1766>D1766,($I1766-D1766)*($C1766-$C1767),0)))*$Y$30","v":0},{"$f":"IF(C1766=150,0,IF(IF($I1766>E1766,($I1766-E1766)*($C1766-$C1767),0)<0,0,IF($I1766>E1766,($I1766-E1766)*($C1766-$C1767),0)))*$Y$30","v":0},{"$f":"IF(D1766=150,0,IF(IF($I1766>F1766,($I1766-F1766)*($C1766-$C1767),0)<0,0,IF($I1766>F1766,($I1766-F1766)*($C1766-$C1767),0)))*$Y$30","v":0},{"$f":"IF(E1766=150,0,IF(IF($I1766>G1766,($I1766-G1766)*($C1766-$C1767),0)<0,0,IF($I1766>G1766,($I1766-G1766)*($C1766-$C1767),0)))*$Y$30","v":0},{"$f":"IF(F1766=150,0,IF(IF($I1766>H1766,($I1766-H1766)*($C1766-$C1767),0)<0,0,IF($I1766>H1766,($I1766-H1766)*($C1766-$C1767),0)))*$Y$30","v":0},{"$f":"VLOOKUP($A1766, $Q$4:$BB$26,33,FALSE)","v":1.4902947712009923E-2},{"$f":"VLOOKUP($A1766, $Q$4:$BB$26,34,FALSE)","v":2.0736340495886422E-3},{"$f":"VLOOKUP($A1766, $Q$4:$BB$26,35,FALSE)","v":false},{"$f":"VLOOKUP($A1766, $Q$4:$BB$26,36,FALSE)","v":false},{"$f":"VLOOKUP($A1766, $Q$4:$BB$26,37,FALSE)","v":2.4193096935081045E-2},{"$f":"J1766*1000*($S$34/365)","v":0},{"$f":"O1766*K1766*1000*($T$34/365)","v":0},{"$f":"P1766*L1766*1000*($U$34/365)","v":0},{"$f":"Q1766*M1766*1000*($V$34/365)","v":0},{"$f":"R1766*N1766*1000*($W$34/365)","v":0},{"$f":"S1766*K1766*1000*($X$34/365)","v":0}]
[2029,81,{"$f":"IF(LOADPROFILE=0.1,Results_10PoE!C1738,IF(LOADPROFILE=0.5,Results_50PoE!C1738,\"Invalid Load Profile %\"))","v":0},61.68181818181818,30.84090909090909,0,0,0,75.941935763397922,0,0,0,0,0,1.4902947712009923E-2,2.0736340495886422E-3,false,false,2.4193096935081045E-2,0,0,0,0,0,0]
[2029,82,{"$f":"IF(LOADPROFILE=0.1,Results_10PoE!C1739,IF(LOADPROFILE=0.5,Results_50PoE!C1739,\"Invalid Load Profile %\"))","v":0},61.68181818181818,30.84090909090909,0,0,0,76.941935763397922,0,0,0,0,0,1.4902947712009923E-2,2.0736340495886422E-3,false,false,2.4193096935081045E-2,0,0,0,0,0,0]
[2029,83,{"$f":"IF(LOADPROFILE=0.1,Results_10PoE!C1740,IF(LOADPROFILE=0.5,Results_50PoE!C1740,\"Invalid Load Profile %\"))","v":0},61.68181818181818,30.84090909090909,0,0,0,77.941935763397922,0,0,0,0,0,1.4902947712009923E-2,2.0736340495886422E-3,false,false,2.4193096935081045E-2,0,0,0,0,0,0]
[2029,84,{"$f":"IF(LOADPROFILE=0.1,Results_10PoE!C1741,IF(LOADPROFILE=0.5,Results_50PoE!C1741,\"Invalid Load Profile %\"))","v":0},61.68181818181818,30.84090909090909,0,0,0,78.941935763397922,0,0,0,0,0,1.4902947712009923E-2,2.0736340495886422E-3,false,false,2.4193096935081045E-2,0,0,0,0,0,0]
[2029,85,{"$f":"IF(LOADPROFILE=0.1,Results_10PoE!C1742,IF(LOADPROFILE=0.5,Results_50PoE!C1742,\"Invalid Load Profile %\"))","v":0},61.68181818181818,30.84090909090909,0,0,0,79.941935763397922,0,0,0,0,0,1.4902947712009923E-2,2.0736340495886422E-3,false,false,2.4193096935081045E-2,0,0,0,0,0,0]
[2029,86,{"$f":"IF(LOADPROFILE=0.1,Results_10PoE!C1743,IF(LOADPROFILE=0.5,Results_50PoE!C1743,\"Invalid Load Profile %\"))","v":0},61.68181818181818,30.84090909090909,0,0,0,80.941935763397922,0,0,0,0,0,1.4902947712009923E-2,2.0736340495886422E-3,false,false,2.4193096935081045E-2,0,0,0,0,0,0]
[2029,87,{"$f":"IF(LOADPROFILE=0.1,Results_10PoE!C1744,IF(LOADPROFILE=0.5,Results_50PoE!C1744,\"Invalid Load Profile %\"))","v":0},61.68181818181818,30.84090909090909,0,0,0,81.941935763397922,0,0,0,0,0,1.4902947712009923E-2,2.0736340495886422E-3,false,false,2.4193096935081045E-2,0,0,0,0,0,0]
[2029,88,{"$f":"IF(LOADPROFILE=0.1,Results_10PoE!C1745,IF(LOADPROFILE=0.5,Results_50PoE!C1745,\"Invalid Load Profile %\"))","v":0},61.68181818181818,30.84090909090909,0,0,0,82.941935763397922,0,0,0,0,0,1.4902947712009923E-2,2.0736340495886422E-3,false,false,2.4193096935081045E-2,0,0,0,0,0,0]
[2029,89,{"$f":"IF(LOADPROFILE=0.1,Results_10PoE!C1746,IF(LOADPROFILE=0.5,Results_50PoE!C1746,\"Invalid Load Profile %\"))","v":0},61.68181818181818,30.84090909090909,0,0,0,83.941935763397922,0,0,0,0,0,1.4902947712009923E-2,2.0736340495886422E-3,false,false,2.4193096935081045E-2,0,0,0,0,0,0]
[2029,90,{"$f":"IF(LOADPROFILE=0.1,Results_10PoE!C1747,IF(LOADPROFILE=0.5,Results_50PoE!C1747,\"Invalid Load Profile %\"))","v":0},61.68181818181818,30.84090909090909,0,0,0,84.941935763397922,0,0,0,0,0,1.4902947712009923E-2,2.0736340495886422E-3,false,false,2.4193096935081045E-2,0,0,0,0,0,0]
[2029,91,{"$f":"IF(LOADPROFILE=0.1,Results_10PoE!C1748,IF(LOADPROFILE=0.5,Results_50PoE!C1748,\"Invalid Load Profile %\"))","v":0},61.68181818181818,30.84090909090909,0,0,0,85.941935763397922,0,0,0,0,0,1.4902947712009923E-2,2.0736340495886422E-3,false,false,2.4193096935081045E-2,0,0,0,0,0,0]
[2029,92,{"$f":"IF(LOADPROFILE=0.1,Results_10PoE!C1749,IF(LOADPROFILE=0.5,Results_50PoE!C1749,\"Invalid Load Profile %\"))","v":0},61.68181818181818,30.84090909090909,0,0,0,86.941935763397922,0,0,0,0,0,1.4902947712009923E-2,2.0736340495886422E-3,false,false,2.4193096935081045E-2,0,0,0,0,0,0]
[2029,93,{"$f":"IF(LOADPROFILE=0.1,Results_10PoE!C1750,IF(LOADPROFILE=0.5,Results_50PoE!C1750,\"Invalid Load Profile %\"))","v":0},61.68181818181818,30.84090909090909,0,0,0,87.941935763397922,0,0,0,0,0,1.4902947712009923E-2,2.0736340495886422E-3,false,false,2.4193096935081045E-2,0,0,0,0,0,0]
[2029,94,{"$f":"IF(LOADPROFILE=0.1,Results_10PoE!C1751,IF(LOADPROFILE=0.5,Results_50PoE!C1751,\"Invalid Load Profile %\"))","v":0},61.68181818181818,30.84090909090909,0,0,0,88.941935763397922,0,0,0,0,0,1.4902947712009923E-2,2.0736340495886422E-3,false,false,2.4193096935081045E-2,0,0,0,0,0,0]
[2029,95,{"$f":"IF(LOADPROFILE=0.1,Results_10PoE!C1752,IF(LOADPROFILE=0.5,Results_50PoE!C1752,\"Invalid Load Profile %\"))","v":0},61.68181818181818,30.84090909090909,0,0,0,89.941935763397922,0,0,0,0,0,1.4902947712009923E-2,2.0736340495886422E-3,false,false,2.4193096935081045E-2,0,0,0,0,0,0]
[2029,96,{"$f":"IF(LOADPROFILE=0.1,Results_10PoE!C1753,IF(LOADPROFILE=0.5,Results_50PoE!C1753,\"Invalid Load Profile %\"))","v":0},61.68181818181818,30.84090909090909,0,0,0,90.941935763397922,0,0,0,0,0,1.4902947712009923E-2,2.0736340495886422E-3,false,false,2.4193096935081045E-2,0,0,0,0,0,0]
[2029,97,{"$f":"IF(LOADPROFILE=0.1,Results_10PoE!C1754,IF(LOADPROFILE=0.5,Results_50PoE!C1754,\"Invalid Load Profile %\"))","v":0},61.68181818181818,30.84090909090909,0,0,0,91.941935763397922,0,0,0,0,0,1.4902947712009923E-2,2.0736340495886422E-3,false,false,2.4193096935081045E-2,0,0,0,0,0,0]
[2029,98,{"$f":"IF(LOADPROFILE=0.1,Results_10PoE!C1755,IF(LOADPROFILE=0.5,Results_50PoE!C1755,\"Invalid Load Profile %\"))","v":0},61.68181818181818,30.84090909090909,0,0,0,92.941935763397922,0,0,0,0,0,1.4902947712009923E-2,2.0736340495886422E-3,false,false,2.4193096935081045E-2,0,0,0,0,0,0]
[2029,99,{"$f":"IF(LOADPROFILE=0.1,Results_10PoE!C1756,IF(LOADPROFILE=0.5,Results_50PoE!C1756,\"Invalid Load Profile %\"))","v":0},61.68181818181818,30.84090909090909,0,0,0,93.941935763397922,0,0,0,0,0,1.4902947712009923E-2,2.0736340495886422E-3,false,false,2.4193096935081045E-2,0,0,0,0,0,0]
[2029,100,{"$f":"IF(LOADPROFILE=0.1,Results_10PoE!C1757,IF(LOADPROFILE=0.5,Results_50PoE!C1757,\"Invalid Load Profile %\"))","v":0},61.68181818181818,30.84090909090909,0,0,0,94.941935763397922,0,0,0,0,0,1.4902947712009923E-2,2.0736340495886422E-3,false,false,2.4193096935081045E-2,0,0,0,0,0,0]
[2029,101,{"$f":"IF(LOADPROFILE=0.1,Results_10PoE!C1758,IF(LOADPROFILE=0.5,Results_50PoE!C1758,\"Invalid Load Profile %\"))","v":0},61.68181818181818,30.84090909090909,0,0,0,95.941935763397922,0,0,0,0,0,1.4902947712009923E-2,2.0736340495886422E-3,false,false,2.4193096935081045E-2,0,0,0,0,0,0]
[2029,102,{"$f":"IF(LOADPROFILE=0.1,Results_10PoE!C1759,IF(LOADPROFILE=0.5,Results_50PoE!C1759,\"Invalid Load Profile %\"))","v":0},61.68181818181818,30.84090909090909,0,0,0,96.941935763397922,0,0,0,0,0,1.4902947712009923E-2,2.0736340495886422E-3,false,false,2.4193096935081045E-2,0,0,0,0,0,0]
[2029,103,{"$f":"IF(LOADPROFILE=0.1,Results_10PoE!C1760,IF(LOADPROFILE=0.5,Results_50PoE!C1760,\"Invalid Load Profile %\"))","v":0},61.68181818181818,30.84090909090909,0,0,0,97.941935763397922,0,0,0,0,0,1.4902947712009923E-2,2.0736340495886422E-3,false,false,2.4193096935081045E-2,0,0,0,0,0,0]
[2029,104,{"$f":"IF(LOADPROFILE=0.1,Results_10PoE!C1761,IF(LOADPROFILE=0.5,Results_50PoE!C1761,\"Invalid Load Profile %\"))","v":0},61.68181818181818,30.84090909090909,0,0,0,98.941935763397922,0,0,0,0,0,1.4902947712009923E-2,2.0736340495886422E-3,false,false,2.4193096935081045E-2,0,0,0,0,0,0]
[2029,105,{"$f":"IF(LOADPROFILE=0.1,Results_10PoE!C1762,IF(LOADPROFILE=0.5,Results_50PoE!C1762,\"Invalid Load Profile %\"))","v":0},61.68181818181818,30.84090909090909,0,0,0,99.941935763397922,0,0,0,0,0,1.4902947712009923E-2,2.0736340495886422E-3,false,false,2.4193096935081045E-2,0,0,0,0,0,0]
[2029,106,{"$f":"IF(LOADPROFILE=0.1,Results_10PoE!C1763,IF(LOADPROFILE=0.5,Results_50PoE!C1763,\"Invalid Load Profile %\"))","v":0},61.68181818181818,30.84090909090909,0,0,0,100.94193576339792,0,0,0,0,0,1.4902947712009923E-2,2.0736340495886422E-3,false,false,2.4193096935081045E-2,0,0,0,0,0,0]
[2029,107,{"$f":"IF(LOADPROFILE=0.1,Results_10PoE!C1764,IF(LOADPROFILE=0.5,Results_50PoE!C1764,\"Invalid Load Profile %\"))","v":0},61.68181818181818,30.84090909090909,0,0,0,101.94193576339792,0,0,0,0,0,1.4902947712009923E-2,2.0736340495886422E-3,false,false,2.4193096935081045E-2,0,0,0,0,0,0]
[2029,108,{"$f":"IF(LOADPROFILE=0.1,Results_10PoE!C1765,IF(LOADPROFILE=0.5,Results_50PoE!C1765,\"Invalid Load Profile %\"))","v":0},61.68181818181818,30.84090909090909,0,0,0,102.94193576339792,0,0,0,0,0,1.4902947712009923E-2,2.0736340495886422E-3,false,false,2.4193096935081045E-2,0,0,0,0,0,0]
[2029,109,{"$f":"IF(LOADPROFILE=0.1,Results_10PoE!C1766,IF(LOADPROFILE=0.5,Results_50PoE!C1766,\"Invalid Load Profile %\"))","v":0},61.68181818181818,30.84090909090909,0,0,0,103.94193576339792,0,0,0,0,0,1.4902947712009923E-2,2.0736340495886422E-3,false,false,2.4193096935081045E-2,0,0,0,0,0,0]
[2029,110,{"$f":"IF(LOADPROFILE=0.1,Results_10PoE!C1767,IF(LOADPROFILE=0.5,Results_50PoE!C1767,\"Invalid Load Profile %\"))","v":0},61.68181818181818,30.84090909090909,0,0,0,104.94193576339792,0,0,0,0,0,1.4902947712009923E-2,2.0736340495886422E-3,false,false,2.4193096935081045E-2,0,0,0,0,0,0]
[2029,111,{"$f":"IF(LOADPROFILE=0.1,Results_10PoE!C1768,IF(LOADPROFILE=0.5,Results_50PoE!C1768,\"Invalid Load Profile %\"))","v":0},61.68181818181818,30.84090909090909,0,0,0,105.94193576339792,0,0,0,0,0,1.4902947712009923E-2,2.0736340495886422E-3,false,false,2.4193096935081045E-2,0,0,0,0,0,0]
[2029,112,{"$f":"IF(LOADPROFILE=0.1,Results_10PoE!C1769,IF(LOADPROFILE=0.5,Results_50PoE!C1769,\"Invalid Load Profile %\"))","v":0},61.68181818181818,30.84090909090909,0,0,0,106.94193576339792,0,0,0,0,0,1.4902947712009923E-2,2.0736340495886422E-3,false,false,2.4193096935081045E-2,0,0,0,0,0,0]
[2029,113,{"$f":"IF(LOADPROFILE=0.1,Results_10PoE!C1770,IF(LOADPROFILE=0.5,Results_50PoE!C1770,\"Invalid Load Profile %\"))","v":0},61.68181818181818,30.84090909090909,0,0,0,107.94193576339792,0,0,0,0,0,1.4902947712009923E-2,2.0736340495886422E-3,false,false,2.4193096935081045E-2,0,0,0,0,0,0]
[2029,114,{"$f":"IF(LOADPROFILE=0.1,Results_10PoE!C1771,IF(LOADPROFILE=0.5,Results_50PoE!C1771,\"Invalid Load Profile %\"))","v":0},61.68181818181818,30.84090909090909,0,0,0,108.94193576339792,0,0,0,0,0,1.4902947712009923E-2,2.0736340495886422E-3,false,false,2.4193096935081045E-2,0,0,0,0,0,0]
[2029,115,{"$f":"IF(LOADPROFILE=0.1,Results_10PoE!C1772,IF(LOADPROFILE=0.5,Results_50PoE!C1772,\"Invalid Load Profile %\"))","v":0},61.68181818181818,30.84090909090909,0,0,0,109.94193576339792,0,0,0,0,0,1.4902947712009923E-2,2.0736340495886422E-3,false,false,2.4193096935081045E-2,0,0,0,0,0,0]
[2029,116,{"$f":"IF(LOADPROFILE=0.1,Results_10PoE!C1773,IF(LOADPROFILE=0.5,Results_50PoE!C1773,\"Invalid Load Profile %\"))","v":0},61.68181818181818,30.84090909090909,0,0,0,110.94193576339792,0,0,0,0,0,1.4902947712009923E-2,2.0736340495886422E-3,false,false,2.4193096935081045E-2,0,0,0,0,0,0]
[2029,117,{"$f":"IF(LOADPROFILE=0.1,Results_10PoE!C1774,IF(LOADPROFILE=0.5,Results_50PoE!C1774,\"Invalid Load Profile %\"))","v":0},61.68181818181818,30.84090909090909,0,0,0,111.94193576339792,0,0,0,0,0,1.4902947712009923E-2,2.0736340495886422E-3,false,false,2.4193096935081045E-2,0,0,0,0,0,0]
[2029,118,{"$f":"IF(LOADPROFILE=0.1,Results_10PoE!C1775,IF(LOADPROFILE=0.5,Results_50PoE!C1775,\"Invalid Load Profile %\"))","v":0},61.68181818181818,30.84090909090909,0,0,0,112.94193576339792,0,0,0,0,0,1.4902947712009923E-2,2.0736340495886422E-3,false,false,2.4193096935081045E-2,0,0,0,0,0,0]
[2029,119,{"$f":"IF(LOADPROFILE=0.1,Results_10PoE!C1776,IF(LOADPROFILE=0.5,Results_50PoE!C1776,\"Invalid Load Profile %\"))","v":0},61.68181818181818,30.84090909090909,0,0,0,113.94193576339792,0,0,0,0,0,1.4902947712009923E-2,2.0736340495886422E-3,false,false,2.4193096935081045E-2,0,0,0,0,0,0]
[2029,120,{"$f":"IF(LOADPROFILE=0.1,Results_10PoE!C1777,IF(LOADPROFILE=0.5,Results_50PoE!C1777,\"Invalid Load Profile %\"))","v":0},61.68181818181818,30.84090909090909,0,0,0,114.94193576339792,0,0,0,0,0,1.4902947712009923E-2,2.0736340495886422E-3,false,false,2.4193096935081045E-2,0,0,0,0,0,0]
[2029,121,{"$f":"IF(LOADPROFILE=0.1,Results_10PoE!C1778,IF(LOADPROFILE=0.5,Results_50PoE!C1778,\"Invalid Load Profile %\"))","v":0},61.68181818181818,30.84090909090909,0,0,0,115.94193576339792,0,0,0,0,0,1.4902947712009923E-2,2.0736340495886422E-3,false,false,2.4193096935081045E-2,0,0,0,0,0,0]
[2029,122,{"$f":"IF(LOADPROFILE=0.1,Results_10PoE!C1779,IF(LOADPROFILE=0.5,Results_50PoE!C1779,\"Invalid Load Profile %\"))","v":0},61.68181818181818,30.84090909090909,0,0,0,116.94193576339792,0,0,0,0,0,1.4902947712009923E-2,2.0736340495886422E-3,false,false,2.4193096935081045E-2,0,0,0,0,0,0]
[2029,123,{"$f":"IF(LOADPROFILE=0.1,Results_10PoE!C1780,IF(LOADPROFILE=0.5,Results_50PoE!C1780,\"Invalid Load Profile %\"))","v":0},61.68181818181818,30.84090909090909,0,0,0,117.94193576339792,0,0,0,0,0,1.4902947712009923E-2,2.0736340495886422E-3,false,false,2.4193096935081045E-2,0,0,0,0,0,0]
[2029,124,{"$f":"IF(LOADPROFILE=0.1,Results_10PoE!C1781,IF(LOADPROFILE=0.5,Results_50PoE!C1781,\"Invalid Load Profile %\"))","v":0},61.68181818181818,30.84090909090909,0,0,0,118.94193576339792,0,0,0,0,0,1.4902947712009923E-2,2.0736340495886422E-3,false,false,2.4193096935081045E-2,0,0,0,0,0,0]
[2029,125,{"$f":"IF(LOADPROFILE=0.1,Results_10PoE!C1782,IF(LOADPROFILE=0.5,Results_50PoE!C1782,\"Invalid Load Profile %\"))","v":0},61.68181818181818,30.84090909090909,0,0,0,119.94193576339792,0,0,0,0,0,1.4902947712009923E-2,2.0736340495886422E-3,false,false,2.4193096935081045E-2,0,0,0,0,0,0]
[2029,126,{"$f":"IF(LOADPROFILE=0.1,Results_10PoE!C1783,IF(LOADPROFILE=0.5,Results_50PoE!C1783,\"Invalid Load Profile %\"))","v":0},61.68181818181818,30.84090909090909,0,0,0,120.94193576339792,0,0,0,0,0,1.4902947712009923E-2,2.0736340495886422E-3,false,false,2.4193096935081045E-2,0,0,0,0,0,0]
[2029,127,{"$f":"IF(LOADPROFILE=0.1,Results_10PoE!C1784,IF(LOADPROFILE=0.5,Results_50PoE!C1784,\"Invalid Load Profile %\"))","v":0},61.68181818181818,30.84090909090909,0,0,0,121.94193576339792,0,0,0,0,0,1.4902947712009923E-2,2.0736340495886422E-3,false,false,2.4193096935081045E-2,0,0,0,0,0,0]
[2029,128,{"$f":"IF(LOADPROFILE=0.1,Results_10PoE!C1785,IF(LOADPROFILE=0.5,Results_50PoE!C1785,\"Invalid Load Profile %\"))","v":0},61.68181818181818,30.84090909090909,0,0,0,122.94193576339792,0,0,0,0,0,1.4902947712009923E-2,2.0736340495886422E-3,false,false,2.4193096935081045E-2,0,0,0,0,0,0]
[2029,129,{"$f":"IF(LOADPROFILE=0.1,Results_10PoE!C1786,IF(LOADPROFILE=0.5,Results_50PoE!C1786,\"Invalid Load Profile %\"))","v":0},61.68181818181818,30.84090909090909,0,0,0,123.94193576339792,0,0,0,0,0,1.4902947712009923E-2,2.0736340495886422E-3,false,false,2.4193096935081045E-2,0,0,0,0,0,0]
[2029,130,{"$f":"IF(LOADPROFILE=0.1,Results_10PoE!C1787,IF(LOADPROFILE=0.5,Results_50PoE!C1787,\"Invalid Load Profile %\"))","v":0},61.68181818181818,30.84090909090909,0,0,0,124.94193576339792,0,0,0,0,0,1.4902947712009923E-2,2.0736340495886422E-3,false,false,2.4193096935081045E-2,0,0,0,0,0,0]
[2029,131,{"$f":"IF(LOADPROFILE=0.1,Results_10PoE!C1788,IF(LOADPROFILE=0.5,Results_50PoE!C1788,\"Invalid Load Profile %\"))","v":0},61.68181818181818,30.84090909090909,0,0,0,125.94193576339792,0,0,0,0,0,1.4902947712009923E-2,2.0736340495886422E-3,false,false,2.4193096935081045E-2,0,0,0,0,0,0]
[2029,132,{"$f":"IF(LOADPROFILE=0.1,Results_10PoE!C1789,IF(LOADPROFILE=0.5,Results_50PoE!C1789,\"Invalid Load Profile %\"))","v":0},61.68181818181818,30.84090909090909,0,0,0,126.94193576339792,0,0,0,0,0,1.4902947712009923E-2,2.0736340495886422E-3,false,false,2.4193096935081045E-2,0,0,0,0,0,0]
[2029,133,{"$f":"IF(LOADPROFILE=0.1,Results_10PoE!C1790,IF(LOADPROFILE=0.5,Results_50PoE!C1790,\"Invalid Load Profile %\"))","v":0},61.68181818181818,30.84090909090909,0,0,0,127.94193576339792,0,0,0,0,0,1.4902947712009923E-2,2.0736340495886422E-3,false,false,2.4193096935081045E-2,0,0,0,0,0,0]
[2029,134,{"$f":"IF(LOADPROFILE=0.1,Results_10PoE!C1791,IF(LOADPROFILE=0.5,Results_50PoE!C1791,\"Invalid Load Profile %\"))","v":0},61.68181818181818,30.84090909090909,0,0,0,128.94193576339794,0,0,0,0,0,1.4902947712009923E-2,2.0736340495886422E-3,false,false,2.4193096935081045E-2,0,0,0,0,0,0]
[2029,135,{"$f":"IF(LOADPROFILE=0.1,Results_10PoE!C1792,IF(LOADPROFILE=0.5,Results_50PoE!C1792,\"Invalid Load Profile %\"))","v":0},61.68181818181818,30.84090909090909,0,0,0,129.94193576339794,0,0,0,0,0,1.4902947712009923E-2,2.0736340495886422E-3,false,false,2.4193096935081045E-2,0,0,0,0,0,0]
[2029,136,{"$f":"IF(LOADPROFILE=0.1,Results_10PoE!C1793,IF(LOADPROFILE=0.5,Results_50PoE!C1793,\"Invalid Load Profile %\"))","v":0},61.68181818181818,30.84090909090909,0,0,0,130.94193576339794,0,0,0,0,0,1.4902947712009923E-2,2.0736340495886422E-3,false,false,2.4193096935081045E-2,0,0,0,0,0,0]
[2029,137,{"$f":"IF(LOADPROFILE=0.1,Results_10PoE!C1794,IF(LOADPROFILE=0.5,Results_50PoE!C1794,\"Invalid Load Profile %\"))","v":0},61.68181818181818,30.84090909090909,0,0,0,131.94193576339794,0,0,0,0,0,1.4902947712009923E-2,2.0736340495886422E-3,false,false,2.4193096935081045E-2,0,0,0,0,0,0]
[2029,138,{"$f":"IF(LOADPROFILE=0.1,Results_10PoE!C1795,IF(LOADPROFILE=0.5,Results_50PoE!C1795,\"Invalid Load Profile %\"))","v":0},61.68181818181818,30.84090909090909,0,0,0,132.94193576339794,0,0,0,0,0,1.4902947712009923E-2,2.0736340495886422E-3,false,false,2.4193096935081045E-2,0,0,0,0,0,0]
[2029,139,{"$f":"IF(LOADPROFILE=0.1,Results_10PoE!C1796,IF(LOADPROFILE=0.5,Results_50PoE!C1796,\"Invalid Load Profile %\"))","v":0},61.68181818181818,30.84090909090909,0,0,0,133.94193576339794,0,0,0,0,0,1.4902947712009923E-2,2.0736340495886422E-3,false,false,2.4193096935081045E-2,0,0,0,0,0,0]
[2029,140,{"$f":"IF(LOADPROFILE=0.1,Results_10PoE!C1797,IF(LOADPROFILE=0.5,Results_50PoE!C1797,\"Invalid Load Profile %\"))","v":0},61.68181818181818,30.84090909090909,0,0,0,134.94193576339794,0,0,0,0,0,1.4902947712009923E-2,2.0736340495886422E-3,false,false,2.4193096935081045E-2,0,0,0,0,0,0]
[2029,141,{"$f":"IF(LOADPROFILE=0.1,Results_10PoE!C1798,IF(LOADPROFILE=0.5,Results_50PoE!C1798,\"Invalid Load Profile %\"))","v":0},61.68181818181818,30.84090909090909,0,0,0,135.94193576339794,0,0,0,0,0,1.4902947712009923E-2,2.0736340495886422E-3,false,false,2.4193096935081045E-2,0,0,0,0,0,0]
[2029,142,{"$f":"IF(LOADPROFILE=0.1,Results_10PoE!C1799,IF(LOADPROFILE=0.5,Results_50PoE!C1799,\"Invalid Load Profile %\"))","v":0},61.68181818181818,30.84090909090909,0,0,0,136.94193576339794,0,0,0,0,0,1.4902947712009923E-2,2.0736340495886422E-3,false,false,2.4193096935081045E-2,0,0,0,0,0,0]
[2029,143,{"$f":"IF(LOADPROFILE=0.1,Results_10PoE!C1800,IF(LOADPROFILE=0.5,Results_50PoE!C1800,\"Invalid Load Profile %\"))","v":0},61.68181818181818,30.84090909090909,0,0,0,137.94193576339794,0,0,0,0,0,1.4902947712009923E-2,2.0736340495886422E-3,false,false,2.4193096935081045E-2,0,0,0,0,0,0]
[2029,144,{"$f":"IF(LOADPROFILE=0.1,Results_10PoE!C1801,IF(LOADPROFILE=0.5,Results_50PoE!C1801,\"Invalid Load Profile %\"))","v":0},{"$f":"VLOOKUP($A1830,$Q$4:$AB$26,6,FALSE)","v":61.68181818181818},{"$f":"VLOOKUP($A1830,$Q$4:$AB$26,7,FALSE)","v":30.84090909090909},{"$f":"VLOOKUP($A1830,$Q$4:$AB$26,9,FALSE)","v":0},{"$f":"VLOOKUP($A1830,$Q$4:$AB$26,10,FALSE)","v":0},{"$f":"VLOOKUP($A1830,$Q$4:$AB$26,11,FALSE)","v":0},{"$f":"IF(B1830-VLOOKUP(A1830,$Q$4:$AB$26,12,FALSE)<0,0,B1830-VLOOKUP(A1830,$Q$4:$AB$26,12,FALSE))","v":138.94193576339794},{"$f":"IF(B1830=150,0,IF(IF($I1830>D1830,($I1830-D1830)*($C1830-$C1831),0)<0,0,IF($I1830>D1830,($I1830-D1830)*($C1830-$C1831),0)))*$Y$30","v":0},{"$f":"IF(C1830=150,0,IF(IF($I1830>E1830,($I1830-E1830)*($C1830-$C1831),0)<0,0,IF($I1830>E1830,($I1830-E1830)*($C1830-$C1831),0)))*$Y$30","v":0},{"$f":"IF(D1830=150,0,IF(IF($I1830>F1830,($I1830-F1830)*($C1830-$C1831),0)<0,0,IF($I1830>F1830,($I1830-F1830)*($C1830-$C1831),0)))*$Y$30","v":0},{"$f":"IF(E1830=150,0,IF(IF($I1830>G1830,($I1830-G1830)*($C1830-$C1831),0)<0,0,IF($I1830>G1830,($I1830-G1830)*($C1830-$C1831),0)))*$Y$30","v":0},{"$f":"IF(F1830=150,0,IF(IF($I1830>H1830,($I1830-H1830)*($C1830-$C1831),0)<0,0,IF($I1830>H1830,($I1830-H1830)*($C1830-$C1831),0)))*$Y$30","v":0},{"$f":"VLOOKUP($A1830, $Q$4:$BB$26,33,FALSE)","v":1.4902947712009923E-2},{"$f":"VLOOKUP($A1830, $Q$4:$BB$26,34,FALSE)","v":2.0736340495886422E-3},{"$f":"VLOOKUP($A1830, $Q$4:$BB$26,35,FALSE)","v":false},{"$f":"VLOOKUP($A1830, $Q$4:$BB$26,36,FALSE)","v":false},{"$f":"VLOOKUP($A1830, $Q$4:$BB$26,37,FALSE)","v":2.4193096935081045E-2},{"$f":"J1830*1000*($S$34/365)","v":0},{"$f":"O1830*K1830*1000*($T$34/365)","v":0},{"$f":"P1830*L1830*1000*($U$34/365)","v":0},{"$f":"Q1830*M1830*1000*($V$34/365)","v":0},{"$f":"R1830*N1830*1000*($W$34/365)","v":0},{"$f":"S1830*K1830*1000*($X$34/365)","v":0}]
[2029,145,{"$f":"IF(LOADPROFILE=0.1,Results_10PoE!C1802,IF(LOADPROFILE=0.5,Results_50PoE!C1802,\"Invalid Load Profile %\"))","v":0},61.68181818181818,30.84090909090909,0,0,0,139.94193576339794,0,0,0,0,0,1.4902947712009923E-2,2.0736340495886422E-3,false,false,2.4193096935081045E-2,0,0,0,0,0,0]
[2029,146,{"$f":"IF(LOADPROFILE=0.1,Results_10PoE!C1803,IF(LOADPROFILE=0.5,Results_50PoE!C1803,\"Invalid Load Profile %\"))","v":0},61.68181818181818,30.84090909090909,0,0,0,140.94193576339794,0,0,0,0,0,1.4902947712009923E-2,2.0736340495886422E-3,false,false,2.4193096935081045E-2,0,0,0,0,0,0]
[2029,147,{"$f":"IF(LOADPROFILE=0.1,Results_10PoE!C1804,IF(LOADPROFILE=0.5,Results_50PoE!C1804,\"Invalid Load Profile %\"))","v":0},61.68181818181818,30.84090909090909,0,0,0,141.94193576339794,0,0,0,0,0,1.4902947712009923E-2,2.0736340495886422E-3,false,false,2.4193096935081045E-2,0,0,0,0,0,0]
[2029,148,{"$f":"IF(LOADPROFILE=0.1,Results_10PoE!C1805,IF(LOADPROFILE=0.5,Results_50PoE!C1805,\"Invalid Load Profile %\"))","v":0},61.68181818181818,30.84090909090909,0,0,0,142.94193576339794,0,0,0,0,0,1.4902947712009923E-2,2.0736340495886422E-3,false,false,2.4193096935081045E-2,0,0,0,0,0,0]
[2029,149,{"$f":"IF(LOADPROFILE=0.1,Results_10PoE!C1806,IF(LOADPROFILE=0.5,Results_50PoE!C1806,\"Invalid Load Profile %\"))","v":0},61.68181818181818,30.84090909090909,0,0,0,143.94193576339794,0,0,0,0,0,1.4902947712009923E-2,2.0736340495886422E-3,false,false,2.4193096935081045E-2,0,0,0,0,0,0]
[2029,150,{"$f":"IF(LOADPROFILE=0.1,Results_10PoE!C1807,IF(LOADPROFILE=0.5,Results_50PoE!C1807,\"Invalid Load Profile %\"))","v":0},61.68181818181818,30.84090909090909,0,0,0,144.94193576339794,0,0,0,0,0,1.4902947712009923E-2,2.0736340495886422E-3,false,false,2.4193096935081045E-2,0,0,0,0,0,0]
[2030,1,{"$f":"IF(LOADPROFILE=0.1,Results_10PoE!C1808,IF(LOADPROFILE=0.5,Results_50PoE!C1808,\"Invalid Load Profile %\"))","v":8760},61.68181818181818,30.84090909090909,0,0,0,0,0,0,0,0,0,1.547948973713373E-2,2.1555197118356185E-3,false,false,2.5129041781061248E-2,0,0,0,0,0,0]
[2030,2,{"$f":"IF(LOADPROFILE=0.1,Results_10PoE!C1809,IF(LOADPROFILE=0.5,Results_50PoE!C1809,\"Invalid Load Profile %\"))","v":8760},61.68181818181818,30.84090909090909,0,0,0,0,0,0,0,0,0,1.547948973713373E-2,2.1555197118356185E-3,false,false,2.5129041781061248E-2,0,0,0,0,0,0]
[2030,3,{"$f":"IF(LOADPROFILE=0.1,Results_10PoE!C1810,IF(LOADPROFILE=0.5,Results_50PoE!C1810,\"Invalid Load Profile %\"))","v":8760},61.68181818181818,30.84090909090909,0,0,0,0,0,0,0,0,0,1.547948973713373E-2,2.1555197118356185E-3,false,false,2.5129041781061248E-2,0,0,0,0,0,0]
[2030,4,{"$f":"IF(LOADPROFILE=0.1,Results_10PoE!C1811,IF(LOADPROFILE=0.5,Results_50PoE!C1811,\"Invalid Load Profile %\"))","v":8752},61.68181818181818,30.84090909090909,0,0,0,0,0,0,0,0,0,1.547948973713373E-2,2.1555197118356185E-3,false,false,2.5129041781061248E-2,0,0,0,0,0,0]
[2030,5,{"$f":"IF(LOADPROFILE=0.1,Results_10PoE!C1812,IF(LOADPROFILE=0.5,Results_50PoE!C1812,\"Invalid Load Profile %\"))","v":8578},61.68181818181818,30.84090909090909,0,0,0,0,0,0,0,0,0,1.547948973713373E-2,2.1555197118356185E-3,false,false,2.5129041781061248E-2,0,0,0,0,0,0]
[2030,6,{"$f":"IF(LOADPROFILE=0.1,Results_10PoE!C1813,IF(LOADPROFILE=0.5,Results_50PoE!C1813,\"Invalid Load Profile %\"))","v":7857},61.68181818181818,30.84090909090909,0,0,0,0.95700953070695682,0,0,1098.5401245996284,1098.5401245996284,1098.5401245996284,1.547948973713373E-2,2.1555197118356185E-3,false,false,2.5129041781061248E-2,0,0,788.87579990830034,0,0,0]
[2030,7,{"$f":"IF(LOADPROFILE=0.1,Results_10PoE!C1814,IF(LOADPROFILE=0.5,Results_50PoE!C1814,\"Invalid Load Profile %\"))","v":6699},61.68181818181818,30.84090909090909,0,0,0,1.9570095307069568,0,0,2269.7075614775395,2269.7075614775395,2269.7075614775395,1.547948973713373E-2,2.1555197118356185E-3,false,false,2.5129041781061248E-2,0,0,1629.9062073595899,0,0,0]
[2030,8,{"$f":"IF(LOADPROFILE=0.1,Results_10PoE!C1815,IF(LOADPROFILE=0.5,Results_50PoE!C1815,\"Invalid Load Profile %\"))","v":5529},61.68181818181818,30.84090909090909,0,0,0,2.9570095307069568,0,0,2087.0065880013408,2087.0065880013408,2087.0065880013408,1.547948973713373E-2,2.1555197118356185E-3,false,false,2.5129041781061248E-2,0,0,1498.7062872405227,0,0,0]
[2030,9,{"$f":"IF(LOADPROFILE=0.1,Results_10PoE!C1816,IF(LOADPROFILE=0.5,Results_50PoE!C1816,\"Invalid Load Profile %\"))","v":4817},61.68181818181818,30.84090909090909,0,0,0,3.9570095307069568,0,0,2741.7974873639187,2741.7974873639187,2741.7974873639187,1.547948973713373E-2,2.1555197118356185E-3,false,false,2.5129041781061248E-2,0,0,1968.9200581718205,0,0,0]
[2030,10,{"$f":"IF(LOADPROFILE=0.1,Results_10PoE!C1817,IF(LOADPROFILE=0.5,Results_50PoE!C1817,\"Invalid Load Profile %\"))","v":4118},61.68181818181818,30.84090909090909,0,0,0,4.9570095307069568,0,0,4142.2702583251721,4142.2702583251721,4142.2702583251721,1.547948973713373E-2,2.1555197118356185E-3,false,false,2.5129041781061248E-2,0,0,2974.6175768168546,0,0,0]
[2030,11,{"$f":"IF(LOADPROFILE=0.1,Results_10PoE!C1818,IF(LOADPROFILE=0.5,Results_50PoE!C1818,\"Invalid Load Profile %\"))","v":3275},61.68181818181818,30.84090909090909,0,0,0,5.9570095307069568,0,0,3478.0409560553121,3478.0409560553121,3478.0409560553121,1.547948973713373E-2,2.1555197118356185E-3,false,false,2.5129041781061248E-2,0,0,2497.625967300869,0,0,0]
[2030,12,{"$f":"IF(LOADPROFILE=0.1,Results_10PoE!C1819,IF(LOADPROFILE=0.5,Results_50PoE!C1819,\"Invalid Load Profile %\"))","v":2686},61.68181818181818,30.84090909090909,0,0,0,6.9570095307069568,0,0,4682.5613341553244,4682.5613341553244,4682.5613341553244,1.547948973713373E-2,2.1555197118356185E-3,false,false,2.5129041781061248E-2,0,0,3362.6075510421178,0,0,0]
[2030,13,{"$f":"IF(LOADPROFILE=0.1,Results_10PoE!C1820,IF(LOADPROFILE=0.5,Results_50PoE!C1820,\"Invalid Load Profile %\"))","v":2007},61.68181818181818,30.84090909090909,0,0,0,7.9570095307069568,0,0,7461.6026279029384,7461.6026279029384,7461.6026279029384,1.547948973713373E-2,2.1555197118356185E-3,false,false,2.5129041781061248E-2,0,0,5358.2728658455753,0,0,0]
[2030,14,{"$f":"IF(LOADPROFILE=0.1,Results_10PoE!C1821,IF(LOADPROFILE=0.5,Results_50PoE!C1821,\"Invalid Load Profile %\"))","v":1061},61.68181818181818,30.84090909090909,0,0,0,8.9570095307069568,0,0,5513.7330862556855,5513.7330862556855,5513.7330862556855,1.547948973713373E-2,2.1555197118356185E-3,false,false,2.5129041781061248E-2,0,0,3959.4826820605026,0,0,0]
[2030,15,{"$f":"IF(LOADPROFILE=0.1,Results_10PoE!C1822,IF(LOADPROFILE=0.5,Results_50PoE!C1822,\"Invalid Load Profile %\"))","v":440},61.68181818181818,30.84090909090909,0,0,0,9.9570095307069568,0,0,2467.5163189308109,2467.5163189308109,2467.5163189308109,1.547948973713373E-2,2.1555197118356185E-3,false,false,2.5129041781061248E-2,0,0,1771.9552215653196,0,0,0]
[2030,16,{"$f":"IF(LOADPROFILE=0.1,Results_10PoE!C1823,IF(LOADPROFILE=0.5,Results_50PoE!C1823,\"Invalid Load Profile %\"))","v":190},61.68181818181818,30.84090909090909,0,0,0,10.957009530706957,0,0,1140.4399976654126,1140.4399976654126,1140.4399976654126,1.547948973713373E-2,2.1555197118356185E-3,false,false,2.5129041781061248E-2,0,0,818.96463794038721,0,0,0]
[2030,17,{"$f":"IF(LOADPROFILE=0.1,Results_10PoE!C1824,IF(LOADPROFILE=0.5,Results_50PoE!C1824,\"Invalid Load Profile %\"))","v":85},61.68181818181818,30.84090909090909,0,0,0,11.957009530706957,0,0,568.92486463080456,568.92486463080456,568.92486463080456,1.547948973713373E-2,2.1555197118356185E-3,false,false,2.5129041781061248E-2,0,0,408.55226643352705,0,0,0]
[2030,18,{"$f":"IF(LOADPROFILE=0.1,Results_10PoE!C1825,IF(LOADPROFILE=0.5,Results_50PoE!C1825,\"Invalid Load Profile %\"))","v":37},61.68181818181818,30.84090909090909,0,0,0,12.957009530706957,0,0,321.09673454627546,321.09673454627546,321.09673454627546,1.547948973713373E-2,2.1555197118356185E-3,false,false,2.5129041781061248E-2,0,0,230.58369707292701,0,0,0]
[2030,19,{"$f":"IF(LOADPROFILE=0.1,Results_10PoE!C1826,IF(LOADPROFILE=0.5,Results_50PoE!C1826,\"Invalid Load Profile %\"))","v":12},61.68181818181818,30.84090909090909,0,0,0,13.957009530706957,0,0,110.68109933781554,110.68109933781554,110.68109933781554,1.547948973713373E-2,2.1555197118356185E-3,false,false,2.5129041781061248E-2,0,0,79.481521721085457,0,0,0]
[2030,20,{"$f":"IF(LOADPROFILE=0.1,Results_10PoE!C1827,IF(LOADPROFILE=0.5,Results_50PoE!C1827,\"Invalid Load Profile %\"))","v":4},61.68181818181818,30.84090909090909,0,0,0,14.957009530706957,0,0,44.479216357808603,44.479216357808603,44.479216357808603,1.547948973713373E-2,2.1555197118356185E-3,false,false,2.5129041781061248E-2,0,0,31.941097642062843,0,0,0]
[2030,21,{"$f":"IF(LOADPROFILE=0.1,Results_10PoE!C1828,IF(LOADPROFILE=0.5,Results_50PoE!C1828,\"Invalid Load Profile %\"))","v":1},61.68181818181818,30.84090909090909,0,0,0,15.957009530706957,0,0,15.817673487978793,15.817673487978793,15.817673487978793,1.547948973713373E-2,2.1555197118356185E-3,false,false,2.5129041781061248E-2,0,0,11.358874879572882,0,0,0]
[2030,22,{"$f":"IF(LOADPROFILE=0.1,Results_10PoE!C1829,IF(LOADPROFILE=0.5,Results_50PoE!C1829,\"Invalid Load Profile %\"))","v":0},61.68181818181818,30.84090909090909,0,0,0,16.957009530706955,0,0,0,0,0,1.547948973713373E-2,2.1555197118356185E-3,false,false,2.5129041781061248E-2,0,0,0,0,0,0]
[2030,23,{"$f":"IF(LOADPROFILE=0.1,Results_10PoE!C1830,IF(LOADPROFILE=0.5,Results_50PoE!C1830,\"Invalid Load Profile %\"))","v":0},61.68181818181818,30.84090909090909,0,0,0,17.957009530706955,0,0,0,0,0,1.547948973713373E-2,2.1555197118356185E-3,false,false,2.5129041781061248E-2,0,0,0,0,0,0]
[2030,24,{"$f":"IF(LOADPROFILE=0.1,Results_10PoE!C1831,IF(LOADPROFILE=0.5,Results_50PoE!C1831,\"Invalid Load Profile %\"))","v":0},61.68181818181818,30.84090909090909,0,0,0,18.957009530706955,0,0,0,0,0,1.547948973713373E-2,2.1555197118356185E-3,false,false,2.5129041781061248E-2,0,0,0,0,0,0]
[2030,25,{"$f":"IF(LOADPROFILE=0.1,Results_10PoE!C1832,IF(LOADPROFILE=0.5,Results_50PoE!C1832,\"Invalid Load Profile %\"))","v":0},61.68181818181818,30.84090909090909,0,0,0,19.957009530706955,0,0,0,0,0,1.547948973713373E-2,2.1555197118356185E-3,false,false,2.5129041781061248E-2,0,0,0,0,0,0]
[2030,26,{"$f":"IF(LOADPROFILE=0.1,Results_10PoE!C1833,IF(LOADPROFILE=0.5,Results_50PoE!C1833,\"Invalid Load Profile %\"))","v":0},61.68181818181818,30.84090909090909,0,0,0,20.957009530706955,0,0,0,0,0,1.547948973713373E-2,2.1555197118356185E-3,false,false,2.5129041781061248E-2,0,0,0,0,0,0]
[2030,27,{"$f":"IF(LOADPROFILE=0.1,Results_10PoE!C1834,IF(LOADPROFILE=0.5,Results_50PoE!C1834,\"Invalid Load Profile %\"))","v":0},61.68181818181818,30.84090909090909,0,0,0,21.957009530706955,0,0,0,0,0,1.547948973713373E-2,2.1555197118356185E-3,false,false,2.5129041781061248E-2,0,0,0,0,0,0]
[2030,28,{"$f":"IF(LOADPROFILE=0.1,Results_10PoE!C1835,IF(LOADPROFILE=0.5,Results_50PoE!C1835,\"Invalid Load Profile %\"))","v":0},61.68181818181818,30.84090909090909,0,0,0,22.957009530706955,0,0,0,0,0,1.547948973713373E-2,2.1555197118356185E-3,false,false,2.5129041781061248E-2,0,0,0,0,0,0]
[2030,29,{"$f":"IF(LOADPROFILE=0.1,Results_10PoE!C1836,IF(LOADPROFILE=0.5,Results_50PoE!C1836,\"Invalid Load Profile %\"))","v":0},61.68181818181818,30.84090909090909,0,0,0,23.957009530706955,0,0,0,0,0,1.547948973713373E-2,2.1555197118356185E-3,false,false,2.5129041781061248E-2,0,0,0,0,0,0]
[2030,30,{"$f":"IF(LOADPROFILE=0.1,Results_10PoE!C1837,IF(LOADPROFILE=0.5,Results_50PoE!C1837,\"Invalid Load Profile %\"))","v":0},61.68181818181818,30.84090909090909,0,0,0,24.957009530706955,0,0,0,0,0,1.547948973713373E-2,2.1555197118356185E-3,false,false,2.5129041781061248E-2,0,0,0,0,0,0]
[2030,31,{"$f":"IF(LOADPROFILE=0.1,Results_10PoE!C1838,IF(LOADPROFILE=0.5,Results_50PoE!C1838,\"Invalid Load Profile %\"))","v":0},61.68181818181818,30.84090909090909,0,0,0,25.957009530706955,0,0,0,0,0,1.547948973713373E-2,2.1555197118356185E-3,false,false,2.5129041781061248E-2,0,0,0,0,0,0]
[2030,32,{"$f":"IF(LOADPROFILE=0.1,Results_10PoE!C1839,IF(LOADPROFILE=0.5,Results_50PoE!C1839,\"Invalid Load Profile %\"))","v":0},61.68181818181818,30.84090909090909,0,0,0,26.957009530706955,0,0,0,0,0,1.547948973713373E-2,2.1555197118356185E-3,false,false,2.5129041781061248E-2,0,0,0,0,0,0]
[2030,33,{"$f":"IF(LOADPROFILE=0.1,Results_10PoE!C1840,IF(LOADPROFILE=0.5,Results_50PoE!C1840,\"Invalid Load Profile %\"))","v":0},61.68181818181818,30.84090909090909,0,0,0,27.957009530706955,0,0,0,0,0,1.547948973713373E-2,2.1555197118356185E-3,false,false,2.5129041781061248E-2,0,0,0,0,0,0]
[2030,34,{"$f":"IF(LOADPROFILE=0.1,Results_10PoE!C1841,IF(LOADPROFILE=0.5,Results_50PoE!C1841,\"Invalid Load Profile %\"))","v":0},61.68181818181818,30.84090909090909,0,0,0,28.957009530706955,0,0,0,0,0,1.547948973713373E-2,2.1555197118356185E-3,false,false,2.5129041781061248E-2,0,0,0,0,0,0]
[2030,35,{"$f":"IF(LOADPROFILE=0.1,Results_10PoE!C1842,IF(LOADPROFILE=0.5,Results_50PoE!C1842,\"Invalid Load Profile %\"))","v":0},61.68181818181818,30.84090909090909,0,0,0,29.957009530706955,0,0,0,0,0,1.547948973713373E-2,2.1555197118356185E-3,false,false,2.5129041781061248E-2,0,0,0,0,0,0]
[2030,36,{"$f":"IF(LOADPROFILE=0.1,Results_10PoE!C1843,IF(LOADPROFILE=0.5,Results_50PoE!C1843,\"Invalid Load Profile %\"))","v":0},61.68181818181818,30.84090909090909,0,0,0,30.957009530706955,0,0,0,0,0,1.547948973713373E-2,2.1555197118356185E-3,false,false,2.5129041781061248E-2,0,0,0,0,0,0]
[2030,37,{"$f":"IF(LOADPROFILE=0.1,Results_10PoE!C1844,IF(LOADPROFILE=0.5,Results_50PoE!C1844,\"Invalid Load Profile %\"))","v":0},61.68181818181818,30.84090909090909,0,0,0,31.957009530706955,0,0,0,0,0,1.547948973713373E-2,2.1555197118356185E-3,false,false,2.5129041781061248E-2,0,0,0,0,0,0]
[2030,38,{"$f":"IF(LOADPROFILE=0.1,Results_10PoE!C1845,IF(LOADPROFILE=0.5,Results_50PoE!C1845,\"Invalid Load Profile %\"))","v":0},61.68181818181818,30.84090909090909,0,0,0,32.957009530706955,0,0,0,0,0,1.547948973713373E-2,2.1555197118356185E-3,false,false,2.5129041781061248E-2,0,0,0,0,0,0]
[2030,39,{"$f":"IF(LOADPROFILE=0.1,Results_10PoE!C1846,IF(LOADPROFILE=0.5,Results_50PoE!C1846,\"Invalid Load Profile %\"))","v":0},61.68181818181818,30.84090909090909,0,0,0,33.957009530706955,0,0,0,0,0,1.547948973713373E-2,2.1555197118356185E-3,false,false,2.5129041781061248E-2,0,0,0,0,0,0]
[2030,40,{"$f":"IF(LOADPROFILE=0.1,Results_10PoE!C1847,IF(LOADPROFILE=0.5,Results_50PoE!C1847,\"Invalid Load Profile %\"))","v":0},61.68181818181818,30.84090909090909,0,0,0,34.957009530706955,0,0,0,0,0,1.547948973713373E-2,2.1555197118356185E-3,false,false,2.5129041781061248E-2,0,0,0,0,0,0]
[2030,41,{"$f":"IF(LOADPROFILE=0.1,Results_10PoE!C1848,IF(LOADPROFILE=0.5,Results_50PoE!C1848,\"Invalid Load Profile %\"))","v":0},61.68181818181818,30.84090909090909,0,0,0,35.957009530706955,0,0,0,0,0,1.547948973713373E-2,2.1555197118356185E-3,false,false,2.5129041781061248E-2,0,0,0,0,0,0]
[2030,42,{"$f":"IF(LOADPROFILE=0.1,Results_10PoE!C1849,IF(LOADPROFILE=0.5,Results_50PoE!C1849,\"Invalid Load Profile %\"))","v":0},61.68181818181818,30.84090909090909,0,0,0,36.957009530706955,0,0,0,0,0,1.547948973713373E-2,2.1555197118356185E-3,false,false,2.5129041781061248E-2,0,0,0,0,0,0]
[2030,43,{"$f":"IF(LOADPROFILE=0.1,Results_10PoE!C1850,IF(LOADPROFILE=0.5,Results_50PoE!C1850,\"Invalid Load Profile %\"))","v":0},61.68181818181818,30.84090909090909,0,0,0,37.957009530706955,0,0,0,0,0,1.547948973713373E-2,2.1555197118356185E-3,false,false,2.5129041781061248E-2,0,0,0,0,0,0]
[2030,44,{"$f":"IF(LOADPROFILE=0.1,Results_10PoE!C1851,IF(LOADPROFILE=0.5,Results_50PoE!C1851,\"Invalid Load Profile %\"))","v":0},61.68181818181818,30.84090909090909,0,0,0,38.957009530706955,0,0,0,0,0,1.547948973713373E-2,2.1555197118356185E-3,false,false,2.5129041781061248E-2,0,0,0,0,0,0]
[2030,45,{"$f":"IF(LOADPROFILE=0.1,Results_10PoE!C1852,IF(LOADPROFILE=0.5,Results_50PoE!C1852,\"Invalid Load Profile %\"))","v":0},61.68181818181818,30.84090909090909,0,0,0,39.957009530706955,0,0,0,0,0,1.547948973713373E-2,2.1555197118356185E-3,false,false,2.5129041781061248E-2,0,0,0,0,0,0]
[2030,46,{"$f":"IF(LOADPROFILE=0.1,Results_10PoE!C1853,IF(LOADPROFILE=0.5,Results_50PoE!C1853,\"Invalid Load Profile %\"))","v":0},61.68181818181818,30.84090909090909,0,0,0,40.957009530706955,0,0,0,0,0,1.547948973713373E-2,2.1555197118356185E-3,false,false,2.5129041781061248E-2,0,0,0,0,0,0]
[2030,47,{"$f":"IF(LOADPROFILE=0.1,Results_10PoE!C1854,IF(LOADPROFILE=0.5,Results_50PoE!C1854,\"Invalid Load Profile %\"))","v":0},61.68181818181818,30.84090909090909,0,0,0,41.957009530706955,0,0,0,0,0,1.547948973713373E-2,2.1555197118356185E-3,false,false,2.5129041781061248E-2,0,0,0,0,0,0]
[2030,48,{"$f":"IF(LOADPROFILE=0.1,Results_10PoE!C1855,IF(LOADPROFILE=0.5,Results_50PoE!C1855,\"Invalid Load Profile %\"))","v":0},61.68181818181818,30.84090909090909,0,0,0,42.957009530706955,0,0,0,0,0,1.547948973713373E-2,2.1555197118356185E-3,false,false,2.5129041781061248E-2,0,0,0,0,0,0]
[2030,49,{"$f":"IF(LOADPROFILE=0.1,Results_10PoE!C1856,IF(LOADPROFILE=0.5,Results_50PoE!C1856,\"Invalid Load Profile %\"))","v":0},61.68181818181818,30.84090909090909,0,0,0,43.957009530706955,0,0,0,0,0,1.547948973713373E-2,2.1555197118356185E-3,false,false,2.5129041781061248E-2,0,0,0,0,0,0]
[2030,50,{"$f":"IF(LOADPROFILE=0.1,Results_10PoE!C1857,IF(LOADPROFILE=0.5,Results_50PoE!C1857,\"Invalid Load Profile %\"))","v":0},61.68181818181818,30.84090909090909,0,0,0,44.957009530706955,0,0,0,0,0,1.547948973713373E-2,2.1555197118356185E-3,false,false,2.5129041781061248E-2,0,0,0,0,0,0]
[2030,51,{"$f":"IF(LOADPROFILE=0.1,Results_10PoE!C1858,IF(LOADPROFILE=0.5,Results_50PoE!C1858,\"Invalid Load Profile %\"))","v":0},61.68181818181818,30.84090909090909,0,0,0,45.957009530706955,0,0,0,0,0,1.547948973713373E-2,2.1555197118356185E-3,false,false,2.5129041781061248E-2,0,0,0,0,0,0]
[2030,52,{"$f":"IF(LOADPROFILE=0.1,Results_10PoE!C1859,IF(LOADPROFILE=0.5,Results_50PoE!C1859,\"Invalid Load Profile %\"))","v":0},61.68181818181818,30.84090909090909,0,0,0,46.957009530706955,0,0,0,0,0,1.547948973713373E-2,2.1555197118356185E-3,false,false,2.5129041781061248E-2,0,0,0,0,0,0]
[2030,53,{"$f":"IF(LOADPROFILE=0.1,Results_10PoE!C1860,IF(LOADPROFILE=0.5,Results_50PoE!C1860,\"Invalid Load Profile %\"))","v":0},61.68181818181818,30.84090909090909,0,0,0,47.957009530706955,0,0,0,0,0,1.547948973713373E-2,2.1555197118356185E-3,false,false,2.5129041781061248E-2,0,0,0,0,0,0]
[2030,54,{"$f":"IF(LOADPROFILE=0.1,Results_10PoE!C1861,IF(LOADPROFILE=0.5,Results_50PoE!C1861,\"Invalid Load Profile %\"))","v":0},61.68181818181818,30.84090909090909,0,0,0,48.957009530706955,0,0,0,0,0,1.547948973713373E-2,2.1555197118356185E-3,false,false,2.5129041781061248E-2,0,0,0,0,0,0]
[2030,55,{"$f":"IF(LOADPROFILE=0.1,Results_10PoE!C1862,IF(LOADPROFILE=0.5,Results_50PoE!C1862,\"Invalid Load Profile %\"))","v":0},61.68181818181818,30.84090909090909,0,0,0,49.957009530706955,0,0,0,0,0,1.547948973713373E-2,2.1555197118356185E-3,false,false,2.5129041781061248E-2,0,0,0,0,0,0]
[2030,56,{"$f":"IF(LOADPROFILE=0.1,Results_10PoE!C1863,IF(LOADPROFILE=0.5,Results_50PoE!C1863,\"Invalid Load Profile %\"))","v":0},61.68181818181818,30.84090909090909,0,0,0,50.957009530706955,0,0,0,0,0,1.547948973713373E-2,2.1555197118356185E-3,false,false,2.5129041781061248E-2,0,0,0,0,0,0]
[2030,57,{"$f":"IF(LOADPROFILE=0.1,Results_10PoE!C1864,IF(LOADPROFILE=0.5,Results_50PoE!C1864,\"Invalid Load Profile %\"))","v":0},61.68181818181818,30.84090909090909,0,0,0,51.957009530706955,0,0,0,0,0,1.547948973713373E-2,2.1555197118356185E-3,false,false,2.5129041781061248E-2,0,0,0,0,0,0]
[2030,58,{"$f":"IF(LOADPROFILE=0.1,Results_10PoE!C1865,IF(LOADPROFILE=0.5,Results_50PoE!C1865,\"Invalid Load Profile %\"))","v":0},{"$f":"VLOOKUP($A1894,$Q$4:$AB$26,6,FALSE)","v":61.68181818181818},{"$f":"VLOOKUP($A1894,$Q$4:$AB$26,7,FALSE)","v":30.84090909090909},{"$f":"VLOOKUP($A1894,$Q$4:$AB$26,9,FALSE)","v":0},{"$f":"VLOOKUP($A1894,$Q$4:$AB$26,10,FALSE)","v":0},{"$f":"VLOOKUP($A1894,$Q$4:$AB$26,11,FALSE)","v":0},{"$f":"IF(B1894-VLOOKUP(A1894,$Q$4:$AB$26,12,FALSE)<0,0,B1894-VLOOKUP(A1894,$Q$4:$AB$26,12,FALSE))","v":52.957009530706955},{"$f":"IF(B1894=150,0,IF(IF($I1894>D1894,($I1894-D1894)*($C1894-$C1895),0)<0,0,IF($I1894>D1894,($I1894-D1894)*($C1894-$C1895),0)))*$Y$30","v":0},{"$f":"IF(C1894=150,0,IF(IF($I1894>E1894,($I1894-E1894)*($C1894-$C1895),0)<0,0,IF($I1894>E1894,($I1894-E1894)*($C1894-$C1895),0)))*$Y$30","v":0},{"$f":"IF(D1894=150,0,IF(IF($I1894>F1894,($I1894-F1894)*($C1894-$C1895),0)<0,0,IF($I1894>F1894,($I1894-F1894)*($C1894-$C1895),0)))*$Y$30","v":0},{"$f":"IF(E1894=150,0,IF(IF($I1894>G1894,($I1894-G1894)*($C1894-$C1895),0)<0,0,IF($I1894>G1894,($I1894-G1894)*($C1894-$C1895),0)))*$Y$30","v":0},{"$f":"IF(F1894=150,0,IF(IF($I1894>H1894,($I1894-H1894)*($C1894-$C1895),0)<0,0,IF($I1894>H1894,($I1894-H1894)*($C1894-$C1895),0)))*$Y$30","v":0},{"$f":"VLOOKUP($A1894, $Q$4:$BB$26,33,FALSE)","v":1.547948973713373E-2},{"$f":"VLOOKUP($A1894, $Q$4:$BB$26,34,FALSE)","v":2.1555197118356185E-3},{"$f":"VLOOKUP($A1894, $Q$4:$BB$26,35,FALSE)","v":false},{"$f":"VLOOKUP($A1894, $Q$4:$BB$26,36,FALSE)","v":false},{"$f":"VLOOKUP($A1894, $Q$4:$BB$26,37,FALSE)","v":2.5129041781061248E-2},{"$f":"J1894*1000*($S$34/365)","v":0},{"$f":"O1894*K1894*1000*($T$34/365)","v":0},{"$f":"P1894*L1894*1000*($U$34/365)","v":0},{"$f":"Q1894*M1894*1000*($V$34/365)","v":0},{"$f":"R1894*N1894*1000*($W$34/365)","v":0},{"$f":"S1894*K1894*1000*($X$34/365)","v":0}]
[2030,59,{"$f":"IF(LOADPROFILE=0.1,Results_10PoE!C1866,IF(LOADPROFILE=0.5,Results_50PoE!C1866,\"Invalid Load Profile %\"))","v":0},61.68181818181818,30.84090909090909,0,0,0,53.957009530706955,0,0,0,0,0,1.547948973713373E-2,2.1555197118356185E-3,false,false,2.5129041781061248E-2,0,0,0,0,0,0]
[2030,60,{"$f":"IF(LOADPROFILE=0.1,Results_10PoE!C1867,IF(LOADPROFILE=0.5,Results_50PoE!C1867,\"Invalid Load Profile %\"))","v":0},61.68181818181818,30.84090909090909,0,0,0,54.957009530706955,0,0,0,0,0,1.547948973713373E-2,2.1555197118356185E-3,false,false,2.5129041781061248E-2,0,0,0,0,0,0]
[2030,61,{"$f":"IF(LOADPROFILE=0.1,Results_10PoE!C1868,IF(LOADPROFILE=0.5,Results_50PoE!C1868,\"Invalid Load Profile %\"))","v":0},61.68181818181818,30.84090909090909,0,0,0,55.957009530706955,0,0,0,0,0,1.547948973713373E-2,2.1555197118356185E-3,false,false,2.5129041781061248E-2,0,0,0,0,0,0]
[2030,62,{"$f":"IF(LOADPROFILE=0.1,Results_10PoE!C1869,IF(LOADPROFILE=0.5,Results_50PoE!C1869,\"Invalid Load Profile %\"))","v":0},61.68181818181818,30.84090909090909,0,0,0,56.957009530706955,0,0,0,0,0,1.547948973713373E-2,2.1555197118356185E-3,false,false,2.5129041781061248E-2,0,0,0,0,0,0]
[2030,63,{"$f":"IF(LOADPROFILE=0.1,Results_10PoE!C1870,IF(LOADPROFILE=0.5,Results_50PoE!C1870,\"Invalid Load Profile %\"))","v":0},61.68181818181818,30.84090909090909,0,0,0,57.957009530706955,0,0,0,0,0,1.547948973713373E-2,2.1555197118356185E-3,false,false,2.5129041781061248E-2,0,0,0,0,0,0]
[2030,64,{"$f":"IF(LOADPROFILE=0.1,Results_10PoE!C1871,IF(LOADPROFILE=0.5,Results_50PoE!C1871,\"Invalid Load Profile %\"))","v":0},61.68181818181818,30.84090909090909,0,0,0,58.957009530706955,0,0,0,0,0,1.547948973713373E-2,2.1555197118356185E-3,false,false,2.5129041781061248E-2,0,0,0,0,0,0]
[2030,65,{"$f":"IF(LOADPROFILE=0.1,Results_10PoE!C1872,IF(LOADPROFILE=0.5,Results_50PoE!C1872,\"Invalid Load Profile %\"))","v":0},61.68181818181818,30.84090909090909,0,0,0,59.957009530706955,0,0,0,0,0,1.547948973713373E-2,2.1555197118356185E-3,false,false,2.5129041781061248E-2,0,0,0,0,0,0]
[2030,66,{"$f":"IF(LOADPROFILE=0.1,Results_10PoE!C1873,IF(LOADPROFILE=0.5,Results_50PoE!C1873,\"Invalid Load Profile %\"))","v":0},61.68181818181818,30.84090909090909,0,0,0,60.957009530706955,0,0,0,0,0,1.547948973713373E-2,2.1555197118356185E-3,false,false,2.5129041781061248E-2,0,0,0,0,0,0]
[2030,67,{"$f":"IF(LOADPROFILE=0.1,Results_10PoE!C1874,IF(LOADPROFILE=0.5,Results_50PoE!C1874,\"Invalid Load Profile %\"))","v":0},61.68181818181818,30.84090909090909,0,0,0,61.957009530706955,0,0,0,0,0,1.547948973713373E-2,2.1555197118356185E-3,false,false,2.5129041781061248E-2,0,0,0,0,0,0]
[2030,68,{"$f":"IF(LOADPROFILE=0.1,Results_10PoE!C1875,IF(LOADPROFILE=0.5,Results_50PoE!C1875,\"Invalid Load Profile %\"))","v":0},61.68181818181818,30.84090909090909,0,0,0,62.957009530706955,0,0,0,0,0,1.547948973713373E-2,2.1555197118356185E-3,false,false,2.5129041781061248E-2,0,0,0,0,0,0]
[2030,69,{"$f":"IF(LOADPROFILE=0.1,Results_10PoE!C1876,IF(LOADPROFILE=0.5,Results_50PoE!C1876,\"Invalid Load Profile %\"))","v":0},61.68181818181818,30.84090909090909,0,0,0,63.957009530706955,0,0,0,0,0,1.547948973713373E-2,2.1555197118356185E-3,false,false,2.5129041781061248E-2,0,0,0,0,0,0]
[2030,70,{"$f":"IF(LOADPROFILE=0.1,Results_10PoE!C1877,IF(LOADPROFILE=0.5,Results_50PoE!C1877,\"Invalid Load Profile %\"))","v":0},61.68181818181818,30.84090909090909,0,0,0,64.957009530706955,0,0,0,0,0,1.547948973713373E-2,2.1555197118356185E-3,false,false,2.5129041781061248E-2,0,0,0,0,0,0]
[2030,71,{"$f":"IF(LOADPROFILE=0.1,Results_10PoE!C1878,IF(LOADPROFILE=0.5,Results_50PoE!C1878,\"Invalid Load Profile %\"))","v":0},61.68181818181818,30.84090909090909,0,0,0,65.957009530706955,0,0,0,0,0,1.547948973713373E-2,2.1555197118356185E-3,false,false,2.5129041781061248E-2,0,0,0,0,0,0]
[2030,72,{"$f":"IF(LOADPROFILE=0.1,Results_10PoE!C1879,IF(LOADPROFILE=0.5,Results_50PoE!C1879,\"Invalid Load Profile %\"))","v":0},61.68181818181818,30.84090909090909,0,0,0,66.957009530706955,0,0,0,0,0,1.547948973713373E-2,2.1555197118356185E-3,false,false,2.5129041781061248E-2,0,0,0,0,0,0]
[2030,73,{"$f":"IF(LOADPROFILE=0.1,Results_10PoE!C1880,IF(LOADPROFILE=0.5,Results_50PoE!C1880,\"Invalid Load Profile %\"))","v":0},61.68181818181818,30.84090909090909,0,0,0,67.957009530706955,0,0,0,0,0,1.547948973713373E-2,2.1555197118356185E-3,false,false,2.5129041781061248E-2,0,0,0,0,0,0]
[2030,74,{"$f":"IF(LOADPROFILE=0.1,Results_10PoE!C1881,IF(LOADPROFILE=0.5,Results_50PoE!C1881,\"Invalid Load Profile %\"))","v":0},61.68181818181818,30.84090909090909,0,0,0,68.957009530706955,0,0,0,0,0,1.547948973713373E-2,2.1555197118356185E-3,false,false,2.5129041781061248E-2,0,0,0,0,0,0]
[2030,75,{"$f":"IF(LOADPROFILE=0.1,Results_10PoE!C1882,IF(LOADPROFILE=0.5,Results_50PoE!C1882,\"Invalid Load Profile %\"))","v":0},61.68181818181818,30.84090909090909,0,0,0,69.957009530706955,0,0,0,0,0,1.547948973713373E-2,2.1555197118356185E-3,false,false,2.5129041781061248E-2,0,0,0,0,0,0]
[2030,76,{"$f":"IF(LOADPROFILE=0.1,Results_10PoE!C1883,IF(LOADPROFILE=0.5,Results_50PoE!C1883,\"Invalid Load Profile %\"))","v":0},61.68181818181818,30.84090909090909,0,0,0,70.957009530706955,0,0,0,0,0,1.547948973713373E-2,2.1555197118356185E-3,false,false,2.5129041781061248E-2,0,0,0,0,0,0]
[2030,77,{"$f":"IF(LOADPROFILE=0.1,Results_10PoE!C1884,IF(LOADPROFILE=0.5,Results_50PoE!C1884,\"Invalid Load Profile %\"))","v":0},61.68181818181818,30.84090909090909,0,0,0,71.957009530706955,0,0,0,0,0,1.547948973713373E-2,2.1555197118356185E-3,false,false,2.5129041781061248E-2,0,0,0,0,0,0]
[2030,78,{"$f":"IF(LOADPROFILE=0.1,Results_10PoE!C1885,IF(LOADPROFILE=0.5,Results_50PoE!C1885,\"Invalid Load Profile %\"))","v":0},61.68181818181818,30.84090909090909,0,0,0,72.957009530706955,0,0,0,0,0,1.547948973713373E-2,2.1555197118356185E-3,false,false,2.5129041781061248E-2,0,0,0,0,0,0]
[2030,79,{"$f":"IF(LOADPROFILE=0.1,Results_10PoE!C1886,IF(LOADPROFILE=0.5,Results_50PoE!C1886,\"Invalid Load Profile %\"))","v":0},61.68181818181818,30.84090909090909,0,0,0,73.957009530706955,0,0,0,0,0,1.547948973713373E-2,2.1555197118356185E-3,false,false,2.5129041781061248E-2,0,0,0,0,0,0]
[2030,80,{"$f":"IF(LOADPROFILE=0.1,Results_10PoE!C1887,IF(LOADPROFILE=0.5,Results_50PoE!C1887,\"Invalid Load Profile %\"))","v":0},61.68181818181818,30.84090909090909,0,0,0,74.957009530706955,0,0,0,0,0,1.547948973713373E-2,2.1555197118356185E-3,false,false,2.5129041781061248E-2,0,0,0,0,0,0]
[2030,81,{"$f":"IF(LOADPROFILE=0.1,Results_10PoE!C1888,IF(LOADPROFILE=0.5,Results_50PoE!C1888,\"Invalid Load Profile %\"))","v":0},61.68181818181818,30.84090909090909,0,0,0,75.957009530706955,0,0,0,0,0,1.547948973713373E-2,2.1555197118356185E-3,false,false,2.5129041781061248E-2,0,0,0,0,0,0]
[2030,82,{"$f":"IF(LOADPROFILE=0.1,Results_10PoE!C1889,IF(LOADPROFILE=0.5,Results_50PoE!C1889,\"Invalid Load Profile %\"))","v":0},61.68181818181818,30.84090909090909,0,0,0,76.957009530706955,0,0,0,0,0,1.547948973713373E-2,2.1555197118356185E-3,false,false,2.5129041781061248E-2,0,0,0,0,0,0]
[2030,83,{"$f":"IF(LOADPROFILE=0.1,Results_10PoE!C1890,IF(LOADPROFILE=0.5,Results_50PoE!C1890,\"Invalid Load Profile %\"))","v":0},61.68181818181818,30.84090909090909,0,0,0,77.957009530706955,0,0,0,0,0,1.547948973713373E-2,2.1555197118356185E-3,false,false,2.5129041781061248E-2,0,0,0,0,0,0]
[2030,84,{"$f":"IF(LOADPROFILE=0.1,Results_10PoE!C1891,IF(LOADPROFILE=0.5,Results_50PoE!C1891,\"Invalid Load Profile %\"))","v":0},61.68181818181818,30.84090909090909,0,0,0,78.957009530706955,0,0,0,0,0,1.547948973713373E-2,2.1555197118356185E-3,false,false,2.5129041781061248E-2,0,0,0,0,0,0]
[2030,85,{"$f":"IF(LOADPROFILE=0.1,Results_10PoE!C1892,IF(LOADPROFILE=0.5,Results_50PoE!C1892,\"Invalid Load Profile %\"))","v":0},61.68181818181818,30.84090909090909,0,0,0,79.957009530706955,0,0,0,0,0,1.547948973713373E-2,2.1555197118356185E-3,false,false,2.5129041781061248E-2,0,0,0,0,0,0]
[2030,86,{"$f":"IF(LOADPROFILE=0.1,Results_10PoE!C1893,IF(LOADPROFILE=0.5,Results_50PoE!C1893,\"Invalid Load Profile %\"))","v":0},61.68181818181818,30.84090909090909,0,0,0,80.957009530706955,0,0,0,0,0,1.547948973713373E-2,2.1555197118356185E-3,false,false,2.5129041781061248E-2,0,0,0,0,0,0]
[2030,87,{"$f":"IF(LOADPROFILE=0.1,Results_10PoE!C1894,IF(LOADPROFILE=0.5,Results_50PoE!C1894,\"Invalid Load Profile %\"))","v":0},61.68181818181818,30.84090909090909,0,0,0,81.957009530706955,0,0,0,0,0,1.547948973713373E-2,2.1555197118356185E-3,false,false,2.5129041781061248E-2,0,0,0,0,0,0]
[2030,88,{"$f":"IF(LOADPROFILE=0.1,Results_10PoE!C1895,IF(LOADPROFILE=0.5,Results_50PoE!C1895,\"Invalid Load Profile %\"))","v":0},61.68181818181818,30.84090909090909,0,0,0,82.957009530706955,0,0,0,0,0,1.547948973713373E-2,2.1555197118356185E-3,false,false,2.5129041781061248E-2,0,0,0,0,0,0]
[2030,89,{"$f":"IF(LOADPROFILE=0.1,Results_10PoE!C1896,IF(LOADPROFILE=0.5,Results_50PoE!C1896,\"Invalid Load Profile %\"))","v":0},61.68181818181818,30.84090909090909,0,0,0,83.957009530706955,0,0,0,0,0,1.547948973713373E-2,2.1555197118356185E-3,false,false,2.5129041781061248E-2,0,0,0,0,0,0]
[2030,90,{"$f":"IF(LOADPROFILE=0.1,Results_10PoE!C1897,IF(LOADPROFILE=0.5,Results_50PoE!C1897,\"Invalid Load Profile %\"))","v":0},61.68181818181818,30.84090909090909,0,0,0,84.957009530706955,0,0,0,0,0,1.547948973713373E-2,2.1555197118356185E-3,false,false,2.5129041781061248E-2,0,0,0,0,0,0]
[2030,91,{"$f":"IF(LOADPROFILE=0.1,Results_10PoE!C1898,IF(LOADPROFILE=0.5,Results_50PoE!C1898,\"Invalid Load Profile %\"))","v":0},61.68181818181818,30.84090909090909,0,0,0,85.957009530706955,0,0,0,0,0,1.547948973713373E-2,2.1555197118356185E-3,false,false,2.5129041781061248E-2,0,0,0,0,0,0]
[2030,92,{"$f":"IF(LOADPROFILE=0.1,Results_10PoE!C1899,IF(LOADPROFILE=0.5,Results_50PoE!C1899,\"Invalid Load Profile %\"))","v":0},61.68181818181818,30.84090909090909,0,0,0,86.957009530706955,0,0,0,0,0,1.547948973713373E-2,2.1555197118356185E-3,false,false,2.5129041781061248E-2,0,0,0,0,0,0]
[2030,93,{"$f":"IF(LOADPROFILE=0.1,Results_10PoE!C1900,IF(LOADPROFILE=0.5,Results_50PoE!C1900,\"Invalid Load Profile %\"))","v":0},61.68181818181818,30.84090909090909,0,0,0,87.957009530706955,0,0,0,0,0,1.547948973713373E-2,2.1555197118356185E-3,false,false,2.5129041781061248E-2,0,0,0,0,0,0]
[2030,94,{"$f":"IF(LOADPROFILE=0.1,Results_10PoE!C1901,IF(LOADPROFILE=0.5,Results_50PoE!C1901,\"Invalid Load Profile %\"))","v":0},61.68181818181818,30.84090909090909,0,0,0,88.957009530706955,0,0,0,0,0,1.547948973713373E-2,2.1555197118356185E-3,false,false,2.5129041781061248E-2,0,0,0,0,0,0]
[2030,95,{"$f":"IF(LOADPROFILE=0.1,Results_10PoE!C1902,IF(LOADPROFILE=0.5,Results_50PoE!C1902,\"Invalid Load Profile %\"))","v":0},61.68181818181818,30.84090909090909,0,0,0,89.957009530706955,0,0,0,0,0,1.547948973713373E-2,2.1555197118356185E-3,false,false,2.5129041781061248E-2,0,0,0,0,0,0]
[2030,96,{"$f":"IF(LOADPROFILE=0.1,Results_10PoE!C1903,IF(LOADPROFILE=0.5,Results_50PoE!C1903,\"Invalid Load Profile %\"))","v":0},61.68181818181818,30.84090909090909,0,0,0,90.957009530706955,0,0,0,0,0,1.547948973713373E-2,2.1555197118356185E-3,false,false,2.5129041781061248E-2,0,0,0,0,0,0]
[2030,97,{"$f":"IF(LOADPROFILE=0.1,Results_10PoE!C1904,IF(LOADPROFILE=0.5,Results_50PoE!C1904,\"Invalid Load Profile %\"))","v":0},61.68181818181818,30.84090909090909,0,0,0,91.957009530706955,0,0,0,0,0,1.547948973713373E-2,2.1555197118356185E-3,false,false,2.5129041781061248E-2,0,0,0,0,0,0]
[2030,98,{"$f":"IF(LOADPROFILE=0.1,Results_10PoE!C1905,IF(LOADPROFILE=0.5,Results_50PoE!C1905,\"Invalid Load Profile %\"))","v":0},61.68181818181818,30.84090909090909,0,0,0,92.957009530706955,0,0,0,0,0,1.547948973713373E-2,2.1555197118356185E-3,false,false,2.5129041781061248E-2,0,0,0,0,0,0]
[2030,99,{"$f":"IF(LOADPROFILE=0.1,Results_10PoE!C1906,IF(LOADPROFILE=0.5,Results_50PoE!C1906,\"Invalid Load Profile %\"))","v":0},61.68181818181818,30.84090909090909,0,0,0,93.957009530706955,0,0,0,0,0,1.547948973713373E-2,2.1555197118356185E-3,false,false,2.5129041781061248E-2,0,0,0,0,0,0]
[2030,100,{"$f":"IF(LOADPROFILE=0.1,Results_10PoE!C1907,IF(LOADPROFILE=0.5,Results_50PoE!C1907,\"Invalid Load Profile %\"))","v":0},61.68181818181818,30.84090909090909,0,0,0,94.957009530706955,0,0,0,0,0,1.547948973713373E-2,2.1555197118356185E-3,false,false,2.5129041781061248E-2,0,0,0,0,0,0]
[2030,101,{"$f":"IF(LOADPROFILE=0.1,Results_10PoE!C1908,IF(LOADPROFILE=0.5,Results_50PoE!C1908,\"Invalid Load Profile %\"))","v":0},61.68181818181818,30.84090909090909,0,0,0,95.957009530706955,0,0,0,0,0,1.547948973713373E-2,2.1555197118356185E-3,false,false,2.5129041781061248E-2,0,0,0,0,0,0]
[2030,102,{"$f":"IF(LOADPROFILE=0.1,Results_10PoE!C1909,IF(LOADPROFILE=0.5,Results_50PoE!C1909,\"Invalid Load Profile %\"))","v":0},61.68181818181818,30.84090909090909,0,0,0,96.957009530706955,0,0,0,0,0,1.547948973713373E-2,2.1555197118356185E-3,false,false,2.5129041781061248E-2,0,0,0,0,0,0]
[2030,103,{"$f":"IF(LOADPROFILE=0.1,Results_10PoE!C1910,IF(LOADPROFILE=0.5,Results_50PoE!C1910,\"Invalid Load Profile %\"))","v":0},61.68181818181818,30.84090909090909,0,0,0,97.957009530706955,0,0,0,0,0,1.547948973713373E-2,2.1555197118356185E-3,false,false,2.5129041781061248E-2,0,0,0,0,0,0]
[2030,104,{"$f":"IF(LOADPROFILE=0.1,Results_10PoE!C1911,IF(LOADPROFILE=0.5,Results_50PoE!C1911,\"Invalid Load Profile %\"))","v":0},61.68181818181818,30.84090909090909,0,0,0,98.957009530706955,0,0,0,0,0,1.547948973713373E-2,2.1555197118356185E-3,false,false,2.5129041781061248E-2,0,0,0,0,0,0]
[2030,105,{"$f":"IF(LOADPROFILE=0.1,Results_10PoE!C1912,IF(LOADPROFILE=0.5,Results_50PoE!C1912,\"Invalid Load Profile %\"))","v":0},61.68181818181818,30.84090909090909,0,0,0,99.957009530706955,0,0,0,0,0,1.547948973713373E-2,2.1555197118356185E-3,false,false,2.5129041781061248E-2,0,0,0,0,0,0]
[2030,106,{"$f":"IF(LOADPROFILE=0.1,Results_10PoE!C1913,IF(LOADPROFILE=0.5,Results_50PoE!C1913,\"Invalid Load Profile %\"))","v":0},61.68181818181818,30.84090909090909,0,0,0,100.95700953070696,0,0,0,0,0,1.547948973713373E-2,2.1555197118356185E-3,false,false,2.5129041781061248E-2,0,0,0,0,0,0]
[2030,107,{"$f":"IF(LOADPROFILE=0.1,Results_10PoE!C1914,IF(LOADPROFILE=0.5,Results_50PoE!C1914,\"Invalid Load Profile %\"))","v":0},61.68181818181818,30.84090909090909,0,0,0,101.95700953070696,0,0,0,0,0,1.547948973713373E-2,2.1555197118356185E-3,false,false,2.5129041781061248E-2,0,0,0,0,0,0]
[2030,108,{"$f":"IF(LOADPROFILE=0.1,Results_10PoE!C1915,IF(LOADPROFILE=0.5,Results_50PoE!C1915,\"Invalid Load Profile %\"))","v":0},61.68181818181818,30.84090909090909,0,0,0,102.95700953070696,0,0,0,0,0,1.547948973713373E-2,2.1555197118356185E-3,false,false,2.5129041781061248E-2,0,0,0,0,0,0]
[2030,109,{"$f":"IF(LOADPROFILE=0.1,Results_10PoE!C1916,IF(LOADPROFILE=0.5,Results_50PoE!C1916,\"Invalid Load Profile %\"))","v":0},61.68181818181818,30.84090909090909,0,0,0,103.95700953070696,0,0,0,0,0,1.547948973713373E-2,2.1555197118356185E-3,false,false,2.5129041781061248E-2,0,0,0,0,0,0]
[2030,110,{"$f":"IF(LOADPROFILE=0.1,Results_10PoE!C1917,IF(LOADPROFILE=0.5,Results_50PoE!C1917,\"Invalid Load Profile %\"))","v":0},61.68181818181818,30.84090909090909,0,0,0,104.95700953070696,0,0,0,0,0,1.547948973713373E-2,2.1555197118356185E-3,false,false,2.5129041781061248E-2,0,0,0,0,0,0]
[2030,111,{"$f":"IF(LOADPROFILE=0.1,Results_10PoE!C1918,IF(LOADPROFILE=0.5,Results_50PoE!C1918,\"Invalid Load Profile %\"))","v":0},61.68181818181818,30.84090909090909,0,0,0,105.95700953070696,0,0,0,0,0,1.547948973713373E-2,2.1555197118356185E-3,false,false,2.5129041781061248E-2,0,0,0,0,0,0]
[2030,112,{"$f":"IF(LOADPROFILE=0.1,Results_10PoE!C1919,IF(LOADPROFILE=0.5,Results_50PoE!C1919,\"Invalid Load Profile %\"))","v":0},61.68181818181818,30.84090909090909,0,0,0,106.95700953070696,0,0,0,0,0,1.547948973713373E-2,2.1555197118356185E-3,false,false,2.5129041781061248E-2,0,0,0,0,0,0]
[2030,113,{"$f":"IF(LOADPROFILE=0.1,Results_10PoE!C1920,IF(LOADPROFILE=0.5,Results_50PoE!C1920,\"Invalid Load Profile %\"))","v":0},61.68181818181818,30.84090909090909,0,0,0,107.95700953070696,0,0,0,0,0,1.547948973713373E-2,2.1555197118356185E-3,false,false,2.5129041781061248E-2,0,0,0,0,0,0]
[2030,114,{"$f":"IF(LOADPROFILE=0.1,Results_10PoE!C1921,IF(LOADPROFILE=0.5,Results_50PoE!C1921,\"Invalid Load Profile %\"))","v":0},61.68181818181818,30.84090909090909,0,0,0,108.95700953070696,0,0,0,0,0,1.547948973713373E-2,2.1555197118356185E-3,false,false,2.5129041781061248E-2,0,0,0,0,0,0]
[2030,115,{"$f":"IF(LOADPROFILE=0.1,Results_10PoE!C1922,IF(LOADPROFILE=0.5,Results_50PoE!C1922,\"Invalid Load Profile %\"))","v":0},61.68181818181818,30.84090909090909,0,0,0,109.95700953070696,0,0,0,0,0,1.547948973713373E-2,2.1555197118356185E-3,false,false,2.5129041781061248E-2,0,0,0,0,0,0]
[2030,116,{"$f":"IF(LOADPROFILE=0.1,Results_10PoE!C1923,IF(LOADPROFILE=0.5,Results_50PoE!C1923,\"Invalid Load Profile %\"))","v":0},61.68181818181818,30.84090909090909,0,0,0,110.95700953070696,0,0,0,0,0,1.547948973713373E-2,2.1555197118356185E-3,false,false,2.5129041781061248E-2,0,0,0,0,0,0]
[2030,117,{"$f":"IF(LOADPROFILE=0.1,Results_10PoE!C1924,IF(LOADPROFILE=0.5,Results_50PoE!C1924,\"Invalid Load Profile %\"))","v":0},61.68181818181818,30.84090909090909,0,0,0,111.95700953070696,0,0,0,0,0,1.547948973713373E-2,2.1555197118356185E-3,false,false,2.5129041781061248E-2,0,0,0,0,0,0]
[2030,118,{"$f":"IF(LOADPROFILE=0.1,Results_10PoE!C1925,IF(LOADPROFILE=0.5,Results_50PoE!C1925,\"Invalid Load Profile %\"))","v":0},61.68181818181818,30.84090909090909,0,0,0,112.95700953070696,0,0,0,0,0,1.547948973713373E-2,2.1555197118356185E-3,false,false,2.5129041781061248E-2,0,0,0,0,0,0]
[2030,119,{"$f":"IF(LOADPROFILE=0.1,Results_10PoE!C1926,IF(LOADPROFILE=0.5,Results_50PoE!C1926,\"Invalid Load Profile %\"))","v":0},61.68181818181818,30.84090909090909,0,0,0,113.95700953070696,0,0,0,0,0,1.547948973713373E-2,2.1555197118356185E-3,false,false,2.5129041781061248E-2,0,0,0,0,0,0]
[2030,120,{"$f":"IF(LOADPROFILE=0.1,Results_10PoE!C1927,IF(LOADPROFILE=0.5,Results_50PoE!C1927,\"Invalid Load Profile %\"))","v":0},61.68181818181818,30.84090909090909,0,0,0,114.95700953070696,0,0,0,0,0,1.547948973713373E-2,2.1555197118356185E-3,false,false,2.5129041781061248E-2,0,0,0,0,0,0]
[2030,121,{"$f":"IF(LOADPROFILE=0.1,Results_10PoE!C1928,IF(LOADPROFILE=0.5,Results_50PoE!C1928,\"Invalid Load Profile %\"))","v":0},61.68181818181818,30.84090909090909,0,0,0,115.95700953070696,0,0,0,0,0,1.547948973713373E-2,2.1555197118356185E-3,false,false,2.5129041781061248E-2,0,0,0,0,0,0]
[2030,122,{"$f":"IF(LOADPROFILE=0.1,Results_10PoE!C1929,IF(LOADPROFILE=0.5,Results_50PoE!C1929,\"Invalid Load Profile %\"))","v":0},{"$f":"VLOOKUP($A1958,$Q$4:$AB$26,6,FALSE)","v":61.68181818181818},{"$f":"VLOOKUP($A1958,$Q$4:$AB$26,7,FALSE)","v":30.84090909090909},{"$f":"VLOOKUP($A1958,$Q$4:$AB$26,9,FALSE)","v":0},{"$f":"VLOOKUP($A1958,$Q$4:$AB$26,10,FALSE)","v":0},{"$f":"VLOOKUP($A1958,$Q$4:$AB$26,11,FALSE)","v":0},{"$f":"IF(B1958-VLOOKUP(A1958,$Q$4:$AB$26,12,FALSE)<0,0,B1958-VLOOKUP(A1958,$Q$4:$AB$26,12,FALSE))","v":116.95700953070696},{"$f":"IF(B1958=150,0,IF(IF($I1958>D1958,($I1958-D1958)*($C1958-$C1959),0)<0,0,IF($I1958>D1958,($I1958-D1958)*($C1958-$C1959),0)))*$Y$30","v":0},{"$f":"IF(C1958=150,0,IF(IF($I1958>E1958,($I1958-E1958)*($C1958-$C1959),0)<0,0,IF($I1958>E1958,($I1958-E1958)*($C1958-$C1959),0)))*$Y$30","v":0},{"$f":"IF(D1958=150,0,IF(IF($I1958>F1958,($I1958-F1958)*($C1958-$C1959),0)<0,0,IF($I1958>F1958,($I1958-F1958)*($C1958-$C1959),0)))*$Y$30","v":0},{"$f":"IF(E1958=150,0,IF(IF($I1958>G1958,($I1958-G1958)*($C1958-$C1959),0)<0,0,IF($I1958>G1958,($I1958-G1958)*($C1958-$C1959),0)))*$Y$30","v":0},{"$f":"IF(F1958=150,0,IF(IF($I1958>H1958,($I1958-H1958)*($C1958-$C1959),0)<0,0,IF($I1958>H1958,($I1958-H1958)*($C1958-$C1959),0)))*$Y$30","v":0},{"$f":"VLOOKUP($A1958, $Q$4:$BB$26,33,FALSE)","v":1.547948973713373E-2},{"$f":"VLOOKUP($A1958, $Q$4:$BB$26,34,FALSE)","v":2.1555197118356185E-3},{"$f":"VLOOKUP($A1958, $Q$4:$BB$26,35,FALSE)","v":false},{"$f":"VLOOKUP($A1958, $Q$4:$BB$26,36,FALSE)","v":false},{"$f":"VLOOKUP($A1958, $Q$4:$BB$26,37,FALSE)","v":2.5129041781061248E-2},{"$f":"J1958*1000*($S$34/365)","v":0},{"$f":"O1958*K1958*1000*($T$34/365)","v":0},{"$f":"P1958*L1958*1000*($U$34/365)","v":0},{"$f":"Q1958*M1958*1000*($V$34/365)","v":0},{"$f":"R1958*N1958*1000*($W$34/365)","v":0},{"$f":"S1958*K1958*1000*($X$34/365)","v":0}]
[2030,123,{"$f":"IF(LOADPROFILE=0.1,Results_10PoE!C1930,IF(LOADPROFILE=0.5,Results_50PoE!C1930,\"Invalid Load Profile %\"))","v":0},61.68181818181818,30.84090909090909,0,0,0,117.95700953070696,0,0,0,0,0,1.547948973713373E-2,2.1555197118356185E-3,false,false,2.5129041781061248E-2,0,0,0,0,0,0]
[2030,124,{"$f":"IF(LOADPROFILE=0.1,Results_10PoE!C1931,IF(LOADPROFILE=0.5,Results_50PoE!C1931,\"Invalid Load Profile %\"))","v":0},61.68181818181818,30.84090909090909,0,0,0,118.95700953070696,0,0,0,0,0,1.547948973713373E-2,2.1555197118356185E-3,false,false,2.5129041781061248E-2,0,0,0,0,0,0]
[2030,125,{"$f":"IF(LOADPROFILE=0.1,Results_10PoE!C1932,IF(LOADPROFILE=0.5,Results_50PoE!C1932,\"Invalid Load Profile %\"))","v":0},61.68181818181818,30.84090909090909,0,0,0,119.95700953070696,0,0,0,0,0,1.547948973713373E-2,2.1555197118356185E-3,false,false,2.5129041781061248E-2,0,0,0,0,0,0]
[2030,126,{"$f":"IF(LOADPROFILE=0.1,Results_10PoE!C1933,IF(LOADPROFILE=0.5,Results_50PoE!C1933,\"Invalid Load Profile %\"))","v":0},61.68181818181818,30.84090909090909,0,0,0,120.95700953070696,0,0,0,0,0,1.547948973713373E-2,2.1555197118356185E-3,false,false,2.5129041781061248E-2,0,0,0,0,0,0]
[2030,127,{"$f":"IF(LOADPROFILE=0.1,Results_10PoE!C1934,IF(LOADPROFILE=0.5,Results_50PoE!C1934,\"Invalid Load Profile %\"))","v":0},61.68181818181818,30.84090909090909,0,0,0,121.95700953070696,0,0,0,0,0,1.547948973713373E-2,2.1555197118356185E-3,false,false,2.5129041781061248E-2,0,0,0,0,0,0]
[2030,128,{"$f":"IF(LOADPROFILE=0.1,Results_10PoE!C1935,IF(LOADPROFILE=0.5,Results_50PoE!C1935,\"Invalid Load Profile %\"))","v":0},61.68181818181818,30.84090909090909,0,0,0,122.95700953070696,0,0,0,0,0,1.547948973713373E-2,2.1555197118356185E-3,false,false,2.5129041781061248E-2,0,0,0,0,0,0]
[2030,129,{"$f":"IF(LOADPROFILE=0.1,Results_10PoE!C1936,IF(LOADPROFILE=0.5,Results_50PoE!C1936,\"Invalid Load Profile %\"))","v":0},61.68181818181818,30.84090909090909,0,0,0,123.95700953070696,0,0,0,0,0,1.547948973713373E-2,2.1555197118356185E-3,false,false,2.5129041781061248E-2,0,0,0,0,0,0]
[2030,130,{"$f":"IF(LOADPROFILE=0.1,Results_10PoE!C1937,IF(LOADPROFILE=0.5,Results_50PoE!C1937,\"Invalid Load Profile %\"))","v":0},61.68181818181818,30.84090909090909,0,0,0,124.95700953070696,0,0,0,0,0,1.547948973713373E-2,2.1555197118356185E-3,false,false,2.5129041781061248E-2,0,0,0,0,0,0]
[2030,131,{"$f":"IF(LOADPROFILE=0.1,Results_10PoE!C1938,IF(LOADPROFILE=0.5,Results_50PoE!C1938,\"Invalid Load Profile %\"))","v":0},61.68181818181818,30.84090909090909,0,0,0,125.95700953070696,0,0,0,0,0,1.547948973713373E-2,2.1555197118356185E-3,false,false,2.5129041781061248E-2,0,0,0,0,0,0]
[2030,132,{"$f":"IF(LOADPROFILE=0.1,Results_10PoE!C1939,IF(LOADPROFILE=0.5,Results_50PoE!C1939,\"Invalid Load Profile %\"))","v":0},61.68181818181818,30.84090909090909,0,0,0,126.95700953070696,0,0,0,0,0,1.547948973713373E-2,2.1555197118356185E-3,false,false,2.5129041781061248E-2,0,0,0,0,0,0]
[2030,133,{"$f":"IF(LOADPROFILE=0.1,Results_10PoE!C1940,IF(LOADPROFILE=0.5,Results_50PoE!C1940,\"Invalid Load Profile %\"))","v":0},61.68181818181818,30.84090909090909,0,0,0,127.95700953070696,0,0,0,0,0,1.547948973713373E-2,2.1555197118356185E-3,false,false,2.5129041781061248E-2,0,0,0,0,0,0]
[2030,134,{"$f":"IF(LOADPROFILE=0.1,Results_10PoE!C1941,IF(LOADPROFILE=0.5,Results_50PoE!C1941,\"Invalid Load Profile %\"))","v":0},61.68181818181818,30.84090909090909,0,0,0,128.95700953070696,0,0,0,0,0,1.547948973713373E-2,2.1555197118356185E-3,false,false,2.5129041781061248E-2,0,0,0,0,0,0]
[2030,135,{"$f":"IF(LOADPROFILE=0.1,Results_10PoE!C1942,IF(LOADPROFILE=0.5,Results_50PoE!C1942,\"Invalid Load Profile %\"))","v":0},61.68181818181818,30.84090909090909,0,0,0,129.95700953070696,0,0,0,0,0,1.547948973713373E-2,2.1555197118356185E-3,false,false,2.5129041781061248E-2,0,0,0,0,0,0]
[2030,136,{"$f":"IF(LOADPROFILE=0.1,Results_10PoE!C1943,IF(LOADPROFILE=0.5,Results_50PoE!C1943,\"Invalid Load Profile %\"))","v":0},61.68181818181818,30.84090909090909,0,0,0,130.95700953070696,0,0,0,0,0,1.547948973713373E-2,2.1555197118356185E-3,false,false,2.5129041781061248E-2,0,0,0,0,0,0]
[2030,137,{"$f":"IF(LOADPROFILE=0.1,Results_10PoE!C1944,IF(LOADPROFILE=0.5,Results_50PoE!C1944,\"Invalid Load Profile %\"))","v":0},61.68181818181818,30.84090909090909,0,0,0,131.95700953070696,0,0,0,0,0,1.547948973713373E-2,2.1555197118356185E-3,false,false,2.5129041781061248E-2,0,0,0,0,0,0]
[2030,138,{"$f":"IF(LOADPROFILE=0.1,Results_10PoE!C1945,IF(LOADPROFILE=0.5,Results_50PoE!C1945,\"Invalid Load Profile %\"))","v":0},61.68181818181818,30.84090909090909,0,0,0,132.95700953070696,0,0,0,0,0,1.547948973713373E-2,2.1555197118356185E-3,false,false,2.5129041781061248E-2,0,0,0,0,0,0]
[2030,139,{"$f":"IF(LOADPROFILE=0.1,Results_10PoE!C1946,IF(LOADPROFILE=0.5,Results_50PoE!C1946,\"Invalid Load Profile %\"))","v":0},61.68181818181818,30.84090909090909,0,0,0,133.95700953070696,0,0,0,0,0,1.547948973713373E-2,2.1555197118356185E-3,false,false,2.5129041781061248E-2,0,0,0,0,0,0]
[2030,140,{"$f":"IF(LOADPROFILE=0.1,Results_10PoE!C1947,IF(LOADPROFILE=0.5,Results_50PoE!C1947,\"Invalid Load Profile %\"))","v":0},61.68181818181818,30.84090909090909,0,0,0,134.95700953070696,0,0,0,0,0,1.547948973713373E-2,2.1555197118356185E-3,false,false,2.5129041781061248E-2,0,0,0,0,0,0]
[2030,141,{"$f":"IF(LOADPROFILE=0.1,Results_10PoE!C1948,IF(LOADPROFILE=0.5,Results_50PoE!C1948,\"Invalid Load Profile %\"))","v":0},61.68181818181818,30.84090909090909,0,0,0,135.95700953070696,0,0,0,0,0,1.547948973713373E-2,2.1555197118356185E-3,false,false,2.5129041781061248E-2,0,0,0,0,0,0]
[2030,142,{"$f":"IF(LOADPROFILE=0.1,Results_10PoE!C1949,IF(LOADPROFILE=0.5,Results_50PoE!C1949,\"Invalid Load Profile %\"))","v":0},61.68181818181818,30.84090909090909,0,0,0,136.95700953070696,0,0,0,0,0,1.547948973713373E-2,2.1555197118356185E-3,false,false,2.5129041781061248E-2,0,0,0,0,0,0]
[2030,143,{"$f":"IF(LOADPROFILE=0.1,Results_10PoE!C1950,IF(LOADPROFILE=0.5,Results_50PoE!C1950,\"Invalid Load Profile %\"))","v":0},61.68181818181818,30.84090909090909,0,0,0,137.95700953070696,0,0,0,0,0,1.547948973713373E-2,2.1555197118356185E-3,false,false,2.5129041781061248E-2,0,0,0,0,0,0]
[2030,144,{"$f":"IF(LOADPROFILE=0.1,Results_10PoE!C1951,IF(LOADPROFILE=0.5,Results_50PoE!C1951,\"Invalid Load Profile %\"))","v":0},61.68181818181818,30.84090909090909,0,0,0,138.95700953070696,0,0,0,0,0,1.547948973713373E-2,2.1555197118356185E-3,false,false,2.5129041781061248E-2,0,0,0,0,0,0]
[2030,145,{"$f":"IF(LOADPROFILE=0.1,Results_10PoE!C1952,IF(LOADPROFILE=0.5,Results_50PoE!C1952,\"Invalid Load Profile %\"))","v":0},61.68181818181818,30.84090909090909,0,0,0,139.95700953070696,0,0,0,0,0,1.547948973713373E-2,2.1555197118356185E-3,false,false,2.5129041781061248E-2,0,0,0,0,0,0]
[2030,146,{"$f":"IF(LOADPROFILE=0.1,Results_10PoE!C1953,IF(LOADPROFILE=0.5,Results_50PoE!C1953,\"Invalid Load Profile %\"))","v":0},61.68181818181818,30.84090909090909,0,0,0,140.95700953070696,0,0,0,0,0,1.547948973713373E-2,2.1555197118356185E-3,false,false,2.5129041781061248E-2,0,0,0,0,0,0]
[2030,147,{"$f":"IF(LOADPROFILE=0.1,Results_10PoE!C1954,IF(LOADPROFILE=0.5,Results_50PoE!C1954,\"Invalid Load Profile %\"))","v":0},61.68181818181818,30.84090909090909,0,0,0,141.95700953070696,0,0,0,0,0,1.547948973713373E-2,2.1555197118356185E-3,false,false,2.5129041781061248E-2,0,0,0,0,0,0]
[2030,148,{"$f":"IF(LOADPROFILE=0.1,Results_10PoE!C1955,IF(LOADPROFILE=0.5,Results_50PoE!C1955,\"Invalid Load Profile %\"))","v":0},61.68181818181818,30.84090909090909,0,0,0,142.95700953070696,0,0,0,0,0,1.547948973713373E-2,2.1555197118356185E-3,false,false,2.5129041781061248E-2,0,0,0,0,0,0]
[2030,149,{"$f":"IF(LOADPROFILE=0.1,Results_10PoE!C1956,IF(LOADPROFILE=0.5,Results_50PoE!C1956,\"Invalid Load Profile %\"))","v":0},61.68181818181818,30.84090909090909,0,0,0,143.95700953070696,0,0,0,0,0,1.547948973713373E-2,2.1555197118356185E-3,false,false,2.5129041781061248E-2,0,0,0,0,0,0]
[2030,150,{"$f":"IF(LOADPROFILE=0.1,Results_10PoE!C1957,IF(LOADPROFILE=0.5,Results_50PoE!C1957,\"Invalid Load Profile %\"))","v":0},61.68181818181818,30.84090909090909,0,0,0,144.95700953070696,0,0,0,0,0,1.547948973713373E-2,2.1555197118356185E-3,false,false,2.5129041781061248E-2,0,0,0,0,0,0]
[2031,1,{"$f":"IF(LOADPROFILE=0.1,Results_10PoE!C1958,IF(LOADPROFILE=0.5,Results_50PoE!C1958,\"Invalid Load Profile %\"))","v":8760},61.68181818181818,30.84090909090909,0,0,0,0,0,0,0,0,0,1.6069557157508768E-2,2.2394547316401817E-3,false,false,2.6086943437514235E-2,0,0,0,0,0,0]
[2031,2,{"$f":"IF(LOADPROFILE=0.1,Results_10PoE!C1959,IF(LOADPROFILE=0.5,Results_50PoE!C1959,\"Invalid Load Profile %\"))","v":8760},61.68181818181818,30.84090909090909,0,0,0,0,0,0,0,0,0,1.6069557157508768E-2,2.2394547316401817E-3,false,false,2.6086943437514235E-2,0,0,0,0,0,0]
[2031,3,{"$f":"IF(LOADPROFILE=0.1,Results_10PoE!C1960,IF(LOADPROFILE=0.5,Results_50PoE!C1960,\"Invalid Load Profile %\"))","v":8760},61.68181818181818,30.84090909090909,0,0,0,0,0,0,0,0,0,1.6069557157508768E-2,2.2394547316401817E-3,false,false,2.6086943437514235E-2,0,0,0,0,0,0]
[2031,4,{"$f":"IF(LOADPROFILE=0.1,Results_10PoE!C1961,IF(LOADPROFILE=0.5,Results_50PoE!C1961,\"Invalid Load Profile %\"))","v":8752},61.68181818181818,30.84090909090909,0,0,0,0,0,0,0,0,0,1.6069557157508768E-2,2.2394547316401817E-3,false,false,2.6086943437514235E-2,0,0,0,0,0,0]
[2031,5,{"$f":"IF(LOADPROFILE=0.1,Results_10PoE!C1962,IF(LOADPROFILE=0.5,Results_50PoE!C1962,\"Invalid Load Profile %\"))","v":8578},61.68181818181818,30.84090909090909,0,0,0,0,0,0,0,0,0,1.6069557157508768E-2,2.2394547316401817E-3,false,false,2.6086943437514235E-2,0,0,0,0,0,0]
[2031,6,{"$f":"IF(LOADPROFILE=0.1,Results_10PoE!C1963,IF(LOADPROFILE=0.5,Results_50PoE!C1963,\"Invalid Load Profile %\"))","v":7857},61.68181818181818,30.84090909090909,0,0,0,0.97203837599636866,0,0,1115.791561546785,1115.791561546785,1115.791561546785,1.6069557157508768E-2,2.2394547316401817E-3,false,false,2.6086943437514235E-2,0,0,832.4651686325052,0,0,0]
[2031,7,{"$f":"IF(LOADPROFILE=0.1,Results_10PoE!C1964,IF(LOADPROFILE=0.5,Results_50PoE!C1964,\"Invalid Load Profile %\"))","v":6699},61.68181818181818,30.84090909090909,0,0,0,1.9720383759963687,0,0,2287.1377697920238,2287.1377697920238,2287.1377697920238,1.6069557157508768E-2,2.2394547316401817E-3,false,false,2.6086943437514235E-2,0,0,1706.3783190619301,0,0,0]
[2031,8,{"$f":"IF(LOADPROFILE=0.1,Results_10PoE!C1965,IF(LOADPROFILE=0.5,Results_50PoE!C1965,\"Invalid Load Profile %\"))","v":5529},61.68181818181818,30.84090909090909,0,0,0,2.9720383759963687,0,0,2097.6136891294714,2097.6136891294714,2097.6136891294714,1.6069557157508768E-2,2.2394547316401817E-3,false,false,2.6086943437514235E-2,0,0,1564.9789742327239,0,0,0]
[2031,9,{"$f":"IF(LOADPROFILE=0.1,Results_10PoE!C1966,IF(LOADPROFILE=0.5,Results_50PoE!C1966,\"Invalid Load Profile %\"))","v":4817},61.68181818181818,30.84090909090909,0,0,0,3.9720383759963687,0,0,2752.2109195107778,2752.2109195107778,2752.2109195107778,1.6069557157508768E-2,2.2394547316401817E-3,false,false,2.6086943437514235E-2,0,0,2053.3581774419031,0,0,0]
[2031,10,{"$f":"IF(LOADPROFILE=0.1,Results_10PoE!C1967,IF(LOADPROFILE=0.5,Results_50PoE!C1967,\"Invalid Load Profile %\"))","v":4118},61.68181818181818,30.84090909090909,0,0,0,4.9720383759963687,0,0,4154.8289468799667,4154.8289468799667,4154.8289468799667,1.6069557157508768E-2,2.2394547316401817E-3,false,false,2.6086943437514235E-2,0,0,3099.8176533159058,0,0,0]
[2031,11,{"$f":"IF(LOADPROFILE=0.1,Results_10PoE!C1968,IF(LOADPROFILE=0.5,Results_50PoE!C1968,\"Invalid Load Profile %\"))","v":3275},61.68181818181818,30.84090909090909,0,0,0,5.9720383759963687,0,0,3486.8156506683304,3486.8156506683304,3486.8156506683304,1.6069557157508768E-2,2.2394547316401817E-3,false,false,2.6086943437514235E-2,0,0,2601.4290470168266,0,0,0]
[2031,12,{"$f":"IF(LOADPROFILE=0.1,Results_10PoE!C1969,IF(LOADPROFILE=0.5,Results_50PoE!C1969,\"Invalid Load Profile %\"))","v":2686},61.68181818181818,30.84090909090909,0,0,0,6.9720383759963687,0,0,4692.6768140233025,4692.6768140233025,4692.6768140233025,1.6069557157508768E-2,2.2394547316401817E-3,false,false,2.6086943437514235E-2,0,0,3501.0929728741789,0,0,0]
[2031,13,{"$f":"IF(LOADPROFILE=0.1,Results_10PoE!C1970,IF(LOADPROFILE=0.5,Results_50PoE!C1970,\"Invalid Load Profile %\"))","v":2007},61.68181818181818,30.84090909090909,0,0,0,7.9720383759963687,0,0,7475.6957706939666,7475.6957706939666,7475.6957706939666,1.6069557157508768E-2,2.2394547316401817E-3,false,false,2.6086943437514235E-2,0,0,5577.4362836809441,0,0,0]
[2031,14,{"$f":"IF(LOADPROFILE=0.1,Results_10PoE!C1971,IF(LOADPROFILE=0.5,Results_50PoE!C1971,\"Invalid Load Profile %\"))","v":1061},61.68181818181818,30.84090909090909,0,0,0,8.9720383759963696,0,0,5522.9845045149123,5522.9845045149123,5522.9845045149123,1.6069557157508768E-2,2.2394547316401817E-3,false,false,2.6086943437514235E-2,0,0,4120.5655118345676,0,0,0]
[2031,15,{"$f":"IF(LOADPROFILE=0.1,Results_10PoE!C1972,IF(LOADPROFILE=0.5,Results_50PoE!C1972,\"Invalid Load Profile %\"))","v":440},61.68181818181818,30.84090909090909,0,0,0,9.9720383759963696,0,0,2471.2407224168123,2471.2407224168123,2471.2407224168123,1.6069557157508768E-2,2.2394547316401817E-3,false,false,2.6086943437514235E-2,0,0,1843.7330910321339,0,0,0]
[2031,16,{"$f":"IF(LOADPROFILE=0.1,Results_10PoE!C1973,IF(LOADPROFILE=0.5,Results_50PoE!C1973,\"Invalid Load Profile %\"))","v":190},61.68181818181818,30.84090909090909,0,0,0,10.97203837599637,0,0,1142.0042471295333,1142.0042471295333,1142.0042471295333,1.6069557157508768E-2,2.2394547316401817E-3,false,false,2.6086943437514235E-2,0,0,852.02182103602706,0,0,0]
[2031,17,{"$f":"IF(LOADPROFILE=0.1,Results_10PoE!C1974,IF(LOADPROFILE=0.5,Results_50PoE!C1974,\"Invalid Load Profile %\"))","v":85},61.68181818181818,30.84090909090909,0,0,0,11.97203837599637,0,0,569.63995010011672,569.63995010011672,569.63995010011672,1.6069557157508768E-2,2.2394547316401817E-3,false,false,2.6086943437514235E-2,0,0,424.99462575476929,0,0,0]
[2031,18,{"$f":"IF(LOADPROFILE=0.1,Results_10PoE!C1975,IF(LOADPROFILE=0.5,Results_50PoE!C1975,\"Invalid Load Profile %\"))","v":37},61.68181818181818,30.84090909090909,0,0,0,12.97203837599637,0,0,321.46917489487555,321.46917489487555,321.46917489487555,1.6069557157508768E-2,2.2394547316401817E-3,false,false,2.6086943437514235E-2,0,0,239.84039681930679,0,0,0]
[2031,19,{"$f":"IF(LOADPROFILE=0.1,Results_10PoE!C1976,IF(LOADPROFILE=0.5,Results_50PoE!C1976,\"Invalid Load Profile %\"))","v":12},61.68181818181818,30.84090909090909,0,0,0,13.97203837599637,0,0,110.80028024936759,110.80028024936759,110.80028024936759,1.6069557157508768E-2,2.2394547316401817E-3,false,false,2.6086943437514235E-2,0,0,82.665416338561471,0,0,0]
[2031,20,{"$f":"IF(LOADPROFILE=0.1,Results_10PoE!C1977,IF(LOADPROFILE=0.5,Results_50PoE!C1977,\"Invalid Load Profile %\"))","v":4},61.68181818181818,30.84090909090909,0,0,0,14.97203837599637,0,0,44.52390919964062,44.52390919964062,44.52390919964062,1.6069557157508768E-2,2.2394547316401817E-3,false,false,2.6086943437514235E-2,0,0,33.218214635604291,0,0,0]
[2031,21,{"$f":"IF(LOADPROFILE=0.1,Results_10PoE!C1978,IF(LOADPROFILE=0.5,Results_50PoE!C1978,\"Invalid Load Profile %\"))","v":1},61.68181818181818,30.84090909090909,0,0,0,15.97203837599637,0,0,15.832571101922797,15.832571101922797,15.832571101922797,1.6069557157508768E-2,2.2394547316401817E-3,false,false,2.6086943437514235E-2,0,0,11.812299381416006,0,0,0]
[2031,22,{"$f":"IF(LOADPROFILE=0.1,Results_10PoE!C1979,IF(LOADPROFILE=0.5,Results_50PoE!C1979,\"Invalid Load Profile %\"))","v":0},61.68181818181818,30.84090909090909,0,0,0,16.97203837599637,0,0,0,0,0,1.6069557157508768E-2,2.2394547316401817E-3,false,false,2.6086943437514235E-2,0,0,0,0,0,0]
[2031,23,{"$f":"IF(LOADPROFILE=0.1,Results_10PoE!C1980,IF(LOADPROFILE=0.5,Results_50PoE!C1980,\"Invalid Load Profile %\"))","v":0},61.68181818181818,30.84090909090909,0,0,0,17.97203837599637,0,0,0,0,0,1.6069557157508768E-2,2.2394547316401817E-3,false,false,2.6086943437514235E-2,0,0,0,0,0,0]
[2031,24,{"$f":"IF(LOADPROFILE=0.1,Results_10PoE!C1981,IF(LOADPROFILE=0.5,Results_50PoE!C1981,\"Invalid Load Profile %\"))","v":0},61.68181818181818,30.84090909090909,0,0,0,18.97203837599637,0,0,0,0,0,1.6069557157508768E-2,2.2394547316401817E-3,false,false,2.6086943437514235E-2,0,0,0,0,0,0]
[2031,25,{"$f":"IF(LOADPROFILE=0.1,Results_10PoE!C1982,IF(LOADPROFILE=0.5,Results_50PoE!C1982,\"Invalid Load Profile %\"))","v":0},61.68181818181818,30.84090909090909,0,0,0,19.97203837599637,0,0,0,0,0,1.6069557157508768E-2,2.2394547316401817E-3,false,false,2.6086943437514235E-2,0,0,0,0,0,0]
[2031,26,{"$f":"IF(LOADPROFILE=0.1,Results_10PoE!C1983,IF(LOADPROFILE=0.5,Results_50PoE!C1983,\"Invalid Load Profile %\"))","v":0},61.68181818181818,30.84090909090909,0,0,0,20.97203837599637,0,0,0,0,0,1.6069557157508768E-2,2.2394547316401817E-3,false,false,2.6086943437514235E-2,0,0,0,0,0,0]
[2031,27,{"$f":"IF(LOADPROFILE=0.1,Results_10PoE!C1984,IF(LOADPROFILE=0.5,Results_50PoE!C1984,\"Invalid Load Profile %\"))","v":0},61.68181818181818,30.84090909090909,0,0,0,21.97203837599637,0,0,0,0,0,1.6069557157508768E-2,2.2394547316401817E-3,false,false,2.6086943437514235E-2,0,0,0,0,0,0]
[2031,28,{"$f":"IF(LOADPROFILE=0.1,Results_10PoE!C1985,IF(LOADPROFILE=0.5,Results_50PoE!C1985,\"Invalid Load Profile %\"))","v":0},61.68181818181818,30.84090909090909,0,0,0,22.97203837599637,0,0,0,0,0,1.6069557157508768E-2,2.2394547316401817E-3,false,false,2.6086943437514235E-2,0,0,0,0,0,0]
[2031,29,{"$f":"IF(LOADPROFILE=0.1,Results_10PoE!C1986,IF(LOADPROFILE=0.5,Results_50PoE!C1986,\"Invalid Load Profile %\"))","v":0},61.68181818181818,30.84090909090909,0,0,0,23.97203837599637,0,0,0,0,0,1.6069557157508768E-2,2.2394547316401817E-3,false,false,2.6086943437514235E-2,0,0,0,0,0,0]
[2031,30,{"$f":"IF(LOADPROFILE=0.1,Results_10PoE!C1987,IF(LOADPROFILE=0.5,Results_50PoE!C1987,\"Invalid Load Profile %\"))","v":0},61.68181818181818,30.84090909090909,0,0,0,24.97203837599637,0,0,0,0,0,1.6069557157508768E-2,2.2394547316401817E-3,false,false,2.6086943437514235E-2,0,0,0,0,0,0]
[2031,31,{"$f":"IF(LOADPROFILE=0.1,Results_10PoE!C1988,IF(LOADPROFILE=0.5,Results_50PoE!C1988,\"Invalid Load Profile %\"))","v":0},61.68181818181818,30.84090909090909,0,0,0,25.97203837599637,0,0,0,0,0,1.6069557157508768E-2,2.2394547316401817E-3,false,false,2.6086943437514235E-2,0,0,0,0,0,0]
[2031,32,{"$f":"IF(LOADPROFILE=0.1,Results_10PoE!C1989,IF(LOADPROFILE=0.5,Results_50PoE!C1989,\"Invalid Load Profile %\"))","v":0},61.68181818181818,30.84090909090909,0,0,0,26.97203837599637,0,0,0,0,0,1.6069557157508768E-2,2.2394547316401817E-3,false,false,2.6086943437514235E-2,0,0,0,0,0,0]
[2031,33,{"$f":"IF(LOADPROFILE=0.1,Results_10PoE!C1990,IF(LOADPROFILE=0.5,Results_50PoE!C1990,\"Invalid Load Profile %\"))","v":0},61.68181818181818,30.84090909090909,0,0,0,27.97203837599637,0,0,0,0,0,1.6069557157508768E-2,2.2394547316401817E-3,false,false,2.6086943437514235E-2,0,0,0,0,0,0]
[2031,34,{"$f":"IF(LOADPROFILE=0.1,Results_10PoE!C1991,IF(LOADPROFILE=0.5,Results_50PoE!C1991,\"Invalid Load Profile %\"))","v":0},61.68181818181818,30.84090909090909,0,0,0,28.97203837599637,0,0,0,0,0,1.6069557157508768E-2,2.2394547316401817E-3,false,false,2.6086943437514235E-2,0,0,0,0,0,0]
[2031,35,{"$f":"IF(LOADPROFILE=0.1,Results_10PoE!C1992,IF(LOADPROFILE=0.5,Results_50PoE!C1992,\"Invalid Load Profile %\"))","v":0},61.68181818181818,30.84090909090909,0,0,0,29.97203837599637,0,0,0,0,0,1.6069557157508768E-2,2.2394547316401817E-3,false,false,2.6086943437514235E-2,0,0,0,0,0,0]
[2031,36,{"$f":"IF(LOADPROFILE=0.1,Results_10PoE!C1993,IF(LOADPROFILE=0.5,Results_50PoE!C1993,\"Invalid Load Profile %\"))","v":0},{"$f":"VLOOKUP($A2022,$Q$4:$AB$26,6,FALSE)","v":61.68181818181818},{"$f":"VLOOKUP($A2022,$Q$4:$AB$26,7,FALSE)","v":30.84090909090909},{"$f":"VLOOKUP($A2022,$Q$4:$AB$26,9,FALSE)","v":0},{"$f":"VLOOKUP($A2022,$Q$4:$AB$26,10,FALSE)","v":0},{"$f":"VLOOKUP($A2022,$Q$4:$AB$26,11,FALSE)","v":0},{"$f":"IF(B2022-VLOOKUP(A2022,$Q$4:$AB$26,12,FALSE)<0,0,B2022-VLOOKUP(A2022,$Q$4:$AB$26,12,FALSE))","v":30.97203837599637},{"$f":"IF(B2022=150,0,IF(IF($I2022>D2022,($I2022-D2022)*($C2022-$C2023),0)<0,0,IF($I2022>D2022,($I2022-D2022)*($C2022-$C2023),0)))*$Y$30","v":0},{"$f":"IF(C2022=150,0,IF(IF($I2022>E2022,($I2022-E2022)*($C2022-$C2023),0)<0,0,IF($I2022>E2022,($I2022-E2022)*($C2022-$C2023),0)))*$Y$30","v":0},{"$f":"IF(D2022=150,0,IF(IF($I2022>F2022,($I2022-F2022)*($C2022-$C2023),0)<0,0,IF($I2022>F2022,($I2022-F2022)*($C2022-$C2023),0)))*$Y$30","v":0},{"$f":"IF(E2022=150,0,IF(IF($I2022>G2022,($I2022-G2022)*($C2022-$C2023),0)<0,0,IF($I2022>G2022,($I2022-G2022)*($C2022-$C2023),0)))*$Y$30","v":0},{"$f":"IF(F2022=150,0,IF(IF($I2022>H2022,($I2022-H2022)*($C2022-$C2023),0)<0,0,IF($I2022>H2022,($I2022-H2022)*($C2022-$C2023),0)))*$Y$30","v":0},{"$f":"VLOOKUP($A2022, $Q$4:$BB$26,33,FALSE)","v":1.6069557157508768E-2},{"$f":"VLOOKUP($A2022, $Q$4:$BB$26,34,FALSE)","v":2.2394547316401817E-3},{"$f":"VLOOKUP($A2022, $Q$4:$BB$26,35,FALSE)","v":false},{"$f":"VLOOKUP($A2022, $Q$4:$BB$26,36,FALSE)","v":false},{"$f":"VLOOKUP($A2022, $Q$4:$BB$26,37,FALSE)","v":2.6086943437514235E-2},{"$f":"J2022*1000*($S$34/365)","v":0},{"$f":"O2022*K2022*1000*($T$34/365)","v":0},{"$f":"P2022*L2022*1000*($U$34/365)","v":0},{"$f":"Q2022*M2022*1000*($V$34/365)","v":0},{"$f":"R2022*N2022*1000*($W$34/365)","v":0},{"$f":"S2022*K2022*1000*($X$34/365)","v":0}]
[2031,37,{"$f":"IF(LOADPROFILE=0.1,Results_10PoE!C1994,IF(LOADPROFILE=0.5,Results_50PoE!C1994,\"Invalid Load Profile %\"))","v":0},61.68181818181818,30.84090909090909,0,0,0,31.97203837599637,0,0,0,0,0,1.6069557157508768E-2,2.2394547316401817E-3,false,false,2.6086943437514235E-2,0,0,0,0,0,0]
[2031,38,{"$f":"IF(LOADPROFILE=0.1,Results_10PoE!C1995,IF(LOADPROFILE=0.5,Results_50PoE!C1995,\"Invalid Load Profile %\"))","v":0},61.68181818181818,30.84090909090909,0,0,0,32.97203837599637,0,0,0,0,0,1.6069557157508768E-2,2.2394547316401817E-3,false,false,2.6086943437514235E-2,0,0,0,0,0,0]
[2031,39,{"$f":"IF(LOADPROFILE=0.1,Results_10PoE!C1996,IF(LOADPROFILE=0.5,Results_50PoE!C1996,\"Invalid Load Profile %\"))","v":0},61.68181818181818,30.84090909090909,0,0,0,33.97203837599637,0,0,0,0,0,1.6069557157508768E-2,2.2394547316401817E-3,false,false,2.6086943437514235E-2,0,0,0,0,0,0]
[2031,40,{"$f":"IF(LOADPROFILE=0.1,Results_10PoE!C1997,IF(LOADPROFILE=0.5,Results_50PoE!C1997,\"Invalid Load Profile %\"))","v":0},61.68181818181818,30.84090909090909,0,0,0,34.97203837599637,0,0,0,0,0,1.6069557157508768E-2,2.2394547316401817E-3,false,false,2.6086943437514235E-2,0,0,0,0,0,0]
[2031,41,{"$f":"IF(LOADPROFILE=0.1,Results_10PoE!C1998,IF(LOADPROFILE=0.5,Results_50PoE!C1998,\"Invalid Load Profile %\"))","v":0},61.68181818181818,30.84090909090909,0,0,0,35.97203837599637,0,0,0,0,0,1.6069557157508768E-2,2.2394547316401817E-3,false,false,2.6086943437514235E-2,0,0,0,0,0,0]
[2031,42,{"$f":"IF(LOADPROFILE=0.1,Results_10PoE!C1999,IF(LOADPROFILE=0.5,Results_50PoE!C1999,\"Invalid Load Profile %\"))","v":0},61.68181818181818,30.84090909090909,0,0,0,36.97203837599637,0,0,0,0,0,1.6069557157508768E-2,2.2394547316401817E-3,false,false,2.6086943437514235E-2,0,0,0,0,0,0]
[2031,43,{"$f":"IF(LOADPROFILE=0.1,Results_10PoE!C2000,IF(LOADPROFILE=0.5,Results_50PoE!C2000,\"Invalid Load Profile %\"))","v":0},61.68181818181818,30.84090909090909,0,0,0,37.97203837599637,0,0,0,0,0,1.6069557157508768E-2,2.2394547316401817E-3,false,false,2.6086943437514235E-2,0,0,0,0,0,0]
[2031,44,{"$f":"IF(LOADPROFILE=0.1,Results_10PoE!C2001,IF(LOADPROFILE=0.5,Results_50PoE!C2001,\"Invalid Load Profile %\"))","v":0},61.68181818181818,30.84090909090909,0,0,0,38.97203837599637,0,0,0,0,0,1.6069557157508768E-2,2.2394547316401817E-3,false,false,2.6086943437514235E-2,0,0,0,0,0,0]
[2031,45,{"$f":"IF(LOADPROFILE=0.1,Results_10PoE!C2002,IF(LOADPROFILE=0.5,Results_50PoE!C2002,\"Invalid Load Profile %\"))","v":0},61.68181818181818,30.84090909090909,0,0,0,39.97203837599637,0,0,0,0,0,1.6069557157508768E-2,2.2394547316401817E-3,false,false,2.6086943437514235E-2,0,0,0,0,0,0]
[2031,46,{"$f":"IF(LOADPROFILE=0.1,Results_10PoE!C2003,IF(LOADPROFILE=0.5,Results_50PoE!C2003,\"Invalid Load Profile %\"))","v":0},61.68181818181818,30.84090909090909,0,0,0,40.97203837599637,0,0,0,0,0,1.6069557157508768E-2,2.2394547316401817E-3,false,false,2.6086943437514235E-2,0,0,0,0,0,0]
[2031,47,{"$f":"IF(LOADPROFILE=0.1,Results_10PoE!C2004,IF(LOADPROFILE=0.5,Results_50PoE!C2004,\"Invalid Load Profile %\"))","v":0},61.68181818181818,30.84090909090909,0,0,0,41.97203837599637,0,0,0,0,0,1.6069557157508768E-2,2.2394547316401817E-3,false,false,2.6086943437514235E-2,0,0,0,0,0,0]
[2031,48,{"$f":"IF(LOADPROFILE=0.1,Results_10PoE!C2005,IF(LOADPROFILE=0.5,Results_50PoE!C2005,\"Invalid Load Profile %\"))","v":0},61.68181818181818,30.84090909090909,0,0,0,42.97203837599637,0,0,0,0,0,1.6069557157508768E-2,2.2394547316401817E-3,false,false,2.6086943437514235E-2,0,0,0,0,0,0]
[2031,49,{"$f":"IF(LOADPROFILE=0.1,Results_10PoE!C2006,IF(LOADPROFILE=0.5,Results_50PoE!C2006,\"Invalid Load Profile %\"))","v":0},61.68181818181818,30.84090909090909,0,0,0,43.97203837599637,0,0,0,0,0,1.6069557157508768E-2,2.2394547316401817E-3,false,false,2.6086943437514235E-2,0,0,0,0,0,0]
[2031,50,{"$f":"IF(LOADPROFILE=0.1,Results_10PoE!C2007,IF(LOADPROFILE=0.5,Results_50PoE!C2007,\"Invalid Load Profile %\"))","v":0},61.68181818181818,30.84090909090909,0,0,0,44.97203837599637,0,0,0,0,0,1.6069557157508768E-2,2.2394547316401817E-3,false,false,2.6086943437514235E-2,0,0,0,0,0,0]
[2031,51,{"$f":"IF(LOADPROFILE=0.1,Results_10PoE!C2008,IF(LOADPROFILE=0.5,Results_50PoE!C2008,\"Invalid Load Profile %\"))","v":0},61.68181818181818,30.84090909090909,0,0,0,45.97203837599637,0,0,0,0,0,1.6069557157508768E-2,2.2394547316401817E-3,false,false,2.6086943437514235E-2,0,0,0,0,0,0]
[2031,52,{"$f":"IF(LOADPROFILE=0.1,Results_10PoE!C2009,IF(LOADPROFILE=0.5,Results_50PoE!C2009,\"Invalid Load Profile %\"))","v":0},61.68181818181818,30.84090909090909,0,0,0,46.97203837599637,0,0,0,0,0,1.6069557157508768E-2,2.2394547316401817E-3,false,false,2.6086943437514235E-2,0,0,0,0,0,0]
[2031,53,{"$f":"IF(LOADPROFILE=0.1,Results_10PoE!C2010,IF(LOADPROFILE=0.5,Results_50PoE!C2010,\"Invalid Load Profile %\"))","v":0},61.68181818181818,30.84090909090909,0,0,0,47.97203837599637,0,0,0,0,0,1.6069557157508768E-2,2.2394547316401817E-3,false,false,2.6086943437514235E-2,0,0,0,0,0,0]
[2031,54,{"$f":"IF(LOADPROFILE=0.1,Results_10PoE!C2011,IF(LOADPROFILE=0.5,Results_50PoE!C2011,\"Invalid Load Profile %\"))","v":0},61.68181818181818,30.84090909090909,0,0,0,48.97203837599637,0,0,0,0,0,1.6069557157508768E-2,2.2394547316401817E-3,false,false,2.6086943437514235E-2,0,0,0,0,0,0]
[2031,55,{"$f":"IF(LOADPROFILE=0.1,Results_10PoE!C2012,IF(LOADPROFILE=0.5,Results_50PoE!C2012,\"Invalid Load Profile %\"))","v":0},61.68181818181818,30.84090909090909,0,0,0,49.97203837599637,0,0,0,0,0,1.6069557157508768E-2,2.2394547316401817E-3,false,false,2.6086943437514235E-2,0,0,0,0,0,0]
[2031,56,{"$f":"IF(LOADPROFILE=0.1,Results_10PoE!C2013,IF(LOADPROFILE=0.5,Results_50PoE!C2013,\"Invalid Load Profile %\"))","v":0},61.68181818181818,30.84090909090909,0,0,0,50.97203837599637,0,0,0,0,0,1.6069557157508768E-2,2.2394547316401817E-3,false,false,2.6086943437514235E-2,0,0,0,0,0,0]
[2031,57,{"$f":"IF(LOADPROFILE=0.1,Results_10PoE!C2014,IF(LOADPROFILE=0.5,Results_50PoE!C2014,\"Invalid Load Profile %\"))","v":0},61.68181818181818,30.84090909090909,0,0,0,51.97203837599637,0,0,0,0,0,1.6069557157508768E-2,2.2394547316401817E-3,false,false,2.6086943437514235E-2,0,0,0,0,0,0]
[2031,58,{"$f":"IF(LOADPROFILE=0.1,Results_10PoE!C2015,IF(LOADPROFILE=0.5,Results_50PoE!C2015,\"Invalid Load Profile %\"))","v":0},61.68181818181818,30.84090909090909,0,0,0,52.97203837599637,0,0,0,0,0,1.6069557157508768E-2,2.2394547316401817E-3,false,false,2.6086943437514235E-2,0,0,0,0,0,0]
[2031,59,{"$f":"IF(LOADPROFILE=0.1,Results_10PoE!C2016,IF(LOADPROFILE=0.5,Results_50PoE!C2016,\"Invalid Load Profile %\"))","v":0},61.68181818181818,30.84090909090909,0,0,0,53.97203837599637,0,0,0,0,0,1.6069557157508768E-2,2.2394547316401817E-3,false,false,2.6086943437514235E-2,0,0,0,0,0,0]
[2031,60,{"$f":"IF(LOADPROFILE=0.1,Results_10PoE!C2017,IF(LOADPROFILE=0.5,Results_50PoE!C2017,\"Invalid Load Profile %\"))","v":0},61.68181818181818,30.84090909090909,0,0,0,54.97203837599637,0,0,0,0,0,1.6069557157508768E-2,2.2394547316401817E-3,false,false,2.6086943437514235E-2,0,0,0,0,0,0]
[2031,61,{"$f":"IF(LOADPROFILE=0.1,Results_10PoE!C2018,IF(LOADPROFILE=0.5,Results_50PoE!C2018,\"Invalid Load Profile %\"))","v":0},61.68181818181818,30.84090909090909,0,0,0,55.97203837599637,0,0,0,0,0,1.6069557157508768E-2,2.2394547316401817E-3,false,false,2.6086943437514235E-2,0,0,0,0,0,0]
[2031,62,{"$f":"IF(LOADPROFILE=0.1,Results_10PoE!C2019,IF(LOADPROFILE=0.5,Results_50PoE!C2019,\"Invalid Load Profile %\"))","v":0},61.68181818181818,30.84090909090909,0,0,0,56.97203837599637,0,0,0,0,0,1.6069557157508768E-2,2.2394547316401817E-3,false,false,2.6086943437514235E-2,0,0,0,0,0,0]
[2031,63,{"$f":"IF(LOADPROFILE=0.1,Results_10PoE!C2020,IF(LOADPROFILE=0.5,Results_50PoE!C2020,\"Invalid Load Profile %\"))","v":0},61.68181818181818,30.84090909090909,0,0,0,57.97203837599637,0,0,0,0,0,1.6069557157508768E-2,2.2394547316401817E-3,false,false,2.6086943437514235E-2,0,0,0,0,0,0]
[2031,64,{"$f":"IF(LOADPROFILE=0.1,Results_10PoE!C2021,IF(LOADPROFILE=0.5,Results_50PoE!C2021,\"Invalid Load Profile %\"))","v":0},61.68181818181818,30.84090909090909,0,0,0,58.97203837599637,0,0,0,0,0,1.6069557157508768E-2,2.2394547316401817E-3,false,false,2.6086943437514235E-2,0,0,0,0,0,0]
[2031,65,{"$f":"IF(LOADPROFILE=0.1,Results_10PoE!C2022,IF(LOADPROFILE=0.5,Results_50PoE!C2022,\"Invalid Load Profile %\"))","v":0},61.68181818181818,30.84090909090909,0,0,0,59.97203837599637,0,0,0,0,0,1.6069557157508768E-2,2.2394547316401817E-3,false,false,2.6086943437514235E-2,0,0,0,0,0,0]
[2031,66,{"$f":"IF(LOADPROFILE=0.1,Results_10PoE!C2023,IF(LOADPROFILE=0.5,Results_50PoE!C2023,\"Invalid Load Profile %\"))","v":0},61.68181818181818,30.84090909090909,0,0,0,60.97203837599637,0,0,0,0,0,1.6069557157508768E-2,2.2394547316401817E-3,false,false,2.6086943437514235E-2,0,0,0,0,0,0]
[2031,67,{"$f":"IF(LOADPROFILE=0.1,Results_10PoE!C2024,IF(LOADPROFILE=0.5,Results_50PoE!C2024,\"Invalid Load Profile %\"))","v":0},61.68181818181818,30.84090909090909,0,0,0,61.97203837599637,0,0,0,0,0,1.6069557157508768E-2,2.2394547316401817E-3,false,false,2.6086943437514235E-2,0,0,0,0,0,0]
[2031,68,{"$f":"IF(LOADPROFILE=0.1,Results_10PoE!C2025,IF(LOADPROFILE=0.5,Results_50PoE!C2025,\"Invalid Load Profile %\"))","v":0},61.68181818181818,30.84090909090909,0,0,0,62.97203837599637,0,0,0,0,0,1.6069557157508768E-2,2.2394547316401817E-3,false,false,2.6086943437514235E-2,0,0,0,0,0,0]
[2031,69,{"$f":"IF(LOADPROFILE=0.1,Results_10PoE!C2026,IF(LOADPROFILE=0.5,Results_50PoE!C2026,\"Invalid Load Profile %\"))","v":0},61.68181818181818,30.84090909090909,0,0,0,63.97203837599637,0,0,0,0,0,1.6069557157508768E-2,2.2394547316401817E-3,false,false,2.6086943437514235E-2,0,0,0,0,0,0]
[2031,70,{"$f":"IF(LOADPROFILE=0.1,Results_10PoE!C2027,IF(LOADPROFILE=0.5,Results_50PoE!C2027,\"Invalid Load Profile %\"))","v":0},61.68181818181818,30.84090909090909,0,0,0,64.972038375996362,0,0,0,0,0,1.6069557157508768E-2,2.2394547316401817E-3,false,false,2.6086943437514235E-2,0,0,0,0,0,0]
[2031,71,{"$f":"IF(LOADPROFILE=0.1,Results_10PoE!C2028,IF(LOADPROFILE=0.5,Results_50PoE!C2028,\"Invalid Load Profile %\"))","v":0},61.68181818181818,30.84090909090909,0,0,0,65.972038375996362,0,0,0,0,0,1.6069557157508768E-2,2.2394547316401817E-3,false,false,2.6086943437514235E-2,0,0,0,0,0,0]
[2031,72,{"$f":"IF(LOADPROFILE=0.1,Results_10PoE!C2029,IF(LOADPROFILE=0.5,Results_50PoE!C2029,\"Invalid Load Profile %\"))","v":0},61.68181818181818,30.84090909090909,0,0,0,66.972038375996362,0,0,0,0,0,1.6069557157508768E-2,2.2394547316401817E-3,false,false,2.6086943437514235E-2,0,0,0,0,0,0]
[2031,73,{"$f":"IF(LOADPROFILE=0.1,Results_10PoE!C2030,IF(LOADPROFILE=0.5,Results_50PoE!C2030,\"Invalid Load Profile %\"))","v":0},61.68181818181818,30.84090909090909,0,0,0,67.972038375996362,0,0,0,0,0,1.6069557157508768E-2,2.2394547316401817E-3,false,false,2.6086943437514235E-2,0,0,0,0,0,0]
[2031,74,{"$f":"IF(LOADPROFILE=0.1,Results_10PoE!C2031,IF(LOADPROFILE=0.5,Results_50PoE!C2031,\"Invalid Load Profile %\"))","v":0},61.68181818181818,30.84090909090909,0,0,0,68.972038375996362,0,0,0,0,0,1.6069557157508768E-2,2.2394547316401817E-3,false,false,2.6086943437514235E-2,0,0,0,0,0,0]
[2031,75,{"$f":"IF(LOADPROFILE=0.1,Results_10PoE!C2032,IF(LOADPROFILE=0.5,Results_50PoE!C2032,\"Invalid Load Profile %\"))","v":0},61.68181818181818,30.84090909090909,0,0,0,69.972038375996362,0,0,0,0,0,1.6069557157508768E-2,2.2394547316401817E-3,false,false,2.6086943437514235E-2,0,0,0,0,0,0]
[2031,76,{"$f":"IF(LOADPROFILE=0.1,Results_10PoE!C2033,IF(LOADPROFILE=0.5,Results_50PoE!C2033,\"Invalid Load Profile %\"))","v":0},61.68181818181818,30.84090909090909,0,0,0,70.972038375996362,0,0,0,0,0,1.6069557157508768E-2,2.2394547316401817E-3,false,false,2.6086943437514235E-2,0,0,0,0,0,0]
[2031,77,{"$f":"IF(LOADPROFILE=0.1,Results_10PoE!C2034,IF(LOADPROFILE=0.5,Results_50PoE!C2034,\"Invalid Load Profile %\"))","v":0},61.68181818181818,30.84090909090909,0,0,0,71.972038375996362,0,0,0,0,0,1.6069557157508768E-2,2.2394547316401817E-3,false,false,2.6086943437514235E-2,0,0,0,0,0,0]
[2031,78,{"$f":"IF(LOADPROFILE=0.1,Results_10PoE!C2035,IF(LOADPROFILE=0.5,Results_50PoE!C2035,\"Invalid Load Profile %\"))","v":0},61.68181818181818,30.84090909090909,0,0,0,72.972038375996362,0,0,0,0,0,1.6069557157508768E-2,2.2394547316401817E-3,false,false,2.6086943437514235E-2,0,0,0,0,0,0]
[2031,79,{"$f":"IF(LOADPROFILE=0.1,Results_10PoE!C2036,IF(LOADPROFILE=0.5,Results_50PoE!C2036,\"Invalid Load Profile %\"))","v":0},61.68181818181818,30.84090909090909,0,0,0,73.972038375996362,0,0,0,0,0,1.6069557157508768E-2,2.2394547316401817E-3,false,false,2.6086943437514235E-2,0,0,0,0,0,0]
[2031,80,{"$f":"IF(LOADPROFILE=0.1,Results_10PoE!C2037,IF(LOADPROFILE=0.5,Results_50PoE!C2037,\"Invalid Load Profile %\"))","v":0},61.68181818181818,30.84090909090909,0,0,0,74.972038375996362,0,0,0,0,0,1.6069557157508768E-2,2.2394547316401817E-3,false,false,2.6086943437514235E-2,0,0,0,0,0,0]
[2031,81,{"$f":"IF(LOADPROFILE=0.1,Results_10PoE!C2038,IF(LOADPROFILE=0.5,Results_50PoE!C2038,\"Invalid Load Profile %\"))","v":0},61.68181818181818,30.84090909090909,0,0,0,75.972038375996362,0,0,0,0,0,1.6069557157508768E-2,2.2394547316401817E-3,false,false,2.6086943437514235E-2,0,0,0,0,0,0]
[2031,82,{"$f":"IF(LOADPROFILE=0.1,Results_10PoE!C2039,IF(LOADPROFILE=0.5,Results_50PoE!C2039,\"Invalid Load Profile %\"))","v":0},61.68181818181818,30.84090909090909,0,0,0,76.972038375996362,0,0,0,0,0,1.6069557157508768E-2,2.2394547316401817E-3,false,false,2.6086943437514235E-2,0,0,0,0,0,0]
[2031,83,{"$f":"IF(LOADPROFILE=0.1,Results_10PoE!C2040,IF(LOADPROFILE=0.5,Results_50PoE!C2040,\"Invalid Load Profile %\"))","v":0},61.68181818181818,30.84090909090909,0,0,0,77.972038375996362,0,0,0,0,0,1.6069557157508768E-2,2.2394547316401817E-3,false,false,2.6086943437514235E-2,0,0,0,0,0,0]
[2031,84,{"$f":"IF(LOADPROFILE=0.1,Results_10PoE!C2041,IF(LOADPROFILE=0.5,Results_50PoE!C2041,\"Invalid Load Profile %\"))","v":0},61.68181818181818,30.84090909090909,0,0,0,78.972038375996362,0,0,0,0,0,1.6069557157508768E-2,2.2394547316401817E-3,false,false,2.6086943437514235E-2,0,0,0,0,0,0]
[2031,85,{"$f":"IF(LOADPROFILE=0.1,Results_10PoE!C2042,IF(LOADPROFILE=0.5,Results_50PoE!C2042,\"Invalid Load Profile %\"))","v":0},61.68181818181818,30.84090909090909,0,0,0,79.972038375996362,0,0,0,0,0,1.6069557157508768E-2,2.2394547316401817E-3,false,false,2.6086943437514235E-2,0,0,0,0,0,0]
[2031,86,{"$f":"IF(LOADPROFILE=0.1,Results_10PoE!C2043,IF(LOADPROFILE=0.5,Results_50PoE!C2043,\"Invalid Load Profile %\"))","v":0},61.68181818181818,30.84090909090909,0,0,0,80.972038375996362,0,0,0,0,0,1.6069557157508768E-2,2.2394547316401817E-3,false,false,2.6086943437514235E-2,0,0,0,0,0,0]
[2031,87,{"$f":"IF(LOADPROFILE=0.1,Results_10PoE!C2044,IF(LOADPROFILE=0.5,Results_50PoE!C2044,\"Invalid Load Profile %\"))","v":0},61.68181818181818,30.84090909090909,0,0,0,81.972038375996362,0,0,0,0,0,1.6069557157508768E-2,2.2394547316401817E-3,false,false,2.6086943437514235E-2,0,0,0,0,0,0]
[2031,88,{"$f":"IF(LOADPROFILE=0.1,Results_10PoE!C2045,IF(LOADPROFILE=0.5,Results_50PoE!C2045,\"Invalid Load Profile %\"))","v":0},61.68181818181818,30.84090909090909,0,0,0,82.972038375996362,0,0,0,0,0,1.6069557157508768E-2,2.2394547316401817E-3,false,false,2.6086943437514235E-2,0,0,0,0,0,0]
[2031,89,{"$f":"IF(LOADPROFILE=0.1,Results_10PoE!C2046,IF(LOADPROFILE=0.5,Results_50PoE!C2046,\"Invalid Load Profile %\"))","v":0},61.68181818181818,30.84090909090909,0,0,0,83.972038375996362,0,0,0,0,0,1.6069557157508768E-2,2.2394547316401817E-3,false,false,2.6086943437514235E-2,0,0,0,0,0,0]
[2031,90,{"$f":"IF(LOADPROFILE=0.1,Results_10PoE!C2047,IF(LOADPROFILE=0.5,Results_50PoE!C2047,\"Invalid Load Profile %\"))","v":0},61.68181818181818,30.84090909090909,0,0,0,84.972038375996362,0,0,0,0,0,1.6069557157508768E-2,2.2394547316401817E-3,false,false,2.6086943437514235E-2,0,0,0,0,0,0]
[2031,91,{"$f":"IF(LOADPROFILE=0.1,Results_10PoE!C2048,IF(LOADPROFILE=0.5,Results_50PoE!C2048,\"Invalid Load Profile %\"))","v":0},61.68181818181818,30.84090909090909,0,0,0,85.972038375996362,0,0,0,0,0,1.6069557157508768E-2,2.2394547316401817E-3,false,false,2.6086943437514235E-2,0,0,0,0,0,0]
[2031,92,{"$f":"IF(LOADPROFILE=0.1,Results_10PoE!C2049,IF(LOADPROFILE=0.5,Results_50PoE!C2049,\"Invalid Load Profile %\"))","v":0},61.68181818181818,30.84090909090909,0,0,0,86.972038375996362,0,0,0,0,0,1.6069557157508768E-2,2.2394547316401817E-3,false,false,2.6086943437514235E-2,0,0,0,0,0,0]
[2031,93,{"$f":"IF(LOADPROFILE=0.1,Results_10PoE!C2050,IF(LOADPROFILE=0.5,Results_50PoE!C2050,\"Invalid Load Profile %\"))","v":0},61.68181818181818,30.84090909090909,0,0,0,87.972038375996362,0,0,0,0,0,1.6069557157508768E-2,2.2394547316401817E-3,false,false,2.6086943437514235E-2,0,0,0,0,0,0]
[2031,94,{"$f":"IF(LOADPROFILE=0.1,Results_10PoE!C2051,IF(LOADPROFILE=0.5,Results_50PoE!C2051,\"Invalid Load Profile %\"))","v":0},61.68181818181818,30.84090909090909,0,0,0,88.972038375996362,0,0,0,0,0,1.6069557157508768E-2,2.2394547316401817E-3,false,false,2.6086943437514235E-2,0,0,0,0,0,0]
[2031,95,{"$f":"IF(LOADPROFILE=0.1,Results_10PoE!C2052,IF(LOADPROFILE=0.5,Results_50PoE!C2052,\"Invalid Load Profile %\"))","v":0},61.68181818181818,30.84090909090909,0,0,0,89.972038375996362,0,0,0,0,0,1.6069557157508768E-2,2.2394547316401817E-3,false,false,2.6086943437514235E-2,0,0,0,0,0,0]
[2031,96,{"$f":"IF(LOADPROFILE=0.1,Results_10PoE!C2053,IF(LOADPROFILE=0.5,Results_50PoE!C2053,\"Invalid Load Profile %\"))","v":0},61.68181818181818,30.84090909090909,0,0,0,90.972038375996362,0,0,0,0,0,1.6069557157508768E-2,2.2394547316401817E-3,false,false,2.6086943437514235E-2,0,0,0,0,0,0]
[2031,97,{"$f":"IF(LOADPROFILE=0.1,Results_10PoE!C2054,IF(LOADPROFILE=0.5,Results_50PoE!C2054,\"Invalid Load Profile %\"))","v":0},61.68181818181818,30.84090909090909,0,0,0,91.972038375996362,0,0,0,0,0,1.6069557157508768E-2,2.2394547316401817E-3,false,false,2.6086943437514235E-2,0,0,0,0,0,0]
[2031,98,{"$f":"IF(LOADPROFILE=0.1,Results_10PoE!C2055,IF(LOADPROFILE=0.5,Results_50PoE!C2055,\"Invalid Load Profile %\"))","v":0},61.68181818181818,30.84090909090909,0,0,0,92.972038375996362,0,0,0,0,0,1.6069557157508768E-2,2.2394547316401817E-3,false,false,2.6086943437514235E-2,0,0,0,0,0,0]
[2031,99,{"$f":"IF(LOADPROFILE=0.1,Results_10PoE!C2056,IF(LOADPROFILE=0.5,Results_50PoE!C2056,\"Invalid Load Profile %\"))","v":0},61.68181818181818,30.84090909090909,0,0,0,93.972038375996362,0,0,0,0,0,1.6069557157508768E-2,2.2394547316401817E-3,false,false,2.6086943437514235E-2,0,0,0,0,0,0]
[2031,100,{"$f":"IF(LOADPROFILE=0.1,Results_10PoE!C2057,IF(LOADPROFILE=0.5,Results_50PoE!C2057,\"Invalid Load Profile %\"))","v":0},{"$f":"VLOOKUP($A2086,$Q$4:$AB$26,6,FALSE)","v":61.68181818181818},{"$f":"VLOOKUP($A2086,$Q$4:$AB$26,7,FALSE)","v":30.84090909090909},{"$f":"VLOOKUP($A2086,$Q$4:$AB$26,9,FALSE)","v":0},{"$f":"VLOOKUP($A2086,$Q$4:$AB$26,10,FALSE)","v":0},{"$f":"VLOOKUP($A2086,$Q$4:$AB$26,11,FALSE)","v":0},{"$f":"IF(B2086-VLOOKUP(A2086,$Q$4:$AB$26,12,FALSE)<0,0,B2086-VLOOKUP(A2086,$Q$4:$AB$26,12,FALSE))","v":94.972038375996362},{"$f":"IF(B2086=150,0,IF(IF($I2086>D2086,($I2086-D2086)*($C2086-$C2087),0)<0,0,IF($I2086>D2086,($I2086-D2086)*($C2086-$C2087),0)))*$Y$30","v":0},{"$f":"IF(C2086=150,0,IF(IF($I2086>E2086,($I2086-E2086)*($C2086-$C2087),0)<0,0,IF($I2086>E2086,($I2086-E2086)*($C2086-$C2087),0)))*$Y$30","v":0},{"$f":"IF(D2086=150,0,IF(IF($I2086>F2086,($I2086-F2086)*($C2086-$C2087),0)<0,0,IF($I2086>F2086,($I2086-F2086)*($C2086-$C2087),0)))*$Y$30","v":0},{"$f":"IF(E2086=150,0,IF(IF($I2086>G2086,($I2086-G2086)*($C2086-$C2087),0)<0,0,IF($I2086>G2086,($I2086-G2086)*($C2086-$C2087),0)))*$Y$30","v":0},{"$f":"IF(F2086=150,0,IF(IF($I2086>H2086,($I2086-H2086)*($C2086-$C2087),0)<0,0,IF($I2086>H2086,($I2086-H2086)*($C2086-$C2087),0)))*$Y$30","v":0},{"$f":"VLOOKUP($A2086, $Q$4:$BB$26,33,FALSE)","v":1.6069557157508768E-2},{"$f":"VLOOKUP($A2086, $Q$4:$BB$26,34,FALSE)","v":2.2394547316401817E-3},{"$f":"VLOOKUP($A2086, $Q$4:$BB$26,35,FALSE)","v":false},{"$f":"VLOOKUP($A2086, $Q$4:$BB$26,36,FALSE)","v":false},{"$f":"VLOOKUP($A2086, $Q$4:$BB$26,37,FALSE)","v":2.6086943437514235E-2},{"$f":"J2086*1000*($S$34/365)","v":0},{"$f":"O2086*K2086*1000*($T$34/365)","v":0},{"$f":"P2086*L2086*1000*($U$34/365)","v":0},{"$f":"Q2086*M2086*1000*($V$34/365)","v":0},{"$f":"R2086*N2086*1000*($W$34/365)","v":0},{"$f":"S2086*K2086*1000*($X$34/365)","v":0}]
[2031,101,{"$f":"IF(LOADPROFILE=0.1,Results_10PoE!C2058,IF(LOADPROFILE=0.5,Results_50PoE!C2058,\"Invalid Load Profile %\"))","v":0},61.68181818181818,30.84090909090909,0,0,0,95.972038375996362,0,0,0,0,0,1.6069557157508768E-2,2.2394547316401817E-3,false,false,2.6086943437514235E-2,0,0,0,0,0,0]
[2031,102,{"$f":"IF(LOADPROFILE=0.1,Results_10PoE!C2059,IF(LOADPROFILE=0.5,Results_50PoE!C2059,\"Invalid Load Profile %\"))","v":0},61.68181818181818,30.84090909090909,0,0,0,96.972038375996362,0,0,0,0,0,1.6069557157508768E-2,2.2394547316401817E-3,false,false,2.6086943437514235E-2,0,0,0,0,0,0]
[2031,103,{"$f":"IF(LOADPROFILE=0.1,Results_10PoE!C2060,IF(LOADPROFILE=0.5,Results_50PoE!C2060,\"Invalid Load Profile %\"))","v":0},61.68181818181818,30.84090909090909,0,0,0,97.972038375996362,0,0,0,0,0,1.6069557157508768E-2,2.2394547316401817E-3,false,false,2.6086943437514235E-2,0,0,0,0,0,0]
[2031,104,{"$f":"IF(LOADPROFILE=0.1,Results_10PoE!C2061,IF(LOADPROFILE=0.5,Results_50PoE!C2061,\"Invalid Load Profile %\"))","v":0},61.68181818181818,30.84090909090909,0,0,0,98.972038375996362,0,0,0,0,0,1.6069557157508768E-2,2.2394547316401817E-3,false,false,2.6086943437514235E-2,0,0,0,0,0,0]
[2031,105,{"$f":"IF(LOADPROFILE=0.1,Results_10PoE!C2062,IF(LOADPROFILE=0.5,Results_50PoE!C2062,\"Invalid Load Profile %\"))","v":0},61.68181818181818,30.84090909090909,0,0,0,99.972038375996362,0,0,0,0,0,1.6069557157508768E-2,2.2394547316401817E-3,false,false,2.6086943437514235E-2,0,0,0,0,0,0]
[2031,106,{"$f":"IF(LOADPROFILE=0.1,Results_10PoE!C2063,IF(LOADPROFILE=0.5,Results_50PoE!C2063,\"Invalid Load Profile %\"))","v":0},61.68181818181818,30.84090909090909,0,0,0,100.97203837599636,0,0,0,0,0,1.6069557157508768E-2,2.2394547316401817E-3,false,false,2.6086943437514235E-2,0,0,0,0,0,0]
[2031,107,{"$f":"IF(LOADPROFILE=0.1,Results_10PoE!C2064,IF(LOADPROFILE=0.5,Results_50PoE!C2064,\"Invalid Load Profile %\"))","v":0},61.68181818181818,30.84090909090909,0,0,0,101.97203837599636,0,0,0,0,0,1.6069557157508768E-2,2.2394547316401817E-3,false,false,2.6086943437514235E-2,0,0,0,0,0,0]
[2031,108,{"$f":"IF(LOADPROFILE=0.1,Results_10PoE!C2065,IF(LOADPROFILE=0.5,Results_50PoE!C2065,\"Invalid Load Profile %\"))","v":0},61.68181818181818,30.84090909090909,0,0,0,102.97203837599636,0,0,0,0,0,1.6069557157508768E-2,2.2394547316401817E-3,false,false,2.6086943437514235E-2,0,0,0,0,0,0]
[2031,109,{"$f":"IF(LOADPROFILE=0.1,Results_10PoE!C2066,IF(LOADPROFILE=0.5,Results_50PoE!C2066,\"Invalid Load Profile %\"))","v":0},61.68181818181818,30.84090909090909,0,0,0,103.97203837599636,0,0,0,0,0,1.6069557157508768E-2,2.2394547316401817E-3,false,false,2.6086943437514235E-2,0,0,0,0,0,0]
[2031,110,{"$f":"IF(LOADPROFILE=0.1,Results_10PoE!C2067,IF(LOADPROFILE=0.5,Results_50PoE!C2067,\"Invalid Load Profile %\"))","v":0},61.68181818181818,30.84090909090909,0,0,0,104.97203837599636,0,0,0,0,0,1.6069557157508768E-2,2.2394547316401817E-3,false,false,2.6086943437514235E-2,0,0,0,0,0,0]
[2031,111,{"$f":"IF(LOADPROFILE=0.1,Results_10PoE!C2068,IF(LOADPROFILE=0.5,Results_50PoE!C2068,\"Invalid Load Profile %\"))","v":0},61.68181818181818,30.84090909090909,0,0,0,105.97203837599636,0,0,0,0,0,1.6069557157508768E-2,2.2394547316401817E-3,false,false,2.6086943437514235E-2,0,0,0,0,0,0]
[2031,112,{"$f":"IF(LOADPROFILE=0.1,Results_10PoE!C2069,IF(LOADPROFILE=0.5,Results_50PoE!C2069,\"Invalid Load Profile %\"))","v":0},61.68181818181818,30.84090909090909,0,0,0,106.97203837599636,0,0,0,0,0,1.6069557157508768E-2,2.2394547316401817E-3,false,false,2.6086943437514235E-2,0,0,0,0,0,0]
[2031,113,{"$f":"IF(LOADPROFILE=0.1,Results_10PoE!C2070,IF(LOADPROFILE=0.5,Results_50PoE!C2070,\"Invalid Load Profile %\"))","v":0},61.68181818181818,30.84090909090909,0,0,0,107.97203837599636,0,0,0,0,0,1.6069557157508768E-2,2.2394547316401817E-3,false,false,2.6086943437514235E-2,0,0,0,0,0,0]
[2031,114,{"$f":"IF(LOADPROFILE=0.1,Results_10PoE!C2071,IF(LOADPROFILE=0.5,Results_50PoE!C2071,\"Invalid Load Profile %\"))","v":0},61.68181818181818,30.84090909090909,0,0,0,108.97203837599636,0,0,0,0,0,1.6069557157508768E-2,2.2394547316401817E-3,false,false,2.6086943437514235E-2,0,0,0,0,0,0]
[2031,115,{"$f":"IF(LOADPROFILE=0.1,Results_10PoE!C2072,IF(LOADPROFILE=0.5,Results_50PoE!C2072,\"Invalid Load Profile %\"))","v":0},61.68181818181818,30.84090909090909,0,0,0,109.97203837599636,0,0,0,0,0,1.6069557157508768E-2,2.2394547316401817E-3,false,false,2.6086943437514235E-2,0,0,0,0,0,0]
[2031,116,{"$f":"IF(LOADPROFILE=0.1,Results_10PoE!C2073,IF(LOADPROFILE=0.5,Results_50PoE!C2073,\"Invalid Load Profile %\"))","v":0},61.68181818181818,30.84090909090909,0,0,0,110.97203837599636,0,0,0,0,0,1.6069557157508768E-2,2.2394547316401817E-3,false,false,2.6086943437514235E-2,0,0,0,0,0,0]
[2031,117,{"$f":"IF(LOADPROFILE=0.1,Results_10PoE!C2074,IF(LOADPROFILE=0.5,Results_50PoE!C2074,\"Invalid Load Profile %\"))","v":0},61.68181818181818,30.84090909090909,0,0,0,111.97203837599636,0,0,0,0,0,1.6069557157508768E-2,2.2394547316401817E-3,false,false,2.6086943437514235E-2,0,0,0,0,0,0]
[2031,118,{"$f":"IF(LOADPROFILE=0.1,Results_10PoE!C2075,IF(LOADPROFILE=0.5,Results_50PoE!C2075,\"Invalid Load Profile %\"))","v":0},61.68181818181818,30.84090909090909,0,0,0,112.97203837599636,0,0,0,0,0,1.6069557157508768E-2,2.2394547316401817E-3,false,false,2.6086943437514235E-2,0,0,0,0,0,0]
[2031,119,{"$f":"IF(LOADPROFILE=0.1,Results_10PoE!C2076,IF(LOADPROFILE=0.5,Results_50PoE!C2076,\"Invalid Load Profile %\"))","v":0},61.68181818181818,30.84090909090909,0,0,0,113.97203837599636,0,0,0,0,0,1.6069557157508768E-2,2.2394547316401817E-3,false,false,2.6086943437514235E-2,0,0,0,0,0,0]
[2031,120,{"$f":"IF(LOADPROFILE=0.1,Results_10PoE!C2077,IF(LOADPROFILE=0.5,Results_50PoE!C2077,\"Invalid Load Profile %\"))","v":0},61.68181818181818,30.84090909090909,0,0,0,114.97203837599636,0,0,0,0,0,1.6069557157508768E-2,2.2394547316401817E-3,false,false,2.6086943437514235E-2,0,0,0,0,0,0]
[2031,121,{"$f":"IF(LOADPROFILE=0.1,Results_10PoE!C2078,IF(LOADPROFILE=0.5,Results_50PoE!C2078,\"Invalid Load Profile %\"))","v":0},61.68181818181818,30.84090909090909,0,0,0,115.97203837599636,0,0,0,0,0,1.6069557157508768E-2,2.2394547316401817E-3,false,false,2.6086943437514235E-2,0,0,0,0,0,0]
[2031,122,{"$f":"IF(LOADPROFILE=0.1,Results_10PoE!C2079,IF(LOADPROFILE=0.5,Results_50PoE!C2079,\"Invalid Load Profile %\"))","v":0},61.68181818181818,30.84090909090909,0,0,0,116.97203837599636,0,0,0,0,0,1.6069557157508768E-2,2.2394547316401817E-3,false,false,2.6086943437514235E-2,0,0,0,0,0,0]
[2031,123,{"$f":"IF(LOADPROFILE=0.1,Results_10PoE!C2080,IF(LOADPROFILE=0.5,Results_50PoE!C2080,\"Invalid Load Profile %\"))","v":0},61.68181818181818,30.84090909090909,0,0,0,117.97203837599636,0,0,0,0,0,1.6069557157508768E-2,2.2394547316401817E-3,false,false,2.6086943437514235E-2,0,0,0,0,0,0]
[2031,124,{"$f":"IF(LOADPROFILE=0.1,Results_10PoE!C2081,IF(LOADPROFILE=0.5,Results_50PoE!C2081,\"Invalid Load Profile %\"))","v":0},61.68181818181818,30.84090909090909,0,0,0,118.97203837599636,0,0,0,0,0,1.6069557157508768E-2,2.2394547316401817E-3,false,false,2.6086943437514235E-2,0,0,0,0,0,0]
[2031,125,{"$f":"IF(LOADPROFILE=0.1,Results_10PoE!C2082,IF(LOADPROFILE=0.5,Results_50PoE!C2082,\"Invalid Load Profile %\"))","v":0},61.68181818181818,30.84090909090909,0,0,0,119.97203837599636,0,0,0,0,0,1.6069557157508768E-2,2.2394547316401817E-3,false,false,2.6086943437514235E-2,0,0,0,0,0,0]
[2031,126,{"$f":"IF(LOADPROFILE=0.1,Results_10PoE!C2083,IF(LOADPROFILE=0.5,Results_50PoE!C2083,\"Invalid Load Profile %\"))","v":0},61.68181818181818,30.84090909090909,0,0,0,120.97203837599636,0,0,0,0,0,1.6069557157508768E-2,2.2394547316401817E-3,false,false,2.6086943437514235E-2,0,0,0,0,0,0]
[2031,127,{"$f":"IF(LOADPROFILE=0.1,Results_10PoE!C2084,IF(LOADPROFILE=0.5,Results_50PoE!C2084,\"Invalid Load Profile %\"))","v":0},61.68181818181818,30.84090909090909,0,0,0,121.97203837599636,0,0,0,0,0,1.6069557157508768E-2,2.2394547316401817E-3,false,false,2.6086943437514235E-2,0,0,0,0,0,0]
[2031,128,{"$f":"IF(LOADPROFILE=0.1,Results_10PoE!C2085,IF(LOADPROFILE=0.5,Results_50PoE!C2085,\"Invalid Load Profile %\"))","v":0},61.68181818181818,30.84090909090909,0,0,0,122.97203837599636,0,0,0,0,0,1.6069557157508768E-2,2.2394547316401817E-3,false,false,2.6086943437514235E-2,0,0,0,0,0,0]
[2031,129,{"$f":"IF(LOADPROFILE=0.1,Results_10PoE!C2086,IF(LOADPROFILE=0.5,Results_50PoE!C2086,\"Invalid Load Profile %\"))","v":0},61.68181818181818,30.84090909090909,0,0,0,123.97203837599636,0,0,0,0,0,1.6069557157508768E-2,2.2394547316401817E-3,false,false,2.6086943437514235E-2,0,0,0,0,0,0]
[2031,130,{"$f":"IF(LOADPROFILE=0.1,Results_10PoE!C2087,IF(LOADPROFILE=0.5,Results_50PoE!C2087,\"Invalid Load Profile %\"))","v":0},61.68181818181818,30.84090909090909,0,0,0,124.97203837599636,0,0,0,0,0,1.6069557157508768E-2,2.2394547316401817E-3,false,false,2.6086943437514235E-2,0,0,0,0,0,0]
[2031,131,{"$f":"IF(LOADPROFILE=0.1,Results_10PoE!C2088,IF(LOADPROFILE=0.5,Results_50PoE!C2088,\"Invalid Load Profile %\"))","v":0},61.68181818181818,30.84090909090909,0,0,0,125.97203837599636,0,0,0,0,0,1.6069557157508768E-2,2.2394547316401817E-3,false,false,2.6086943437514235E-2,0,0,0,0,0,0]
[2031,132,{"$f":"IF(LOADPROFILE=0.1,Results_10PoE!C2089,IF(LOADPROFILE=0.5,Results_50PoE!C2089,\"Invalid Load Profile %\"))","v":0},61.68181818181818,30.84090909090909,0,0,0,126.97203837599636,0,0,0,0,0,1.6069557157508768E-2,2.2394547316401817E-3,false,false,2.6086943437514235E-2,0,0,0,0,0,0]
[2031,133,{"$f":"IF(LOADPROFILE=0.1,Results_10PoE!C2090,IF(LOADPROFILE=0.5,Results_50PoE!C2090,\"Invalid Load Profile %\"))","v":0},61.68181818181818,30.84090909090909,0,0,0,127.97203837599636,0,0,0,0,0,1.6069557157508768E-2,2.2394547316401817E-3,false,false,2.6086943437514235E-2,0,0,0,0,0,0]
[2031,134,{"$f":"IF(LOADPROFILE=0.1,Results_10PoE!C2091,IF(LOADPROFILE=0.5,Results_50PoE!C2091,\"Invalid Load Profile %\"))","v":0},61.68181818181818,30.84090909090909,0,0,0,128.97203837599636,0,0,0,0,0,1.6069557157508768E-2,2.2394547316401817E-3,false,false,2.6086943437514235E-2,0,0,0,0,0,0]
[2031,135,{"$f":"IF(LOADPROFILE=0.1,Results_10PoE!C2092,IF(LOADPROFILE=0.5,Results_50PoE!C2092,\"Invalid Load Profile %\"))","v":0},61.68181818181818,30.84090909090909,0,0,0,129.97203837599636,0,0,0,0,0,1.6069557157508768E-2,2.2394547316401817E-3,false,false,2.6086943437514235E-2,0,0,0,0,0,0]
[2031,136,{"$f":"IF(LOADPROFILE=0.1,Results_10PoE!C2093,IF(LOADPROFILE=0.5,Results_50PoE!C2093,\"Invalid Load Profile %\"))","v":0},61.68181818181818,30.84090909090909,0,0,0,130.97203837599636,0,0,0,0,0,1.6069557157508768E-2,2.2394547316401817E-3,false,false,2.6086943437514235E-2,0,0,0,0,0,0]
[2031,137,{"$f":"IF(LOADPROFILE=0.1,Results_10PoE!C2094,IF(LOADPROFILE=0.5,Results_50PoE!C2094,\"Invalid Load Profile %\"))","v":0},61.68181818181818,30.84090909090909,0,0,0,131.97203837599636,0,0,0,0,0,1.6069557157508768E-2,2.2394547316401817E-3,false,false,2.6086943437514235E-2,0,0,0,0,0,0]
[2031,138,{"$f":"IF(LOADPROFILE=0.1,Results_10PoE!C2095,IF(LOADPROFILE=0.5,Results_50PoE!C2095,\"Invalid Load Profile %\"))","v":0},61.68181818181818,30.84090909090909,0,0,0,132.97203837599636,0,0,0,0,0,1.6069557157508768E-2,2.2394547316401817E-3,false,false,2.6086943437514235E-2,0,0,0,0,0,0]
[2031,139,{"$f":"IF(LOADPROFILE=0.1,Results_10PoE!C2096,IF(LOADPROFILE=0.5,Results_50PoE!C2096,\"Invalid Load Profile %\"))","v":0},61.68181818181818,30.84090909090909,0,0,0,133.97203837599636,0,0,0,0,0,1.6069557157508768E-2,2.2394547316401817E-3,false,false,2.6086943437514235E-2,0,0,0,0,0,0]
[2031,140,{"$f":"IF(LOADPROFILE=0.1,Results_10PoE!C2097,IF(LOADPROFILE=0.5,Results_50PoE!C2097,\"Invalid Load Profile %\"))","v":0},61.68181818181818,30.84090909090909,0,0,0,134.97203837599636,0,0,0,0,0,1.6069557157508768E-2,2.2394547316401817E-3,false,false,2.6086943437514235E-2,0,0,0,0,0,0]
[2031,141,{"$f":"IF(LOADPROFILE=0.1,Results_10PoE!C2098,IF(LOADPROFILE=0.5,Results_50PoE!C2098,\"Invalid Load Profile %\"))","v":0},61.68181818181818,30.84090909090909,0,0,0,135.97203837599636,0,0,0,0,0,1.6069557157508768E-2,2.2394547316401817E-3,false,false,2.6086943437514235E-2,0,0,0,0,0,0]
[2031,142,{"$f":"IF(LOADPROFILE=0.1,Results_10PoE!C2099,IF(LOADPROFILE=0.5,Results_50PoE!C2099,\"Invalid Load Profile %\"))","v":0},61.68181818181818,30.84090909090909,0,0,0,136.97203837599636,0,0,0,0,0,1.6069557157508768E-2,2.2394547316401817E-3,false,false,2.6086943437514235E-2,0,0,0,0,0,0]
[2031,143,{"$f":"IF(LOADPROFILE=0.1,Results_10PoE!C2100,IF(LOADPROFILE=0.5,Results_50PoE!C2100,\"Invalid Load Profile %\"))","v":0},61.68181818181818,30.84090909090909,0,0,0,137.97203837599636,0,0,0,0,0,1.6069557157508768E-2,2.2394547316401817E-3,false,false,2.6086943437514235E-2,0,0,0,0,0,0]
[2031,144,{"$f":"IF(LOADPROFILE=0.1,Results_10PoE!C2101,IF(LOADPROFILE=0.5,Results_50PoE!C2101,\"Invalid Load Profile %\"))","v":0},61.68181818181818,30.84090909090909,0,0,0,138.97203837599636,0,0,0,0,0,1.6069557157508768E-2,2.2394547316401817E-3,false,false,2.6086943437514235E-2,0,0,0,0,0,0]
[2031,145,{"$f":"IF(LOADPROFILE=0.1,Results_10PoE!C2102,IF(LOADPROFILE=0.5,Results_50PoE!C2102,\"Invalid Load Profile %\"))","v":0},61.68181818181818,30.84090909090909,0,0,0,139.97203837599636,0,0,0,0,0,1.6069557157508768E-2,2.2394547316401817E-3,false,false,2.6086943437514235E-2,0,0,0,0,0,0]
[2031,146,{"$f":"IF(LOADPROFILE=0.1,Results_10PoE!C2103,IF(LOADPROFILE=0.5,Results_50PoE!C2103,\"Invalid Load Profile %\"))","v":0},61.68181818181818,30.84090909090909,0,0,0,140.97203837599636,0,0,0,0,0,1.6069557157508768E-2,2.2394547316401817E-3,false,false,2.6086943437514235E-2,0,0,0,0,0,0]
[2031,147,{"$f":"IF(LOADPROFILE=0.1,Results_10PoE!C2104,IF(LOADPROFILE=0.5,Results_50PoE!C2104,\"Invalid Load Profile %\"))","v":0},61.68181818181818,30.84090909090909,0,0,0,141.97203837599636,0,0,0,0,0,1.6069557157508768E-2,2.2394547316401817E-3,false,false,2.6086943437514235E-2,0,0,0,0,0,0]
[2031,148,{"$f":"IF(LOADPROFILE=0.1,Results_10PoE!C2105,IF(LOADPROFILE=0.5,Results_50PoE!C2105,\"Invalid Load Profile %\"))","v":0},61.68181818181818,30.84090909090909,0,0,0,142.97203837599636,0,0,0,0,0,1.6069557157508768E-2,2.2394547316401817E-3,false,false,2.6086943437514235E-2,0,0,0,0,0,0]
[2031,149,{"$f":"IF(LOADPROFILE=0.1,Results_10PoE!C2106,IF(LOADPROFILE=0.5,Results_50PoE!C2106,\"Invalid Load Profile %\"))","v":0},61.68181818181818,30.84090909090909,0,0,0,143.97203837599636,0,0,0,0,0,1.6069557157508768E-2,2.2394547316401817E-3,false,false,2.6086943437514235E-2,0,0,0,0,0,0]
[2031,150,{"$f":"IF(LOADPROFILE=0.1,Results_10PoE!C2107,IF(LOADPROFILE=0.5,Results_50PoE!C2107,\"Invalid Load Profile %\"))","v":0},61.68181818181818,30.84090909090909,0,0,0,144.97203837599636,0,0,0,0,0,1.6069557157508768E-2,2.2394547316401817E-3,false,false,2.6086943437514235E-2,0,0,0,0,0,0]
[2032,1,{"$f":"IF(LOADPROFILE=0.1,Results_10PoE!C2108,IF(LOADPROFILE=0.5,Results_50PoE!C2108,\"Invalid Load Profile %\"))","v":8760},61.68181818181818,30.84090909090909,0,0,0,0,0,0,0,0,0,1.6673267248274486E-2,2.3254647593227555E-3,false,false,2.7066992286159882E-2,0,0,0,0,0,0]
[2032,2,{"$f":"IF(LOADPROFILE=0.1,Results_10PoE!C2109,IF(LOADPROFILE=0.5,Results_50PoE!C2109,\"Invalid Load Profile %\"))","v":8760},61.68181818181818,30.84090909090909,0,0,0,0,0,0,0,0,0,1.6673267248274486E-2,2.3254647593227555E-3,false,false,2.7066992286159882E-2,0,0,0,0,0,0]
[2032,3,{"$f":"IF(LOADPROFILE=0.1,Results_10PoE!C2110,IF(LOADPROFILE=0.5,Results_50PoE!C2110,\"Invalid Load Profile %\"))","v":8760},61.68181818181818,30.84090909090909,0,0,0,0,0,0,0,0,0,1.6673267248274486E-2,2.3254647593227555E-3,false,false,2.7066992286159882E-2,0,0,0,0,0,0]
[2032,4,{"$f":"IF(LOADPROFILE=0.1,Results_10PoE!C2111,IF(LOADPROFILE=0.5,Results_50PoE!C2111,\"Invalid Load Profile %\"))","v":8752},61.68181818181818,30.84090909090909,0,0,0,0,0,0,0,0,0,1.6673267248274486E-2,2.3254647593227555E-3,false,false,2.7066992286159882E-2,0,0,0,0,0,0]
[2032,5,{"$f":"IF(LOADPROFILE=0.1,Results_10PoE!C2112,IF(LOADPROFILE=0.5,Results_50PoE!C2112,\"Invalid Load Profile %\"))","v":8578},61.68181818181818,30.84090909090909,0,0,0,0,0,0,0,0,0,1.6673267248274486E-2,2.3254647593227555E-3,false,false,2.7066992286159882E-2,0,0,0,0,0,0]
[2032,6,{"$f":"IF(LOADPROFILE=0.1,Results_10PoE!C2113,IF(LOADPROFILE=0.5,Results_50PoE!C2113,\"Invalid Load Profile %\"))","v":7857},61.68181818181818,30.84090909090909,0,0,0,0.98702243314031257,0,0,1132.9915867019749,1132.9915867019749,1132.9915867019749,1.6673267248274486E-2,2.3254647593227555E-3,false,false,2.7066992286159882E-2,0,0,877.76277290446342,0,0,0]
[2032,7,{"$f":"IF(LOADPROFILE=0.1,Results_10PoE!C2114,IF(LOADPROFILE=0.5,Results_50PoE!C2114,\"Invalid Load Profile %\"))","v":6699},61.68181818181818,30.84090909090909,0,0,0,1.9870224331403126,0,0,2304.5160335498585,2304.5160335498585,2304.5160335498585,1.6673267248274486E-2,2.3254647593227555E-3,false,false,2.7066992286159882E-2,0,0,1785.3781153836644,0,0,0]
[2032,8,{"$f":"IF(LOADPROFILE=0.1,Results_10PoE!C2115,IF(LOADPROFILE=0.5,Results_50PoE!C2115,\"Invalid Load Profile %\"))","v":5529},61.68181818181818,30.84090909090909,0,0,0,2.9870224331403126,0,0,2108.1891795530423,2108.1891795530423,2108.1891795530423,1.6673267248274486E-2,2.3254647593227555E-3,false,false,2.7066992286159882E-2,0,0,1633.2777769676609,0,0,0]
[2032,9,{"$f":"IF(LOADPROFILE=0.1,Results_10PoE!C2116,IF(LOADPROFILE=0.5,Results_50PoE!C2116,\"Invalid Load Profile %\"))","v":4817},61.68181818181818,30.84090909090909,0,0,0,3.9870224331403126,0,0,2762.5933181148171,2762.5933181148171,2762.5933181148171,1.6673267248274486E-2,2.3254647593227555E-3,false,false,2.7066992286159882E-2,0,0,2140.2644112958069,0,0,0]
[2032,10,{"$f":"IF(LOADPROFILE=0.1,Results_10PoE!C2117,IF(LOADPROFILE=0.5,Results_50PoE!C2117,\"Invalid Load Profile %\"))","v":4118},61.68181818181818,30.84090909090909,0,0,0,4.9870224331403126,0,0,4167.3502087157394,4167.3502087157394,4167.3502087157394,1.6673267248274486E-2,2.3254647593227555E-3,false,false,2.7066992286159882E-2,0,0,3228.5719662881461,0,0,0]
[2032,11,{"$f":"IF(LOADPROFILE=0.1,Results_10PoE!C2118,IF(LOADPROFILE=0.5,Results_50PoE!C2118,\"Invalid Load Profile %\"))","v":3275},61.68181818181818,30.84090909090909,0,0,0,5.9870224331403126,0,0,3495.5641954147954,3495.5641954147954,3495.5641954147954,1.6673267248274486E-2,2.3254647593227555E-3,false,false,2.7066992286159882E-2,0,0,2708.1190690606054,0,0,0]
[2032,12,{"$f":"IF(LOADPROFILE=0.1,Results_10PoE!C2119,IF(LOADPROFILE=0.5,Results_50PoE!C2119,\"Invalid Load Profile %\"))","v":2686},61.68181818181818,30.84090909090909,0,0,0,6.9870224331403126,0,0,4702.7621482896011,4702.7621482896011,4702.7621482896011,1.6673267248274486E-2,2.3254647593227555E-3,false,false,2.7066992286159882E-2,0,0,3643.3717531908273,0,0,0]
[2032,13,{"$f":"IF(LOADPROFILE=0.1,Results_10PoE!C2120,IF(LOADPROFILE=0.5,Results_50PoE!C2120,\"Invalid Load Profile %\"))","v":2007},61.68181818181818,30.84090909090909,0,0,0,7.9870224331403126,0,0,7489.746913869104,7489.746913869104,7489.746913869104,1.6673267248274486E-2,2.3254647593227555E-3,false,false,2.7066992286159882E-2,0,0,5802.5329549068347,0,0,0]
[2032,14,{"$f":"IF(LOADPROFILE=0.1,Results_10PoE!C2121,IF(LOADPROFILE=0.5,Results_50PoE!C2121,\"Invalid Load Profile %\"))","v":1061},{"$f":"VLOOKUP($A2150,$Q$4:$AB$26,6,FALSE)","v":61.68181818181818},{"$f":"VLOOKUP($A2150,$Q$4:$AB$26,7,FALSE)","v":30.84090909090909},{"$f":"VLOOKUP($A2150,$Q$4:$AB$26,9,FALSE)","v":0},{"$f":"VLOOKUP($A2150,$Q$4:$AB$26,10,FALSE)","v":0},{"$f":"VLOOKUP($A2150,$Q$4:$AB$26,11,FALSE)","v":0},{"$f":"IF(B2150-VLOOKUP(A2150,$Q$4:$AB$26,12,FALSE)<0,0,B2150-VLOOKUP(A2150,$Q$4:$AB$26,12,FALSE))","v":8.9870224331403126},{"$f":"IF(B2150=150,0,IF(IF($I2150>D2150,($I2150-D2150)*($C2150-$C2151),0)<0,0,IF($I2150>D2150,($I2150-D2150)*($C2150-$C2151),0)))*$Y$30","v":0},{"$f":"IF(C2150=150,0,IF(IF($I2150>E2150,($I2150-E2150)*($C2150-$C2151),0)<0,0,IF($I2150>E2150,($I2150-E2150)*($C2150-$C2151),0)))*$Y$30","v":0},{"$f":"IF(D2150=150,0,IF(IF($I2150>F2150,($I2150-F2150)*($C2150-$C2151),0)<0,0,IF($I2150>F2150,($I2150-F2150)*($C2150-$C2151),0)))*$Y$30","v":5532.208352201762},{"$f":"IF(E2150=150,0,IF(IF($I2150>G2150,($I2150-G2150)*($C2150-$C2151),0)<0,0,IF($I2150>G2150,($I2150-G2150)*($C2150-$C2151),0)))*$Y$30","v":5532.208352201762},{"$f":"IF(F2150=150,0,IF(IF($I2150>H2150,($I2150-H2150)*($C2150-$C2151),0)<0,0,IF($I2150>H2150,($I2150-H2150)*($C2150-$C2151),0)))*$Y$30","v":5532.208352201762},{"$f":"VLOOKUP($A2150, $Q$4:$BB$26,33,FALSE)","v":1.6673267248274486E-2},{"$f":"VLOOKUP($A2150, $Q$4:$BB$26,34,FALSE)","v":2.3254647593227555E-3},{"$f":"VLOOKUP($A2150, $Q$4:$BB$26,35,FALSE)","v":false},{"$f":"VLOOKUP($A2150, $Q$4:$BB$26,36,FALSE)","v":false},{"$f":"VLOOKUP($A2150, $Q$4:$BB$26,37,FALSE)","v":2.7066992286159882E-2},{"$f":"J2150*1000*($S$34/365)","v":0},{"$f":"O2150*K2150*1000*($T$34/365)","v":0},{"$f":"P2150*L2150*1000*($U$34/365)","v":4285.9687578520188},{"$f":"Q2150*M2150*1000*($V$34/365)","v":0},{"$f":"R2150*N2150*1000*($W$34/365)","v":0},{"$f":"S2150*K2150*1000*($X$34/365)","v":0}]
[2032,15,{"$f":"IF(LOADPROFILE=0.1,Results_10PoE!C2122,IF(LOADPROFILE=0.5,Results_50PoE!C2122,\"Invalid Load Profile %\"))","v":440},61.68181818181818,30.84090909090909,0,0,0,9.9870224331403126,0,0,2474.9540266385716,2474.9540266385716,2474.9540266385716,1.6673267248274486E-2,2.3254647593227555E-3,false,false,2.7066992286159882E-2,0,0,1917.4215719968799,0,0,0]
[2032,16,{"$f":"IF(LOADPROFILE=0.1,Results_10PoE!C2123,IF(LOADPROFILE=0.5,Results_50PoE!C2123,\"Invalid Load Profile %\"))","v":190},61.68181818181818,30.84090909090909,0,0,0,10.987022433140313,0,0,1143.5638349026722,1143.5638349026722,1143.5638349026722,1.6673267248274486E-2,2.3254647593227555E-3,false,false,2.7066992286159882E-2,0,0,885.95341262800378,0,0,0]
[2032,17,{"$f":"IF(LOADPROFILE=0.1,Results_10PoE!C2124,IF(LOADPROFILE=0.5,Results_50PoE!C2124,\"Invalid Load Profile %\"))","v":85},61.68181818181818,30.84090909090909,0,0,0,11.987022433140313,0,0,570.35290451069454,570.35290451069454,570.35290451069454,1.6673267248274486E-2,2.3254647593227555E-3,false,false,2.7066992286159882E-2,0,0,441.86960686505978,0,0,0]
[2032,18,{"$f":"IF(LOADPROFILE=0.1,Results_10PoE!C2125,IF(LOADPROFILE=0.5,Results_50PoE!C2125,\"Invalid Load Profile %\"))","v":37},61.68181818181818,30.84090909090909,0,0,0,12.987022433140313,0,0,321.84050531705151,321.84050531705151,321.84050531705151,1.6673267248274486E-2,2.3254647593227555E-3,false,false,2.7066992286159882E-2,0,0,249.33955176348394,0,0,0]
[2032,19,{"$f":"IF(LOADPROFILE=0.1,Results_10PoE!C2126,IF(LOADPROFILE=0.5,Results_50PoE!C2126,\"Invalid Load Profile %\"))","v":12},61.68181818181818,30.84090909090909,0,0,0,13.987022433140313,0,0,110.91910598446388,110.91910598446388,110.91910598446388,1.6673267248274486E-2,2.3254647593227555E-3,false,false,2.7066992286159882E-2,0,0,85.932378651119748,0,0,0]
[2032,20,{"$f":"IF(LOADPROFILE=0.1,Results_10PoE!C2127,IF(LOADPROFILE=0.5,Results_50PoE!C2127,\"Invalid Load Profile %\"))","v":4},61.68181818181818,30.84090909090909,0,0,0,14.987022433140313,0,0,44.568468850301734,44.568468850301734,44.568468850301734,1.6673267248274486E-2,2.3254647593227555E-3,false,false,2.7066992286159882E-2,0,0,34.528537776721755,0,0,0]
[2032,21,{"$f":"IF(LOADPROFILE=0.1,Results_10PoE!C2128,IF(LOADPROFILE=0.5,Results_50PoE!C2128,\"Invalid Load Profile %\"))","v":1},61.68181818181818,30.84090909090909,0,0,0,15.987022433140313,0,0,15.847424318809834,15.847424318809834,15.847424318809834,1.6673267248274486E-2,2.3254647593227555E-3,false,false,2.7066992286159882E-2,0,0,12.277477853091192,0,0,0]
[2032,22,{"$f":"IF(LOADPROFILE=0.1,Results_10PoE!C2129,IF(LOADPROFILE=0.5,Results_50PoE!C2129,\"Invalid Load Profile %\"))","v":0},61.68181818181818,30.84090909090909,0,0,0,16.987022433140311,0,0,0,0,0,1.6673267248274486E-2,2.3254647593227555E-3,false,false,2.7066992286159882E-2,0,0,0,0,0,0]
[2032,23,{"$f":"IF(LOADPROFILE=0.1,Results_10PoE!C2130,IF(LOADPROFILE=0.5,Results_50PoE!C2130,\"Invalid Load Profile %\"))","v":0},61.68181818181818,30.84090909090909,0,0,0,17.987022433140311,0,0,0,0,0,1.6673267248274486E-2,2.3254647593227555E-3,false,false,2.7066992286159882E-2,0,0,0,0,0,0]
[2032,24,{"$f":"IF(LOADPROFILE=0.1,Results_10PoE!C2131,IF(LOADPROFILE=0.5,Results_50PoE!C2131,\"Invalid Load Profile %\"))","v":0},61.68181818181818,30.84090909090909,0,0,0,18.987022433140311,0,0,0,0,0,1.6673267248274486E-2,2.3254647593227555E-3,false,false,2.7066992286159882E-2,0,0,0,0,0,0]
[2032,25,{"$f":"IF(LOADPROFILE=0.1,Results_10PoE!C2132,IF(LOADPROFILE=0.5,Results_50PoE!C2132,\"Invalid Load Profile %\"))","v":0},61.68181818181818,30.84090909090909,0,0,0,19.987022433140311,0,0,0,0,0,1.6673267248274486E-2,2.3254647593227555E-3,false,false,2.7066992286159882E-2,0,0,0,0,0,0]
[2032,26,{"$f":"IF(LOADPROFILE=0.1,Results_10PoE!C2133,IF(LOADPROFILE=0.5,Results_50PoE!C2133,\"Invalid Load Profile %\"))","v":0},61.68181818181818,30.84090909090909,0,0,0,20.987022433140311,0,0,0,0,0,1.6673267248274486E-2,2.3254647593227555E-3,false,false,2.7066992286159882E-2,0,0,0,0,0,0]
[2032,27,{"$f":"IF(LOADPROFILE=0.1,Results_10PoE!C2134,IF(LOADPROFILE=0.5,Results_50PoE!C2134,\"Invalid Load Profile %\"))","v":0},61.68181818181818,30.84090909090909,0,0,0,21.987022433140311,0,0,0,0,0,1.6673267248274486E-2,2.3254647593227555E-3,false,false,2.7066992286159882E-2,0,0,0,0,0,0]
[2032,28,{"$f":"IF(LOADPROFILE=0.1,Results_10PoE!C2135,IF(LOADPROFILE=0.5,Results_50PoE!C2135,\"Invalid Load Profile %\"))","v":0},61.68181818181818,30.84090909090909,0,0,0,22.987022433140311,0,0,0,0,0,1.6673267248274486E-2,2.3254647593227555E-3,false,false,2.7066992286159882E-2,0,0,0,0,0,0]
[2032,29,{"$f":"IF(LOADPROFILE=0.1,Results_10PoE!C2136,IF(LOADPROFILE=0.5,Results_50PoE!C2136,\"Invalid Load Profile %\"))","v":0},61.68181818181818,30.84090909090909,0,0,0,23.987022433140311,0,0,0,0,0,1.6673267248274486E-2,2.3254647593227555E-3,false,false,2.7066992286159882E-2,0,0,0,0,0,0]
[2032,30,{"$f":"IF(LOADPROFILE=0.1,Results_10PoE!C2137,IF(LOADPROFILE=0.5,Results_50PoE!C2137,\"Invalid Load Profile %\"))","v":0},61.68181818181818,30.84090909090909,0,0,0,24.987022433140311,0,0,0,0,0,1.6673267248274486E-2,2.3254647593227555E-3,false,false,2.7066992286159882E-2,0,0,0,0,0,0]
[2032,31,{"$f":"IF(LOADPROFILE=0.1,Results_10PoE!C2138,IF(LOADPROFILE=0.5,Results_50PoE!C2138,\"Invalid Load Profile %\"))","v":0},61.68181818181818,30.84090909090909,0,0,0,25.987022433140311,0,0,0,0,0,1.6673267248274486E-2,2.3254647593227555E-3,false,false,2.7066992286159882E-2,0,0,0,0,0,0]
[2032,32,{"$f":"IF(LOADPROFILE=0.1,Results_10PoE!C2139,IF(LOADPROFILE=0.5,Results_50PoE!C2139,\"Invalid Load Profile %\"))","v":0},61.68181818181818,30.84090909090909,0,0,0,26.987022433140311,0,0,0,0,0,1.6673267248274486E-2,2.3254647593227555E-3,false,false,2.7066992286159882E-2,0,0,0,0,0,0]
[2032,33,{"$f":"IF(LOADPROFILE=0.1,Results_10PoE!C2140,IF(LOADPROFILE=0.5,Results_50PoE!C2140,\"Invalid Load Profile %\"))","v":0},61.68181818181818,30.84090909090909,0,0,0,27.987022433140311,0,0,0,0,0,1.6673267248274486E-2,2.3254647593227555E-3,false,false,2.7066992286159882E-2,0,0,0,0,0,0]
[2032,34,{"$f":"IF(LOADPROFILE=0.1,Results_10PoE!C2141,IF(LOADPROFILE=0.5,Results_50PoE!C2141,\"Invalid Load Profile %\"))","v":0},61.68181818181818,30.84090909090909,0,0,0,28.987022433140311,0,0,0,0,0,1.6673267248274486E-2,2.3254647593227555E-3,false,false,2.7066992286159882E-2,0,0,0,0,0,0]
[2032,35,{"$f":"IF(LOADPROFILE=0.1,Results_10PoE!C2142,IF(LOADPROFILE=0.5,Results_50PoE!C2142,\"Invalid Load Profile %\"))","v":0},61.68181818181818,30.84090909090909,0,0,0,29.987022433140311,0,0,0,0,0,1.6673267248274486E-2,2.3254647593227555E-3,false,false,2.7066992286159882E-2,0,0,0,0,0,0]
[2032,36,{"$f":"IF(LOADPROFILE=0.1,Results_10PoE!C2143,IF(LOADPROFILE=0.5,Results_50PoE!C2143,\"Invalid Load Profile %\"))","v":0},61.68181818181818,30.84090909090909,0,0,0,30.987022433140311,0,0,0,0,0,1.6673267248274486E-2,2.3254647593227555E-3,false,false,2.7066992286159882E-2,0,0,0,0,0,0]
[2032,37,{"$f":"IF(LOADPROFILE=0.1,Results_10PoE!C2144,IF(LOADPROFILE=0.5,Results_50PoE!C2144,\"Invalid Load Profile %\"))","v":0},61.68181818181818,30.84090909090909,0,0,0,31.987022433140311,0,0,0,0,0,1.6673267248274486E-2,2.3254647593227555E-3,false,false,2.7066992286159882E-2,0,0,0,0,0,0]
[2032,38,{"$f":"IF(LOADPROFILE=0.1,Results_10PoE!C2145,IF(LOADPROFILE=0.5,Results_50PoE!C2145,\"Invalid Load Profile %\"))","v":0},61.68181818181818,30.84090909090909,0,0,0,32.987022433140311,0,0,0,0,0,1.6673267248274486E-2,2.3254647593227555E-3,false,false,2.7066992286159882E-2,0,0,0,0,0,0]
[2032,39,{"$f":"IF(LOADPROFILE=0.1,Results_10PoE!C2146,IF(LOADPROFILE=0.5,Results_50PoE!C2146,\"Invalid Load Profile %\"))","v":0},61.68181818181818,30.84090909090909,0,0,0,33.987022433140311,0,0,0,0,0,1.6673267248274486E-2,2.3254647593227555E-3,false,false,2.7066992286159882E-2,0,0,0,0,0,0]
[2032,40,{"$f":"IF(LOADPROFILE=0.1,Results_10PoE!C2147,IF(LOADPROFILE=0.5,Results_50PoE!C2147,\"Invalid Load Profile %\"))","v":0},61.68181818181818,30.84090909090909,0,0,0,34.987022433140311,0,0,0,0,0,1.6673267248274486E-2,2.3254647593227555E-3,false,false,2.7066992286159882E-2,0,0,0,0,0,0]
[2032,41,{"$f":"IF(LOADPROFILE=0.1,Results_10PoE!C2148,IF(LOADPROFILE=0.5,Results_50PoE!C2148,\"Invalid Load Profile %\"))","v":0},61.68181818181818,30.84090909090909,0,0,0,35.987022433140311,0,0,0,0,0,1.6673267248274486E-2,2.3254647593227555E-3,false,false,2.7066992286159882E-2,0,0,0,0,0,0]
[2032,42,{"$f":"IF(LOADPROFILE=0.1,Results_10PoE!C2149,IF(LOADPROFILE=0.5,Results_50PoE!C2149,\"Invalid Load Profile %\"))","v":0},61.68181818181818,30.84090909090909,0,0,0,36.987022433140311,0,0,0,0,0,1.6673267248274486E-2,2.3254647593227555E-3,false,false,2.7066992286159882E-2,0,0,0,0,0,0]
[2032,43,{"$f":"IF(LOADPROFILE=0.1,Results_10PoE!C2150,IF(LOADPROFILE=0.5,Results_50PoE!C2150,\"Invalid Load Profile %\"))","v":0},61.68181818181818,30.84090909090909,0,0,0,37.987022433140311,0,0,0,0,0,1.6673267248274486E-2,2.3254647593227555E-3,false,false,2.7066992286159882E-2,0,0,0,0,0,0]
[2032,44,{"$f":"IF(LOADPROFILE=0.1,Results_10PoE!C2151,IF(LOADPROFILE=0.5,Results_50PoE!C2151,\"Invalid Load Profile %\"))","v":0},61.68181818181818,30.84090909090909,0,0,0,38.987022433140311,0,0,0,0,0,1.6673267248274486E-2,2.3254647593227555E-3,false,false,2.7066992286159882E-2,0,0,0,0,0,0]
[2032,45,{"$f":"IF(LOADPROFILE=0.1,Results_10PoE!C2152,IF(LOADPROFILE=0.5,Results_50PoE!C2152,\"Invalid Load Profile %\"))","v":0},61.68181818181818,30.84090909090909,0,0,0,39.987022433140311,0,0,0,0,0,1.6673267248274486E-2,2.3254647593227555E-3,false,false,2.7066992286159882E-2,0,0,0,0,0,0]
[2032,46,{"$f":"IF(LOADPROFILE=0.1,Results_10PoE!C2153,IF(LOADPROFILE=0.5,Results_50PoE!C2153,\"Invalid Load Profile %\"))","v":0},61.68181818181818,30.84090909090909,0,0,0,40.987022433140311,0,0,0,0,0,1.6673267248274486E-2,2.3254647593227555E-3,false,false,2.7066992286159882E-2,0,0,0,0,0,0]
[2032,47,{"$f":"IF(LOADPROFILE=0.1,Results_10PoE!C2154,IF(LOADPROFILE=0.5,Results_50PoE!C2154,\"Invalid Load Profile %\"))","v":0},61.68181818181818,30.84090909090909,0,0,0,41.987022433140311,0,0,0,0,0,1.6673267248274486E-2,2.3254647593227555E-3,false,false,2.7066992286159882E-2,0,0,0,0,0,0]
[2032,48,{"$f":"IF(LOADPROFILE=0.1,Results_10PoE!C2155,IF(LOADPROFILE=0.5,Results_50PoE!C2155,\"Invalid Load Profile %\"))","v":0},61.68181818181818,30.84090909090909,0,0,0,42.987022433140311,0,0,0,0,0,1.6673267248274486E-2,2.3254647593227555E-3,false,false,2.7066992286159882E-2,0,0,0,0,0,0]
[2032,49,{"$f":"IF(LOADPROFILE=0.1,Results_10PoE!C2156,IF(LOADPROFILE=0.5,Results_50PoE!C2156,\"Invalid Load Profile %\"))","v":0},61.68181818181818,30.84090909090909,0,0,0,43.987022433140311,0,0,0,0,0,1.6673267248274486E-2,2.3254647593227555E-3,false,false,2.7066992286159882E-2,0,0,0,0,0,0]
[2032,50,{"$f":"IF(LOADPROFILE=0.1,Results_10PoE!C2157,IF(LOADPROFILE=0.5,Results_50PoE!C2157,\"Invalid Load Profile %\"))","v":0},61.68181818181818,30.84090909090909,0,0,0,44.987022433140311,0,0,0,0,0,1.6673267248274486E-2,2.3254647593227555E-3,false,false,2.7066992286159882E-2,0,0,0,0,0,0]
[2032,51,{"$f":"IF(LOADPROFILE=0.1,Results_10PoE!C2158,IF(LOADPROFILE=0.5,Results_50PoE!C2158,\"Invalid Load Profile %\"))","v":0},61.68181818181818,30.84090909090909,0,0,0,45.987022433140311,0,0,0,0,0,1.6673267248274486E-2,2.3254647593227555E-3,false,false,2.7066992286159882E-2,0,0,0,0,0,0]
[2032,52,{"$f":"IF(LOADPROFILE=0.1,Results_10PoE!C2159,IF(LOADPROFILE=0.5,Results_50PoE!C2159,\"Invalid Load Profile %\"))","v":0},61.68181818181818,30.84090909090909,0,0,0,46.987022433140311,0,0,0,0,0,1.6673267248274486E-2,2.3254647593227555E-3,false,false,2.7066992286159882E-2,0,0,0,0,0,0]
[2032,53,{"$f":"IF(LOADPROFILE=0.1,Results_10PoE!C2160,IF(LOADPROFILE=0.5,Results_50PoE!C2160,\"Invalid Load Profile %\"))","v":0},61.68181818181818,30.84090909090909,0,0,0,47.987022433140311,0,0,0,0,0,1.6673267248274486E-2,2.3254647593227555E-3,false,false,2.7066992286159882E-2,0,0,0,0,0,0]
[2032,54,{"$f":"IF(LOADPROFILE=0.1,Results_10PoE!C2161,IF(LOADPROFILE=0.5,Results_50PoE!C2161,\"Invalid Load Profile %\"))","v":0},61.68181818181818,30.84090909090909,0,0,0,48.987022433140311,0,0,0,0,0,1.6673267248274486E-2,2.3254647593227555E-3,false,false,2.7066992286159882E-2,0,0,0,0,0,0]
[2032,55,{"$f":"IF(LOADPROFILE=0.1,Results_10PoE!C2162,IF(LOADPROFILE=0.5,Results_50PoE!C2162,\"Invalid Load Profile %\"))","v":0},61.68181818181818,30.84090909090909,0,0,0,49.987022433140311,0,0,0,0,0,1.6673267248274486E-2,2.3254647593227555E-3,false,false,2.7066992286159882E-2,0,0,0,0,0,0]
[2032,56,{"$f":"IF(LOADPROFILE=0.1,Results_10PoE!C2163,IF(LOADPROFILE=0.5,Results_50PoE!C2163,\"Invalid Load Profile %\"))","v":0},61.68181818181818,30.84090909090909,0,0,0,50.987022433140311,0,0,0,0,0,1.6673267248274486E-2,2.3254647593227555E-3,false,false,2.7066992286159882E-2,0,0,0,0,0,0]
[2032,57,{"$f":"IF(LOADPROFILE=0.1,Results_10PoE!C2164,IF(LOADPROFILE=0.5,Results_50PoE!C2164,\"Invalid Load Profile %\"))","v":0},61.68181818181818,30.84090909090909,0,0,0,51.987022433140311,0,0,0,0,0,1.6673267248274486E-2,2.3254647593227555E-3,false,false,2.7066992286159882E-2,0,0,0,0,0,0]
[2032,58,{"$f":"IF(LOADPROFILE=0.1,Results_10PoE!C2165,IF(LOADPROFILE=0.5,Results_50PoE!C2165,\"Invalid Load Profile %\"))","v":0},61.68181818181818,30.84090909090909,0,0,0,52.987022433140311,0,0,0,0,0,1.6673267248274486E-2,2.3254647593227555E-3,false,false,2.7066992286159882E-2,0,0,0,0,0,0]
[2032,59,{"$f":"IF(LOADPROFILE=0.1,Results_10PoE!C2166,IF(LOADPROFILE=0.5,Results_50PoE!C2166,\"Invalid Load Profile %\"))","v":0},61.68181818181818,30.84090909090909,0,0,0,53.987022433140311,0,0,0,0,0,1.6673267248274486E-2,2.3254647593227555E-3,false,false,2.7066992286159882E-2,0,0,0,0,0,0]
[2032,60,{"$f":"IF(LOADPROFILE=0.1,Results_10PoE!C2167,IF(LOADPROFILE=0.5,Results_50PoE!C2167,\"Invalid Load Profile %\"))","v":0},61.68181818181818,30.84090909090909,0,0,0,54.987022433140311,0,0,0,0,0,1.6673267248274486E-2,2.3254647593227555E-3,false,false,2.7066992286159882E-2,0,0,0,0,0,0]
[2032,61,{"$f":"IF(LOADPROFILE=0.1,Results_10PoE!C2168,IF(LOADPROFILE=0.5,Results_50PoE!C2168,\"Invalid Load Profile %\"))","v":0},61.68181818181818,30.84090909090909,0,0,0,55.987022433140311,0,0,0,0,0,1.6673267248274486E-2,2.3254647593227555E-3,false,false,2.7066992286159882E-2,0,0,0,0,0,0]
[2032,62,{"$f":"IF(LOADPROFILE=0.1,Results_10PoE!C2169,IF(LOADPROFILE=0.5,Results_50PoE!C2169,\"Invalid Load Profile %\"))","v":0},61.68181818181818,30.84090909090909,0,0,0,56.987022433140311,0,0,0,0,0,1.6673267248274486E-2,2.3254647593227555E-3,false,false,2.7066992286159882E-2,0,0,0,0,0,0]
[2032,63,{"$f":"IF(LOADPROFILE=0.1,Results_10PoE!C2170,IF(LOADPROFILE=0.5,Results_50PoE!C2170,\"Invalid Load Profile %\"))","v":0},61.68181818181818,30.84090909090909,0,0,0,57.987022433140311,0,0,0,0,0,1.6673267248274486E-2,2.3254647593227555E-3,false,false,2.7066992286159882E-2,0,0,0,0,0,0]
[2032,64,{"$f":"IF(LOADPROFILE=0.1,Results_10PoE!C2171,IF(LOADPROFILE=0.5,Results_50PoE!C2171,\"Invalid Load Profile %\"))","v":0},61.68181818181818,30.84090909090909,0,0,0,58.987022433140311,0,0,0,0,0,1.6673267248274486E-2,2.3254647593227555E-3,false,false,2.7066992286159882E-2,0,0,0,0,0,0]
[2032,65,{"$f":"IF(LOADPROFILE=0.1,Results_10PoE!C2172,IF(LOADPROFILE=0.5,Results_50PoE!C2172,\"Invalid Load Profile %\"))","v":0},61.68181818181818,30.84090909090909,0,0,0,59.987022433140311,0,0,0,0,0,1.6673267248274486E-2,2.3254647593227555E-3,false,false,2.7066992286159882E-2,0,0,0,0,0,0]
[2032,66,{"$f":"IF(LOADPROFILE=0.1,Results_10PoE!C2173,IF(LOADPROFILE=0.5,Results_50PoE!C2173,\"Invalid Load Profile %\"))","v":0},61.68181818181818,30.84090909090909,0,0,0,60.987022433140311,0,0,0,0,0,1.6673267248274486E-2,2.3254647593227555E-3,false,false,2.7066992286159882E-2,0,0,0,0,0,0]
[2032,67,{"$f":"IF(LOADPROFILE=0.1,Results_10PoE!C2174,IF(LOADPROFILE=0.5,Results_50PoE!C2174,\"Invalid Load Profile %\"))","v":0},61.68181818181818,30.84090909090909,0,0,0,61.987022433140311,0,0,0,0,0,1.6673267248274486E-2,2.3254647593227555E-3,false,false,2.7066992286159882E-2,0,0,0,0,0,0]
[2032,68,{"$f":"IF(LOADPROFILE=0.1,Results_10PoE!C2175,IF(LOADPROFILE=0.5,Results_50PoE!C2175,\"Invalid Load Profile %\"))","v":0},61.68181818181818,30.84090909090909,0,0,0,62.987022433140311,0,0,0,0,0,1.6673267248274486E-2,2.3254647593227555E-3,false,false,2.7066992286159882E-2,0,0,0,0,0,0]
[2032,69,{"$f":"IF(LOADPROFILE=0.1,Results_10PoE!C2176,IF(LOADPROFILE=0.5,Results_50PoE!C2176,\"Invalid Load Profile %\"))","v":0},61.68181818181818,30.84090909090909,0,0,0,63.987022433140311,0,0,0,0,0,1.6673267248274486E-2,2.3254647593227555E-3,false,false,2.7066992286159882E-2,0,0,0,0,0,0]
[2032,70,{"$f":"IF(LOADPROFILE=0.1,Results_10PoE!C2177,IF(LOADPROFILE=0.5,Results_50PoE!C2177,\"Invalid Load Profile %\"))","v":0},61.68181818181818,30.84090909090909,0,0,0,64.987022433140311,0,0,0,0,0,1.6673267248274486E-2,2.3254647593227555E-3,false,false,2.7066992286159882E-2,0,0,0,0,0,0]
[2032,71,{"$f":"IF(LOADPROFILE=0.1,Results_10PoE!C2178,IF(LOADPROFILE=0.5,Results_50PoE!C2178,\"Invalid Load Profile %\"))","v":0},61.68181818181818,30.84090909090909,0,0,0,65.987022433140311,0,0,0,0,0,1.6673267248274486E-2,2.3254647593227555E-3,false,false,2.7066992286159882E-2,0,0,0,0,0,0]
[2032,72,{"$f":"IF(LOADPROFILE=0.1,Results_10PoE!C2179,IF(LOADPROFILE=0.5,Results_50PoE!C2179,\"Invalid Load Profile %\"))","v":0},61.68181818181818,30.84090909090909,0,0,0,66.987022433140311,0,0,0,0,0,1.6673267248274486E-2,2.3254647593227555E-3,false,false,2.7066992286159882E-2,0,0,0,0,0,0]
[2032,73,{"$f":"IF(LOADPROFILE=0.1,Results_10PoE!C2180,IF(LOADPROFILE=0.5,Results_50PoE!C2180,\"Invalid Load Profile %\"))","v":0},61.68181818181818,30.84090909090909,0,0,0,67.987022433140311,0,0,0,0,0,1.6673267248274486E-2,2.3254647593227555E-3,false,false,2.7066992286159882E-2,0,0,0,0,0,0]
[2032,74,{"$f":"IF(LOADPROFILE=0.1,Results_10PoE!C2181,IF(LOADPROFILE=0.5,Results_50PoE!C2181,\"Invalid Load Profile %\"))","v":0},61.68181818181818,30.84090909090909,0,0,0,68.987022433140311,0,0,0,0,0,1.6673267248274486E-2,2.3254647593227555E-3,false,false,2.7066992286159882E-2,0,0,0,0,0,0]
[2032,75,{"$f":"IF(LOADPROFILE=0.1,Results_10PoE!C2182,IF(LOADPROFILE=0.5,Results_50PoE!C2182,\"Invalid Load Profile %\"))","v":0},61.68181818181818,30.84090909090909,0,0,0,69.987022433140311,0,0,0,0,0,1.6673267248274486E-2,2.3254647593227555E-3,false,false,2.7066992286159882E-2,0,0,0,0,0,0]
[2032,76,{"$f":"IF(LOADPROFILE=0.1,Results_10PoE!C2183,IF(LOADPROFILE=0.5,Results_50PoE!C2183,\"Invalid Load Profile %\"))","v":0},61.68181818181818,30.84090909090909,0,0,0,70.987022433140311,0,0,0,0,0,1.6673267248274486E-2,2.3254647593227555E-3,false,false,2.7066992286159882E-2,0,0,0,0,0,0]
[2032,77,{"$f":"IF(LOADPROFILE=0.1,Results_10PoE!C2184,IF(LOADPROFILE=0.5,Results_50PoE!C2184,\"Invalid Load Profile %\"))","v":0},61.68181818181818,30.84090909090909,0,0,0,71.987022433140311,0,0,0,0,0,1.6673267248274486E-2,2.3254647593227555E-3,false,false,2.7066992286159882E-2,0,0,0,0,0,0]
[2032,78,{"$f":"IF(LOADPROFILE=0.1,Results_10PoE!C2185,IF(LOADPROFILE=0.5,Results_50PoE!C2185,\"Invalid Load Profile %\"))","v":0},{"$f":"VLOOKUP($A2214,$Q$4:$AB$26,6,FALSE)","v":61.68181818181818},{"$f":"VLOOKUP($A2214,$Q$4:$AB$26,7,FALSE)","v":30.84090909090909},{"$f":"VLOOKUP($A2214,$Q$4:$AB$26,9,FALSE)","v":0},{"$f":"VLOOKUP($A2214,$Q$4:$AB$26,10,FALSE)","v":0},{"$f":"VLOOKUP($A2214,$Q$4:$AB$26,11,FALSE)","v":0},{"$f":"IF(B2214-VLOOKUP(A2214,$Q$4:$AB$26,12,FALSE)<0,0,B2214-VLOOKUP(A2214,$Q$4:$AB$26,12,FALSE))","v":72.987022433140311},{"$f":"IF(B2214=150,0,IF(IF($I2214>D2214,($I2214-D2214)*($C2214-$C2215),0)<0,0,IF($I2214>D2214,($I2214-D2214)*($C2214-$C2215),0)))*$Y$30","v":0},{"$f":"IF(C2214=150,0,IF(IF($I2214>E2214,($I2214-E2214)*($C2214-$C2215),0)<0,0,IF($I2214>E2214,($I2214-E2214)*($C2214-$C2215),0)))*$Y$30","v":0},{"$f":"IF(D2214=150,0,IF(IF($I2214>F2214,($I2214-F2214)*($C2214-$C2215),0)<0,0,IF($I2214>F2214,($I2214-F2214)*($C2214-$C2215),0)))*$Y$30","v":0},{"$f":"IF(E2214=150,0,IF(IF($I2214>G2214,($I2214-G2214)*($C2214-$C2215),0)<0,0,IF($I2214>G2214,($I2214-G2214)*($C2214-$C2215),0)))*$Y$30","v":0},{"$f":"IF(F2214=150,0,IF(IF($I2214>H2214,($I2214-H2214)*($C2214-$C2215),0)<0,0,IF($I2214>H2214,($I2214-H2214)*($C2214-$C2215),0)))*$Y$30","v":0},{"$f":"VLOOKUP($A2214, $Q$4:$BB$26,33,FALSE)","v":1.6673267248274486E-2},{"$f":"VLOOKUP($A2214, $Q$4:$BB$26,34,FALSE)","v":2.3254647593227555E-3},{"$f":"VLOOKUP($A2214, $Q$4:$BB$26,35,FALSE)","v":false},{"$f":"VLOOKUP($A2214, $Q$4:$BB$26,36,FALSE)","v":false},{"$f":"VLOOKUP($A2214, $Q$4:$BB$26,37,FALSE)","v":2.7066992286159882E-2},{"$f":"J2214*1000*($S$34/365)","v":0},{"$f":"O2214*K2214*1000*($T$34/365)","v":0},{"$f":"P2214*L2214*1000*($U$34/365)","v":0},{"$f":"Q2214*M2214*1000*($V$34/365)","v":0},{"$f":"R2214*N2214*1000*($W$34/365)","v":0},{"$f":"S2214*K2214*1000*($X$34/365)","v":0}]
[2032,79,{"$f":"IF(LOADPROFILE=0.1,Results_10PoE!C2186,IF(LOADPROFILE=0.5,Results_50PoE!C2186,\"Invalid Load Profile %\"))","v":0},61.68181818181818,30.84090909090909,0,0,0,73.987022433140311,0,0,0,0,0,1.6673267248274486E-2,2.3254647593227555E-3,false,false,2.7066992286159882E-2,0,0,0,0,0,0]
[2032,80,{"$f":"IF(LOADPROFILE=0.1,Results_10PoE!C2187,IF(LOADPROFILE=0.5,Results_50PoE!C2187,\"Invalid Load Profile %\"))","v":0},61.68181818181818,30.84090909090909,0,0,0,74.987022433140311,0,0,0,0,0,1.6673267248274486E-2,2.3254647593227555E-3,false,false,2.7066992286159882E-2,0,0,0,0,0,0]
[2032,81,{"$f":"IF(LOADPROFILE=0.1,Results_10PoE!C2188,IF(LOADPROFILE=0.5,Results_50PoE!C2188,\"Invalid Load Profile %\"))","v":0},61.68181818181818,30.84090909090909,0,0,0,75.987022433140311,0,0,0,0,0,1.6673267248274486E-2,2.3254647593227555E-3,false,false,2.7066992286159882E-2,0,0,0,0,0,0]
[2032,82,{"$f":"IF(LOADPROFILE=0.1,Results_10PoE!C2189,IF(LOADPROFILE=0.5,Results_50PoE!C2189,\"Invalid Load Profile %\"))","v":0},61.68181818181818,30.84090909090909,0,0,0,76.987022433140311,0,0,0,0,0,1.6673267248274486E-2,2.3254647593227555E-3,false,false,2.7066992286159882E-2,0,0,0,0,0,0]
[2032,83,{"$f":"IF(LOADPROFILE=0.1,Results_10PoE!C2190,IF(LOADPROFILE=0.5,Results_50PoE!C2190,\"Invalid Load Profile %\"))","v":0},61.68181818181818,30.84090909090909,0,0,0,77.987022433140311,0,0,0,0,0,1.6673267248274486E-2,2.3254647593227555E-3,false,false,2.7066992286159882E-2,0,0,0,0,0,0]
[2032,84,{"$f":"IF(LOADPROFILE=0.1,Results_10PoE!C2191,IF(LOADPROFILE=0.5,Results_50PoE!C2191,\"Invalid Load Profile %\"))","v":0},61.68181818181818,30.84090909090909,0,0,0,78.987022433140311,0,0,0,0,0,1.6673267248274486E-2,2.3254647593227555E-3,false,false,2.7066992286159882E-2,0,0,0,0,0,0]
[2032,85,{"$f":"IF(LOADPROFILE=0.1,Results_10PoE!C2192,IF(LOADPROFILE=0.5,Results_50PoE!C2192,\"Invalid Load Profile %\"))","v":0},61.68181818181818,30.84090909090909,0,0,0,79.987022433140311,0,0,0,0,0,1.6673267248274486E-2,2.3254647593227555E-3,false,false,2.7066992286159882E-2,0,0,0,0,0,0]
[2032,86,{"$f":"IF(LOADPROFILE=0.1,Results_10PoE!C2193,IF(LOADPROFILE=0.5,Results_50PoE!C2193,\"Invalid Load Profile %\"))","v":0},61.68181818181818,30.84090909090909,0,0,0,80.987022433140311,0,0,0,0,0,1.6673267248274486E-2,2.3254647593227555E-3,false,false,2.7066992286159882E-2,0,0,0,0,0,0]
[2032,87,{"$f":"IF(LOADPROFILE=0.1,Results_10PoE!C2194,IF(LOADPROFILE=0.5,Results_50PoE!C2194,\"Invalid Load Profile %\"))","v":0},61.68181818181818,30.84090909090909,0,0,0,81.987022433140311,0,0,0,0,0,1.6673267248274486E-2,2.3254647593227555E-3,false,false,2.7066992286159882E-2,0,0,0,0,0,0]
[2032,88,{"$f":"IF(LOADPROFILE=0.1,Results_10PoE!C2195,IF(LOADPROFILE=0.5,Results_50PoE!C2195,\"Invalid Load Profile %\"))","v":0},61.68181818181818,30.84090909090909,0,0,0,82.987022433140311,0,0,0,0,0,1.6673267248274486E-2,2.3254647593227555E-3,false,false,2.7066992286159882E-2,0,0,0,0,0,0]
[2032,89,{"$f":"IF(LOADPROFILE=0.1,Results_10PoE!C2196,IF(LOADPROFILE=0.5,Results_50PoE!C2196,\"Invalid Load Profile %\"))","v":0},61.68181818181818,30.84090909090909,0,0,0,83.987022433140311,0,0,0,0,0,1.6673267248274486E-2,2.3254647593227555E-3,false,false,2.7066992286159882E-2,0,0,0,0,0,0]
[2032,90,{"$f":"IF(LOADPROFILE=0.1,Results_10PoE!C2197,IF(LOADPROFILE=0.5,Results_50PoE!C2197,\"Invalid Load Profile %\"))","v":0},61.68181818181818,30.84090909090909,0,0,0,84.987022433140311,0,0,0,0,0,1.6673267248274486E-2,2.3254647593227555E-3,false,false,2.7066992286159882E-2,0,0,0,0,0,0]
[2032,91,{"$f":"IF(LOADPROFILE=0.1,Results_10PoE!C2198,IF(LOADPROFILE=0.5,Results_50PoE!C2198,\"Invalid Load Profile %\"))","v":0},61.68181818181818,30.84090909090909,0,0,0,85.987022433140311,0,0,0,0,0,1.6673267248274486E-2,2.3254647593227555E-3,false,false,2.7066992286159882E-2,0,0,0,0,0,0]
[2032,92,{"$f":"IF(LOADPROFILE=0.1,Results_10PoE!C2199,IF(LOADPROFILE=0.5,Results_50PoE!C2199,\"Invalid Load Profile %\"))","v":0},61.68181818181818,30.84090909090909,0,0,0,86.987022433140311,0,0,0,0,0,1.6673267248274486E-2,2.3254647593227555E-3,false,false,2.7066992286159882E-2,0,0,0,0,0,0]
[2032,93,{"$f":"IF(LOADPROFILE=0.1,Results_10PoE!C2200,IF(LOADPROFILE=0.5,Results_50PoE!C2200,\"Invalid Load Profile %\"))","v":0},61.68181818181818,30.84090909090909,0,0,0,87.987022433140311,0,0,0,0,0,1.6673267248274486E-2,2.3254647593227555E-3,false,false,2.7066992286159882E-2,0,0,0,0,0,0]
[2032,94,{"$f":"IF(LOADPROFILE=0.1,Results_10PoE!C2201,IF(LOADPROFILE=0.5,Results_50PoE!C2201,\"Invalid Load Profile %\"))","v":0},61.68181818181818,30.84090909090909,0,0,0,88.987022433140311,0,0,0,0,0,1.6673267248274486E-2,2.3254647593227555E-3,false,false,2.7066992286159882E-2,0,0,0,0,0,0]
[2032,95,{"$f":"IF(LOADPROFILE=0.1,Results_10PoE!C2202,IF(LOADPROFILE=0.5,Results_50PoE!C2202,\"Invalid Load Profile %\"))","v":0},61.68181818181818,30.84090909090909,0,0,0,89.987022433140311,0,0,0,0,0,1.6673267248274486E-2,2.3254647593227555E-3,false,false,2.7066992286159882E-2,0,0,0,0,0,0]
[2032,96,{"$f":"IF(LOADPROFILE=0.1,Results_10PoE!C2203,IF(LOADPROFILE=0.5,Results_50PoE!C2203,\"Invalid Load Profile %\"))","v":0},61.68181818181818,30.84090909090909,0,0,0,90.987022433140311,0,0,0,0,0,1.6673267248274486E-2,2.3254647593227555E-3,false,false,2.7066992286159882E-2,0,0,0,0,0,0]
[2032,97,{"$f":"IF(LOADPROFILE=0.1,Results_10PoE!C2204,IF(LOADPROFILE=0.5,Results_50PoE!C2204,\"Invalid Load Profile %\"))","v":0},61.68181818181818,30.84090909090909,0,0,0,91.987022433140311,0,0,0,0,0,1.6673267248274486E-2,2.3254647593227555E-3,false,false,2.7066992286159882E-2,0,0,0,0,0,0]
[2032,98,{"$f":"IF(LOADPROFILE=0.1,Results_10PoE!C2205,IF(LOADPROFILE=0.5,Results_50PoE!C2205,\"Invalid Load Profile %\"))","v":0},61.68181818181818,30.84090909090909,0,0,0,92.987022433140311,0,0,0,0,0,1.6673267248274486E-2,2.3254647593227555E-3,false,false,2.7066992286159882E-2,0,0,0,0,0,0]
[2032,99,{"$f":"IF(LOADPROFILE=0.1,Results_10PoE!C2206,IF(LOADPROFILE=0.5,Results_50PoE!C2206,\"Invalid Load Profile %\"))","v":0},61.68181818181818,30.84090909090909,0,0,0,93.987022433140311,0,0,0,0,0,1.6673267248274486E-2,2.3254647593227555E-3,false,false,2.7066992286159882E-2,0,0,0,0,0,0]
[2032,100,{"$f":"IF(LOADPROFILE=0.1,Results_10PoE!C2207,IF(LOADPROFILE=0.5,Results_50PoE!C2207,\"Invalid Load Profile %\"))","v":0},61.68181818181818,30.84090909090909,0,0,0,94.987022433140311,0,0,0,0,0,1.6673267248274486E-2,2.3254647593227555E-3,false,false,2.7066992286159882E-2,0,0,0,0,0,0]
[2032,101,{"$f":"IF(LOADPROFILE=0.1,Results_10PoE!C2208,IF(LOADPROFILE=0.5,Results_50PoE!C2208,\"Invalid Load Profile %\"))","v":0},61.68181818181818,30.84090909090909,0,0,0,95.987022433140311,0,0,0,0,0,1.6673267248274486E-2,2.3254647593227555E-3,false,false,2.7066992286159882E-2,0,0,0,0,0,0]
[2032,102,{"$f":"IF(LOADPROFILE=0.1,Results_10PoE!C2209,IF(LOADPROFILE=0.5,Results_50PoE!C2209,\"Invalid Load Profile %\"))","v":0},61.68181818181818,30.84090909090909,0,0,0,96.987022433140311,0,0,0,0,0,1.6673267248274486E-2,2.3254647593227555E-3,false,false,2.7066992286159882E-2,0,0,0,0,0,0]
[2032,103,{"$f":"IF(LOADPROFILE=0.1,Results_10PoE!C2210,IF(LOADPROFILE=0.5,Results_50PoE!C2210,\"Invalid Load Profile %\"))","v":0},61.68181818181818,30.84090909090909,0,0,0,97.987022433140311,0,0,0,0,0,1.6673267248274486E-2,2.3254647593227555E-3,false,false,2.7066992286159882E-2,0,0,0,0,0,0]
[2032,104,{"$f":"IF(LOADPROFILE=0.1,Results_10PoE!C2211,IF(LOADPROFILE=0.5,Results_50PoE!C2211,\"Invalid Load Profile %\"))","v":0},61.68181818181818,30.84090909090909,0,0,0,98.987022433140311,0,0,0,0,0,1.6673267248274486E-2,2.3254647593227555E-3,false,false,2.7066992286159882E-2,0,0,0,0,0,0]
[2032,105,{"$f":"IF(LOADPROFILE=0.1,Results_10PoE!C2212,IF(LOADPROFILE=0.5,Results_50PoE!C2212,\"Invalid Load Profile %\"))","v":0},61.68181818181818,30.84090909090909,0,0,0,99.987022433140311,0,0,0,0,0,1.6673267248274486E-2,2.3254647593227555E-3,false,false,2.7066992286159882E-2,0,0,0,0,0,0]
[2032,106,{"$f":"IF(LOADPROFILE=0.1,Results_10PoE!C2213,IF(LOADPROFILE=0.5,Results_50PoE!C2213,\"Invalid Load Profile %\"))","v":0},61.68181818181818,30.84090909090909,0,0,0,100.98702243314031,0,0,0,0,0,1.6673267248274486E-2,2.3254647593227555E-3,false,false,2.7066992286159882E-2,0,0,0,0,0,0]
[2032,107,{"$f":"IF(LOADPROFILE=0.1,Results_10PoE!C2214,IF(LOADPROFILE=0.5,Results_50PoE!C2214,\"Invalid Load Profile %\"))","v":0},61.68181818181818,30.84090909090909,0,0,0,101.98702243314031,0,0,0,0,0,1.6673267248274486E-2,2.3254647593227555E-3,false,false,2.7066992286159882E-2,0,0,0,0,0,0]
[2032,108,{"$f":"IF(LOADPROFILE=0.1,Results_10PoE!C2215,IF(LOADPROFILE=0.5,Results_50PoE!C2215,\"Invalid Load Profile %\"))","v":0},61.68181818181818,30.84090909090909,0,0,0,102.98702243314031,0,0,0,0,0,1.6673267248274486E-2,2.3254647593227555E-3,false,false,2.7066992286159882E-2,0,0,0,0,0,0]
[2032,109,{"$f":"IF(LOADPROFILE=0.1,Results_10PoE!C2216,IF(LOADPROFILE=0.5,Results_50PoE!C2216,\"Invalid Load Profile %\"))","v":0},61.68181818181818,30.84090909090909,0,0,0,103.98702243314031,0,0,0,0,0,1.6673267248274486E-2,2.3254647593227555E-3,false,false,2.7066992286159882E-2,0,0,0,0,0,0]
[2032,110,{"$f":"IF(LOADPROFILE=0.1,Results_10PoE!C2217,IF(LOADPROFILE=0.5,Results_50PoE!C2217,\"Invalid Load Profile %\"))","v":0},61.68181818181818,30.84090909090909,0,0,0,104.98702243314031,0,0,0,0,0,1.6673267248274486E-2,2.3254647593227555E-3,false,false,2.7066992286159882E-2,0,0,0,0,0,0]
[2032,111,{"$f":"IF(LOADPROFILE=0.1,Results_10PoE!C2218,IF(LOADPROFILE=0.5,Results_50PoE!C2218,\"Invalid Load Profile %\"))","v":0},61.68181818181818,30.84090909090909,0,0,0,105.98702243314031,0,0,0,0,0,1.6673267248274486E-2,2.3254647593227555E-3,false,false,2.7066992286159882E-2,0,0,0,0,0,0]
[2032,112,{"$f":"IF(LOADPROFILE=0.1,Results_10PoE!C2219,IF(LOADPROFILE=0.5,Results_50PoE!C2219,\"Invalid Load Profile %\"))","v":0},61.68181818181818,30.84090909090909,0,0,0,106.98702243314031,0,0,0,0,0,1.6673267248274486E-2,2.3254647593227555E-3,false,false,2.7066992286159882E-2,0,0,0,0,0,0]
[2032,113,{"$f":"IF(LOADPROFILE=0.1,Results_10PoE!C2220,IF(LOADPROFILE=0.5,Results_50PoE!C2220,\"Invalid Load Profile %\"))","v":0},61.68181818181818,30.84090909090909,0,0,0,107.98702243314031,0,0,0,0,0,1.6673267248274486E-2,2.3254647593227555E-3,false,false,2.7066992286159882E-2,0,0,0,0,0,0]
[2032,114,{"$f":"IF(LOADPROFILE=0.1,Results_10PoE!C2221,IF(LOADPROFILE=0.5,Results_50PoE!C2221,\"Invalid Load Profile %\"))","v":0},61.68181818181818,30.84090909090909,0,0,0,108.98702243314031,0,0,0,0,0,1.6673267248274486E-2,2.3254647593227555E-3,false,false,2.7066992286159882E-2,0,0,0,0,0,0]
[2032,115,{"$f":"IF(LOADPROFILE=0.1,Results_10PoE!C2222,IF(LOADPROFILE=0.5,Results_50PoE!C2222,\"Invalid Load Profile %\"))","v":0},61.68181818181818,30.84090909090909,0,0,0,109.98702243314031,0,0,0,0,0,1.6673267248274486E-2,2.3254647593227555E-3,false,false,2.7066992286159882E-2,0,0,0,0,0,0]
[2032,116,{"$f":"IF(LOADPROFILE=0.1,Results_10PoE!C2223,IF(LOADPROFILE=0.5,Results_50PoE!C2223,\"Invalid Load Profile %\"))","v":0},61.68181818181818,30.84090909090909,0,0,0,110.98702243314031,0,0,0,0,0,1.6673267248274486E-2,2.3254647593227555E-3,false,false,2.7066992286159882E-2,0,0,0,0,0,0]
[2032,117,{"$f":"IF(LOADPROFILE=0.1,Results_10PoE!C2224,IF(LOADPROFILE=0.5,Results_50PoE!C2224,\"Invalid Load Profile %\"))","v":0},61.68181818181818,30.84090909090909,0,0,0,111.98702243314031,0,0,0,0,0,1.6673267248274486E-2,2.3254647593227555E-3,false,false,2.7066992286159882E-2,0,0,0,0,0,0]
[2032,118,{"$f":"IF(LOADPROFILE=0.1,Results_10PoE!C2225,IF(LOADPROFILE=0.5,Results_50PoE!C2225,\"Invalid Load Profile %\"))","v":0},61.68181818181818,30.84090909090909,0,0,0,112.98702243314031,0,0,0,0,0,1.6673267248274486E-2,2.3254647593227555E-3,false,false,2.7066992286159882E-2,0,0,0,0,0,0]
[2032,119,{"$f":"IF(LOADPROFILE=0.1,Results_10PoE!C2226,IF(LOADPROFILE=0.5,Results_50PoE!C2226,\"Invalid Load Profile %\"))","v":0},61.68181818181818,30.84090909090909,0,0,0,113.98702243314031,0,0,0,0,0,1.6673267248274486E-2,2.3254647593227555E-3,false,false,2.7066992286159882E-2,0,0,0,0,0,0]
[2032,120,{"$f":"IF(LOADPROFILE=0.1,Results_10PoE!C2227,IF(LOADPROFILE=0.5,Results_50PoE!C2227,\"Invalid Load Profile %\"))","v":0},61.68181818181818,30.84090909090909,0,0,0,114.98702243314031,0,0,0,0,0,1.6673267248274486E-2,2.3254647593227555E-3,false,false,2.7066992286159882E-2,0,0,0,0,0,0]
[2032,121,{"$f":"IF(LOADPROFILE=0.1,Results_10PoE!C2228,IF(LOADPROFILE=0.5,Results_50PoE!C2228,\"Invalid Load Profile %\"))","v":0},61.68181818181818,30.84090909090909,0,0,0,115.98702243314031,0,0,0,0,0,1.6673267248274486E-2,2.3254647593227555E-3,false,false,2.7066992286159882E-2,0,0,0,0,0,0]
[2032,122,{"$f":"IF(LOADPROFILE=0.1,Results_10PoE!C2229,IF(LOADPROFILE=0.5,Results_50PoE!C2229,\"Invalid Load Profile %\"))","v":0},61.68181818181818,30.84090909090909,0,0,0,116.98702243314031,0,0,0,0,0,1.6673267248274486E-2,2.3254647593227555E-3,false,false,2.7066992286159882E-2,0,0,0,0,0,0]
[2032,123,{"$f":"IF(LOADPROFILE=0.1,Results_10PoE!C2230,IF(LOADPROFILE=0.5,Results_50PoE!C2230,\"Invalid Load Profile %\"))","v":0},61.68181818181818,30.84090909090909,0,0,0,117.98702243314031,0,0,0,0,0,1.6673267248274486E-2,2.3254647593227555E-3,false,false,2.7066992286159882E-2,0,0,0,0,0,0]
[2032,124,{"$f":"IF(LOADPROFILE=0.1,Results_10PoE!C2231,IF(LOADPROFILE=0.5,Results_50PoE!C2231,\"Invalid Load Profile %\"))","v":0},61.68181818181818,30.84090909090909,0,0,0,118.98702243314031,0,0,0,0,0,1.6673267248274486E-2,2.3254647593227555E-3,false,false,2.7066992286159882E-2,0,0,0,0,0,0]
[2032,125,{"$f":"IF(LOADPROFILE=0.1,Results_10PoE!C2232,IF(LOADPROFILE=0.5,Results_50PoE!C2232,\"Invalid Load Profile %\"))","v":0},61.68181818181818,30.84090909090909,0,0,0,119.98702243314031,0,0,0,0,0,1.6673267248274486E-2,2.3254647593227555E-3,false,false,2.7066992286159882E-2,0,0,0,0,0,0]
[2032,126,{"$f":"IF(LOADPROFILE=0.1,Results_10PoE!C2233,IF(LOADPROFILE=0.5,Results_50PoE!C2233,\"Invalid Load Profile %\"))","v":0},61.68181818181818,30.84090909090909,0,0,0,120.98702243314031,0,0,0,0,0,1.6673267248274486E-2,2.3254647593227555E-3,false,false,2.7066992286159882E-2,0,0,0,0,0,0]
[2032,127,{"$f":"IF(LOADPROFILE=0.1,Results_10PoE!C2234,IF(LOADPROFILE=0.5,Results_50PoE!C2234,\"Invalid Load Profile %\"))","v":0},61.68181818181818,30.84090909090909,0,0,0,121.98702243314031,0,0,0,0,0,1.6673267248274486E-2,2.3254647593227555E-3,false,false,2.7066992286159882E-2,0,0,0,0,0,0]
[2032,128,{"$f":"IF(LOADPROFILE=0.1,Results_10PoE!C2235,IF(LOADPROFILE=0.5,Results_50PoE!C2235,\"Invalid Load Profile %\"))","v":0},61.68181818181818,30.84090909090909,0,0,0,122.98702243314031,0,0,0,0,0,1.6673267248274486E-2,2.3254647593227555E-3,false,false,2.7066992286159882E-2,0,0,0,0,0,0]
[2032,129,{"$f":"IF(LOADPROFILE=0.1,Results_10PoE!C2236,IF(LOADPROFILE=0.5,Results_50PoE!C2236,\"Invalid Load Profile %\"))","v":0},61.68181818181818,30.84090909090909,0,0,0,123.98702243314031,0,0,0,0,0,1.6673267248274486E-2,2.3254647593227555E-3,false,false,2.7066992286159882E-2,0,0,0,0,0,0]
[2032,130,{"$f":"IF(LOADPROFILE=0.1,Results_10PoE!C2237,IF(LOADPROFILE=0.5,Results_50PoE!C2237,\"Invalid Load Profile %\"))","v":0},61.68181818181818,30.84090909090909,0,0,0,124.98702243314031,0,0,0,0,0,1.6673267248274486E-2,2.3254647593227555E-3,false,false,2.7066992286159882E-2,0,0,0,0,0,0]
[2032,131,{"$f":"IF(LOADPROFILE=0.1,Results_10PoE!C2238,IF(LOADPROFILE=0.5,Results_50PoE!C2238,\"Invalid Load Profile %\"))","v":0},61.68181818181818,30.84090909090909,0,0,0,125.98702243314031,0,0,0,0,0,1.6673267248274486E-2,2.3254647593227555E-3,false,false,2.7066992286159882E-2,0,0,0,0,0,0]
[2032,132,{"$f":"IF(LOADPROFILE=0.1,Results_10PoE!C2239,IF(LOADPROFILE=0.5,Results_50PoE!C2239,\"Invalid Load Profile %\"))","v":0},61.68181818181818,30.84090909090909,0,0,0,126.98702243314031,0,0,0,0,0,1.6673267248274486E-2,2.3254647593227555E-3,false,false,2.7066992286159882E-2,0,0,0,0,0,0]
[2032,133,{"$f":"IF(LOADPROFILE=0.1,Results_10PoE!C2240,IF(LOADPROFILE=0.5,Results_50PoE!C2240,\"Invalid Load Profile %\"))","v":0},61.68181818181818,30.84090909090909,0,0,0,127.98702243314031,0,0,0,0,0,1.6673267248274486E-2,2.3254647593227555E-3,false,false,2.7066992286159882E-2,0,0,0,0,0,0]
[2032,134,{"$f":"IF(LOADPROFILE=0.1,Results_10PoE!C2241,IF(LOADPROFILE=0.5,Results_50PoE!C2241,\"Invalid Load Profile %\"))","v":0},61.68181818181818,30.84090909090909,0,0,0,128.98702243314031,0,0,0,0,0,1.6673267248274486E-2,2.3254647593227555E-3,false,false,2.7066992286159882E-2,0,0,0,0,0,0]
[2032,135,{"$f":"IF(LOADPROFILE=0.1,Results_10PoE!C2242,IF(LOADPROFILE=0.5,Results_50PoE!C2242,\"Invalid Load Profile %\"))","v":0},61.68181818181818,30.84090909090909,0,0,0,129.98702243314031,0,0,0,0,0,1.6673267248274486E-2,2.3254647593227555E-3,false,false,2.7066992286159882E-2,0,0,0,0,0,0]
[2032,136,{"$f":"IF(LOADPROFILE=0.1,Results_10PoE!C2243,IF(LOADPROFILE=0.5,Results_50PoE!C2243,\"Invalid Load Profile %\"))","v":0},61.68181818181818,30.84090909090909,0,0,0,130.98702243314031,0,0,0,0,0,1.6673267248274486E-2,2.3254647593227555E-3,false,false,2.7066992286159882E-2,0,0,0,0,0,0]
[2032,137,{"$f":"IF(LOADPROFILE=0.1,Results_10PoE!C2244,IF(LOADPROFILE=0.5,Results_50PoE!C2244,\"Invalid Load Profile %\"))","v":0},61.68181818181818,30.84090909090909,0,0,0,131.98702243314031,0,0,0,0,0,1.6673267248274486E-2,2.3254647593227555E-3,false,false,2.7066992286159882E-2,0,0,0,0,0,0]
[2032,138,{"$f":"IF(LOADPROFILE=0.1,Results_10PoE!C2245,IF(LOADPROFILE=0.5,Results_50PoE!C2245,\"Invalid Load Profile %\"))","v":0},61.68181818181818,30.84090909090909,0,0,0,132.98702243314031,0,0,0,0,0,1.6673267248274486E-2,2.3254647593227555E-3,false,false,2.7066992286159882E-2,0,0,0,0,0,0]
[2032,139,{"$f":"IF(LOADPROFILE=0.1,Results_10PoE!C2246,IF(LOADPROFILE=0.5,Results_50PoE!C2246,\"Invalid Load Profile %\"))","v":0},61.68181818181818,30.84090909090909,0,0,0,133.98702243314031,0,0,0,0,0,1.6673267248274486E-2,2.3254647593227555E-3,false,false,2.7066992286159882E-2,0,0,0,0,0,0]
[2032,140,{"$f":"IF(LOADPROFILE=0.1,Results_10PoE!C2247,IF(LOADPROFILE=0.5,Results_50PoE!C2247,\"Invalid Load Profile %\"))","v":0},61.68181818181818,30.84090909090909,0,0,0,134.98702243314031,0,0,0,0,0,1.6673267248274486E-2,2.3254647593227555E-3,false,false,2.7066992286159882E-2,0,0,0,0,0,0]
[2032,141,{"$f":"IF(LOADPROFILE=0.1,Results_10PoE!C2248,IF(LOADPROFILE=0.5,Results_50PoE!C2248,\"Invalid Load Profile %\"))","v":0},61.68181818181818,30.84090909090909,0,0,0,135.98702243314031,0,0,0,0,0,1.6673267248274486E-2,2.3254647593227555E-3,false,false,2.7066992286159882E-2,0,0,0,0,0,0]
[2032,142,{"$f":"IF(LOADPROFILE=0.1,Results_10PoE!C2249,IF(LOADPROFILE=0.5,Results_50PoE!C2249,\"Invalid Load Profile %\"))","v":0},{"$f":"VLOOKUP($A2278,$Q$4:$AB$26,6,FALSE)","v":61.68181818181818},{"$f":"VLOOKUP($A2278,$Q$4:$AB$26,7,FALSE)","v":30.84090909090909},{"$f":"VLOOKUP($A2278,$Q$4:$AB$26,9,FALSE)","v":0},{"$f":"VLOOKUP($A2278,$Q$4:$AB$26,10,FALSE)","v":0},{"$f":"VLOOKUP($A2278,$Q$4:$AB$26,11,FALSE)","v":0},{"$f":"IF(B2278-VLOOKUP(A2278,$Q$4:$AB$26,12,FALSE)<0,0,B2278-VLOOKUP(A2278,$Q$4:$AB$26,12,FALSE))","v":136.98702243314031},{"$f":"IF(B2278=150,0,IF(IF($I2278>D2278,($I2278-D2278)*($C2278-$C2279),0)<0,0,IF($I2278>D2278,($I2278-D2278)*($C2278-$C2279),0)))*$Y$30","v":0},{"$f":"IF(C2278=150,0,IF(IF($I2278>E2278,($I2278-E2278)*($C2278-$C2279),0)<0,0,IF($I2278>E2278,($I2278-E2278)*($C2278-$C2279),0)))*$Y$30","v":0},{"$f":"IF(D2278=150,0,IF(IF($I2278>F2278,($I2278-F2278)*($C2278-$C2279),0)<0,0,IF($I2278>F2278,($I2278-F2278)*($C2278-$C2279),0)))*$Y$30","v":0},{"$f":"IF(E2278=150,0,IF(IF($I2278>G2278,($I2278-G2278)*($C2278-$C2279),0)<0,0,IF($I2278>G2278,($I2278-G2278)*($C2278-$C2279),0)))*$Y$30","v":0},{"$f":"IF(F2278=150,0,IF(IF($I2278>H2278,($I2278-H2278)*($C2278-$C2279),0)<0,0,IF($I2278>H2278,($I2278-H2278)*($C2278-$C2279),0)))*$Y$30","v":0},{"$f":"VLOOKUP($A2278, $Q$4:$BB$26,33,FALSE)","v":1.6673267248274486E-2},{"$f":"VLOOKUP($A2278, $Q$4:$BB$26,34,FALSE)","v":2.3254647593227555E-3},{"$f":"VLOOKUP($A2278, $Q$4:$BB$26,35,FALSE)","v":false},{"$f":"VLOOKUP($A2278, $Q$4:$BB$26,36,FALSE)","v":false},{"$f":"VLOOKUP($A2278, $Q$4:$BB$26,37,FALSE)","v":2.7066992286159882E-2},{"$f":"J2278*1000*($S$34/365)","v":0},{"$f":"O2278*K2278*1000*($T$34/365)","v":0},{"$f":"P2278*L2278*1000*($U$34/365)","v":0},{"$f":"Q2278*M2278*1000*($V$34/365)","v":0},{"$f":"R2278*N2278*1000*($W$34/365)","v":0},{"$f":"S2278*K2278*1000*($X$34/365)","v":0}]
[2032,143,{"$f":"IF(LOADPROFILE=0.1,Results_10PoE!C2250,IF(LOADPROFILE=0.5,Results_50PoE!C2250,\"Invalid Load Profile %\"))","v":0},61.68181818181818,30.84090909090909,0,0,0,137.98702243314031,0,0,0,0,0,1.6673267248274486E-2,2.3254647593227555E-3,false,false,2.7066992286159882E-2,0,0,0,0,0,0]
[2032,144,{"$f":"IF(LOADPROFILE=0.1,Results_10PoE!C2251,IF(LOADPROFILE=0.5,Results_50PoE!C2251,\"Invalid Load Profile %\"))","v":0},61.68181818181818,30.84090909090909,0,0,0,138.98702243314031,0,0,0,0,0,1.6673267248274486E-2,2.3254647593227555E-3,false,false,2.7066992286159882E-2,0,0,0,0,0,0]
[2032,145,{"$f":"IF(LOADPROFILE=0.1,Results_10PoE!C2252,IF(LOADPROFILE=0.5,Results_50PoE!C2252,\"Invalid Load Profile %\"))","v":0},61.68181818181818,30.84090909090909,0,0,0,139.98702243314031,0,0,0,0,0,1.6673267248274486E-2,2.3254647593227555E-3,false,false,2.7066992286159882E-2,0,0,0,0,0,0]
[2032,146,{"$f":"IF(LOADPROFILE=0.1,Results_10PoE!C2253,IF(LOADPROFILE=0.5,Results_50PoE!C2253,\"Invalid Load Profile %\"))","v":0},61.68181818181818,30.84090909090909,0,0,0,140.98702243314031,0,0,0,0,0,1.6673267248274486E-2,2.3254647593227555E-3,false,false,2.7066992286159882E-2,0,0,0,0,0,0]
[2032,147,{"$f":"IF(LOADPROFILE=0.1,Results_10PoE!C2254,IF(LOADPROFILE=0.5,Results_50PoE!C2254,\"Invalid Load Profile %\"))","v":0},61.68181818181818,30.84090909090909,0,0,0,141.98702243314031,0,0,0,0,0,1.6673267248274486E-2,2.3254647593227555E-3,false,false,2.7066992286159882E-2,0,0,0,0,0,0]
[2032,148,{"$f":"IF(LOADPROFILE=0.1,Results_10PoE!C2255,IF(LOADPROFILE=0.5,Results_50PoE!C2255,\"Invalid Load Profile %\"))","v":0},61.68181818181818,30.84090909090909,0,0,0,142.98702243314031,0,0,0,0,0,1.6673267248274486E-2,2.3254647593227555E-3,false,false,2.7066992286159882E-2,0,0,0,0,0,0]
[2032,149,{"$f":"IF(LOADPROFILE=0.1,Results_10PoE!C2256,IF(LOADPROFILE=0.5,Results_50PoE!C2256,\"Invalid Load Profile %\"))","v":0},61.68181818181818,30.84090909090909,0,0,0,143.98702243314031,0,0,0,0,0,1.6673267248274486E-2,2.3254647593227555E-3,false,false,2.7066992286159882E-2,0,0,0,0,0,0]
[2032,150,{"$f":"IF(LOADPROFILE=0.1,Results_10PoE!C2257,IF(LOADPROFILE=0.5,Results_50PoE!C2257,\"Invalid Load Profile %\"))","v":0},61.68181818181818,30.84090909090909,0,0,0,144.98702243314031,0,0,0,0,0,1.6673267248274486E-2,2.3254647593227555E-3,false,false,2.7066992286159882E-2,0,0,0,0,0,0]
[2033,1,{"$f":"IF(LOADPROFILE=0.1,Results_10PoE!C2258,IF(LOADPROFILE=0.5,Results_50PoE!C2258,\"Invalid Load Profile %\"))","v":8760},61.68181818181818,30.84090909090909,0,0,0,0,0,0,0,0,0,1.7290736616278869E-2,2.4135756624248058E-3,false,false,2.8069377623829328E-2,0,0,0,0,0,0]
[2033,2,{"$f":"IF(LOADPROFILE=0.1,Results_10PoE!C2259,IF(LOADPROFILE=0.5,Results_50PoE!C2259,\"Invalid Load Profile %\"))","v":8760},61.68181818181818,30.84090909090909,0,0,0,0,0,0,0,0,0,1.7290736616278869E-2,2.4135756624248058E-3,false,false,2.8069377623829328E-2,0,0,0,0,0,0]
[2033,3,{"$f":"IF(LOADPROFILE=0.1,Results_10PoE!C2260,IF(LOADPROFILE=0.5,Results_50PoE!C2260,\"Invalid Load Profile %\"))","v":8760},61.68181818181818,30.84090909090909,0,0,0,0,0,0,0,0,0,1.7290736616278869E-2,2.4135756624248058E-3,false,false,2.8069377623829328E-2,0,0,0,0,0,0]
[2033,4,{"$f":"IF(LOADPROFILE=0.1,Results_10PoE!C2261,IF(LOADPROFILE=0.5,Results_50PoE!C2261,\"Invalid Load Profile %\"))","v":8752},61.68181818181818,30.84090909090909,0,0,0,0,0,0,0,0,0,1.7290736616278869E-2,2.4135756624248058E-3,false,false,2.8069377623829328E-2,0,0,0,0,0,0]
[2033,5,{"$f":"IF(LOADPROFILE=0.1,Results_10PoE!C2262,IF(LOADPROFILE=0.5,Results_50PoE!C2262,\"Invalid Load Profile %\"))","v":8578},61.68181818181818,30.84090909090909,0,0,0,1.9618356139776694E-3,0,0,1.4021322579894773,1.4021322579894773,1.4021322579894773,1.7290736616278869E-2,2.4135756624248058E-3,false,false,2.8069377623829328E-2,0,0,1.1274326544534563,0,0,0]
[2033,6,{"$f":"IF(LOADPROFILE=0.1,Results_10PoE!C2263,IF(LOADPROFILE=0.5,Results_50PoE!C2263,\"Invalid Load Profile %\"))","v":7857},61.68181818181818,30.84090909090909,0,0,0,1.0019618356139777,0,0,1150.140353279817,1150.140353279817,1150.140353279817,1.7290736616278869E-2,2.4135756624248058E-3,false,false,2.8069377623829328E-2,0,0,924.80989871215968,0,0,0]
[2033,7,{"$f":"IF(LOADPROFILE=0.1,Results_10PoE!C2264,IF(LOADPROFILE=0.5,Results_50PoE!C2264,\"Invalid Load Profile %\"))","v":6699},61.68181818181818,30.84090909090909,0,0,0,2.0019618356139777,0,0,2321.8425075533778,2321.8425075533778,2321.8425075533778,1.7290736616278869E-2,2.4135756624248058E-3,false,false,2.8069377623829328E-2,0,0,1866.9573049173937,0,0,0]
[2033,8,{"$f":"IF(LOADPROFILE=0.1,Results_10PoE!C2265,IF(LOADPROFILE=0.5,Results_50PoE!C2265,\"Invalid Load Profile %\"))","v":5529},61.68181818181818,30.84090909090909,0,0,0,3.0019618356139777,0,0,2118.7331534765513,2118.7331534765513,2118.7331534765513,1.7290736616278869E-2,2.4135756624248058E-3,false,false,2.8069377623829328E-2,0,0,1703.6402448423933,0,0,0]
[2033,9,{"$f":"IF(LOADPROFILE=0.1,Results_10PoE!C2266,IF(LOADPROFILE=0.5,Results_50PoE!C2266,\"Invalid Load Profile %\"))","v":4817},61.68181818181818,30.84090909090909,0,0,0,4.0019618356139777,0,0,2772.9447756605095,2772.9447756605095,2772.9447756605095,1.7290736616278869E-2,2.4135756624248058E-3,false,false,2.8069377623829328E-2,0,0,2229.6815947723776,0,0,0]
[2033,10,{"$f":"IF(LOADPROFILE=0.1,Results_10PoE!C2267,IF(LOADPROFILE=0.5,Results_50PoE!C2267,\"Invalid Load Profile %\"))","v":4118},61.68181818181818,30.84090909090909,0,0,0,5.0019618356139777,0,0,4179.8341553695582,4179.8341553695582,4179.8341553695582,1.7290736616278869E-2,2.4135756624248058E-3,false,false,2.8069377623829328E-2,0,0,3360.9393765184223,0,0,0]
[2033,11,{"$f":"IF(LOADPROFILE=0.1,Results_10PoE!C2268,IF(LOADPROFILE=0.5,Results_50PoE!C2268,\"Invalid Load Profile %\"))","v":3275},61.68181818181818,30.84090909090909,0,0,0,6.0019618356139777,0,0,3504.2866682251142,3504.2866682251142,3504.2866682251142,1.7290736616278869E-2,2.4135756624248058E-3,false,false,2.8069377623829328E-2,0,0,2817.7421907317316,0,0,0]
[2033,12,{"$f":"IF(LOADPROFILE=0.1,Results_10PoE!C2269,IF(LOADPROFILE=0.5,Results_50PoE!C2269,\"Invalid Load Profile %\"))","v":2686},61.68181818181818,30.84090909090909,0,0,0,7.0019618356139777,0,0,4712.8174267924987,4712.8174267924987,4712.8174267924987,1.7290736616278869E-2,2.4135756624248058E-3,false,false,2.8069377623829328E-2,0,0,3789.5029025735817,0,0,0]
[2033,13,{"$f":"IF(LOADPROFILE=0.1,Results_10PoE!C2270,IF(LOADPROFILE=0.5,Results_50PoE!C2270,\"Invalid Load Profile %\"))","v":2007},61.68181818181818,30.84090909090909,0,0,0,8.0019618356139777,0,0,7503.7561825933171,7503.7561825933171,7503.7561825933171,1.7290736616278869E-2,2.4135756624248058E-3,false,false,2.8069377623829328E-2,0,0,6033.6531758020565,0,0,0]
[2033,14,{"$f":"IF(LOADPROFILE=0.1,Results_10PoE!C2271,IF(LOADPROFILE=0.5,Results_50PoE!C2271,\"Invalid Load Profile %\"))","v":1061},61.68181818181818,30.84090909090909,0,0,0,9.0019618356139777,0,0,5541.4047114805535,5541.4047114805535,5541.4047114805535,1.7290736616278869E-2,2.4135756624248058E-3,false,false,2.8069377623829328E-2,0,0,4455.7569998594927,0,0,0]
[2033,15,{"$f":"IF(LOADPROFILE=0.1,Results_10PoE!C2272,IF(LOADPROFILE=0.5,Results_50PoE!C2272,\"Invalid Load Profile %\"))","v":440},61.68181818181818,30.84090909090909,0,0,0,10.001961835613978,0,0,2478.6562646735115,2478.6562646735115,2478.6562646735115,1.7290736616278869E-2,2.4135756624248058E-3,false,false,2.8069377623829328E-2,0,0,1993.0487983819844,0,0,0]
[2033,16,{"$f":"IF(LOADPROFILE=0.1,Results_10PoE!C2273,IF(LOADPROFILE=0.5,Results_50PoE!C2273,\"Invalid Load Profile %\"))","v":190},61.68181818181818,30.84090909090909,0,0,0,11.001961835613978,0,0,1145.1187748773468,1145.1187748773468,1145.1187748773468,1.7290736616278869E-2,2.4135756624248058E-3,false,false,2.8069377623829328E-2,0,0,920.77212593032448,0,0,0]
[2033,17,{"$f":"IF(LOADPROFILE=0.1,Results_10PoE!C2274,IF(LOADPROFILE=0.5,Results_50PoE!C2274,\"Invalid Load Profile %\"))","v":85},61.68181818181818,30.84090909090909,0,0,0,12.001961835613978,0,0,571.063734213403,571.063734213403,571.063734213403,1.7290736616278869E-2,2.4135756624248058E-3,false,false,2.8069377623829328E-2,0,0,459.18343156124143,0,0,0]
[2033,18,{"$f":"IF(LOADPROFILE=0.1,Results_10PoE!C2275,IF(LOADPROFILE=0.5,Results_50PoE!C2275,\"Invalid Load Profile %\"))","v":37},61.68181818181818,30.84090909090909,0,0,0,13.001961835613978,0,0,322.21072912054547,322.21072912054547,322.21072912054547,1.7290736616278869E-2,2.4135756624248058E-3,false,false,2.8069377623829328E-2,0,0,259.08461598812062,0,0,0]
[2033,19,{"$f":"IF(LOADPROFILE=0.1,Results_10PoE!C2276,IF(LOADPROFILE=0.5,Results_50PoE!C2276,\"Invalid Load Profile %\"))","v":12},61.68181818181818,30.84090909090909,0,0,0,14.001961835613978,0,0,111.03757760158196,111.03757760158196,111.03757760158196,1.7290736616278869E-2,2.4135756624248058E-3,false,false,2.8069377623829328E-2,0,0,89.283582305523638,0,0,0]
[2033,20,{"$f":"IF(LOADPROFILE=0.1,Results_10PoE!C2277,IF(LOADPROFILE=0.5,Results_50PoE!C2277,\"Invalid Load Profile %\"))","v":4},61.68181818181818,30.84090909090909,0,0,0,15.001961835613978,0,0,44.612895706721012,44.612895706721012,44.612895706721012,1.7290736616278869E-2,2.4135756624248058E-3,false,false,2.8069377623829328E-2,0,0,35.872532810568252,0,0,0]
[2033,21,{"$f":"IF(LOADPROFILE=0.1,Results_10PoE!C2278,IF(LOADPROFILE=0.5,Results_50PoE!C2278,\"Invalid Load Profile %\"))","v":1},61.68181818181818,30.84090909090909,0,0,0,16.001961835613976,0,0,15.862233270949593,15.862233270949593,15.862233270949593,1.7290736616278869E-2,2.4135756624248058E-3,false,false,2.8069377623829328E-2,0,0,12.754574085521714,0,0,0]
[2033,22,{"$f":"IF(LOADPROFILE=0.1,Results_10PoE!C2279,IF(LOADPROFILE=0.5,Results_50PoE!C2279,\"Invalid Load Profile %\"))","v":0},61.68181818181818,30.84090909090909,0,0,0,17.001961835613976,0,0,0,0,0,1.7290736616278869E-2,2.4135756624248058E-3,false,false,2.8069377623829328E-2,0,0,0,0,0,0]
[2033,23,{"$f":"IF(LOADPROFILE=0.1,Results_10PoE!C2280,IF(LOADPROFILE=0.5,Results_50PoE!C2280,\"Invalid Load Profile %\"))","v":0},61.68181818181818,30.84090909090909,0,0,0,18.001961835613976,0,0,0,0,0,1.7290736616278869E-2,2.4135756624248058E-3,false,false,2.8069377623829328E-2,0,0,0,0,0,0]
[2033,24,{"$f":"IF(LOADPROFILE=0.1,Results_10PoE!C2281,IF(LOADPROFILE=0.5,Results_50PoE!C2281,\"Invalid Load Profile %\"))","v":0},61.68181818181818,30.84090909090909,0,0,0,19.001961835613976,0,0,0,0,0,1.7290736616278869E-2,2.4135756624248058E-3,false,false,2.8069377623829328E-2,0,0,0,0,0,0]
[2033,25,{"$f":"IF(LOADPROFILE=0.1,Results_10PoE!C2282,IF(LOADPROFILE=0.5,Results_50PoE!C2282,\"Invalid Load Profile %\"))","v":0},61.68181818181818,30.84090909090909,0,0,0,20.001961835613976,0,0,0,0,0,1.7290736616278869E-2,2.4135756624248058E-3,false,false,2.8069377623829328E-2,0,0,0,0,0,0]
[2033,26,{"$f":"IF(LOADPROFILE=0.1,Results_10PoE!C2283,IF(LOADPROFILE=0.5,Results_50PoE!C2283,\"Invalid Load Profile %\"))","v":0},61.68181818181818,30.84090909090909,0,0,0,21.001961835613976,0,0,0,0,0,1.7290736616278869E-2,2.4135756624248058E-3,false,false,2.8069377623829328E-2,0,0,0,0,0,0]
[2033,27,{"$f":"IF(LOADPROFILE=0.1,Results_10PoE!C2284,IF(LOADPROFILE=0.5,Results_50PoE!C2284,\"Invalid Load Profile %\"))","v":0},61.68181818181818,30.84090909090909,0,0,0,22.001961835613976,0,0,0,0,0,1.7290736616278869E-2,2.4135756624248058E-3,false,false,2.8069377623829328E-2,0,0,0,0,0,0]
[2033,28,{"$f":"IF(LOADPROFILE=0.1,Results_10PoE!C2285,IF(LOADPROFILE=0.5,Results_50PoE!C2285,\"Invalid Load Profile %\"))","v":0},61.68181818181818,30.84090909090909,0,0,0,23.001961835613976,0,0,0,0,0,1.7290736616278869E-2,2.4135756624248058E-3,false,false,2.8069377623829328E-2,0,0,0,0,0,0]
[2033,29,{"$f":"IF(LOADPROFILE=0.1,Results_10PoE!C2286,IF(LOADPROFILE=0.5,Results_50PoE!C2286,\"Invalid Load Profile %\"))","v":0},61.68181818181818,30.84090909090909,0,0,0,24.001961835613976,0,0,0,0,0,1.7290736616278869E-2,2.4135756624248058E-3,false,false,2.8069377623829328E-2,0,0,0,0,0,0]
[2033,30,{"$f":"IF(LOADPROFILE=0.1,Results_10PoE!C2287,IF(LOADPROFILE=0.5,Results_50PoE!C2287,\"Invalid Load Profile %\"))","v":0},61.68181818181818,30.84090909090909,0,0,0,25.001961835613976,0,0,0,0,0,1.7290736616278869E-2,2.4135756624248058E-3,false,false,2.8069377623829328E-2,0,0,0,0,0,0]
[2033,31,{"$f":"IF(LOADPROFILE=0.1,Results_10PoE!C2288,IF(LOADPROFILE=0.5,Results_50PoE!C2288,\"Invalid Load Profile %\"))","v":0},61.68181818181818,30.84090909090909,0,0,0,26.001961835613976,0,0,0,0,0,1.7290736616278869E-2,2.4135756624248058E-3,false,false,2.8069377623829328E-2,0,0,0,0,0,0]
[2033,32,{"$f":"IF(LOADPROFILE=0.1,Results_10PoE!C2289,IF(LOADPROFILE=0.5,Results_50PoE!C2289,\"Invalid Load Profile %\"))","v":0},61.68181818181818,30.84090909090909,0,0,0,27.001961835613976,0,0,0,0,0,1.7290736616278869E-2,2.4135756624248058E-3,false,false,2.8069377623829328E-2,0,0,0,0,0,0]
[2033,33,{"$f":"IF(LOADPROFILE=0.1,Results_10PoE!C2290,IF(LOADPROFILE=0.5,Results_50PoE!C2290,\"Invalid Load Profile %\"))","v":0},61.68181818181818,30.84090909090909,0,0,0,28.001961835613976,0,0,0,0,0,1.7290736616278869E-2,2.4135756624248058E-3,false,false,2.8069377623829328E-2,0,0,0,0,0,0]
[2033,34,{"$f":"IF(LOADPROFILE=0.1,Results_10PoE!C2291,IF(LOADPROFILE=0.5,Results_50PoE!C2291,\"Invalid Load Profile %\"))","v":0},61.68181818181818,30.84090909090909,0,0,0,29.001961835613976,0,0,0,0,0,1.7290736616278869E-2,2.4135756624248058E-3,false,false,2.8069377623829328E-2,0,0,0,0,0,0]
[2033,35,{"$f":"IF(LOADPROFILE=0.1,Results_10PoE!C2292,IF(LOADPROFILE=0.5,Results_50PoE!C2292,\"Invalid Load Profile %\"))","v":0},61.68181818181818,30.84090909090909,0,0,0,30.001961835613976,0,0,0,0,0,1.7290736616278869E-2,2.4135756624248058E-3,false,false,2.8069377623829328E-2,0,0,0,0,0,0]
[2033,36,{"$f":"IF(LOADPROFILE=0.1,Results_10PoE!C2293,IF(LOADPROFILE=0.5,Results_50PoE!C2293,\"Invalid Load Profile %\"))","v":0},61.68181818181818,30.84090909090909,0,0,0,31.001961835613976,0,0,0,0,0,1.7290736616278869E-2,2.4135756624248058E-3,false,false,2.8069377623829328E-2,0,0,0,0,0,0]
[2033,37,{"$f":"IF(LOADPROFILE=0.1,Results_10PoE!C2294,IF(LOADPROFILE=0.5,Results_50PoE!C2294,\"Invalid Load Profile %\"))","v":0},61.68181818181818,30.84090909090909,0,0,0,32.001961835613976,0,0,0,0,0,1.7290736616278869E-2,2.4135756624248058E-3,false,false,2.8069377623829328E-2,0,0,0,0,0,0]
[2033,38,{"$f":"IF(LOADPROFILE=0.1,Results_10PoE!C2295,IF(LOADPROFILE=0.5,Results_50PoE!C2295,\"Invalid Load Profile %\"))","v":0},61.68181818181818,30.84090909090909,0,0,0,33.001961835613976,0,0,0,0,0,1.7290736616278869E-2,2.4135756624248058E-3,false,false,2.8069377623829328E-2,0,0,0,0,0,0]
[2033,39,{"$f":"IF(LOADPROFILE=0.1,Results_10PoE!C2296,IF(LOADPROFILE=0.5,Results_50PoE!C2296,\"Invalid Load Profile %\"))","v":0},61.68181818181818,30.84090909090909,0,0,0,34.001961835613976,0,0,0,0,0,1.7290736616278869E-2,2.4135756624248058E-3,false,false,2.8069377623829328E-2,0,0,0,0,0,0]
[2033,40,{"$f":"IF(LOADPROFILE=0.1,Results_10PoE!C2297,IF(LOADPROFILE=0.5,Results_50PoE!C2297,\"Invalid Load Profile %\"))","v":0},61.68181818181818,30.84090909090909,0,0,0,35.001961835613976,0,0,0,0,0,1.7290736616278869E-2,2.4135756624248058E-3,false,false,2.8069377623829328E-2,0,0,0,0,0,0]
[2033,41,{"$f":"IF(LOADPROFILE=0.1,Results_10PoE!C2298,IF(LOADPROFILE=0.5,Results_50PoE!C2298,\"Invalid Load Profile %\"))","v":0},61.68181818181818,30.84090909090909,0,0,0,36.001961835613976,0,0,0,0,0,1.7290736616278869E-2,2.4135756624248058E-3,false,false,2.8069377623829328E-2,0,0,0,0,0,0]
[2033,42,{"$f":"IF(LOADPROFILE=0.1,Results_10PoE!C2299,IF(LOADPROFILE=0.5,Results_50PoE!C2299,\"Invalid Load Profile %\"))","v":0},61.68181818181818,30.84090909090909,0,0,0,37.001961835613976,0,0,0,0,0,1.7290736616278869E-2,2.4135756624248058E-3,false,false,2.8069377623829328E-2,0,0,0,0,0,0]
[2033,43,{"$f":"IF(LOADPROFILE=0.1,Results_10PoE!C2300,IF(LOADPROFILE=0.5,Results_50PoE!C2300,\"Invalid Load Profile %\"))","v":0},61.68181818181818,30.84090909090909,0,0,0,38.001961835613976,0,0,0,0,0,1.7290736616278869E-2,2.4135756624248058E-3,false,false,2.8069377623829328E-2,0,0,0,0,0,0]
[2033,44,{"$f":"IF(LOADPROFILE=0.1,Results_10PoE!C2301,IF(LOADPROFILE=0.5,Results_50PoE!C2301,\"Invalid Load Profile %\"))","v":0},61.68181818181818,30.84090909090909,0,0,0,39.001961835613976,0,0,0,0,0,1.7290736616278869E-2,2.4135756624248058E-3,false,false,2.8069377623829328E-2,0,0,0,0,0,0]
[2033,45,{"$f":"IF(LOADPROFILE=0.1,Results_10PoE!C2302,IF(LOADPROFILE=0.5,Results_50PoE!C2302,\"Invalid Load Profile %\"))","v":0},61.68181818181818,30.84090909090909,0,0,0,40.001961835613976,0,0,0,0,0,1.7290736616278869E-2,2.4135756624248058E-3,false,false,2.8069377623829328E-2,0,0,0,0,0,0]
[2033,46,{"$f":"IF(LOADPROFILE=0.1,Results_10PoE!C2303,IF(LOADPROFILE=0.5,Results_50PoE!C2303,\"Invalid Load Profile %\"))","v":0},61.68181818181818,30.84090909090909,0,0,0,41.001961835613976,0,0,0,0,0,1.7290736616278869E-2,2.4135756624248058E-3,false,false,2.8069377623829328E-2,0,0,0,0,0,0]
[2033,47,{"$f":"IF(LOADPROFILE=0.1,Results_10PoE!C2304,IF(LOADPROFILE=0.5,Results_50PoE!C2304,\"Invalid Load Profile %\"))","v":0},61.68181818181818,30.84090909090909,0,0,0,42.001961835613976,0,0,0,0,0,1.7290736616278869E-2,2.4135756624248058E-3,false,false,2.8069377623829328E-2,0,0,0,0,0,0]
[2033,48,{"$f":"IF(LOADPROFILE=0.1,Results_10PoE!C2305,IF(LOADPROFILE=0.5,Results_50PoE!C2305,\"Invalid Load Profile %\"))","v":0},61.68181818181818,30.84090909090909,0,0,0,43.001961835613976,0,0,0,0,0,1.7290736616278869E-2,2.4135756624248058E-3,false,false,2.8069377623829328E-2,0,0,0,0,0,0]
[2033,49,{"$f":"IF(LOADPROFILE=0.1,Results_10PoE!C2306,IF(LOADPROFILE=0.5,Results_50PoE!C2306,\"Invalid Load Profile %\"))","v":0},61.68181818181818,30.84090909090909,0,0,0,44.001961835613976,0,0,0,0,0,1.7290736616278869E-2,2.4135756624248058E-3,false,false,2.8069377623829328E-2,0,0,0,0,0,0]
[2033,50,{"$f":"IF(LOADPROFILE=0.1,Results_10PoE!C2307,IF(LOADPROFILE=0.5,Results_50PoE!C2307,\"Invalid Load Profile %\"))","v":0},61.68181818181818,30.84090909090909,0,0,0,45.001961835613976,0,0,0,0,0,1.7290736616278869E-2,2.4135756624248058E-3,false,false,2.8069377623829328E-2,0,0,0,0,0,0]
[2033,51,{"$f":"IF(LOADPROFILE=0.1,Results_10PoE!C2308,IF(LOADPROFILE=0.5,Results_50PoE!C2308,\"Invalid Load Profile %\"))","v":0},61.68181818181818,30.84090909090909,0,0,0,46.001961835613976,0,0,0,0,0,1.7290736616278869E-2,2.4135756624248058E-3,false,false,2.8069377623829328E-2,0,0,0,0,0,0]
[2033,52,{"$f":"IF(LOADPROFILE=0.1,Results_10PoE!C2309,IF(LOADPROFILE=0.5,Results_50PoE!C2309,\"Invalid Load Profile %\"))","v":0},61.68181818181818,30.84090909090909,0,0,0,47.001961835613976,0,0,0,0,0,1.7290736616278869E-2,2.4135756624248058E-3,false,false,2.8069377623829328E-2,0,0,0,0,0,0]
[2033,53,{"$f":"IF(LOADPROFILE=0.1,Results_10PoE!C2310,IF(LOADPROFILE=0.5,Results_50PoE!C2310,\"Invalid Load Profile %\"))","v":0},61.68181818181818,30.84090909090909,0,0,0,48.001961835613976,0,0,0,0,0,1.7290736616278869E-2,2.4135756624248058E-3,false,false,2.8069377623829328E-2,0,0,0,0,0,0]
[2033,54,{"$f":"IF(LOADPROFILE=0.1,Results_10PoE!C2311,IF(LOADPROFILE=0.5,Results_50PoE!C2311,\"Invalid Load Profile %\"))","v":0},61.68181818181818,30.84090909090909,0,0,0,49.001961835613976,0,0,0,0,0,1.7290736616278869E-2,2.4135756624248058E-3,false,false,2.8069377623829328E-2,0,0,0,0,0,0]
[2033,55,{"$f":"IF(LOADPROFILE=0.1,Results_10PoE!C2312,IF(LOADPROFILE=0.5,Results_50PoE!C2312,\"Invalid Load Profile %\"))","v":0},61.68181818181818,30.84090909090909,0,0,0,50.001961835613976,0,0,0,0,0,1.7290736616278869E-2,2.4135756624248058E-3,false,false,2.8069377623829328E-2,0,0,0,0,0,0]
[2033,56,{"$f":"IF(LOADPROFILE=0.1,Results_10PoE!C2313,IF(LOADPROFILE=0.5,Results_50PoE!C2313,\"Invalid Load Profile %\"))","v":0},{"$f":"VLOOKUP($A2342,$Q$4:$AB$26,6,FALSE)","v":61.68181818181818},{"$f":"VLOOKUP($A2342,$Q$4:$AB$26,7,FALSE)","v":30.84090909090909},{"$f":"VLOOKUP($A2342,$Q$4:$AB$26,9,FALSE)","v":0},{"$f":"VLOOKUP($A2342,$Q$4:$AB$26,10,FALSE)","v":0},{"$f":"VLOOKUP($A2342,$Q$4:$AB$26,11,FALSE)","v":0},{"$f":"IF(B2342-VLOOKUP(A2342,$Q$4:$AB$26,12,FALSE)<0,0,B2342-VLOOKUP(A2342,$Q$4:$AB$26,12,FALSE))","v":51.001961835613976},{"$f":"IF(B2342=150,0,IF(IF($I2342>D2342,($I2342-D2342)*($C2342-$C2343),0)<0,0,IF($I2342>D2342,($I2342-D2342)*($C2342-$C2343),0)))*$Y$30","v":0},{"$f":"IF(C2342=150,0,IF(IF($I2342>E2342,($I2342-E2342)*($C2342-$C2343),0)<0,0,IF($I2342>E2342,($I2342-E2342)*($C2342-$C2343),0)))*$Y$30","v":0},{"$f":"IF(D2342=150,0,IF(IF($I2342>F2342,($I2342-F2342)*($C2342-$C2343),0)<0,0,IF($I2342>F2342,($I2342-F2342)*($C2342-$C2343),0)))*$Y$30","v":0},{"$f":"IF(E2342=150,0,IF(IF($I2342>G2342,($I2342-G2342)*($C2342-$C2343),0)<0,0,IF($I2342>G2342,($I2342-G2342)*($C2342-$C2343),0)))*$Y$30","v":0},{"$f":"IF(F2342=150,0,IF(IF($I2342>H2342,($I2342-H2342)*($C2342-$C2343),0)<0,0,IF($I2342>H2342,($I2342-H2342)*($C2342-$C2343),0)))*$Y$30","v":0},{"$f":"VLOOKUP($A2342, $Q$4:$BB$26,33,FALSE)","v":1.7290736616278869E-2},{"$f":"VLOOKUP($A2342, $Q$4:$BB$26,34,FALSE)","v":2.4135756624248058E-3},{"$f":"VLOOKUP($A2342, $Q$4:$BB$26,35,FALSE)","v":false},{"$f":"VLOOKUP($A2342, $Q$4:$BB$26,36,FALSE)","v":false},{"$f":"VLOOKUP($A2342, $Q$4:$BB$26,37,FALSE)","v":2.8069377623829328E-2},{"$f":"J2342*1000*($S$34/365)","v":0},{"$f":"O2342*K2342*1000*($T$34/365)","v":0},{"$f":"P2342*L2342*1000*($U$34/365)","v":0},{"$f":"Q2342*M2342*1000*($V$34/365)","v":0},{"$f":"R2342*N2342*1000*($W$34/365)","v":0},{"$f":"S2342*K2342*1000*($X$34/365)","v":0}]
[2033,57,{"$f":"IF(LOADPROFILE=0.1,Results_10PoE!C2314,IF(LOADPROFILE=0.5,Results_50PoE!C2314,\"Invalid Load Profile %\"))","v":0},61.68181818181818,30.84090909090909,0,0,0,52.001961835613976,0,0,0,0,0,1.7290736616278869E-2,2.4135756624248058E-3,false,false,2.8069377623829328E-2,0,0,0,0,0,0]
[2033,58,{"$f":"IF(LOADPROFILE=0.1,Results_10PoE!C2315,IF(LOADPROFILE=0.5,Results_50PoE!C2315,\"Invalid Load Profile %\"))","v":0},61.68181818181818,30.84090909090909,0,0,0,53.001961835613976,0,0,0,0,0,1.7290736616278869E-2,2.4135756624248058E-3,false,false,2.8069377623829328E-2,0,0,0,0,0,0]
[2033,59,{"$f":"IF(LOADPROFILE=0.1,Results_10PoE!C2316,IF(LOADPROFILE=0.5,Results_50PoE!C2316,\"Invalid Load Profile %\"))","v":0},61.68181818181818,30.84090909090909,0,0,0,54.001961835613976,0,0,0,0,0,1.7290736616278869E-2,2.4135756624248058E-3,false,false,2.8069377623829328E-2,0,0,0,0,0,0]
[2033,60,{"$f":"IF(LOADPROFILE=0.1,Results_10PoE!C2317,IF(LOADPROFILE=0.5,Results_50PoE!C2317,\"Invalid Load Profile %\"))","v":0},61.68181818181818,30.84090909090909,0,0,0,55.001961835613976,0,0,0,0,0,1.7290736616278869E-2,2.4135756624248058E-3,false,false,2.8069377623829328E-2,0,0,0,0,0,0]
[2033,61,{"$f":"IF(LOADPROFILE=0.1,Results_10PoE!C2318,IF(LOADPROFILE=0.5,Results_50PoE!C2318,\"Invalid Load Profile %\"))","v":0},61.68181818181818,30.84090909090909,0,0,0,56.001961835613976,0,0,0,0,0,1.7290736616278869E-2,2.4135756624248058E-3,false,false,2.8069377623829328E-2,0,0,0,0,0,0]
[2033,62,{"$f":"IF(LOADPROFILE=0.1,Results_10PoE!C2319,IF(LOADPROFILE=0.5,Results_50PoE!C2319,\"Invalid Load Profile %\"))","v":0},61.68181818181818,30.84090909090909,0,0,0,57.001961835613976,0,0,0,0,0,1.7290736616278869E-2,2.4135756624248058E-3,false,false,2.8069377623829328E-2,0,0,0,0,0,0]
[2033,63,{"$f":"IF(LOADPROFILE=0.1,Results_10PoE!C2320,IF(LOADPROFILE=0.5,Results_50PoE!C2320,\"Invalid Load Profile %\"))","v":0},61.68181818181818,30.84090909090909,0,0,0,58.001961835613976,0,0,0,0,0,1.7290736616278869E-2,2.4135756624248058E-3,false,false,2.8069377623829328E-2,0,0,0,0,0,0]
[2033,64,{"$f":"IF(LOADPROFILE=0.1,Results_10PoE!C2321,IF(LOADPROFILE=0.5,Results_50PoE!C2321,\"Invalid Load Profile %\"))","v":0},61.68181818181818,30.84090909090909,0,0,0,59.001961835613976,0,0,0,0,0,1.7290736616278869E-2,2.4135756624248058E-3,false,false,2.8069377623829328E-2,0,0,0,0,0,0]
[2033,65,{"$f":"IF(LOADPROFILE=0.1,Results_10PoE!C2322,IF(LOADPROFILE=0.5,Results_50PoE!C2322,\"Invalid Load Profile %\"))","v":0},61.68181818181818,30.84090909090909,0,0,0,60.001961835613976,0,0,0,0,0,1.7290736616278869E-2,2.4135756624248058E-3,false,false,2.8069377623829328E-2,0,0,0,0,0,0]
[2033,66,{"$f":"IF(LOADPROFILE=0.1,Results_10PoE!C2323,IF(LOADPROFILE=0.5,Results_50PoE!C2323,\"Invalid Load Profile %\"))","v":0},61.68181818181818,30.84090909090909,0,0,0,61.001961835613976,0,0,0,0,0,1.7290736616278869E-2,2.4135756624248058E-3,false,false,2.8069377623829328E-2,0,0,0,0,0,0]
[2033,67,{"$f":"IF(LOADPROFILE=0.1,Results_10PoE!C2324,IF(LOADPROFILE=0.5,Results_50PoE!C2324,\"Invalid Load Profile %\"))","v":0},61.68181818181818,30.84090909090909,0,0,0,62.001961835613976,0,0,0,0,0,1.7290736616278869E-2,2.4135756624248058E-3,false,false,2.8069377623829328E-2,0,0,0,0,0,0]
[2033,68,{"$f":"IF(LOADPROFILE=0.1,Results_10PoE!C2325,IF(LOADPROFILE=0.5,Results_50PoE!C2325,\"Invalid Load Profile %\"))","v":0},61.68181818181818,30.84090909090909,0,0,0,63.001961835613976,0,0,0,0,0,1.7290736616278869E-2,2.4135756624248058E-3,false,false,2.8069377623829328E-2,0,0,0,0,0,0]
[2033,69,{"$f":"IF(LOADPROFILE=0.1,Results_10PoE!C2326,IF(LOADPROFILE=0.5,Results_50PoE!C2326,\"Invalid Load Profile %\"))","v":0},61.68181818181818,30.84090909090909,0,0,0,64.001961835613983,0,0,0,0,0,1.7290736616278869E-2,2.4135756624248058E-3,false,false,2.8069377623829328E-2,0,0,0,0,0,0]
[2033,70,{"$f":"IF(LOADPROFILE=0.1,Results_10PoE!C2327,IF(LOADPROFILE=0.5,Results_50PoE!C2327,\"Invalid Load Profile %\"))","v":0},61.68181818181818,30.84090909090909,0,0,0,65.001961835613983,0,0,0,0,0,1.7290736616278869E-2,2.4135756624248058E-3,false,false,2.8069377623829328E-2,0,0,0,0,0,0]
[2033,71,{"$f":"IF(LOADPROFILE=0.1,Results_10PoE!C2328,IF(LOADPROFILE=0.5,Results_50PoE!C2328,\"Invalid Load Profile %\"))","v":0},61.68181818181818,30.84090909090909,0,0,0,66.001961835613983,0,0,0,0,0,1.7290736616278869E-2,2.4135756624248058E-3,false,false,2.8069377623829328E-2,0,0,0,0,0,0]
[2033,72,{"$f":"IF(LOADPROFILE=0.1,Results_10PoE!C2329,IF(LOADPROFILE=0.5,Results_50PoE!C2329,\"Invalid Load Profile %\"))","v":0},61.68181818181818,30.84090909090909,0,0,0,67.001961835613983,0,0,0,0,0,1.7290736616278869E-2,2.4135756624248058E-3,false,false,2.8069377623829328E-2,0,0,0,0,0,0]
[2033,73,{"$f":"IF(LOADPROFILE=0.1,Results_10PoE!C2330,IF(LOADPROFILE=0.5,Results_50PoE!C2330,\"Invalid Load Profile %\"))","v":0},61.68181818181818,30.84090909090909,0,0,0,68.001961835613983,0,0,0,0,0,1.7290736616278869E-2,2.4135756624248058E-3,false,false,2.8069377623829328E-2,0,0,0,0,0,0]
[2033,74,{"$f":"IF(LOADPROFILE=0.1,Results_10PoE!C2331,IF(LOADPROFILE=0.5,Results_50PoE!C2331,\"Invalid Load Profile %\"))","v":0},61.68181818181818,30.84090909090909,0,0,0,69.001961835613983,0,0,0,0,0,1.7290736616278869E-2,2.4135756624248058E-3,false,false,2.8069377623829328E-2,0,0,0,0,0,0]
[2033,75,{"$f":"IF(LOADPROFILE=0.1,Results_10PoE!C2332,IF(LOADPROFILE=0.5,Results_50PoE!C2332,\"Invalid Load Profile %\"))","v":0},61.68181818181818,30.84090909090909,0,0,0,70.001961835613983,0,0,0,0,0,1.7290736616278869E-2,2.4135756624248058E-3,false,false,2.8069377623829328E-2,0,0,0,0,0,0]
[2033,76,{"$f":"IF(LOADPROFILE=0.1,Results_10PoE!C2333,IF(LOADPROFILE=0.5,Results_50PoE!C2333,\"Invalid Load Profile %\"))","v":0},61.68181818181818,30.84090909090909,0,0,0,71.001961835613983,0,0,0,0,0,1.7290736616278869E-2,2.4135756624248058E-3,false,false,2.8069377623829328E-2,0,0,0,0,0,0]
[2033,77,{"$f":"IF(LOADPROFILE=0.1,Results_10PoE!C2334,IF(LOADPROFILE=0.5,Results_50PoE!C2334,\"Invalid Load Profile %\"))","v":0},61.68181818181818,30.84090909090909,0,0,0,72.001961835613983,0,0,0,0,0,1.7290736616278869E-2,2.4135756624248058E-3,false,false,2.8069377623829328E-2,0,0,0,0,0,0]
[2033,78,{"$f":"IF(LOADPROFILE=0.1,Results_10PoE!C2335,IF(LOADPROFILE=0.5,Results_50PoE!C2335,\"Invalid Load Profile %\"))","v":0},61.68181818181818,30.84090909090909,0,0,0,73.001961835613983,0,0,0,0,0,1.7290736616278869E-2,2.4135756624248058E-3,false,false,2.8069377623829328E-2,0,0,0,0,0,0]
[2033,79,{"$f":"IF(LOADPROFILE=0.1,Results_10PoE!C2336,IF(LOADPROFILE=0.5,Results_50PoE!C2336,\"Invalid Load Profile %\"))","v":0},61.68181818181818,30.84090909090909,0,0,0,74.001961835613983,0,0,0,0,0,1.7290736616278869E-2,2.4135756624248058E-3,false,false,2.8069377623829328E-2,0,0,0,0,0,0]
[2033,80,{"$f":"IF(LOADPROFILE=0.1,Results_10PoE!C2337,IF(LOADPROFILE=0.5,Results_50PoE!C2337,\"Invalid Load Profile %\"))","v":0},61.68181818181818,30.84090909090909,0,0,0,75.001961835613983,0,0,0,0,0,1.7290736616278869E-2,2.4135756624248058E-3,false,false,2.8069377623829328E-2,0,0,0,0,0,0]
[2033,81,{"$f":"IF(LOADPROFILE=0.1,Results_10PoE!C2338,IF(LOADPROFILE=0.5,Results_50PoE!C2338,\"Invalid Load Profile %\"))","v":0},61.68181818181818,30.84090909090909,0,0,0,76.001961835613983,0,0,0,0,0,1.7290736616278869E-2,2.4135756624248058E-3,false,false,2.8069377623829328E-2,0,0,0,0,0,0]
[2033,82,{"$f":"IF(LOADPROFILE=0.1,Results_10PoE!C2339,IF(LOADPROFILE=0.5,Results_50PoE!C2339,\"Invalid Load Profile %\"))","v":0},61.68181818181818,30.84090909090909,0,0,0,77.001961835613983,0,0,0,0,0,1.7290736616278869E-2,2.4135756624248058E-3,false,false,2.8069377623829328E-2,0,0,0,0,0,0]
[2033,83,{"$f":"IF(LOADPROFILE=0.1,Results_10PoE!C2340,IF(LOADPROFILE=0.5,Results_50PoE!C2340,\"Invalid Load Profile %\"))","v":0},61.68181818181818,30.84090909090909,0,0,0,78.001961835613983,0,0,0,0,0,1.7290736616278869E-2,2.4135756624248058E-3,false,false,2.8069377623829328E-2,0,0,0,0,0,0]
[2033,84,{"$f":"IF(LOADPROFILE=0.1,Results_10PoE!C2341,IF(LOADPROFILE=0.5,Results_50PoE!C2341,\"Invalid Load Profile %\"))","v":0},61.68181818181818,30.84090909090909,0,0,0,79.001961835613983,0,0,0,0,0,1.7290736616278869E-2,2.4135756624248058E-3,false,false,2.8069377623829328E-2,0,0,0,0,0,0]
[2033,85,{"$f":"IF(LOADPROFILE=0.1,Results_10PoE!C2342,IF(LOADPROFILE=0.5,Results_50PoE!C2342,\"Invalid Load Profile %\"))","v":0},61.68181818181818,30.84090909090909,0,0,0,80.001961835613983,0,0,0,0,0,1.7290736616278869E-2,2.4135756624248058E-3,false,false,2.8069377623829328E-2,0,0,0,0,0,0]
[2033,86,{"$f":"IF(LOADPROFILE=0.1,Results_10PoE!C2343,IF(LOADPROFILE=0.5,Results_50PoE!C2343,\"Invalid Load Profile %\"))","v":0},61.68181818181818,30.84090909090909,0,0,0,81.001961835613983,0,0,0,0,0,1.7290736616278869E-2,2.4135756624248058E-3,false,false,2.8069377623829328E-2,0,0,0,0,0,0]
[2033,87,{"$f":"IF(LOADPROFILE=0.1,Results_10PoE!C2344,IF(LOADPROFILE=0.5,Results_50PoE!C2344,\"Invalid Load Profile %\"))","v":0},61.68181818181818,30.84090909090909,0,0,0,82.001961835613983,0,0,0,0,0,1.7290736616278869E-2,2.4135756624248058E-3,false,false,2.8069377623829328E-2,0,0,0,0,0,0]
[2033,88,{"$f":"IF(LOADPROFILE=0.1,Results_10PoE!C2345,IF(LOADPROFILE=0.5,Results_50PoE!C2345,\"Invalid Load Profile %\"))","v":0},61.68181818181818,30.84090909090909,0,0,0,83.001961835613983,0,0,0,0,0,1.7290736616278869E-2,2.4135756624248058E-3,false,false,2.8069377623829328E-2,0,0,0,0,0,0]
[2033,89,{"$f":"IF(LOADPROFILE=0.1,Results_10PoE!C2346,IF(LOADPROFILE=0.5,Results_50PoE!C2346,\"Invalid Load Profile %\"))","v":0},61.68181818181818,30.84090909090909,0,0,0,84.001961835613983,0,0,0,0,0,1.7290736616278869E-2,2.4135756624248058E-3,false,false,2.8069377623829328E-2,0,0,0,0,0,0]
[2033,90,{"$f":"IF(LOADPROFILE=0.1,Results_10PoE!C2347,IF(LOADPROFILE=0.5,Results_50PoE!C2347,\"Invalid Load Profile %\"))","v":0},61.68181818181818,30.84090909090909,0,0,0,85.001961835613983,0,0,0,0,0,1.7290736616278869E-2,2.4135756624248058E-3,false,false,2.8069377623829328E-2,0,0,0,0,0,0]
[2033,91,{"$f":"IF(LOADPROFILE=0.1,Results_10PoE!C2348,IF(LOADPROFILE=0.5,Results_50PoE!C2348,\"Invalid Load Profile %\"))","v":0},61.68181818181818,30.84090909090909,0,0,0,86.001961835613983,0,0,0,0,0,1.7290736616278869E-2,2.4135756624248058E-3,false,false,2.8069377623829328E-2,0,0,0,0,0,0]
[2033,92,{"$f":"IF(LOADPROFILE=0.1,Results_10PoE!C2349,IF(LOADPROFILE=0.5,Results_50PoE!C2349,\"Invalid Load Profile %\"))","v":0},61.68181818181818,30.84090909090909,0,0,0,87.001961835613983,0,0,0,0,0,1.7290736616278869E-2,2.4135756624248058E-3,false,false,2.8069377623829328E-2,0,0,0,0,0,0]
[2033,93,{"$f":"IF(LOADPROFILE=0.1,Results_10PoE!C2350,IF(LOADPROFILE=0.5,Results_50PoE!C2350,\"Invalid Load Profile %\"))","v":0},61.68181818181818,30.84090909090909,0,0,0,88.001961835613983,0,0,0,0,0,1.7290736616278869E-2,2.4135756624248058E-3,false,false,2.8069377623829328E-2,0,0,0,0,0,0]
[2033,94,{"$f":"IF(LOADPROFILE=0.1,Results_10PoE!C2351,IF(LOADPROFILE=0.5,Results_50PoE!C2351,\"Invalid Load Profile %\"))","v":0},61.68181818181818,30.84090909090909,0,0,0,89.001961835613983,0,0,0,0,0,1.7290736616278869E-2,2.4135756624248058E-3,false,false,2.8069377623829328E-2,0,0,0,0,0,0]
[2033,95,{"$f":"IF(LOADPROFILE=0.1,Results_10PoE!C2352,IF(LOADPROFILE=0.5,Results_50PoE!C2352,\"Invalid Load Profile %\"))","v":0},61.68181818181818,30.84090909090909,0,0,0,90.001961835613983,0,0,0,0,0,1.7290736616278869E-2,2.4135756624248058E-3,false,false,2.8069377623829328E-2,0,0,0,0,0,0]
[2033,96,{"$f":"IF(LOADPROFILE=0.1,Results_10PoE!C2353,IF(LOADPROFILE=0.5,Results_50PoE!C2353,\"Invalid Load Profile %\"))","v":0},61.68181818181818,30.84090909090909,0,0,0,91.001961835613983,0,0,0,0,0,1.7290736616278869E-2,2.4135756624248058E-3,false,false,2.8069377623829328E-2,0,0,0,0,0,0]
[2033,97,{"$f":"IF(LOADPROFILE=0.1,Results_10PoE!C2354,IF(LOADPROFILE=0.5,Results_50PoE!C2354,\"Invalid Load Profile %\"))","v":0},61.68181818181818,30.84090909090909,0,0,0,92.001961835613983,0,0,0,0,0,1.7290736616278869E-2,2.4135756624248058E-3,false,false,2.8069377623829328E-2,0,0,0,0,0,0]
[2033,98,{"$f":"IF(LOADPROFILE=0.1,Results_10PoE!C2355,IF(LOADPROFILE=0.5,Results_50PoE!C2355,\"Invalid Load Profile %\"))","v":0},61.68181818181818,30.84090909090909,0,0,0,93.001961835613983,0,0,0,0,0,1.7290736616278869E-2,2.4135756624248058E-3,false,false,2.8069377623829328E-2,0,0,0,0,0,0]
[2033,99,{"$f":"IF(LOADPROFILE=0.1,Results_10PoE!C2356,IF(LOADPROFILE=0.5,Results_50PoE!C2356,\"Invalid Load Profile %\"))","v":0},61.68181818181818,30.84090909090909,0,0,0,94.001961835613983,0,0,0,0,0,1.7290736616278869E-2,2.4135756624248058E-3,false,false,2.8069377623829328E-2,0,0,0,0,0,0]
[2033,100,{"$f":"IF(LOADPROFILE=0.1,Results_10PoE!C2357,IF(LOADPROFILE=0.5,Results_50PoE!C2357,\"Invalid Load Profile %\"))","v":0},61.68181818181818,30.84090909090909,0,0,0,95.001961835613983,0,0,0,0,0,1.7290736616278869E-2,2.4135756624248058E-3,false,false,2.8069377623829328E-2,0,0,0,0,0,0]
[2033,101,{"$f":"IF(LOADPROFILE=0.1,Results_10PoE!C2358,IF(LOADPROFILE=0.5,Results_50PoE!C2358,\"Invalid Load Profile %\"))","v":0},61.68181818181818,30.84090909090909,0,0,0,96.001961835613983,0,0,0,0,0,1.7290736616278869E-2,2.4135756624248058E-3,false,false,2.8069377623829328E-2,0,0,0,0,0,0]
[2033,102,{"$f":"IF(LOADPROFILE=0.1,Results_10PoE!C2359,IF(LOADPROFILE=0.5,Results_50PoE!C2359,\"Invalid Load Profile %\"))","v":0},61.68181818181818,30.84090909090909,0,0,0,97.001961835613983,0,0,0,0,0,1.7290736616278869E-2,2.4135756624248058E-3,false,false,2.8069377623829328E-2,0,0,0,0,0,0]
[2033,103,{"$f":"IF(LOADPROFILE=0.1,Results_10PoE!C2360,IF(LOADPROFILE=0.5,Results_50PoE!C2360,\"Invalid Load Profile %\"))","v":0},61.68181818181818,30.84090909090909,0,0,0,98.001961835613983,0,0,0,0,0,1.7290736616278869E-2,2.4135756624248058E-3,false,false,2.8069377623829328E-2,0,0,0,0,0,0]
[2033,104,{"$f":"IF(LOADPROFILE=0.1,Results_10PoE!C2361,IF(LOADPROFILE=0.5,Results_50PoE!C2361,\"Invalid Load Profile %\"))","v":0},61.68181818181818,30.84090909090909,0,0,0,99.001961835613983,0,0,0,0,0,1.7290736616278869E-2,2.4135756624248058E-3,false,false,2.8069377623829328E-2,0,0,0,0,0,0]
[2033,105,{"$f":"IF(LOADPROFILE=0.1,Results_10PoE!C2362,IF(LOADPROFILE=0.5,Results_50PoE!C2362,\"Invalid Load Profile %\"))","v":0},61.68181818181818,30.84090909090909,0,0,0,100.00196183561398,0,0,0,0,0,1.7290736616278869E-2,2.4135756624248058E-3,false,false,2.8069377623829328E-2,0,0,0,0,0,0]
[2033,106,{"$f":"IF(LOADPROFILE=0.1,Results_10PoE!C2363,IF(LOADPROFILE=0.5,Results_50PoE!C2363,\"Invalid Load Profile %\"))","v":0},61.68181818181818,30.84090909090909,0,0,0,101.00196183561398,0,0,0,0,0,1.7290736616278869E-2,2.4135756624248058E-3,false,false,2.8069377623829328E-2,0,0,0,0,0,0]
[2033,107,{"$f":"IF(LOADPROFILE=0.1,Results_10PoE!C2364,IF(LOADPROFILE=0.5,Results_50PoE!C2364,\"Invalid Load Profile %\"))","v":0},61.68181818181818,30.84090909090909,0,0,0,102.00196183561398,0,0,0,0,0,1.7290736616278869E-2,2.4135756624248058E-3,false,false,2.8069377623829328E-2,0,0,0,0,0,0]
[2033,108,{"$f":"IF(LOADPROFILE=0.1,Results_10PoE!C2365,IF(LOADPROFILE=0.5,Results_50PoE!C2365,\"Invalid Load Profile %\"))","v":0},61.68181818181818,30.84090909090909,0,0,0,103.00196183561398,0,0,0,0,0,1.7290736616278869E-2,2.4135756624248058E-3,false,false,2.8069377623829328E-2,0,0,0,0,0,0]
[2033,109,{"$f":"IF(LOADPROFILE=0.1,Results_10PoE!C2366,IF(LOADPROFILE=0.5,Results_50PoE!C2366,\"Invalid Load Profile %\"))","v":0},61.68181818181818,30.84090909090909,0,0,0,104.00196183561398,0,0,0,0,0,1.7290736616278869E-2,2.4135756624248058E-3,false,false,2.8069377623829328E-2,0,0,0,0,0,0]
[2033,110,{"$f":"IF(LOADPROFILE=0.1,Results_10PoE!C2367,IF(LOADPROFILE=0.5,Results_50PoE!C2367,\"Invalid Load Profile %\"))","v":0},61.68181818181818,30.84090909090909,0,0,0,105.00196183561398,0,0,0,0,0,1.7290736616278869E-2,2.4135756624248058E-3,false,false,2.8069377623829328E-2,0,0,0,0,0,0]
[2033,111,{"$f":"IF(LOADPROFILE=0.1,Results_10PoE!C2368,IF(LOADPROFILE=0.5,Results_50PoE!C2368,\"Invalid Load Profile %\"))","v":0},61.68181818181818,30.84090909090909,0,0,0,106.00196183561398,0,0,0,0,0,1.7290736616278869E-2,2.4135756624248058E-3,false,false,2.8069377623829328E-2,0,0,0,0,0,0]
[2033,112,{"$f":"IF(LOADPROFILE=0.1,Results_10PoE!C2369,IF(LOADPROFILE=0.5,Results_50PoE!C2369,\"Invalid Load Profile %\"))","v":0},61.68181818181818,30.84090909090909,0,0,0,107.00196183561398,0,0,0,0,0,1.7290736616278869E-2,2.4135756624248058E-3,false,false,2.8069377623829328E-2,0,0,0,0,0,0]
[2033,113,{"$f":"IF(LOADPROFILE=0.1,Results_10PoE!C2370,IF(LOADPROFILE=0.5,Results_50PoE!C2370,\"Invalid Load Profile %\"))","v":0},61.68181818181818,30.84090909090909,0,0,0,108.00196183561398,0,0,0,0,0,1.7290736616278869E-2,2.4135756624248058E-3,false,false,2.8069377623829328E-2,0,0,0,0,0,0]
[2033,114,{"$f":"IF(LOADPROFILE=0.1,Results_10PoE!C2371,IF(LOADPROFILE=0.5,Results_50PoE!C2371,\"Invalid Load Profile %\"))","v":0},61.68181818181818,30.84090909090909,0,0,0,109.00196183561398,0,0,0,0,0,1.7290736616278869E-2,2.4135756624248058E-3,false,false,2.8069377623829328E-2,0,0,0,0,0,0]
[2033,115,{"$f":"IF(LOADPROFILE=0.1,Results_10PoE!C2372,IF(LOADPROFILE=0.5,Results_50PoE!C2372,\"Invalid Load Profile %\"))","v":0},61.68181818181818,30.84090909090909,0,0,0,110.00196183561398,0,0,0,0,0,1.7290736616278869E-2,2.4135756624248058E-3,false,false,2.8069377623829328E-2,0,0,0,0,0,0]
[2033,116,{"$f":"IF(LOADPROFILE=0.1,Results_10PoE!C2373,IF(LOADPROFILE=0.5,Results_50PoE!C2373,\"Invalid Load Profile %\"))","v":0},61.68181818181818,30.84090909090909,0,0,0,111.00196183561398,0,0,0,0,0,1.7290736616278869E-2,2.4135756624248058E-3,false,false,2.8069377623829328E-2,0,0,0,0,0,0]
[2033,117,{"$f":"IF(LOADPROFILE=0.1,Results_10PoE!C2374,IF(LOADPROFILE=0.5,Results_50PoE!C2374,\"Invalid Load Profile %\"))","v":0},61.68181818181818,30.84090909090909,0,0,0,112.00196183561398,0,0,0,0,0,1.7290736616278869E-2,2.4135756624248058E-3,false,false,2.8069377623829328E-2,0,0,0,0,0,0]
[2033,118,{"$f":"IF(LOADPROFILE=0.1,Results_10PoE!C2375,IF(LOADPROFILE=0.5,Results_50PoE!C2375,\"Invalid Load Profile %\"))","v":0},61.68181818181818,30.84090909090909,0,0,0,113.00196183561398,0,0,0,0,0,1.7290736616278869E-2,2.4135756624248058E-3,false,false,2.8069377623829328E-2,0,0,0,0,0,0]
[2033,119,{"$f":"IF(LOADPROFILE=0.1,Results_10PoE!C2376,IF(LOADPROFILE=0.5,Results_50PoE!C2376,\"Invalid Load Profile %\"))","v":0},61.68181818181818,30.84090909090909,0,0,0,114.00196183561398,0,0,0,0,0,1.7290736616278869E-2,2.4135756624248058E-3,false,false,2.8069377623829328E-2,0,0,0,0,0,0]
[2033,120,{"$f":"IF(LOADPROFILE=0.1,Results_10PoE!C2377,IF(LOADPROFILE=0.5,Results_50PoE!C2377,\"Invalid Load Profile %\"))","v":0},{"$f":"VLOOKUP($A2406,$Q$4:$AB$26,6,FALSE)","v":61.68181818181818},{"$f":"VLOOKUP($A2406,$Q$4:$AB$26,7,FALSE)","v":30.84090909090909},{"$f":"VLOOKUP($A2406,$Q$4:$AB$26,9,FALSE)","v":0},{"$f":"VLOOKUP($A2406,$Q$4:$AB$26,10,FALSE)","v":0},{"$f":"VLOOKUP($A2406,$Q$4:$AB$26,11,FALSE)","v":0},{"$f":"IF(B2406-VLOOKUP(A2406,$Q$4:$AB$26,12,FALSE)<0,0,B2406-VLOOKUP(A2406,$Q$4:$AB$26,12,FALSE))","v":115.00196183561398},{"$f":"IF(B2406=150,0,IF(IF($I2406>D2406,($I2406-D2406)*($C2406-$C2407),0)<0,0,IF($I2406>D2406,($I2406-D2406)*($C2406-$C2407),0)))*$Y$30","v":0},{"$f":"IF(C2406=150,0,IF(IF($I2406>E2406,($I2406-E2406)*($C2406-$C2407),0)<0,0,IF($I2406>E2406,($I2406-E2406)*($C2406-$C2407),0)))*$Y$30","v":0},{"$f":"IF(D2406=150,0,IF(IF($I2406>F2406,($I2406-F2406)*($C2406-$C2407),0)<0,0,IF($I2406>F2406,($I2406-F2406)*($C2406-$C2407),0)))*$Y$30","v":0},{"$f":"IF(E2406=150,0,IF(IF($I2406>G2406,($I2406-G2406)*($C2406-$C2407),0)<0,0,IF($I2406>G2406,($I2406-G2406)*($C2406-$C2407),0)))*$Y$30","v":0},{"$f":"IF(F2406=150,0,IF(IF($I2406>H2406,($I2406-H2406)*($C2406-$C2407),0)<0,0,IF($I2406>H2406,($I2406-H2406)*($C2406-$C2407),0)))*$Y$30","v":0},{"$f":"VLOOKUP($A2406, $Q$4:$BB$26,33,FALSE)","v":1.7290736616278869E-2},{"$f":"VLOOKUP($A2406, $Q$4:$BB$26,34,FALSE)","v":2.4135756624248058E-3},{"$f":"VLOOKUP($A2406, $Q$4:$BB$26,35,FALSE)","v":false},{"$f":"VLOOKUP($A2406, $Q$4:$BB$26,36,FALSE)","v":false},{"$f":"VLOOKUP($A2406, $Q$4:$BB$26,37,FALSE)","v":2.8069377623829328E-2},{"$f":"J2406*1000*($S$34/365)","v":0},{"$f":"O2406*K2406*1000*($T$34/365)","v":0},{"$f":"P2406*L2406*1000*($U$34/365)","v":0},{"$f":"Q2406*M2406*1000*($V$34/365)","v":0},{"$f":"R2406*N2406*1000*($W$34/365)","v":0},{"$f":"S2406*K2406*1000*($X$34/365)","v":0}]
[2033,121,{"$f":"IF(LOADPROFILE=0.1,Results_10PoE!C2378,IF(LOADPROFILE=0.5,Results_50PoE!C2378,\"Invalid Load Profile %\"))","v":0},61.68181818181818,30.84090909090909,0,0,0,116.00196183561398,0,0,0,0,0,1.7290736616278869E-2,2.4135756624248058E-3,false,false,2.8069377623829328E-2,0,0,0,0,0,0]
[2033,122,{"$f":"IF(LOADPROFILE=0.1,Results_10PoE!C2379,IF(LOADPROFILE=0.5,Results_50PoE!C2379,\"Invalid Load Profile %\"))","v":0},61.68181818181818,30.84090909090909,0,0,0,117.00196183561398,0,0,0,0,0,1.7290736616278869E-2,2.4135756624248058E-3,false,false,2.8069377623829328E-2,0,0,0,0,0,0]
[2033,123,{"$f":"IF(LOADPROFILE=0.1,Results_10PoE!C2380,IF(LOADPROFILE=0.5,Results_50PoE!C2380,\"Invalid Load Profile %\"))","v":0},61.68181818181818,30.84090909090909,0,0,0,118.00196183561398,0,0,0,0,0,1.7290736616278869E-2,2.4135756624248058E-3,false,false,2.8069377623829328E-2,0,0,0,0,0,0]
[2033,124,{"$f":"IF(LOADPROFILE=0.1,Results_10PoE!C2381,IF(LOADPROFILE=0.5,Results_50PoE!C2381,\"Invalid Load Profile %\"))","v":0},61.68181818181818,30.84090909090909,0,0,0,119.00196183561398,0,0,0,0,0,1.7290736616278869E-2,2.4135756624248058E-3,false,false,2.8069377623829328E-2,0,0,0,0,0,0]
[2033,125,{"$f":"IF(LOADPROFILE=0.1,Results_10PoE!C2382,IF(LOADPROFILE=0.5,Results_50PoE!C2382,\"Invalid Load Profile %\"))","v":0},61.68181818181818,30.84090909090909,0,0,0,120.00196183561398,0,0,0,0,0,1.7290736616278869E-2,2.4135756624248058E-3,false,false,2.8069377623829328E-2,0,0,0,0,0,0]
[2033,126,{"$f":"IF(LOADPROFILE=0.1,Results_10PoE!C2383,IF(LOADPROFILE=0.5,Results_50PoE!C2383,\"Invalid Load Profile %\"))","v":0},61.68181818181818,30.84090909090909,0,0,0,121.00196183561398,0,0,0,0,0,1.7290736616278869E-2,2.4135756624248058E-3,false,false,2.8069377623829328E-2,0,0,0,0,0,0]
[2033,127,{"$f":"IF(LOADPROFILE=0.1,Results_10PoE!C2384,IF(LOADPROFILE=0.5,Results_50PoE!C2384,\"Invalid Load Profile %\"))","v":0},61.68181818181818,30.84090909090909,0,0,0,122.00196183561398,0,0,0,0,0,1.7290736616278869E-2,2.4135756624248058E-3,false,false,2.8069377623829328E-2,0,0,0,0,0,0]
[2033,128,{"$f":"IF(LOADPROFILE=0.1,Results_10PoE!C2385,IF(LOADPROFILE=0.5,Results_50PoE!C2385,\"Invalid Load Profile %\"))","v":0},61.68181818181818,30.84090909090909,0,0,0,123.00196183561398,0,0,0,0,0,1.7290736616278869E-2,2.4135756624248058E-3,false,false,2.8069377623829328E-2,0,0,0,0,0,0]
[2033,129,{"$f":"IF(LOADPROFILE=0.1,Results_10PoE!C2386,IF(LOADPROFILE=0.5,Results_50PoE!C2386,\"Invalid Load Profile %\"))","v":0},61.68181818181818,30.84090909090909,0,0,0,124.00196183561398,0,0,0,0,0,1.7290736616278869E-2,2.4135756624248058E-3,false,false,2.8069377623829328E-2,0,0,0,0,0,0]
[2033,130,{"$f":"IF(LOADPROFILE=0.1,Results_10PoE!C2387,IF(LOADPROFILE=0.5,Results_50PoE!C2387,\"Invalid Load Profile %\"))","v":0},61.68181818181818,30.84090909090909,0,0,0,125.00196183561398,0,0,0,0,0,1.7290736616278869E-2,2.4135756624248058E-3,false,false,2.8069377623829328E-2,0,0,0,0,0,0]
[2033,131,{"$f":"IF(LOADPROFILE=0.1,Results_10PoE!C2388,IF(LOADPROFILE=0.5,Results_50PoE!C2388,\"Invalid Load Profile %\"))","v":0},61.68181818181818,30.84090909090909,0,0,0,126.00196183561398,0,0,0,0,0,1.7290736616278869E-2,2.4135756624248058E-3,false,false,2.8069377623829328E-2,0,0,0,0,0,0]
[2033,132,{"$f":"IF(LOADPROFILE=0.1,Results_10PoE!C2389,IF(LOADPROFILE=0.5,Results_50PoE!C2389,\"Invalid Load Profile %\"))","v":0},61.68181818181818,30.84090909090909,0,0,0,127.00196183561398,0,0,0,0,0,1.7290736616278869E-2,2.4135756624248058E-3,false,false,2.8069377623829328E-2,0,0,0,0,0,0]
[2033,133,{"$f":"IF(LOADPROFILE=0.1,Results_10PoE!C2390,IF(LOADPROFILE=0.5,Results_50PoE!C2390,\"Invalid Load Profile %\"))","v":0},61.68181818181818,30.84090909090909,0,0,0,128.00196183561397,0,0,0,0,0,1.7290736616278869E-2,2.4135756624248058E-3,false,false,2.8069377623829328E-2,0,0,0,0,0,0]
[2033,134,{"$f":"IF(LOADPROFILE=0.1,Results_10PoE!C2391,IF(LOADPROFILE=0.5,Results_50PoE!C2391,\"Invalid Load Profile %\"))","v":0},61.68181818181818,30.84090909090909,0,0,0,129.00196183561397,0,0,0,0,0,1.7290736616278869E-2,2.4135756624248058E-3,false,false,2.8069377623829328E-2,0,0,0,0,0,0]
[2033,135,{"$f":"IF(LOADPROFILE=0.1,Results_10PoE!C2392,IF(LOADPROFILE=0.5,Results_50PoE!C2392,\"Invalid Load Profile %\"))","v":0},61.68181818181818,30.84090909090909,0,0,0,130.00196183561397,0,0,0,0,0,1.7290736616278869E-2,2.4135756624248058E-3,false,false,2.8069377623829328E-2,0,0,0,0,0,0]
[2033,136,{"$f":"IF(LOADPROFILE=0.1,Results_10PoE!C2393,IF(LOADPROFILE=0.5,Results_50PoE!C2393,\"Invalid Load Profile %\"))","v":0},61.68181818181818,30.84090909090909,0,0,0,131.00196183561397,0,0,0,0,0,1.7290736616278869E-2,2.4135756624248058E-3,false,false,2.8069377623829328E-2,0,0,0,0,0,0]
[2033,137,{"$f":"IF(LOADPROFILE=0.1,Results_10PoE!C2394,IF(LOADPROFILE=0.5,Results_50PoE!C2394,\"Invalid Load Profile %\"))","v":0},61.68181818181818,30.84090909090909,0,0,0,132.00196183561397,0,0,0,0,0,1.7290736616278869E-2,2.4135756624248058E-3,false,false,2.8069377623829328E-2,0,0,0,0,0,0]
[2033,138,{"$f":"IF(LOADPROFILE=0.1,Results_10PoE!C2395,IF(LOADPROFILE=0.5,Results_50PoE!C2395,\"Invalid Load Profile %\"))","v":0},61.68181818181818,30.84090909090909,0,0,0,133.00196183561397,0,0,0,0,0,1.7290736616278869E-2,2.4135756624248058E-3,false,false,2.8069377623829328E-2,0,0,0,0,0,0]
[2033,139,{"$f":"IF(LOADPROFILE=0.1,Results_10PoE!C2396,IF(LOADPROFILE=0.5,Results_50PoE!C2396,\"Invalid Load Profile %\"))","v":0},61.68181818181818,30.84090909090909,0,0,0,134.00196183561397,0,0,0,0,0,1.7290736616278869E-2,2.4135756624248058E-3,false,false,2.8069377623829328E-2,0,0,0,0,0,0]
[2033,140,{"$f":"IF(LOADPROFILE=0.1,Results_10PoE!C2397,IF(LOADPROFILE=0.5,Results_50PoE!C2397,\"Invalid Load Profile %\"))","v":0},61.68181818181818,30.84090909090909,0,0,0,135.00196183561397,0,0,0,0,0,1.7290736616278869E-2,2.4135756624248058E-3,false,false,2.8069377623829328E-2,0,0,0,0,0,0]
[2033,141,{"$f":"IF(LOADPROFILE=0.1,Results_10PoE!C2398,IF(LOADPROFILE=0.5,Results_50PoE!C2398,\"Invalid Load Profile %\"))","v":0},61.68181818181818,30.84090909090909,0,0,0,136.00196183561397,0,0,0,0,0,1.7290736616278869E-2,2.4135756624248058E-3,false,false,2.8069377623829328E-2,0,0,0,0,0,0]
[2033,142,{"$f":"IF(LOADPROFILE=0.1,Results_10PoE!C2399,IF(LOADPROFILE=0.5,Results_50PoE!C2399,\"Invalid Load Profile %\"))","v":0},61.68181818181818,30.84090909090909,0,0,0,137.00196183561397,0,0,0,0,0,1.7290736616278869E-2,2.4135756624248058E-3,false,false,2.8069377623829328E-2,0,0,0,0,0,0]
[2033,143,{"$f":"IF(LOADPROFILE=0.1,Results_10PoE!C2400,IF(LOADPROFILE=0.5,Results_50PoE!C2400,\"Invalid Load Profile %\"))","v":0},61.68181818181818,30.84090909090909,0,0,0,138.00196183561397,0,0,0,0,0,1.7290736616278869E-2,2.4135756624248058E-3,false,false,2.8069377623829328E-2,0,0,0,0,0,0]
[2033,144,{"$f":"IF(LOADPROFILE=0.1,Results_10PoE!C2401,IF(LOADPROFILE=0.5,Results_50PoE!C2401,\"Invalid Load Profile %\"))","v":0},61.68181818181818,30.84090909090909,0,0,0,139.00196183561397,0,0,0,0,0,1.7290736616278869E-2,2.4135756624248058E-3,false,false,2.8069377623829328E-2,0,0,0,0,0,0]
[2033,145,{"$f":"IF(LOADPROFILE=0.1,Results_10PoE!C2402,IF(LOADPROFILE=0.5,Results_50PoE!C2402,\"Invalid Load Profile %\"))","v":0},61.68181818181818,30.84090909090909,0,0,0,140.00196183561397,0,0,0,0,0,1.7290736616278869E-2,2.4135756624248058E-3,false,false,2.8069377623829328E-2,0,0,0,0,0,0]
[2033,146,{"$f":"IF(LOADPROFILE=0.1,Results_10PoE!C2403,IF(LOADPROFILE=0.5,Results_50PoE!C2403,\"Invalid Load Profile %\"))","v":0},61.68181818181818,30.84090909090909,0,0,0,141.00196183561397,0,0,0,0,0,1.7290736616278869E-2,2.4135756624248058E-3,false,false,2.8069377623829328E-2,0,0,0,0,0,0]
[2033,147,{"$f":"IF(LOADPROFILE=0.1,Results_10PoE!C2404,IF(LOADPROFILE=0.5,Results_50PoE!C2404,\"Invalid Load Profile %\"))","v":0},61.68181818181818,30.84090909090909,0,0,0,142.00196183561397,0,0,0,0,0,1.7290736616278869E-2,2.4135756624248058E-3,false,false,2.8069377623829328E-2,0,0,0,0,0,0]
[2033,148,{"$f":"IF(LOADPROFILE=0.1,Results_10PoE!C2405,IF(LOADPROFILE=0.5,Results_50PoE!C2405,\"Invalid Load Profile %\"))","v":0},61.68181818181818,30.84090909090909,0,0,0,143.00196183561397,0,0,0,0,0,1.7290736616278869E-2,2.4135756624248058E-3,false,false,2.8069377623829328E-2,0,0,0,0,0,0]
[2033,149,{"$f":"IF(LOADPROFILE=0.1,Results_10PoE!C2406,IF(LOADPROFILE=0.5,Results_50PoE!C2406,\"Invalid Load Profile %\"))","v":0},61.68181818181818,30.84090909090909,0,0,0,144.00196183561397,0,0,0,0,0,1.7290736616278869E-2,2.4135756624248058E-3,false,false,2.8069377623829328E-2,0,0,0,0,0,0]
[2033,150,{"$f":"IF(LOADPROFILE=0.1,Results_10PoE!C2407,IF(LOADPROFILE=0.5,Results_50PoE!C2407,\"Invalid Load Profile %\"))","v":0},61.68181818181818,30.84090909090909,0,0,0,145.00196183561397,0,0,0,0,0,1.7290736616278869E-2,2.4135756624248058E-3,false,false,2.8069377623829328E-2,0,0,0,0,0,0]
[2034,1,{"$f":"IF(LOADPROFILE=0.1,Results_10PoE!C2408,IF(LOADPROFILE=0.5,Results_50PoE!C2408,\"Invalid Load Profile %\"))","v":8760},61.68181818181818,30.84090909090909,0,0,0,0,0,0,0,0,0,1.792208121322076E-2,2.5038135327944602E-3,false,false,2.9094287683799937E-2,0,0,0,0,0,0]
[2034,2,{"$f":"IF(LOADPROFILE=0.1,Results_10PoE!C2409,IF(LOADPROFILE=0.5,Results_50PoE!C2409,\"Invalid Load Profile %\"))","v":8760},61.68181818181818,30.84090909090909,0,0,0,0,0,0,0,0,0,1.792208121322076E-2,2.5038135327944602E-3,false,false,2.9094287683799937E-2,0,0,0,0,0,0]
[2034,3,{"$f":"IF(LOADPROFILE=0.1,Results_10PoE!C2410,IF(LOADPROFILE=0.5,Results_50PoE!C2410,\"Invalid Load Profile %\"))","v":8760},61.68181818181818,30.84090909090909,0,0,0,0,0,0,0,0,0,1.792208121322076E-2,2.5038135327944602E-3,false,false,2.9094287683799937E-2,0,0,0,0,0,0]
[2034,4,{"$f":"IF(LOADPROFILE=0.1,Results_10PoE!C2411,IF(LOADPROFILE=0.5,Results_50PoE!C2411,\"Invalid Load Profile %\"))","v":8752},61.68181818181818,30.84090909090909,0,0,0,0,0,0,0,0,0,1.792208121322076E-2,2.5038135327944602E-3,false,false,2.9094287683799937E-2,0,0,0,0,0,0]
[2034,5,{"$f":"IF(LOADPROFILE=0.1,Results_10PoE!C2412,IF(LOADPROFILE=0.5,Results_50PoE!C2412,\"Invalid Load Profile %\"))","v":8578},61.68181818181818,30.84090909090909,0,0,0,1.6856716494778823E-2,0,0,12.04756697896388,12.04756697896388,12.04756697896388,1.792208121322076E-2,2.5038135327944602E-3,false,false,2.9094287683799937E-2,0,0,10.049444182695826,0,0,0]
[2034,6,{"$f":"IF(LOADPROFILE=0.1,Results_10PoE!C2413,IF(LOADPROFILE=0.5,Results_50PoE!C2413,\"Invalid Load Profile %\"))","v":7857},61.68181818181818,30.84090909090909,0,0,0,1.0168567164947788,0,0,1167.2380140383309,1167.2380140383309,1167.2380140383309,1.792208121322076E-2,2.5038135327944602E-3,false,false,2.9094287683799937E-2,0,0,973.64831342965056,0,0,0]
[2034,7,{"$f":"IF(LOADPROFILE=0.1,Results_10PoE!C2414,IF(LOADPROFILE=0.5,Results_50PoE!C2414,\"Invalid Load Profile %\"))","v":6699},61.68181818181818,30.84090909090909,0,0,0,2.0168567164947788,0,0,2339.117346143586,2339.117346143586,2339.117346143586,1.792208121322076E-2,2.5038135327944602E-3,false,false,2.9094287683799937E-2,0,0,1951.1681692984621,0,0,0]
[2034,8,{"$f":"IF(LOADPROFILE=0.1,Results_10PoE!C2415,IF(LOADPROFILE=0.5,Results_50PoE!C2415,\"Invalid Load Profile %\"))","v":5529},61.68181818181818,30.84090909090909,0,0,0,3.0168567164947788,0,0,2129.2457048237552,2129.2457048237552,2129.2457048237552,1.792208121322076E-2,2.5038135327944602E-3,false,false,2.9094287683799937E-2,0,0,1776.1043287191101,0,0,0]
[2034,9,{"$f":"IF(LOADPROFILE=0.1,Results_10PoE!C2416,IF(LOADPROFILE=0.5,Results_50PoE!C2416,\"Invalid Load Profile %\"))","v":4817},61.68181818181818,30.84090909090909,0,0,0,4.0168567164947788,0,0,2783.2653843567109,2783.2653843567109,2783.2653843567109,1.792208121322076E-2,2.5038135327944602E-3,false,false,2.9094287683799937E-2,0,0,2321.6530088241698,0,0,0]
[2034,10,{"$f":"IF(LOADPROFILE=0.1,Results_10PoE!C2417,IF(LOADPROFILE=0.5,Results_50PoE!C2417,\"Invalid Load Profile %\"))","v":4118},61.68181818181818,30.84090909090909,0,0,0,5.0168567164947788,0,0,4192.2808980460923,4192.2808980460923,4192.2808980460923,1.792208121322076E-2,2.5038135327944602E-3,false,false,2.9094287683799937E-2,0,0,3496.9793450128982,0,0,0]
[2034,11,{"$f":"IF(LOADPROFILE=0.1,Results_10PoE!C2418,IF(LOADPROFILE=0.5,Results_50PoE!C2418,\"Invalid Load Profile %\"))","v":3275},61.68181818181818,30.84090909090909,0,0,0,6.0168567164947788,0,0,3512.9831467974495,3512.9831467974495,3512.9831467974495,1.792208121322076E-2,2.5038135327944602E-3,false,false,2.9094287683799937E-2,0,0,2930.3450323318552,0,0,0]
[2034,12,{"$f":"IF(LOADPROFILE=0.1,Results_10PoE!C2419,IF(LOADPROFILE=0.5,Results_50PoE!C2419,\"Invalid Load Profile %\"))","v":2686},61.68181818181818,30.84090909090909,0,0,0,7.0168567164947788,0,0,4722.8427391025425,4722.8427391025425,4722.8427391025425,1.792208121322076E-2,2.5038135327944602E-3,false,false,2.9094287683799937E-2,0,0,3939.5460156506306,0,0,0]
[2034,13,{"$f":"IF(LOADPROFILE=0.1,Results_10PoE!C2420,IF(LOADPROFILE=0.5,Results_50PoE!C2420,\"Invalid Load Profile %\"))","v":2007},61.68181818181818,30.84090909090909,0,0,0,8.0168567164947788,0,0,7517.7237016585632,7517.7237016585632,7517.7237016585632,1.792208121322076E-2,2.5038135327944602E-3,false,false,2.9094287683799937E-2,0,0,6270.8881264293723,0,0,0]
[2034,14,{"$f":"IF(LOADPROFILE=0.1,Results_10PoE!C2421,IF(LOADPROFILE=0.5,Results_50PoE!C2421,\"Invalid Load Profile %\"))","v":1061},61.68181818181818,30.84090909090909,0,0,0,9.0168567164947788,0,0,5550.5736642707407,5550.5736642707407,5550.5736642707407,1.792208121322076E-2,2.5038135327944602E-3,false,false,2.9094287683799937E-2,0,0,4629.9954437628267,0,0,0]
[2034,15,{"$f":"IF(LOADPROFILE=0.1,Results_10PoE!C2422,IF(LOADPROFILE=0.5,Results_50PoE!C2422,\"Invalid Load Profile %\"))","v":440},61.68181818181818,30.84090909090909,0,0,0,10.016856716494779,0,0,2482.3474695004788,2482.3474695004788,2482.3474695004788,1.792208121322076E-2,2.5038135327944602E-3,false,false,2.9094287683799937E-2,0,0,2070.6431747056968,0,0,0]
[2034,16,{"$f":"IF(LOADPROFILE=0.1,Results_10PoE!C2423,IF(LOADPROFILE=0.5,Results_50PoE!C2423,\"Invalid Load Profile %\"))","v":190},61.68181818181818,30.84090909090909,0,0,0,11.016856716494779,0,0,1146.6690809046734,1146.6690809046734,1146.6690809046734,1.792208121322076E-2,2.5038135327944602E-3,false,false,2.9094287683799937E-2,0,0,956.4907955851578,0,0,0]
[2034,17,{"$f":"IF(LOADPROFILE=0.1,Results_10PoE!C2424,IF(LOADPROFILE=0.5,Results_50PoE!C2424,\"Invalid Load Profile %\"))","v":85},61.68181818181818,30.84090909090909,0,0,0,12.016856716494779,0,0,571.7724455401808,571.7724455401808,571.7724455401808,1.792208121322076E-2,2.5038135327944602E-3,false,false,2.9094287683799937E-2,0,0,476.94238070579331,0,0,0]
[2034,18,{"$f":"IF(LOADPROFILE=0.1,Results_10PoE!C2425,IF(LOADPROFILE=0.5,Results_50PoE!C2425,\"Invalid Load Profile %\"))","v":37},61.68181818181818,30.84090909090909,0,0,0,13.016856716494779,0,0,322.57984960324228,322.57984960324228,322.57984960324228,1.792208121322076E-2,2.5038135327944602E-3,false,false,2.9094287683799937E-2,0,0,269.07907619111614,0,0,0]
[2034,19,{"$f":"IF(LOADPROFILE=0.1,Results_10PoE!C2426,IF(LOADPROFILE=0.5,Results_50PoE!C2426,\"Invalid Load Profile %\"))","v":12},61.68181818181818,30.84090909090909,0,0,0,14.016856716494779,0,0,111.15569615604493,111.15569615604493,111.15569615604493,1.792208121322076E-2,2.5038135327944602E-3,false,false,2.9094287683799937E-2,0,0,92.720211978015456,0,0,0]
[2034,20,{"$f":"IF(LOADPROFILE=0.1,Results_10PoE!C2427,IF(LOADPROFILE=0.5,Results_50PoE!C2427,\"Invalid Load Profile %\"))","v":4},61.68181818181818,30.84090909090909,0,0,0,15.016856716494779,0,0,44.657190164644618,44.657190164644618,44.657190164644618,1.792208121322076E-2,2.5038135327944602E-3,false,false,2.9094287683799937E-2,0,0,37.25066984057765,0,0,0]
[2034,21,{"$f":"IF(LOADPROFILE=0.1,Results_10PoE!C2428,IF(LOADPROFILE=0.5,Results_50PoE!C2428,\"Invalid Load Profile %\"))","v":1},61.68181818181818,30.84090909090909,0,0,0,16.016856716494779,0,0,15.876998090257464,15.876998090257464,15.876998090257464,1.792208121322076E-2,2.5038135327944602E-3,false,false,2.9094287683799937E-2,0,0,13.243753396466504,0,0,0]
[2034,22,{"$f":"IF(LOADPROFILE=0.1,Results_10PoE!C2429,IF(LOADPROFILE=0.5,Results_50PoE!C2429,\"Invalid Load Profile %\"))","v":0},61.68181818181818,30.84090909090909,0,0,0,17.016856716494779,0,0,0,0,0,1.792208121322076E-2,2.5038135327944602E-3,false,false,2.9094287683799937E-2,0,0,0,0,0,0]
[2034,23,{"$f":"IF(LOADPROFILE=0.1,Results_10PoE!C2430,IF(LOADPROFILE=0.5,Results_50PoE!C2430,\"Invalid Load Profile %\"))","v":0},61.68181818181818,30.84090909090909,0,0,0,18.016856716494779,0,0,0,0,0,1.792208121322076E-2,2.5038135327944602E-3,false,false,2.9094287683799937E-2,0,0,0,0,0,0]
[2034,24,{"$f":"IF(LOADPROFILE=0.1,Results_10PoE!C2431,IF(LOADPROFILE=0.5,Results_50PoE!C2431,\"Invalid Load Profile %\"))","v":0},61.68181818181818,30.84090909090909,0,0,0,19.016856716494779,0,0,0,0,0,1.792208121322076E-2,2.5038135327944602E-3,false,false,2.9094287683799937E-2,0,0,0,0,0,0]
[2034,25,{"$f":"IF(LOADPROFILE=0.1,Results_10PoE!C2432,IF(LOADPROFILE=0.5,Results_50PoE!C2432,\"Invalid Load Profile %\"))","v":0},61.68181818181818,30.84090909090909,0,0,0,20.016856716494779,0,0,0,0,0,1.792208121322076E-2,2.5038135327944602E-3,false,false,2.9094287683799937E-2,0,0,0,0,0,0]
[2034,26,{"$f":"IF(LOADPROFILE=0.1,Results_10PoE!C2433,IF(LOADPROFILE=0.5,Results_50PoE!C2433,\"Invalid Load Profile %\"))","v":0},61.68181818181818,30.84090909090909,0,0,0,21.016856716494779,0,0,0,0,0,1.792208121322076E-2,2.5038135327944602E-3,false,false,2.9094287683799937E-2,0,0,0,0,0,0]
[2034,27,{"$f":"IF(LOADPROFILE=0.1,Results_10PoE!C2434,IF(LOADPROFILE=0.5,Results_50PoE!C2434,\"Invalid Load Profile %\"))","v":0},61.68181818181818,30.84090909090909,0,0,0,22.016856716494779,0,0,0,0,0,1.792208121322076E-2,2.5038135327944602E-3,false,false,2.9094287683799937E-2,0,0,0,0,0,0]
[2034,28,{"$f":"IF(LOADPROFILE=0.1,Results_10PoE!C2435,IF(LOADPROFILE=0.5,Results_50PoE!C2435,\"Invalid Load Profile %\"))","v":0},61.68181818181818,30.84090909090909,0,0,0,23.016856716494779,0,0,0,0,0,1.792208121322076E-2,2.5038135327944602E-3,false,false,2.9094287683799937E-2,0,0,0,0,0,0]
[2034,29,{"$f":"IF(LOADPROFILE=0.1,Results_10PoE!C2436,IF(LOADPROFILE=0.5,Results_50PoE!C2436,\"Invalid Load Profile %\"))","v":0},61.68181818181818,30.84090909090909,0,0,0,24.016856716494779,0,0,0,0,0,1.792208121322076E-2,2.5038135327944602E-3,false,false,2.9094287683799937E-2,0,0,0,0,0,0]
[2034,30,{"$f":"IF(LOADPROFILE=0.1,Results_10PoE!C2437,IF(LOADPROFILE=0.5,Results_50PoE!C2437,\"Invalid Load Profile %\"))","v":0},61.68181818181818,30.84090909090909,0,0,0,25.016856716494779,0,0,0,0,0,1.792208121322076E-2,2.5038135327944602E-3,false,false,2.9094287683799937E-2,0,0,0,0,0,0]
[2034,31,{"$f":"IF(LOADPROFILE=0.1,Results_10PoE!C2438,IF(LOADPROFILE=0.5,Results_50PoE!C2438,\"Invalid Load Profile %\"))","v":0},61.68181818181818,30.84090909090909,0,0,0,26.016856716494779,0,0,0,0,0,1.792208121322076E-2,2.5038135327944602E-3,false,false,2.9094287683799937E-2,0,0,0,0,0,0]
[2034,32,{"$f":"IF(LOADPROFILE=0.1,Results_10PoE!C2439,IF(LOADPROFILE=0.5,Results_50PoE!C2439,\"Invalid Load Profile %\"))","v":0},61.68181818181818,30.84090909090909,0,0,0,27.016856716494779,0,0,0,0,0,1.792208121322076E-2,2.5038135327944602E-3,false,false,2.9094287683799937E-2,0,0,0,0,0,0]
[2034,33,{"$f":"IF(LOADPROFILE=0.1,Results_10PoE!C2440,IF(LOADPROFILE=0.5,Results_50PoE!C2440,\"Invalid Load Profile %\"))","v":0},61.68181818181818,30.84090909090909,0,0,0,28.016856716494779,0,0,0,0,0,1.792208121322076E-2,2.5038135327944602E-3,false,false,2.9094287683799937E-2,0,0,0,0,0,0]
[2034,34,{"$f":"IF(LOADPROFILE=0.1,Results_10PoE!C2441,IF(LOADPROFILE=0.5,Results_50PoE!C2441,\"Invalid Load Profile %\"))","v":0},{"$f":"VLOOKUP($A2470,$Q$4:$AB$26,6,FALSE)","v":61.68181818181818},{"$f":"VLOOKUP($A2470,$Q$4:$AB$26,7,FALSE)","v":30.84090909090909},{"$f":"VLOOKUP($A2470,$Q$4:$AB$26,9,FALSE)","v":0},{"$f":"VLOOKUP($A2470,$Q$4:$AB$26,10,FALSE)","v":0},{"$f":"VLOOKUP($A2470,$Q$4:$AB$26,11,FALSE)","v":0},{"$f":"IF(B2470-VLOOKUP(A2470,$Q$4:$AB$26,12,FALSE)<0,0,B2470-VLOOKUP(A2470,$Q$4:$AB$26,12,FALSE))","v":29.016856716494779},{"$f":"IF(B2470=150,0,IF(IF($I2470>D2470,($I2470-D2470)*($C2470-$C2471),0)<0,0,IF($I2470>D2470,($I2470-D2470)*($C2470-$C2471),0)))*$Y$30","v":0},{"$f":"IF(C2470=150,0,IF(IF($I2470>E2470,($I2470-E2470)*($C2470-$C2471),0)<0,0,IF($I2470>E2470,($I2470-E2470)*($C2470-$C2471),0)))*$Y$30","v":0},{"$f":"IF(D2470=150,0,IF(IF($I2470>F2470,($I2470-F2470)*($C2470-$C2471),0)<0,0,IF($I2470>F2470,($I2470-F2470)*($C2470-$C2471),0)))*$Y$30","v":0},{"$f":"IF(E2470=150,0,IF(IF($I2470>G2470,($I2470-G2470)*($C2470-$C2471),0)<0,0,IF($I2470>G2470,($I2470-G2470)*($C2470-$C2471),0)))*$Y$30","v":0},{"$f":"IF(F2470=150,0,IF(IF($I2470>H2470,($I2470-H2470)*($C2470-$C2471),0)<0,0,IF($I2470>H2470,($I2470-H2470)*($C2470-$C2471),0)))*$Y$30","v":0},{"$f":"VLOOKUP($A2470, $Q$4:$BB$26,33,FALSE)","v":1.792208121322076E-2},{"$f":"VLOOKUP($A2470, $Q$4:$BB$26,34,FALSE)","v":2.5038135327944602E-3},{"$f":"VLOOKUP($A2470, $Q$4:$BB$26,35,FALSE)","v":false},{"$f":"VLOOKUP($A2470, $Q$4:$BB$26,36,FALSE)","v":false},{"$f":"VLOOKUP($A2470, $Q$4:$BB$26,37,FALSE)","v":2.9094287683799937E-2},{"$f":"J2470*1000*($S$34/365)","v":0},{"$f":"O2470*K2470*1000*($T$34/365)","v":0},{"$f":"P2470*L2470*1000*($U$34/365)","v":0},{"$f":"Q2470*M2470*1000*($V$34/365)","v":0},{"$f":"R2470*N2470*1000*($W$34/365)","v":0},{"$f":"S2470*K2470*1000*($X$34/365)","v":0}]
[2034,35,{"$f":"IF(LOADPROFILE=0.1,Results_10PoE!C2442,IF(LOADPROFILE=0.5,Results_50PoE!C2442,\"Invalid Load Profile %\"))","v":0},61.68181818181818,30.84090909090909,0,0,0,30.016856716494779,0,0,0,0,0,1.792208121322076E-2,2.5038135327944602E-3,false,false,2.9094287683799937E-2,0,0,0,0,0,0]
[2034,36,{"$f":"IF(LOADPROFILE=0.1,Results_10PoE!C2443,IF(LOADPROFILE=0.5,Results_50PoE!C2443,\"Invalid Load Profile %\"))","v":0},61.68181818181818,30.84090909090909,0,0,0,31.016856716494779,0,0,0,0,0,1.792208121322076E-2,2.5038135327944602E-3,false,false,2.9094287683799937E-2,0,0,0,0,0,0]
[2034,37,{"$f":"IF(LOADPROFILE=0.1,Results_10PoE!C2444,IF(LOADPROFILE=0.5,Results_50PoE!C2444,\"Invalid Load Profile %\"))","v":0},61.68181818181818,30.84090909090909,0,0,0,32.016856716494779,0,0,0,0,0,1.792208121322076E-2,2.5038135327944602E-3,false,false,2.9094287683799937E-2,0,0,0,0,0,0]
[2034,38,{"$f":"IF(LOADPROFILE=0.1,Results_10PoE!C2445,IF(LOADPROFILE=0.5,Results_50PoE!C2445,\"Invalid Load Profile %\"))","v":0},61.68181818181818,30.84090909090909,0,0,0,33.016856716494779,0,0,0,0,0,1.792208121322076E-2,2.5038135327944602E-3,false,false,2.9094287683799937E-2,0,0,0,0,0,0]
[2034,39,{"$f":"IF(LOADPROFILE=0.1,Results_10PoE!C2446,IF(LOADPROFILE=0.5,Results_50PoE!C2446,\"Invalid Load Profile %\"))","v":0},61.68181818181818,30.84090909090909,0,0,0,34.016856716494779,0,0,0,0,0,1.792208121322076E-2,2.5038135327944602E-3,false,false,2.9094287683799937E-2,0,0,0,0,0,0]
[2034,40,{"$f":"IF(LOADPROFILE=0.1,Results_10PoE!C2447,IF(LOADPROFILE=0.5,Results_50PoE!C2447,\"Invalid Load Profile %\"))","v":0},61.68181818181818,30.84090909090909,0,0,0,35.016856716494779,0,0,0,0,0,1.792208121322076E-2,2.5038135327944602E-3,false,false,2.9094287683799937E-2,0,0,0,0,0,0]
[2034,41,{"$f":"IF(LOADPROFILE=0.1,Results_10PoE!C2448,IF(LOADPROFILE=0.5,Results_50PoE!C2448,\"Invalid Load Profile %\"))","v":0},61.68181818181818,30.84090909090909,0,0,0,36.016856716494779,0,0,0,0,0,1.792208121322076E-2,2.5038135327944602E-3,false,false,2.9094287683799937E-2,0,0,0,0,0,0]
[2034,42,{"$f":"IF(LOADPROFILE=0.1,Results_10PoE!C2449,IF(LOADPROFILE=0.5,Results_50PoE!C2449,\"Invalid Load Profile %\"))","v":0},61.68181818181818,30.84090909090909,0,0,0,37.016856716494779,0,0,0,0,0,1.792208121322076E-2,2.5038135327944602E-3,false,false,2.9094287683799937E-2,0,0,0,0,0,0]
[2034,43,{"$f":"IF(LOADPROFILE=0.1,Results_10PoE!C2450,IF(LOADPROFILE=0.5,Results_50PoE!C2450,\"Invalid Load Profile %\"))","v":0},61.68181818181818,30.84090909090909,0,0,0,38.016856716494779,0,0,0,0,0,1.792208121322076E-2,2.5038135327944602E-3,false,false,2.9094287683799937E-2,0,0,0,0,0,0]
[2034,44,{"$f":"IF(LOADPROFILE=0.1,Results_10PoE!C2451,IF(LOADPROFILE=0.5,Results_50PoE!C2451,\"Invalid Load Profile %\"))","v":0},61.68181818181818,30.84090909090909,0,0,0,39.016856716494779,0,0,0,0,0,1.792208121322076E-2,2.5038135327944602E-3,false,false,2.9094287683799937E-2,0,0,0,0,0,0]
[2034,45,{"$f":"IF(LOADPROFILE=0.1,Results_10PoE!C2452,IF(LOADPROFILE=0.5,Results_50PoE!C2452,\"Invalid Load Profile %\"))","v":0},61.68181818181818,30.84090909090909,0,0,0,40.016856716494779,0,0,0,0,0,1.792208121322076E-2,2.5038135327944602E-3,false,false,2.9094287683799937E-2,0,0,0,0,0,0]
[2034,46,{"$f":"IF(LOADPROFILE=0.1,Results_10PoE!C2453,IF(LOADPROFILE=0.5,Results_50PoE!C2453,\"Invalid Load Profile %\"))","v":0},61.68181818181818,30.84090909090909,0,0,0,41.016856716494779,0,0,0,0,0,1.792208121322076E-2,2.5038135327944602E-3,false,false,2.9094287683799937E-2,0,0,0,0,0,0]
[2034,47,{"$f":"IF(LOADPROFILE=0.1,Results_10PoE!C2454,IF(LOADPROFILE=0.5,Results_50PoE!C2454,\"Invalid Load Profile %\"))","v":0},61.68181818181818,30.84090909090909,0,0,0,42.016856716494779,0,0,0,0,0,1.792208121322076E-2,2.5038135327944602E-3,false,false,2.9094287683799937E-2,0,0,0,0,0,0]
[2034,48,{"$f":"IF(LOADPROFILE=0.1,Results_10PoE!C2455,IF(LOADPROFILE=0.5,Results_50PoE!C2455,\"Invalid Load Profile %\"))","v":0},61.68181818181818,30.84090909090909,0,0,0,43.016856716494779,0,0,0,0,0,1.792208121322076E-2,2.5038135327944602E-3,false,false,2.9094287683799937E-2,0,0,0,0,0,0]
[2034,49,{"$f":"IF(LOADPROFILE=0.1,Results_10PoE!C2456,IF(LOADPROFILE=0.5,Results_50PoE!C2456,\"Invalid Load Profile %\"))","v":0},61.68181818181818,30.84090909090909,0,0,0,44.016856716494779,0,0,0,0,0,1.792208121322076E-2,2.5038135327944602E-3,false,false,2.9094287683799937E-2,0,0,0,0,0,0]
[2034,50,{"$f":"IF(LOADPROFILE=0.1,Results_10PoE!C2457,IF(LOADPROFILE=0.5,Results_50PoE!C2457,\"Invalid Load Profile %\"))","v":0},61.68181818181818,30.84090909090909,0,0,0,45.016856716494779,0,0,0,0,0,1.792208121322076E-2,2.5038135327944602E-3,false,false,2.9094287683799937E-2,0,0,0,0,0,0]
[2034,51,{"$f":"IF(LOADPROFILE=0.1,Results_10PoE!C2458,IF(LOADPROFILE=0.5,Results_50PoE!C2458,\"Invalid Load Profile %\"))","v":0},61.68181818181818,30.84090909090909,0,0,0,46.016856716494779,0,0,0,0,0,1.792208121322076E-2,2.5038135327944602E-3,false,false,2.9094287683799937E-2,0,0,0,0,0,0]
[2034,52,{"$f":"IF(LOADPROFILE=0.1,Results_10PoE!C2459,IF(LOADPROFILE=0.5,Results_50PoE!C2459,\"Invalid Load Profile %\"))","v":0},61.68181818181818,30.84090909090909,0,0,0,47.016856716494779,0,0,0,0,0,1.792208121322076E-2,2.5038135327944602E-3,false,false,2.9094287683799937E-2,0,0,0,0,0,0]
[2034,53,{"$f":"IF(LOADPROFILE=0.1,Results_10PoE!C2460,IF(LOADPROFILE=0.5,Results_50PoE!C2460,\"Invalid Load Profile %\"))","v":0},61.68181818181818,30.84090909090909,0,0,0,48.016856716494779,0,0,0,0,0,1.792208121322076E-2,2.5038135327944602E-3,false,false,2.9094287683799937E-2,0,0,0,0,0,0]
[2034,54,{"$f":"IF(LOADPROFILE=0.1,Results_10PoE!C2461,IF(LOADPROFILE=0.5,Results_50PoE!C2461,\"Invalid Load Profile %\"))","v":0},61.68181818181818,30.84090909090909,0,0,0,49.016856716494779,0,0,0,0,0,1.792208121322076E-2,2.5038135327944602E-3,false,false,2.9094287683799937E-2,0,0,0,0,0,0]
[2034,55,{"$f":"IF(LOADPROFILE=0.1,Results_10PoE!C2462,IF(LOADPROFILE=0.5,Results_50PoE!C2462,\"Invalid Load Profile %\"))","v":0},61.68181818181818,30.84090909090909,0,0,0,50.016856716494779,0,0,0,0,0,1.792208121322076E-2,2.5038135327944602E-3,false,false,2.9094287683799937E-2,0,0,0,0,0,0]
[2034,56,{"$f":"IF(LOADPROFILE=0.1,Results_10PoE!C2463,IF(LOADPROFILE=0.5,Results_50PoE!C2463,\"Invalid Load Profile %\"))","v":0},61.68181818181818,30.84090909090909,0,0,0,51.016856716494779,0,0,0,0,0,1.792208121322076E-2,2.5038135327944602E-3,false,false,2.9094287683799937E-2,0,0,0,0,0,0]
[2034,57,{"$f":"IF(LOADPROFILE=0.1,Results_10PoE!C2464,IF(LOADPROFILE=0.5,Results_50PoE!C2464,\"Invalid Load Profile %\"))","v":0},61.68181818181818,30.84090909090909,0,0,0,52.016856716494779,0,0,0,0,0,1.792208121322076E-2,2.5038135327944602E-3,false,false,2.9094287683799937E-2,0,0,0,0,0,0]
[2034,58,{"$f":"IF(LOADPROFILE=0.1,Results_10PoE!C2465,IF(LOADPROFILE=0.5,Results_50PoE!C2465,\"Invalid Load Profile %\"))","v":0},61.68181818181818,30.84090909090909,0,0,0,53.016856716494779,0,0,0,0,0,1.792208121322076E-2,2.5038135327944602E-3,false,false,2.9094287683799937E-2,0,0,0,0,0,0]
[2034,59,{"$f":"IF(LOADPROFILE=0.1,Results_10PoE!C2466,IF(LOADPROFILE=0.5,Results_50PoE!C2466,\"Invalid Load Profile %\"))","v":0},61.68181818181818,30.84090909090909,0,0,0,54.016856716494779,0,0,0,0,0,1.792208121322076E-2,2.5038135327944602E-3,false,false,2.9094287683799937E-2,0,0,0,0,0,0]
[2034,60,{"$f":"IF(LOADPROFILE=0.1,Results_10PoE!C2467,IF(LOADPROFILE=0.5,Results_50PoE!C2467,\"Invalid Load Profile %\"))","v":0},61.68181818181818,30.84090909090909,0,0,0,55.016856716494779,0,0,0,0,0,1.792208121322076E-2,2.5038135327944602E-3,false,false,2.9094287683799937E-2,0,0,0,0,0,0]
[2034,61,{"$f":"IF(LOADPROFILE=0.1,Results_10PoE!C2468,IF(LOADPROFILE=0.5,Results_50PoE!C2468,\"Invalid Load Profile %\"))","v":0},61.68181818181818,30.84090909090909,0,0,0,56.016856716494779,0,0,0,0,0,1.792208121322076E-2,2.5038135327944602E-3,false,false,2.9094287683799937E-2,0,0,0,0,0,0]
[2034,62,{"$f":"IF(LOADPROFILE=0.1,Results_10PoE!C2469,IF(LOADPROFILE=0.5,Results_50PoE!C2469,\"Invalid Load Profile %\"))","v":0},61.68181818181818,30.84090909090909,0,0,0,57.016856716494779,0,0,0,0,0,1.792208121322076E-2,2.5038135327944602E-3,false,false,2.9094287683799937E-2,0,0,0,0,0,0]
[2034,63,{"$f":"IF(LOADPROFILE=0.1,Results_10PoE!C2470,IF(LOADPROFILE=0.5,Results_50PoE!C2470,\"Invalid Load Profile %\"))","v":0},61.68181818181818,30.84090909090909,0,0,0,58.016856716494779,0,0,0,0,0,1.792208121322076E-2,2.5038135327944602E-3,false,false,2.9094287683799937E-2,0,0,0,0,0,0]
[2034,64,{"$f":"IF(LOADPROFILE=0.1,Results_10PoE!C2471,IF(LOADPROFILE=0.5,Results_50PoE!C2471,\"Invalid Load Profile %\"))","v":0},61.68181818181818,30.84090909090909,0,0,0,59.016856716494779,0,0,0,0,0,1.792208121322076E-2,2.5038135327944602E-3,false,false,2.9094287683799937E-2,0,0,0,0,0,0]
[2034,65,{"$f":"IF(LOADPROFILE=0.1,Results_10PoE!C2472,IF(LOADPROFILE=0.5,Results_50PoE!C2472,\"Invalid Load Profile %\"))","v":0},61.68181818181818,30.84090909090909,0,0,0,60.016856716494779,0,0,0,0,0,1.792208121322076E-2,2.5038135327944602E-3,false,false,2.9094287683799937E-2,0,0,0,0,0,0]
[2034,66,{"$f":"IF(LOADPROFILE=0.1,Results_10PoE!C2473,IF(LOADPROFILE=0.5,Results_50PoE!C2473,\"Invalid Load Profile %\"))","v":0},61.68181818181818,30.84090909090909,0,0,0,61.016856716494779,0,0,0,0,0,1.792208121322076E-2,2.5038135327944602E-3,false,false,2.9094287683799937E-2,0,0,0,0,0,0]
[2034,67,{"$f":"IF(LOADPROFILE=0.1,Results_10PoE!C2474,IF(LOADPROFILE=0.5,Results_50PoE!C2474,\"Invalid Load Profile %\"))","v":0},61.68181818181818,30.84090909090909,0,0,0,62.016856716494779,0,0,0,0,0,1.792208121322076E-2,2.5038135327944602E-3,false,false,2.9094287683799937E-2,0,0,0,0,0,0]
[2034,68,{"$f":"IF(LOADPROFILE=0.1,Results_10PoE!C2475,IF(LOADPROFILE=0.5,Results_50PoE!C2475,\"Invalid Load Profile %\"))","v":0},61.68181818181818,30.84090909090909,0,0,0,63.016856716494779,0,0,0,0,0,1.792208121322076E-2,2.5038135327944602E-3,false,false,2.9094287683799937E-2,0,0,0,0,0,0]
[2034,69,{"$f":"IF(LOADPROFILE=0.1,Results_10PoE!C2476,IF(LOADPROFILE=0.5,Results_50PoE!C2476,\"Invalid Load Profile %\"))","v":0},61.68181818181818,30.84090909090909,0,0,0,64.016856716494772,0,0,0,0,0,1.792208121322076E-2,2.5038135327944602E-3,false,false,2.9094287683799937E-2,0,0,0,0,0,0]
[2034,70,{"$f":"IF(LOADPROFILE=0.1,Results_10PoE!C2477,IF(LOADPROFILE=0.5,Results_50PoE!C2477,\"Invalid Load Profile %\"))","v":0},61.68181818181818,30.84090909090909,0,0,0,65.016856716494772,0,0,0,0,0,1.792208121322076E-2,2.5038135327944602E-3,false,false,2.9094287683799937E-2,0,0,0,0,0,0]
[2034,71,{"$f":"IF(LOADPROFILE=0.1,Results_10PoE!C2478,IF(LOADPROFILE=0.5,Results_50PoE!C2478,\"Invalid Load Profile %\"))","v":0},61.68181818181818,30.84090909090909,0,0,0,66.016856716494772,0,0,0,0,0,1.792208121322076E-2,2.5038135327944602E-3,false,false,2.9094287683799937E-2,0,0,0,0,0,0]
[2034,72,{"$f":"IF(LOADPROFILE=0.1,Results_10PoE!C2479,IF(LOADPROFILE=0.5,Results_50PoE!C2479,\"Invalid Load Profile %\"))","v":0},61.68181818181818,30.84090909090909,0,0,0,67.016856716494772,0,0,0,0,0,1.792208121322076E-2,2.5038135327944602E-3,false,false,2.9094287683799937E-2,0,0,0,0,0,0]
[2034,73,{"$f":"IF(LOADPROFILE=0.1,Results_10PoE!C2480,IF(LOADPROFILE=0.5,Results_50PoE!C2480,\"Invalid Load Profile %\"))","v":0},61.68181818181818,30.84090909090909,0,0,0,68.016856716494772,0,0,0,0,0,1.792208121322076E-2,2.5038135327944602E-3,false,false,2.9094287683799937E-2,0,0,0,0,0,0]
[2034,74,{"$f":"IF(LOADPROFILE=0.1,Results_10PoE!C2481,IF(LOADPROFILE=0.5,Results_50PoE!C2481,\"Invalid Load Profile %\"))","v":0},61.68181818181818,30.84090909090909,0,0,0,69.016856716494772,0,0,0,0,0,1.792208121322076E-2,2.5038135327944602E-3,false,false,2.9094287683799937E-2,0,0,0,0,0,0]
[2034,75,{"$f":"IF(LOADPROFILE=0.1,Results_10PoE!C2482,IF(LOADPROFILE=0.5,Results_50PoE!C2482,\"Invalid Load Profile %\"))","v":0},61.68181818181818,30.84090909090909,0,0,0,70.016856716494772,0,0,0,0,0,1.792208121322076E-2,2.5038135327944602E-3,false,false,2.9094287683799937E-2,0,0,0,0,0,0]
[2034,76,{"$f":"IF(LOADPROFILE=0.1,Results_10PoE!C2483,IF(LOADPROFILE=0.5,Results_50PoE!C2483,\"Invalid Load Profile %\"))","v":0},61.68181818181818,30.84090909090909,0,0,0,71.016856716494772,0,0,0,0,0,1.792208121322076E-2,2.5038135327944602E-3,false,false,2.9094287683799937E-2,0,0,0,0,0,0]
[2034,77,{"$f":"IF(LOADPROFILE=0.1,Results_10PoE!C2484,IF(LOADPROFILE=0.5,Results_50PoE!C2484,\"Invalid Load Profile %\"))","v":0},61.68181818181818,30.84090909090909,0,0,0,72.016856716494772,0,0,0,0,0,1.792208121322076E-2,2.5038135327944602E-3,false,false,2.9094287683799937E-2,0,0,0,0,0,0]
[2034,78,{"$f":"IF(LOADPROFILE=0.1,Results_10PoE!C2485,IF(LOADPROFILE=0.5,Results_50PoE!C2485,\"Invalid Load Profile %\"))","v":0},61.68181818181818,30.84090909090909,0,0,0,73.016856716494772,0,0,0,0,0,1.792208121322076E-2,2.5038135327944602E-3,false,false,2.9094287683799937E-2,0,0,0,0,0,0]
[2034,79,{"$f":"IF(LOADPROFILE=0.1,Results_10PoE!C2486,IF(LOADPROFILE=0.5,Results_50PoE!C2486,\"Invalid Load Profile %\"))","v":0},61.68181818181818,30.84090909090909,0,0,0,74.016856716494772,0,0,0,0,0,1.792208121322076E-2,2.5038135327944602E-3,false,false,2.9094287683799937E-2,0,0,0,0,0,0]
[2034,80,{"$f":"IF(LOADPROFILE=0.1,Results_10PoE!C2487,IF(LOADPROFILE=0.5,Results_50PoE!C2487,\"Invalid Load Profile %\"))","v":0},61.68181818181818,30.84090909090909,0,0,0,75.016856716494772,0,0,0,0,0,1.792208121322076E-2,2.5038135327944602E-3,false,false,2.9094287683799937E-2,0,0,0,0,0,0]
[2034,81,{"$f":"IF(LOADPROFILE=0.1,Results_10PoE!C2488,IF(LOADPROFILE=0.5,Results_50PoE!C2488,\"Invalid Load Profile %\"))","v":0},61.68181818181818,30.84090909090909,0,0,0,76.016856716494772,0,0,0,0,0,1.792208121322076E-2,2.5038135327944602E-3,false,false,2.9094287683799937E-2,0,0,0,0,0,0]
[2034,82,{"$f":"IF(LOADPROFILE=0.1,Results_10PoE!C2489,IF(LOADPROFILE=0.5,Results_50PoE!C2489,\"Invalid Load Profile %\"))","v":0},61.68181818181818,30.84090909090909,0,0,0,77.016856716494772,0,0,0,0,0,1.792208121322076E-2,2.5038135327944602E-3,false,false,2.9094287683799937E-2,0,0,0,0,0,0]
[2034,83,{"$f":"IF(LOADPROFILE=0.1,Results_10PoE!C2490,IF(LOADPROFILE=0.5,Results_50PoE!C2490,\"Invalid Load Profile %\"))","v":0},61.68181818181818,30.84090909090909,0,0,0,78.016856716494772,0,0,0,0,0,1.792208121322076E-2,2.5038135327944602E-3,false,false,2.9094287683799937E-2,0,0,0,0,0,0]
[2034,84,{"$f":"IF(LOADPROFILE=0.1,Results_10PoE!C2491,IF(LOADPROFILE=0.5,Results_50PoE!C2491,\"Invalid Load Profile %\"))","v":0},61.68181818181818,30.84090909090909,0,0,0,79.016856716494772,0,0,0,0,0,1.792208121322076E-2,2.5038135327944602E-3,false,false,2.9094287683799937E-2,0,0,0,0,0,0]
[2034,85,{"$f":"IF(LOADPROFILE=0.1,Results_10PoE!C2492,IF(LOADPROFILE=0.5,Results_50PoE!C2492,\"Invalid Load Profile %\"))","v":0},61.68181818181818,30.84090909090909,0,0,0,80.016856716494772,0,0,0,0,0,1.792208121322076E-2,2.5038135327944602E-3,false,false,2.9094287683799937E-2,0,0,0,0,0,0]
[2034,86,{"$f":"IF(LOADPROFILE=0.1,Results_10PoE!C2493,IF(LOADPROFILE=0.5,Results_50PoE!C2493,\"Invalid Load Profile %\"))","v":0},61.68181818181818,30.84090909090909,0,0,0,81.016856716494772,0,0,0,0,0,1.792208121322076E-2,2.5038135327944602E-3,false,false,2.9094287683799937E-2,0,0,0,0,0,0]
[2034,87,{"$f":"IF(LOADPROFILE=0.1,Results_10PoE!C2494,IF(LOADPROFILE=0.5,Results_50PoE!C2494,\"Invalid Load Profile %\"))","v":0},61.68181818181818,30.84090909090909,0,0,0,82.016856716494772,0,0,0,0,0,1.792208121322076E-2,2.5038135327944602E-3,false,false,2.9094287683799937E-2,0,0,0,0,0,0]
[2034,88,{"$f":"IF(LOADPROFILE=0.1,Results_10PoE!C2495,IF(LOADPROFILE=0.5,Results_50PoE!C2495,\"Invalid Load Profile %\"))","v":0},61.68181818181818,30.84090909090909,0,0,0,83.016856716494772,0,0,0,0,0,1.792208121322076E-2,2.5038135327944602E-3,false,false,2.9094287683799937E-2,0,0,0,0,0,0]
[2034,89,{"$f":"IF(LOADPROFILE=0.1,Results_10PoE!C2496,IF(LOADPROFILE=0.5,Results_50PoE!C2496,\"Invalid Load Profile %\"))","v":0},61.68181818181818,30.84090909090909,0,0,0,84.016856716494772,0,0,0,0,0,1.792208121322076E-2,2.5038135327944602E-3,false,false,2.9094287683799937E-2,0,0,0,0,0,0]
[2034,90,{"$f":"IF(LOADPROFILE=0.1,Results_10PoE!C2497,IF(LOADPROFILE=0.5,Results_50PoE!C2497,\"Invalid Load Profile %\"))","v":0},61.68181818181818,30.84090909090909,0,0,0,85.016856716494772,0,0,0,0,0,1.792208121322076E-2,2.5038135327944602E-3,false,false,2.9094287683799937E-2,0,0,0,0,0,0]
[2034,91,{"$f":"IF(LOADPROFILE=0.1,Results_10PoE!C2498,IF(LOADPROFILE=0.5,Results_50PoE!C2498,\"Invalid Load Profile %\"))","v":0},61.68181818181818,30.84090909090909,0,0,0,86.016856716494772,0,0,0,0,0,1.792208121322076E-2,2.5038135327944602E-3,false,false,2.9094287683799937E-2,0,0,0,0,0,0]
[2034,92,{"$f":"IF(LOADPROFILE=0.1,Results_10PoE!C2499,IF(LOADPROFILE=0.5,Results_50PoE!C2499,\"Invalid Load Profile %\"))","v":0},61.68181818181818,30.84090909090909,0,0,0,87.016856716494772,0,0,0,0,0,1.792208121322076E-2,2.5038135327944602E-3,false,false,2.9094287683799937E-2,0,0,0,0,0,0]
[2034,93,{"$f":"IF(LOADPROFILE=0.1,Results_10PoE!C2500,IF(LOADPROFILE=0.5,Results_50PoE!C2500,\"Invalid Load Profile %\"))","v":0},61.68181818181818,30.84090909090909,0,0,0,88.016856716494772,0,0,0,0,0,1.792208121322076E-2,2.5038135327944602E-3,false,false,2.9094287683799937E-2,0,0,0,0,0,0]
[2034,94,{"$f":"IF(LOADPROFILE=0.1,Results_10PoE!C2501,IF(LOADPROFILE=0.5,Results_50PoE!C2501,\"Invalid Load Profile %\"))","v":0},61.68181818181818,30.84090909090909,0,0,0,89.016856716494772,0,0,0,0,0,1.792208121322076E-2,2.5038135327944602E-3,false,false,2.9094287683799937E-2,0,0,0,0,0,0]
[2034,95,{"$f":"IF(LOADPROFILE=0.1,Results_10PoE!C2502,IF(LOADPROFILE=0.5,Results_50PoE!C2502,\"Invalid Load Profile %\"))","v":0},61.68181818181818,30.84090909090909,0,0,0,90.016856716494772,0,0,0,0,0,1.792208121322076E-2,2.5038135327944602E-3,false,false,2.9094287683799937E-2,0,0,0,0,0,0]
[2034,96,{"$f":"IF(LOADPROFILE=0.1,Results_10PoE!C2503,IF(LOADPROFILE=0.5,Results_50PoE!C2503,\"Invalid Load Profile %\"))","v":0},61.68181818181818,30.84090909090909,0,0,0,91.016856716494772,0,0,0,0,0,1.792208121322076E-2,2.5038135327944602E-3,false,false,2.9094287683799937E-2,0,0,0,0,0,0]
[2034,97,{"$f":"IF(LOADPROFILE=0.1,Results_10PoE!C2504,IF(LOADPROFILE=0.5,Results_50PoE!C2504,\"Invalid Load Profile %\"))","v":0},61.68181818181818,30.84090909090909,0,0,0,92.016856716494772,0,0,0,0,0,1.792208121322076E-2,2.5038135327944602E-3,false,false,2.9094287683799937E-2,0,0,0,0,0,0]
[2034,98,{"$f":"IF(LOADPROFILE=0.1,Results_10PoE!C2505,IF(LOADPROFILE=0.5,Results_50PoE!C2505,\"Invalid Load Profile %\"))","v":0},{"$f":"VLOOKUP($A2534,$Q$4:$AB$26,6,FALSE)","v":61.68181818181818},{"$f":"VLOOKUP($A2534,$Q$4:$AB$26,7,FALSE)","v":30.84090909090909},{"$f":"VLOOKUP($A2534,$Q$4:$AB$26,9,FALSE)","v":0},{"$f":"VLOOKUP($A2534,$Q$4:$AB$26,10,FALSE)","v":0},{"$f":"VLOOKUP($A2534,$Q$4:$AB$26,11,FALSE)","v":0},{"$f":"IF(B2534-VLOOKUP(A2534,$Q$4:$AB$26,12,FALSE)<0,0,B2534-VLOOKUP(A2534,$Q$4:$AB$26,12,FALSE))","v":93.016856716494772},{"$f":"IF(B2534=150,0,IF(IF($I2534>D2534,($I2534-D2534)*($C2534-$C2535),0)<0,0,IF($I2534>D2534,($I2534-D2534)*($C2534-$C2535),0)))*$Y$30","v":0},{"$f":"IF(C2534=150,0,IF(IF($I2534>E2534,($I2534-E2534)*($C2534-$C2535),0)<0,0,IF($I2534>E2534,($I2534-E2534)*($C2534-$C2535),0)))*$Y$30","v":0},{"$f":"IF(D2534=150,0,IF(IF($I2534>F2534,($I2534-F2534)*($C2534-$C2535),0)<0,0,IF($I2534>F2534,($I2534-F2534)*($C2534-$C2535),0)))*$Y$30","v":0},{"$f":"IF(E2534=150,0,IF(IF($I2534>G2534,($I2534-G2534)*($C2534-$C2535),0)<0,0,IF($I2534>G2534,($I2534-G2534)*($C2534-$C2535),0)))*$Y$30","v":0},{"$f":"IF(F2534=150,0,IF(IF($I2534>H2534,($I2534-H2534)*($C2534-$C2535),0)<0,0,IF($I2534>H2534,($I2534-H2534)*($C2534-$C2535),0)))*$Y$30","v":0},{"$f":"VLOOKUP($A2534, $Q$4:$BB$26,33,FALSE)","v":1.792208121322076E-2},{"$f":"VLOOKUP($A2534, $Q$4:$BB$26,34,FALSE)","v":2.5038135327944602E-3},{"$f":"VLOOKUP($A2534, $Q$4:$BB$26,35,FALSE)","v":false},{"$f":"VLOOKUP($A2534, $Q$4:$BB$26,36,FALSE)","v":false},{"$f":"VLOOKUP($A2534, $Q$4:$BB$26,37,FALSE)","v":2.9094287683799937E-2},{"$f":"J2534*1000*($S$34/365)","v":0},{"$f":"O2534*K2534*1000*($T$34/365)","v":0},{"$f":"P2534*L2534*1000*($U$34/365)","v":0},{"$f":"Q2534*M2534*1000*($V$34/365)","v":0},{"$f":"R2534*N2534*1000*($W$34/365)","v":0},{"$f":"S2534*K2534*1000*($X$34/365)","v":0}]
[2034,99,{"$f":"IF(LOADPROFILE=0.1,Results_10PoE!C2506,IF(LOADPROFILE=0.5,Results_50PoE!C2506,\"Invalid Load Profile %\"))","v":0},61.68181818181818,30.84090909090909,0,0,0,94.016856716494772,0,0,0,0,0,1.792208121322076E-2,2.5038135327944602E-3,false,false,2.9094287683799937E-2,0,0,0,0,0,0]
[2034,100,{"$f":"IF(LOADPROFILE=0.1,Results_10PoE!C2507,IF(LOADPROFILE=0.5,Results_50PoE!C2507,\"Invalid Load Profile %\"))","v":0},61.68181818181818,30.84090909090909,0,0,0,95.016856716494772,0,0,0,0,0,1.792208121322076E-2,2.5038135327944602E-3,false,false,2.9094287683799937E-2,0,0,0,0,0,0]
[2034,101,{"$f":"IF(LOADPROFILE=0.1,Results_10PoE!C2508,IF(LOADPROFILE=0.5,Results_50PoE!C2508,\"Invalid Load Profile %\"))","v":0},61.68181818181818,30.84090909090909,0,0,0,96.016856716494772,0,0,0,0,0,1.792208121322076E-2,2.5038135327944602E-3,false,false,2.9094287683799937E-2,0,0,0,0,0,0]
[2034,102,{"$f":"IF(LOADPROFILE=0.1,Results_10PoE!C2509,IF(LOADPROFILE=0.5,Results_50PoE!C2509,\"Invalid Load Profile %\"))","v":0},61.68181818181818,30.84090909090909,0,0,0,97.016856716494772,0,0,0,0,0,1.792208121322076E-2,2.5038135327944602E-3,false,false,2.9094287683799937E-2,0,0,0,0,0,0]
[2034,103,{"$f":"IF(LOADPROFILE=0.1,Results_10PoE!C2510,IF(LOADPROFILE=0.5,Results_50PoE!C2510,\"Invalid Load Profile %\"))","v":0},61.68181818181818,30.84090909090909,0,0,0,98.016856716494772,0,0,0,0,0,1.792208121322076E-2,2.5038135327944602E-3,false,false,2.9094287683799937E-2,0,0,0,0,0,0]
[2034,104,{"$f":"IF(LOADPROFILE=0.1,Results_10PoE!C2511,IF(LOADPROFILE=0.5,Results_50PoE!C2511,\"Invalid Load Profile %\"))","v":0},61.68181818181818,30.84090909090909,0,0,0,99.016856716494772,0,0,0,0,0,1.792208121322076E-2,2.5038135327944602E-3,false,false,2.9094287683799937E-2,0,0,0,0,0,0]
[2034,105,{"$f":"IF(LOADPROFILE=0.1,Results_10PoE!C2512,IF(LOADPROFILE=0.5,Results_50PoE!C2512,\"Invalid Load Profile %\"))","v":0},61.68181818181818,30.84090909090909,0,0,0,100.01685671649477,0,0,0,0,0,1.792208121322076E-2,2.5038135327944602E-3,false,false,2.9094287683799937E-2,0,0,0,0,0,0]
[2034,106,{"$f":"IF(LOADPROFILE=0.1,Results_10PoE!C2513,IF(LOADPROFILE=0.5,Results_50PoE!C2513,\"Invalid Load Profile %\"))","v":0},61.68181818181818,30.84090909090909,0,0,0,101.01685671649477,0,0,0,0,0,1.792208121322076E-2,2.5038135327944602E-3,false,false,2.9094287683799937E-2,0,0,0,0,0,0]
[2034,107,{"$f":"IF(LOADPROFILE=0.1,Results_10PoE!C2514,IF(LOADPROFILE=0.5,Results_50PoE!C2514,\"Invalid Load Profile %\"))","v":0},61.68181818181818,30.84090909090909,0,0,0,102.01685671649477,0,0,0,0,0,1.792208121322076E-2,2.5038135327944602E-3,false,false,2.9094287683799937E-2,0,0,0,0,0,0]
[2034,108,{"$f":"IF(LOADPROFILE=0.1,Results_10PoE!C2515,IF(LOADPROFILE=0.5,Results_50PoE!C2515,\"Invalid Load Profile %\"))","v":0},61.68181818181818,30.84090909090909,0,0,0,103.01685671649477,0,0,0,0,0,1.792208121322076E-2,2.5038135327944602E-3,false,false,2.9094287683799937E-2,0,0,0,0,0,0]
[2034,109,{"$f":"IF(LOADPROFILE=0.1,Results_10PoE!C2516,IF(LOADPROFILE=0.5,Results_50PoE!C2516,\"Invalid Load Profile %\"))","v":0},61.68181818181818,30.84090909090909,0,0,0,104.01685671649477,0,0,0,0,0,1.792208121322076E-2,2.5038135327944602E-3,false,false,2.9094287683799937E-2,0,0,0,0,0,0]
[2034,110,{"$f":"IF(LOADPROFILE=0.1,Results_10PoE!C2517,IF(LOADPROFILE=0.5,Results_50PoE!C2517,\"Invalid Load Profile %\"))","v":0},61.68181818181818,30.84090909090909,0,0,0,105.01685671649477,0,0,0,0,0,1.792208121322076E-2,2.5038135327944602E-3,false,false,2.9094287683799937E-2,0,0,0,0,0,0]
[2034,111,{"$f":"IF(LOADPROFILE=0.1,Results_10PoE!C2518,IF(LOADPROFILE=0.5,Results_50PoE!C2518,\"Invalid Load Profile %\"))","v":0},61.68181818181818,30.84090909090909,0,0,0,106.01685671649477,0,0,0,0,0,1.792208121322076E-2,2.5038135327944602E-3,false,false,2.9094287683799937E-2,0,0,0,0,0,0]
[2034,112,{"$f":"IF(LOADPROFILE=0.1,Results_10PoE!C2519,IF(LOADPROFILE=0.5,Results_50PoE!C2519,\"Invalid Load Profile %\"))","v":0},61.68181818181818,30.84090909090909,0,0,0,107.01685671649477,0,0,0,0,0,1.792208121322076E-2,2.5038135327944602E-3,false,false,2.9094287683799937E-2,0,0,0,0,0,0]
[2034,113,{"$f":"IF(LOADPROFILE=0.1,Results_10PoE!C2520,IF(LOADPROFILE=0.5,Results_50PoE!C2520,\"Invalid Load Profile %\"))","v":0},61.68181818181818,30.84090909090909,0,0,0,108.01685671649477,0,0,0,0,0,1.792208121322076E-2,2.5038135327944602E-3,false,false,2.9094287683799937E-2,0,0,0,0,0,0]
[2034,114,{"$f":"IF(LOADPROFILE=0.1,Results_10PoE!C2521,IF(LOADPROFILE=0.5,Results_50PoE!C2521,\"Invalid Load Profile %\"))","v":0},61.68181818181818,30.84090909090909,0,0,0,109.01685671649477,0,0,0,0,0,1.792208121322076E-2,2.5038135327944602E-3,false,false,2.9094287683799937E-2,0,0,0,0,0,0]
[2034,115,{"$f":"IF(LOADPROFILE=0.1,Results_10PoE!C2522,IF(LOADPROFILE=0.5,Results_50PoE!C2522,\"Invalid Load Profile %\"))","v":0},61.68181818181818,30.84090909090909,0,0,0,110.01685671649477,0,0,0,0,0,1.792208121322076E-2,2.5038135327944602E-3,false,false,2.9094287683799937E-2,0,0,0,0,0,0]
[2034,116,{"$f":"IF(LOADPROFILE=0.1,Results_10PoE!C2523,IF(LOADPROFILE=0.5,Results_50PoE!C2523,\"Invalid Load Profile %\"))","v":0},61.68181818181818,30.84090909090909,0,0,0,111.01685671649477,0,0,0,0,0,1.792208121322076E-2,2.5038135327944602E-3,false,false,2.9094287683799937E-2,0,0,0,0,0,0]
[2034,117,{"$f":"IF(LOADPROFILE=0.1,Results_10PoE!C2524,IF(LOADPROFILE=0.5,Results_50PoE!C2524,\"Invalid Load Profile %\"))","v":0},61.68181818181818,30.84090909090909,0,0,0,112.01685671649477,0,0,0,0,0,1.792208121322076E-2,2.5038135327944602E-3,false,false,2.9094287683799937E-2,0,0,0,0,0,0]
[2034,118,{"$f":"IF(LOADPROFILE=0.1,Results_10PoE!C2525,IF(LOADPROFILE=0.5,Results_50PoE!C2525,\"Invalid Load Profile %\"))","v":0},61.68181818181818,30.84090909090909,0,0,0,113.01685671649477,0,0,0,0,0,1.792208121322076E-2,2.5038135327944602E-3,false,false,2.9094287683799937E-2,0,0,0,0,0,0]
[2034,119,{"$f":"IF(LOADPROFILE=0.1,Results_10PoE!C2526,IF(LOADPROFILE=0.5,Results_50PoE!C2526,\"Invalid Load Profile %\"))","v":0},61.68181818181818,30.84090909090909,0,0,0,114.01685671649477,0,0,0,0,0,1.792208121322076E-2,2.5038135327944602E-3,false,false,2.9094287683799937E-2,0,0,0,0,0,0]
[2034,120,{"$f":"IF(LOADPROFILE=0.1,Results_10PoE!C2527,IF(LOADPROFILE=0.5,Results_50PoE!C2527,\"Invalid Load Profile %\"))","v":0},61.68181818181818,30.84090909090909,0,0,0,115.01685671649477,0,0,0,0,0,1.792208121322076E-2,2.5038135327944602E-3,false,false,2.9094287683799937E-2,0,0,0,0,0,0]
[2034,121,{"$f":"IF(LOADPROFILE=0.1,Results_10PoE!C2528,IF(LOADPROFILE=0.5,Results_50PoE!C2528,\"Invalid Load Profile %\"))","v":0},61.68181818181818,30.84090909090909,0,0,0,116.01685671649477,0,0,0,0,0,1.792208121322076E-2,2.5038135327944602E-3,false,false,2.9094287683799937E-2,0,0,0,0,0,0]
[2034,122,{"$f":"IF(LOADPROFILE=0.1,Results_10PoE!C2529,IF(LOADPROFILE=0.5,Results_50PoE!C2529,\"Invalid Load Profile %\"))","v":0},61.68181818181818,30.84090909090909,0,0,0,117.01685671649477,0,0,0,0,0,1.792208121322076E-2,2.5038135327944602E-3,false,false,2.9094287683799937E-2,0,0,0,0,0,0]
[2034,123,{"$f":"IF(LOADPROFILE=0.1,Results_10PoE!C2530,IF(LOADPROFILE=0.5,Results_50PoE!C2530,\"Invalid Load Profile %\"))","v":0},61.68181818181818,30.84090909090909,0,0,0,118.01685671649477,0,0,0,0,0,1.792208121322076E-2,2.5038135327944602E-3,false,false,2.9094287683799937E-2,0,0,0,0,0,0]
[2034,124,{"$f":"IF(LOADPROFILE=0.1,Results_10PoE!C2531,IF(LOADPROFILE=0.5,Results_50PoE!C2531,\"Invalid Load Profile %\"))","v":0},61.68181818181818,30.84090909090909,0,0,0,119.01685671649477,0,0,0,0,0,1.792208121322076E-2,2.5038135327944602E-3,false,false,2.9094287683799937E-2,0,0,0,0,0,0]
[2034,125,{"$f":"IF(LOADPROFILE=0.1,Results_10PoE!C2532,IF(LOADPROFILE=0.5,Results_50PoE!C2532,\"Invalid Load Profile %\"))","v":0},61.68181818181818,30.84090909090909,0,0,0,120.01685671649477,0,0,0,0,0,1.792208121322076E-2,2.5038135327944602E-3,false,false,2.9094287683799937E-2,0,0,0,0,0,0]
[2034,126,{"$f":"IF(LOADPROFILE=0.1,Results_10PoE!C2533,IF(LOADPROFILE=0.5,Results_50PoE!C2533,\"Invalid Load Profile %\"))","v":0},61.68181818181818,30.84090909090909,0,0,0,121.01685671649477,0,0,0,0,0,1.792208121322076E-2,2.5038135327944602E-3,false,false,2.9094287683799937E-2,0,0,0,0,0,0]
[2034,127,{"$f":"IF(LOADPROFILE=0.1,Results_10PoE!C2534,IF(LOADPROFILE=0.5,Results_50PoE!C2534,\"Invalid Load Profile %\"))","v":0},61.68181818181818,30.84090909090909,0,0,0,122.01685671649477,0,0,0,0,0,1.792208121322076E-2,2.5038135327944602E-3,false,false,2.9094287683799937E-2,0,0,0,0,0,0]
[2034,128,{"$f":"IF(LOADPROFILE=0.1,Results_10PoE!C2535,IF(LOADPROFILE=0.5,Results_50PoE!C2535,\"Invalid Load Profile %\"))","v":0},61.68181818181818,30.84090909090909,0,0,0,123.01685671649477,0,0,0,0,0,1.792208121322076E-2,2.5038135327944602E-3,false,false,2.9094287683799937E-2,0,0,0,0,0,0]
[2034,129,{"$f":"IF(LOADPROFILE=0.1,Results_10PoE!C2536,IF(LOADPROFILE=0.5,Results_50PoE!C2536,\"Invalid Load Profile %\"))","v":0},61.68181818181818,30.84090909090909,0,0,0,124.01685671649477,0,0,0,0,0,1.792208121322076E-2,2.5038135327944602E-3,false,false,2.9094287683799937E-2,0,0,0,0,0,0]
[2034,130,{"$f":"IF(LOADPROFILE=0.1,Results_10PoE!C2537,IF(LOADPROFILE=0.5,Results_50PoE!C2537,\"Invalid Load Profile %\"))","v":0},61.68181818181818,30.84090909090909,0,0,0,125.01685671649477,0,0,0,0,0,1.792208121322076E-2,2.5038135327944602E-3,false,false,2.9094287683799937E-2,0,0,0,0,0,0]
[2034,131,{"$f":"IF(LOADPROFILE=0.1,Results_10PoE!C2538,IF(LOADPROFILE=0.5,Results_50PoE!C2538,\"Invalid Load Profile %\"))","v":0},61.68181818181818,30.84090909090909,0,0,0,126.01685671649477,0,0,0,0,0,1.792208121322076E-2,2.5038135327944602E-3,false,false,2.9094287683799937E-2,0,0,0,0,0,0]
[2034,132,{"$f":"IF(LOADPROFILE=0.1,Results_10PoE!C2539,IF(LOADPROFILE=0.5,Results_50PoE!C2539,\"Invalid Load Profile %\"))","v":0},61.68181818181818,30.84090909090909,0,0,0,127.01685671649477,0,0,0,0,0,1.792208121322076E-2,2.5038135327944602E-3,false,false,2.9094287683799937E-2,0,0,0,0,0,0]
[2034,133,{"$f":"IF(LOADPROFILE=0.1,Results_10PoE!C2540,IF(LOADPROFILE=0.5,Results_50PoE!C2540,\"Invalid Load Profile %\"))","v":0},61.68181818181818,30.84090909090909,0,0,0,128.01685671649477,0,0,0,0,0,1.792208121322076E-2,2.5038135327944602E-3,false,false,2.9094287683799937E-2,0,0,0,0,0,0]
[2034,134,{"$f":"IF(LOADPROFILE=0.1,Results_10PoE!C2541,IF(LOADPROFILE=0.5,Results_50PoE!C2541,\"Invalid Load Profile %\"))","v":0},61.68181818181818,30.84090909090909,0,0,0,129.01685671649477,0,0,0,0,0,1.792208121322076E-2,2.5038135327944602E-3,false,false,2.9094287683799937E-2,0,0,0,0,0,0]
[2034,135,{"$f":"IF(LOADPROFILE=0.1,Results_10PoE!C2542,IF(LOADPROFILE=0.5,Results_50PoE!C2542,\"Invalid Load Profile %\"))","v":0},61.68181818181818,30.84090909090909,0,0,0,130.01685671649477,0,0,0,0,0,1.792208121322076E-2,2.5038135327944602E-3,false,false,2.9094287683799937E-2,0,0,0,0,0,0]
[2034,136,{"$f":"IF(LOADPROFILE=0.1,Results_10PoE!C2543,IF(LOADPROFILE=0.5,Results_50PoE!C2543,\"Invalid Load Profile %\"))","v":0},61.68181818181818,30.84090909090909,0,0,0,131.01685671649477,0,0,0,0,0,1.792208121322076E-2,2.5038135327944602E-3,false,false,2.9094287683799937E-2,0,0,0,0,0,0]
[2034,137,{"$f":"IF(LOADPROFILE=0.1,Results_10PoE!C2544,IF(LOADPROFILE=0.5,Results_50PoE!C2544,\"Invalid Load Profile %\"))","v":0},61.68181818181818,30.84090909090909,0,0,0,132.01685671649477,0,0,0,0,0,1.792208121322076E-2,2.5038135327944602E-3,false,false,2.9094287683799937E-2,0,0,0,0,0,0]
[2034,138,{"$f":"IF(LOADPROFILE=0.1,Results_10PoE!C2545,IF(LOADPROFILE=0.5,Results_50PoE!C2545,\"Invalid Load Profile %\"))","v":0},61.68181818181818,30.84090909090909,0,0,0,133.01685671649477,0,0,0,0,0,1.792208121322076E-2,2.5038135327944602E-3,false,false,2.9094287683799937E-2,0,0,0,0,0,0]
[2034,139,{"$f":"IF(LOADPROFILE=0.1,Results_10PoE!C2546,IF(LOADPROFILE=0.5,Results_50PoE!C2546,\"Invalid Load Profile %\"))","v":0},61.68181818181818,30.84090909090909,0,0,0,134.01685671649477,0,0,0,0,0,1.792208121322076E-2,2.5038135327944602E-3,false,false,2.9094287683799937E-2,0,0,0,0,0,0]
[2034,140,{"$f":"IF(LOADPROFILE=0.1,Results_10PoE!C2547,IF(LOADPROFILE=0.5,Results_50PoE!C2547,\"Invalid Load Profile %\"))","v":0},61.68181818181818,30.84090909090909,0,0,0,135.01685671649477,0,0,0,0,0,1.792208121322076E-2,2.5038135327944602E-3,false,false,2.9094287683799937E-2,0,0,0,0,0,0]
[2034,141,{"$f":"IF(LOADPROFILE=0.1,Results_10PoE!C2548,IF(LOADPROFILE=0.5,Results_50PoE!C2548,\"Invalid Load Profile %\"))","v":0},61.68181818181818,30.84090909090909,0,0,0,136.01685671649477,0,0,0,0,0,1.792208121322076E-2,2.5038135327944602E-3,false,false,2.9094287683799937E-2,0,0,0,0,0,0]
[2034,142,{"$f":"IF(LOADPROFILE=0.1,Results_10PoE!C2549,IF(LOADPROFILE=0.5,Results_50PoE!C2549,\"Invalid Load Profile %\"))","v":0},61.68181818181818,30.84090909090909,0,0,0,137.01685671649477,0,0,0,0,0,1.792208121322076E-2,2.5038135327944602E-3,false,false,2.9094287683799937E-2,0,0,0,0,0,0]
[2034,143,{"$f":"IF(LOADPROFILE=0.1,Results_10PoE!C2550,IF(LOADPROFILE=0.5,Results_50PoE!C2550,\"Invalid Load Profile %\"))","v":0},61.68181818181818,30.84090909090909,0,0,0,138.01685671649477,0,0,0,0,0,1.792208121322076E-2,2.5038135327944602E-3,false,false,2.9094287683799937E-2,0,0,0,0,0,0]
[2034,144,{"$f":"IF(LOADPROFILE=0.1,Results_10PoE!C2551,IF(LOADPROFILE=0.5,Results_50PoE!C2551,\"Invalid Load Profile %\"))","v":0},61.68181818181818,30.84090909090909,0,0,0,139.01685671649477,0,0,0,0,0,1.792208121322076E-2,2.5038135327944602E-3,false,false,2.9094287683799937E-2,0,0,0,0,0,0]
[2034,145,{"$f":"IF(LOADPROFILE=0.1,Results_10PoE!C2552,IF(LOADPROFILE=0.5,Results_50PoE!C2552,\"Invalid Load Profile %\"))","v":0},61.68181818181818,30.84090909090909,0,0,0,140.01685671649477,0,0,0,0,0,1.792208121322076E-2,2.5038135327944602E-3,false,false,2.9094287683799937E-2,0,0,0,0,0,0]
[2034,146,{"$f":"IF(LOADPROFILE=0.1,Results_10PoE!C2553,IF(LOADPROFILE=0.5,Results_50PoE!C2553,\"Invalid Load Profile %\"))","v":0},61.68181818181818,30.84090909090909,0,0,0,141.01685671649477,0,0,0,0,0,1.792208121322076E-2,2.5038135327944602E-3,false,false,2.9094287683799937E-2,0,0,0,0,0,0]
[2034,147,{"$f":"IF(LOADPROFILE=0.1,Results_10PoE!C2554,IF(LOADPROFILE=0.5,Results_50PoE!C2554,\"Invalid Load Profile %\"))","v":0},61.68181818181818,30.84090909090909,0,0,0,142.01685671649477,0,0,0,0,0,1.792208121322076E-2,2.5038135327944602E-3,false,false,2.9094287683799937E-2,0,0,0,0,0,0]
[2034,148,{"$f":"IF(LOADPROFILE=0.1,Results_10PoE!C2555,IF(LOADPROFILE=0.5,Results_50PoE!C2555,\"Invalid Load Profile %\"))","v":0},61.68181818181818,30.84090909090909,0,0,0,143.01685671649477,0,0,0,0,0,1.792208121322076E-2,2.5038135327944602E-3,false,false,2.9094287683799937E-2,0,0,0,0,0,0]
[2034,149,{"$f":"IF(LOADPROFILE=0.1,Results_10PoE!C2556,IF(LOADPROFILE=0.5,Results_50PoE!C2556,\"Invalid Load Profile %\"))","v":0},61.68181818181818,30.84090909090909,0,0,0,144.01685671649477,0,0,0,0,0,1.792208121322076E-2,2.5038135327944602E-3,false,false,2.9094287683799937E-2,0,0,0,0,0,0]
[2034,150,{"$f":"IF(LOADPROFILE=0.1,Results_10PoE!C2557,IF(LOADPROFILE=0.5,Results_50PoE!C2557,\"Invalid Load Profile %\"))","v":0},61.68181818181818,30.84090909090909,0,0,0,145.01685671649477,0,0,0,0,0,1.792208121322076E-2,2.5038135327944602E-3,false,false,2.9094287683799937E-2,0,0,0,0,0,0]
[2035,1,{"$f":"IF(LOADPROFILE=0.1,Results_10PoE!C2558,IF(LOADPROFILE=0.5,Results_50PoE!C2558,\"Invalid Load Profile %\"))","v":8760},61.68181818181818,30.84090909090909,0,0,0,0,0,0,0,0,0,1.8567416348355497E-2,2.5962046936275044E-3,false,false,3.0141909656421259E-2,0,0,0,0,0,0]
[2035,2,{"$f":"IF(LOADPROFILE=0.1,Results_10PoE!C2559,IF(LOADPROFILE=0.5,Results_50PoE!C2559,\"Invalid Load Profile %\"))","v":8760},61.68181818181818,30.84090909090909,0,0,0,0,0,0,0,0,0,1.8567416348355497E-2,2.5962046936275044E-3,false,false,3.0141909656421259E-2,0,0,0,0,0,0]
[2035,3,{"$f":"IF(LOADPROFILE=0.1,Results_10PoE!C2560,IF(LOADPROFILE=0.5,Results_50PoE!C2560,\"Invalid Load Profile %\"))","v":8760},61.68181818181818,30.84090909090909,0,0,0,0,0,0,0,0,0,1.8567416348355497E-2,2.5962046936275044E-3,false,false,3.0141909656421259E-2,0,0,0,0,0,0]
[2035,4,{"$f":"IF(LOADPROFILE=0.1,Results_10PoE!C2561,IF(LOADPROFILE=0.5,Results_50PoE!C2561,\"Invalid Load Profile %\"))","v":8752},61.68181818181818,30.84090909090909,0,0,0,0,0,0,0,0,0,1.8567416348355497E-2,2.5962046936275044E-3,false,false,3.0141909656421259E-2,0,0,0,0,0,0]
[2035,5,{"$f":"IF(LOADPROFILE=0.1,Results_10PoE!C2562,IF(LOADPROFILE=0.5,Results_50PoE!C2562,\"Invalid Load Profile %\"))","v":8578},61.68181818181818,30.84090909090909,0,0,0,3.1707208463539693E-2,0,0,22.661276755694587,22.661276755694587,22.661276755694587,1.8567416348355497E-2,2.5962046936275044E-3,false,false,3.0141909656421259E-2,0,0,19.600358548301095,0,0,0]
[2035,6,{"$f":"IF(LOADPROFILE=0.1,Results_10PoE!C2563,IF(LOADPROFILE=0.5,Results_50PoE!C2563,\"Invalid Load Profile %\"))","v":7857},61.68181818181818,30.84090909090909,0,0,0,1.0317072084635397,0,0,1184.2847212802922,1184.2847212802922,1184.2847212802922,1.8567416348355497E-2,2.5962046936275044E-3,false,false,3.0141909656421259E-2,0,0,1024.3202715634932,0,0,0]
[2035,7,{"$f":"IF(LOADPROFILE=0.1,Results_10PoE!C2564,IF(LOADPROFILE=0.5,Results_50PoE!C2564,\"Invalid Load Profile %\"))","v":6699},61.68181818181818,30.84090909090909,0,0,0,2.0317072084635397,0,0,2356.3407032015261,2356.3407032015261,2356.3407032015261,1.8567416348355497E-2,2.5962046936275044E-3,false,false,3.0141909656421259E-2,0,0,2038.0635717314524,0,0,0]
[2035,8,{"$f":"IF(LOADPROFILE=0.1,Results_10PoE!C2565,IF(LOADPROFILE=0.5,Results_50PoE!C2565,\"Invalid Load Profile %\"))","v":5529},61.68181818181818,30.84090909090909,0,0,0,3.0317072084635397,0,0,2139.726927238502,2139.726927238502,2139.726927238502,1.8567416348355497E-2,2.5962046936275044E-3,false,false,3.0141909656421259E-2,0,0,1850.7083877694661,0,0,0]
[2035,9,{"$f":"IF(LOADPROFILE=0.1,Results_10PoE!C2566,IF(LOADPROFILE=0.5,Results_50PoE!C2566,\"Invalid Load Profile %\"))","v":4817},61.68181818181818,30.84090909090909,0,0,0,4.0317072084635397,0,0,2793.5552361374803,2793.5552361374803,2793.5552361374803,1.8567416348355497E-2,2.5962046936275044E-3,false,false,3.0141909656421259E-2,0,0,2416.222388662155,0,0,0]
[2035,10,{"$f":"IF(LOADPROFILE=0.1,Results_10PoE!C2567,IF(LOADPROFILE=0.5,Results_50PoE!C2567,\"Invalid Load Profile %\"))","v":4118},61.68181818181818,30.84090909090909,0,0,0,5.0317072084635397,0,0,4204.6905476186084,4204.6905476186084,4204.6905476186084,1.8567416348355497E-2,2.5962046936275044E-3,false,false,3.0141909656421259E-2,0,0,3636.7519450230184,0,0,0]
[2035,11,{"$f":"IF(LOADPROFILE=0.1,Results_10PoE!C2568,IF(LOADPROFILE=0.5,Results_50PoE!C2568,\"Invalid Load Profile %\"))","v":3275},61.68181818181818,30.84090909090909,0,0,0,6.0317072084635397,0,0,3521.6537085984128,3521.6537085984128,3521.6537085984128,1.8567416348355497E-2,2.5962046936275044E-3,false,false,3.0141909656421259E-2,0,0,3045.9746869353944,0,0,0]
[2035,12,{"$f":"IF(LOADPROFILE=0.1,Results_10PoE!C2569,IF(LOADPROFILE=0.5,Results_50PoE!C2569,\"Invalid Load Profile %\"))","v":2686},{"$f":"VLOOKUP($A2598,$Q$4:$AB$26,6,FALSE)","v":61.68181818181818},{"$f":"VLOOKUP($A2598,$Q$4:$AB$26,7,FALSE)","v":30.84090909090909},{"$f":"VLOOKUP($A2598,$Q$4:$AB$26,9,FALSE)","v":0},{"$f":"VLOOKUP($A2598,$Q$4:$AB$26,10,FALSE)","v":0},{"$f":"VLOOKUP($A2598,$Q$4:$AB$26,11,FALSE)","v":0},{"$f":"IF(B2598-VLOOKUP(A2598,$Q$4:$AB$26,12,FALSE)<0,0,B2598-VLOOKUP(A2598,$Q$4:$AB$26,12,FALSE))","v":7.0317072084635397},{"$f":"IF(B2598=150,0,IF(IF($I2598>D2598,($I2598-D2598)*($C2598-$C2599),0)<0,0,IF($I2598>D2598,($I2598-D2598)*($C2598-$C2599),0)))*$Y$30","v":0},{"$f":"IF(C2598=150,0,IF(IF($I2598>E2598,($I2598-E2598)*($C2598-$C2599),0)<0,0,IF($I2598>E2598,($I2598-E2598)*($C2598-$C2599),0)))*$Y$30","v":0},{"$f":"IF(D2598=150,0,IF(IF($I2598>F2598,($I2598-F2598)*($C2598-$C2599),0)<0,0,IF($I2598>F2598,($I2598-F2598)*($C2598-$C2599),0)))*$Y$30","v":4732.8381745233473},{"$f":"IF(E2598=150,0,IF(IF($I2598>G2598,($I2598-G2598)*($C2598-$C2599),0)<0,0,IF($I2598>G2598,($I2598-G2598)*($C2598-$C2599),0)))*$Y$30","v":4732.8381745233473},{"$f":"IF(F2598=150,0,IF(IF($I2598>H2598,($I2598-H2598)*($C2598-$C2599),0)<0,0,IF($I2598>H2598,($I2598-H2598)*($C2598-$C2599),0)))*$Y$30","v":4732.8381745233473},{"$f":"VLOOKUP($A2598, $Q$4:$BB$26,33,FALSE)","v":1.8567416348355497E-2},{"$f":"VLOOKUP($A2598, $Q$4:$BB$26,34,FALSE)","v":2.5962046936275044E-3},{"$f":"VLOOKUP($A2598, $Q$4:$BB$26,35,FALSE)","v":false},{"$f":"VLOOKUP($A2598, $Q$4:$BB$26,36,FALSE)","v":false},{"$f":"VLOOKUP($A2598, $Q$4:$BB$26,37,FALSE)","v":3.0141909656421259E-2},{"$f":"J2598*1000*($S$34/365)","v":0},{"$f":"O2598*K2598*1000*($T$34/365)","v":0},{"$f":"P2598*L2598*1000*($U$34/365)","v":4093.5612839392779},{"$f":"Q2598*M2598*1000*($V$34/365)","v":0},{"$f":"R2598*N2598*1000*($W$34/365)","v":0},{"$f":"S2598*K2598*1000*($X$34/365)","v":0}]
[2035,13,{"$f":"IF(LOADPROFILE=0.1,Results_10PoE!C2570,IF(LOADPROFILE=0.5,Results_50PoE!C2570,\"Invalid Load Profile %\"))","v":2007},61.68181818181818,30.84090909090909,0,0,0,8.0317072084635406,0,0,7531.6495954848988,7531.6495954848988,7531.6495954848988,1.8567416348355497E-2,2.5962046936275044E-3,false,false,3.0141909656421259E-2,0,0,6514.3298907275603,0,0,0]
[2035,14,{"$f":"IF(LOADPROFILE=0.1,Results_10PoE!C2571,IF(LOADPROFILE=0.5,Results_50PoE!C2571,\"Invalid Load Profile %\"))","v":1061},61.68181818181818,30.84090909090909,0,0,0,9.0317072084635406,0,0,5559.715292247648,5559.715292247648,5559.715292247648,1.8567416348355497E-2,2.5962046936275044E-3,false,false,3.0141909656421259E-2,0,0,4808.7499362604394,0,0,0]
[2035,15,{"$f":"IF(LOADPROFILE=0.1,Results_10PoE!C2572,IF(LOADPROFILE=0.5,Results_50PoE!C2572,\"Invalid Load Profile %\"))","v":440},61.68181818181818,30.84090909090909,0,0,0,10.031707208463541,0,0,2486.027674000039,2486.027674000039,2486.027674000039,1.8567416348355497E-2,2.5962046936275044E-3,false,false,3.0141909656421259E-2,0,0,2150.233382554452,0,0,0]
[2035,16,{"$f":"IF(LOADPROFILE=0.1,Results_10PoE!C2573,IF(LOADPROFILE=0.5,Results_50PoE!C2573,\"Invalid Load Profile %\"))","v":190},61.68181818181818,30.84090909090909,0,0,0,11.031707208463541,0,0,1148.2147667944887,1148.2147667944887,1148.2147667944887,1.8567416348355497E-2,2.5962046936275044E-3,false,false,3.0141909656421259E-2,0,0,993.12238062537608,0,0,0]
[2035,17,{"$f":"IF(LOADPROFILE=0.1,Results_10PoE!C2574,IF(LOADPROFILE=0.5,Results_50PoE!C2574,\"Invalid Load Profile %\"))","v":85},61.68181818181818,30.84090909090909,0,0,0,12.031707208463541,0,0,572.47904480409625,572.47904480409625,572.47904480409625,1.8567416348355497E-2,2.5962046936275044E-3,false,false,3.0141909656421259E-2,0,0,495.15279569274594,0,0,0]
[2035,18,{"$f":"IF(LOADPROFILE=0.1,Results_10PoE!C2575,IF(LOADPROFILE=0.5,Results_50PoE!C2575,\"Invalid Load Profile %\"))","v":37},61.68181818181818,30.84090909090909,0,0,0,13.031707208463541,0,0,322.94787005319824,322.94787005319824,322.94787005319824,1.8567416348355497E-2,2.5962046936275044E-3,false,false,3.0141909656421259E-2,0,0,279.32645250723516,0,0,0]
[2035,19,{"$f":"IF(LOADPROFILE=0.1,Results_10PoE!C2576,IF(LOADPROFILE=0.5,Results_50PoE!C2576,\"Invalid Load Profile %\"))","v":12},61.68181818181818,30.84090909090909,0,0,0,14.031707208463541,0,0,111.27346270003085,111.27346270003085,111.27346270003085,1.8567416348355497E-2,2.5962046936275044E-3,false,false,3.0141909656421259E-2,0,0,96.24346365583952,0,0,0]
[2035,20,{"$f":"IF(LOADPROFILE=0.1,Results_10PoE!C2577,IF(LOADPROFILE=0.5,Results_50PoE!C2577,\"Invalid Load Profile %\"))","v":4},61.68181818181818,30.84090909090909,0,0,0,15.031707208463541,0,0,44.701352618639341,44.701352618639341,44.701352618639341,1.8567416348355497E-2,2.5962046936275044E-3,false,false,3.0141909656421259E-2,0,0,38.66342344101141,0,0,0]
[2035,21,{"$f":"IF(LOADPROFILE=0.1,Results_10PoE!C2578,IF(LOADPROFILE=0.5,Results_50PoE!C2578,\"Invalid Load Profile %\"))","v":1},61.68181818181818,30.84090909090909,0,0,0,16.031707208463541,0,0,15.891718908255704,15.891718908255704,15.891718908255704,1.8567416348355497E-2,2.5962046936275044E-3,false,false,3.0141909656421259E-2,0,0,13.745182670361004,0,0,0]
[2035,22,{"$f":"IF(LOADPROFILE=0.1,Results_10PoE!C2579,IF(LOADPROFILE=0.5,Results_50PoE!C2579,\"Invalid Load Profile %\"))","v":0},61.68181818181818,30.84090909090909,0,0,0,17.031707208463541,0,0,0,0,0,1.8567416348355497E-2,2.5962046936275044E-3,false,false,3.0141909656421259E-2,0,0,0,0,0,0]
[2035,23,{"$f":"IF(LOADPROFILE=0.1,Results_10PoE!C2580,IF(LOADPROFILE=0.5,Results_50PoE!C2580,\"Invalid Load Profile %\"))","v":0},61.68181818181818,30.84090909090909,0,0,0,18.031707208463541,0,0,0,0,0,1.8567416348355497E-2,2.5962046936275044E-3,false,false,3.0141909656421259E-2,0,0,0,0,0,0]
[2035,24,{"$f":"IF(LOADPROFILE=0.1,Results_10PoE!C2581,IF(LOADPROFILE=0.5,Results_50PoE!C2581,\"Invalid Load Profile %\"))","v":0},61.68181818181818,30.84090909090909,0,0,0,19.031707208463541,0,0,0,0,0,1.8567416348355497E-2,2.5962046936275044E-3,false,false,3.0141909656421259E-2,0,0,0,0,0,0]
[2035,25,{"$f":"IF(LOADPROFILE=0.1,Results_10PoE!C2582,IF(LOADPROFILE=0.5,Results_50PoE!C2582,\"Invalid Load Profile %\"))","v":0},61.68181818181818,30.84090909090909,0,0,0,20.031707208463541,0,0,0,0,0,1.8567416348355497E-2,2.5962046936275044E-3,false,false,3.0141909656421259E-2,0,0,0,0,0,0]
[2035,26,{"$f":"IF(LOADPROFILE=0.1,Results_10PoE!C2583,IF(LOADPROFILE=0.5,Results_50PoE!C2583,\"Invalid Load Profile %\"))","v":0},61.68181818181818,30.84090909090909,0,0,0,21.031707208463541,0,0,0,0,0,1.8567416348355497E-2,2.5962046936275044E-3,false,false,3.0141909656421259E-2,0,0,0,0,0,0]
[2035,27,{"$f":"IF(LOADPROFILE=0.1,Results_10PoE!C2584,IF(LOADPROFILE=0.5,Results_50PoE!C2584,\"Invalid Load Profile %\"))","v":0},61.68181818181818,30.84090909090909,0,0,0,22.031707208463541,0,0,0,0,0,1.8567416348355497E-2,2.5962046936275044E-3,false,false,3.0141909656421259E-2,0,0,0,0,0,0]
[2035,28,{"$f":"IF(LOADPROFILE=0.1,Results_10PoE!C2585,IF(LOADPROFILE=0.5,Results_50PoE!C2585,\"Invalid Load Profile %\"))","v":0},61.68181818181818,30.84090909090909,0,0,0,23.031707208463541,0,0,0,0,0,1.8567416348355497E-2,2.5962046936275044E-3,false,false,3.0141909656421259E-2,0,0,0,0,0,0]
[2035,29,{"$f":"IF(LOADPROFILE=0.1,Results_10PoE!C2586,IF(LOADPROFILE=0.5,Results_50PoE!C2586,\"Invalid Load Profile %\"))","v":0},61.68181818181818,30.84090909090909,0,0,0,24.031707208463541,0,0,0,0,0,1.8567416348355497E-2,2.5962046936275044E-3,false,false,3.0141909656421259E-2,0,0,0,0,0,0]
[2035,30,{"$f":"IF(LOADPROFILE=0.1,Results_10PoE!C2587,IF(LOADPROFILE=0.5,Results_50PoE!C2587,\"Invalid Load Profile %\"))","v":0},61.68181818181818,30.84090909090909,0,0,0,25.031707208463541,0,0,0,0,0,1.8567416348355497E-2,2.5962046936275044E-3,false,false,3.0141909656421259E-2,0,0,0,0,0,0]
[2035,31,{"$f":"IF(LOADPROFILE=0.1,Results_10PoE!C2588,IF(LOADPROFILE=0.5,Results_50PoE!C2588,\"Invalid Load Profile %\"))","v":0},61.68181818181818,30.84090909090909,0,0,0,26.031707208463541,0,0,0,0,0,1.8567416348355497E-2,2.5962046936275044E-3,false,false,3.0141909656421259E-2,0,0,0,0,0,0]
[2035,32,{"$f":"IF(LOADPROFILE=0.1,Results_10PoE!C2589,IF(LOADPROFILE=0.5,Results_50PoE!C2589,\"Invalid Load Profile %\"))","v":0},61.68181818181818,30.84090909090909,0,0,0,27.031707208463541,0,0,0,0,0,1.8567416348355497E-2,2.5962046936275044E-3,false,false,3.0141909656421259E-2,0,0,0,0,0,0]
[2035,33,{"$f":"IF(LOADPROFILE=0.1,Results_10PoE!C2590,IF(LOADPROFILE=0.5,Results_50PoE!C2590,\"Invalid Load Profile %\"))","v":0},61.68181818181818,30.84090909090909,0,0,0,28.031707208463541,0,0,0,0,0,1.8567416348355497E-2,2.5962046936275044E-3,false,false,3.0141909656421259E-2,0,0,0,0,0,0]
[2035,34,{"$f":"IF(LOADPROFILE=0.1,Results_10PoE!C2591,IF(LOADPROFILE=0.5,Results_50PoE!C2591,\"Invalid Load Profile %\"))","v":0},61.68181818181818,30.84090909090909,0,0,0,29.031707208463541,0,0,0,0,0,1.8567416348355497E-2,2.5962046936275044E-3,false,false,3.0141909656421259E-2,0,0,0,0,0,0]
[2035,35,{"$f":"IF(LOADPROFILE=0.1,Results_10PoE!C2592,IF(LOADPROFILE=0.5,Results_50PoE!C2592,\"Invalid Load Profile %\"))","v":0},61.68181818181818,30.84090909090909,0,0,0,30.031707208463541,0,0,0,0,0,1.8567416348355497E-2,2.5962046936275044E-3,false,false,3.0141909656421259E-2,0,0,0,0,0,0]
[2035,36,{"$f":"IF(LOADPROFILE=0.1,Results_10PoE!C2593,IF(LOADPROFILE=0.5,Results_50PoE!C2593,\"Invalid Load Profile %\"))","v":0},61.68181818181818,30.84090909090909,0,0,0,31.031707208463541,0,0,0,0,0,1.8567416348355497E-2,2.5962046936275044E-3,false,false,3.0141909656421259E-2,0,0,0,0,0,0]
[2035,37,{"$f":"IF(LOADPROFILE=0.1,Results_10PoE!C2594,IF(LOADPROFILE=0.5,Results_50PoE!C2594,\"Invalid Load Profile %\"))","v":0},61.68181818181818,30.84090909090909,0,0,0,32.031707208463537,0,0,0,0,0,1.8567416348355497E-2,2.5962046936275044E-3,false,false,3.0141909656421259E-2,0,0,0,0,0,0]
[2035,38,{"$f":"IF(LOADPROFILE=0.1,Results_10PoE!C2595,IF(LOADPROFILE=0.5,Results_50PoE!C2595,\"Invalid Load Profile %\"))","v":0},61.68181818181818,30.84090909090909,0,0,0,33.031707208463537,0,0,0,0,0,1.8567416348355497E-2,2.5962046936275044E-3,false,false,3.0141909656421259E-2,0,0,0,0,0,0]
[2035,39,{"$f":"IF(LOADPROFILE=0.1,Results_10PoE!C2596,IF(LOADPROFILE=0.5,Results_50PoE!C2596,\"Invalid Load Profile %\"))","v":0},61.68181818181818,30.84090909090909,0,0,0,34.031707208463537,0,0,0,0,0,1.8567416348355497E-2,2.5962046936275044E-3,false,false,3.0141909656421259E-2,0,0,0,0,0,0]
[2035,40,{"$f":"IF(LOADPROFILE=0.1,Results_10PoE!C2597,IF(LOADPROFILE=0.5,Results_50PoE!C2597,\"Invalid Load Profile %\"))","v":0},61.68181818181818,30.84090909090909,0,0,0,35.031707208463537,0,0,0,0,0,1.8567416348355497E-2,2.5962046936275044E-3,false,false,3.0141909656421259E-2,0,0,0,0,0,0]
[2035,41,{"$f":"IF(LOADPROFILE=0.1,Results_10PoE!C2598,IF(LOADPROFILE=0.5,Results_50PoE!C2598,\"Invalid Load Profile %\"))","v":0},61.68181818181818,30.84090909090909,0,0,0,36.031707208463537,0,0,0,0,0,1.8567416348355497E-2,2.5962046936275044E-3,false,false,3.0141909656421259E-2,0,0,0,0,0,0]
[2035,42,{"$f":"IF(LOADPROFILE=0.1,Results_10PoE!C2599,IF(LOADPROFILE=0.5,Results_50PoE!C2599,\"Invalid Load Profile %\"))","v":0},61.68181818181818,30.84090909090909,0,0,0,37.031707208463537,0,0,0,0,0,1.8567416348355497E-2,2.5962046936275044E-3,false,false,3.0141909656421259E-2,0,0,0,0,0,0]
[2035,43,{"$f":"IF(LOADPROFILE=0.1,Results_10PoE!C2600,IF(LOADPROFILE=0.5,Results_50PoE!C2600,\"Invalid Load Profile %\"))","v":0},61.68181818181818,30.84090909090909,0,0,0,38.031707208463537,0,0,0,0,0,1.8567416348355497E-2,2.5962046936275044E-3,false,false,3.0141909656421259E-2,0,0,0,0,0,0]
[2035,44,{"$f":"IF(LOADPROFILE=0.1,Results_10PoE!C2601,IF(LOADPROFILE=0.5,Results_50PoE!C2601,\"Invalid Load Profile %\"))","v":0},61.68181818181818,30.84090909090909,0,0,0,39.031707208463537,0,0,0,0,0,1.8567416348355497E-2,2.5962046936275044E-3,false,false,3.0141909656421259E-2,0,0,0,0,0,0]
[2035,45,{"$f":"IF(LOADPROFILE=0.1,Results_10PoE!C2602,IF(LOADPROFILE=0.5,Results_50PoE!C2602,\"Invalid Load Profile %\"))","v":0},61.68181818181818,30.84090909090909,0,0,0,40.031707208463537,0,0,0,0,0,1.8567416348355497E-2,2.5962046936275044E-3,false,false,3.0141909656421259E-2,0,0,0,0,0,0]
[2035,46,{"$f":"IF(LOADPROFILE=0.1,Results_10PoE!C2603,IF(LOADPROFILE=0.5,Results_50PoE!C2603,\"Invalid Load Profile %\"))","v":0},61.68181818181818,30.84090909090909,0,0,0,41.031707208463537,0,0,0,0,0,1.8567416348355497E-2,2.5962046936275044E-3,false,false,3.0141909656421259E-2,0,0,0,0,0,0]
[2035,47,{"$f":"IF(LOADPROFILE=0.1,Results_10PoE!C2604,IF(LOADPROFILE=0.5,Results_50PoE!C2604,\"Invalid Load Profile %\"))","v":0},61.68181818181818,30.84090909090909,0,0,0,42.031707208463537,0,0,0,0,0,1.8567416348355497E-2,2.5962046936275044E-3,false,false,3.0141909656421259E-2,0,0,0,0,0,0]
[2035,48,{"$f":"IF(LOADPROFILE=0.1,Results_10PoE!C2605,IF(LOADPROFILE=0.5,Results_50PoE!C2605,\"Invalid Load Profile %\"))","v":0},61.68181818181818,30.84090909090909,0,0,0,43.031707208463537,0,0,0,0,0,1.8567416348355497E-2,2.5962046936275044E-3,false,false,3.0141909656421259E-2,0,0,0,0,0,0]
[2035,49,{"$f":"IF(LOADPROFILE=0.1,Results_10PoE!C2606,IF(LOADPROFILE=0.5,Results_50PoE!C2606,\"Invalid Load Profile %\"))","v":0},61.68181818181818,30.84090909090909,0,0,0,44.031707208463537,0,0,0,0,0,1.8567416348355497E-2,2.5962046936275044E-3,false,false,3.0141909656421259E-2,0,0,0,0,0,0]
[2035,50,{"$f":"IF(LOADPROFILE=0.1,Results_10PoE!C2607,IF(LOADPROFILE=0.5,Results_50PoE!C2607,\"Invalid Load Profile %\"))","v":0},61.68181818181818,30.84090909090909,0,0,0,45.031707208463537,0,0,0,0,0,1.8567416348355497E-2,2.5962046936275044E-3,false,false,3.0141909656421259E-2,0,0,0,0,0,0]
[2035,51,{"$f":"IF(LOADPROFILE=0.1,Results_10PoE!C2608,IF(LOADPROFILE=0.5,Results_50PoE!C2608,\"Invalid Load Profile %\"))","v":0},61.68181818181818,30.84090909090909,0,0,0,46.031707208463537,0,0,0,0,0,1.8567416348355497E-2,2.5962046936275044E-3,false,false,3.0141909656421259E-2,0,0,0,0,0,0]
[2035,52,{"$f":"IF(LOADPROFILE=0.1,Results_10PoE!C2609,IF(LOADPROFILE=0.5,Results_50PoE!C2609,\"Invalid Load Profile %\"))","v":0},61.68181818181818,30.84090909090909,0,0,0,47.031707208463537,0,0,0,0,0,1.8567416348355497E-2,2.5962046936275044E-3,false,false,3.0141909656421259E-2,0,0,0,0,0,0]
[2035,53,{"$f":"IF(LOADPROFILE=0.1,Results_10PoE!C2610,IF(LOADPROFILE=0.5,Results_50PoE!C2610,\"Invalid Load Profile %\"))","v":0},61.68181818181818,30.84090909090909,0,0,0,48.031707208463537,0,0,0,0,0,1.8567416348355497E-2,2.5962046936275044E-3,false,false,3.0141909656421259E-2,0,0,0,0,0,0]
[2035,54,{"$f":"IF(LOADPROFILE=0.1,Results_10PoE!C2611,IF(LOADPROFILE=0.5,Results_50PoE!C2611,\"Invalid Load Profile %\"))","v":0},61.68181818181818,30.84090909090909,0,0,0,49.031707208463537,0,0,0,0,0,1.8567416348355497E-2,2.5962046936275044E-3,false,false,3.0141909656421259E-2,0,0,0,0,0,0]
[2035,55,{"$f":"IF(LOADPROFILE=0.1,Results_10PoE!C2612,IF(LOADPROFILE=0.5,Results_50PoE!C2612,\"Invalid Load Profile %\"))","v":0},61.68181818181818,30.84090909090909,0,0,0,50.031707208463537,0,0,0,0,0,1.8567416348355497E-2,2.5962046936275044E-3,false,false,3.0141909656421259E-2,0,0,0,0,0,0]
[2035,56,{"$f":"IF(LOADPROFILE=0.1,Results_10PoE!C2613,IF(LOADPROFILE=0.5,Results_50PoE!C2613,\"Invalid Load Profile %\"))","v":0},61.68181818181818,30.84090909090909,0,0,0,51.031707208463537,0,0,0,0,0,1.8567416348355497E-2,2.5962046936275044E-3,false,false,3.0141909656421259E-2,0,0,0,0,0,0]
[2035,57,{"$f":"IF(LOADPROFILE=0.1,Results_10PoE!C2614,IF(LOADPROFILE=0.5,Results_50PoE!C2614,\"Invalid Load Profile %\"))","v":0},61.68181818181818,30.84090909090909,0,0,0,52.031707208463537,0,0,0,0,0,1.8567416348355497E-2,2.5962046936275044E-3,false,false,3.0141909656421259E-2,0,0,0,0,0,0]
[2035,58,{"$f":"IF(LOADPROFILE=0.1,Results_10PoE!C2615,IF(LOADPROFILE=0.5,Results_50PoE!C2615,\"Invalid Load Profile %\"))","v":0},61.68181818181818,30.84090909090909,0,0,0,53.031707208463537,0,0,0,0,0,1.8567416348355497E-2,2.5962046936275044E-3,false,false,3.0141909656421259E-2,0,0,0,0,0,0]
[2035,59,{"$f":"IF(LOADPROFILE=0.1,Results_10PoE!C2616,IF(LOADPROFILE=0.5,Results_50PoE!C2616,\"Invalid Load Profile %\"))","v":0},61.68181818181818,30.84090909090909,0,0,0,54.031707208463537,0,0,0,0,0,1.8567416348355497E-2,2.5962046936275044E-3,false,false,3.0141909656421259E-2,0,0,0,0,0,0]
[2035,60,{"$f":"IF(LOADPROFILE=0.1,Results_10PoE!C2617,IF(LOADPROFILE=0.5,Results_50PoE!C2617,\"Invalid Load Profile %\"))","v":0},61.68181818181818,30.84090909090909,0,0,0,55.031707208463537,0,0,0,0,0,1.8567416348355497E-2,2.5962046936275044E-3,false,false,3.0141909656421259E-2,0,0,0,0,0,0]
[2035,61,{"$f":"IF(LOADPROFILE=0.1,Results_10PoE!C2618,IF(LOADPROFILE=0.5,Results_50PoE!C2618,\"Invalid Load Profile %\"))","v":0},61.68181818181818,30.84090909090909,0,0,0,56.031707208463537,0,0,0,0,0,1.8567416348355497E-2,2.5962046936275044E-3,false,false,3.0141909656421259E-2,0,0,0,0,0,0]
[2035,62,{"$f":"IF(LOADPROFILE=0.1,Results_10PoE!C2619,IF(LOADPROFILE=0.5,Results_50PoE!C2619,\"Invalid Load Profile %\"))","v":0},61.68181818181818,30.84090909090909,0,0,0,57.031707208463537,0,0,0,0,0,1.8567416348355497E-2,2.5962046936275044E-3,false,false,3.0141909656421259E-2,0,0,0,0,0,0]
[2035,63,{"$f":"IF(LOADPROFILE=0.1,Results_10PoE!C2620,IF(LOADPROFILE=0.5,Results_50PoE!C2620,\"Invalid Load Profile %\"))","v":0},61.68181818181818,30.84090909090909,0,0,0,58.031707208463537,0,0,0,0,0,1.8567416348355497E-2,2.5962046936275044E-3,false,false,3.0141909656421259E-2,0,0,0,0,0,0]
[2035,64,{"$f":"IF(LOADPROFILE=0.1,Results_10PoE!C2621,IF(LOADPROFILE=0.5,Results_50PoE!C2621,\"Invalid Load Profile %\"))","v":0},61.68181818181818,30.84090909090909,0,0,0,59.031707208463537,0,0,0,0,0,1.8567416348355497E-2,2.5962046936275044E-3,false,false,3.0141909656421259E-2,0,0,0,0,0,0]
[2035,65,{"$f":"IF(LOADPROFILE=0.1,Results_10PoE!C2622,IF(LOADPROFILE=0.5,Results_50PoE!C2622,\"Invalid Load Profile %\"))","v":0},61.68181818181818,30.84090909090909,0,0,0,60.031707208463537,0,0,0,0,0,1.8567416348355497E-2,2.5962046936275044E-3,false,false,3.0141909656421259E-2,0,0,0,0,0,0]
[2035,66,{"$f":"IF(LOADPROFILE=0.1,Results_10PoE!C2623,IF(LOADPROFILE=0.5,Results_50PoE!C2623,\"Invalid Load Profile %\"))","v":0},61.68181818181818,30.84090909090909,0,0,0,61.031707208463537,0,0,0,0,0,1.8567416348355497E-2,2.5962046936275044E-3,false,false,3.0141909656421259E-2,0,0,0,0,0,0]
[2035,67,{"$f":"IF(LOADPROFILE=0.1,Results_10PoE!C2624,IF(LOADPROFILE=0.5,Results_50PoE!C2624,\"Invalid Load Profile %\"))","v":0},61.68181818181818,30.84090909090909,0,0,0,62.031707208463537,0,0,0,0,0,1.8567416348355497E-2,2.5962046936275044E-3,false,false,3.0141909656421259E-2,0,0,0,0,0,0]
[2035,68,{"$f":"IF(LOADPROFILE=0.1,Results_10PoE!C2625,IF(LOADPROFILE=0.5,Results_50PoE!C2625,\"Invalid Load Profile %\"))","v":0},61.68181818181818,30.84090909090909,0,0,0,63.031707208463537,0,0,0,0,0,1.8567416348355497E-2,2.5962046936275044E-3,false,false,3.0141909656421259E-2,0,0,0,0,0,0]
[2035,69,{"$f":"IF(LOADPROFILE=0.1,Results_10PoE!C2626,IF(LOADPROFILE=0.5,Results_50PoE!C2626,\"Invalid Load Profile %\"))","v":0},61.68181818181818,30.84090909090909,0,0,0,64.031707208463544,0,0,0,0,0,1.8567416348355497E-2,2.5962046936275044E-3,false,false,3.0141909656421259E-2,0,0,0,0,0,0]
[2035,70,{"$f":"IF(LOADPROFILE=0.1,Results_10PoE!C2627,IF(LOADPROFILE=0.5,Results_50PoE!C2627,\"Invalid Load Profile %\"))","v":0},61.68181818181818,30.84090909090909,0,0,0,65.031707208463544,0,0,0,0,0,1.8567416348355497E-2,2.5962046936275044E-3,false,false,3.0141909656421259E-2,0,0,0,0,0,0]
[2035,71,{"$f":"IF(LOADPROFILE=0.1,Results_10PoE!C2628,IF(LOADPROFILE=0.5,Results_50PoE!C2628,\"Invalid Load Profile %\"))","v":0},61.68181818181818,30.84090909090909,0,0,0,66.031707208463544,0,0,0,0,0,1.8567416348355497E-2,2.5962046936275044E-3,false,false,3.0141909656421259E-2,0,0,0,0,0,0]
[2035,72,{"$f":"IF(LOADPROFILE=0.1,Results_10PoE!C2629,IF(LOADPROFILE=0.5,Results_50PoE!C2629,\"Invalid Load Profile %\"))","v":0},61.68181818181818,30.84090909090909,0,0,0,67.031707208463544,0,0,0,0,0,1.8567416348355497E-2,2.5962046936275044E-3,false,false,3.0141909656421259E-2,0,0,0,0,0,0]
[2035,73,{"$f":"IF(LOADPROFILE=0.1,Results_10PoE!C2630,IF(LOADPROFILE=0.5,Results_50PoE!C2630,\"Invalid Load Profile %\"))","v":0},61.68181818181818,30.84090909090909,0,0,0,68.031707208463544,0,0,0,0,0,1.8567416348355497E-2,2.5962046936275044E-3,false,false,3.0141909656421259E-2,0,0,0,0,0,0]
[2035,74,{"$f":"IF(LOADPROFILE=0.1,Results_10PoE!C2631,IF(LOADPROFILE=0.5,Results_50PoE!C2631,\"Invalid Load Profile %\"))","v":0},61.68181818181818,30.84090909090909,0,0,0,69.031707208463544,0,0,0,0,0,1.8567416348355497E-2,2.5962046936275044E-3,false,false,3.0141909656421259E-2,0,0,0,0,0,0]
[2035,75,{"$f":"IF(LOADPROFILE=0.1,Results_10PoE!C2632,IF(LOADPROFILE=0.5,Results_50PoE!C2632,\"Invalid Load Profile %\"))","v":0},61.68181818181818,30.84090909090909,0,0,0,70.031707208463544,0,0,0,0,0,1.8567416348355497E-2,2.5962046936275044E-3,false,false,3.0141909656421259E-2,0,0,0,0,0,0]
[2035,76,{"$f":"IF(LOADPROFILE=0.1,Results_10PoE!C2633,IF(LOADPROFILE=0.5,Results_50PoE!C2633,\"Invalid Load Profile %\"))","v":0},{"$f":"VLOOKUP($A2662,$Q$4:$AB$26,6,FALSE)","v":61.68181818181818},{"$f":"VLOOKUP($A2662,$Q$4:$AB$26,7,FALSE)","v":30.84090909090909},{"$f":"VLOOKUP($A2662,$Q$4:$AB$26,9,FALSE)","v":0},{"$f":"VLOOKUP($A2662,$Q$4:$AB$26,10,FALSE)","v":0},{"$f":"VLOOKUP($A2662,$Q$4:$AB$26,11,FALSE)","v":0},{"$f":"IF(B2662-VLOOKUP(A2662,$Q$4:$AB$26,12,FALSE)<0,0,B2662-VLOOKUP(A2662,$Q$4:$AB$26,12,FALSE))","v":71.031707208463544},{"$f":"IF(B2662=150,0,IF(IF($I2662>D2662,($I2662-D2662)*($C2662-$C2663),0)<0,0,IF($I2662>D2662,($I2662-D2662)*($C2662-$C2663),0)))*$Y$30","v":0},{"$f":"IF(C2662=150,0,IF(IF($I2662>E2662,($I2662-E2662)*($C2662-$C2663),0)<0,0,IF($I2662>E2662,($I2662-E2662)*($C2662-$C2663),0)))*$Y$30","v":0},{"$f":"IF(D2662=150,0,IF(IF($I2662>F2662,($I2662-F2662)*($C2662-$C2663),0)<0,0,IF($I2662>F2662,($I2662-F2662)*($C2662-$C2663),0)))*$Y$30","v":0},{"$f":"IF(E2662=150,0,IF(IF($I2662>G2662,($I2662-G2662)*($C2662-$C2663),0)<0,0,IF($I2662>G2662,($I2662-G2662)*($C2662-$C2663),0)))*$Y$30","v":0},{"$f":"IF(F2662=150,0,IF(IF($I2662>H2662,($I2662-H2662)*($C2662-$C2663),0)<0,0,IF($I2662>H2662,($I2662-H2662)*($C2662-$C2663),0)))*$Y$30","v":0},{"$f":"VLOOKUP($A2662, $Q$4:$BB$26,33,FALSE)","v":1.8567416348355497E-2},{"$f":"VLOOKUP($A2662, $Q$4:$BB$26,34,FALSE)","v":2.5962046936275044E-3},{"$f":"VLOOKUP($A2662, $Q$4:$BB$26,35,FALSE)","v":false},{"$f":"VLOOKUP($A2662, $Q$4:$BB$26,36,FALSE)","v":false},{"$f":"VLOOKUP($A2662, $Q$4:$BB$26,37,FALSE)","v":3.0141909656421259E-2},{"$f":"J2662*1000*($S$34/365)","v":0},{"$f":"O2662*K2662*1000*($T$34/365)","v":0},{"$f":"P2662*L2662*1000*($U$34/365)","v":0},{"$f":"Q2662*M2662*1000*($V$34/365)","v":0},{"$f":"R2662*N2662*1000*($W$34/365)","v":0},{"$f":"S2662*K2662*1000*($X$34/365)","v":0}]
[2035,77,{"$f":"IF(LOADPROFILE=0.1,Results_10PoE!C2634,IF(LOADPROFILE=0.5,Results_50PoE!C2634,\"Invalid Load Profile %\"))","v":0},61.68181818181818,30.84090909090909,0,0,0,72.031707208463544,0,0,0,0,0,1.8567416348355497E-2,2.5962046936275044E-3,false,false,3.0141909656421259E-2,0,0,0,0,0,0]
[2035,78,{"$f":"IF(LOADPROFILE=0.1,Results_10PoE!C2635,IF(LOADPROFILE=0.5,Results_50PoE!C2635,\"Invalid Load Profile %\"))","v":0},61.68181818181818,30.84090909090909,0,0,0,73.031707208463544,0,0,0,0,0,1.8567416348355497E-2,2.5962046936275044E-3,false,false,3.0141909656421259E-2,0,0,0,0,0,0]
[2035,79,{"$f":"IF(LOADPROFILE=0.1,Results_10PoE!C2636,IF(LOADPROFILE=0.5,Results_50PoE!C2636,\"Invalid Load Profile %\"))","v":0},61.68181818181818,30.84090909090909,0,0,0,74.031707208463544,0,0,0,0,0,1.8567416348355497E-2,2.5962046936275044E-3,false,false,3.0141909656421259E-2,0,0,0,0,0,0]
[2035,80,{"$f":"IF(LOADPROFILE=0.1,Results_10PoE!C2637,IF(LOADPROFILE=0.5,Results_50PoE!C2637,\"Invalid Load Profile %\"))","v":0},61.68181818181818,30.84090909090909,0,0,0,75.031707208463544,0,0,0,0,0,1.8567416348355497E-2,2.5962046936275044E-3,false,false,3.0141909656421259E-2,0,0,0,0,0,0]
[2035,81,{"$f":"IF(LOADPROFILE=0.1,Results_10PoE!C2638,IF(LOADPROFILE=0.5,Results_50PoE!C2638,\"Invalid Load Profile %\"))","v":0},61.68181818181818,30.84090909090909,0,0,0,76.031707208463544,0,0,0,0,0,1.8567416348355497E-2,2.5962046936275044E-3,false,false,3.0141909656421259E-2,0,0,0,0,0,0]
[2035,82,{"$f":"IF(LOADPROFILE=0.1,Results_10PoE!C2639,IF(LOADPROFILE=0.5,Results_50PoE!C2639,\"Invalid Load Profile %\"))","v":0},61.68181818181818,30.84090909090909,0,0,0,77.031707208463544,0,0,0,0,0,1.8567416348355497E-2,2.5962046936275044E-3,false,false,3.0141909656421259E-2,0,0,0,0,0,0]
[2035,83,{"$f":"IF(LOADPROFILE=0.1,Results_10PoE!C2640,IF(LOADPROFILE=0.5,Results_50PoE!C2640,\"Invalid Load Profile %\"))","v":0},61.68181818181818,30.84090909090909,0,0,0,78.031707208463544,0,0,0,0,0,1.8567416348355497E-2,2.5962046936275044E-3,false,false,3.0141909656421259E-2,0,0,0,0,0,0]
[2035,84,{"$f":"IF(LOADPROFILE=0.1,Results_10PoE!C2641,IF(LOADPROFILE=0.5,Results_50PoE!C2641,\"Invalid Load Profile %\"))","v":0},61.68181818181818,30.84090909090909,0,0,0,79.031707208463544,0,0,0,0,0,1.8567416348355497E-2,2.5962046936275044E-3,false,false,3.0141909656421259E-2,0,0,0,0,0,0]
[2035,85,{"$f":"IF(LOADPROFILE=0.1,Results_10PoE!C2642,IF(LOADPROFILE=0.5,Results_50PoE!C2642,\"Invalid Load Profile %\"))","v":0},61.68181818181818,30.84090909090909,0,0,0,80.031707208463544,0,0,0,0,0,1.8567416348355497E-2,2.5962046936275044E-3,false,false,3.0141909656421259E-2,0,0,0,0,0,0]
[2035,86,{"$f":"IF(LOADPROFILE=0.1,Results_10PoE!C2643,IF(LOADPROFILE=0.5,Results_50PoE!C2643,\"Invalid Load Profile %\"))","v":0},61.68181818181818,30.84090909090909,0,0,0,81.031707208463544,0,0,0,0,0,1.8567416348355497E-2,2.5962046936275044E-3,false,false,3.0141909656421259E-2,0,0,0,0,0,0]
[2035,87,{"$f":"IF(LOADPROFILE=0.1,Results_10PoE!C2644,IF(LOADPROFILE=0.5,Results_50PoE!C2644,\"Invalid Load Profile %\"))","v":0},61.68181818181818,30.84090909090909,0,0,0,82.031707208463544,0,0,0,0,0,1.8567416348355497E-2,2.5962046936275044E-3,false,false,3.0141909656421259E-2,0,0,0,0,0,0]
[2035,88,{"$f":"IF(LOADPROFILE=0.1,Results_10PoE!C2645,IF(LOADPROFILE=0.5,Results_50PoE!C2645,\"Invalid Load Profile %\"))","v":0},61.68181818181818,30.84090909090909,0,0,0,83.031707208463544,0,0,0,0,0,1.8567416348355497E-2,2.5962046936275044E-3,false,false,3.0141909656421259E-2,0,0,0,0,0,0]
[2035,89,{"$f":"IF(LOADPROFILE=0.1,Results_10PoE!C2646,IF(LOADPROFILE=0.5,Results_50PoE!C2646,\"Invalid Load Profile %\"))","v":0},61.68181818181818,30.84090909090909,0,0,0,84.031707208463544,0,0,0,0,0,1.8567416348355497E-2,2.5962046936275044E-3,false,false,3.0141909656421259E-2,0,0,0,0,0,0]
[2035,90,{"$f":"IF(LOADPROFILE=0.1,Results_10PoE!C2647,IF(LOADPROFILE=0.5,Results_50PoE!C2647,\"Invalid Load Profile %\"))","v":0},61.68181818181818,30.84090909090909,0,0,0,85.031707208463544,0,0,0,0,0,1.8567416348355497E-2,2.5962046936275044E-3,false,false,3.0141909656421259E-2,0,0,0,0,0,0]
[2035,91,{"$f":"IF(LOADPROFILE=0.1,Results_10PoE!C2648,IF(LOADPROFILE=0.5,Results_50PoE!C2648,\"Invalid Load Profile %\"))","v":0},61.68181818181818,30.84090909090909,0,0,0,86.031707208463544,0,0,0,0,0,1.8567416348355497E-2,2.5962046936275044E-3,false,false,3.0141909656421259E-2,0,0,0,0,0,0]
[2035,92,{"$f":"IF(LOADPROFILE=0.1,Results_10PoE!C2649,IF(LOADPROFILE=0.5,Results_50PoE!C2649,\"Invalid Load Profile %\"))","v":0},61.68181818181818,30.84090909090909,0,0,0,87.031707208463544,0,0,0,0,0,1.8567416348355497E-2,2.5962046936275044E-3,false,false,3.0141909656421259E-2,0,0,0,0,0,0]
[2035,93,{"$f":"IF(LOADPROFILE=0.1,Results_10PoE!C2650,IF(LOADPROFILE=0.5,Results_50PoE!C2650,\"Invalid Load Profile %\"))","v":0},61.68181818181818,30.84090909090909,0,0,0,88.031707208463544,0,0,0,0,0,1.8567416348355497E-2,2.5962046936275044E-3,false,false,3.0141909656421259E-2,0,0,0,0,0,0]
[2035,94,{"$f":"IF(LOADPROFILE=0.1,Results_10PoE!C2651,IF(LOADPROFILE=0.5,Results_50PoE!C2651,\"Invalid Load Profile %\"))","v":0},61.68181818181818,30.84090909090909,0,0,0,89.031707208463544,0,0,0,0,0,1.8567416348355497E-2,2.5962046936275044E-3,false,false,3.0141909656421259E-2,0,0,0,0,0,0]
[2035,95,{"$f":"IF(LOADPROFILE=0.1,Results_10PoE!C2652,IF(LOADPROFILE=0.5,Results_50PoE!C2652,\"Invalid Load Profile %\"))","v":0},61.68181818181818,30.84090909090909,0,0,0,90.031707208463544,0,0,0,0,0,1.8567416348355497E-2,2.5962046936275044E-3,false,false,3.0141909656421259E-2,0,0,0,0,0,0]
[2035,96,{"$f":"IF(LOADPROFILE=0.1,Results_10PoE!C2653,IF(LOADPROFILE=0.5,Results_50PoE!C2653,\"Invalid Load Profile %\"))","v":0},61.68181818181818,30.84090909090909,0,0,0,91.031707208463544,0,0,0,0,0,1.8567416348355497E-2,2.5962046936275044E-3,false,false,3.0141909656421259E-2,0,0,0,0,0,0]
[2035,97,{"$f":"IF(LOADPROFILE=0.1,Results_10PoE!C2654,IF(LOADPROFILE=0.5,Results_50PoE!C2654,\"Invalid Load Profile %\"))","v":0},61.68181818181818,30.84090909090909,0,0,0,92.031707208463544,0,0,0,0,0,1.8567416348355497E-2,2.5962046936275044E-3,false,false,3.0141909656421259E-2,0,0,0,0,0,0]
[2035,98,{"$f":"IF(LOADPROFILE=0.1,Results_10PoE!C2655,IF(LOADPROFILE=0.5,Results_50PoE!C2655,\"Invalid Load Profile %\"))","v":0},61.68181818181818,30.84090909090909,0,0,0,93.031707208463544,0,0,0,0,0,1.8567416348355497E-2,2.5962046936275044E-3,false,false,3.0141909656421259E-2,0,0,0,0,0,0]
[2035,99,{"$f":"IF(LOADPROFILE=0.1,Results_10PoE!C2656,IF(LOADPROFILE=0.5,Results_50PoE!C2656,\"Invalid Load Profile %\"))","v":0},61.68181818181818,30.84090909090909,0,0,0,94.031707208463544,0,0,0,0,0,1.8567416348355497E-2,2.5962046936275044E-3,false,false,3.0141909656421259E-2,0,0,0,0,0,0]
[2035,100,{"$f":"IF(LOADPROFILE=0.1,Results_10PoE!C2657,IF(LOADPROFILE=0.5,Results_50PoE!C2657,\"Invalid Load Profile %\"))","v":0},61.68181818181818,30.84090909090909,0,0,0,95.031707208463544,0,0,0,0,0,1.8567416348355497E-2,2.5962046936275044E-3,false,false,3.0141909656421259E-2,0,0,0,0,0,0]
[2035,101,{"$f":"IF(LOADPROFILE=0.1,Results_10PoE!C2658,IF(LOADPROFILE=0.5,Results_50PoE!C2658,\"Invalid Load Profile %\"))","v":0},61.68181818181818,30.84090909090909,0,0,0,96.031707208463544,0,0,0,0,0,1.8567416348355497E-2,2.5962046936275044E-3,false,false,3.0141909656421259E-2,0,0,0,0,0,0]
[2035,102,{"$f":"IF(LOADPROFILE=0.1,Results_10PoE!C2659,IF(LOADPROFILE=0.5,Results_50PoE!C2659,\"Invalid Load Profile %\"))","v":0},61.68181818181818,30.84090909090909,0,0,0,97.031707208463544,0,0,0,0,0,1.8567416348355497E-2,2.5962046936275044E-3,false,false,3.0141909656421259E-2,0,0,0,0,0,0]
[2035,103,{"$f":"IF(LOADPROFILE=0.1,Results_10PoE!C2660,IF(LOADPROFILE=0.5,Results_50PoE!C2660,\"Invalid Load Profile %\"))","v":0},61.68181818181818,30.84090909090909,0,0,0,98.031707208463544,0,0,0,0,0,1.8567416348355497E-2,2.5962046936275044E-3,false,false,3.0141909656421259E-2,0,0,0,0,0,0]
[2035,104,{"$f":"IF(LOADPROFILE=0.1,Results_10PoE!C2661,IF(LOADPROFILE=0.5,Results_50PoE!C2661,\"Invalid Load Profile %\"))","v":0},61.68181818181818,30.84090909090909,0,0,0,99.031707208463544,0,0,0,0,0,1.8567416348355497E-2,2.5962046936275044E-3,false,false,3.0141909656421259E-2,0,0,0,0,0,0]
[2035,105,{"$f":"IF(LOADPROFILE=0.1,Results_10PoE!C2662,IF(LOADPROFILE=0.5,Results_50PoE!C2662,\"Invalid Load Profile %\"))","v":0},61.68181818181818,30.84090909090909,0,0,0,100.03170720846354,0,0,0,0,0,1.8567416348355497E-2,2.5962046936275044E-3,false,false,3.0141909656421259E-2,0,0,0,0,0,0]
[2035,106,{"$f":"IF(LOADPROFILE=0.1,Results_10PoE!C2663,IF(LOADPROFILE=0.5,Results_50PoE!C2663,\"Invalid Load Profile %\"))","v":0},61.68181818181818,30.84090909090909,0,0,0,101.03170720846354,0,0,0,0,0,1.8567416348355497E-2,2.5962046936275044E-3,false,false,3.0141909656421259E-2,0,0,0,0,0,0]
[2035,107,{"$f":"IF(LOADPROFILE=0.1,Results_10PoE!C2664,IF(LOADPROFILE=0.5,Results_50PoE!C2664,\"Invalid Load Profile %\"))","v":0},61.68181818181818,30.84090909090909,0,0,0,102.03170720846354,0,0,0,0,0,1.8567416348355497E-2,2.5962046936275044E-3,false,false,3.0141909656421259E-2,0,0,0,0,0,0]
[2035,108,{"$f":"IF(LOADPROFILE=0.1,Results_10PoE!C2665,IF(LOADPROFILE=0.5,Results_50PoE!C2665,\"Invalid Load Profile %\"))","v":0},61.68181818181818,30.84090909090909,0,0,0,103.03170720846354,0,0,0,0,0,1.8567416348355497E-2,2.5962046936275044E-3,false,false,3.0141909656421259E-2,0,0,0,0,0,0]
[2035,109,{"$f":"IF(LOADPROFILE=0.1,Results_10PoE!C2666,IF(LOADPROFILE=0.5,Results_50PoE!C2666,\"Invalid Load Profile %\"))","v":0},61.68181818181818,30.84090909090909,0,0,0,104.03170720846354,0,0,0,0,0,1.8567416348355497E-2,2.5962046936275044E-3,false,false,3.0141909656421259E-2,0,0,0,0,0,0]
[2035,110,{"$f":"IF(LOADPROFILE=0.1,Results_10PoE!C2667,IF(LOADPROFILE=0.5,Results_50PoE!C2667,\"Invalid Load Profile %\"))","v":0},61.68181818181818,30.84090909090909,0,0,0,105.03170720846354,0,0,0,0,0,1.8567416348355497E-2,2.5962046936275044E-3,false,false,3.0141909656421259E-2,0,0,0,0,0,0]
[2035,111,{"$f":"IF(LOADPROFILE=0.1,Results_10PoE!C2668,IF(LOADPROFILE=0.5,Results_50PoE!C2668,\"Invalid Load Profile %\"))","v":0},61.68181818181818,30.84090909090909,0,0,0,106.03170720846354,0,0,0,0,0,1.8567416348355497E-2,2.5962046936275044E-3,false,false,3.0141909656421259E-2,0,0,0,0,0,0]
[2035,112,{"$f":"IF(LOADPROFILE=0.1,Results_10PoE!C2669,IF(LOADPROFILE=0.5,Results_50PoE!C2669,\"Invalid Load Profile %\"))","v":0},61.68181818181818,30.84090909090909,0,0,0,107.03170720846354,0,0,0,0,0,1.8567416348355497E-2,2.5962046936275044E-3,false,false,3.0141909656421259E-2,0,0,0,0,0,0]
[2035,113,{"$f":"IF(LOADPROFILE=0.1,Results_10PoE!C2670,IF(LOADPROFILE=0.5,Results_50PoE!C2670,\"Invalid Load Profile %\"))","v":0},61.68181818181818,30.84090909090909,0,0,0,108.03170720846354,0,0,0,0,0,1.8567416348355497E-2,2.5962046936275044E-3,false,false,3.0141909656421259E-2,0,0,0,0,0,0]
[2035,114,{"$f":"IF(LOADPROFILE=0.1,Results_10PoE!C2671,IF(LOADPROFILE=0.5,Results_50PoE!C2671,\"Invalid Load Profile %\"))","v":0},61.68181818181818,30.84090909090909,0,0,0,109.03170720846354,0,0,0,0,0,1.8567416348355497E-2,2.5962046936275044E-3,false,false,3.0141909656421259E-2,0,0,0,0,0,0]
[2035,115,{"$f":"IF(LOADPROFILE=0.1,Results_10PoE!C2672,IF(LOADPROFILE=0.5,Results_50PoE!C2672,\"Invalid Load Profile %\"))","v":0},61.68181818181818,30.84090909090909,0,0,0,110.03170720846354,0,0,0,0,0,1.8567416348355497E-2,2.5962046936275044E-3,false,false,3.0141909656421259E-2,0,0,0,0,0,0]
[2035,116,{"$f":"IF(LOADPROFILE=0.1,Results_10PoE!C2673,IF(LOADPROFILE=0.5,Results_50PoE!C2673,\"Invalid Load Profile %\"))","v":0},61.68181818181818,30.84090909090909,0,0,0,111.03170720846354,0,0,0,0,0,1.8567416348355497E-2,2.5962046936275044E-3,false,false,3.0141909656421259E-2,0,0,0,0,0,0]
[2035,117,{"$f":"IF(LOADPROFILE=0.1,Results_10PoE!C2674,IF(LOADPROFILE=0.5,Results_50PoE!C2674,\"Invalid Load Profile %\"))","v":0},61.68181818181818,30.84090909090909,0,0,0,112.03170720846354,0,0,0,0,0,1.8567416348355497E-2,2.5962046936275044E-3,false,false,3.0141909656421259E-2,0,0,0,0,0,0]
[2035,118,{"$f":"IF(LOADPROFILE=0.1,Results_10PoE!C2675,IF(LOADPROFILE=0.5,Results_50PoE!C2675,\"Invalid Load Profile %\"))","v":0},61.68181818181818,30.84090909090909,0,0,0,113.03170720846354,0,0,0,0,0,1.8567416348355497E-2,2.5962046936275044E-3,false,false,3.0141909656421259E-2,0,0,0,0,0,0]
[2035,119,{"$f":"IF(LOADPROFILE=0.1,Results_10PoE!C2676,IF(LOADPROFILE=0.5,Results_50PoE!C2676,\"Invalid Load Profile %\"))","v":0},61.68181818181818,30.84090909090909,0,0,0,114.03170720846354,0,0,0,0,0,1.8567416348355497E-2,2.5962046936275044E-3,false,false,3.0141909656421259E-2,0,0,0,0,0,0]
[2035,120,{"$f":"IF(LOADPROFILE=0.1,Results_10PoE!C2677,IF(LOADPROFILE=0.5,Results_50PoE!C2677,\"Invalid Load Profile %\"))","v":0},61.68181818181818,30.84090909090909,0,0,0,115.03170720846354,0,0,0,0,0,1.8567416348355497E-2,2.5962046936275044E-3,false,false,3.0141909656421259E-2,0,0,0,0,0,0]
[2035,121,{"$f":"IF(LOADPROFILE=0.1,Results_10PoE!C2678,IF(LOADPROFILE=0.5,Results_50PoE!C2678,\"Invalid Load Profile %\"))","v":0},61.68181818181818,30.84090909090909,0,0,0,116.03170720846354,0,0,0,0,0,1.8567416348355497E-2,2.5962046936275044E-3,false,false,3.0141909656421259E-2,0,0,0,0,0,0]
[2035,122,{"$f":"IF(LOADPROFILE=0.1,Results_10PoE!C2679,IF(LOADPROFILE=0.5,Results_50PoE!C2679,\"Invalid Load Profile %\"))","v":0},61.68181818181818,30.84090909090909,0,0,0,117.03170720846354,0,0,0,0,0,1.8567416348355497E-2,2.5962046936275044E-3,false,false,3.0141909656421259E-2,0,0,0,0,0,0]
[2035,123,{"$f":"IF(LOADPROFILE=0.1,Results_10PoE!C2680,IF(LOADPROFILE=0.5,Results_50PoE!C2680,\"Invalid Load Profile %\"))","v":0},61.68181818181818,30.84090909090909,0,0,0,118.03170720846354,0,0,0,0,0,1.8567416348355497E-2,2.5962046936275044E-3,false,false,3.0141909656421259E-2,0,0,0,0,0,0]
[2035,124,{"$f":"IF(LOADPROFILE=0.1,Results_10PoE!C2681,IF(LOADPROFILE=0.5,Results_50PoE!C2681,\"Invalid Load Profile %\"))","v":0},61.68181818181818,30.84090909090909,0,0,0,119.03170720846354,0,0,0,0,0,1.8567416348355497E-2,2.5962046936275044E-3,false,false,3.0141909656421259E-2,0,0,0,0,0,0]
[2035,125,{"$f":"IF(LOADPROFILE=0.1,Results_10PoE!C2682,IF(LOADPROFILE=0.5,Results_50PoE!C2682,\"Invalid Load Profile %\"))","v":0},61.68181818181818,30.84090909090909,0,0,0,120.03170720846354,0,0,0,0,0,1.8567416348355497E-2,2.5962046936275044E-3,false,false,3.0141909656421259E-2,0,0,0,0,0,0]
[2035,126,{"$f":"IF(LOADPROFILE=0.1,Results_10PoE!C2683,IF(LOADPROFILE=0.5,Results_50PoE!C2683,\"Invalid Load Profile %\"))","v":0},61.68181818181818,30.84090909090909,0,0,0,121.03170720846354,0,0,0,0,0,1.8567416348355497E-2,2.5962046936275044E-3,false,false,3.0141909656421259E-2,0,0,0,0,0,0]
[2035,127,{"$f":"IF(LOADPROFILE=0.1,Results_10PoE!C2684,IF(LOADPROFILE=0.5,Results_50PoE!C2684,\"Invalid Load Profile %\"))","v":0},61.68181818181818,30.84090909090909,0,0,0,122.03170720846354,0,0,0,0,0,1.8567416348355497E-2,2.5962046936275044E-3,false,false,3.0141909656421259E-2,0,0,0,0,0,0]
[2035,128,{"$f":"IF(LOADPROFILE=0.1,Results_10PoE!C2685,IF(LOADPROFILE=0.5,Results_50PoE!C2685,\"Invalid Load Profile %\"))","v":0},61.68181818181818,30.84090909090909,0,0,0,123.03170720846354,0,0,0,0,0,1.8567416348355497E-2,2.5962046936275044E-3,false,false,3.0141909656421259E-2,0,0,0,0,0,0]
[2035,129,{"$f":"IF(LOADPROFILE=0.1,Results_10PoE!C2686,IF(LOADPROFILE=0.5,Results_50PoE!C2686,\"Invalid Load Profile %\"))","v":0},61.68181818181818,30.84090909090909,0,0,0,124.03170720846354,0,0,0,0,0,1.8567416348355497E-2,2.5962046936275044E-3,false,false,3.0141909656421259E-2,0,0,0,0,0,0]
[2035,130,{"$f":"IF(LOADPROFILE=0.1,Results_10PoE!C2687,IF(LOADPROFILE=0.5,Results_50PoE!C2687,\"Invalid Load Profile %\"))","v":0},61.68181818181818,30.84090909090909,0,0,0,125.03170720846354,0,0,0,0,0,1.8567416348355497E-2,2.5962046936275044E-3,false,false,3.0141909656421259E-2,0,0,0,0,0,0]
[2035,131,{"$f":"IF(LOADPROFILE=0.1,Results_10PoE!C2688,IF(LOADPROFILE=0.5,Results_50PoE!C2688,\"Invalid Load Profile %\"))","v":0},61.68181818181818,30.84090909090909,0,0,0,126.03170720846354,0,0,0,0,0,1.8567416348355497E-2,2.5962046936275044E-3,false,false,3.0141909656421259E-2,0,0,0,0,0,0]
[2035,132,{"$f":"IF(LOADPROFILE=0.1,Results_10PoE!C2689,IF(LOADPROFILE=0.5,Results_50PoE!C2689,\"Invalid Load Profile %\"))","v":0},61.68181818181818,30.84090909090909,0,0,0,127.03170720846354,0,0,0,0,0,1.8567416348355497E-2,2.5962046936275044E-3,false,false,3.0141909656421259E-2,0,0,0,0,0,0]
[2035,133,{"$f":"IF(LOADPROFILE=0.1,Results_10PoE!C2690,IF(LOADPROFILE=0.5,Results_50PoE!C2690,\"Invalid Load Profile %\"))","v":0},61.68181818181818,30.84090909090909,0,0,0,128.03170720846353,0,0,0,0,0,1.8567416348355497E-2,2.5962046936275044E-3,false,false,3.0141909656421259E-2,0,0,0,0,0,0]
[2035,134,{"$f":"IF(LOADPROFILE=0.1,Results_10PoE!C2691,IF(LOADPROFILE=0.5,Results_50PoE!C2691,\"Invalid Load Profile %\"))","v":0},61.68181818181818,30.84090909090909,0,0,0,129.03170720846353,0,0,0,0,0,1.8567416348355497E-2,2.5962046936275044E-3,false,false,3.0141909656421259E-2,0,0,0,0,0,0]
[2035,135,{"$f":"IF(LOADPROFILE=0.1,Results_10PoE!C2692,IF(LOADPROFILE=0.5,Results_50PoE!C2692,\"Invalid Load Profile %\"))","v":0},61.68181818181818,30.84090909090909,0,0,0,130.03170720846353,0,0,0,0,0,1.8567416348355497E-2,2.5962046936275044E-3,false,false,3.0141909656421259E-2,0,0,0,0,0,0]
[2035,136,{"$f":"IF(LOADPROFILE=0.1,Results_10PoE!C2693,IF(LOADPROFILE=0.5,Results_50PoE!C2693,\"Invalid Load Profile %\"))","v":0},61.68181818181818,30.84090909090909,0,0,0,131.03170720846353,0,0,0,0,0,1.8567416348355497E-2,2.5962046936275044E-3,false,false,3.0141909656421259E-2,0,0,0,0,0,0]
[2035,137,{"$f":"IF(LOADPROFILE=0.1,Results_10PoE!C2694,IF(LOADPROFILE=0.5,Results_50PoE!C2694,\"Invalid Load Profile %\"))","v":0},61.68181818181818,30.84090909090909,0,0,0,132.03170720846353,0,0,0,0,0,1.8567416348355497E-2,2.5962046936275044E-3,false,false,3.0141909656421259E-2,0,0,0,0,0,0]
[2035,138,{"$f":"IF(LOADPROFILE=0.1,Results_10PoE!C2695,IF(LOADPROFILE=0.5,Results_50PoE!C2695,\"Invalid Load Profile %\"))","v":0},61.68181818181818,30.84090909090909,0,0,0,133.03170720846353,0,0,0,0,0,1.8567416348355497E-2,2.5962046936275044E-3,false,false,3.0141909656421259E-2,0,0,0,0,0,0]
[2035,139,{"$f":"IF(LOADPROFILE=0.1,Results_10PoE!C2696,IF(LOADPROFILE=0.5,Results_50PoE!C2696,\"Invalid Load Profile %\"))","v":0},61.68181818181818,30.84090909090909,0,0,0,134.03170720846353,0,0,0,0,0,1.8567416348355497E-2,2.5962046936275044E-3,false,false,3.0141909656421259E-2,0,0,0,0,0,0]
[2035,140,{"$f":"IF(LOADPROFILE=0.1,Results_10PoE!C2697,IF(LOADPROFILE=0.5,Results_50PoE!C2697,\"Invalid Load Profile %\"))","v":0},{"$f":"VLOOKUP($A2726,$Q$4:$AB$26,6,FALSE)","v":61.68181818181818},{"$f":"VLOOKUP($A2726,$Q$4:$AB$26,7,FALSE)","v":30.84090909090909},{"$f":"VLOOKUP($A2726,$Q$4:$AB$26,9,FALSE)","v":0},{"$f":"VLOOKUP($A2726,$Q$4:$AB$26,10,FALSE)","v":0},{"$f":"VLOOKUP($A2726,$Q$4:$AB$26,11,FALSE)","v":0},{"$f":"IF(B2726-VLOOKUP(A2726,$Q$4:$AB$26,12,FALSE)<0,0,B2726-VLOOKUP(A2726,$Q$4:$AB$26,12,FALSE))","v":135.03170720846353},{"$f":"IF(B2726=150,0,IF(IF($I2726>D2726,($I2726-D2726)*($C2726-$C2727),0)<0,0,IF($I2726>D2726,($I2726-D2726)*($C2726-$C2727),0)))*$Y$30","v":0},{"$f":"IF(C2726=150,0,IF(IF($I2726>E2726,($I2726-E2726)*($C2726-$C2727),0)<0,0,IF($I2726>E2726,($I2726-E2726)*($C2726-$C2727),0)))*$Y$30","v":0},{"$f":"IF(D2726=150,0,IF(IF($I2726>F2726,($I2726-F2726)*($C2726-$C2727),0)<0,0,IF($I2726>F2726,($I2726-F2726)*($C2726-$C2727),0)))*$Y$30","v":0},{"$f":"IF(E2726=150,0,IF(IF($I2726>G2726,($I2726-G2726)*($C2726-$C2727),0)<0,0,IF($I2726>G2726,($I2726-G2726)*($C2726-$C2727),0)))*$Y$30","v":0},{"$f":"IF(F2726=150,0,IF(IF($I2726>H2726,($I2726-H2726)*($C2726-$C2727),0)<0,0,IF($I2726>H2726,($I2726-H2726)*($C2726-$C2727),0)))*$Y$30","v":0},{"$f":"VLOOKUP($A2726, $Q$4:$BB$26,33,FALSE)","v":1.8567416348355497E-2},{"$f":"VLOOKUP($A2726, $Q$4:$BB$26,34,FALSE)","v":2.5962046936275044E-3},{"$f":"VLOOKUP($A2726, $Q$4:$BB$26,35,FALSE)","v":false},{"$f":"VLOOKUP($A2726, $Q$4:$BB$26,36,FALSE)","v":false},{"$f":"VLOOKUP($A2726, $Q$4:$BB$26,37,FALSE)","v":3.0141909656421259E-2},{"$f":"J2726*1000*($S$34/365)","v":0},{"$f":"O2726*K2726*1000*($T$34/365)","v":0},{"$f":"P2726*L2726*1000*($U$34/365)","v":0},{"$f":"Q2726*M2726*1000*($V$34/365)","v":0},{"$f":"R2726*N2726*1000*($W$34/365)","v":0},{"$f":"S2726*K2726*1000*($X$34/365)","v":0}]
[2035,141,{"$f":"IF(LOADPROFILE=0.1,Results_10PoE!C2698,IF(LOADPROFILE=0.5,Results_50PoE!C2698,\"Invalid Load Profile %\"))","v":0},61.68181818181818,30.84090909090909,0,0,0,136.03170720846353,0,0,0,0,0,1.8567416348355497E-2,2.5962046936275044E-3,false,false,3.0141909656421259E-2,0,0,0,0,0,0]
[2035,142,{"$f":"IF(LOADPROFILE=0.1,Results_10PoE!C2699,IF(LOADPROFILE=0.5,Results_50PoE!C2699,\"Invalid Load Profile %\"))","v":0},61.68181818181818,30.84090909090909,0,0,0,137.03170720846353,0,0,0,0,0,1.8567416348355497E-2,2.5962046936275044E-3,false,false,3.0141909656421259E-2,0,0,0,0,0,0]
[2035,143,{"$f":"IF(LOADPROFILE=0.1,Results_10PoE!C2700,IF(LOADPROFILE=0.5,Results_50PoE!C2700,\"Invalid Load Profile %\"))","v":0},61.68181818181818,30.84090909090909,0,0,0,138.03170720846353,0,0,0,0,0,1.8567416348355497E-2,2.5962046936275044E-3,false,false,3.0141909656421259E-2,0,0,0,0,0,0]
[2035,144,{"$f":"IF(LOADPROFILE=0.1,Results_10PoE!C2701,IF(LOADPROFILE=0.5,Results_50PoE!C2701,\"Invalid Load Profile %\"))","v":0},61.68181818181818,30.84090909090909,0,0,0,139.03170720846353,0,0,0,0,0,1.8567416348355497E-2,2.5962046936275044E-3,false,false,3.0141909656421259E-2,0,0,0,0,0,0]
[2035,145,{"$f":"IF(LOADPROFILE=0.1,Results_10PoE!C2702,IF(LOADPROFILE=0.5,Results_50PoE!C2702,\"Invalid Load Profile %\"))","v":0},61.68181818181818,30.84090909090909,0,0,0,140.03170720846353,0,0,0,0,0,1.8567416348355497E-2,2.5962046936275044E-3,false,false,3.0141909656421259E-2,0,0,0,0,0,0]
[2035,146,{"$f":"IF(LOADPROFILE=0.1,Results_10PoE!C2703,IF(LOADPROFILE=0.5,Results_50PoE!C2703,\"Invalid Load Profile %\"))","v":0},61.68181818181818,30.84090909090909,0,0,0,141.03170720846353,0,0,0,0,0,1.8567416348355497E-2,2.5962046936275044E-3,false,false,3.0141909656421259E-2,0,0,0,0,0,0]
[2035,147,{"$f":"IF(LOADPROFILE=0.1,Results_10PoE!C2704,IF(LOADPROFILE=0.5,Results_50PoE!C2704,\"Invalid Load Profile %\"))","v":0},61.68181818181818,30.84090909090909,0,0,0,142.03170720846353,0,0,0,0,0,1.8567416348355497E-2,2.5962046936275044E-3,false,false,3.0141909656421259E-2,0,0,0,0,0,0]
[2035,148,{"$f":"IF(LOADPROFILE=0.1,Results_10PoE!C2705,IF(LOADPROFILE=0.5,Results_50PoE!C2705,\"Invalid Load Profile %\"))","v":0},61.68181818181818,30.84090909090909,0,0,0,143.03170720846353,0,0,0,0,0,1.8567416348355497E-2,2.5962046936275044E-3,false,false,3.0141909656421259E-2,0,0,0,0,0,0]
[2035,149,{"$f":"IF(LOADPROFILE=0.1,Results_10PoE!C2706,IF(LOADPROFILE=0.5,Results_50PoE!C2706,\"Invalid Load Profile %\"))","v":0},61.68181818181818,30.84090909090909,0,0,0,144.03170720846353,0,0,0,0,0,1.8567416348355497E-2,2.5962046936275044E-3,false,false,3.0141909656421259E-2,0,0,0,0,0,0]
[2035,150,{"$f":"IF(LOADPROFILE=0.1,Results_10PoE!C2707,IF(LOADPROFILE=0.5,Results_50PoE!C2707,\"Invalid Load Profile %\"))","v":0},61.68181818181818,30.84090909090909,0,0,0,145.03170720846353,0,0,0,0,0,1.8567416348355497E-2,2.5962046936275044E-3,false,false,3.0141909656421259E-2,0,0,0,0,0,0]
[2036,1,{"$f":"IF(LOADPROFILE=0.1,Results_10PoE!C2708,IF(LOADPROFILE=0.5,Results_50PoE!C2708,\"Invalid Load Profile %\"))","v":8760},61.68181818181818,30.84090909090909,0,0,0,0,0,0,0,0,0,1.9226856700783421E-2,2.6907757064662712E-3,false,false,3.1212429709063995E-2,0,0,0,0,0,0]
[2036,2,{"$f":"IF(LOADPROFILE=0.1,Results_10PoE!C2709,IF(LOADPROFILE=0.5,Results_50PoE!C2709,\"Invalid Load Profile %\"))","v":8760},61.68181818181818,30.84090909090909,0,0,0,0,0,0,0,0,0,1.9226856700783421E-2,2.6907757064662712E-3,false,false,3.1212429709063995E-2,0,0,0,0,0,0]
[2036,3,{"$f":"IF(LOADPROFILE=0.1,Results_10PoE!C2710,IF(LOADPROFILE=0.5,Results_50PoE!C2710,\"Invalid Load Profile %\"))","v":8760},61.68181818181818,30.84090909090909,0,0,0,0,0,0,0,0,0,1.9226856700783421E-2,2.6907757064662712E-3,false,false,3.1212429709063995E-2,0,0,0,0,0,0]
[2036,4,{"$f":"IF(LOADPROFILE=0.1,Results_10PoE!C2711,IF(LOADPROFILE=0.5,Results_50PoE!C2711,\"Invalid Load Profile %\"))","v":8752},61.68181818181818,30.84090909090909,0,0,0,0,0,0,0,0,0,1.9226856700783421E-2,2.6907757064662712E-3,false,false,3.1212429709063995E-2,0,0,0,0,0,0]
[2036,5,{"$f":"IF(LOADPROFILE=0.1,Results_10PoE!C2712,IF(LOADPROFILE=0.5,Results_50PoE!C2712,\"Invalid Load Profile %\"))","v":8578},61.68181818181818,30.84090909090909,0,0,0,4.6513443805675792E-2,0,0,33.243356133130746,33.243356133130746,33.243356133130746,1.9226856700783421E-2,2.6907757064662712E-3,false,false,3.1212429709063995E-2,0,0,29.80046705278702,0,0,0]
[2036,6,{"$f":"IF(LOADPROFILE=0.1,Results_10PoE!C2713,IF(LOADPROFILE=0.5,Results_50PoE!C2713,\"Invalid Load Profile %\"))","v":7857},61.68181818181818,30.84090909090909,0,0,0,1.0465134438056758,0,0,1201.2806268545933,1201.2806268545933,1201.2806268545933,1.9226856700783421E-2,2.6907757064662712E-3,false,false,3.1212429709063995E-2,0,0,1076.868520686279,0,0,0]
[2036,7,{"$f":"IF(LOADPROFILE=0.1,Results_10PoE!C2714,IF(LOADPROFILE=0.5,Results_50PoE!C2714,\"Invalid Load Profile %\"))","v":6699},61.68181818181818,30.84090909090909,0,0,0,2.0465134438056758,0,0,2373.5127321496543,2373.5127321496543,2373.5127321496543,1.9226856700783421E-2,2.6907757064662712E-3,false,false,3.1212429709063995E-2,0,0,2127.6969656894566,0,0,0]
[2036,8,{"$f":"IF(LOADPROFILE=0.1,Results_10PoE!C2715,IF(LOADPROFILE=0.5,Results_50PoE!C2715,\"Invalid Load Profile %\"))","v":5529},61.68181818181818,30.84090909090909,0,0,0,3.0465134438056758,0,0,2150.1769140855677,2150.1769140855677,2150.1769140855677,1.9226856700783421E-2,2.6907757064662712E-3,false,false,3.1212429709063995E-2,0,0,1927.4911964141615,0,0,0]
[2036,9,{"$f":"IF(LOADPROFILE=0.1,Results_10PoE!C2716,IF(LOADPROFILE=0.5,Results_50PoE!C2716,\"Invalid Load Profile %\"))","v":4817},61.68181818181818,30.84090909090909,0,0,0,4.0465134438056758,0,0,2803.8144226629001,2803.8144226629001,2803.8144226629001,1.9226856700783421E-2,2.6907757064662712E-3,false,false,3.1212429709063995E-2,0,0,2513.4339321842081,0,0,0]
[2036,10,{"$f":"IF(LOADPROFILE=0.1,Results_10PoE!C2717,IF(LOADPROFILE=0.5,Results_50PoE!C2717,\"Invalid Load Profile %\"))","v":4118},61.68181818181818,30.84090909090909,0,0,0,5.0465134438056758,0,0,4217.0632146299513,4217.0632146299513,4217.0632146299513,1.9226856700783421E-2,2.6907757064662712E-3,false,false,3.1212429709063995E-2,0,0,3780.3178741587776,0,0,0]
[2036,11,{"$f":"IF(LOADPROFILE=0.1,Results_10PoE!C2718,IF(LOADPROFILE=0.5,Results_50PoE!C2718,\"Invalid Load Profile %\"))","v":3275},61.68181818181818,30.84090909090909,0,0,0,6.0465134438056758,0,0,3530.2984308637529,3530.2984308637529,3530.2984308637529,1.9226856700783421E-2,2.6907757064662712E-3,false,false,3.1212429709063995E-2,0,0,3164.6787302143907,0,0,0]
[2036,12,{"$f":"IF(LOADPROFILE=0.1,Results_10PoE!C2719,IF(LOADPROFILE=0.5,Results_50PoE!C2719,\"Invalid Load Profile %\"))","v":2686},61.68181818181818,30.84090909090909,0,0,0,7.0465134438056758,0,0,4742.8038220923891,4742.8038220923891,4742.8038220923891,1.9226856700783421E-2,2.6907757064662712E-3,false,false,3.1212429709063995E-2,0,0,4251.6095087414351,0,0,0]
[2036,13,{"$f":"IF(LOADPROFILE=0.1,Results_10PoE!C2720,IF(LOADPROFILE=0.5,Results_50PoE!C2720,\"Invalid Load Profile %\"))","v":2007},61.68181818181818,30.84090909090909,0,0,0,8.0465134438056758,0,0,7545.5339881215896,7545.5339881215896,7545.5339881215896,1.9226856700783421E-2,2.6907757064662712E-3,false,false,3.1212429709063995E-2,0,0,6764.071476664275,0,0,0]
[2036,14,{"$f":"IF(LOADPROFILE=0.1,Results_10PoE!C2721,IF(LOADPROFILE=0.5,Results_50PoE!C2721,\"Invalid Load Profile %\"))","v":1061},61.68181818181818,30.84090909090909,0,0,0,9.0465134438056758,0,0,5568.8296768431928,5568.8296768431928,5568.8296768431928,1.9226856700783421E-2,2.6907757064662712E-3,false,false,3.1212429709063995E-2,0,0,4992.0869795079634,0,0,0]
[2036,15,{"$f":"IF(LOADPROFILE=0.1,Results_10PoE!C2722,IF(LOADPROFILE=0.5,Results_50PoE!C2722,\"Invalid Load Profile %\"))","v":440},61.68181818181818,30.84090909090909,0,0,0,10.046513443805676,0,0,2489.6969109547672,2489.6969109547672,2489.6969109547672,1.9226856700783421E-2,2.6907757064662712E-3,false,false,3.1212429709063995E-2,0,0,2231.8483870643363,0,0,0]
[2036,16,{"$f":"IF(LOADPROFILE=0.1,Results_10PoE!C2723,IF(LOADPROFILE=0.5,Results_50PoE!C2723,\"Invalid Load Profile %\"))","v":190},61.68181818181818,30.84090909090909,0,0,0,11.046513443805676,0,0,1149.7558463154742,1149.7558463154742,1149.7558463154742,1.9226856700783421E-2,2.6907757064662712E-3,false,false,3.1212429709063995E-2,0,0,1030.6799674394592,0,0,0]
[2036,17,{"$f":"IF(LOADPROFILE=0.1,Results_10PoE!C2724,IF(LOADPROFILE=0.5,Results_50PoE!C2724,\"Invalid Load Profile %\"))","v":85},61.68181818181818,30.84090909090909,0,0,0,12.046513443805676,0,0,573.18353829940406,573.18353829940406,573.18353829940406,1.9226856700783421E-2,2.6907757064662712E-3,false,false,3.1212429709063995E-2,0,0,513.8210799140104,0,0,0]
[2036,18,{"$f":"IF(LOADPROFILE=0.1,Results_10PoE!C2725,IF(LOADPROFILE=0.5,Results_50PoE!C2725,\"Invalid Load Profile %\"))","v":37},61.68181818181818,30.84090909090909,0,0,0,13.046513443805676,0,0,323.31479374867104,323.31479374867104,323.31479374867104,1.9226856700783421E-2,2.6907757064662712E-3,false,false,3.1212429709063995E-2,0,0,289.83029932960375,0,0,0]
[2036,19,{"$f":"IF(LOADPROFILE=0.1,Results_10PoE!C2726,IF(LOADPROFILE=0.5,Results_50PoE!C2726,\"Invalid Load Profile %\"))","v":12},61.68181818181818,30.84090909090909,0,0,0,14.046513443805676,0,0,111.39087828258214,111.39087828258214,111.39087828258214,1.9226856700783421E-2,2.6907757064662712E-3,false,false,3.1212429709063995E-2,0,0,99.854544918611367,0,0,0]
[2036,20,{"$f":"IF(LOADPROFILE=0.1,Results_10PoE!C2727,IF(LOADPROFILE=0.5,Results_50PoE!C2727,\"Invalid Load Profile %\"))","v":4},61.68181818181818,30.84090909090909,0,0,0,15.046513443805676,0,0,44.745383462096072,44.745383462096072,44.745383462096072,1.9226856700783421E-2,2.6907757064662712E-3,false,false,3.1212429709063995E-2,0,0,40.111272769406064,0,0,0]
[2036,21,{"$f":"IF(LOADPROFILE=0.1,Results_10PoE!C2728,IF(LOADPROFILE=0.5,Results_50PoE!C2728,\"Invalid Load Profile %\"))","v":1},61.68181818181818,30.84090909090909,0,0,0,16.046513443805676,0,0,15.906395856074617,15.906395856074617,15.906395856074617,1.9226856700783421E-2,2.6907757064662712E-3,false,false,3.1212429709063995E-2,0,0,14.259030398110959,0,0,0]
[2036,22,{"$f":"IF(LOADPROFILE=0.1,Results_10PoE!C2729,IF(LOADPROFILE=0.5,Results_50PoE!C2729,\"Invalid Load Profile %\"))","v":0},61.68181818181818,30.84090909090909,0,0,0,17.046513443805676,0,0,0,0,0,1.9226856700783421E-2,2.6907757064662712E-3,false,false,3.1212429709063995E-2,0,0,0,0,0,0]
[2036,23,{"$f":"IF(LOADPROFILE=0.1,Results_10PoE!C2730,IF(LOADPROFILE=0.5,Results_50PoE!C2730,\"Invalid Load Profile %\"))","v":0},61.68181818181818,30.84090909090909,0,0,0,18.046513443805676,0,0,0,0,0,1.9226856700783421E-2,2.6907757064662712E-3,false,false,3.1212429709063995E-2,0,0,0,0,0,0]
[2036,24,{"$f":"IF(LOADPROFILE=0.1,Results_10PoE!C2731,IF(LOADPROFILE=0.5,Results_50PoE!C2731,\"Invalid Load Profile %\"))","v":0},61.68181818181818,30.84090909090909,0,0,0,19.046513443805676,0,0,0,0,0,1.9226856700783421E-2,2.6907757064662712E-3,false,false,3.1212429709063995E-2,0,0,0,0,0,0]
[2036,25,{"$f":"IF(LOADPROFILE=0.1,Results_10PoE!C2732,IF(LOADPROFILE=0.5,Results_50PoE!C2732,\"Invalid Load Profile %\"))","v":0},61.68181818181818,30.84090909090909,0,0,0,20.046513443805676,0,0,0,0,0,1.9226856700783421E-2,2.6907757064662712E-3,false,false,3.1212429709063995E-2,0,0,0,0,0,0]
[2036,26,{"$f":"IF(LOADPROFILE=0.1,Results_10PoE!C2733,IF(LOADPROFILE=0.5,Results_50PoE!C2733,\"Invalid Load Profile %\"))","v":0},61.68181818181818,30.84090909090909,0,0,0,21.046513443805676,0,0,0,0,0,1.9226856700783421E-2,2.6907757064662712E-3,false,false,3.1212429709063995E-2,0,0,0,0,0,0]
[2036,27,{"$f":"IF(LOADPROFILE=0.1,Results_10PoE!C2734,IF(LOADPROFILE=0.5,Results_50PoE!C2734,\"Invalid Load Profile %\"))","v":0},61.68181818181818,30.84090909090909,0,0,0,22.046513443805676,0,0,0,0,0,1.9226856700783421E-2,2.6907757064662712E-3,false,false,3.1212429709063995E-2,0,0,0,0,0,0]
[2036,28,{"$f":"IF(LOADPROFILE=0.1,Results_10PoE!C2735,IF(LOADPROFILE=0.5,Results_50PoE!C2735,\"Invalid Load Profile %\"))","v":0},61.68181818181818,30.84090909090909,0,0,0,23.046513443805676,0,0,0,0,0,1.9226856700783421E-2,2.6907757064662712E-3,false,false,3.1212429709063995E-2,0,0,0,0,0,0]
[2036,29,{"$f":"IF(LOADPROFILE=0.1,Results_10PoE!C2736,IF(LOADPROFILE=0.5,Results_50PoE!C2736,\"Invalid Load Profile %\"))","v":0},61.68181818181818,30.84090909090909,0,0,0,24.046513443805676,0,0,0,0,0,1.9226856700783421E-2,2.6907757064662712E-3,false,false,3.1212429709063995E-2,0,0,0,0,0,0]
[2036,30,{"$f":"IF(LOADPROFILE=0.1,Results_10PoE!C2737,IF(LOADPROFILE=0.5,Results_50PoE!C2737,\"Invalid Load Profile %\"))","v":0},61.68181818181818,30.84090909090909,0,0,0,25.046513443805676,0,0,0,0,0,1.9226856700783421E-2,2.6907757064662712E-3,false,false,3.1212429709063995E-2,0,0,0,0,0,0]
[2036,31,{"$f":"IF(LOADPROFILE=0.1,Results_10PoE!C2738,IF(LOADPROFILE=0.5,Results_50PoE!C2738,\"Invalid Load Profile %\"))","v":0},61.68181818181818,30.84090909090909,0,0,0,26.046513443805676,0,0,0,0,0,1.9226856700783421E-2,2.6907757064662712E-3,false,false,3.1212429709063995E-2,0,0,0,0,0,0]
[2036,32,{"$f":"IF(LOADPROFILE=0.1,Results_10PoE!C2739,IF(LOADPROFILE=0.5,Results_50PoE!C2739,\"Invalid Load Profile %\"))","v":0},61.68181818181818,30.84090909090909,0,0,0,27.046513443805676,0,0,0,0,0,1.9226856700783421E-2,2.6907757064662712E-3,false,false,3.1212429709063995E-2,0,0,0,0,0,0]
[2036,33,{"$f":"IF(LOADPROFILE=0.1,Results_10PoE!C2740,IF(LOADPROFILE=0.5,Results_50PoE!C2740,\"Invalid Load Profile %\"))","v":0},61.68181818181818,30.84090909090909,0,0,0,28.046513443805676,0,0,0,0,0,1.9226856700783421E-2,2.6907757064662712E-3,false,false,3.1212429709063995E-2,0,0,0,0,0,0]
[2036,34,{"$f":"IF(LOADPROFILE=0.1,Results_10PoE!C2741,IF(LOADPROFILE=0.5,Results_50PoE!C2741,\"Invalid Load Profile %\"))","v":0},61.68181818181818,30.84090909090909,0,0,0,29.046513443805676,0,0,0,0,0,1.9226856700783421E-2,2.6907757064662712E-3,false,false,3.1212429709063995E-2,0,0,0,0,0,0]
[2036,35,{"$f":"IF(LOADPROFILE=0.1,Results_10PoE!C2742,IF(LOADPROFILE=0.5,Results_50PoE!C2742,\"Invalid Load Profile %\"))","v":0},61.68181818181818,30.84090909090909,0,0,0,30.046513443805676,0,0,0,0,0,1.9226856700783421E-2,2.6907757064662712E-3,false,false,3.1212429709063995E-2,0,0,0,0,0,0]
[2036,36,{"$f":"IF(LOADPROFILE=0.1,Results_10PoE!C2743,IF(LOADPROFILE=0.5,Results_50PoE!C2743,\"Invalid Load Profile %\"))","v":0},61.68181818181818,30.84090909090909,0,0,0,31.046513443805676,0,0,0,0,0,1.9226856700783421E-2,2.6907757064662712E-3,false,false,3.1212429709063995E-2,0,0,0,0,0,0]
[2036,37,{"$f":"IF(LOADPROFILE=0.1,Results_10PoE!C2744,IF(LOADPROFILE=0.5,Results_50PoE!C2744,\"Invalid Load Profile %\"))","v":0},61.68181818181818,30.84090909090909,0,0,0,32.046513443805679,0,0,0,0,0,1.9226856700783421E-2,2.6907757064662712E-3,false,false,3.1212429709063995E-2,0,0,0,0,0,0]
[2036,38,{"$f":"IF(LOADPROFILE=0.1,Results_10PoE!C2745,IF(LOADPROFILE=0.5,Results_50PoE!C2745,\"Invalid Load Profile %\"))","v":0},61.68181818181818,30.84090909090909,0,0,0,33.046513443805679,0,0,0,0,0,1.9226856700783421E-2,2.6907757064662712E-3,false,false,3.1212429709063995E-2,0,0,0,0,0,0]
[2036,39,{"$f":"IF(LOADPROFILE=0.1,Results_10PoE!C2746,IF(LOADPROFILE=0.5,Results_50PoE!C2746,\"Invalid Load Profile %\"))","v":0},61.68181818181818,30.84090909090909,0,0,0,34.046513443805679,0,0,0,0,0,1.9226856700783421E-2,2.6907757064662712E-3,false,false,3.1212429709063995E-2,0,0,0,0,0,0]
[2036,40,{"$f":"IF(LOADPROFILE=0.1,Results_10PoE!C2747,IF(LOADPROFILE=0.5,Results_50PoE!C2747,\"Invalid Load Profile %\"))","v":0},61.68181818181818,30.84090909090909,0,0,0,35.046513443805679,0,0,0,0,0,1.9226856700783421E-2,2.6907757064662712E-3,false,false,3.1212429709063995E-2,0,0,0,0,0,0]
[2036,41,{"$f":"IF(LOADPROFILE=0.1,Results_10PoE!C2748,IF(LOADPROFILE=0.5,Results_50PoE!C2748,\"Invalid Load Profile %\"))","v":0},61.68181818181818,30.84090909090909,0,0,0,36.046513443805679,0,0,0,0,0,1.9226856700783421E-2,2.6907757064662712E-3,false,false,3.1212429709063995E-2,0,0,0,0,0,0]
[2036,42,{"$f":"IF(LOADPROFILE=0.1,Results_10PoE!C2749,IF(LOADPROFILE=0.5,Results_50PoE!C2749,\"Invalid Load Profile %\"))","v":0},61.68181818181818,30.84090909090909,0,0,0,37.046513443805679,0,0,0,0,0,1.9226856700783421E-2,2.6907757064662712E-3,false,false,3.1212429709063995E-2,0,0,0,0,0,0]
[2036,43,{"$f":"IF(LOADPROFILE=0.1,Results_10PoE!C2750,IF(LOADPROFILE=0.5,Results_50PoE!C2750,\"Invalid Load Profile %\"))","v":0},61.68181818181818,30.84090909090909,0,0,0,38.046513443805679,0,0,0,0,0,1.9226856700783421E-2,2.6907757064662712E-3,false,false,3.1212429709063995E-2,0,0,0,0,0,0]
[2036,44,{"$f":"IF(LOADPROFILE=0.1,Results_10PoE!C2751,IF(LOADPROFILE=0.5,Results_50PoE!C2751,\"Invalid Load Profile %\"))","v":0},61.68181818181818,30.84090909090909,0,0,0,39.046513443805679,0,0,0,0,0,1.9226856700783421E-2,2.6907757064662712E-3,false,false,3.1212429709063995E-2,0,0,0,0,0,0]
[2036,45,{"$f":"IF(LOADPROFILE=0.1,Results_10PoE!C2752,IF(LOADPROFILE=0.5,Results_50PoE!C2752,\"Invalid Load Profile %\"))","v":0},61.68181818181818,30.84090909090909,0,0,0,40.046513443805679,0,0,0,0,0,1.9226856700783421E-2,2.6907757064662712E-3,false,false,3.1212429709063995E-2,0,0,0,0,0,0]
[2036,46,{"$f":"IF(LOADPROFILE=0.1,Results_10PoE!C2753,IF(LOADPROFILE=0.5,Results_50PoE!C2753,\"Invalid Load Profile %\"))","v":0},61.68181818181818,30.84090909090909,0,0,0,41.046513443805679,0,0,0,0,0,1.9226856700783421E-2,2.6907757064662712E-3,false,false,3.1212429709063995E-2,0,0,0,0,0,0]
[2036,47,{"$f":"IF(LOADPROFILE=0.1,Results_10PoE!C2754,IF(LOADPROFILE=0.5,Results_50PoE!C2754,\"Invalid Load Profile %\"))","v":0},61.68181818181818,30.84090909090909,0,0,0,42.046513443805679,0,0,0,0,0,1.9226856700783421E-2,2.6907757064662712E-3,false,false,3.1212429709063995E-2,0,0,0,0,0,0]
[2036,48,{"$f":"IF(LOADPROFILE=0.1,Results_10PoE!C2755,IF(LOADPROFILE=0.5,Results_50PoE!C2755,\"Invalid Load Profile %\"))","v":0},61.68181818181818,30.84090909090909,0,0,0,43.046513443805679,0,0,0,0,0,1.9226856700783421E-2,2.6907757064662712E-3,false,false,3.1212429709063995E-2,0,0,0,0,0,0]
[2036,49,{"$f":"IF(LOADPROFILE=0.1,Results_10PoE!C2756,IF(LOADPROFILE=0.5,Results_50PoE!C2756,\"Invalid Load Profile %\"))","v":0},61.68181818181818,30.84090909090909,0,0,0,44.046513443805679,0,0,0,0,0,1.9226856700783421E-2,2.6907757064662712E-3,false,false,3.1212429709063995E-2,0,0,0,0,0,0]
[2036,50,{"$f":"IF(LOADPROFILE=0.1,Results_10PoE!C2757,IF(LOADPROFILE=0.5,Results_50PoE!C2757,\"Invalid Load Profile %\"))","v":0},61.68181818181818,30.84090909090909,0,0,0,45.046513443805679,0,0,0,0,0,1.9226856700783421E-2,2.6907757064662712E-3,false,false,3.1212429709063995E-2,0,0,0,0,0,0]
[2036,51,{"$f":"IF(LOADPROFILE=0.1,Results_10PoE!C2758,IF(LOADPROFILE=0.5,Results_50PoE!C2758,\"Invalid Load Profile %\"))","v":0},61.68181818181818,30.84090909090909,0,0,0,46.046513443805679,0,0,0,0,0,1.9226856700783421E-2,2.6907757064662712E-3,false,false,3.1212429709063995E-2,0,0,0,0,0,0]
[2036,52,{"$f":"IF(LOADPROFILE=0.1,Results_10PoE!C2759,IF(LOADPROFILE=0.5,Results_50PoE!C2759,\"Invalid Load Profile %\"))","v":0},61.68181818181818,30.84090909090909,0,0,0,47.046513443805679,0,0,0,0,0,1.9226856700783421E-2,2.6907757064662712E-3,false,false,3.1212429709063995E-2,0,0,0,0,0,0]
[2036,53,{"$f":"IF(LOADPROFILE=0.1,Results_10PoE!C2760,IF(LOADPROFILE=0.5,Results_50PoE!C2760,\"Invalid Load Profile %\"))","v":0},61.68181818181818,30.84090909090909,0,0,0,48.046513443805679,0,0,0,0,0,1.9226856700783421E-2,2.6907757064662712E-3,false,false,3.1212429709063995E-2,0,0,0,0,0,0]
[2036,54,{"$f":"IF(LOADPROFILE=0.1,Results_10PoE!C2761,IF(LOADPROFILE=0.5,Results_50PoE!C2761,\"Invalid Load Profile %\"))","v":0},{"$f":"VLOOKUP($A2790,$Q$4:$AB$26,6,FALSE)","v":61.68181818181818},{"$f":"VLOOKUP($A2790,$Q$4:$AB$26,7,FALSE)","v":30.84090909090909},{"$f":"VLOOKUP($A2790,$Q$4:$AB$26,9,FALSE)","v":0},{"$f":"VLOOKUP($A2790,$Q$4:$AB$26,10,FALSE)","v":0},{"$f":"VLOOKUP($A2790,$Q$4:$AB$26,11,FALSE)","v":0},{"$f":"IF(B2790-VLOOKUP(A2790,$Q$4:$AB$26,12,FALSE)<0,0,B2790-VLOOKUP(A2790,$Q$4:$AB$26,12,FALSE))","v":49.046513443805679},{"$f":"IF(B2790=150,0,IF(IF($I2790>D2790,($I2790-D2790)*($C2790-$C2791),0)<0,0,IF($I2790>D2790,($I2790-D2790)*($C2790-$C2791),0)))*$Y$30","v":0},{"$f":"IF(C2790=150,0,IF(IF($I2790>E2790,($I2790-E2790)*($C2790-$C2791),0)<0,0,IF($I2790>E2790,($I2790-E2790)*($C2790-$C2791),0)))*$Y$30","v":0},{"$f":"IF(D2790=150,0,IF(IF($I2790>F2790,($I2790-F2790)*($C2790-$C2791),0)<0,0,IF($I2790>F2790,($I2790-F2790)*($C2790-$C2791),0)))*$Y$30","v":0},{"$f":"IF(E2790=150,0,IF(IF($I2790>G2790,($I2790-G2790)*($C2790-$C2791),0)<0,0,IF($I2790>G2790,($I2790-G2790)*($C2790-$C2791),0)))*$Y$30","v":0},{"$f":"IF(F2790=150,0,IF(IF($I2790>H2790,($I2790-H2790)*($C2790-$C2791),0)<0,0,IF($I2790>H2790,($I2790-H2790)*($C2790-$C2791),0)))*$Y$30","v":0},{"$f":"VLOOKUP($A2790, $Q$4:$BB$26,33,FALSE)","v":1.9226856700783421E-2},{"$f":"VLOOKUP($A2790, $Q$4:$BB$26,34,FALSE)","v":2.6907757064662712E-3},{"$f":"VLOOKUP($A2790, $Q$4:$BB$26,35,FALSE)","v":false},{"$f":"VLOOKUP($A2790, $Q$4:$BB$26,36,FALSE)","v":false},{"$f":"VLOOKUP($A2790, $Q$4:$BB$26,37,FALSE)","v":3.1212429709063995E-2},{"$f":"J2790*1000*($S$34/365)","v":0},{"$f":"O2790*K2790*1000*($T$34/365)","v":0},{"$f":"P2790*L2790*1000*($U$34/365)","v":0},{"$f":"Q2790*M2790*1000*($V$34/365)","v":0},{"$f":"R2790*N2790*1000*($W$34/365)","v":0},{"$f":"S2790*K2790*1000*($X$34/365)","v":0}]
[2036,55,{"$f":"IF(LOADPROFILE=0.1,Results_10PoE!C2762,IF(LOADPROFILE=0.5,Results_50PoE!C2762,\"Invalid Load Profile %\"))","v":0},61.68181818181818,30.84090909090909,0,0,0,50.046513443805679,0,0,0,0,0,1.9226856700783421E-2,2.6907757064662712E-3,false,false,3.1212429709063995E-2,0,0,0,0,0,0]
[2036,56,{"$f":"IF(LOADPROFILE=0.1,Results_10PoE!C2763,IF(LOADPROFILE=0.5,Results_50PoE!C2763,\"Invalid Load Profile %\"))","v":0},61.68181818181818,30.84090909090909,0,0,0,51.046513443805679,0,0,0,0,0,1.9226856700783421E-2,2.6907757064662712E-3,false,false,3.1212429709063995E-2,0,0,0,0,0,0]
[2036,57,{"$f":"IF(LOADPROFILE=0.1,Results_10PoE!C2764,IF(LOADPROFILE=0.5,Results_50PoE!C2764,\"Invalid Load Profile %\"))","v":0},61.68181818181818,30.84090909090909,0,0,0,52.046513443805679,0,0,0,0,0,1.9226856700783421E-2,2.6907757064662712E-3,false,false,3.1212429709063995E-2,0,0,0,0,0,0]
[2036,58,{"$f":"IF(LOADPROFILE=0.1,Results_10PoE!C2765,IF(LOADPROFILE=0.5,Results_50PoE!C2765,\"Invalid Load Profile %\"))","v":0},61.68181818181818,30.84090909090909,0,0,0,53.046513443805679,0,0,0,0,0,1.9226856700783421E-2,2.6907757064662712E-3,false,false,3.1212429709063995E-2,0,0,0,0,0,0]
[2036,59,{"$f":"IF(LOADPROFILE=0.1,Results_10PoE!C2766,IF(LOADPROFILE=0.5,Results_50PoE!C2766,\"Invalid Load Profile %\"))","v":0},61.68181818181818,30.84090909090909,0,0,0,54.046513443805679,0,0,0,0,0,1.9226856700783421E-2,2.6907757064662712E-3,false,false,3.1212429709063995E-2,0,0,0,0,0,0]
[2036,60,{"$f":"IF(LOADPROFILE=0.1,Results_10PoE!C2767,IF(LOADPROFILE=0.5,Results_50PoE!C2767,\"Invalid Load Profile %\"))","v":0},61.68181818181818,30.84090909090909,0,0,0,55.046513443805679,0,0,0,0,0,1.9226856700783421E-2,2.6907757064662712E-3,false,false,3.1212429709063995E-2,0,0,0,0,0,0]
[2036,61,{"$f":"IF(LOADPROFILE=0.1,Results_10PoE!C2768,IF(LOADPROFILE=0.5,Results_50PoE!C2768,\"Invalid Load Profile %\"))","v":0},61.68181818181818,30.84090909090909,0,0,0,56.046513443805679,0,0,0,0,0,1.9226856700783421E-2,2.6907757064662712E-3,false,false,3.1212429709063995E-2,0,0,0,0,0,0]
[2036,62,{"$f":"IF(LOADPROFILE=0.1,Results_10PoE!C2769,IF(LOADPROFILE=0.5,Results_50PoE!C2769,\"Invalid Load Profile %\"))","v":0},61.68181818181818,30.84090909090909,0,0,0,57.046513443805679,0,0,0,0,0,1.9226856700783421E-2,2.6907757064662712E-3,false,false,3.1212429709063995E-2,0,0,0,0,0,0]
[2036,63,{"$f":"IF(LOADPROFILE=0.1,Results_10PoE!C2770,IF(LOADPROFILE=0.5,Results_50PoE!C2770,\"Invalid Load Profile %\"))","v":0},61.68181818181818,30.84090909090909,0,0,0,58.046513443805679,0,0,0,0,0,1.9226856700783421E-2,2.6907757064662712E-3,false,false,3.1212429709063995E-2,0,0,0,0,0,0]
[2036,64,{"$f":"IF(LOADPROFILE=0.1,Results_10PoE!C2771,IF(LOADPROFILE=0.5,Results_50PoE!C2771,\"Invalid Load Profile %\"))","v":0},61.68181818181818,30.84090909090909,0,0,0,59.046513443805679,0,0,0,0,0,1.9226856700783421E-2,2.6907757064662712E-3,false,false,3.1212429709063995E-2,0,0,0,0,0,0]
[2036,65,{"$f":"IF(LOADPROFILE=0.1,Results_10PoE!C2772,IF(LOADPROFILE=0.5,Results_50PoE!C2772,\"Invalid Load Profile %\"))","v":0},61.68181818181818,30.84090909090909,0,0,0,60.046513443805679,0,0,0,0,0,1.9226856700783421E-2,2.6907757064662712E-3,false,false,3.1212429709063995E-2,0,0,0,0,0,0]
[2036,66,{"$f":"IF(LOADPROFILE=0.1,Results_10PoE!C2773,IF(LOADPROFILE=0.5,Results_50PoE!C2773,\"Invalid Load Profile %\"))","v":0},61.68181818181818,30.84090909090909,0,0,0,61.046513443805679,0,0,0,0,0,1.9226856700783421E-2,2.6907757064662712E-3,false,false,3.1212429709063995E-2,0,0,0,0,0,0]
[2036,67,{"$f":"IF(LOADPROFILE=0.1,Results_10PoE!C2774,IF(LOADPROFILE=0.5,Results_50PoE!C2774,\"Invalid Load Profile %\"))","v":0},61.68181818181818,30.84090909090909,0,0,0,62.046513443805679,0,0,0,0,0,1.9226856700783421E-2,2.6907757064662712E-3,false,false,3.1212429709063995E-2,0,0,0,0,0,0]
[2036,68,{"$f":"IF(LOADPROFILE=0.1,Results_10PoE!C2775,IF(LOADPROFILE=0.5,Results_50PoE!C2775,\"Invalid Load Profile %\"))","v":0},61.68181818181818,30.84090909090909,0,0,0,63.046513443805679,0,0,0,0,0,1.9226856700783421E-2,2.6907757064662712E-3,false,false,3.1212429709063995E-2,0,0,0,0,0,0]
[2036,69,{"$f":"IF(LOADPROFILE=0.1,Results_10PoE!C2776,IF(LOADPROFILE=0.5,Results_50PoE!C2776,\"Invalid Load Profile %\"))","v":0},61.68181818181818,30.84090909090909,0,0,0,64.046513443805679,0,0,0,0,0,1.9226856700783421E-2,2.6907757064662712E-3,false,false,3.1212429709063995E-2,0,0,0,0,0,0]
[2036,70,{"$f":"IF(LOADPROFILE=0.1,Results_10PoE!C2777,IF(LOADPROFILE=0.5,Results_50PoE!C2777,\"Invalid Load Profile %\"))","v":0},61.68181818181818,30.84090909090909,0,0,0,65.046513443805679,0,0,0,0,0,1.9226856700783421E-2,2.6907757064662712E-3,false,false,3.1212429709063995E-2,0,0,0,0,0,0]
[2036,71,{"$f":"IF(LOADPROFILE=0.1,Results_10PoE!C2778,IF(LOADPROFILE=0.5,Results_50PoE!C2778,\"Invalid Load Profile %\"))","v":0},61.68181818181818,30.84090909090909,0,0,0,66.046513443805679,0,0,0,0,0,1.9226856700783421E-2,2.6907757064662712E-3,false,false,3.1212429709063995E-2,0,0,0,0,0,0]
[2036,72,{"$f":"IF(LOADPROFILE=0.1,Results_10PoE!C2779,IF(LOADPROFILE=0.5,Results_50PoE!C2779,\"Invalid Load Profile %\"))","v":0},61.68181818181818,30.84090909090909,0,0,0,67.046513443805679,0,0,0,0,0,1.9226856700783421E-2,2.6907757064662712E-3,false,false,3.1212429709063995E-2,0,0,0,0,0,0]
[2036,73,{"$f":"IF(LOADPROFILE=0.1,Results_10PoE!C2780,IF(LOADPROFILE=0.5,Results_50PoE!C2780,\"Invalid Load Profile %\"))","v":0},61.68181818181818,30.84090909090909,0,0,0,68.046513443805679,0,0,0,0,0,1.9226856700783421E-2,2.6907757064662712E-3,false,false,3.1212429709063995E-2,0,0,0,0,0,0]
[2036,74,{"$f":"IF(LOADPROFILE=0.1,Results_10PoE!C2781,IF(LOADPROFILE=0.5,Results_50PoE!C2781,\"Invalid Load Profile %\"))","v":0},61.68181818181818,30.84090909090909,0,0,0,69.046513443805679,0,0,0,0,0,1.9226856700783421E-2,2.6907757064662712E-3,false,false,3.1212429709063995E-2,0,0,0,0,0,0]
[2036,75,{"$f":"IF(LOADPROFILE=0.1,Results_10PoE!C2782,IF(LOADPROFILE=0.5,Results_50PoE!C2782,\"Invalid Load Profile %\"))","v":0},61.68181818181818,30.84090909090909,0,0,0,70.046513443805679,0,0,0,0,0,1.9226856700783421E-2,2.6907757064662712E-3,false,false,3.1212429709063995E-2,0,0,0,0,0,0]
[2036,76,{"$f":"IF(LOADPROFILE=0.1,Results_10PoE!C2783,IF(LOADPROFILE=0.5,Results_50PoE!C2783,\"Invalid Load Profile %\"))","v":0},61.68181818181818,30.84090909090909,0,0,0,71.046513443805679,0,0,0,0,0,1.9226856700783421E-2,2.6907757064662712E-3,false,false,3.1212429709063995E-2,0,0,0,0,0,0]
[2036,77,{"$f":"IF(LOADPROFILE=0.1,Results_10PoE!C2784,IF(LOADPROFILE=0.5,Results_50PoE!C2784,\"Invalid Load Profile %\"))","v":0},61.68181818181818,30.84090909090909,0,0,0,72.046513443805679,0,0,0,0,0,1.9226856700783421E-2,2.6907757064662712E-3,false,false,3.1212429709063995E-2,0,0,0,0,0,0]
[2036,78,{"$f":"IF(LOADPROFILE=0.1,Results_10PoE!C2785,IF(LOADPROFILE=0.5,Results_50PoE!C2785,\"Invalid Load Profile %\"))","v":0},61.68181818181818,30.84090909090909,0,0,0,73.046513443805679,0,0,0,0,0,1.9226856700783421E-2,2.6907757064662712E-3,false,false,3.1212429709063995E-2,0,0,0,0,0,0]
[2036,79,{"$f":"IF(LOADPROFILE=0.1,Results_10PoE!C2786,IF(LOADPROFILE=0.5,Results_50PoE!C2786,\"Invalid Load Profile %\"))","v":0},61.68181818181818,30.84090909090909,0,0,0,74.046513443805679,0,0,0,0,0,1.9226856700783421E-2,2.6907757064662712E-3,false,false,3.1212429709063995E-2,0,0,0,0,0,0]
[2036,80,{"$f":"IF(LOADPROFILE=0.1,Results_10PoE!C2787,IF(LOADPROFILE=0.5,Results_50PoE!C2787,\"Invalid Load Profile %\"))","v":0},61.68181818181818,30.84090909090909,0,0,0,75.046513443805679,0,0,0,0,0,1.9226856700783421E-2,2.6907757064662712E-3,false,false,3.1212429709063995E-2,0,0,0,0,0,0]
[2036,81,{"$f":"IF(LOADPROFILE=0.1,Results_10PoE!C2788,IF(LOADPROFILE=0.5,Results_50PoE!C2788,\"Invalid Load Profile %\"))","v":0},61.68181818181818,30.84090909090909,0,0,0,76.046513443805679,0,0,0,0,0,1.9226856700783421E-2,2.6907757064662712E-3,false,false,3.1212429709063995E-2,0,0,0,0,0,0]
[2036,82,{"$f":"IF(LOADPROFILE=0.1,Results_10PoE!C2789,IF(LOADPROFILE=0.5,Results_50PoE!C2789,\"Invalid Load Profile %\"))","v":0},61.68181818181818,30.84090909090909,0,0,0,77.046513443805679,0,0,0,0,0,1.9226856700783421E-2,2.6907757064662712E-3,false,false,3.1212429709063995E-2,0,0,0,0,0,0]
[2036,83,{"$f":"IF(LOADPROFILE=0.1,Results_10PoE!C2790,IF(LOADPROFILE=0.5,Results_50PoE!C2790,\"Invalid Load Profile %\"))","v":0},61.68181818181818,30.84090909090909,0,0,0,78.046513443805679,0,0,0,0,0,1.9226856700783421E-2,2.6907757064662712E-3,false,false,3.1212429709063995E-2,0,0,0,0,0,0]
[2036,84,{"$f":"IF(LOADPROFILE=0.1,Results_10PoE!C2791,IF(LOADPROFILE=0.5,Results_50PoE!C2791,\"Invalid Load Profile %\"))","v":0},61.68181818181818,30.84090909090909,0,0,0,79.046513443805679,0,0,0,0,0,1.9226856700783421E-2,2.6907757064662712E-3,false,false,3.1212429709063995E-2,0,0,0,0,0,0]
[2036,85,{"$f":"IF(LOADPROFILE=0.1,Results_10PoE!C2792,IF(LOADPROFILE=0.5,Results_50PoE!C2792,\"Invalid Load Profile %\"))","v":0},61.68181818181818,30.84090909090909,0,0,0,80.046513443805679,0,0,0,0,0,1.9226856700783421E-2,2.6907757064662712E-3,false,false,3.1212429709063995E-2,0,0,0,0,0,0]
[2036,86,{"$f":"IF(LOADPROFILE=0.1,Results_10PoE!C2793,IF(LOADPROFILE=0.5,Results_50PoE!C2793,\"Invalid Load Profile %\"))","v":0},61.68181818181818,30.84090909090909,0,0,0,81.046513443805679,0,0,0,0,0,1.9226856700783421E-2,2.6907757064662712E-3,false,false,3.1212429709063995E-2,0,0,0,0,0,0]
[2036,87,{"$f":"IF(LOADPROFILE=0.1,Results_10PoE!C2794,IF(LOADPROFILE=0.5,Results_50PoE!C2794,\"Invalid Load Profile %\"))","v":0},61.68181818181818,30.84090909090909,0,0,0,82.046513443805679,0,0,0,0,0,1.9226856700783421E-2,2.6907757064662712E-3,false,false,3.1212429709063995E-2,0,0,0,0,0,0]
[2036,88,{"$f":"IF(LOADPROFILE=0.1,Results_10PoE!C2795,IF(LOADPROFILE=0.5,Results_50PoE!C2795,\"Invalid Load Profile %\"))","v":0},61.68181818181818,30.84090909090909,0,0,0,83.046513443805679,0,0,0,0,0,1.9226856700783421E-2,2.6907757064662712E-3,false,false,3.1212429709063995E-2,0,0,0,0,0,0]
[2036,89,{"$f":"IF(LOADPROFILE=0.1,Results_10PoE!C2796,IF(LOADPROFILE=0.5,Results_50PoE!C2796,\"Invalid Load Profile %\"))","v":0},61.68181818181818,30.84090909090909,0,0,0,84.046513443805679,0,0,0,0,0,1.9226856700783421E-2,2.6907757064662712E-3,false,false,3.1212429709063995E-2,0,0,0,0,0,0]
[2036,90,{"$f":"IF(LOADPROFILE=0.1,Results_10PoE!C2797,IF(LOADPROFILE=0.5,Results_50PoE!C2797,\"Invalid Load Profile %\"))","v":0},61.68181818181818,30.84090909090909,0,0,0,85.046513443805679,0,0,0,0,0,1.9226856700783421E-2,2.6907757064662712E-3,false,false,3.1212429709063995E-2,0,0,0,0,0,0]
[2036,91,{"$f":"IF(LOADPROFILE=0.1,Results_10PoE!C2798,IF(LOADPROFILE=0.5,Results_50PoE!C2798,\"Invalid Load Profile %\"))","v":0},61.68181818181818,30.84090909090909,0,0,0,86.046513443805679,0,0,0,0,0,1.9226856700783421E-2,2.6907757064662712E-3,false,false,3.1212429709063995E-2,0,0,0,0,0,0]
[2036,92,{"$f":"IF(LOADPROFILE=0.1,Results_10PoE!C2799,IF(LOADPROFILE=0.5,Results_50PoE!C2799,\"Invalid Load Profile %\"))","v":0},61.68181818181818,30.84090909090909,0,0,0,87.046513443805679,0,0,0,0,0,1.9226856700783421E-2,2.6907757064662712E-3,false,false,3.1212429709063995E-2,0,0,0,0,0,0]
[2036,93,{"$f":"IF(LOADPROFILE=0.1,Results_10PoE!C2800,IF(LOADPROFILE=0.5,Results_50PoE!C2800,\"Invalid Load Profile %\"))","v":0},61.68181818181818,30.84090909090909,0,0,0,88.046513443805679,0,0,0,0,0,1.9226856700783421E-2,2.6907757064662712E-3,false,false,3.1212429709063995E-2,0,0,0,0,0,0]
[2036,94,{"$f":"IF(LOADPROFILE=0.1,Results_10PoE!C2801,IF(LOADPROFILE=0.5,Results_50PoE!C2801,\"Invalid Load Profile %\"))","v":0},61.68181818181818,30.84090909090909,0,0,0,89.046513443805679,0,0,0,0,0,1.9226856700783421E-2,2.6907757064662712E-3,false,false,3.1212429709063995E-2,0,0,0,0,0,0]
[2036,95,{"$f":"IF(LOADPROFILE=0.1,Results_10PoE!C2802,IF(LOADPROFILE=0.5,Results_50PoE!C2802,\"Invalid Load Profile %\"))","v":0},61.68181818181818,30.84090909090909,0,0,0,90.046513443805679,0,0,0,0,0,1.9226856700783421E-2,2.6907757064662712E-3,false,false,3.1212429709063995E-2,0,0,0,0,0,0]
[2036,96,{"$f":"IF(LOADPROFILE=0.1,Results_10PoE!C2803,IF(LOADPROFILE=0.5,Results_50PoE!C2803,\"Invalid Load Profile %\"))","v":0},61.68181818181818,30.84090909090909,0,0,0,91.046513443805679,0,0,0,0,0,1.9226856700783421E-2,2.6907757064662712E-3,false,false,3.1212429709063995E-2,0,0,0,0,0,0]
[2036,97,{"$f":"IF(LOADPROFILE=0.1,Results_10PoE!C2804,IF(LOADPROFILE=0.5,Results_50PoE!C2804,\"Invalid Load Profile %\"))","v":0},61.68181818181818,30.84090909090909,0,0,0,92.046513443805679,0,0,0,0,0,1.9226856700783421E-2,2.6907757064662712E-3,false,false,3.1212429709063995E-2,0,0,0,0,0,0]
[2036,98,{"$f":"IF(LOADPROFILE=0.1,Results_10PoE!C2805,IF(LOADPROFILE=0.5,Results_50PoE!C2805,\"Invalid Load Profile %\"))","v":0},61.68181818181818,30.84090909090909,0,0,0,93.046513443805679,0,0,0,0,0,1.9226856700783421E-2,2.6907757064662712E-3,false,false,3.1212429709063995E-2,0,0,0,0,0,0]
[2036,99,{"$f":"IF(LOADPROFILE=0.1,Results_10PoE!C2806,IF(LOADPROFILE=0.5,Results_50PoE!C2806,\"Invalid Load Profile %\"))","v":0},61.68181818181818,30.84090909090909,0,0,0,94.046513443805679,0,0,0,0,0,1.9226856700783421E-2,2.6907757064662712E-3,false,false,3.1212429709063995E-2,0,0,0,0,0,0]
[2036,100,{"$f":"IF(LOADPROFILE=0.1,Results_10PoE!C2807,IF(LOADPROFILE=0.5,Results_50PoE!C2807,\"Invalid Load Profile %\"))","v":0},61.68181818181818,30.84090909090909,0,0,0,95.046513443805679,0,0,0,0,0,1.9226856700783421E-2,2.6907757064662712E-3,false,false,3.1212429709063995E-2,0,0,0,0,0,0]
[2036,101,{"$f":"IF(LOADPROFILE=0.1,Results_10PoE!C2808,IF(LOADPROFILE=0.5,Results_50PoE!C2808,\"Invalid Load Profile %\"))","v":0},61.68181818181818,30.84090909090909,0,0,0,96.046513443805679,0,0,0,0,0,1.9226856700783421E-2,2.6907757064662712E-3,false,false,3.1212429709063995E-2,0,0,0,0,0,0]
[2036,102,{"$f":"IF(LOADPROFILE=0.1,Results_10PoE!C2809,IF(LOADPROFILE=0.5,Results_50PoE!C2809,\"Invalid Load Profile %\"))","v":0},61.68181818181818,30.84090909090909,0,0,0,97.046513443805679,0,0,0,0,0,1.9226856700783421E-2,2.6907757064662712E-3,false,false,3.1212429709063995E-2,0,0,0,0,0,0]
[2036,103,{"$f":"IF(LOADPROFILE=0.1,Results_10PoE!C2810,IF(LOADPROFILE=0.5,Results_50PoE!C2810,\"Invalid Load Profile %\"))","v":0},61.68181818181818,30.84090909090909,0,0,0,98.046513443805679,0,0,0,0,0,1.9226856700783421E-2,2.6907757064662712E-3,false,false,3.1212429709063995E-2,0,0,0,0,0,0]
[2036,104,{"$f":"IF(LOADPROFILE=0.1,Results_10PoE!C2811,IF(LOADPROFILE=0.5,Results_50PoE!C2811,\"Invalid Load Profile %\"))","v":0},61.68181818181818,30.84090909090909,0,0,0,99.046513443805679,0,0,0,0,0,1.9226856700783421E-2,2.6907757064662712E-3,false,false,3.1212429709063995E-2,0,0,0,0,0,0]
[2036,105,{"$f":"IF(LOADPROFILE=0.1,Results_10PoE!C2812,IF(LOADPROFILE=0.5,Results_50PoE!C2812,\"Invalid Load Profile %\"))","v":0},61.68181818181818,30.84090909090909,0,0,0,100.04651344380568,0,0,0,0,0,1.9226856700783421E-2,2.6907757064662712E-3,false,false,3.1212429709063995E-2,0,0,0,0,0,0]
[2036,106,{"$f":"IF(LOADPROFILE=0.1,Results_10PoE!C2813,IF(LOADPROFILE=0.5,Results_50PoE!C2813,\"Invalid Load Profile %\"))","v":0},61.68181818181818,30.84090909090909,0,0,0,101.04651344380568,0,0,0,0,0,1.9226856700783421E-2,2.6907757064662712E-3,false,false,3.1212429709063995E-2,0,0,0,0,0,0]
[2036,107,{"$f":"IF(LOADPROFILE=0.1,Results_10PoE!C2814,IF(LOADPROFILE=0.5,Results_50PoE!C2814,\"Invalid Load Profile %\"))","v":0},61.68181818181818,30.84090909090909,0,0,0,102.04651344380568,0,0,0,0,0,1.9226856700783421E-2,2.6907757064662712E-3,false,false,3.1212429709063995E-2,0,0,0,0,0,0]
[2036,108,{"$f":"IF(LOADPROFILE=0.1,Results_10PoE!C2815,IF(LOADPROFILE=0.5,Results_50PoE!C2815,\"Invalid Load Profile %\"))","v":0},61.68181818181818,30.84090909090909,0,0,0,103.04651344380568,0,0,0,0,0,1.9226856700783421E-2,2.6907757064662712E-3,false,false,3.1212429709063995E-2,0,0,0,0,0,0]
[2036,109,{"$f":"IF(LOADPROFILE=0.1,Results_10PoE!C2816,IF(LOADPROFILE=0.5,Results_50PoE!C2816,\"Invalid Load Profile %\"))","v":0},61.68181818181818,30.84090909090909,0,0,0,104.04651344380568,0,0,0,0,0,1.9226856700783421E-2,2.6907757064662712E-3,false,false,3.1212429709063995E-2,0,0,0,0,0,0]
[2036,110,{"$f":"IF(LOADPROFILE=0.1,Results_10PoE!C2817,IF(LOADPROFILE=0.5,Results_50PoE!C2817,\"Invalid Load Profile %\"))","v":0},61.68181818181818,30.84090909090909,0,0,0,105.04651344380568,0,0,0,0,0,1.9226856700783421E-2,2.6907757064662712E-3,false,false,3.1212429709063995E-2,0,0,0,0,0,0]
[2036,111,{"$f":"IF(LOADPROFILE=0.1,Results_10PoE!C2818,IF(LOADPROFILE=0.5,Results_50PoE!C2818,\"Invalid Load Profile %\"))","v":0},61.68181818181818,30.84090909090909,0,0,0,106.04651344380568,0,0,0,0,0,1.9226856700783421E-2,2.6907757064662712E-3,false,false,3.1212429709063995E-2,0,0,0,0,0,0]
[2036,112,{"$f":"IF(LOADPROFILE=0.1,Results_10PoE!C2819,IF(LOADPROFILE=0.5,Results_50PoE!C2819,\"Invalid Load Profile %\"))","v":0},61.68181818181818,30.84090909090909,0,0,0,107.04651344380568,0,0,0,0,0,1.9226856700783421E-2,2.6907757064662712E-3,false,false,3.1212429709063995E-2,0,0,0,0,0,0]
[2036,113,{"$f":"IF(LOADPROFILE=0.1,Results_10PoE!C2820,IF(LOADPROFILE=0.5,Results_50PoE!C2820,\"Invalid Load Profile %\"))","v":0},61.68181818181818,30.84090909090909,0,0,0,108.04651344380568,0,0,0,0,0,1.9226856700783421E-2,2.6907757064662712E-3,false,false,3.1212429709063995E-2,0,0,0,0,0,0]
[2036,114,{"$f":"IF(LOADPROFILE=0.1,Results_10PoE!C2821,IF(LOADPROFILE=0.5,Results_50PoE!C2821,\"Invalid Load Profile %\"))","v":0},61.68181818181818,30.84090909090909,0,0,0,109.04651344380568,0,0,0,0,0,1.9226856700783421E-2,2.6907757064662712E-3,false,false,3.1212429709063995E-2,0,0,0,0,0,0]
[2036,115,{"$f":"IF(LOADPROFILE=0.1,Results_10PoE!C2822,IF(LOADPROFILE=0.5,Results_50PoE!C2822,\"Invalid Load Profile %\"))","v":0},61.68181818181818,30.84090909090909,0,0,0,110.04651344380568,0,0,0,0,0,1.9226856700783421E-2,2.6907757064662712E-3,false,false,3.1212429709063995E-2,0,0,0,0,0,0]
[2036,116,{"$f":"IF(LOADPROFILE=0.1,Results_10PoE!C2823,IF(LOADPROFILE=0.5,Results_50PoE!C2823,\"Invalid Load Profile %\"))","v":0},61.68181818181818,30.84090909090909,0,0,0,111.04651344380568,0,0,0,0,0,1.9226856700783421E-2,2.6907757064662712E-3,false,false,3.1212429709063995E-2,0,0,0,0,0,0]
[2036,117,{"$f":"IF(LOADPROFILE=0.1,Results_10PoE!C2824,IF(LOADPROFILE=0.5,Results_50PoE!C2824,\"Invalid Load Profile %\"))","v":0},61.68181818181818,30.84090909090909,0,0,0,112.04651344380568,0,0,0,0,0,1.9226856700783421E-2,2.6907757064662712E-3,false,false,3.1212429709063995E-2,0,0,0,0,0,0]
[2036,118,{"$f":"IF(LOADPROFILE=0.1,Results_10PoE!C2825,IF(LOADPROFILE=0.5,Results_50PoE!C2825,\"Invalid Load Profile %\"))","v":0},{"$f":"VLOOKUP($A2854,$Q$4:$AB$26,6,FALSE)","v":61.68181818181818},{"$f":"VLOOKUP($A2854,$Q$4:$AB$26,7,FALSE)","v":30.84090909090909},{"$f":"VLOOKUP($A2854,$Q$4:$AB$26,9,FALSE)","v":0},{"$f":"VLOOKUP($A2854,$Q$4:$AB$26,10,FALSE)","v":0},{"$f":"VLOOKUP($A2854,$Q$4:$AB$26,11,FALSE)","v":0},{"$f":"IF(B2854-VLOOKUP(A2854,$Q$4:$AB$26,12,FALSE)<0,0,B2854-VLOOKUP(A2854,$Q$4:$AB$26,12,FALSE))","v":113.04651344380568},{"$f":"IF(B2854=150,0,IF(IF($I2854>D2854,($I2854-D2854)*($C2854-$C2855),0)<0,0,IF($I2854>D2854,($I2854-D2854)*($C2854-$C2855),0)))*$Y$30","v":0},{"$f":"IF(C2854=150,0,IF(IF($I2854>E2854,($I2854-E2854)*($C2854-$C2855),0)<0,0,IF($I2854>E2854,($I2854-E2854)*($C2854-$C2855),0)))*$Y$30","v":0},{"$f":"IF(D2854=150,0,IF(IF($I2854>F2854,($I2854-F2854)*($C2854-$C2855),0)<0,0,IF($I2854>F2854,($I2854-F2854)*($C2854-$C2855),0)))*$Y$30","v":0},{"$f":"IF(E2854=150,0,IF(IF($I2854>G2854,($I2854-G2854)*($C2854-$C2855),0)<0,0,IF($I2854>G2854,($I2854-G2854)*($C2854-$C2855),0)))*$Y$30","v":0},{"$f":"IF(F2854=150,0,IF(IF($I2854>H2854,($I2854-H2854)*($C2854-$C2855),0)<0,0,IF($I2854>H2854,($I2854-H2854)*($C2854-$C2855),0)))*$Y$30","v":0},{"$f":"VLOOKUP($A2854, $Q$4:$BB$26,33,FALSE)","v":1.9226856700783421E-2},{"$f":"VLOOKUP($A2854, $Q$4:$BB$26,34,FALSE)","v":2.6907757064662712E-3},{"$f":"VLOOKUP($A2854, $Q$4:$BB$26,35,FALSE)","v":false},{"$f":"VLOOKUP($A2854, $Q$4:$BB$26,36,FALSE)","v":false},{"$f":"VLOOKUP($A2854, $Q$4:$BB$26,37,FALSE)","v":3.1212429709063995E-2},{"$f":"J2854*1000*($S$34/365)","v":0},{"$f":"O2854*K2854*1000*($T$34/365)","v":0},{"$f":"P2854*L2854*1000*($U$34/365)","v":0},{"$f":"Q2854*M2854*1000*($V$34/365)","v":0},{"$f":"R2854*N2854*1000*($W$34/365)","v":0},{"$f":"S2854*K2854*1000*($X$34/365)","v":0}]
[2036,119,{"$f":"IF(LOADPROFILE=0.1,Results_10PoE!C2826,IF(LOADPROFILE=0.5,Results_50PoE!C2826,\"Invalid Load Profile %\"))","v":0},61.68181818181818,30.84090909090909,0,0,0,114.04651344380568,0,0,0,0,0,1.9226856700783421E-2,2.6907757064662712E-3,false,false,3.1212429709063995E-2,0,0,0,0,0,0]
[2036,120,{"$f":"IF(LOADPROFILE=0.1,Results_10PoE!C2827,IF(LOADPROFILE=0.5,Results_50PoE!C2827,\"Invalid Load Profile %\"))","v":0},61.68181818181818,30.84090909090909,0,0,0,115.04651344380568,0,0,0,0,0,1.9226856700783421E-2,2.6907757064662712E-3,false,false,3.1212429709063995E-2,0,0,0,0,0,0]
[2036,121,{"$f":"IF(LOADPROFILE=0.1,Results_10PoE!C2828,IF(LOADPROFILE=0.5,Results_50PoE!C2828,\"Invalid Load Profile %\"))","v":0},61.68181818181818,30.84090909090909,0,0,0,116.04651344380568,0,0,0,0,0,1.9226856700783421E-2,2.6907757064662712E-3,false,false,3.1212429709063995E-2,0,0,0,0,0,0]
[2036,122,{"$f":"IF(LOADPROFILE=0.1,Results_10PoE!C2829,IF(LOADPROFILE=0.5,Results_50PoE!C2829,\"Invalid Load Profile %\"))","v":0},61.68181818181818,30.84090909090909,0,0,0,117.04651344380568,0,0,0,0,0,1.9226856700783421E-2,2.6907757064662712E-3,false,false,3.1212429709063995E-2,0,0,0,0,0,0]
[2036,123,{"$f":"IF(LOADPROFILE=0.1,Results_10PoE!C2830,IF(LOADPROFILE=0.5,Results_50PoE!C2830,\"Invalid Load Profile %\"))","v":0},61.68181818181818,30.84090909090909,0,0,0,118.04651344380568,0,0,0,0,0,1.9226856700783421E-2,2.6907757064662712E-3,false,false,3.1212429709063995E-2,0,0,0,0,0,0]
[2036,124,{"$f":"IF(LOADPROFILE=0.1,Results_10PoE!C2831,IF(LOADPROFILE=0.5,Results_50PoE!C2831,\"Invalid Load Profile %\"))","v":0},61.68181818181818,30.84090909090909,0,0,0,119.04651344380568,0,0,0,0,0,1.9226856700783421E-2,2.6907757064662712E-3,false,false,3.1212429709063995E-2,0,0,0,0,0,0]
[2036,125,{"$f":"IF(LOADPROFILE=0.1,Results_10PoE!C2832,IF(LOADPROFILE=0.5,Results_50PoE!C2832,\"Invalid Load Profile %\"))","v":0},61.68181818181818,30.84090909090909,0,0,0,120.04651344380568,0,0,0,0,0,1.9226856700783421E-2,2.6907757064662712E-3,false,false,3.1212429709063995E-2,0,0,0,0,0,0]
[2036,126,{"$f":"IF(LOADPROFILE=0.1,Results_10PoE!C2833,IF(LOADPROFILE=0.5,Results_50PoE!C2833,\"Invalid Load Profile %\"))","v":0},61.68181818181818,30.84090909090909,0,0,0,121.04651344380568,0,0,0,0,0,1.9226856700783421E-2,2.6907757064662712E-3,false,false,3.1212429709063995E-2,0,0,0,0,0,0]
[2036,127,{"$f":"IF(LOADPROFILE=0.1,Results_10PoE!C2834,IF(LOADPROFILE=0.5,Results_50PoE!C2834,\"Invalid Load Profile %\"))","v":0},61.68181818181818,30.84090909090909,0,0,0,122.04651344380568,0,0,0,0,0,1.9226856700783421E-2,2.6907757064662712E-3,false,false,3.1212429709063995E-2,0,0,0,0,0,0]
[2036,128,{"$f":"IF(LOADPROFILE=0.1,Results_10PoE!C2835,IF(LOADPROFILE=0.5,Results_50PoE!C2835,\"Invalid Load Profile %\"))","v":0},61.68181818181818,30.84090909090909,0,0,0,123.04651344380568,0,0,0,0,0,1.9226856700783421E-2,2.6907757064662712E-3,false,false,3.1212429709063995E-2,0,0,0,0,0,0]
[2036,129,{"$f":"IF(LOADPROFILE=0.1,Results_10PoE!C2836,IF(LOADPROFILE=0.5,Results_50PoE!C2836,\"Invalid Load Profile %\"))","v":0},61.68181818181818,30.84090909090909,0,0,0,124.04651344380568,0,0,0,0,0,1.9226856700783421E-2,2.6907757064662712E-3,false,false,3.1212429709063995E-2,0,0,0,0,0,0]
[2036,130,{"$f":"IF(LOADPROFILE=0.1,Results_10PoE!C2837,IF(LOADPROFILE=0.5,Results_50PoE!C2837,\"Invalid Load Profile %\"))","v":0},61.68181818181818,30.84090909090909,0,0,0,125.04651344380568,0,0,0,0,0,1.9226856700783421E-2,2.6907757064662712E-3,false,false,3.1212429709063995E-2,0,0,0,0,0,0]
[2036,131,{"$f":"IF(LOADPROFILE=0.1,Results_10PoE!C2838,IF(LOADPROFILE=0.5,Results_50PoE!C2838,\"Invalid Load Profile %\"))","v":0},61.68181818181818,30.84090909090909,0,0,0,126.04651344380568,0,0,0,0,0,1.9226856700783421E-2,2.6907757064662712E-3,false,false,3.1212429709063995E-2,0,0,0,0,0,0]
[2036,132,{"$f":"IF(LOADPROFILE=0.1,Results_10PoE!C2839,IF(LOADPROFILE=0.5,Results_50PoE!C2839,\"Invalid Load Profile %\"))","v":0},61.68181818181818,30.84090909090909,0,0,0,127.04651344380568,0,0,0,0,0,1.9226856700783421E-2,2.6907757064662712E-3,false,false,3.1212429709063995E-2,0,0,0,0,0,0]
[2036,133,{"$f":"IF(LOADPROFILE=0.1,Results_10PoE!C2840,IF(LOADPROFILE=0.5,Results_50PoE!C2840,\"Invalid Load Profile %\"))","v":0},61.68181818181818,30.84090909090909,0,0,0,128.04651344380568,0,0,0,0,0,1.9226856700783421E-2,2.6907757064662712E-3,false,false,3.1212429709063995E-2,0,0,0,0,0,0]
[2036,134,{"$f":"IF(LOADPROFILE=0.1,Results_10PoE!C2841,IF(LOADPROFILE=0.5,Results_50PoE!C2841,\"Invalid Load Profile %\"))","v":0},61.68181818181818,30.84090909090909,0,0,0,129.04651344380568,0,0,0,0,0,1.9226856700783421E-2,2.6907757064662712E-3,false,false,3.1212429709063995E-2,0,0,0,0,0,0]
[2036,135,{"$f":"IF(LOADPROFILE=0.1,Results_10PoE!C2842,IF(LOADPROFILE=0.5,Results_50PoE!C2842,\"Invalid Load Profile %\"))","v":0},61.68181818181818,30.84090909090909,0,0,0,130.04651344380568,0,0,0,0,0,1.9226856700783421E-2,2.6907757064662712E-3,false,false,3.1212429709063995E-2,0,0,0,0,0,0]
[2036,136,{"$f":"IF(LOADPROFILE=0.1,Results_10PoE!C2843,IF(LOADPROFILE=0.5,Results_50PoE!C2843,\"Invalid Load Profile %\"))","v":0},61.68181818181818,30.84090909090909,0,0,0,131.04651344380568,0,0,0,0,0,1.9226856700783421E-2,2.6907757064662712E-3,false,false,3.1212429709063995E-2,0,0,0,0,0,0]
[2036,137,{"$f":"IF(LOADPROFILE=0.1,Results_10PoE!C2844,IF(LOADPROFILE=0.5,Results_50PoE!C2844,\"Invalid Load Profile %\"))","v":0},61.68181818181818,30.84090909090909,0,0,0,132.04651344380568,0,0,0,0,0,1.9226856700783421E-2,2.6907757064662712E-3,false,false,3.1212429709063995E-2,0,0,0,0,0,0]
[2036,138,{"$f":"IF(LOADPROFILE=0.1,Results_10PoE!C2845,IF(LOADPROFILE=0.5,Results_50PoE!C2845,\"Invalid Load Profile %\"))","v":0},61.68181818181818,30.84090909090909,0,0,0,133.04651344380568,0,0,0,0,0,1.9226856700783421E-2,2.6907757064662712E-3,false,false,3.1212429709063995E-2,0,0,0,0,0,0]
[2036,139,{"$f":"IF(LOADPROFILE=0.1,Results_10PoE!C2846,IF(LOADPROFILE=0.5,Results_50PoE!C2846,\"Invalid Load Profile %\"))","v":0},61.68181818181818,30.84090909090909,0,0,0,134.04651344380568,0,0,0,0,0,1.9226856700783421E-2,2.6907757064662712E-3,false,false,3.1212429709063995E-2,0,0,0,0,0,0]
[2036,140,{"$f":"IF(LOADPROFILE=0.1,Results_10PoE!C2847,IF(LOADPROFILE=0.5,Results_50PoE!C2847,\"Invalid Load Profile %\"))","v":0},61.68181818181818,30.84090909090909,0,0,0,135.04651344380568,0,0,0,0,0,1.9226856700783421E-2,2.6907757064662712E-3,false,false,3.1212429709063995E-2,0,0,0,0,0,0]
[2036,141,{"$f":"IF(LOADPROFILE=0.1,Results_10PoE!C2848,IF(LOADPROFILE=0.5,Results_50PoE!C2848,\"Invalid Load Profile %\"))","v":0},61.68181818181818,30.84090909090909,0,0,0,136.04651344380568,0,0,0,0,0,1.9226856700783421E-2,2.6907757064662712E-3,false,false,3.1212429709063995E-2,0,0,0,0,0,0]
[2036,142,{"$f":"IF(LOADPROFILE=0.1,Results_10PoE!C2849,IF(LOADPROFILE=0.5,Results_50PoE!C2849,\"Invalid Load Profile %\"))","v":0},61.68181818181818,30.84090909090909,0,0,0,137.04651344380568,0,0,0,0,0,1.9226856700783421E-2,2.6907757064662712E-3,false,false,3.1212429709063995E-2,0,0,0,0,0,0]
[2036,143,{"$f":"IF(LOADPROFILE=0.1,Results_10PoE!C2850,IF(LOADPROFILE=0.5,Results_50PoE!C2850,\"Invalid Load Profile %\"))","v":0},61.68181818181818,30.84090909090909,0,0,0,138.04651344380568,0,0,0,0,0,1.9226856700783421E-2,2.6907757064662712E-3,false,false,3.1212429709063995E-2,0,0,0,0,0,0]
[2036,144,{"$f":"IF(LOADPROFILE=0.1,Results_10PoE!C2851,IF(LOADPROFILE=0.5,Results_50PoE!C2851,\"Invalid Load Profile %\"))","v":0},61.68181818181818,30.84090909090909,0,0,0,139.04651344380568,0,0,0,0,0,1.9226856700783421E-2,2.6907757064662712E-3,false,false,3.1212429709063995E-2,0,0,0,0,0,0]
[2036,145,{"$f":"IF(LOADPROFILE=0.1,Results_10PoE!C2852,IF(LOADPROFILE=0.5,Results_50PoE!C2852,\"Invalid Load Profile %\"))","v":0},61.68181818181818,30.84090909090909,0,0,0,140.04651344380568,0,0,0,0,0,1.9226856700783421E-2,2.6907757064662712E-3,false,false,3.1212429709063995E-2,0,0,0,0,0,0]
[2036,146,{"$f":"IF(LOADPROFILE=0.1,Results_10PoE!C2853,IF(LOADPROFILE=0.5,Results_50PoE!C2853,\"Invalid Load Profile %\"))","v":0},61.68181818181818,30.84090909090909,0,0,0,141.04651344380568,0,0,0,0,0,1.9226856700783421E-2,2.6907757064662712E-3,false,false,3.1212429709063995E-2,0,0,0,0,0,0]
[2036,147,{"$f":"IF(LOADPROFILE=0.1,Results_10PoE!C2854,IF(LOADPROFILE=0.5,Results_50PoE!C2854,\"Invalid Load Profile %\"))","v":0},61.68181818181818,30.84090909090909,0,0,0,142.04651344380568,0,0,0,0,0,1.9226856700783421E-2,2.6907757064662712E-3,false,false,3.1212429709063995E-2,0,0,0,0,0,0]
[2036,148,{"$f":"IF(LOADPROFILE=0.1,Results_10PoE!C2855,IF(LOADPROFILE=0.5,Results_50PoE!C2855,\"Invalid Load Profile %\"))","v":0},61.68181818181818,30.84090909090909,0,0,0,143.04651344380568,0,0,0,0,0,1.9226856700783421E-2,2.6907757064662712E-3,false,false,3.1212429709063995E-2,0,0,0,0,0,0]
[2036,149,{"$f":"IF(LOADPROFILE=0.1,Results_10PoE!C2856,IF(LOADPROFILE=0.5,Results_50PoE!C2856,\"Invalid Load Profile %\"))","v":0},61.68181818181818,30.84090909090909,0,0,0,144.04651344380568,0,0,0,0,0,1.9226856700783421E-2,2.6907757064662712E-3,false,false,3.1212429709063995E-2,0,0,0,0,0,0]
[2036,150,{"$f":"IF(LOADPROFILE=0.1,Results_10PoE!C2857,IF(LOADPROFILE=0.5,Results_50PoE!C2857,\"Invalid Load Profile %\"))","v":0},61.68181818181818,30.84090909090909,0,0,0,145.04651344380568,0,0,0,0,0,1.9226856700783421E-2,2.6907757064662712E-3,false,false,3.1212429709063995E-2,0,0,0,0,0,0]
[2037,1,{"$f":"IF(LOADPROFILE=0.1,Results_10PoE!C2858,IF(LOADPROFILE=0.5,Results_50PoE!C2858,\"Invalid Load Profile %\"))","v":8760},61.68181818181818,30.84090909090909,0,0,0,0,0,0,0,0,0,1.9900516331341697E-2,2.78755337815904E-3,false,false,3.2306033005424832E-2,0,0,0,0,0,0]
[2037,2,{"$f":"IF(LOADPROFILE=0.1,Results_10PoE!C2859,IF(LOADPROFILE=0.5,Results_50PoE!C2859,\"Invalid Load Profile %\"))","v":8760},61.68181818181818,30.84090909090909,0,0,0,0,0,0,0,0,0,1.9900516331341697E-2,2.78755337815904E-3,false,false,3.2306033005424832E-2,0,0,0,0,0,0]
[2037,3,{"$f":"IF(LOADPROFILE=0.1,Results_10PoE!C2860,IF(LOADPROFILE=0.5,Results_50PoE!C2860,\"Invalid Load Profile %\"))","v":8760},61.68181818181818,30.84090909090909,0,0,0,0,0,0,0,0,0,1.9900516331341697E-2,2.78755337815904E-3,false,false,3.2306033005424832E-2,0,0,0,0,0,0]
[2037,4,{"$f":"IF(LOADPROFILE=0.1,Results_10PoE!C2861,IF(LOADPROFILE=0.5,Results_50PoE!C2861,\"Invalid Load Profile %\"))","v":8752},61.68181818181818,30.84090909090909,0,0,0,0,0,0,0,0,0,1.9900516331341697E-2,2.78755337815904E-3,false,false,3.2306033005424832E-2,0,0,0,0,0,0]
[2037,5,{"$f":"IF(LOADPROFILE=0.1,Results_10PoE!C2862,IF(LOADPROFILE=0.5,Results_50PoE!C2862,\"Invalid Load Profile %\"))","v":8578},61.68181818181818,30.84090909090909,0,0,0,6.1275554412373978E-2,0,0,43.793899374464587,43.793899374464587,43.793899374464587,1.9900516331341697E-2,2.78755337815904E-3,false,false,3.2306033005424832E-2,0,0,40.67031339374239,0,0,0]
[2037,6,{"$f":"IF(LOADPROFILE=0.1,Results_10PoE!C2863,IF(LOADPROFILE=0.5,Results_50PoE!C2863,\"Invalid Load Profile %\"))","v":7857},61.68181818181818,30.84090909090909,0,0,0,1.061275554412374,0,0,1218.2258821575956,1218.2258821575956,1218.2258821575956,1.9900516331341697E-2,2.78755337815904E-3,false,false,3.2306033005424832E-2,0,0,1131.3363075544455,0,0,0]
[2037,7,{"$f":"IF(LOADPROFILE=0.1,Results_10PoE!C2864,IF(LOADPROFILE=0.5,Results_50PoE!C2864,\"Invalid Load Profile %\"))","v":6699},61.68181818181818,30.84090909090909,0,0,0,2.061275554412374,0,0,2390.6335859532055,2390.6335859532055,2390.6335859532055,1.9900516331341697E-2,2.78755337815904E-3,false,false,3.2306033005424832E-2,0,0,2220.1224037842767,0,0,0]
[2037,8,{"$f":"IF(LOADPROFILE=0.1,Results_10PoE!C2865,IF(LOADPROFILE=0.5,Results_50PoE!C2865,\"Invalid Load Profile %\"))","v":5529},61.68181818181818,30.84090909090909,0,0,0,3.061275554412374,0,0,2160.5957584514895,2160.5957584514895,2160.5957584514895,1.9900516331341697E-2,2.78755337815904E-3,false,false,3.2306033005424832E-2,0,0,2006.4919513572524,0,0,0]
[2037,9,{"$f":"IF(LOADPROFILE=0.1,Results_10PoE!C2866,IF(LOADPROFILE=0.5,Results_50PoE!C2866,\"Invalid Load Profile %\"))","v":4817},61.68181818181818,30.84090909090909,0,0,0,4.061275554412374,0,0,2814.043035319894,2814.043035319894,2814.043035319894,1.9900516331341697E-2,2.78755337815904E-3,false,false,3.2306033005424832E-2,0,0,2613.3323084874855,0,0,0]
[2037,10,{"$f":"IF(LOADPROFILE=0.1,Results_10PoE!C2867,IF(LOADPROFILE=0.5,Results_50PoE!C2867,\"Invalid Load Profile %\"))","v":4118},61.68181818181818,30.84090909090909,0,0,0,5.061275554412374,0,0,4229.3990092935355,4229.3990092935355,4229.3990092935355,1.9900516331341697E-2,2.78755337815904E-3,false,false,3.2306033005424832E-2,0,0,3927.7384665921782,0,0,0]
[2037,11,{"$f":"IF(LOADPROFILE=0.1,Results_10PoE!C2868,IF(LOADPROFILE=0.5,Results_50PoE!C2868,\"Invalid Load Profile %\"))","v":3275},61.68181818181818,30.84090909090909,0,0,0,6.061275554412374,0,0,3538.9173905990447,3538.9173905990447,3538.9173905990447,1.9900516331341697E-2,2.78755337815904E-3,false,false,3.2306033005424832E-2,0,0,3286.5052303186885,0,0,0]
[2037,12,{"$f":"IF(LOADPROFILE=0.1,Results_10PoE!C2869,IF(LOADPROFILE=0.5,Results_50PoE!C2869,\"Invalid Load Profile %\"))","v":2686},61.68181818181818,30.84090909090909,0,0,0,7.061275554412374,0,0,4752.7397705818003,4752.7397705818003,4752.7397705818003,1.9900516331341697E-2,2.78755337815904E-3,false,false,3.2306033005424832E-2,0,0,4413.7521140940489,0,0,0]
[2037,13,{"$f":"IF(LOADPROFILE=0.1,Results_10PoE!C2870,IF(LOADPROFILE=0.5,Results_50PoE!C2870,\"Invalid Load Profile %\"))","v":2007},61.68181818181818,30.84090909090909,0,0,0,8.061275554412374,0,0,7559.3770032482216,7559.3770032482216,7559.3770032482216,1.9900516331341697E-2,2.78755337815904E-3,false,false,3.2306033005424832E-2,0,0,7020.2068364530769,0,0,0]
[2037,14,{"$f":"IF(LOADPROFILE=0.1,Results_10PoE!C2871,IF(LOADPROFILE=0.5,Results_50PoE!C2871,\"Invalid Load Profile %\"))","v":1061},61.68181818181818,30.84090909090909,0,0,0,9.061275554412374,0,0,5577.9168992466157,5577.9168992466157,5577.9168992466157,1.9900516331341697E-2,2.78755337815904E-3,false,false,3.2306033005424832E-2,0,0,5180.0737458169115,0,0,0]
[2037,15,{"$f":"IF(LOADPROFILE=0.1,Results_10PoE!C2872,IF(LOADPROFILE=0.5,Results_50PoE!C2872,\"Invalid Load Profile %\"))","v":440},61.68181818181818,30.84090909090909,0,0,0,10.061275554412374,0,0,2493.3552130495432,2493.3552130495432,2493.3552130495432,1.9900516331341697E-2,2.78755337815904E-3,false,false,3.2306033005424832E-2,0,0,2315.5174434129963,0,0,0]
[2037,16,{"$f":"IF(LOADPROFILE=0.1,Results_10PoE!C2873,IF(LOADPROFILE=0.5,Results_50PoE!C2873,\"Invalid Load Profile %\"))","v":190},61.68181818181818,30.84090909090909,0,0,0,11.061275554412374,0,0,1151.2923331952802,1151.2923331952802,1151.2923331952802,1.9900516331341697E-2,2.78755337815904E-3,false,false,3.2306033005424832E-2,0,0,1069.1767727394194,0,0,0]
[2037,17,{"$f":"IF(LOADPROFILE=0.1,Results_10PoE!C2874,IF(LOADPROFILE=0.5,Results_50PoE!C2874,\"Invalid Load Profile %\"))","v":85},61.68181818181818,30.84090909090909,0,0,0,12.061275554412374,0,0,573.88593230160097,573.88593230160097,573.88593230160097,1.9900516331341697E-2,2.78755337815904E-3,false,false,3.2306033005424832E-2,0,0,532.95370022645966,0,0,0]
[2037,18,{"$f":"IF(LOADPROFILE=0.1,Results_10PoE!C2875,IF(LOADPROFILE=0.5,Results_50PoE!C2875,\"Invalid Load Profile %\"))","v":37},61.68181818181818,30.84090909090909,0,0,0,13.061275554412374,0,0,323.68062395814866,323.68062395814866,323.68062395814866,1.9900516331341697E-2,2.78755337815904E-3,false,false,3.2306033005424832E-2,0,0,300.5942061312719,0,0,0]
[2037,19,{"$f":"IF(LOADPROFILE=0.1,Results_10PoE!C2876,IF(LOADPROFILE=0.5,Results_50PoE!C2876,\"Invalid Load Profile %\"))","v":12},61.68181818181818,30.84090909090909,0,0,0,14.061275554412374,0,0,111.50794394961497,111.50794394961497,111.50794394961497,1.9900516331341697E-2,2.78755337815904E-3,false,false,3.2306033005424832E-2,0,0,103.55467521960405,0,0,0]
[2037,20,{"$f":"IF(LOADPROFILE=0.1,Results_10PoE!C2877,IF(LOADPROFILE=0.5,Results_50PoE!C2877,\"Invalid Load Profile %\"))","v":4},61.68181818181818,30.84090909090909,0,0,0,15.061275554412374,0,0,44.789283087233386,44.789283087233386,44.789283087233386,1.9900516331341697E-2,2.78755337815904E-3,false,false,3.2306033005424832E-2,0,0,41.594701678950415,0,0,0]
[2037,21,{"$f":"IF(LOADPROFILE=0.1,Results_10PoE!C2878,IF(LOADPROFILE=0.5,Results_50PoE!C2878,\"Invalid Load Profile %\"))","v":1},61.68181818181818,30.84090909090909,0,0,0,16.061275554412376,0,0,15.921029064453723,15.921029064453723,15.921029064453723,1.9900516331341697E-2,2.78755337815904E-3,false,false,3.2306033005424832E-2,0,0,14.785466716849772,0,0,0]
[2037,22,{"$f":"IF(LOADPROFILE=0.1,Results_10PoE!C2879,IF(LOADPROFILE=0.5,Results_50PoE!C2879,\"Invalid Load Profile %\"))","v":0},61.68181818181818,30.84090909090909,0,0,0,17.061275554412376,0,0,0,0,0,1.9900516331341697E-2,2.78755337815904E-3,false,false,3.2306033005424832E-2,0,0,0,0,0,0]
[2037,23,{"$f":"IF(LOADPROFILE=0.1,Results_10PoE!C2880,IF(LOADPROFILE=0.5,Results_50PoE!C2880,\"Invalid Load Profile %\"))","v":0},61.68181818181818,30.84090909090909,0,0,0,18.061275554412376,0,0,0,0,0,1.9900516331341697E-2,2.78755337815904E-3,false,false,3.2306033005424832E-2,0,0,0,0,0,0]
[2037,24,{"$f":"IF(LOADPROFILE=0.1,Results_10PoE!C2881,IF(LOADPROFILE=0.5,Results_50PoE!C2881,\"Invalid Load Profile %\"))","v":0},61.68181818181818,30.84090909090909,0,0,0,19.061275554412376,0,0,0,0,0,1.9900516331341697E-2,2.78755337815904E-3,false,false,3.2306033005424832E-2,0,0,0,0,0,0]
[2037,25,{"$f":"IF(LOADPROFILE=0.1,Results_10PoE!C2882,IF(LOADPROFILE=0.5,Results_50PoE!C2882,\"Invalid Load Profile %\"))","v":0},61.68181818181818,30.84090909090909,0,0,0,20.061275554412376,0,0,0,0,0,1.9900516331341697E-2,2.78755337815904E-3,false,false,3.2306033005424832E-2,0,0,0,0,0,0]
[2037,26,{"$f":"IF(LOADPROFILE=0.1,Results_10PoE!C2883,IF(LOADPROFILE=0.5,Results_50PoE!C2883,\"Invalid Load Profile %\"))","v":0},61.68181818181818,30.84090909090909,0,0,0,21.061275554412376,0,0,0,0,0,1.9900516331341697E-2,2.78755337815904E-3,false,false,3.2306033005424832E-2,0,0,0,0,0,0]
[2037,27,{"$f":"IF(LOADPROFILE=0.1,Results_10PoE!C2884,IF(LOADPROFILE=0.5,Results_50PoE!C2884,\"Invalid Load Profile %\"))","v":0},61.68181818181818,30.84090909090909,0,0,0,22.061275554412376,0,0,0,0,0,1.9900516331341697E-2,2.78755337815904E-3,false,false,3.2306033005424832E-2,0,0,0,0,0,0]
[2037,28,{"$f":"IF(LOADPROFILE=0.1,Results_10PoE!C2885,IF(LOADPROFILE=0.5,Results_50PoE!C2885,\"Invalid Load Profile %\"))","v":0},61.68181818181818,30.84090909090909,0,0,0,23.061275554412376,0,0,0,0,0,1.9900516331341697E-2,2.78755337815904E-3,false,false,3.2306033005424832E-2,0,0,0,0,0,0]
[2037,29,{"$f":"IF(LOADPROFILE=0.1,Results_10PoE!C2886,IF(LOADPROFILE=0.5,Results_50PoE!C2886,\"Invalid Load Profile %\"))","v":0},61.68181818181818,30.84090909090909,0,0,0,24.061275554412376,0,0,0,0,0,1.9900516331341697E-2,2.78755337815904E-3,false,false,3.2306033005424832E-2,0,0,0,0,0,0]
[2037,30,{"$f":"IF(LOADPROFILE=0.1,Results_10PoE!C2887,IF(LOADPROFILE=0.5,Results_50PoE!C2887,\"Invalid Load Profile %\"))","v":0},61.68181818181818,30.84090909090909,0,0,0,25.061275554412376,0,0,0,0,0,1.9900516331341697E-2,2.78755337815904E-3,false,false,3.2306033005424832E-2,0,0,0,0,0,0]
[2037,31,{"$f":"IF(LOADPROFILE=0.1,Results_10PoE!C2888,IF(LOADPROFILE=0.5,Results_50PoE!C2888,\"Invalid Load Profile %\"))","v":0},61.68181818181818,30.84090909090909,0,0,0,26.061275554412376,0,0,0,0,0,1.9900516331341697E-2,2.78755337815904E-3,false,false,3.2306033005424832E-2,0,0,0,0,0,0]
[2037,32,{"$f":"IF(LOADPROFILE=0.1,Results_10PoE!C2889,IF(LOADPROFILE=0.5,Results_50PoE!C2889,\"Invalid Load Profile %\"))","v":0},{"$f":"VLOOKUP($A2918,$Q$4:$AB$26,6,FALSE)","v":61.68181818181818},{"$f":"VLOOKUP($A2918,$Q$4:$AB$26,7,FALSE)","v":30.84090909090909},{"$f":"VLOOKUP($A2918,$Q$4:$AB$26,9,FALSE)","v":0},{"$f":"VLOOKUP($A2918,$Q$4:$AB$26,10,FALSE)","v":0},{"$f":"VLOOKUP($A2918,$Q$4:$AB$26,11,FALSE)","v":0},{"$f":"IF(B2918-VLOOKUP(A2918,$Q$4:$AB$26,12,FALSE)<0,0,B2918-VLOOKUP(A2918,$Q$4:$AB$26,12,FALSE))","v":27.061275554412376},{"$f":"IF(B2918=150,0,IF(IF($I2918>D2918,($I2918-D2918)*($C2918-$C2919),0)<0,0,IF($I2918>D2918,($I2918-D2918)*($C2918-$C2919),0)))*$Y$30","v":0},{"$f":"IF(C2918=150,0,IF(IF($I2918>E2918,($I2918-E2918)*($C2918-$C2919),0)<0,0,IF($I2918>E2918,($I2918-E2918)*($C2918-$C2919),0)))*$Y$30","v":0},{"$f":"IF(D2918=150,0,IF(IF($I2918>F2918,($I2918-F2918)*($C2918-$C2919),0)<0,0,IF($I2918>F2918,($I2918-F2918)*($C2918-$C2919),0)))*$Y$30","v":0},{"$f":"IF(E2918=150,0,IF(IF($I2918>G2918,($I2918-G2918)*($C2918-$C2919),0)<0,0,IF($I2918>G2918,($I2918-G2918)*($C2918-$C2919),0)))*$Y$30","v":0},{"$f":"IF(F2918=150,0,IF(IF($I2918>H2918,($I2918-H2918)*($C2918-$C2919),0)<0,0,IF($I2918>H2918,($I2918-H2918)*($C2918-$C2919),0)))*$Y$30","v":0},{"$f":"VLOOKUP($A2918, $Q$4:$BB$26,33,FALSE)","v":1.9900516331341697E-2},{"$f":"VLOOKUP($A2918, $Q$4:$BB$26,34,FALSE)","v":2.78755337815904E-3},{"$f":"VLOOKUP($A2918, $Q$4:$BB$26,35,FALSE)","v":false},{"$f":"VLOOKUP($A2918, $Q$4:$BB$26,36,FALSE)","v":false},{"$f":"VLOOKUP($A2918, $Q$4:$BB$26,37,FALSE)","v":3.2306033005424832E-2},{"$f":"J2918*1000*($S$34/365)","v":0},{"$f":"O2918*K2918*1000*($T$34/365)","v":0},{"$f":"P2918*L2918*1000*($U$34/365)","v":0},{"$f":"Q2918*M2918*1000*($V$34/365)","v":0},{"$f":"R2918*N2918*1000*($W$34/365)","v":0},{"$f":"S2918*K2918*1000*($X$34/365)","v":0}]
[2037,33,{"$f":"IF(LOADPROFILE=0.1,Results_10PoE!C2890,IF(LOADPROFILE=0.5,Results_50PoE!C2890,\"Invalid Load Profile %\"))","v":0},61.68181818181818,30.84090909090909,0,0,0,28.061275554412376,0,0,0,0,0,1.9900516331341697E-2,2.78755337815904E-3,false,false,3.2306033005424832E-2,0,0,0,0,0,0]
[2037,34,{"$f":"IF(LOADPROFILE=0.1,Results_10PoE!C2891,IF(LOADPROFILE=0.5,Results_50PoE!C2891,\"Invalid Load Profile %\"))","v":0},61.68181818181818,30.84090909090909,0,0,0,29.061275554412376,0,0,0,0,0,1.9900516331341697E-2,2.78755337815904E-3,false,false,3.2306033005424832E-2,0,0,0,0,0,0]
[2037,35,{"$f":"IF(LOADPROFILE=0.1,Results_10PoE!C2892,IF(LOADPROFILE=0.5,Results_50PoE!C2892,\"Invalid Load Profile %\"))","v":0},61.68181818181818,30.84090909090909,0,0,0,30.061275554412376,0,0,0,0,0,1.9900516331341697E-2,2.78755337815904E-3,false,false,3.2306033005424832E-2,0,0,0,0,0,0]
[2037,36,{"$f":"IF(LOADPROFILE=0.1,Results_10PoE!C2893,IF(LOADPROFILE=0.5,Results_50PoE!C2893,\"Invalid Load Profile %\"))","v":0},61.68181818181818,30.84090909090909,0,0,0,31.061275554412376,0,0,0,0,0,1.9900516331341697E-2,2.78755337815904E-3,false,false,3.2306033005424832E-2,0,0,0,0,0,0]
[2037,37,{"$f":"IF(LOADPROFILE=0.1,Results_10PoE!C2894,IF(LOADPROFILE=0.5,Results_50PoE!C2894,\"Invalid Load Profile %\"))","v":0},61.68181818181818,30.84090909090909,0,0,0,32.061275554412376,0,0,0,0,0,1.9900516331341697E-2,2.78755337815904E-3,false,false,3.2306033005424832E-2,0,0,0,0,0,0]
[2037,38,{"$f":"IF(LOADPROFILE=0.1,Results_10PoE!C2895,IF(LOADPROFILE=0.5,Results_50PoE!C2895,\"Invalid Load Profile %\"))","v":0},61.68181818181818,30.84090909090909,0,0,0,33.061275554412376,0,0,0,0,0,1.9900516331341697E-2,2.78755337815904E-3,false,false,3.2306033005424832E-2,0,0,0,0,0,0]
[2037,39,{"$f":"IF(LOADPROFILE=0.1,Results_10PoE!C2896,IF(LOADPROFILE=0.5,Results_50PoE!C2896,\"Invalid Load Profile %\"))","v":0},61.68181818181818,30.84090909090909,0,0,0,34.061275554412376,0,0,0,0,0,1.9900516331341697E-2,2.78755337815904E-3,false,false,3.2306033005424832E-2,0,0,0,0,0,0]
[2037,40,{"$f":"IF(LOADPROFILE=0.1,Results_10PoE!C2897,IF(LOADPROFILE=0.5,Results_50PoE!C2897,\"Invalid Load Profile %\"))","v":0},61.68181818181818,30.84090909090909,0,0,0,35.061275554412376,0,0,0,0,0,1.9900516331341697E-2,2.78755337815904E-3,false,false,3.2306033005424832E-2,0,0,0,0,0,0]
[2037,41,{"$f":"IF(LOADPROFILE=0.1,Results_10PoE!C2898,IF(LOADPROFILE=0.5,Results_50PoE!C2898,\"Invalid Load Profile %\"))","v":0},61.68181818181818,30.84090909090909,0,0,0,36.061275554412376,0,0,0,0,0,1.9900516331341697E-2,2.78755337815904E-3,false,false,3.2306033005424832E-2,0,0,0,0,0,0]
[2037,42,{"$f":"IF(LOADPROFILE=0.1,Results_10PoE!C2899,IF(LOADPROFILE=0.5,Results_50PoE!C2899,\"Invalid Load Profile %\"))","v":0},61.68181818181818,30.84090909090909,0,0,0,37.061275554412376,0,0,0,0,0,1.9900516331341697E-2,2.78755337815904E-3,false,false,3.2306033005424832E-2,0,0,0,0,0,0]
[2037,43,{"$f":"IF(LOADPROFILE=0.1,Results_10PoE!C2900,IF(LOADPROFILE=0.5,Results_50PoE!C2900,\"Invalid Load Profile %\"))","v":0},61.68181818181818,30.84090909090909,0,0,0,38.061275554412376,0,0,0,0,0,1.9900516331341697E-2,2.78755337815904E-3,false,false,3.2306033005424832E-2,0,0,0,0,0,0]
[2037,44,{"$f":"IF(LOADPROFILE=0.1,Results_10PoE!C2901,IF(LOADPROFILE=0.5,Results_50PoE!C2901,\"Invalid Load Profile %\"))","v":0},61.68181818181818,30.84090909090909,0,0,0,39.061275554412376,0,0,0,0,0,1.9900516331341697E-2,2.78755337815904E-3,false,false,3.2306033005424832E-2,0,0,0,0,0,0]
[2037,45,{"$f":"IF(LOADPROFILE=0.1,Results_10PoE!C2902,IF(LOADPROFILE=0.5,Results_50PoE!C2902,\"Invalid Load Profile %\"))","v":0},61.68181818181818,30.84090909090909,0,0,0,40.061275554412376,0,0,0,0,0,1.9900516331341697E-2,2.78755337815904E-3,false,false,3.2306033005424832E-2,0,0,0,0,0,0]
[2037,46,{"$f":"IF(LOADPROFILE=0.1,Results_10PoE!C2903,IF(LOADPROFILE=0.5,Results_50PoE!C2903,\"Invalid Load Profile %\"))","v":0},61.68181818181818,30.84090909090909,0,0,0,41.061275554412376,0,0,0,0,0,1.9900516331341697E-2,2.78755337815904E-3,false,false,3.2306033005424832E-2,0,0,0,0,0,0]
[2037,47,{"$f":"IF(LOADPROFILE=0.1,Results_10PoE!C2904,IF(LOADPROFILE=0.5,Results_50PoE!C2904,\"Invalid Load Profile %\"))","v":0},61.68181818181818,30.84090909090909,0,0,0,42.061275554412376,0,0,0,0,0,1.9900516331341697E-2,2.78755337815904E-3,false,false,3.2306033005424832E-2,0,0,0,0,0,0]
[2037,48,{"$f":"IF(LOADPROFILE=0.1,Results_10PoE!C2905,IF(LOADPROFILE=0.5,Results_50PoE!C2905,\"Invalid Load Profile %\"))","v":0},61.68181818181818,30.84090909090909,0,0,0,43.061275554412376,0,0,0,0,0,1.9900516331341697E-2,2.78755337815904E-3,false,false,3.2306033005424832E-2,0,0,0,0,0,0]
[2037,49,{"$f":"IF(LOADPROFILE=0.1,Results_10PoE!C2906,IF(LOADPROFILE=0.5,Results_50PoE!C2906,\"Invalid Load Profile %\"))","v":0},61.68181818181818,30.84090909090909,0,0,0,44.061275554412376,0,0,0,0,0,1.9900516331341697E-2,2.78755337815904E-3,false,false,3.2306033005424832E-2,0,0,0,0,0,0]
[2037,50,{"$f":"IF(LOADPROFILE=0.1,Results_10PoE!C2907,IF(LOADPROFILE=0.5,Results_50PoE!C2907,\"Invalid Load Profile %\"))","v":0},61.68181818181818,30.84090909090909,0,0,0,45.061275554412376,0,0,0,0,0,1.9900516331341697E-2,2.78755337815904E-3,false,false,3.2306033005424832E-2,0,0,0,0,0,0]
[2037,51,{"$f":"IF(LOADPROFILE=0.1,Results_10PoE!C2908,IF(LOADPROFILE=0.5,Results_50PoE!C2908,\"Invalid Load Profile %\"))","v":0},61.68181818181818,30.84090909090909,0,0,0,46.061275554412376,0,0,0,0,0,1.9900516331341697E-2,2.78755337815904E-3,false,false,3.2306033005424832E-2,0,0,0,0,0,0]
[2037,52,{"$f":"IF(LOADPROFILE=0.1,Results_10PoE!C2909,IF(LOADPROFILE=0.5,Results_50PoE!C2909,\"Invalid Load Profile %\"))","v":0},61.68181818181818,30.84090909090909,0,0,0,47.061275554412376,0,0,0,0,0,1.9900516331341697E-2,2.78755337815904E-3,false,false,3.2306033005424832E-2,0,0,0,0,0,0]
[2037,53,{"$f":"IF(LOADPROFILE=0.1,Results_10PoE!C2910,IF(LOADPROFILE=0.5,Results_50PoE!C2910,\"Invalid Load Profile %\"))","v":0},61.68181818181818,30.84090909090909,0,0,0,48.061275554412376,0,0,0,0,0,1.9900516331341697E-2,2.78755337815904E-3,false,false,3.2306033005424832E-2,0,0,0,0,0,0]
[2037,54,{"$f":"IF(LOADPROFILE=0.1,Results_10PoE!C2911,IF(LOADPROFILE=0.5,Results_50PoE!C2911,\"Invalid Load Profile %\"))","v":0},61.68181818181818,30.84090909090909,0,0,0,49.061275554412376,0,0,0,0,0,1.9900516331341697E-2,2.78755337815904E-3,false,false,3.2306033005424832E-2,0,0,0,0,0,0]
[2037,55,{"$f":"IF(LOADPROFILE=0.1,Results_10PoE!C2912,IF(LOADPROFILE=0.5,Results_50PoE!C2912,\"Invalid Load Profile %\"))","v":0},61.68181818181818,30.84090909090909,0,0,0,50.061275554412376,0,0,0,0,0,1.9900516331341697E-2,2.78755337815904E-3,false,false,3.2306033005424832E-2,0,0,0,0,0,0]
[2037,56,{"$f":"IF(LOADPROFILE=0.1,Results_10PoE!C2913,IF(LOADPROFILE=0.5,Results_50PoE!C2913,\"Invalid Load Profile %\"))","v":0},61.68181818181818,30.84090909090909,0,0,0,51.061275554412376,0,0,0,0,0,1.9900516331341697E-2,2.78755337815904E-3,false,false,3.2306033005424832E-2,0,0,0,0,0,0]
[2037,57,{"$f":"IF(LOADPROFILE=0.1,Results_10PoE!C2914,IF(LOADPROFILE=0.5,Results_50PoE!C2914,\"Invalid Load Profile %\"))","v":0},61.68181818181818,30.84090909090909,0,0,0,52.061275554412376,0,0,0,0,0,1.9900516331341697E-2,2.78755337815904E-3,false,false,3.2306033005424832E-2,0,0,0,0,0,0]
[2037,58,{"$f":"IF(LOADPROFILE=0.1,Results_10PoE!C2915,IF(LOADPROFILE=0.5,Results_50PoE!C2915,\"Invalid Load Profile %\"))","v":0},61.68181818181818,30.84090909090909,0,0,0,53.061275554412376,0,0,0,0,0,1.9900516331341697E-2,2.78755337815904E-3,false,false,3.2306033005424832E-2,0,0,0,0,0,0]
[2037,59,{"$f":"IF(LOADPROFILE=0.1,Results_10PoE!C2916,IF(LOADPROFILE=0.5,Results_50PoE!C2916,\"Invalid Load Profile %\"))","v":0},61.68181818181818,30.84090909090909,0,0,0,54.061275554412376,0,0,0,0,0,1.9900516331341697E-2,2.78755337815904E-3,false,false,3.2306033005424832E-2,0,0,0,0,0,0]
[2037,60,{"$f":"IF(LOADPROFILE=0.1,Results_10PoE!C2917,IF(LOADPROFILE=0.5,Results_50PoE!C2917,\"Invalid Load Profile %\"))","v":0},61.68181818181818,30.84090909090909,0,0,0,55.061275554412376,0,0,0,0,0,1.9900516331341697E-2,2.78755337815904E-3,false,false,3.2306033005424832E-2,0,0,0,0,0,0]
[2037,61,{"$f":"IF(LOADPROFILE=0.1,Results_10PoE!C2918,IF(LOADPROFILE=0.5,Results_50PoE!C2918,\"Invalid Load Profile %\"))","v":0},61.68181818181818,30.84090909090909,0,0,0,56.061275554412376,0,0,0,0,0,1.9900516331341697E-2,2.78755337815904E-3,false,false,3.2306033005424832E-2,0,0,0,0,0,0]
[2037,62,{"$f":"IF(LOADPROFILE=0.1,Results_10PoE!C2919,IF(LOADPROFILE=0.5,Results_50PoE!C2919,\"Invalid Load Profile %\"))","v":0},61.68181818181818,30.84090909090909,0,0,0,57.061275554412376,0,0,0,0,0,1.9900516331341697E-2,2.78755337815904E-3,false,false,3.2306033005424832E-2,0,0,0,0,0,0]
[2037,63,{"$f":"IF(LOADPROFILE=0.1,Results_10PoE!C2920,IF(LOADPROFILE=0.5,Results_50PoE!C2920,\"Invalid Load Profile %\"))","v":0},61.68181818181818,30.84090909090909,0,0,0,58.061275554412376,0,0,0,0,0,1.9900516331341697E-2,2.78755337815904E-3,false,false,3.2306033005424832E-2,0,0,0,0,0,0]
[2037,64,{"$f":"IF(LOADPROFILE=0.1,Results_10PoE!C2921,IF(LOADPROFILE=0.5,Results_50PoE!C2921,\"Invalid Load Profile %\"))","v":0},61.68181818181818,30.84090909090909,0,0,0,59.061275554412376,0,0,0,0,0,1.9900516331341697E-2,2.78755337815904E-3,false,false,3.2306033005424832E-2,0,0,0,0,0,0]
[2037,65,{"$f":"IF(LOADPROFILE=0.1,Results_10PoE!C2922,IF(LOADPROFILE=0.5,Results_50PoE!C2922,\"Invalid Load Profile %\"))","v":0},61.68181818181818,30.84090909090909,0,0,0,60.061275554412376,0,0,0,0,0,1.9900516331341697E-2,2.78755337815904E-3,false,false,3.2306033005424832E-2,0,0,0,0,0,0]
[2037,66,{"$f":"IF(LOADPROFILE=0.1,Results_10PoE!C2923,IF(LOADPROFILE=0.5,Results_50PoE!C2923,\"Invalid Load Profile %\"))","v":0},61.68181818181818,30.84090909090909,0,0,0,61.061275554412376,0,0,0,0,0,1.9900516331341697E-2,2.78755337815904E-3,false,false,3.2306033005424832E-2,0,0,0,0,0,0]
[2037,67,{"$f":"IF(LOADPROFILE=0.1,Results_10PoE!C2924,IF(LOADPROFILE=0.5,Results_50PoE!C2924,\"Invalid Load Profile %\"))","v":0},61.68181818181818,30.84090909090909,0,0,0,62.061275554412376,0,0,0,0,0,1.9900516331341697E-2,2.78755337815904E-3,false,false,3.2306033005424832E-2,0,0,0,0,0,0]
[2037,68,{"$f":"IF(LOADPROFILE=0.1,Results_10PoE!C2925,IF(LOADPROFILE=0.5,Results_50PoE!C2925,\"Invalid Load Profile %\"))","v":0},61.68181818181818,30.84090909090909,0,0,0,63.061275554412376,0,0,0,0,0,1.9900516331341697E-2,2.78755337815904E-3,false,false,3.2306033005424832E-2,0,0,0,0,0,0]
[2037,69,{"$f":"IF(LOADPROFILE=0.1,Results_10PoE!C2926,IF(LOADPROFILE=0.5,Results_50PoE!C2926,\"Invalid Load Profile %\"))","v":0},61.68181818181818,30.84090909090909,0,0,0,64.061275554412376,0,0,0,0,0,1.9900516331341697E-2,2.78755337815904E-3,false,false,3.2306033005424832E-2,0,0,0,0,0,0]
[2037,70,{"$f":"IF(LOADPROFILE=0.1,Results_10PoE!C2927,IF(LOADPROFILE=0.5,Results_50PoE!C2927,\"Invalid Load Profile %\"))","v":0},61.68181818181818,30.84090909090909,0,0,0,65.061275554412376,0,0,0,0,0,1.9900516331341697E-2,2.78755337815904E-3,false,false,3.2306033005424832E-2,0,0,0,0,0,0]
[2037,71,{"$f":"IF(LOADPROFILE=0.1,Results_10PoE!C2928,IF(LOADPROFILE=0.5,Results_50PoE!C2928,\"Invalid Load Profile %\"))","v":0},61.68181818181818,30.84090909090909,0,0,0,66.061275554412376,0,0,0,0,0,1.9900516331341697E-2,2.78755337815904E-3,false,false,3.2306033005424832E-2,0,0,0,0,0,0]
[2037,72,{"$f":"IF(LOADPROFILE=0.1,Results_10PoE!C2929,IF(LOADPROFILE=0.5,Results_50PoE!C2929,\"Invalid Load Profile %\"))","v":0},61.68181818181818,30.84090909090909,0,0,0,67.061275554412376,0,0,0,0,0,1.9900516331341697E-2,2.78755337815904E-3,false,false,3.2306033005424832E-2,0,0,0,0,0,0]
[2037,73,{"$f":"IF(LOADPROFILE=0.1,Results_10PoE!C2930,IF(LOADPROFILE=0.5,Results_50PoE!C2930,\"Invalid Load Profile %\"))","v":0},61.68181818181818,30.84090909090909,0,0,0,68.061275554412376,0,0,0,0,0,1.9900516331341697E-2,2.78755337815904E-3,false,false,3.2306033005424832E-2,0,0,0,0,0,0]
[2037,74,{"$f":"IF(LOADPROFILE=0.1,Results_10PoE!C2931,IF(LOADPROFILE=0.5,Results_50PoE!C2931,\"Invalid Load Profile %\"))","v":0},61.68181818181818,30.84090909090909,0,0,0,69.061275554412376,0,0,0,0,0,1.9900516331341697E-2,2.78755337815904E-3,false,false,3.2306033005424832E-2,0,0,0,0,0,0]
[2037,75,{"$f":"IF(LOADPROFILE=0.1,Results_10PoE!C2932,IF(LOADPROFILE=0.5,Results_50PoE!C2932,\"Invalid Load Profile %\"))","v":0},61.68181818181818,30.84090909090909,0,0,0,70.061275554412376,0,0,0,0,0,1.9900516331341697E-2,2.78755337815904E-3,false,false,3.2306033005424832E-2,0,0,0,0,0,0]
[2037,76,{"$f":"IF(LOADPROFILE=0.1,Results_10PoE!C2933,IF(LOADPROFILE=0.5,Results_50PoE!C2933,\"Invalid Load Profile %\"))","v":0},61.68181818181818,30.84090909090909,0,0,0,71.061275554412376,0,0,0,0,0,1.9900516331341697E-2,2.78755337815904E-3,false,false,3.2306033005424832E-2,0,0,0,0,0,0]
[2037,77,{"$f":"IF(LOADPROFILE=0.1,Results_10PoE!C2934,IF(LOADPROFILE=0.5,Results_50PoE!C2934,\"Invalid Load Profile %\"))","v":0},61.68181818181818,30.84090909090909,0,0,0,72.061275554412376,0,0,0,0,0,1.9900516331341697E-2,2.78755337815904E-3,false,false,3.2306033005424832E-2,0,0,0,0,0,0]
[2037,78,{"$f":"IF(LOADPROFILE=0.1,Results_10PoE!C2935,IF(LOADPROFILE=0.5,Results_50PoE!C2935,\"Invalid Load Profile %\"))","v":0},61.68181818181818,30.84090909090909,0,0,0,73.061275554412376,0,0,0,0,0,1.9900516331341697E-2,2.78755337815904E-3,false,false,3.2306033005424832E-2,0,0,0,0,0,0]
[2037,79,{"$f":"IF(LOADPROFILE=0.1,Results_10PoE!C2936,IF(LOADPROFILE=0.5,Results_50PoE!C2936,\"Invalid Load Profile %\"))","v":0},61.68181818181818,30.84090909090909,0,0,0,74.061275554412376,0,0,0,0,0,1.9900516331341697E-2,2.78755337815904E-3,false,false,3.2306033005424832E-2,0,0,0,0,0,0]
[2037,80,{"$f":"IF(LOADPROFILE=0.1,Results_10PoE!C2937,IF(LOADPROFILE=0.5,Results_50PoE!C2937,\"Invalid Load Profile %\"))","v":0},61.68181818181818,30.84090909090909,0,0,0,75.061275554412376,0,0,0,0,0,1.9900516331341697E-2,2.78755337815904E-3,false,false,3.2306033005424832E-2,0,0,0,0,0,0]
[2037,81,{"$f":"IF(LOADPROFILE=0.1,Results_10PoE!C2938,IF(LOADPROFILE=0.5,Results_50PoE!C2938,\"Invalid Load Profile %\"))","v":0},61.68181818181818,30.84090909090909,0,0,0,76.061275554412376,0,0,0,0,0,1.9900516331341697E-2,2.78755337815904E-3,false,false,3.2306033005424832E-2,0,0,0,0,0,0]
[2037,82,{"$f":"IF(LOADPROFILE=0.1,Results_10PoE!C2939,IF(LOADPROFILE=0.5,Results_50PoE!C2939,\"Invalid Load Profile %\"))","v":0},61.68181818181818,30.84090909090909,0,0,0,77.061275554412376,0,0,0,0,0,1.9900516331341697E-2,2.78755337815904E-3,false,false,3.2306033005424832E-2,0,0,0,0,0,0]
[2037,83,{"$f":"IF(LOADPROFILE=0.1,Results_10PoE!C2940,IF(LOADPROFILE=0.5,Results_50PoE!C2940,\"Invalid Load Profile %\"))","v":0},61.68181818181818,30.84090909090909,0,0,0,78.061275554412376,0,0,0,0,0,1.9900516331341697E-2,2.78755337815904E-3,false,false,3.2306033005424832E-2,0,0,0,0,0,0]
[2037,84,{"$f":"IF(LOADPROFILE=0.1,Results_10PoE!C2941,IF(LOADPROFILE=0.5,Results_50PoE!C2941,\"Invalid Load Profile %\"))","v":0},61.68181818181818,30.84090909090909,0,0,0,79.061275554412376,0,0,0,0,0,1.9900516331341697E-2,2.78755337815904E-3,false,false,3.2306033005424832E-2,0,0,0,0,0,0]
[2037,85,{"$f":"IF(LOADPROFILE=0.1,Results_10PoE!C2942,IF(LOADPROFILE=0.5,Results_50PoE!C2942,\"Invalid Load Profile %\"))","v":0},61.68181818181818,30.84090909090909,0,0,0,80.061275554412376,0,0,0,0,0,1.9900516331341697E-2,2.78755337815904E-3,false,false,3.2306033005424832E-2,0,0,0,0,0,0]
[2037,86,{"$f":"IF(LOADPROFILE=0.1,Results_10PoE!C2943,IF(LOADPROFILE=0.5,Results_50PoE!C2943,\"Invalid Load Profile %\"))","v":0},61.68181818181818,30.84090909090909,0,0,0,81.061275554412376,0,0,0,0,0,1.9900516331341697E-2,2.78755337815904E-3,false,false,3.2306033005424832E-2,0,0,0,0,0,0]
[2037,87,{"$f":"IF(LOADPROFILE=0.1,Results_10PoE!C2944,IF(LOADPROFILE=0.5,Results_50PoE!C2944,\"Invalid Load Profile %\"))","v":0},61.68181818181818,30.84090909090909,0,0,0,82.061275554412376,0,0,0,0,0,1.9900516331341697E-2,2.78755337815904E-3,false,false,3.2306033005424832E-2,0,0,0,0,0,0]
[2037,88,{"$f":"IF(LOADPROFILE=0.1,Results_10PoE!C2945,IF(LOADPROFILE=0.5,Results_50PoE!C2945,\"Invalid Load Profile %\"))","v":0},61.68181818181818,30.84090909090909,0,0,0,83.061275554412376,0,0,0,0,0,1.9900516331341697E-2,2.78755337815904E-3,false,false,3.2306033005424832E-2,0,0,0,0,0,0]
[2037,89,{"$f":"IF(LOADPROFILE=0.1,Results_10PoE!C2946,IF(LOADPROFILE=0.5,Results_50PoE!C2946,\"Invalid Load Profile %\"))","v":0},61.68181818181818,30.84090909090909,0,0,0,84.061275554412376,0,0,0,0,0,1.9900516331341697E-2,2.78755337815904E-3,false,false,3.2306033005424832E-2,0,0,0,0,0,0]
[2037,90,{"$f":"IF(LOADPROFILE=0.1,Results_10PoE!C2947,IF(LOADPROFILE=0.5,Results_50PoE!C2947,\"Invalid Load Profile %\"))","v":0},61.68181818181818,30.84090909090909,0,0,0,85.061275554412376,0,0,0,0,0,1.9900516331341697E-2,2.78755337815904E-3,false,false,3.2306033005424832E-2,0,0,0,0,0,0]
[2037,91,{"$f":"IF(LOADPROFILE=0.1,Results_10PoE!C2948,IF(LOADPROFILE=0.5,Results_50PoE!C2948,\"Invalid Load Profile %\"))","v":0},61.68181818181818,30.84090909090909,0,0,0,86.061275554412376,0,0,0,0,0,1.9900516331341697E-2,2.78755337815904E-3,false,false,3.2306033005424832E-2,0,0,0,0,0,0]
[2037,92,{"$f":"IF(LOADPROFILE=0.1,Results_10PoE!C2949,IF(LOADPROFILE=0.5,Results_50PoE!C2949,\"Invalid Load Profile %\"))","v":0},61.68181818181818,30.84090909090909,0,0,0,87.061275554412376,0,0,0,0,0,1.9900516331341697E-2,2.78755337815904E-3,false,false,3.2306033005424832E-2,0,0,0,0,0,0]
[2037,93,{"$f":"IF(LOADPROFILE=0.1,Results_10PoE!C2950,IF(LOADPROFILE=0.5,Results_50PoE!C2950,\"Invalid Load Profile %\"))","v":0},61.68181818181818,30.84090909090909,0,0,0,88.061275554412376,0,0,0,0,0,1.9900516331341697E-2,2.78755337815904E-3,false,false,3.2306033005424832E-2,0,0,0,0,0,0]
[2037,94,{"$f":"IF(LOADPROFILE=0.1,Results_10PoE!C2951,IF(LOADPROFILE=0.5,Results_50PoE!C2951,\"Invalid Load Profile %\"))","v":0},61.68181818181818,30.84090909090909,0,0,0,89.061275554412376,0,0,0,0,0,1.9900516331341697E-2,2.78755337815904E-3,false,false,3.2306033005424832E-2,0,0,0,0,0,0]
[2037,95,{"$f":"IF(LOADPROFILE=0.1,Results_10PoE!C2952,IF(LOADPROFILE=0.5,Results_50PoE!C2952,\"Invalid Load Profile %\"))","v":0},61.68181818181818,30.84090909090909,0,0,0,90.061275554412376,0,0,0,0,0,1.9900516331341697E-2,2.78755337815904E-3,false,false,3.2306033005424832E-2,0,0,0,0,0,0]
[2037,96,{"$f":"IF(LOADPROFILE=0.1,Results_10PoE!C2953,IF(LOADPROFILE=0.5,Results_50PoE!C2953,\"Invalid Load Profile %\"))","v":0},{"$f":"VLOOKUP($A2982,$Q$4:$AB$26,6,FALSE)","v":61.68181818181818},{"$f":"VLOOKUP($A2982,$Q$4:$AB$26,7,FALSE)","v":30.84090909090909},{"$f":"VLOOKUP($A2982,$Q$4:$AB$26,9,FALSE)","v":0},{"$f":"VLOOKUP($A2982,$Q$4:$AB$26,10,FALSE)","v":0},{"$f":"VLOOKUP($A2982,$Q$4:$AB$26,11,FALSE)","v":0},{"$f":"IF(B2982-VLOOKUP(A2982,$Q$4:$AB$26,12,FALSE)<0,0,B2982-VLOOKUP(A2982,$Q$4:$AB$26,12,FALSE))","v":91.061275554412376},{"$f":"IF(B2982=150,0,IF(IF($I2982>D2982,($I2982-D2982)*($C2982-$C2983),0)<0,0,IF($I2982>D2982,($I2982-D2982)*($C2982-$C2983),0)))*$Y$30","v":0},{"$f":"IF(C2982=150,0,IF(IF($I2982>E2982,($I2982-E2982)*($C2982-$C2983),0)<0,0,IF($I2982>E2982,($I2982-E2982)*($C2982-$C2983),0)))*$Y$30","v":0},{"$f":"IF(D2982=150,0,IF(IF($I2982>F2982,($I2982-F2982)*($C2982-$C2983),0)<0,0,IF($I2982>F2982,($I2982-F2982)*($C2982-$C2983),0)))*$Y$30","v":0},{"$f":"IF(E2982=150,0,IF(IF($I2982>G2982,($I2982-G2982)*($C2982-$C2983),0)<0,0,IF($I2982>G2982,($I2982-G2982)*($C2982-$C2983),0)))*$Y$30","v":0},{"$f":"IF(F2982=150,0,IF(IF($I2982>H2982,($I2982-H2982)*($C2982-$C2983),0)<0,0,IF($I2982>H2982,($I2982-H2982)*($C2982-$C2983),0)))*$Y$30","v":0},{"$f":"VLOOKUP($A2982, $Q$4:$BB$26,33,FALSE)","v":1.9900516331341697E-2},{"$f":"VLOOKUP($A2982, $Q$4:$BB$26,34,FALSE)","v":2.78755337815904E-3},{"$f":"VLOOKUP($A2982, $Q$4:$BB$26,35,FALSE)","v":false},{"$f":"VLOOKUP($A2982, $Q$4:$BB$26,36,FALSE)","v":false},{"$f":"VLOOKUP($A2982, $Q$4:$BB$26,37,FALSE)","v":3.2306033005424832E-2},{"$f":"J2982*1000*($S$34/365)","v":0},{"$f":"O2982*K2982*1000*($T$34/365)","v":0},{"$f":"P2982*L2982*1000*($U$34/365)","v":0},{"$f":"Q2982*M2982*1000*($V$34/365)","v":0},{"$f":"R2982*N2982*1000*($W$34/365)","v":0},{"$f":"S2982*K2982*1000*($X$34/365)","v":0}]
[2037,97,{"$f":"IF(LOADPROFILE=0.1,Results_10PoE!C2954,IF(LOADPROFILE=0.5,Results_50PoE!C2954,\"Invalid Load Profile %\"))","v":0},61.68181818181818,30.84090909090909,0,0,0,92.061275554412376,0,0,0,0,0,1.9900516331341697E-2,2.78755337815904E-3,false,false,3.2306033005424832E-2,0,0,0,0,0,0]
[2037,98,{"$f":"IF(LOADPROFILE=0.1,Results_10PoE!C2955,IF(LOADPROFILE=0.5,Results_50PoE!C2955,\"Invalid Load Profile %\"))","v":0},61.68181818181818,30.84090909090909,0,0,0,93.061275554412376,0,0,0,0,0,1.9900516331341697E-2,2.78755337815904E-3,false,false,3.2306033005424832E-2,0,0,0,0,0,0]
[2037,99,{"$f":"IF(LOADPROFILE=0.1,Results_10PoE!C2956,IF(LOADPROFILE=0.5,Results_50PoE!C2956,\"Invalid Load Profile %\"))","v":0},61.68181818181818,30.84090909090909,0,0,0,94.061275554412376,0,0,0,0,0,1.9900516331341697E-2,2.78755337815904E-3,false,false,3.2306033005424832E-2,0,0,0,0,0,0]
[2037,100,{"$f":"IF(LOADPROFILE=0.1,Results_10PoE!C2957,IF(LOADPROFILE=0.5,Results_50PoE!C2957,\"Invalid Load Profile %\"))","v":0},61.68181818181818,30.84090909090909,0,0,0,95.061275554412376,0,0,0,0,0,1.9900516331341697E-2,2.78755337815904E-3,false,false,3.2306033005424832E-2,0,0,0,0,0,0]
[2037,101,{"$f":"IF(LOADPROFILE=0.1,Results_10PoE!C2958,IF(LOADPROFILE=0.5,Results_50PoE!C2958,\"Invalid Load Profile %\"))","v":0},61.68181818181818,30.84090909090909,0,0,0,96.061275554412376,0,0,0,0,0,1.9900516331341697E-2,2.78755337815904E-3,false,false,3.2306033005424832E-2,0,0,0,0,0,0]
[2037,102,{"$f":"IF(LOADPROFILE=0.1,Results_10PoE!C2959,IF(LOADPROFILE=0.5,Results_50PoE!C2959,\"Invalid Load Profile %\"))","v":0},61.68181818181818,30.84090909090909,0,0,0,97.061275554412376,0,0,0,0,0,1.9900516331341697E-2,2.78755337815904E-3,false,false,3.2306033005424832E-2,0,0,0,0,0,0]
[2037,103,{"$f":"IF(LOADPROFILE=0.1,Results_10PoE!C2960,IF(LOADPROFILE=0.5,Results_50PoE!C2960,\"Invalid Load Profile %\"))","v":0},61.68181818181818,30.84090909090909,0,0,0,98.061275554412376,0,0,0,0,0,1.9900516331341697E-2,2.78755337815904E-3,false,false,3.2306033005424832E-2,0,0,0,0,0,0]
[2037,104,{"$f":"IF(LOADPROFILE=0.1,Results_10PoE!C2961,IF(LOADPROFILE=0.5,Results_50PoE!C2961,\"Invalid Load Profile %\"))","v":0},61.68181818181818,30.84090909090909,0,0,0,99.061275554412376,0,0,0,0,0,1.9900516331341697E-2,2.78755337815904E-3,false,false,3.2306033005424832E-2,0,0,0,0,0,0]
[2037,105,{"$f":"IF(LOADPROFILE=0.1,Results_10PoE!C2962,IF(LOADPROFILE=0.5,Results_50PoE!C2962,\"Invalid Load Profile %\"))","v":0},61.68181818181818,30.84090909090909,0,0,0,100.06127555441238,0,0,0,0,0,1.9900516331341697E-2,2.78755337815904E-3,false,false,3.2306033005424832E-2,0,0,0,0,0,0]
[2037,106,{"$f":"IF(LOADPROFILE=0.1,Results_10PoE!C2963,IF(LOADPROFILE=0.5,Results_50PoE!C2963,\"Invalid Load Profile %\"))","v":0},61.68181818181818,30.84090909090909,0,0,0,101.06127555441238,0,0,0,0,0,1.9900516331341697E-2,2.78755337815904E-3,false,false,3.2306033005424832E-2,0,0,0,0,0,0]
[2037,107,{"$f":"IF(LOADPROFILE=0.1,Results_10PoE!C2964,IF(LOADPROFILE=0.5,Results_50PoE!C2964,\"Invalid Load Profile %\"))","v":0},61.68181818181818,30.84090909090909,0,0,0,102.06127555441238,0,0,0,0,0,1.9900516331341697E-2,2.78755337815904E-3,false,false,3.2306033005424832E-2,0,0,0,0,0,0]
[2037,108,{"$f":"IF(LOADPROFILE=0.1,Results_10PoE!C2965,IF(LOADPROFILE=0.5,Results_50PoE!C2965,\"Invalid Load Profile %\"))","v":0},61.68181818181818,30.84090909090909,0,0,0,103.06127555441238,0,0,0,0,0,1.9900516331341697E-2,2.78755337815904E-3,false,false,3.2306033005424832E-2,0,0,0,0,0,0]
[2037,109,{"$f":"IF(LOADPROFILE=0.1,Results_10PoE!C2966,IF(LOADPROFILE=0.5,Results_50PoE!C2966,\"Invalid Load Profile %\"))","v":0},61.68181818181818,30.84090909090909,0,0,0,104.06127555441238,0,0,0,0,0,1.9900516331341697E-2,2.78755337815904E-3,false,false,3.2306033005424832E-2,0,0,0,0,0,0]
[2037,110,{"$f":"IF(LOADPROFILE=0.1,Results_10PoE!C2967,IF(LOADPROFILE=0.5,Results_50PoE!C2967,\"Invalid Load Profile %\"))","v":0},61.68181818181818,30.84090909090909,0,0,0,105.06127555441238,0,0,0,0,0,1.9900516331341697E-2,2.78755337815904E-3,false,false,3.2306033005424832E-2,0,0,0,0,0,0]
[2037,111,{"$f":"IF(LOADPROFILE=0.1,Results_10PoE!C2968,IF(LOADPROFILE=0.5,Results_50PoE!C2968,\"Invalid Load Profile %\"))","v":0},61.68181818181818,30.84090909090909,0,0,0,106.06127555441238,0,0,0,0,0,1.9900516331341697E-2,2.78755337815904E-3,false,false,3.2306033005424832E-2,0,0,0,0,0,0]
[2037,112,{"$f":"IF(LOADPROFILE=0.1,Results_10PoE!C2969,IF(LOADPROFILE=0.5,Results_50PoE!C2969,\"Invalid Load Profile %\"))","v":0},61.68181818181818,30.84090909090909,0,0,0,107.06127555441238,0,0,0,0,0,1.9900516331341697E-2,2.78755337815904E-3,false,false,3.2306033005424832E-2,0,0,0,0,0,0]
[2037,113,{"$f":"IF(LOADPROFILE=0.1,Results_10PoE!C2970,IF(LOADPROFILE=0.5,Results_50PoE!C2970,\"Invalid Load Profile %\"))","v":0},61.68181818181818,30.84090909090909,0,0,0,108.06127555441238,0,0,0,0,0,1.9900516331341697E-2,2.78755337815904E-3,false,false,3.2306033005424832E-2,0,0,0,0,0,0]
[2037,114,{"$f":"IF(LOADPROFILE=0.1,Results_10PoE!C2971,IF(LOADPROFILE=0.5,Results_50PoE!C2971,\"Invalid Load Profile %\"))","v":0},61.68181818181818,30.84090909090909,0,0,0,109.06127555441238,0,0,0,0,0,1.9900516331341697E-2,2.78755337815904E-3,false,false,3.2306033005424832E-2,0,0,0,0,0,0]
[2037,115,{"$f":"IF(LOADPROFILE=0.1,Results_10PoE!C2972,IF(LOADPROFILE=0.5,Results_50PoE!C2972,\"Invalid Load Profile %\"))","v":0},61.68181818181818,30.84090909090909,0,0,0,110.06127555441238,0,0,0,0,0,1.9900516331341697E-2,2.78755337815904E-3,false,false,3.2306033005424832E-2,0,0,0,0,0,0]
[2037,116,{"$f":"IF(LOADPROFILE=0.1,Results_10PoE!C2973,IF(LOADPROFILE=0.5,Results_50PoE!C2973,\"Invalid Load Profile %\"))","v":0},61.68181818181818,30.84090909090909,0,0,0,111.06127555441238,0,0,0,0,0,1.9900516331341697E-2,2.78755337815904E-3,false,false,3.2306033005424832E-2,0,0,0,0,0,0]
[2037,117,{"$f":"IF(LOADPROFILE=0.1,Results_10PoE!C2974,IF(LOADPROFILE=0.5,Results_50PoE!C2974,\"Invalid Load Profile %\"))","v":0},61.68181818181818,30.84090909090909,0,0,0,112.06127555441238,0,0,0,0,0,1.9900516331341697E-2,2.78755337815904E-3,false,false,3.2306033005424832E-2,0,0,0,0,0,0]
[2037,118,{"$f":"IF(LOADPROFILE=0.1,Results_10PoE!C2975,IF(LOADPROFILE=0.5,Results_50PoE!C2975,\"Invalid Load Profile %\"))","v":0},61.68181818181818,30.84090909090909,0,0,0,113.06127555441238,0,0,0,0,0,1.9900516331341697E-2,2.78755337815904E-3,false,false,3.2306033005424832E-2,0,0,0,0,0,0]
[2037,119,{"$f":"IF(LOADPROFILE=0.1,Results_10PoE!C2976,IF(LOADPROFILE=0.5,Results_50PoE!C2976,\"Invalid Load Profile %\"))","v":0},61.68181818181818,30.84090909090909,0,0,0,114.06127555441238,0,0,0,0,0,1.9900516331341697E-2,2.78755337815904E-3,false,false,3.2306033005424832E-2,0,0,0,0,0,0]
[2037,120,{"$f":"IF(LOADPROFILE=0.1,Results_10PoE!C2977,IF(LOADPROFILE=0.5,Results_50PoE!C2977,\"Invalid Load Profile %\"))","v":0},61.68181818181818,30.84090909090909,0,0,0,115.06127555441238,0,0,0,0,0,1.9900516331341697E-2,2.78755337815904E-3,false,false,3.2306033005424832E-2,0,0,0,0,0,0]
[2037,121,{"$f":"IF(LOADPROFILE=0.1,Results_10PoE!C2978,IF(LOADPROFILE=0.5,Results_50PoE!C2978,\"Invalid Load Profile %\"))","v":0},61.68181818181818,30.84090909090909,0,0,0,116.06127555441238,0,0,0,0,0,1.9900516331341697E-2,2.78755337815904E-3,false,false,3.2306033005424832E-2,0,0,0,0,0,0]
[2037,122,{"$f":"IF(LOADPROFILE=0.1,Results_10PoE!C2979,IF(LOADPROFILE=0.5,Results_50PoE!C2979,\"Invalid Load Profile %\"))","v":0},61.68181818181818,30.84090909090909,0,0,0,117.06127555441238,0,0,0,0,0,1.9900516331341697E-2,2.78755337815904E-3,false,false,3.2306033005424832E-2,0,0,0,0,0,0]
[2037,123,{"$f":"IF(LOADPROFILE=0.1,Results_10PoE!C2980,IF(LOADPROFILE=0.5,Results_50PoE!C2980,\"Invalid Load Profile %\"))","v":0},61.68181818181818,30.84090909090909,0,0,0,118.06127555441238,0,0,0,0,0,1.9900516331341697E-2,2.78755337815904E-3,false,false,3.2306033005424832E-2,0,0,0,0,0,0]
[2037,124,{"$f":"IF(LOADPROFILE=0.1,Results_10PoE!C2981,IF(LOADPROFILE=0.5,Results_50PoE!C2981,\"Invalid Load Profile %\"))","v":0},61.68181818181818,30.84090909090909,0,0,0,119.06127555441238,0,0,0,0,0,1.9900516331341697E-2,2.78755337815904E-3,false,false,3.2306033005424832E-2,0,0,0,0,0,0]
[2037,125,{"$f":"IF(LOADPROFILE=0.1,Results_10PoE!C2982,IF(LOADPROFILE=0.5,Results_50PoE!C2982,\"Invalid Load Profile %\"))","v":0},61.68181818181818,30.84090909090909,0,0,0,120.06127555441238,0,0,0,0,0,1.9900516331341697E-2,2.78755337815904E-3,false,false,3.2306033005424832E-2,0,0,0,0,0,0]
[2037,126,{"$f":"IF(LOADPROFILE=0.1,Results_10PoE!C2983,IF(LOADPROFILE=0.5,Results_50PoE!C2983,\"Invalid Load Profile %\"))","v":0},61.68181818181818,30.84090909090909,0,0,0,121.06127555441238,0,0,0,0,0,1.9900516331341697E-2,2.78755337815904E-3,false,false,3.2306033005424832E-2,0,0,0,0,0,0]
[2037,127,{"$f":"IF(LOADPROFILE=0.1,Results_10PoE!C2984,IF(LOADPROFILE=0.5,Results_50PoE!C2984,\"Invalid Load Profile %\"))","v":0},61.68181818181818,30.84090909090909,0,0,0,122.06127555441238,0,0,0,0,0,1.9900516331341697E-2,2.78755337815904E-3,false,false,3.2306033005424832E-2,0,0,0,0,0,0]
[2037,128,{"$f":"IF(LOADPROFILE=0.1,Results_10PoE!C2985,IF(LOADPROFILE=0.5,Results_50PoE!C2985,\"Invalid Load Profile %\"))","v":0},61.68181818181818,30.84090909090909,0,0,0,123.06127555441238,0,0,0,0,0,1.9900516331341697E-2,2.78755337815904E-3,false,false,3.2306033005424832E-2,0,0,0,0,0,0]
[2037,129,{"$f":"IF(LOADPROFILE=0.1,Results_10PoE!C2986,IF(LOADPROFILE=0.5,Results_50PoE!C2986,\"Invalid Load Profile %\"))","v":0},61.68181818181818,30.84090909090909,0,0,0,124.06127555441238,0,0,0,0,0,1.9900516331341697E-2,2.78755337815904E-3,false,false,3.2306033005424832E-2,0,0,0,0,0,0]
[2037,130,{"$f":"IF(LOADPROFILE=0.1,Results_10PoE!C2987,IF(LOADPROFILE=0.5,Results_50PoE!C2987,\"Invalid Load Profile %\"))","v":0},61.68181818181818,30.84090909090909,0,0,0,125.06127555441238,0,0,0,0,0,1.9900516331341697E-2,2.78755337815904E-3,false,false,3.2306033005424832E-2,0,0,0,0,0,0]
[2037,131,{"$f":"IF(LOADPROFILE=0.1,Results_10PoE!C2988,IF(LOADPROFILE=0.5,Results_50PoE!C2988,\"Invalid Load Profile %\"))","v":0},61.68181818181818,30.84090909090909,0,0,0,126.06127555441238,0,0,0,0,0,1.9900516331341697E-2,2.78755337815904E-3,false,false,3.2306033005424832E-2,0,0,0,0,0,0]
[2037,132,{"$f":"IF(LOADPROFILE=0.1,Results_10PoE!C2989,IF(LOADPROFILE=0.5,Results_50PoE!C2989,\"Invalid Load Profile %\"))","v":0},61.68181818181818,30.84090909090909,0,0,0,127.06127555441238,0,0,0,0,0,1.9900516331341697E-2,2.78755337815904E-3,false,false,3.2306033005424832E-2,0,0,0,0,0,0]
[2037,133,{"$f":"IF(LOADPROFILE=0.1,Results_10PoE!C2990,IF(LOADPROFILE=0.5,Results_50PoE!C2990,\"Invalid Load Profile %\"))","v":0},61.68181818181818,30.84090909090909,0,0,0,128.06127555441236,0,0,0,0,0,1.9900516331341697E-2,2.78755337815904E-3,false,false,3.2306033005424832E-2,0,0,0,0,0,0]
[2037,134,{"$f":"IF(LOADPROFILE=0.1,Results_10PoE!C2991,IF(LOADPROFILE=0.5,Results_50PoE!C2991,\"Invalid Load Profile %\"))","v":0},61.68181818181818,30.84090909090909,0,0,0,129.06127555441236,0,0,0,0,0,1.9900516331341697E-2,2.78755337815904E-3,false,false,3.2306033005424832E-2,0,0,0,0,0,0]
[2037,135,{"$f":"IF(LOADPROFILE=0.1,Results_10PoE!C2992,IF(LOADPROFILE=0.5,Results_50PoE!C2992,\"Invalid Load Profile %\"))","v":0},61.68181818181818,30.84090909090909,0,0,0,130.06127555441236,0,0,0,0,0,1.9900516331341697E-2,2.78755337815904E-3,false,false,3.2306033005424832E-2,0,0,0,0,0,0]
[2037,136,{"$f":"IF(LOADPROFILE=0.1,Results_10PoE!C2993,IF(LOADPROFILE=0.5,Results_50PoE!C2993,\"Invalid Load Profile %\"))","v":0},61.68181818181818,30.84090909090909,0,0,0,131.06127555441236,0,0,0,0,0,1.9900516331341697E-2,2.78755337815904E-3,false,false,3.2306033005424832E-2,0,0,0,0,0,0]
[2037,137,{"$f":"IF(LOADPROFILE=0.1,Results_10PoE!C2994,IF(LOADPROFILE=0.5,Results_50PoE!C2994,\"Invalid Load Profile %\"))","v":0},61.68181818181818,30.84090909090909,0,0,0,132.06127555441236,0,0,0,0,0,1.9900516331341697E-2,2.78755337815904E-3,false,false,3.2306033005424832E-2,0,0,0,0,0,0]
[2037,138,{"$f":"IF(LOADPROFILE=0.1,Results_10PoE!C2995,IF(LOADPROFILE=0.5,Results_50PoE!C2995,\"Invalid Load Profile %\"))","v":0},61.68181818181818,30.84090909090909,0,0,0,133.06127555441236,0,0,0,0,0,1.9900516331341697E-2,2.78755337815904E-3,false,false,3.2306033005424832E-2,0,0,0,0,0,0]
[2037,139,{"$f":"IF(LOADPROFILE=0.1,Results_10PoE!C2996,IF(LOADPROFILE=0.5,Results_50PoE!C2996,\"Invalid Load Profile %\"))","v":0},61.68181818181818,30.84090909090909,0,0,0,134.06127555441236,0,0,0,0,0,1.9900516331341697E-2,2.78755337815904E-3,false,false,3.2306033005424832E-2,0,0,0,0,0,0]
[2037,140,{"$f":"IF(LOADPROFILE=0.1,Results_10PoE!C2997,IF(LOADPROFILE=0.5,Results_50PoE!C2997,\"Invalid Load Profile %\"))","v":0},61.68181818181818,30.84090909090909,0,0,0,135.06127555441236,0,0,0,0,0,1.9900516331341697E-2,2.78755337815904E-3,false,false,3.2306033005424832E-2,0,0,0,0,0,0]
[2037,141,{"$f":"IF(LOADPROFILE=0.1,Results_10PoE!C2998,IF(LOADPROFILE=0.5,Results_50PoE!C2998,\"Invalid Load Profile %\"))","v":0},61.68181818181818,30.84090909090909,0,0,0,136.06127555441236,0,0,0,0,0,1.9900516331341697E-2,2.78755337815904E-3,false,false,3.2306033005424832E-2,0,0,0,0,0,0]
[2037,142,{"$f":"IF(LOADPROFILE=0.1,Results_10PoE!C2999,IF(LOADPROFILE=0.5,Results_50PoE!C2999,\"Invalid Load Profile %\"))","v":0},61.68181818181818,30.84090909090909,0,0,0,137.06127555441236,0,0,0,0,0,1.9900516331341697E-2,2.78755337815904E-3,false,false,3.2306033005424832E-2,0,0,0,0,0,0]
[2037,143,{"$f":"IF(LOADPROFILE=0.1,Results_10PoE!C3000,IF(LOADPROFILE=0.5,Results_50PoE!C3000,\"Invalid Load Profile %\"))","v":0},61.68181818181818,30.84090909090909,0,0,0,138.06127555441236,0,0,0,0,0,1.9900516331341697E-2,2.78755337815904E-3,false,false,3.2306033005424832E-2,0,0,0,0,0,0]
[2037,144,{"$f":"IF(LOADPROFILE=0.1,Results_10PoE!C3001,IF(LOADPROFILE=0.5,Results_50PoE!C3001,\"Invalid Load Profile %\"))","v":0},61.68181818181818,30.84090909090909,0,0,0,139.06127555441236,0,0,0,0,0,1.9900516331341697E-2,2.78755337815904E-3,false,false,3.2306033005424832E-2,0,0,0,0,0,0]
[2037,145,{"$f":"IF(LOADPROFILE=0.1,Results_10PoE!C3002,IF(LOADPROFILE=0.5,Results_50PoE!C3002,\"Invalid Load Profile %\"))","v":0},61.68181818181818,30.84090909090909,0,0,0,140.06127555441236,0,0,0,0,0,1.9900516331341697E-2,2.78755337815904E-3,false,false,3.2306033005424832E-2,0,0,0,0,0,0]
[2037,146,{"$f":"IF(LOADPROFILE=0.1,Results_10PoE!C3003,IF(LOADPROFILE=0.5,Results_50PoE!C3003,\"Invalid Load Profile %\"))","v":0},61.68181818181818,30.84090909090909,0,0,0,141.06127555441236,0,0,0,0,0,1.9900516331341697E-2,2.78755337815904E-3,false,false,3.2306033005424832E-2,0,0,0,0,0,0]
[2037,147,{"$f":"IF(LOADPROFILE=0.1,Results_10PoE!C3004,IF(LOADPROFILE=0.5,Results_50PoE!C3004,\"Invalid Load Profile %\"))","v":0},61.68181818181818,30.84090909090909,0,0,0,142.06127555441236,0,0,0,0,0,1.9900516331341697E-2,2.78755337815904E-3,false,false,3.2306033005424832E-2,0,0,0,0,0,0]
[2037,148,{"$f":"IF(LOADPROFILE=0.1,Results_10PoE!C3005,IF(LOADPROFILE=0.5,Results_50PoE!C3005,\"Invalid Load Profile %\"))","v":0},61.68181818181818,30.84090909090909,0,0,0,143.06127555441236,0,0,0,0,0,1.9900516331341697E-2,2.78755337815904E-3,false,false,3.2306033005424832E-2,0,0,0,0,0,0]
[2037,149,{"$f":"IF(LOADPROFILE=0.1,Results_10PoE!C3006,IF(LOADPROFILE=0.5,Results_50PoE!C3006,\"Invalid Load Profile %\"))","v":0},61.68181818181818,30.84090909090909,0,0,0,144.06127555441236,0,0,0,0,0,1.9900516331341697E-2,2.78755337815904E-3,false,false,3.2306033005424832E-2,0,0,0,0,0,0]
[2037,150,{"$f":"IF(LOADPROFILE=0.1,Results_10PoE!C3007,IF(LOADPROFILE=0.5,Results_50PoE!C3007,\"Invalid Load Profile %\"))","v":0},61.68181818181818,30.84090909090909,0,0,0,145.06127555441236,0,0,0,0,0,1.9900516331341697E-2,2.78755337815904E-3,false,false,3.2306033005424832E-2,0,0,0,0,0,0]
[2038,1,{"$f":"IF(LOADPROFILE=0.1,Results_10PoE!C3008,IF(LOADPROFILE=0.5,Results_50PoE!C3008,\"Invalid Load Profile %\"))","v":8760},61.68181818181818,30.84090909090909,0,0,0,0,0,0,0,0,0,2.058850869411559E-2,2.8865647677819863E-3,false,false,3.3422903724213616E-2,0,0,0,0,0,0]
[2038,2,{"$f":"IF(LOADPROFILE=0.1,Results_10PoE!C3009,IF(LOADPROFILE=0.5,Results_50PoE!C3009,\"Invalid Load Profile %\"))","v":8760},61.68181818181818,30.84090909090909,0,0,0,0,0,0,0,0,0,2.058850869411559E-2,2.8865647677819863E-3,false,false,3.3422903724213616E-2,0,0,0,0,0,0]
[2038,3,{"$f":"IF(LOADPROFILE=0.1,Results_10PoE!C3010,IF(LOADPROFILE=0.5,Results_50PoE!C3010,\"Invalid Load Profile %\"))","v":8760},61.68181818181818,30.84090909090909,0,0,0,0,0,0,0,0,0,2.058850869411559E-2,2.8865647677819863E-3,false,false,3.3422903724213616E-2,0,0,0,0,0,0]
[2038,4,{"$f":"IF(LOADPROFILE=0.1,Results_10PoE!C3011,IF(LOADPROFILE=0.5,Results_50PoE!C3011,\"Invalid Load Profile %\"))","v":8752},61.68181818181818,30.84090909090909,0,0,0,0,0,0,0,0,0,2.058850869411559E-2,2.8865647677819863E-3,false,false,3.3422903724213616E-2,0,0,0,0,0,0]
[2038,5,{"$f":"IF(LOADPROFILE=0.1,Results_10PoE!C3012,IF(LOADPROFILE=0.5,Results_50PoE!C3012,\"Invalid Load Profile %\"))","v":8578},61.68181818181818,30.84090909090909,0,0,0,7.599367178176486E-2,0,0,54.313000461969409,54.313000461969409,54.313000461969409,2.058850869411559E-2,2.8865647677819863E-3,false,false,3.3422903724213616E-2,0,0,52.230695938716138,0,0,0]
[2038,6,{"$f":"IF(LOADPROFILE=0.1,Results_10PoE!C3013,IF(LOADPROFILE=0.5,Results_50PoE!C3013,\"Invalid Load Profile %\"))","v":7857},61.68181818181818,30.84090909090909,0,0,0,1.0759936717817649,0,0,1235.1206381344757,1235.1206381344757,1235.1206381344757,2.058850869411559E-2,2.8865647677819863E-3,false,false,3.3422903724213616E-2,0,0,1187.7673844074652,0,0,0]
[2038,7,{"$f":"IF(LOADPROFILE=0.1,Results_10PoE!C3014,IF(LOADPROFILE=0.5,Results_50PoE!C3014,\"Invalid Load Profile %\"))","v":6699},61.68181818181818,30.84090909090909,0,0,0,2.0759936717817649,0,0,2407.703417121556,2407.703417121556,2407.703417121556,2.058850869411559E-2,2.8865647677819863E-3,false,false,3.3422903724213616E-2,0,0,2315.3945468054126,0,0,0]
[2038,8,{"$f":"IF(LOADPROFILE=0.1,Results_10PoE!C3015,IF(LOADPROFILE=0.5,Results_50PoE!C3015,\"Invalid Load Profile %\"))","v":5529},61.68181818181818,30.84090909090909,0,0,0,3.0759936717817649,0,0,2170.9835531453914,2170.9835531453914,2170.9835531453914,2.058850869411559E-2,2.8865647677819863E-3,false,false,3.3422903724213616E-2,0,0,2087.7502787143735,0,0,0]
[2038,9,{"$f":"IF(LOADPROFILE=0.1,Results_10PoE!C3016,IF(LOADPROFILE=0.5,Results_50PoE!C3016,\"Invalid Load Profile %\"))","v":4817},61.68181818181818,30.84090909090909,0,0,0,4.0759936717817649,0,0,2824.2411652230367,2824.2411652230367,2824.2411652230367,2.058850869411559E-2,2.8865647677819863E-3,false,false,3.3422903724213616E-2,0,0,2715.9626664643483,0,0,0]
[2038,10,{"$f":"IF(LOADPROFILE=0.1,Results_10PoE!C3017,IF(LOADPROFILE=0.5,Results_50PoE!C3017,\"Invalid Load Profile %\"))","v":4118},{"$f":"VLOOKUP($A3046,$Q$4:$AB$26,6,FALSE)","v":61.68181818181818},{"$f":"VLOOKUP($A3046,$Q$4:$AB$26,7,FALSE)","v":30.84090909090909},{"$f":"VLOOKUP($A3046,$Q$4:$AB$26,9,FALSE)","v":0},{"$f":"VLOOKUP($A3046,$Q$4:$AB$26,10,FALSE)","v":0},{"$f":"VLOOKUP($A3046,$Q$4:$AB$26,11,FALSE)","v":0},{"$f":"IF(B3046-VLOOKUP(A3046,$Q$4:$AB$26,12,FALSE)<0,0,B3046-VLOOKUP(A3046,$Q$4:$AB$26,12,FALSE))","v":5.0759936717817649},{"$f":"IF(B3046=150,0,IF(IF($I3046>D3046,($I3046-D3046)*($C3046-$C3047),0)<0,0,IF($I3046>D3046,($I3046-D3046)*($C3046-$C3047),0)))*$Y$30","v":0},{"$f":"IF(C3046=150,0,IF(IF($I3046>E3046,($I3046-E3046)*($C3046-$C3047),0)<0,0,IF($I3046>E3046,($I3046-E3046)*($C3046-$C3047),0)))*$Y$30","v":0},{"$f":"IF(D3046=150,0,IF(IF($I3046>F3046,($I3046-F3046)*($C3046-$C3047),0)<0,0,IF($I3046>F3046,($I3046-F3046)*($C3046-$C3047),0)))*$Y$30","v":4241.6980414943228},{"$f":"IF(E3046=150,0,IF(IF($I3046>G3046,($I3046-G3046)*($C3046-$C3047),0)<0,0,IF($I3046>G3046,($I3046-G3046)*($C3046-$C3047),0)))*$Y$30","v":4241.6980414943228},{"$f":"IF(F3046=150,0,IF(IF($I3046>H3046,($I3046-H3046)*($C3046-$C3047),0)<0,0,IF($I3046>H3046,($I3046-H3046)*($C3046-$C3047),0)))*$Y$30","v":4241.6980414943228},{"$f":"VLOOKUP($A3046, $Q$4:$BB$26,33,FALSE)","v":2.058850869411559E-2},{"$f":"VLOOKUP($A3046, $Q$4:$BB$26,34,FALSE)","v":2.8865647677819863E-3},{"$f":"VLOOKUP($A3046, $Q$4:$BB$26,35,FALSE)","v":false},{"$f":"VLOOKUP($A3046, $Q$4:$BB$26,36,FALSE)","v":false},{"$f":"VLOOKUP($A3046, $Q$4:$BB$26,37,FALSE)","v":3.3422903724213616E-2},{"$f":"J3046*1000*($S$34/365)","v":0},{"$f":"O3046*K3046*1000*($T$34/365)","v":0},{"$f":"P3046*L3046*1000*($U$34/365)","v":4079.0757053510129},{"$f":"Q3046*M3046*1000*($V$34/365)","v":0},{"$f":"R3046*N3046*1000*($W$34/365)","v":0},{"$f":"S3046*K3046*1000*($X$34/365)","v":0}]
[2038,11,{"$f":"IF(LOADPROFILE=0.1,Results_10PoE!C3018,IF(LOADPROFILE=0.5,Results_50PoE!C3018,\"Invalid Load Profile %\"))","v":3275},61.68181818181818,30.84090909090909,0,0,0,6.0759936717817649,0,0,3547.5106645803767,3547.5106645803767,3547.5106645803767,2.058850869411559E-2,2.8865647677819863E-3,false,false,3.3422903724213616E-2,0,0,3411.5027578119521,0,0,0]
[2038,12,{"$f":"IF(LOADPROFILE=0.1,Results_10PoE!C3019,IF(LOADPROFILE=0.5,Results_50PoE!C3019,\"Invalid Load Profile %\"))","v":2686},61.68181818181818,30.84090909090909,0,0,0,7.0759936717817649,0,0,4762.6461084991588,4762.6461084991588,4762.6461084991588,2.058850869411559E-2,2.8865647677819863E-3,false,false,3.3422903724213616E-2,0,0,4580.0511597754812,0,0,0]
[2038,13,{"$f":"IF(LOADPROFILE=0.1,Results_10PoE!C3020,IF(LOADPROFILE=0.5,Results_50PoE!C3020,\"Invalid Load Profile %\"))","v":2007},61.68181818181818,30.84090909090909,0,0,0,8.0759936717817649,0,0,7573.1787641757928,7573.1787641757928,7573.1787641757928,2.058850869411559E-2,2.8865647677819863E-3,false,false,3.3422903724213616E-2,0,0,7282.8308868367221,0,0,0]
[2038,14,{"$f":"IF(LOADPROFILE=0.1,Results_10PoE!C3021,IF(LOADPROFILE=0.5,Results_50PoE!C3021,\"Invalid Load Profile %\"))","v":1061},61.68181818181818,30.84090909090909,0,0,0,9.0759936717817649,0,0,5586.9770404052015,5586.9770404052015,5586.9770404052015,2.058850869411559E-2,2.8865647677819863E-3,false,false,3.3422903724213616E-2,0,0,5372.7780923891733,0,0,0]
[2038,15,{"$f":"IF(LOADPROFILE=0.1,Results_10PoE!C3022,IF(LOADPROFILE=0.5,Results_50PoE!C3022,\"Invalid Load Profile %\"))","v":440},61.68181818181818,30.84090909090909,0,0,0,10.075993671781765,0,0,2497.0026128718405,2497.0026128718405,2497.0026128718405,2.058850869411559E-2,2.8865647677819863E-3,false,false,3.3422903724213616E-2,0,0,2401.2701033228791,0,0,0]
[2038,16,{"$f":"IF(LOADPROFILE=0.1,Results_10PoE!C3023,IF(LOADPROFILE=0.5,Results_50PoE!C3023,\"Invalid Load Profile %\"))","v":190},61.68181818181818,30.84090909090909,0,0,0,11.075993671781765,0,0,1152.824241120645,1152.824241120645,1152.824241120645,2.058850869411559E-2,2.8865647677819863E-3,false,false,3.3422903724213616E-2,0,0,1108.6261465321788,0,0,0]
[2038,17,{"$f":"IF(LOADPROFILE=0.1,Results_10PoE!C3024,IF(LOADPROFILE=0.5,Results_50PoE!C3024,\"Invalid Load Profile %\"))","v":85},61.68181818181818,30.84090909090909,0,0,0,12.075993671781765,0,0,574.58623306748211,574.58623306748211,574.58623306748211,2.058850869411559E-2,2.8865647677819863E-3,false,false,3.3422903724213616E-2,0,0,552.55718841999942,0,0,0]
[2038,18,{"$f":"IF(LOADPROFILE=0.1,Results_10PoE!C3025,IF(LOADPROFILE=0.5,Results_50PoE!C3025,\"Invalid Load Profile %\"))","v":37},61.68181818181818,30.84090909090909,0,0,0,13.075993671781765,0,0,324.04536394037837,324.04536394037837,324.04536394037837,2.058850869411559E-2,2.8865647677819863E-3,false,false,3.3422903724213616E-2,0,0,311.62179828698061,0,0,0]
[2038,19,{"$f":"IF(LOADPROFILE=0.1,Results_10PoE!C3026,IF(LOADPROFILE=0.5,Results_50PoE!C3026,\"Invalid Load Profile %\"))","v":12},61.68181818181818,30.84090909090909,0,0,0,14.075993671781765,0,0,111.62466074392847,111.62466074392847,111.62466074392847,2.058850869411559E-2,2.8865647677819863E-3,false,false,3.3422903724213616E-2,0,0,107.34508616700101,0,0,0]
[2038,20,{"$f":"IF(LOADPROFILE=0.1,Results_10PoE!C3027,IF(LOADPROFILE=0.5,Results_50PoE!C3027,\"Invalid Load Profile %\"))","v":4},61.68181818181818,30.84090909090909,0,0,0,15.075993671781765,0,0,44.83305188510095,44.83305188510095,44.83305188510095,2.058850869411559E-2,2.8865647677819863E-3,false,false,3.3422903724213616E-2,0,0,43.114198830813095,0,0,0]
[2038,21,{"$f":"IF(LOADPROFILE=0.1,Results_10PoE!C3028,IF(LOADPROFILE=0.5,Results_50PoE!C3028,\"Invalid Load Profile %\"))","v":1},61.68181818181818,30.84090909090909,0,0,0,16.075993671781767,0,0,15.935618663742911,15.935618663742911,15.935618663742911,2.058850869411559E-2,2.8865647677819863E-3,false,false,3.3422903724213616E-2,0,0,15.324663449666938,0,0,0]
[2038,22,{"$f":"IF(LOADPROFILE=0.1,Results_10PoE!C3029,IF(LOADPROFILE=0.5,Results_50PoE!C3029,\"Invalid Load Profile %\"))","v":0},61.68181818181818,30.84090909090909,0,0,0,17.075993671781767,0,0,0,0,0,2.058850869411559E-2,2.8865647677819863E-3,false,false,3.3422903724213616E-2,0,0,0,0,0,0]
[2038,23,{"$f":"IF(LOADPROFILE=0.1,Results_10PoE!C3030,IF(LOADPROFILE=0.5,Results_50PoE!C3030,\"Invalid Load Profile %\"))","v":0},61.68181818181818,30.84090909090909,0,0,0,18.075993671781767,0,0,0,0,0,2.058850869411559E-2,2.8865647677819863E-3,false,false,3.3422903724213616E-2,0,0,0,0,0,0]
[2038,24,{"$f":"IF(LOADPROFILE=0.1,Results_10PoE!C3031,IF(LOADPROFILE=0.5,Results_50PoE!C3031,\"Invalid Load Profile %\"))","v":0},61.68181818181818,30.84090909090909,0,0,0,19.075993671781767,0,0,0,0,0,2.058850869411559E-2,2.8865647677819863E-3,false,false,3.3422903724213616E-2,0,0,0,0,0,0]
[2038,25,{"$f":"IF(LOADPROFILE=0.1,Results_10PoE!C3032,IF(LOADPROFILE=0.5,Results_50PoE!C3032,\"Invalid Load Profile %\"))","v":0},61.68181818181818,30.84090909090909,0,0,0,20.075993671781767,0,0,0,0,0,2.058850869411559E-2,2.8865647677819863E-3,false,false,3.3422903724213616E-2,0,0,0,0,0,0]
[2038,26,{"$f":"IF(LOADPROFILE=0.1,Results_10PoE!C3033,IF(LOADPROFILE=0.5,Results_50PoE!C3033,\"Invalid Load Profile %\"))","v":0},61.68181818181818,30.84090909090909,0,0,0,21.075993671781767,0,0,0,0,0,2.058850869411559E-2,2.8865647677819863E-3,false,false,3.3422903724213616E-2,0,0,0,0,0,0]
[2038,27,{"$f":"IF(LOADPROFILE=0.1,Results_10PoE!C3034,IF(LOADPROFILE=0.5,Results_50PoE!C3034,\"Invalid Load Profile %\"))","v":0},61.68181818181818,30.84090909090909,0,0,0,22.075993671781767,0,0,0,0,0,2.058850869411559E-2,2.8865647677819863E-3,false,false,3.3422903724213616E-2,0,0,0,0,0,0]
[2038,28,{"$f":"IF(LOADPROFILE=0.1,Results_10PoE!C3035,IF(LOADPROFILE=0.5,Results_50PoE!C3035,\"Invalid Load Profile %\"))","v":0},61.68181818181818,30.84090909090909,0,0,0,23.075993671781767,0,0,0,0,0,2.058850869411559E-2,2.8865647677819863E-3,false,false,3.3422903724213616E-2,0,0,0,0,0,0]
[2038,29,{"$f":"IF(LOADPROFILE=0.1,Results_10PoE!C3036,IF(LOADPROFILE=0.5,Results_50PoE!C3036,\"Invalid Load Profile %\"))","v":0},61.68181818181818,30.84090909090909,0,0,0,24.075993671781767,0,0,0,0,0,2.058850869411559E-2,2.8865647677819863E-3,false,false,3.3422903724213616E-2,0,0,0,0,0,0]
[2038,30,{"$f":"IF(LOADPROFILE=0.1,Results_10PoE!C3037,IF(LOADPROFILE=0.5,Results_50PoE!C3037,\"Invalid Load Profile %\"))","v":0},61.68181818181818,30.84090909090909,0,0,0,25.075993671781767,0,0,0,0,0,2.058850869411559E-2,2.8865647677819863E-3,false,false,3.3422903724213616E-2,0,0,0,0,0,0]
[2038,31,{"$f":"IF(LOADPROFILE=0.1,Results_10PoE!C3038,IF(LOADPROFILE=0.5,Results_50PoE!C3038,\"Invalid Load Profile %\"))","v":0},61.68181818181818,30.84090909090909,0,0,0,26.075993671781767,0,0,0,0,0,2.058850869411559E-2,2.8865647677819863E-3,false,false,3.3422903724213616E-2,0,0,0,0,0,0]
[2038,32,{"$f":"IF(LOADPROFILE=0.1,Results_10PoE!C3039,IF(LOADPROFILE=0.5,Results_50PoE!C3039,\"Invalid Load Profile %\"))","v":0},61.68181818181818,30.84090909090909,0,0,0,27.075993671781767,0,0,0,0,0,2.058850869411559E-2,2.8865647677819863E-3,false,false,3.3422903724213616E-2,0,0,0,0,0,0]
[2038,33,{"$f":"IF(LOADPROFILE=0.1,Results_10PoE!C3040,IF(LOADPROFILE=0.5,Results_50PoE!C3040,\"Invalid Load Profile %\"))","v":0},61.68181818181818,30.84090909090909,0,0,0,28.075993671781767,0,0,0,0,0,2.058850869411559E-2,2.8865647677819863E-3,false,false,3.3422903724213616E-2,0,0,0,0,0,0]
[2038,34,{"$f":"IF(LOADPROFILE=0.1,Results_10PoE!C3041,IF(LOADPROFILE=0.5,Results_50PoE!C3041,\"Invalid Load Profile %\"))","v":0},61.68181818181818,30.84090909090909,0,0,0,29.075993671781767,0,0,0,0,0,2.058850869411559E-2,2.8865647677819863E-3,false,false,3.3422903724213616E-2,0,0,0,0,0,0]
[2038,35,{"$f":"IF(LOADPROFILE=0.1,Results_10PoE!C3042,IF(LOADPROFILE=0.5,Results_50PoE!C3042,\"Invalid Load Profile %\"))","v":0},61.68181818181818,30.84090909090909,0,0,0,30.075993671781767,0,0,0,0,0,2.058850869411559E-2,2.8865647677819863E-3,false,false,3.3422903724213616E-2,0,0,0,0,0,0]
[2038,36,{"$f":"IF(LOADPROFILE=0.1,Results_10PoE!C3043,IF(LOADPROFILE=0.5,Results_50PoE!C3043,\"Invalid Load Profile %\"))","v":0},61.68181818181818,30.84090909090909,0,0,0,31.075993671781767,0,0,0,0,0,2.058850869411559E-2,2.8865647677819863E-3,false,false,3.3422903724213616E-2,0,0,0,0,0,0]
[2038,37,{"$f":"IF(LOADPROFILE=0.1,Results_10PoE!C3044,IF(LOADPROFILE=0.5,Results_50PoE!C3044,\"Invalid Load Profile %\"))","v":0},61.68181818181818,30.84090909090909,0,0,0,32.075993671781767,0,0,0,0,0,2.058850869411559E-2,2.8865647677819863E-3,false,false,3.3422903724213616E-2,0,0,0,0,0,0]
[2038,38,{"$f":"IF(LOADPROFILE=0.1,Results_10PoE!C3045,IF(LOADPROFILE=0.5,Results_50PoE!C3045,\"Invalid Load Profile %\"))","v":0},61.68181818181818,30.84090909090909,0,0,0,33.075993671781767,0,0,0,0,0,2.058850869411559E-2,2.8865647677819863E-3,false,false,3.3422903724213616E-2,0,0,0,0,0,0]
[2038,39,{"$f":"IF(LOADPROFILE=0.1,Results_10PoE!C3046,IF(LOADPROFILE=0.5,Results_50PoE!C3046,\"Invalid Load Profile %\"))","v":0},61.68181818181818,30.84090909090909,0,0,0,34.075993671781767,0,0,0,0,0,2.058850869411559E-2,2.8865647677819863E-3,false,false,3.3422903724213616E-2,0,0,0,0,0,0]
[2038,40,{"$f":"IF(LOADPROFILE=0.1,Results_10PoE!C3047,IF(LOADPROFILE=0.5,Results_50PoE!C3047,\"Invalid Load Profile %\"))","v":0},61.68181818181818,30.84090909090909,0,0,0,35.075993671781767,0,0,0,0,0,2.058850869411559E-2,2.8865647677819863E-3,false,false,3.3422903724213616E-2,0,0,0,0,0,0]
[2038,41,{"$f":"IF(LOADPROFILE=0.1,Results_10PoE!C3048,IF(LOADPROFILE=0.5,Results_50PoE!C3048,\"Invalid Load Profile %\"))","v":0},61.68181818181818,30.84090909090909,0,0,0,36.075993671781767,0,0,0,0,0,2.058850869411559E-2,2.8865647677819863E-3,false,false,3.3422903724213616E-2,0,0,0,0,0,0]
[2038,42,{"$f":"IF(LOADPROFILE=0.1,Results_10PoE!C3049,IF(LOADPROFILE=0.5,Results_50PoE!C3049,\"Invalid Load Profile %\"))","v":0},61.68181818181818,30.84090909090909,0,0,0,37.075993671781767,0,0,0,0,0,2.058850869411559E-2,2.8865647677819863E-3,false,false,3.3422903724213616E-2,0,0,0,0,0,0]
[2038,43,{"$f":"IF(LOADPROFILE=0.1,Results_10PoE!C3050,IF(LOADPROFILE=0.5,Results_50PoE!C3050,\"Invalid Load Profile %\"))","v":0},61.68181818181818,30.84090909090909,0,0,0,38.075993671781767,0,0,0,0,0,2.058850869411559E-2,2.8865647677819863E-3,false,false,3.3422903724213616E-2,0,0,0,0,0,0]
[2038,44,{"$f":"IF(LOADPROFILE=0.1,Results_10PoE!C3051,IF(LOADPROFILE=0.5,Results_50PoE!C3051,\"Invalid Load Profile %\"))","v":0},61.68181818181818,30.84090909090909,0,0,0,39.075993671781767,0,0,0,0,0,2.058850869411559E-2,2.8865647677819863E-3,false,false,3.3422903724213616E-2,0,0,0,0,0,0]
[2038,45,{"$f":"IF(LOADPROFILE=0.1,Results_10PoE!C3052,IF(LOADPROFILE=0.5,Results_50PoE!C3052,\"Invalid Load Profile %\"))","v":0},61.68181818181818,30.84090909090909,0,0,0,40.075993671781767,0,0,0,0,0,2.058850869411559E-2,2.8865647677819863E-3,false,false,3.3422903724213616E-2,0,0,0,0,0,0]
[2038,46,{"$f":"IF(LOADPROFILE=0.1,Results_10PoE!C3053,IF(LOADPROFILE=0.5,Results_50PoE!C3053,\"Invalid Load Profile %\"))","v":0},61.68181818181818,30.84090909090909,0,0,0,41.075993671781767,0,0,0,0,0,2.058850869411559E-2,2.8865647677819863E-3,false,false,3.3422903724213616E-2,0,0,0,0,0,0]
[2038,47,{"$f":"IF(LOADPROFILE=0.1,Results_10PoE!C3054,IF(LOADPROFILE=0.5,Results_50PoE!C3054,\"Invalid Load Profile %\"))","v":0},61.68181818181818,30.84090909090909,0,0,0,42.075993671781767,0,0,0,0,0,2.058850869411559E-2,2.8865647677819863E-3,false,false,3.3422903724213616E-2,0,0,0,0,0,0]
[2038,48,{"$f":"IF(LOADPROFILE=0.1,Results_10PoE!C3055,IF(LOADPROFILE=0.5,Results_50PoE!C3055,\"Invalid Load Profile %\"))","v":0},61.68181818181818,30.84090909090909,0,0,0,43.075993671781767,0,0,0,0,0,2.058850869411559E-2,2.8865647677819863E-3,false,false,3.3422903724213616E-2,0,0,0,0,0,0]
[2038,49,{"$f":"IF(LOADPROFILE=0.1,Results_10PoE!C3056,IF(LOADPROFILE=0.5,Results_50PoE!C3056,\"Invalid Load Profile %\"))","v":0},61.68181818181818,30.84090909090909,0,0,0,44.075993671781767,0,0,0,0,0,2.058850869411559E-2,2.8865647677819863E-3,false,false,3.3422903724213616E-2,0,0,0,0,0,0]
[2038,50,{"$f":"IF(LOADPROFILE=0.1,Results_10PoE!C3057,IF(LOADPROFILE=0.5,Results_50PoE!C3057,\"Invalid Load Profile %\"))","v":0},61.68181818181818,30.84090909090909,0,0,0,45.075993671781767,0,0,0,0,0,2.058850869411559E-2,2.8865647677819863E-3,false,false,3.3422903724213616E-2,0,0,0,0,0,0]
[2038,51,{"$f":"IF(LOADPROFILE=0.1,Results_10PoE!C3058,IF(LOADPROFILE=0.5,Results_50PoE!C3058,\"Invalid Load Profile %\"))","v":0},61.68181818181818,30.84090909090909,0,0,0,46.075993671781767,0,0,0,0,0,2.058850869411559E-2,2.8865647677819863E-3,false,false,3.3422903724213616E-2,0,0,0,0,0,0]
[2038,52,{"$f":"IF(LOADPROFILE=0.1,Results_10PoE!C3059,IF(LOADPROFILE=0.5,Results_50PoE!C3059,\"Invalid Load Profile %\"))","v":0},61.68181818181818,30.84090909090909,0,0,0,47.075993671781767,0,0,0,0,0,2.058850869411559E-2,2.8865647677819863E-3,false,false,3.3422903724213616E-2,0,0,0,0,0,0]
[2038,53,{"$f":"IF(LOADPROFILE=0.1,Results_10PoE!C3060,IF(LOADPROFILE=0.5,Results_50PoE!C3060,\"Invalid Load Profile %\"))","v":0},61.68181818181818,30.84090909090909,0,0,0,48.075993671781767,0,0,0,0,0,2.058850869411559E-2,2.8865647677819863E-3,false,false,3.3422903724213616E-2,0,0,0,0,0,0]
[2038,54,{"$f":"IF(LOADPROFILE=0.1,Results_10PoE!C3061,IF(LOADPROFILE=0.5,Results_50PoE!C3061,\"Invalid Load Profile %\"))","v":0},61.68181818181818,30.84090909090909,0,0,0,49.075993671781767,0,0,0,0,0,2.058850869411559E-2,2.8865647677819863E-3,false,false,3.3422903724213616E-2,0,0,0,0,0,0]
[2038,55,{"$f":"IF(LOADPROFILE=0.1,Results_10PoE!C3062,IF(LOADPROFILE=0.5,Results_50PoE!C3062,\"Invalid Load Profile %\"))","v":0},61.68181818181818,30.84090909090909,0,0,0,50.075993671781767,0,0,0,0,0,2.058850869411559E-2,2.8865647677819863E-3,false,false,3.3422903724213616E-2,0,0,0,0,0,0]
[2038,56,{"$f":"IF(LOADPROFILE=0.1,Results_10PoE!C3063,IF(LOADPROFILE=0.5,Results_50PoE!C3063,\"Invalid Load Profile %\"))","v":0},61.68181818181818,30.84090909090909,0,0,0,51.075993671781767,0,0,0,0,0,2.058850869411559E-2,2.8865647677819863E-3,false,false,3.3422903724213616E-2,0,0,0,0,0,0]
[2038,57,{"$f":"IF(LOADPROFILE=0.1,Results_10PoE!C3064,IF(LOADPROFILE=0.5,Results_50PoE!C3064,\"Invalid Load Profile %\"))","v":0},61.68181818181818,30.84090909090909,0,0,0,52.075993671781767,0,0,0,0,0,2.058850869411559E-2,2.8865647677819863E-3,false,false,3.3422903724213616E-2,0,0,0,0,0,0]
[2038,58,{"$f":"IF(LOADPROFILE=0.1,Results_10PoE!C3065,IF(LOADPROFILE=0.5,Results_50PoE!C3065,\"Invalid Load Profile %\"))","v":0},61.68181818181818,30.84090909090909,0,0,0,53.075993671781767,0,0,0,0,0,2.058850869411559E-2,2.8865647677819863E-3,false,false,3.3422903724213616E-2,0,0,0,0,0,0]
[2038,59,{"$f":"IF(LOADPROFILE=0.1,Results_10PoE!C3066,IF(LOADPROFILE=0.5,Results_50PoE!C3066,\"Invalid Load Profile %\"))","v":0},61.68181818181818,30.84090909090909,0,0,0,54.075993671781767,0,0,0,0,0,2.058850869411559E-2,2.8865647677819863E-3,false,false,3.3422903724213616E-2,0,0,0,0,0,0]
[2038,60,{"$f":"IF(LOADPROFILE=0.1,Results_10PoE!C3067,IF(LOADPROFILE=0.5,Results_50PoE!C3067,\"Invalid Load Profile %\"))","v":0},61.68181818181818,30.84090909090909,0,0,0,55.075993671781767,0,0,0,0,0,2.058850869411559E-2,2.8865647677819863E-3,false,false,3.3422903724213616E-2,0,0,0,0,0,0]
[2038,61,{"$f":"IF(LOADPROFILE=0.1,Results_10PoE!C3068,IF(LOADPROFILE=0.5,Results_50PoE!C3068,\"Invalid Load Profile %\"))","v":0},61.68181818181818,30.84090909090909,0,0,0,56.075993671781767,0,0,0,0,0,2.058850869411559E-2,2.8865647677819863E-3,false,false,3.3422903724213616E-2,0,0,0,0,0,0]
[2038,62,{"$f":"IF(LOADPROFILE=0.1,Results_10PoE!C3069,IF(LOADPROFILE=0.5,Results_50PoE!C3069,\"Invalid Load Profile %\"))","v":0},61.68181818181818,30.84090909090909,0,0,0,57.075993671781767,0,0,0,0,0,2.058850869411559E-2,2.8865647677819863E-3,false,false,3.3422903724213616E-2,0,0,0,0,0,0]
[2038,63,{"$f":"IF(LOADPROFILE=0.1,Results_10PoE!C3070,IF(LOADPROFILE=0.5,Results_50PoE!C3070,\"Invalid Load Profile %\"))","v":0},61.68181818181818,30.84090909090909,0,0,0,58.075993671781767,0,0,0,0,0,2.058850869411559E-2,2.8865647677819863E-3,false,false,3.3422903724213616E-2,0,0,0,0,0,0]
[2038,64,{"$f":"IF(LOADPROFILE=0.1,Results_10PoE!C3071,IF(LOADPROFILE=0.5,Results_50PoE!C3071,\"Invalid Load Profile %\"))","v":0},61.68181818181818,30.84090909090909,0,0,0,59.075993671781767,0,0,0,0,0,2.058850869411559E-2,2.8865647677819863E-3,false,false,3.3422903724213616E-2,0,0,0,0,0,0]
[2038,65,{"$f":"IF(LOADPROFILE=0.1,Results_10PoE!C3072,IF(LOADPROFILE=0.5,Results_50PoE!C3072,\"Invalid Load Profile %\"))","v":0},61.68181818181818,30.84090909090909,0,0,0,60.075993671781767,0,0,0,0,0,2.058850869411559E-2,2.8865647677819863E-3,false,false,3.3422903724213616E-2,0,0,0,0,0,0]
[2038,66,{"$f":"IF(LOADPROFILE=0.1,Results_10PoE!C3073,IF(LOADPROFILE=0.5,Results_50PoE!C3073,\"Invalid Load Profile %\"))","v":0},61.68181818181818,30.84090909090909,0,0,0,61.075993671781767,0,0,0,0,0,2.058850869411559E-2,2.8865647677819863E-3,false,false,3.3422903724213616E-2,0,0,0,0,0,0]
[2038,67,{"$f":"IF(LOADPROFILE=0.1,Results_10PoE!C3074,IF(LOADPROFILE=0.5,Results_50PoE!C3074,\"Invalid Load Profile %\"))","v":0},61.68181818181818,30.84090909090909,0,0,0,62.075993671781767,0,0,0,0,0,2.058850869411559E-2,2.8865647677819863E-3,false,false,3.3422903724213616E-2,0,0,0,0,0,0]
[2038,68,{"$f":"IF(LOADPROFILE=0.1,Results_10PoE!C3075,IF(LOADPROFILE=0.5,Results_50PoE!C3075,\"Invalid Load Profile %\"))","v":0},61.68181818181818,30.84090909090909,0,0,0,63.075993671781767,0,0,0,0,0,2.058850869411559E-2,2.8865647677819863E-3,false,false,3.3422903724213616E-2,0,0,0,0,0,0]
[2038,69,{"$f":"IF(LOADPROFILE=0.1,Results_10PoE!C3076,IF(LOADPROFILE=0.5,Results_50PoE!C3076,\"Invalid Load Profile %\"))","v":0},61.68181818181818,30.84090909090909,0,0,0,64.07599367178176,0,0,0,0,0,2.058850869411559E-2,2.8865647677819863E-3,false,false,3.3422903724213616E-2,0,0,0,0,0,0]
[2038,70,{"$f":"IF(LOADPROFILE=0.1,Results_10PoE!C3077,IF(LOADPROFILE=0.5,Results_50PoE!C3077,\"Invalid Load Profile %\"))","v":0},61.68181818181818,30.84090909090909,0,0,0,65.07599367178176,0,0,0,0,0,2.058850869411559E-2,2.8865647677819863E-3,false,false,3.3422903724213616E-2,0,0,0,0,0,0]
[2038,71,{"$f":"IF(LOADPROFILE=0.1,Results_10PoE!C3078,IF(LOADPROFILE=0.5,Results_50PoE!C3078,\"Invalid Load Profile %\"))","v":0},61.68181818181818,30.84090909090909,0,0,0,66.07599367178176,0,0,0,0,0,2.058850869411559E-2,2.8865647677819863E-3,false,false,3.3422903724213616E-2,0,0,0,0,0,0]
[2038,72,{"$f":"IF(LOADPROFILE=0.1,Results_10PoE!C3079,IF(LOADPROFILE=0.5,Results_50PoE!C3079,\"Invalid Load Profile %\"))","v":0},61.68181818181818,30.84090909090909,0,0,0,67.07599367178176,0,0,0,0,0,2.058850869411559E-2,2.8865647677819863E-3,false,false,3.3422903724213616E-2,0,0,0,0,0,0]
[2038,73,{"$f":"IF(LOADPROFILE=0.1,Results_10PoE!C3080,IF(LOADPROFILE=0.5,Results_50PoE!C3080,\"Invalid Load Profile %\"))","v":0},61.68181818181818,30.84090909090909,0,0,0,68.07599367178176,0,0,0,0,0,2.058850869411559E-2,2.8865647677819863E-3,false,false,3.3422903724213616E-2,0,0,0,0,0,0]
[2038,74,{"$f":"IF(LOADPROFILE=0.1,Results_10PoE!C3081,IF(LOADPROFILE=0.5,Results_50PoE!C3081,\"Invalid Load Profile %\"))","v":0},{"$f":"VLOOKUP($A3110,$Q$4:$AB$26,6,FALSE)","v":61.68181818181818},{"$f":"VLOOKUP($A3110,$Q$4:$AB$26,7,FALSE)","v":30.84090909090909},{"$f":"VLOOKUP($A3110,$Q$4:$AB$26,9,FALSE)","v":0},{"$f":"VLOOKUP($A3110,$Q$4:$AB$26,10,FALSE)","v":0},{"$f":"VLOOKUP($A3110,$Q$4:$AB$26,11,FALSE)","v":0},{"$f":"IF(B3110-VLOOKUP(A3110,$Q$4:$AB$26,12,FALSE)<0,0,B3110-VLOOKUP(A3110,$Q$4:$AB$26,12,FALSE))","v":69.07599367178176},{"$f":"IF(B3110=150,0,IF(IF($I3110>D3110,($I3110-D3110)*($C3110-$C3111),0)<0,0,IF($I3110>D3110,($I3110-D3110)*($C3110-$C3111),0)))*$Y$30","v":0},{"$f":"IF(C3110=150,0,IF(IF($I3110>E3110,($I3110-E3110)*($C3110-$C3111),0)<0,0,IF($I3110>E3110,($I3110-E3110)*($C3110-$C3111),0)))*$Y$30","v":0},{"$f":"IF(D3110=150,0,IF(IF($I3110>F3110,($I3110-F3110)*($C3110-$C3111),0)<0,0,IF($I3110>F3110,($I3110-F3110)*($C3110-$C3111),0)))*$Y$30","v":0},{"$f":"IF(E3110=150,0,IF(IF($I3110>G3110,($I3110-G3110)*($C3110-$C3111),0)<0,0,IF($I3110>G3110,($I3110-G3110)*($C3110-$C3111),0)))*$Y$30","v":0},{"$f":"IF(F3110=150,0,IF(IF($I3110>H3110,($I3110-H3110)*($C3110-$C3111),0)<0,0,IF($I3110>H3110,($I3110-H3110)*($C3110-$C3111),0)))*$Y$30","v":0},{"$f":"VLOOKUP($A3110, $Q$4:$BB$26,33,FALSE)","v":2.058850869411559E-2},{"$f":"VLOOKUP($A3110, $Q$4:$BB$26,34,FALSE)","v":2.8865647677819863E-3},{"$f":"VLOOKUP($A3110, $Q$4:$BB$26,35,FALSE)","v":false},{"$f":"VLOOKUP($A3110, $Q$4:$BB$26,36,FALSE)","v":false},{"$f":"VLOOKUP($A3110, $Q$4:$BB$26,37,FALSE)","v":3.3422903724213616E-2},{"$f":"J3110*1000*($S$34/365)","v":0},{"$f":"O3110*K3110*1000*($T$34/365)","v":0},{"$f":"P3110*L3110*1000*($U$34/365)","v":0},{"$f":"Q3110*M3110*1000*($V$34/365)","v":0},{"$f":"R3110*N3110*1000*($W$34/365)","v":0},{"$f":"S3110*K3110*1000*($X$34/365)","v":0}]
[2038,75,{"$f":"IF(LOADPROFILE=0.1,Results_10PoE!C3082,IF(LOADPROFILE=0.5,Results_50PoE!C3082,\"Invalid Load Profile %\"))","v":0},61.68181818181818,30.84090909090909,0,0,0,70.07599367178176,0,0,0,0,0,2.058850869411559E-2,2.8865647677819863E-3,false,false,3.3422903724213616E-2,0,0,0,0,0,0]
[2038,76,{"$f":"IF(LOADPROFILE=0.1,Results_10PoE!C3083,IF(LOADPROFILE=0.5,Results_50PoE!C3083,\"Invalid Load Profile %\"))","v":0},61.68181818181818,30.84090909090909,0,0,0,71.07599367178176,0,0,0,0,0,2.058850869411559E-2,2.8865647677819863E-3,false,false,3.3422903724213616E-2,0,0,0,0,0,0]
[2038,77,{"$f":"IF(LOADPROFILE=0.1,Results_10PoE!C3084,IF(LOADPROFILE=0.5,Results_50PoE!C3084,\"Invalid Load Profile %\"))","v":0},61.68181818181818,30.84090909090909,0,0,0,72.07599367178176,0,0,0,0,0,2.058850869411559E-2,2.8865647677819863E-3,false,false,3.3422903724213616E-2,0,0,0,0,0,0]
[2038,78,{"$f":"IF(LOADPROFILE=0.1,Results_10PoE!C3085,IF(LOADPROFILE=0.5,Results_50PoE!C3085,\"Invalid Load Profile %\"))","v":0},61.68181818181818,30.84090909090909,0,0,0,73.07599367178176,0,0,0,0,0,2.058850869411559E-2,2.8865647677819863E-3,false,false,3.3422903724213616E-2,0,0,0,0,0,0]
[2038,79,{"$f":"IF(LOADPROFILE=0.1,Results_10PoE!C3086,IF(LOADPROFILE=0.5,Results_50PoE!C3086,\"Invalid Load Profile %\"))","v":0},61.68181818181818,30.84090909090909,0,0,0,74.07599367178176,0,0,0,0,0,2.058850869411559E-2,2.8865647677819863E-3,false,false,3.3422903724213616E-2,0,0,0,0,0,0]
[2038,80,{"$f":"IF(LOADPROFILE=0.1,Results_10PoE!C3087,IF(LOADPROFILE=0.5,Results_50PoE!C3087,\"Invalid Load Profile %\"))","v":0},61.68181818181818,30.84090909090909,0,0,0,75.07599367178176,0,0,0,0,0,2.058850869411559E-2,2.8865647677819863E-3,false,false,3.3422903724213616E-2,0,0,0,0,0,0]
[2038,81,{"$f":"IF(LOADPROFILE=0.1,Results_10PoE!C3088,IF(LOADPROFILE=0.5,Results_50PoE!C3088,\"Invalid Load Profile %\"))","v":0},61.68181818181818,30.84090909090909,0,0,0,76.07599367178176,0,0,0,0,0,2.058850869411559E-2,2.8865647677819863E-3,false,false,3.3422903724213616E-2,0,0,0,0,0,0]
[2038,82,{"$f":"IF(LOADPROFILE=0.1,Results_10PoE!C3089,IF(LOADPROFILE=0.5,Results_50PoE!C3089,\"Invalid Load Profile %\"))","v":0},61.68181818181818,30.84090909090909,0,0,0,77.07599367178176,0,0,0,0,0,2.058850869411559E-2,2.8865647677819863E-3,false,false,3.3422903724213616E-2,0,0,0,0,0,0]
[2038,83,{"$f":"IF(LOADPROFILE=0.1,Results_10PoE!C3090,IF(LOADPROFILE=0.5,Results_50PoE!C3090,\"Invalid Load Profile %\"))","v":0},61.68181818181818,30.84090909090909,0,0,0,78.07599367178176,0,0,0,0,0,2.058850869411559E-2,2.8865647677819863E-3,false,false,3.3422903724213616E-2,0,0,0,0,0,0]
[2038,84,{"$f":"IF(LOADPROFILE=0.1,Results_10PoE!C3091,IF(LOADPROFILE=0.5,Results_50PoE!C3091,\"Invalid Load Profile %\"))","v":0},61.68181818181818,30.84090909090909,0,0,0,79.07599367178176,0,0,0,0,0,2.058850869411559E-2,2.8865647677819863E-3,false,false,3.3422903724213616E-2,0,0,0,0,0,0]
[2038,85,{"$f":"IF(LOADPROFILE=0.1,Results_10PoE!C3092,IF(LOADPROFILE=0.5,Results_50PoE!C3092,\"Invalid Load Profile %\"))","v":0},61.68181818181818,30.84090909090909,0,0,0,80.07599367178176,0,0,0,0,0,2.058850869411559E-2,2.8865647677819863E-3,false,false,3.3422903724213616E-2,0,0,0,0,0,0]
[2038,86,{"$f":"IF(LOADPROFILE=0.1,Results_10PoE!C3093,IF(LOADPROFILE=0.5,Results_50PoE!C3093,\"Invalid Load Profile %\"))","v":0},61.68181818181818,30.84090909090909,0,0,0,81.07599367178176,0,0,0,0,0,2.058850869411559E-2,2.8865647677819863E-3,false,false,3.3422903724213616E-2,0,0,0,0,0,0]
[2038,87,{"$f":"IF(LOADPROFILE=0.1,Results_10PoE!C3094,IF(LOADPROFILE=0.5,Results_50PoE!C3094,\"Invalid Load Profile %\"))","v":0},61.68181818181818,30.84090909090909,0,0,0,82.07599367178176,0,0,0,0,0,2.058850869411559E-2,2.8865647677819863E-3,false,false,3.3422903724213616E-2,0,0,0,0,0,0]
[2038,88,{"$f":"IF(LOADPROFILE=0.1,Results_10PoE!C3095,IF(LOADPROFILE=0.5,Results_50PoE!C3095,\"Invalid Load Profile %\"))","v":0},61.68181818181818,30.84090909090909,0,0,0,83.07599367178176,0,0,0,0,0,2.058850869411559E-2,2.8865647677819863E-3,false,false,3.3422903724213616E-2,0,0,0,0,0,0]
[2038,89,{"$f":"IF(LOADPROFILE=0.1,Results_10PoE!C3096,IF(LOADPROFILE=0.5,Results_50PoE!C3096,\"Invalid Load Profile %\"))","v":0},61.68181818181818,30.84090909090909,0,0,0,84.07599367178176,0,0,0,0,0,2.058850869411559E-2,2.8865647677819863E-3,false,false,3.3422903724213616E-2,0,0,0,0,0,0]
[2038,90,{"$f":"IF(LOADPROFILE=0.1,Results_10PoE!C3097,IF(LOADPROFILE=0.5,Results_50PoE!C3097,\"Invalid Load Profile %\"))","v":0},61.68181818181818,30.84090909090909,0,0,0,85.07599367178176,0,0,0,0,0,2.058850869411559E-2,2.8865647677819863E-3,false,false,3.3422903724213616E-2,0,0,0,0,0,0]
[2038,91,{"$f":"IF(LOADPROFILE=0.1,Results_10PoE!C3098,IF(LOADPROFILE=0.5,Results_50PoE!C3098,\"Invalid Load Profile %\"))","v":0},61.68181818181818,30.84090909090909,0,0,0,86.07599367178176,0,0,0,0,0,2.058850869411559E-2,2.8865647677819863E-3,false,false,3.3422903724213616E-2,0,0,0,0,0,0]
[2038,92,{"$f":"IF(LOADPROFILE=0.1,Results_10PoE!C3099,IF(LOADPROFILE=0.5,Results_50PoE!C3099,\"Invalid Load Profile %\"))","v":0},61.68181818181818,30.84090909090909,0,0,0,87.07599367178176,0,0,0,0,0,2.058850869411559E-2,2.8865647677819863E-3,false,false,3.3422903724213616E-2,0,0,0,0,0,0]
[2038,93,{"$f":"IF(LOADPROFILE=0.1,Results_10PoE!C3100,IF(LOADPROFILE=0.5,Results_50PoE!C3100,\"Invalid Load Profile %\"))","v":0},61.68181818181818,30.84090909090909,0,0,0,88.07599367178176,0,0,0,0,0,2.058850869411559E-2,2.8865647677819863E-3,false,false,3.3422903724213616E-2,0,0,0,0,0,0]
[2038,94,{"$f":"IF(LOADPROFILE=0.1,Results_10PoE!C3101,IF(LOADPROFILE=0.5,Results_50PoE!C3101,\"Invalid Load Profile %\"))","v":0},61.68181818181818,30.84090909090909,0,0,0,89.07599367178176,0,0,0,0,0,2.058850869411559E-2,2.8865647677819863E-3,false,false,3.3422903724213616E-2,0,0,0,0,0,0]
[2038,95,{"$f":"IF(LOADPROFILE=0.1,Results_10PoE!C3102,IF(LOADPROFILE=0.5,Results_50PoE!C3102,\"Invalid Load Profile %\"))","v":0},61.68181818181818,30.84090909090909,0,0,0,90.07599367178176,0,0,0,0,0,2.058850869411559E-2,2.8865647677819863E-3,false,false,3.3422903724213616E-2,0,0,0,0,0,0]
[2038,96,{"$f":"IF(LOADPROFILE=0.1,Results_10PoE!C3103,IF(LOADPROFILE=0.5,Results_50PoE!C3103,\"Invalid Load Profile %\"))","v":0},61.68181818181818,30.84090909090909,0,0,0,91.07599367178176,0,0,0,0,0,2.058850869411559E-2,2.8865647677819863E-3,false,false,3.3422903724213616E-2,0,0,0,0,0,0]
[2038,97,{"$f":"IF(LOADPROFILE=0.1,Results_10PoE!C3104,IF(LOADPROFILE=0.5,Results_50PoE!C3104,\"Invalid Load Profile %\"))","v":0},61.68181818181818,30.84090909090909,0,0,0,92.07599367178176,0,0,0,0,0,2.058850869411559E-2,2.8865647677819863E-3,false,false,3.3422903724213616E-2,0,0,0,0,0,0]
[2038,98,{"$f":"IF(LOADPROFILE=0.1,Results_10PoE!C3105,IF(LOADPROFILE=0.5,Results_50PoE!C3105,\"Invalid Load Profile %\"))","v":0},61.68181818181818,30.84090909090909,0,0,0,93.07599367178176,0,0,0,0,0,2.058850869411559E-2,2.8865647677819863E-3,false,false,3.3422903724213616E-2,0,0,0,0,0,0]
[2038,99,{"$f":"IF(LOADPROFILE=0.1,Results_10PoE!C3106,IF(LOADPROFILE=0.5,Results_50PoE!C3106,\"Invalid Load Profile %\"))","v":0},61.68181818181818,30.84090909090909,0,0,0,94.07599367178176,0,0,0,0,0,2.058850869411559E-2,2.8865647677819863E-3,false,false,3.3422903724213616E-2,0,0,0,0,0,0]
[2038,100,{"$f":"IF(LOADPROFILE=0.1,Results_10PoE!C3107,IF(LOADPROFILE=0.5,Results_50PoE!C3107,\"Invalid Load Profile %\"))","v":0},61.68181818181818,30.84090909090909,0,0,0,95.07599367178176,0,0,0,0,0,2.058850869411559E-2,2.8865647677819863E-3,false,false,3.3422903724213616E-2,0,0,0,0,0,0]
[2038,101,{"$f":"IF(LOADPROFILE=0.1,Results_10PoE!C3108,IF(LOADPROFILE=0.5,Results_50PoE!C3108,\"Invalid Load Profile %\"))","v":0},61.68181818181818,30.84090909090909,0,0,0,96.07599367178176,0,0,0,0,0,2.058850869411559E-2,2.8865647677819863E-3,false,false,3.3422903724213616E-2,0,0,0,0,0,0]
[2038,102,{"$f":"IF(LOADPROFILE=0.1,Results_10PoE!C3109,IF(LOADPROFILE=0.5,Results_50PoE!C3109,\"Invalid Load Profile %\"))","v":0},61.68181818181818,30.84090909090909,0,0,0,97.07599367178176,0,0,0,0,0,2.058850869411559E-2,2.8865647677819863E-3,false,false,3.3422903724213616E-2,0,0,0,0,0,0]
[2038,103,{"$f":"IF(LOADPROFILE=0.1,Results_10PoE!C3110,IF(LOADPROFILE=0.5,Results_50PoE!C3110,\"Invalid Load Profile %\"))","v":0},61.68181818181818,30.84090909090909,0,0,0,98.07599367178176,0,0,0,0,0,2.058850869411559E-2,2.8865647677819863E-3,false,false,3.3422903724213616E-2,0,0,0,0,0,0]
[2038,104,{"$f":"IF(LOADPROFILE=0.1,Results_10PoE!C3111,IF(LOADPROFILE=0.5,Results_50PoE!C3111,\"Invalid Load Profile %\"))","v":0},61.68181818181818,30.84090909090909,0,0,0,99.07599367178176,0,0,0,0,0,2.058850869411559E-2,2.8865647677819863E-3,false,false,3.3422903724213616E-2,0,0,0,0,0,0]
[2038,105,{"$f":"IF(LOADPROFILE=0.1,Results_10PoE!C3112,IF(LOADPROFILE=0.5,Results_50PoE!C3112,\"Invalid Load Profile %\"))","v":0},61.68181818181818,30.84090909090909,0,0,0,100.07599367178176,0,0,0,0,0,2.058850869411559E-2,2.8865647677819863E-3,false,false,3.3422903724213616E-2,0,0,0,0,0,0]
[2038,106,{"$f":"IF(LOADPROFILE=0.1,Results_10PoE!C3113,IF(LOADPROFILE=0.5,Results_50PoE!C3113,\"Invalid Load Profile %\"))","v":0},61.68181818181818,30.84090909090909,0,0,0,101.07599367178176,0,0,0,0,0,2.058850869411559E-2,2.8865647677819863E-3,false,false,3.3422903724213616E-2,0,0,0,0,0,0]
[2038,107,{"$f":"IF(LOADPROFILE=0.1,Results_10PoE!C3114,IF(LOADPROFILE=0.5,Results_50PoE!C3114,\"Invalid Load Profile %\"))","v":0},61.68181818181818,30.84090909090909,0,0,0,102.07599367178176,0,0,0,0,0,2.058850869411559E-2,2.8865647677819863E-3,false,false,3.3422903724213616E-2,0,0,0,0,0,0]
[2038,108,{"$f":"IF(LOADPROFILE=0.1,Results_10PoE!C3115,IF(LOADPROFILE=0.5,Results_50PoE!C3115,\"Invalid Load Profile %\"))","v":0},61.68181818181818,30.84090909090909,0,0,0,103.07599367178176,0,0,0,0,0,2.058850869411559E-2,2.8865647677819863E-3,false,false,3.3422903724213616E-2,0,0,0,0,0,0]
[2038,109,{"$f":"IF(LOADPROFILE=0.1,Results_10PoE!C3116,IF(LOADPROFILE=0.5,Results_50PoE!C3116,\"Invalid Load Profile %\"))","v":0},61.68181818181818,30.84090909090909,0,0,0,104.07599367178176,0,0,0,0,0,2.058850869411559E-2,2.8865647677819863E-3,false,false,3.3422903724213616E-2,0,0,0,0,0,0]
[2038,110,{"$f":"IF(LOADPROFILE=0.1,Results_10PoE!C3117,IF(LOADPROFILE=0.5,Results_50PoE!C3117,\"Invalid Load Profile %\"))","v":0},61.68181818181818,30.84090909090909,0,0,0,105.07599367178176,0,0,0,0,0,2.058850869411559E-2,2.8865647677819863E-3,false,false,3.3422903724213616E-2,0,0,0,0,0,0]
[2038,111,{"$f":"IF(LOADPROFILE=0.1,Results_10PoE!C3118,IF(LOADPROFILE=0.5,Results_50PoE!C3118,\"Invalid Load Profile %\"))","v":0},61.68181818181818,30.84090909090909,0,0,0,106.07599367178176,0,0,0,0,0,2.058850869411559E-2,2.8865647677819863E-3,false,false,3.3422903724213616E-2,0,0,0,0,0,0]
[2038,112,{"$f":"IF(LOADPROFILE=0.1,Results_10PoE!C3119,IF(LOADPROFILE=0.5,Results_50PoE!C3119,\"Invalid Load Profile %\"))","v":0},61.68181818181818,30.84090909090909,0,0,0,107.07599367178176,0,0,0,0,0,2.058850869411559E-2,2.8865647677819863E-3,false,false,3.3422903724213616E-2,0,0,0,0,0,0]
[2038,113,{"$f":"IF(LOADPROFILE=0.1,Results_10PoE!C3120,IF(LOADPROFILE=0.5,Results_50PoE!C3120,\"Invalid Load Profile %\"))","v":0},61.68181818181818,30.84090909090909,0,0,0,108.07599367178176,0,0,0,0,0,2.058850869411559E-2,2.8865647677819863E-3,false,false,3.3422903724213616E-2,0,0,0,0,0,0]
[2038,114,{"$f":"IF(LOADPROFILE=0.1,Results_10PoE!C3121,IF(LOADPROFILE=0.5,Results_50PoE!C3121,\"Invalid Load Profile %\"))","v":0},61.68181818181818,30.84090909090909,0,0,0,109.07599367178176,0,0,0,0,0,2.058850869411559E-2,2.8865647677819863E-3,false,false,3.3422903724213616E-2,0,0,0,0,0,0]
[2038,115,{"$f":"IF(LOADPROFILE=0.1,Results_10PoE!C3122,IF(LOADPROFILE=0.5,Results_50PoE!C3122,\"Invalid Load Profile %\"))","v":0},61.68181818181818,30.84090909090909,0,0,0,110.07599367178176,0,0,0,0,0,2.058850869411559E-2,2.8865647677819863E-3,false,false,3.3422903724213616E-2,0,0,0,0,0,0]
[2038,116,{"$f":"IF(LOADPROFILE=0.1,Results_10PoE!C3123,IF(LOADPROFILE=0.5,Results_50PoE!C3123,\"Invalid Load Profile %\"))","v":0},61.68181818181818,30.84090909090909,0,0,0,111.07599367178176,0,0,0,0,0,2.058850869411559E-2,2.8865647677819863E-3,false,false,3.3422903724213616E-2,0,0,0,0,0,0]
[2038,117,{"$f":"IF(LOADPROFILE=0.1,Results_10PoE!C3124,IF(LOADPROFILE=0.5,Results_50PoE!C3124,\"Invalid Load Profile %\"))","v":0},61.68181818181818,30.84090909090909,0,0,0,112.07599367178176,0,0,0,0,0,2.058850869411559E-2,2.8865647677819863E-3,false,false,3.3422903724213616E-2,0,0,0,0,0,0]
[2038,118,{"$f":"IF(LOADPROFILE=0.1,Results_10PoE!C3125,IF(LOADPROFILE=0.5,Results_50PoE!C3125,\"Invalid Load Profile %\"))","v":0},61.68181818181818,30.84090909090909,0,0,0,113.07599367178176,0,0,0,0,0,2.058850869411559E-2,2.8865647677819863E-3,false,false,3.3422903724213616E-2,0,0,0,0,0,0]
[2038,119,{"$f":"IF(LOADPROFILE=0.1,Results_10PoE!C3126,IF(LOADPROFILE=0.5,Results_50PoE!C3126,\"Invalid Load Profile %\"))","v":0},61.68181818181818,30.84090909090909,0,0,0,114.07599367178176,0,0,0,0,0,2.058850869411559E-2,2.8865647677819863E-3,false,false,3.3422903724213616E-2,0,0,0,0,0,0]
[2038,120,{"$f":"IF(LOADPROFILE=0.1,Results_10PoE!C3127,IF(LOADPROFILE=0.5,Results_50PoE!C3127,\"Invalid Load Profile %\"))","v":0},61.68181818181818,30.84090909090909,0,0,0,115.07599367178176,0,0,0,0,0,2.058850869411559E-2,2.8865647677819863E-3,false,false,3.3422903724213616E-2,0,0,0,0,0,0]
[2038,121,{"$f":"IF(LOADPROFILE=0.1,Results_10PoE!C3128,IF(LOADPROFILE=0.5,Results_50PoE!C3128,\"Invalid Load Profile %\"))","v":0},61.68181818181818,30.84090909090909,0,0,0,116.07599367178176,0,0,0,0,0,2.058850869411559E-2,2.8865647677819863E-3,false,false,3.3422903724213616E-2,0,0,0,0,0,0]
[2038,122,{"$f":"IF(LOADPROFILE=0.1,Results_10PoE!C3129,IF(LOADPROFILE=0.5,Results_50PoE!C3129,\"Invalid Load Profile %\"))","v":0},61.68181818181818,30.84090909090909,0,0,0,117.07599367178176,0,0,0,0,0,2.058850869411559E-2,2.8865647677819863E-3,false,false,3.3422903724213616E-2,0,0,0,0,0,0]
[2038,123,{"$f":"IF(LOADPROFILE=0.1,Results_10PoE!C3130,IF(LOADPROFILE=0.5,Results_50PoE!C3130,\"Invalid Load Profile %\"))","v":0},61.68181818181818,30.84090909090909,0,0,0,118.07599367178176,0,0,0,0,0,2.058850869411559E-2,2.8865647677819863E-3,false,false,3.3422903724213616E-2,0,0,0,0,0,0]
[2038,124,{"$f":"IF(LOADPROFILE=0.1,Results_10PoE!C3131,IF(LOADPROFILE=0.5,Results_50PoE!C3131,\"Invalid Load Profile %\"))","v":0},61.68181818181818,30.84090909090909,0,0,0,119.07599367178176,0,0,0,0,0,2.058850869411559E-2,2.8865647677819863E-3,false,false,3.3422903724213616E-2,0,0,0,0,0,0]
[2038,125,{"$f":"IF(LOADPROFILE=0.1,Results_10PoE!C3132,IF(LOADPROFILE=0.5,Results_50PoE!C3132,\"Invalid Load Profile %\"))","v":0},61.68181818181818,30.84090909090909,0,0,0,120.07599367178176,0,0,0,0,0,2.058850869411559E-2,2.8865647677819863E-3,false,false,3.3422903724213616E-2,0,0,0,0,0,0]
[2038,126,{"$f":"IF(LOADPROFILE=0.1,Results_10PoE!C3133,IF(LOADPROFILE=0.5,Results_50PoE!C3133,\"Invalid Load Profile %\"))","v":0},61.68181818181818,30.84090909090909,0,0,0,121.07599367178176,0,0,0,0,0,2.058850869411559E-2,2.8865647677819863E-3,false,false,3.3422903724213616E-2,0,0,0,0,0,0]
[2038,127,{"$f":"IF(LOADPROFILE=0.1,Results_10PoE!C3134,IF(LOADPROFILE=0.5,Results_50PoE!C3134,\"Invalid Load Profile %\"))","v":0},61.68181818181818,30.84090909090909,0,0,0,122.07599367178176,0,0,0,0,0,2.058850869411559E-2,2.8865647677819863E-3,false,false,3.3422903724213616E-2,0,0,0,0,0,0]
[2038,128,{"$f":"IF(LOADPROFILE=0.1,Results_10PoE!C3135,IF(LOADPROFILE=0.5,Results_50PoE!C3135,\"Invalid Load Profile %\"))","v":0},61.68181818181818,30.84090909090909,0,0,0,123.07599367178176,0,0,0,0,0,2.058850869411559E-2,2.8865647677819863E-3,false,false,3.3422903724213616E-2,0,0,0,0,0,0]
[2038,129,{"$f":"IF(LOADPROFILE=0.1,Results_10PoE!C3136,IF(LOADPROFILE=0.5,Results_50PoE!C3136,\"Invalid Load Profile %\"))","v":0},61.68181818181818,30.84090909090909,0,0,0,124.07599367178176,0,0,0,0,0,2.058850869411559E-2,2.8865647677819863E-3,false,false,3.3422903724213616E-2,0,0,0,0,0,0]
[2038,130,{"$f":"IF(LOADPROFILE=0.1,Results_10PoE!C3137,IF(LOADPROFILE=0.5,Results_50PoE!C3137,\"Invalid Load Profile %\"))","v":0},61.68181818181818,30.84090909090909,0,0,0,125.07599367178176,0,0,0,0,0,2.058850869411559E-2,2.8865647677819863E-3,false,false,3.3422903724213616E-2,0,0,0,0,0,0]
[2038,131,{"$f":"IF(LOADPROFILE=0.1,Results_10PoE!C3138,IF(LOADPROFILE=0.5,Results_50PoE!C3138,\"Invalid Load Profile %\"))","v":0},61.68181818181818,30.84090909090909,0,0,0,126.07599367178176,0,0,0,0,0,2.058850869411559E-2,2.8865647677819863E-3,false,false,3.3422903724213616E-2,0,0,0,0,0,0]
[2038,132,{"$f":"IF(LOADPROFILE=0.1,Results_10PoE!C3139,IF(LOADPROFILE=0.5,Results_50PoE!C3139,\"Invalid Load Profile %\"))","v":0},61.68181818181818,30.84090909090909,0,0,0,127.07599367178176,0,0,0,0,0,2.058850869411559E-2,2.8865647677819863E-3,false,false,3.3422903724213616E-2,0,0,0,0,0,0]
[2038,133,{"$f":"IF(LOADPROFILE=0.1,Results_10PoE!C3140,IF(LOADPROFILE=0.5,Results_50PoE!C3140,\"Invalid Load Profile %\"))","v":0},61.68181818181818,30.84090909090909,0,0,0,128.07599367178176,0,0,0,0,0,2.058850869411559E-2,2.8865647677819863E-3,false,false,3.3422903724213616E-2,0,0,0,0,0,0]
[2038,134,{"$f":"IF(LOADPROFILE=0.1,Results_10PoE!C3141,IF(LOADPROFILE=0.5,Results_50PoE!C3141,\"Invalid Load Profile %\"))","v":0},61.68181818181818,30.84090909090909,0,0,0,129.07599367178176,0,0,0,0,0,2.058850869411559E-2,2.8865647677819863E-3,false,false,3.3422903724213616E-2,0,0,0,0,0,0]
[2038,135,{"$f":"IF(LOADPROFILE=0.1,Results_10PoE!C3142,IF(LOADPROFILE=0.5,Results_50PoE!C3142,\"Invalid Load Profile %\"))","v":0},61.68181818181818,30.84090909090909,0,0,0,130.07599367178176,0,0,0,0,0,2.058850869411559E-2,2.8865647677819863E-3,false,false,3.3422903724213616E-2,0,0,0,0,0,0]
[2038,136,{"$f":"IF(LOADPROFILE=0.1,Results_10PoE!C3143,IF(LOADPROFILE=0.5,Results_50PoE!C3143,\"Invalid Load Profile %\"))","v":0},61.68181818181818,30.84090909090909,0,0,0,131.07599367178176,0,0,0,0,0,2.058850869411559E-2,2.8865647677819863E-3,false,false,3.3422903724213616E-2,0,0,0,0,0,0]
[2038,137,{"$f":"IF(LOADPROFILE=0.1,Results_10PoE!C3144,IF(LOADPROFILE=0.5,Results_50PoE!C3144,\"Invalid Load Profile %\"))","v":0},61.68181818181818,30.84090909090909,0,0,0,132.07599367178176,0,0,0,0,0,2.058850869411559E-2,2.8865647677819863E-3,false,false,3.3422903724213616E-2,0,0,0,0,0,0]
[2038,138,{"$f":"IF(LOADPROFILE=0.1,Results_10PoE!C3145,IF(LOADPROFILE=0.5,Results_50PoE!C3145,\"Invalid Load Profile %\"))","v":0},{"$f":"VLOOKUP($A3174,$Q$4:$AB$26,6,FALSE)","v":61.68181818181818},{"$f":"VLOOKUP($A3174,$Q$4:$AB$26,7,FALSE)","v":30.84090909090909},{"$f":"VLOOKUP($A3174,$Q$4:$AB$26,9,FALSE)","v":0},{"$f":"VLOOKUP($A3174,$Q$4:$AB$26,10,FALSE)","v":0},{"$f":"VLOOKUP($A3174,$Q$4:$AB$26,11,FALSE)","v":0},{"$f":"IF(B3174-VLOOKUP(A3174,$Q$4:$AB$26,12,FALSE)<0,0,B3174-VLOOKUP(A3174,$Q$4:$AB$26,12,FALSE))","v":133.07599367178176},{"$f":"IF(B3174=150,0,IF(IF($I3174>D3174,($I3174-D3174)*($C3174-$C3175),0)<0,0,IF($I3174>D3174,($I3174-D3174)*($C3174-$C3175),0)))*$Y$30","v":0},{"$f":"IF(C3174=150,0,IF(IF($I3174>E3174,($I3174-E3174)*($C3174-$C3175),0)<0,0,IF($I3174>E3174,($I3174-E3174)*($C3174-$C3175),0)))*$Y$30","v":0},{"$f":"IF(D3174=150,0,IF(IF($I3174>F3174,($I3174-F3174)*($C3174-$C3175),0)<0,0,IF($I3174>F3174,($I3174-F3174)*($C3174-$C3175),0)))*$Y$30","v":0},{"$f":"IF(E3174=150,0,IF(IF($I3174>G3174,($I3174-G3174)*($C3174-$C3175),0)<0,0,IF($I3174>G3174,($I3174-G3174)*($C3174-$C3175),0)))*$Y$30","v":0},{"$f":"IF(F3174=150,0,IF(IF($I3174>H3174,($I3174-H3174)*($C3174-$C3175),0)<0,0,IF($I3174>H3174,($I3174-H3174)*($C3174-$C3175),0)))*$Y$30","v":0},{"$f":"VLOOKUP($A3174, $Q$4:$BB$26,33,FALSE)","v":2.058850869411559E-2},{"$f":"VLOOKUP($A3174, $Q$4:$BB$26,34,FALSE)","v":2.8865647677819863E-3},{"$f":"VLOOKUP($A3174, $Q$4:$BB$26,35,FALSE)","v":false},{"$f":"VLOOKUP($A3174, $Q$4:$BB$26,36,FALSE)","v":false},{"$f":"VLOOKUP($A3174, $Q$4:$BB$26,37,FALSE)","v":3.3422903724213616E-2},{"$f":"J3174*1000*($S$34/365)","v":0},{"$f":"O3174*K3174*1000*($T$34/365)","v":0},{"$f":"P3174*L3174*1000*($U$34/365)","v":0},{"$f":"Q3174*M3174*1000*($V$34/365)","v":0},{"$f":"R3174*N3174*1000*($W$34/365)","v":0},{"$f":"S3174*K3174*1000*($X$34/365)","v":0}]
[2038,139,{"$f":"IF(LOADPROFILE=0.1,Results_10PoE!C3146,IF(LOADPROFILE=0.5,Results_50PoE!C3146,\"Invalid Load Profile %\"))","v":0},61.68181818181818,30.84090909090909,0,0,0,134.07599367178176,0,0,0,0,0,2.058850869411559E-2,2.8865647677819863E-3,false,false,3.3422903724213616E-2,0,0,0,0,0,0]
[2038,140,{"$f":"IF(LOADPROFILE=0.1,Results_10PoE!C3147,IF(LOADPROFILE=0.5,Results_50PoE!C3147,\"Invalid Load Profile %\"))","v":0},61.68181818181818,30.84090909090909,0,0,0,135.07599367178176,0,0,0,0,0,2.058850869411559E-2,2.8865647677819863E-3,false,false,3.3422903724213616E-2,0,0,0,0,0,0]
[2038,141,{"$f":"IF(LOADPROFILE=0.1,Results_10PoE!C3148,IF(LOADPROFILE=0.5,Results_50PoE!C3148,\"Invalid Load Profile %\"))","v":0},61.68181818181818,30.84090909090909,0,0,0,136.07599367178176,0,0,0,0,0,2.058850869411559E-2,2.8865647677819863E-3,false,false,3.3422903724213616E-2,0,0,0,0,0,0]
[2038,142,{"$f":"IF(LOADPROFILE=0.1,Results_10PoE!C3149,IF(LOADPROFILE=0.5,Results_50PoE!C3149,\"Invalid Load Profile %\"))","v":0},61.68181818181818,30.84090909090909,0,0,0,137.07599367178176,0,0,0,0,0,2.058850869411559E-2,2.8865647677819863E-3,false,false,3.3422903724213616E-2,0,0,0,0,0,0]
[2038,143,{"$f":"IF(LOADPROFILE=0.1,Results_10PoE!C3150,IF(LOADPROFILE=0.5,Results_50PoE!C3150,\"Invalid Load Profile %\"))","v":0},61.68181818181818,30.84090909090909,0,0,0,138.07599367178176,0,0,0,0,0,2.058850869411559E-2,2.8865647677819863E-3,false,false,3.3422903724213616E-2,0,0,0,0,0,0]
[2038,144,{"$f":"IF(LOADPROFILE=0.1,Results_10PoE!C3151,IF(LOADPROFILE=0.5,Results_50PoE!C3151,\"Invalid Load Profile %\"))","v":0},61.68181818181818,30.84090909090909,0,0,0,139.07599367178176,0,0,0,0,0,2.058850869411559E-2,2.8865647677819863E-3,false,false,3.3422903724213616E-2,0,0,0,0,0,0]
[2038,145,{"$f":"IF(LOADPROFILE=0.1,Results_10PoE!C3152,IF(LOADPROFILE=0.5,Results_50PoE!C3152,\"Invalid Load Profile %\"))","v":0},61.68181818181818,30.84090909090909,0,0,0,140.07599367178176,0,0,0,0,0,2.058850869411559E-2,2.8865647677819863E-3,false,false,3.3422903724213616E-2,0,0,0,0,0,0]
[2038,146,{"$f":"IF(LOADPROFILE=0.1,Results_10PoE!C3153,IF(LOADPROFILE=0.5,Results_50PoE!C3153,\"Invalid Load Profile %\"))","v":0},61.68181818181818,30.84090909090909,0,0,0,141.07599367178176,0,0,0,0,0,2.058850869411559E-2,2.8865647677819863E-3,false,false,3.3422903724213616E-2,0,0,0,0,0,0]
[2038,147,{"$f":"IF(LOADPROFILE=0.1,Results_10PoE!C3154,IF(LOADPROFILE=0.5,Results_50PoE!C3154,\"Invalid Load Profile %\"))","v":0},61.68181818181818,30.84090909090909,0,0,0,142.07599367178176,0,0,0,0,0,2.058850869411559E-2,2.8865647677819863E-3,false,false,3.3422903724213616E-2,0,0,0,0,0,0]
[2038,148,{"$f":"IF(LOADPROFILE=0.1,Results_10PoE!C3155,IF(LOADPROFILE=0.5,Results_50PoE!C3155,\"Invalid Load Profile %\"))","v":0},61.68181818181818,30.84090909090909,0,0,0,143.07599367178176,0,0,0,0,0,2.058850869411559E-2,2.8865647677819863E-3,false,false,3.3422903724213616E-2,0,0,0,0,0,0]
[2038,149,{"$f":"IF(LOADPROFILE=0.1,Results_10PoE!C3156,IF(LOADPROFILE=0.5,Results_50PoE!C3156,\"Invalid Load Profile %\"))","v":0},61.68181818181818,30.84090909090909,0,0,0,144.07599367178176,0,0,0,0,0,2.058850869411559E-2,2.8865647677819863E-3,false,false,3.3422903724213616E-2,0,0,0,0,0,0]
[2038,150,{"$f":"IF(LOADPROFILE=0.1,Results_10PoE!C3157,IF(LOADPROFILE=0.5,Results_50PoE!C3157,\"Invalid Load Profile %\"))","v":0},61.68181818181818,30.84090909090909,0,0,0,145.07599367178176,0,0,0,0,0,2.058850869411559E-2,2.8865647677819863E-3,false,false,3.3422903724213616E-2,0,0,0,0,0,0]
[2039,1,{"$f":"IF(LOADPROFILE=0.1,Results_10PoE!C3158,IF(LOADPROFILE=0.5,Results_50PoE!C3158,\"Invalid Load Profile %\"))","v":8760},61.68181818181818,30.84090909090909,0,0,0,0,0,0,0,0,0,2.1290946647587555E-2,2.9878371935260412E-3,false,false,3.4563225077252527E-2,0,0,0,0,0,0]
[2039,2,{"$f":"IF(LOADPROFILE=0.1,Results_10PoE!C3159,IF(LOADPROFILE=0.5,Results_50PoE!C3159,\"Invalid Load Profile %\"))","v":8760},61.68181818181818,30.84090909090909,0,0,0,0,0,0,0,0,0,2.1290946647587555E-2,2.9878371935260412E-3,false,false,3.4563225077252527E-2,0,0,0,0,0,0]
[2039,3,{"$f":"IF(LOADPROFILE=0.1,Results_10PoE!C3160,IF(LOADPROFILE=0.5,Results_50PoE!C3160,\"Invalid Load Profile %\"))","v":8760},61.68181818181818,30.84090909090909,0,0,0,0,0,0,0,0,0,2.1290946647587555E-2,2.9878371935260412E-3,false,false,3.4563225077252527E-2,0,0,0,0,0,0]
[2039,4,{"$f":"IF(LOADPROFILE=0.1,Results_10PoE!C3161,IF(LOADPROFILE=0.5,Results_50PoE!C3161,\"Invalid Load Profile %\"))","v":8752},61.68181818181818,30.84090909090909,0,0,0,0,0,0,0,0,0,2.1290946647587555E-2,2.9878371935260412E-3,false,false,3.4563225077252527E-2,0,0,0,0,0,0]
[2039,5,{"$f":"IF(LOADPROFILE=0.1,Results_10PoE!C3162,IF(LOADPROFILE=0.5,Results_50PoE!C3162,\"Invalid Load Profile %\"))","v":8578},61.68181818181818,30.84090909090909,0,0,0,9.0667927020096073E-2,0,0,64.80075309783804,64.80075309783804,64.80075309783804,2.1290946647587555E-2,2.9878371935260412E-3,false,false,3.4563225077252527E-2,0,0,64.502670118753286,0,0,0]
[2039,6,{"$f":"IF(LOADPROFILE=0.1,Results_10PoE!C3163,IF(LOADPROFILE=0.5,Results_50PoE!C3163,\"Invalid Load Profile %\"))","v":7857},61.68181818181818,30.84090909090909,0,0,0,1.0906679270200961,0,0,1251.9650452805727,1251.9650452805727,1251.9650452805727,2.1290946647587555E-2,2.9878371935260412E-3,false,false,3.4563225077252527E-2,0,0,1246.206015445784,0,0,0]
[2039,7,{"$f":"IF(LOADPROFILE=0.1,Results_10PoE!C3164,IF(LOADPROFILE=0.5,Results_50PoE!C3164,\"Invalid Load Profile %\"))","v":6699},61.68181818181818,30.84090909090909,0,0,0,2.0906679270200961,0,0,2424.7223777095815,2424.7223777095815,2424.7223777095815,2.1290946647587555E-2,2.9878371935260412E-3,false,false,3.4563225077252527E-2,0,0,2413.568672926091,0,0,0]
[2039,8,{"$f":"IF(LOADPROFILE=0.1,Results_10PoE!C3165,IF(LOADPROFILE=0.5,Results_50PoE!C3165,\"Invalid Load Profile %\"))","v":5529},61.68181818181818,30.84090909090909,0,0,0,3.0906679270200961,0,0,2181.3403906998142,2181.3403906998142,2181.3403906998142,2.1290946647587555E-2,2.9878371935260412E-3,false,false,3.4563225077252527E-2,0,0,2171.3062412343602,0,0,0]
[2039,9,{"$f":"IF(LOADPROFILE=0.1,Results_10PoE!C3166,IF(LOADPROFILE=0.5,Results_50PoE!C3166,\"Invalid Load Profile %\"))","v":4817},61.68181818181818,30.84090909090909,0,0,0,4.0906679270200961,0,0,2834.4089032153697,2834.4089032153697,2834.4089032153697,2.1290946647587555E-2,2.9878371935260412E-3,false,false,3.4563225077252527E-2,0,0,2821.3706434818891,0,0,0]
[2039,10,{"$f":"IF(LOADPROFILE=0.1,Results_10PoE!C3167,IF(LOADPROFILE=0.5,Results_50PoE!C3167,\"Invalid Load Profile %\"))","v":4118},61.68181818181818,30.84090909090909,0,0,0,5.0906679270200961,0,0,4253.9604207897974,4253.9604207897974,4253.9604207897974,2.1290946647587555E-2,2.9878371935260412E-3,false,false,3.4563225077252527E-2,0,0,4234.3922347037014,0,0,0]
[2039,11,{"$f":"IF(LOADPROFILE=0.1,Results_10PoE!C3168,IF(LOADPROFILE=0.5,Results_50PoE!C3168,\"Invalid Load Profile %\"))","v":3275},61.68181818181818,30.84090909090909,0,0,0,6.0906679270200961,0,0,3556.0783293550321,3556.0783293550321,3556.0783293550321,2.1290946647587555E-2,2.9878371935260412E-3,false,false,3.4563225077252527E-2,0,0,3539.7203956644703,0,0,0]
[2039,12,{"$f":"IF(LOADPROFILE=0.1,Results_10PoE!C3169,IF(LOADPROFILE=0.5,Results_50PoE!C3169,\"Invalid Load Profile %\"))","v":2686},61.68181818181818,30.84090909090909,0,0,0,7.0906679270200961,0,0,4772.5229240882782,4772.5229240882782,4772.5229240882782,2.1290946647587555E-2,2.9878371935260412E-3,false,false,3.4563225077252527E-2,0,0,4750.5693543695033,0,0,0]
[2039,13,{"$f":"IF(LOADPROFILE=0.1,Results_10PoE!C3170,IF(LOADPROFILE=0.5,Results_50PoE!C3170,\"Invalid Load Profile %\"))","v":2007},61.68181818181818,30.84090909090909,0,0,0,8.0906679270200961,0,0,7586.9393938478215,7586.9393938478215,7586.9393938478215,2.1290946647587555E-2,2.9878371935260412E-3,false,false,3.4563225077252527E-2,0,0,7552.0395294397777,0,0,0]
[2039,14,{"$f":"IF(LOADPROFILE=0.1,Results_10PoE!C3171,IF(LOADPROFILE=0.5,Results_50PoE!C3171,\"Invalid Load Profile %\"))","v":1061},61.68181818181818,30.84090909090909,0,0,0,9.0906679270200961,0,0,5596.0101810249998,5596.0101810249998,5596.0101810249998,2.1290946647587555E-2,2.9878371935260412E-3,false,false,3.4563225077252527E-2,0,0,5570.2685760897912,0,0,0]
[2039,15,{"$f":"IF(LOADPROFILE=0.1,Results_10PoE!C3172,IF(LOADPROFILE=0.5,Results_50PoE!C3172,\"Invalid Load Profile %\"))","v":440},61.68181818181818,30.84090909090909,0,0,0,10.090667927020096,0,0,2500.6391429120167,2500.6391429120167,2500.6391429120167,2.1290946647587555E-2,2.9878371935260412E-3,false,false,3.4563225077252527E-2,0,0,2489.1362215769864,0,0,0]
[2039,16,{"$f":"IF(LOADPROFILE=0.1,Results_10PoE!C3173,IF(LOADPROFILE=0.5,Results_50PoE!C3173,\"Invalid Load Profile %\"))","v":190},61.68181818181818,30.84090909090909,0,0,0,11.090667927020096,0,0,1154.3515837375189,1154.3515837375189,1154.3515837375189,2.1290946647587555E-2,2.9878371935260412E-3,false,false,3.4563225077252527E-2,0,0,1149.0415750949933,0,0,0]
[2039,17,{"$f":"IF(LOADPROFILE=0.1,Results_10PoE!C3174,IF(LOADPROFILE=0.5,Results_50PoE!C3174,\"Invalid Load Profile %\"))","v":85},61.68181818181818,30.84090909090909,0,0,0,12.090667927020096,0,0,575.28444683519604,575.28444683519604,575.28444683519604,2.1290946647587555E-2,2.9878371935260412E-3,false,false,3.4563225077252527E-2,0,0,572.63814268692715,0,0,0]
[2039,18,{"$f":"IF(LOADPROFILE=0.1,Results_10PoE!C3175,IF(LOADPROFILE=0.5,Results_50PoE!C3175,\"Invalid Load Profile %\"))","v":37},61.68181818181818,30.84090909090909,0,0,0,13.090667927020096,0,0,324.40901694439606,324.40901694439606,324.40901694439606,2.1290946647587555E-2,2.9878371935260412E-3,false,false,3.4563225077252527E-2,0,0,322.91673789531251,0,0,0]
[2039,19,{"$f":"IF(LOADPROFILE=0.1,Results_10PoE!C3176,IF(LOADPROFILE=0.5,Results_50PoE!C3176,\"Invalid Load Profile %\"))","v":12},61.68181818181818,30.84090909090909,0,0,0,14.090667927020096,0,0,111.74102970521412,111.74102970521412,111.74102970521412,2.1290946647587555E-2,2.9878371935260412E-3,false,false,3.4563225077252527E-2,0,0,111.22702180517878,0,0,0]
[2039,20,{"$f":"IF(LOADPROFILE=0.1,Results_10PoE!C3177,IF(LOADPROFILE=0.5,Results_50PoE!C3177,\"Invalid Load Profile %\"))","v":4},61.68181818181818,30.84090909090909,0,0,0,15.090667927020096,0,0,44.87669024558307,44.87669024558307,44.87669024558307,2.1290946647587555E-2,2.9878371935260412E-3,false,false,3.4563225077252527E-2,0,0,44.670257806446592,0,0,0]
[2039,21,{"$f":"IF(LOADPROFILE=0.1,Results_10PoE!C3178,IF(LOADPROFILE=0.5,Results_50PoE!C3178,\"Invalid Load Profile %\"))","v":1},61.68181818181818,30.84090909090909,0,0,0,16.090667927020096,0,0,15.950164783903615,15.950164783903615,15.950164783903615,2.1290946647587555E-2,2.9878371935260412E-3,false,false,3.4563225077252527E-2,0,0,15.876794145317049,0,0,0]
[2039,22,{"$f":"IF(LOADPROFILE=0.1,Results_10PoE!C3179,IF(LOADPROFILE=0.5,Results_50PoE!C3179,\"Invalid Load Profile %\"))","v":0},61.68181818181818,30.84090909090909,0,0,0,17.090667927020096,0,0,0,0,0,2.1290946647587555E-2,2.9878371935260412E-3,false,false,3.4563225077252527E-2,0,0,0,0,0,0]
[2039,23,{"$f":"IF(LOADPROFILE=0.1,Results_10PoE!C3180,IF(LOADPROFILE=0.5,Results_50PoE!C3180,\"Invalid Load Profile %\"))","v":0},61.68181818181818,30.84090909090909,0,0,0,18.090667927020096,0,0,0,0,0,2.1290946647587555E-2,2.9878371935260412E-3,false,false,3.4563225077252527E-2,0,0,0,0,0,0]
[2039,24,{"$f":"IF(LOADPROFILE=0.1,Results_10PoE!C3181,IF(LOADPROFILE=0.5,Results_50PoE!C3181,\"Invalid Load Profile %\"))","v":0},61.68181818181818,30.84090909090909,0,0,0,19.090667927020096,0,0,0,0,0,2.1290946647587555E-2,2.9878371935260412E-3,false,false,3.4563225077252527E-2,0,0,0,0,0,0]
[2039,25,{"$f":"IF(LOADPROFILE=0.1,Results_10PoE!C3182,IF(LOADPROFILE=0.5,Results_50PoE!C3182,\"Invalid Load Profile %\"))","v":0},61.68181818181818,30.84090909090909,0,0,0,20.090667927020096,0,0,0,0,0,2.1290946647587555E-2,2.9878371935260412E-3,false,false,3.4563225077252527E-2,0,0,0,0,0,0]
[2039,26,{"$f":"IF(LOADPROFILE=0.1,Results_10PoE!C3183,IF(LOADPROFILE=0.5,Results_50PoE!C3183,\"Invalid Load Profile %\"))","v":0},61.68181818181818,30.84090909090909,0,0,0,21.090667927020096,0,0,0,0,0,2.1290946647587555E-2,2.9878371935260412E-3,false,false,3.4563225077252527E-2,0,0,0,0,0,0]
[2039,27,{"$f":"IF(LOADPROFILE=0.1,Results_10PoE!C3184,IF(LOADPROFILE=0.5,Results_50PoE!C3184,\"Invalid Load Profile %\"))","v":0},61.68181818181818,30.84090909090909,0,0,0,22.090667927020096,0,0,0,0,0,2.1290946647587555E-2,2.9878371935260412E-3,false,false,3.4563225077252527E-2,0,0,0,0,0,0]
[2039,28,{"$f":"IF(LOADPROFILE=0.1,Results_10PoE!C3185,IF(LOADPROFILE=0.5,Results_50PoE!C3185,\"Invalid Load Profile %\"))","v":0},61.68181818181818,30.84090909090909,0,0,0,23.090667927020096,0,0,0,0,0,2.1290946647587555E-2,2.9878371935260412E-3,false,false,3.4563225077252527E-2,0,0,0,0,0,0]
[2039,29,{"$f":"IF(LOADPROFILE=0.1,Results_10PoE!C3186,IF(LOADPROFILE=0.5,Results_50PoE!C3186,\"Invalid Load Profile %\"))","v":0},61.68181818181818,30.84090909090909,0,0,0,24.090667927020096,0,0,0,0,0,2.1290946647587555E-2,2.9878371935260412E-3,false,false,3.4563225077252527E-2,0,0,0,0,0,0]
[2039,30,{"$f":"IF(LOADPROFILE=0.1,Results_10PoE!C3187,IF(LOADPROFILE=0.5,Results_50PoE!C3187,\"Invalid Load Profile %\"))","v":0},61.68181818181818,30.84090909090909,0,0,0,25.090667927020096,0,0,0,0,0,2.1290946647587555E-2,2.9878371935260412E-3,false,false,3.4563225077252527E-2,0,0,0,0,0,0]
[2039,31,{"$f":"IF(LOADPROFILE=0.1,Results_10PoE!C3188,IF(LOADPROFILE=0.5,Results_50PoE!C3188,\"Invalid Load Profile %\"))","v":0},61.68181818181818,30.84090909090909,0,0,0,26.090667927020096,0,0,0,0,0,2.1290946647587555E-2,2.9878371935260412E-3,false,false,3.4563225077252527E-2,0,0,0,0,0,0]
[2039,32,{"$f":"IF(LOADPROFILE=0.1,Results_10PoE!C3189,IF(LOADPROFILE=0.5,Results_50PoE!C3189,\"Invalid Load Profile %\"))","v":0},61.68181818181818,30.84090909090909,0,0,0,27.090667927020096,0,0,0,0,0,2.1290946647587555E-2,2.9878371935260412E-3,false,false,3.4563225077252527E-2,0,0,0,0,0,0]
[2039,33,{"$f":"IF(LOADPROFILE=0.1,Results_10PoE!C3190,IF(LOADPROFILE=0.5,Results_50PoE!C3190,\"Invalid Load Profile %\"))","v":0},61.68181818181818,30.84090909090909,0,0,0,28.090667927020096,0,0,0,0,0,2.1290946647587555E-2,2.9878371935260412E-3,false,false,3.4563225077252527E-2,0,0,0,0,0,0]
[2039,34,{"$f":"IF(LOADPROFILE=0.1,Results_10PoE!C3191,IF(LOADPROFILE=0.5,Results_50PoE!C3191,\"Invalid Load Profile %\"))","v":0},61.68181818181818,30.84090909090909,0,0,0,29.090667927020096,0,0,0,0,0,2.1290946647587555E-2,2.9878371935260412E-3,false,false,3.4563225077252527E-2,0,0,0,0,0,0]
[2039,35,{"$f":"IF(LOADPROFILE=0.1,Results_10PoE!C3192,IF(LOADPROFILE=0.5,Results_50PoE!C3192,\"Invalid Load Profile %\"))","v":0},61.68181818181818,30.84090909090909,0,0,0,30.090667927020096,0,0,0,0,0,2.1290946647587555E-2,2.9878371935260412E-3,false,false,3.4563225077252527E-2,0,0,0,0,0,0]
[2039,36,{"$f":"IF(LOADPROFILE=0.1,Results_10PoE!C3193,IF(LOADPROFILE=0.5,Results_50PoE!C3193,\"Invalid Load Profile %\"))","v":0},61.68181818181818,30.84090909090909,0,0,0,31.090667927020096,0,0,0,0,0,2.1290946647587555E-2,2.9878371935260412E-3,false,false,3.4563225077252527E-2,0,0,0,0,0,0]
[2039,37,{"$f":"IF(LOADPROFILE=0.1,Results_10PoE!C3194,IF(LOADPROFILE=0.5,Results_50PoE!C3194,\"Invalid Load Profile %\"))","v":0},61.68181818181818,30.84090909090909,0,0,0,32.090667927020093,0,0,0,0,0,2.1290946647587555E-2,2.9878371935260412E-3,false,false,3.4563225077252527E-2,0,0,0,0,0,0]
[2039,38,{"$f":"IF(LOADPROFILE=0.1,Results_10PoE!C3195,IF(LOADPROFILE=0.5,Results_50PoE!C3195,\"Invalid Load Profile %\"))","v":0},61.68181818181818,30.84090909090909,0,0,0,33.090667927020093,0,0,0,0,0,2.1290946647587555E-2,2.9878371935260412E-3,false,false,3.4563225077252527E-2,0,0,0,0,0,0]
[2039,39,{"$f":"IF(LOADPROFILE=0.1,Results_10PoE!C3196,IF(LOADPROFILE=0.5,Results_50PoE!C3196,\"Invalid Load Profile %\"))","v":0},61.68181818181818,30.84090909090909,0,0,0,34.090667927020093,0,0,0,0,0,2.1290946647587555E-2,2.9878371935260412E-3,false,false,3.4563225077252527E-2,0,0,0,0,0,0]
[2039,40,{"$f":"IF(LOADPROFILE=0.1,Results_10PoE!C3197,IF(LOADPROFILE=0.5,Results_50PoE!C3197,\"Invalid Load Profile %\"))","v":0},61.68181818181818,30.84090909090909,0,0,0,35.090667927020093,0,0,0,0,0,2.1290946647587555E-2,2.9878371935260412E-3,false,false,3.4563225077252527E-2,0,0,0,0,0,0]
[2039,41,{"$f":"IF(LOADPROFILE=0.1,Results_10PoE!C3198,IF(LOADPROFILE=0.5,Results_50PoE!C3198,\"Invalid Load Profile %\"))","v":0},61.68181818181818,30.84090909090909,0,0,0,36.090667927020093,0,0,0,0,0,2.1290946647587555E-2,2.9878371935260412E-3,false,false,3.4563225077252527E-2,0,0,0,0,0,0]
[2039,42,{"$f":"IF(LOADPROFILE=0.1,Results_10PoE!C3199,IF(LOADPROFILE=0.5,Results_50PoE!C3199,\"Invalid Load Profile %\"))","v":0},61.68181818181818,30.84090909090909,0,0,0,37.090667927020093,0,0,0,0,0,2.1290946647587555E-2,2.9878371935260412E-3,false,false,3.4563225077252527E-2,0,0,0,0,0,0]
[2039,43,{"$f":"IF(LOADPROFILE=0.1,Results_10PoE!C3200,IF(LOADPROFILE=0.5,Results_50PoE!C3200,\"Invalid Load Profile %\"))","v":0},61.68181818181818,30.84090909090909,0,0,0,38.090667927020093,0,0,0,0,0,2.1290946647587555E-2,2.9878371935260412E-3,false,false,3.4563225077252527E-2,0,0,0,0,0,0]
[2039,44,{"$f":"IF(LOADPROFILE=0.1,Results_10PoE!C3201,IF(LOADPROFILE=0.5,Results_50PoE!C3201,\"Invalid Load Profile %\"))","v":0},61.68181818181818,30.84090909090909,0,0,0,39.090667927020093,0,0,0,0,0,2.1290946647587555E-2,2.9878371935260412E-3,false,false,3.4563225077252527E-2,0,0,0,0,0,0]
[2039,45,{"$f":"IF(LOADPROFILE=0.1,Results_10PoE!C3202,IF(LOADPROFILE=0.5,Results_50PoE!C3202,\"Invalid Load Profile %\"))","v":0},61.68181818181818,30.84090909090909,0,0,0,40.090667927020093,0,0,0,0,0,2.1290946647587555E-2,2.9878371935260412E-3,false,false,3.4563225077252527E-2,0,0,0,0,0,0]
[2039,46,{"$f":"IF(LOADPROFILE=0.1,Results_10PoE!C3203,IF(LOADPROFILE=0.5,Results_50PoE!C3203,\"Invalid Load Profile %\"))","v":0},61.68181818181818,30.84090909090909,0,0,0,41.090667927020093,0,0,0,0,0,2.1290946647587555E-2,2.9878371935260412E-3,false,false,3.4563225077252527E-2,0,0,0,0,0,0]
[2039,47,{"$f":"IF(LOADPROFILE=0.1,Results_10PoE!C3204,IF(LOADPROFILE=0.5,Results_50PoE!C3204,\"Invalid Load Profile %\"))","v":0},61.68181818181818,30.84090909090909,0,0,0,42.090667927020093,0,0,0,0,0,2.1290946647587555E-2,2.9878371935260412E-3,false,false,3.4563225077252527E-2,0,0,0,0,0,0]
[2039,48,{"$f":"IF(LOADPROFILE=0.1,Results_10PoE!C3205,IF(LOADPROFILE=0.5,Results_50PoE!C3205,\"Invalid Load Profile %\"))","v":0},61.68181818181818,30.84090909090909,0,0,0,43.090667927020093,0,0,0,0,0,2.1290946647587555E-2,2.9878371935260412E-3,false,false,3.4563225077252527E-2,0,0,0,0,0,0]
[2039,49,{"$f":"IF(LOADPROFILE=0.1,Results_10PoE!C3206,IF(LOADPROFILE=0.5,Results_50PoE!C3206,\"Invalid Load Profile %\"))","v":0},61.68181818181818,30.84090909090909,0,0,0,44.090667927020093,0,0,0,0,0,2.1290946647587555E-2,2.9878371935260412E-3,false,false,3.4563225077252527E-2,0,0,0,0,0,0]
[2039,50,{"$f":"IF(LOADPROFILE=0.1,Results_10PoE!C3207,IF(LOADPROFILE=0.5,Results_50PoE!C3207,\"Invalid Load Profile %\"))","v":0},61.68181818181818,30.84090909090909,0,0,0,45.090667927020093,0,0,0,0,0,2.1290946647587555E-2,2.9878371935260412E-3,false,false,3.4563225077252527E-2,0,0,0,0,0,0]
[2039,51,{"$f":"IF(LOADPROFILE=0.1,Results_10PoE!C3208,IF(LOADPROFILE=0.5,Results_50PoE!C3208,\"Invalid Load Profile %\"))","v":0},61.68181818181818,30.84090909090909,0,0,0,46.090667927020093,0,0,0,0,0,2.1290946647587555E-2,2.9878371935260412E-3,false,false,3.4563225077252527E-2,0,0,0,0,0,0]
[2039,52,{"$f":"IF(LOADPROFILE=0.1,Results_10PoE!C3209,IF(LOADPROFILE=0.5,Results_50PoE!C3209,\"Invalid Load Profile %\"))","v":0},{"$f":"VLOOKUP($A3238,$Q$4:$AB$26,6,FALSE)","v":61.68181818181818},{"$f":"VLOOKUP($A3238,$Q$4:$AB$26,7,FALSE)","v":30.84090909090909},{"$f":"VLOOKUP($A3238,$Q$4:$AB$26,9,FALSE)","v":0},{"$f":"VLOOKUP($A3238,$Q$4:$AB$26,10,FALSE)","v":0},{"$f":"VLOOKUP($A3238,$Q$4:$AB$26,11,FALSE)","v":0},{"$f":"IF(B3238-VLOOKUP(A3238,$Q$4:$AB$26,12,FALSE)<0,0,B3238-VLOOKUP(A3238,$Q$4:$AB$26,12,FALSE))","v":47.090667927020093},{"$f":"IF(B3238=150,0,IF(IF($I3238>D3238,($I3238-D3238)*($C3238-$C3239),0)<0,0,IF($I3238>D3238,($I3238-D3238)*($C3238-$C3239),0)))*$Y$30","v":0},{"$f":"IF(C3238=150,0,IF(IF($I3238>E3238,($I3238-E3238)*($C3238-$C3239),0)<0,0,IF($I3238>E3238,($I3238-E3238)*($C3238-$C3239),0)))*$Y$30","v":0},{"$f":"IF(D3238=150,0,IF(IF($I3238>F3238,($I3238-F3238)*($C3238-$C3239),0)<0,0,IF($I3238>F3238,($I3238-F3238)*($C3238-$C3239),0)))*$Y$30","v":0},{"$f":"IF(E3238=150,0,IF(IF($I3238>G3238,($I3238-G3238)*($C3238-$C3239),0)<0,0,IF($I3238>G3238,($I3238-G3238)*($C3238-$C3239),0)))*$Y$30","v":0},{"$f":"IF(F3238=150,0,IF(IF($I3238>H3238,($I3238-H3238)*($C3238-$C3239),0)<0,0,IF($I3238>H3238,($I3238-H3238)*($C3238-$C3239),0)))*$Y$30","v":0},{"$f":"VLOOKUP($A3238, $Q$4:$BB$26,33,FALSE)","v":2.1290946647587555E-2},{"$f":"VLOOKUP($A3238, $Q$4:$BB$26,34,FALSE)","v":2.9878371935260412E-3},{"$f":"VLOOKUP($A3238, $Q$4:$BB$26,35,FALSE)","v":false},{"$f":"VLOOKUP($A3238, $Q$4:$BB$26,36,FALSE)","v":false},{"$f":"VLOOKUP($A3238, $Q$4:$BB$26,37,FALSE)","v":3.4563225077252527E-2},{"$f":"J3238*1000*($S$34/365)","v":0},{"$f":"O3238*K3238*1000*($T$34/365)","v":0},{"$f":"P3238*L3238*1000*($U$34/365)","v":0},{"$f":"Q3238*M3238*1000*($V$34/365)","v":0},{"$f":"R3238*N3238*1000*($W$34/365)","v":0},{"$f":"S3238*K3238*1000*($X$34/365)","v":0}]
[2039,53,{"$f":"IF(LOADPROFILE=0.1,Results_10PoE!C3210,IF(LOADPROFILE=0.5,Results_50PoE!C3210,\"Invalid Load Profile %\"))","v":0},61.68181818181818,30.84090909090909,0,0,0,48.090667927020093,0,0,0,0,0,2.1290946647587555E-2,2.9878371935260412E-3,false,false,3.4563225077252527E-2,0,0,0,0,0,0]
[2039,54,{"$f":"IF(LOADPROFILE=0.1,Results_10PoE!C3211,IF(LOADPROFILE=0.5,Results_50PoE!C3211,\"Invalid Load Profile %\"))","v":0},61.68181818181818,30.84090909090909,0,0,0,49.090667927020093,0,0,0,0,0,2.1290946647587555E-2,2.9878371935260412E-3,false,false,3.4563225077252527E-2,0,0,0,0,0,0]
[2039,55,{"$f":"IF(LOADPROFILE=0.1,Results_10PoE!C3212,IF(LOADPROFILE=0.5,Results_50PoE!C3212,\"Invalid Load Profile %\"))","v":0},61.68181818181818,30.84090909090909,0,0,0,50.090667927020093,0,0,0,0,0,2.1290946647587555E-2,2.9878371935260412E-3,false,false,3.4563225077252527E-2,0,0,0,0,0,0]
[2039,56,{"$f":"IF(LOADPROFILE=0.1,Results_10PoE!C3213,IF(LOADPROFILE=0.5,Results_50PoE!C3213,\"Invalid Load Profile %\"))","v":0},61.68181818181818,30.84090909090909,0,0,0,51.090667927020093,0,0,0,0,0,2.1290946647587555E-2,2.9878371935260412E-3,false,false,3.4563225077252527E-2,0,0,0,0,0,0]
[2039,57,{"$f":"IF(LOADPROFILE=0.1,Results_10PoE!C3214,IF(LOADPROFILE=0.5,Results_50PoE!C3214,\"Invalid Load Profile %\"))","v":0},61.68181818181818,30.84090909090909,0,0,0,52.090667927020093,0,0,0,0,0,2.1290946647587555E-2,2.9878371935260412E-3,false,false,3.4563225077252527E-2,0,0,0,0,0,0]
[2039,58,{"$f":"IF(LOADPROFILE=0.1,Results_10PoE!C3215,IF(LOADPROFILE=0.5,Results_50PoE!C3215,\"Invalid Load Profile %\"))","v":0},61.68181818181818,30.84090909090909,0,0,0,53.090667927020093,0,0,0,0,0,2.1290946647587555E-2,2.9878371935260412E-3,false,false,3.4563225077252527E-2,0,0,0,0,0,0]
[2039,59,{"$f":"IF(LOADPROFILE=0.1,Results_10PoE!C3216,IF(LOADPROFILE=0.5,Results_50PoE!C3216,\"Invalid Load Profile %\"))","v":0},61.68181818181818,30.84090909090909,0,0,0,54.090667927020093,0,0,0,0,0,2.1290946647587555E-2,2.9878371935260412E-3,false,false,3.4563225077252527E-2,0,0,0,0,0,0]
[2039,60,{"$f":"IF(LOADPROFILE=0.1,Results_10PoE!C3217,IF(LOADPROFILE=0.5,Results_50PoE!C3217,\"Invalid Load Profile %\"))","v":0},61.68181818181818,30.84090909090909,0,0,0,55.090667927020093,0,0,0,0,0,2.1290946647587555E-2,2.9878371935260412E-3,false,false,3.4563225077252527E-2,0,0,0,0,0,0]
[2039,61,{"$f":"IF(LOADPROFILE=0.1,Results_10PoE!C3218,IF(LOADPROFILE=0.5,Results_50PoE!C3218,\"Invalid Load Profile %\"))","v":0},61.68181818181818,30.84090909090909,0,0,0,56.090667927020093,0,0,0,0,0,2.1290946647587555E-2,2.9878371935260412E-3,false,false,3.4563225077252527E-2,0,0,0,0,0,0]
[2039,62,{"$f":"IF(LOADPROFILE=0.1,Results_10PoE!C3219,IF(LOADPROFILE=0.5,Results_50PoE!C3219,\"Invalid Load Profile %\"))","v":0},61.68181818181818,30.84090909090909,0,0,0,57.090667927020093,0,0,0,0,0,2.1290946647587555E-2,2.9878371935260412E-3,false,false,3.4563225077252527E-2,0,0,0,0,0,0]
[2039,63,{"$f":"IF(LOADPROFILE=0.1,Results_10PoE!C3220,IF(LOADPROFILE=0.5,Results_50PoE!C3220,\"Invalid Load Profile %\"))","v":0},61.68181818181818,30.84090909090909,0,0,0,58.090667927020093,0,0,0,0,0,2.1290946647587555E-2,2.9878371935260412E-3,false,false,3.4563225077252527E-2,0,0,0,0,0,0]
[2039,64,{"$f":"IF(LOADPROFILE=0.1,Results_10PoE!C3221,IF(LOADPROFILE=0.5,Results_50PoE!C3221,\"Invalid Load Profile %\"))","v":0},61.68181818181818,30.84090909090909,0,0,0,59.090667927020093,0,0,0,0,0,2.1290946647587555E-2,2.9878371935260412E-3,false,false,3.4563225077252527E-2,0,0,0,0,0,0]
[2039,65,{"$f":"IF(LOADPROFILE=0.1,Results_10PoE!C3222,IF(LOADPROFILE=0.5,Results_50PoE!C3222,\"Invalid Load Profile %\"))","v":0},61.68181818181818,30.84090909090909,0,0,0,60.090667927020093,0,0,0,0,0,2.1290946647587555E-2,2.9878371935260412E-3,false,false,3.4563225077252527E-2,0,0,0,0,0,0]
[2039,66,{"$f":"IF(LOADPROFILE=0.1,Results_10PoE!C3223,IF(LOADPROFILE=0.5,Results_50PoE!C3223,\"Invalid Load Profile %\"))","v":0},61.68181818181818,30.84090909090909,0,0,0,61.090667927020093,0,0,0,0,0,2.1290946647587555E-2,2.9878371935260412E-3,false,false,3.4563225077252527E-2,0,0,0,0,0,0]
[2039,67,{"$f":"IF(LOADPROFILE=0.1,Results_10PoE!C3224,IF(LOADPROFILE=0.5,Results_50PoE!C3224,\"Invalid Load Profile %\"))","v":0},61.68181818181818,30.84090909090909,0,0,0,62.090667927020093,0,0,0,0,0,2.1290946647587555E-2,2.9878371935260412E-3,false,false,3.4563225077252527E-2,0,0,0,0,0,0]
[2039,68,{"$f":"IF(LOADPROFILE=0.1,Results_10PoE!C3225,IF(LOADPROFILE=0.5,Results_50PoE!C3225,\"Invalid Load Profile %\"))","v":0},61.68181818181818,30.84090909090909,0,0,0,63.090667927020093,0,0,0,0,0,2.1290946647587555E-2,2.9878371935260412E-3,false,false,3.4563225077252527E-2,0,0,0,0,0,0]
[2039,69,{"$f":"IF(LOADPROFILE=0.1,Results_10PoE!C3226,IF(LOADPROFILE=0.5,Results_50PoE!C3226,\"Invalid Load Profile %\"))","v":0},61.68181818181818,30.84090909090909,0,0,0,64.090667927020093,0,0,0,0,0,2.1290946647587555E-2,2.9878371935260412E-3,false,false,3.4563225077252527E-2,0,0,0,0,0,0]
[2039,70,{"$f":"IF(LOADPROFILE=0.1,Results_10PoE!C3227,IF(LOADPROFILE=0.5,Results_50PoE!C3227,\"Invalid Load Profile %\"))","v":0},61.68181818181818,30.84090909090909,0,0,0,65.090667927020093,0,0,0,0,0,2.1290946647587555E-2,2.9878371935260412E-3,false,false,3.4563225077252527E-2,0,0,0,0,0,0]
[2039,71,{"$f":"IF(LOADPROFILE=0.1,Results_10PoE!C3228,IF(LOADPROFILE=0.5,Results_50PoE!C3228,\"Invalid Load Profile %\"))","v":0},61.68181818181818,30.84090909090909,0,0,0,66.090667927020093,0,0,0,0,0,2.1290946647587555E-2,2.9878371935260412E-3,false,false,3.4563225077252527E-2,0,0,0,0,0,0]
[2039,72,{"$f":"IF(LOADPROFILE=0.1,Results_10PoE!C3229,IF(LOADPROFILE=0.5,Results_50PoE!C3229,\"Invalid Load Profile %\"))","v":0},61.68181818181818,30.84090909090909,0,0,0,67.090667927020093,0,0,0,0,0,2.1290946647587555E-2,2.9878371935260412E-3,false,false,3.4563225077252527E-2,0,0,0,0,0,0]
[2039,73,{"$f":"IF(LOADPROFILE=0.1,Results_10PoE!C3230,IF(LOADPROFILE=0.5,Results_50PoE!C3230,\"Invalid Load Profile %\"))","v":0},61.68181818181818,30.84090909090909,0,0,0,68.090667927020093,0,0,0,0,0,2.1290946647587555E-2,2.9878371935260412E-3,false,false,3.4563225077252527E-2,0,0,0,0,0,0]
[2039,74,{"$f":"IF(LOADPROFILE=0.1,Results_10PoE!C3231,IF(LOADPROFILE=0.5,Results_50PoE!C3231,\"Invalid Load Profile %\"))","v":0},61.68181818181818,30.84090909090909,0,0,0,69.090667927020093,0,0,0,0,0,2.1290946647587555E-2,2.9878371935260412E-3,false,false,3.4563225077252527E-2,0,0,0,0,0,0]
[2039,75,{"$f":"IF(LOADPROFILE=0.1,Results_10PoE!C3232,IF(LOADPROFILE=0.5,Results_50PoE!C3232,\"Invalid Load Profile %\"))","v":0},61.68181818181818,30.84090909090909,0,0,0,70.090667927020093,0,0,0,0,0,2.1290946647587555E-2,2.9878371935260412E-3,false,false,3.4563225077252527E-2,0,0,0,0,0,0]
[2039,76,{"$f":"IF(LOADPROFILE=0.1,Results_10PoE!C3233,IF(LOADPROFILE=0.5,Results_50PoE!C3233,\"Invalid Load Profile %\"))","v":0},61.68181818181818,30.84090909090909,0,0,0,71.090667927020093,0,0,0,0,0,2.1290946647587555E-2,2.9878371935260412E-3,false,false,3.4563225077252527E-2,0,0,0,0,0,0]
[2039,77,{"$f":"IF(LOADPROFILE=0.1,Results_10PoE!C3234,IF(LOADPROFILE=0.5,Results_50PoE!C3234,\"Invalid Load Profile %\"))","v":0},61.68181818181818,30.84090909090909,0,0,0,72.090667927020093,0,0,0,0,0,2.1290946647587555E-2,2.9878371935260412E-3,false,false,3.4563225077252527E-2,0,0,0,0,0,0]
[2039,78,{"$f":"IF(LOADPROFILE=0.1,Results_10PoE!C3235,IF(LOADPROFILE=0.5,Results_50PoE!C3235,\"Invalid Load Profile %\"))","v":0},61.68181818181818,30.84090909090909,0,0,0,73.090667927020093,0,0,0,0,0,2.1290946647587555E-2,2.9878371935260412E-3,false,false,3.4563225077252527E-2,0,0,0,0,0,0]
[2039,79,{"$f":"IF(LOADPROFILE=0.1,Results_10PoE!C3236,IF(LOADPROFILE=0.5,Results_50PoE!C3236,\"Invalid Load Profile %\"))","v":0},61.68181818181818,30.84090909090909,0,0,0,74.090667927020093,0,0,0,0,0,2.1290946647587555E-2,2.9878371935260412E-3,false,false,3.4563225077252527E-2,0,0,0,0,0,0]
[2039,80,{"$f":"IF(LOADPROFILE=0.1,Results_10PoE!C3237,IF(LOADPROFILE=0.5,Results_50PoE!C3237,\"Invalid Load Profile %\"))","v":0},61.68181818181818,30.84090909090909,0,0,0,75.090667927020093,0,0,0,0,0,2.1290946647587555E-2,2.9878371935260412E-3,false,false,3.4563225077252527E-2,0,0,0,0,0,0]
[2039,81,{"$f":"IF(LOADPROFILE=0.1,Results_10PoE!C3238,IF(LOADPROFILE=0.5,Results_50PoE!C3238,\"Invalid Load Profile %\"))","v":0},61.68181818181818,30.84090909090909,0,0,0,76.090667927020093,0,0,0,0,0,2.1290946647587555E-2,2.9878371935260412E-3,false,false,3.4563225077252527E-2,0,0,0,0,0,0]
[2039,82,{"$f":"IF(LOADPROFILE=0.1,Results_10PoE!C3239,IF(LOADPROFILE=0.5,Results_50PoE!C3239,\"Invalid Load Profile %\"))","v":0},61.68181818181818,30.84090909090909,0,0,0,77.090667927020093,0,0,0,0,0,2.1290946647587555E-2,2.9878371935260412E-3,false,false,3.4563225077252527E-2,0,0,0,0,0,0]
[2039,83,{"$f":"IF(LOADPROFILE=0.1,Results_10PoE!C3240,IF(LOADPROFILE=0.5,Results_50PoE!C3240,\"Invalid Load Profile %\"))","v":0},61.68181818181818,30.84090909090909,0,0,0,78.090667927020093,0,0,0,0,0,2.1290946647587555E-2,2.9878371935260412E-3,false,false,3.4563225077252527E-2,0,0,0,0,0,0]
[2039,84,{"$f":"IF(LOADPROFILE=0.1,Results_10PoE!C3241,IF(LOADPROFILE=0.5,Results_50PoE!C3241,\"Invalid Load Profile %\"))","v":0},61.68181818181818,30.84090909090909,0,0,0,79.090667927020093,0,0,0,0,0,2.1290946647587555E-2,2.9878371935260412E-3,false,false,3.4563225077252527E-2,0,0,0,0,0,0]
[2039,85,{"$f":"IF(LOADPROFILE=0.1,Results_10PoE!C3242,IF(LOADPROFILE=0.5,Results_50PoE!C3242,\"Invalid Load Profile %\"))","v":0},61.68181818181818,30.84090909090909,0,0,0,80.090667927020093,0,0,0,0,0,2.1290946647587555E-2,2.9878371935260412E-3,false,false,3.4563225077252527E-2,0,0,0,0,0,0]
[2039,86,{"$f":"IF(LOADPROFILE=0.1,Results_10PoE!C3243,IF(LOADPROFILE=0.5,Results_50PoE!C3243,\"Invalid Load Profile %\"))","v":0},61.68181818181818,30.84090909090909,0,0,0,81.090667927020093,0,0,0,0,0,2.1290946647587555E-2,2.9878371935260412E-3,false,false,3.4563225077252527E-2,0,0,0,0,0,0]
[2039,87,{"$f":"IF(LOADPROFILE=0.1,Results_10PoE!C3244,IF(LOADPROFILE=0.5,Results_50PoE!C3244,\"Invalid Load Profile %\"))","v":0},61.68181818181818,30.84090909090909,0,0,0,82.090667927020093,0,0,0,0,0,2.1290946647587555E-2,2.9878371935260412E-3,false,false,3.4563225077252527E-2,0,0,0,0,0,0]
[2039,88,{"$f":"IF(LOADPROFILE=0.1,Results_10PoE!C3245,IF(LOADPROFILE=0.5,Results_50PoE!C3245,\"Invalid Load Profile %\"))","v":0},61.68181818181818,30.84090909090909,0,0,0,83.090667927020093,0,0,0,0,0,2.1290946647587555E-2,2.9878371935260412E-3,false,false,3.4563225077252527E-2,0,0,0,0,0,0]
[2039,89,{"$f":"IF(LOADPROFILE=0.1,Results_10PoE!C3246,IF(LOADPROFILE=0.5,Results_50PoE!C3246,\"Invalid Load Profile %\"))","v":0},61.68181818181818,30.84090909090909,0,0,0,84.090667927020093,0,0,0,0,0,2.1290946647587555E-2,2.9878371935260412E-3,false,false,3.4563225077252527E-2,0,0,0,0,0,0]
[2039,90,{"$f":"IF(LOADPROFILE=0.1,Results_10PoE!C3247,IF(LOADPROFILE=0.5,Results_50PoE!C3247,\"Invalid Load Profile %\"))","v":0},61.68181818181818,30.84090909090909,0,0,0,85.090667927020093,0,0,0,0,0,2.1290946647587555E-2,2.9878371935260412E-3,false,false,3.4563225077252527E-2,0,0,0,0,0,0]
[2039,91,{"$f":"IF(LOADPROFILE=0.1,Results_10PoE!C3248,IF(LOADPROFILE=0.5,Results_50PoE!C3248,\"Invalid Load Profile %\"))","v":0},61.68181818181818,30.84090909090909,0,0,0,86.090667927020093,0,0,0,0,0,2.1290946647587555E-2,2.9878371935260412E-3,false,false,3.4563225077252527E-2,0,0,0,0,0,0]
[2039,92,{"$f":"IF(LOADPROFILE=0.1,Results_10PoE!C3249,IF(LOADPROFILE=0.5,Results_50PoE!C3249,\"Invalid Load Profile %\"))","v":0},61.68181818181818,30.84090909090909,0,0,0,87.090667927020093,0,0,0,0,0,2.1290946647587555E-2,2.9878371935260412E-3,false,false,3.4563225077252527E-2,0,0,0,0,0,0]
[2039,93,{"$f":"IF(LOADPROFILE=0.1,Results_10PoE!C3250,IF(LOADPROFILE=0.5,Results_50PoE!C3250,\"Invalid Load Profile %\"))","v":0},61.68181818181818,30.84090909090909,0,0,0,88.090667927020093,0,0,0,0,0,2.1290946647587555E-2,2.9878371935260412E-3,false,false,3.4563225077252527E-2,0,0,0,0,0,0]
[2039,94,{"$f":"IF(LOADPROFILE=0.1,Results_10PoE!C3251,IF(LOADPROFILE=0.5,Results_50PoE!C3251,\"Invalid Load Profile %\"))","v":0},61.68181818181818,30.84090909090909,0,0,0,89.090667927020093,0,0,0,0,0,2.1290946647587555E-2,2.9878371935260412E-3,false,false,3.4563225077252527E-2,0,0,0,0,0,0]
[2039,95,{"$f":"IF(LOADPROFILE=0.1,Results_10PoE!C3252,IF(LOADPROFILE=0.5,Results_50PoE!C3252,\"Invalid Load Profile %\"))","v":0},61.68181818181818,30.84090909090909,0,0,0,90.090667927020093,0,0,0,0,0,2.1290946647587555E-2,2.9878371935260412E-3,false,false,3.4563225077252527E-2,0,0,0,0,0,0]
[2039,96,{"$f":"IF(LOADPROFILE=0.1,Results_10PoE!C3253,IF(LOADPROFILE=0.5,Results_50PoE!C3253,\"Invalid Load Profile %\"))","v":0},61.68181818181818,30.84090909090909,0,0,0,91.090667927020093,0,0,0,0,0,2.1290946647587555E-2,2.9878371935260412E-3,false,false,3.4563225077252527E-2,0,0,0,0,0,0]
[2039,97,{"$f":"IF(LOADPROFILE=0.1,Results_10PoE!C3254,IF(LOADPROFILE=0.5,Results_50PoE!C3254,\"Invalid Load Profile %\"))","v":0},61.68181818181818,30.84090909090909,0,0,0,92.090667927020093,0,0,0,0,0,2.1290946647587555E-2,2.9878371935260412E-3,false,false,3.4563225077252527E-2,0,0,0,0,0,0]
[2039,98,{"$f":"IF(LOADPROFILE=0.1,Results_10PoE!C3255,IF(LOADPROFILE=0.5,Results_50PoE!C3255,\"Invalid Load Profile %\"))","v":0},61.68181818181818,30.84090909090909,0,0,0,93.090667927020093,0,0,0,0,0,2.1290946647587555E-2,2.9878371935260412E-3,false,false,3.4563225077252527E-2,0,0,0,0,0,0]
[2039,99,{"$f":"IF(LOADPROFILE=0.1,Results_10PoE!C3256,IF(LOADPROFILE=0.5,Results_50PoE!C3256,\"Invalid Load Profile %\"))","v":0},61.68181818181818,30.84090909090909,0,0,0,94.090667927020093,0,0,0,0,0,2.1290946647587555E-2,2.9878371935260412E-3,false,false,3.4563225077252527E-2,0,0,0,0,0,0]
[2039,100,{"$f":"IF(LOADPROFILE=0.1,Results_10PoE!C3257,IF(LOADPROFILE=0.5,Results_50PoE!C3257,\"Invalid Load Profile %\"))","v":0},61.68181818181818,30.84090909090909,0,0,0,95.090667927020093,0,0,0,0,0,2.1290946647587555E-2,2.9878371935260412E-3,false,false,3.4563225077252527E-2,0,0,0,0,0,0]
[2039,101,{"$f":"IF(LOADPROFILE=0.1,Results_10PoE!C3258,IF(LOADPROFILE=0.5,Results_50PoE!C3258,\"Invalid Load Profile %\"))","v":0},61.68181818181818,30.84090909090909,0,0,0,96.090667927020093,0,0,0,0,0,2.1290946647587555E-2,2.9878371935260412E-3,false,false,3.4563225077252527E-2,0,0,0,0,0,0]
[2039,102,{"$f":"IF(LOADPROFILE=0.1,Results_10PoE!C3259,IF(LOADPROFILE=0.5,Results_50PoE!C3259,\"Invalid Load Profile %\"))","v":0},61.68181818181818,30.84090909090909,0,0,0,97.090667927020093,0,0,0,0,0,2.1290946647587555E-2,2.9878371935260412E-3,false,false,3.4563225077252527E-2,0,0,0,0,0,0]
[2039,103,{"$f":"IF(LOADPROFILE=0.1,Results_10PoE!C3260,IF(LOADPROFILE=0.5,Results_50PoE!C3260,\"Invalid Load Profile %\"))","v":0},61.68181818181818,30.84090909090909,0,0,0,98.090667927020093,0,0,0,0,0,2.1290946647587555E-2,2.9878371935260412E-3,false,false,3.4563225077252527E-2,0,0,0,0,0,0]
[2039,104,{"$f":"IF(LOADPROFILE=0.1,Results_10PoE!C3261,IF(LOADPROFILE=0.5,Results_50PoE!C3261,\"Invalid Load Profile %\"))","v":0},61.68181818181818,30.84090909090909,0,0,0,99.090667927020093,0,0,0,0,0,2.1290946647587555E-2,2.9878371935260412E-3,false,false,3.4563225077252527E-2,0,0,0,0,0,0]
[2039,105,{"$f":"IF(LOADPROFILE=0.1,Results_10PoE!C3262,IF(LOADPROFILE=0.5,Results_50PoE!C3262,\"Invalid Load Profile %\"))","v":0},61.68181818181818,30.84090909090909,0,0,0,100.09066792702009,0,0,0,0,0,2.1290946647587555E-2,2.9878371935260412E-3,false,false,3.4563225077252527E-2,0,0,0,0,0,0]
[2039,106,{"$f":"IF(LOADPROFILE=0.1,Results_10PoE!C3263,IF(LOADPROFILE=0.5,Results_50PoE!C3263,\"Invalid Load Profile %\"))","v":0},61.68181818181818,30.84090909090909,0,0,0,101.09066792702009,0,0,0,0,0,2.1290946647587555E-2,2.9878371935260412E-3,false,false,3.4563225077252527E-2,0,0,0,0,0,0]
[2039,107,{"$f":"IF(LOADPROFILE=0.1,Results_10PoE!C3264,IF(LOADPROFILE=0.5,Results_50PoE!C3264,\"Invalid Load Profile %\"))","v":0},61.68181818181818,30.84090909090909,0,0,0,102.09066792702009,0,0,0,0,0,2.1290946647587555E-2,2.9878371935260412E-3,false,false,3.4563225077252527E-2,0,0,0,0,0,0]
[2039,108,{"$f":"IF(LOADPROFILE=0.1,Results_10PoE!C3265,IF(LOADPROFILE=0.5,Results_50PoE!C3265,\"Invalid Load Profile %\"))","v":0},61.68181818181818,30.84090909090909,0,0,0,103.09066792702009,0,0,0,0,0,2.1290946647587555E-2,2.9878371935260412E-3,false,false,3.4563225077252527E-2,0,0,0,0,0,0]
[2039,109,{"$f":"IF(LOADPROFILE=0.1,Results_10PoE!C3266,IF(LOADPROFILE=0.5,Results_50PoE!C3266,\"Invalid Load Profile %\"))","v":0},61.68181818181818,30.84090909090909,0,0,0,104.09066792702009,0,0,0,0,0,2.1290946647587555E-2,2.9878371935260412E-3,false,false,3.4563225077252527E-2,0,0,0,0,0,0]
[2039,110,{"$f":"IF(LOADPROFILE=0.1,Results_10PoE!C3267,IF(LOADPROFILE=0.5,Results_50PoE!C3267,\"Invalid Load Profile %\"))","v":0},61.68181818181818,30.84090909090909,0,0,0,105.09066792702009,0,0,0,0,0,2.1290946647587555E-2,2.9878371935260412E-3,false,false,3.4563225077252527E-2,0,0,0,0,0,0]
[2039,111,{"$f":"IF(LOADPROFILE=0.1,Results_10PoE!C3268,IF(LOADPROFILE=0.5,Results_50PoE!C3268,\"Invalid Load Profile %\"))","v":0},61.68181818181818,30.84090909090909,0,0,0,106.09066792702009,0,0,0,0,0,2.1290946647587555E-2,2.9878371935260412E-3,false,false,3.4563225077252527E-2,0,0,0,0,0,0]
[2039,112,{"$f":"IF(LOADPROFILE=0.1,Results_10PoE!C3269,IF(LOADPROFILE=0.5,Results_50PoE!C3269,\"Invalid Load Profile %\"))","v":0},61.68181818181818,30.84090909090909,0,0,0,107.09066792702009,0,0,0,0,0,2.1290946647587555E-2,2.9878371935260412E-3,false,false,3.4563225077252527E-2,0,0,0,0,0,0]
[2039,113,{"$f":"IF(LOADPROFILE=0.1,Results_10PoE!C3270,IF(LOADPROFILE=0.5,Results_50PoE!C3270,\"Invalid Load Profile %\"))","v":0},61.68181818181818,30.84090909090909,0,0,0,108.09066792702009,0,0,0,0,0,2.1290946647587555E-2,2.9878371935260412E-3,false,false,3.4563225077252527E-2,0,0,0,0,0,0]
[2039,114,{"$f":"IF(LOADPROFILE=0.1,Results_10PoE!C3271,IF(LOADPROFILE=0.5,Results_50PoE!C3271,\"Invalid Load Profile %\"))","v":0},61.68181818181818,30.84090909090909,0,0,0,109.09066792702009,0,0,0,0,0,2.1290946647587555E-2,2.9878371935260412E-3,false,false,3.4563225077252527E-2,0,0,0,0,0,0]
[2039,115,{"$f":"IF(LOADPROFILE=0.1,Results_10PoE!C3272,IF(LOADPROFILE=0.5,Results_50PoE!C3272,\"Invalid Load Profile %\"))","v":0},61.68181818181818,30.84090909090909,0,0,0,110.09066792702009,0,0,0,0,0,2.1290946647587555E-2,2.9878371935260412E-3,false,false,3.4563225077252527E-2,0,0,0,0,0,0]
[2039,116,{"$f":"IF(LOADPROFILE=0.1,Results_10PoE!C3273,IF(LOADPROFILE=0.5,Results_50PoE!C3273,\"Invalid Load Profile %\"))","v":0},{"$f":"VLOOKUP($A3302,$Q$4:$AB$26,6,FALSE)","v":61.68181818181818},{"$f":"VLOOKUP($A3302,$Q$4:$AB$26,7,FALSE)","v":30.84090909090909},{"$f":"VLOOKUP($A3302,$Q$4:$AB$26,9,FALSE)","v":0},{"$f":"VLOOKUP($A3302,$Q$4:$AB$26,10,FALSE)","v":0},{"$f":"VLOOKUP($A3302,$Q$4:$AB$26,11,FALSE)","v":0},{"$f":"IF(B3302-VLOOKUP(A3302,$Q$4:$AB$26,12,FALSE)<0,0,B3302-VLOOKUP(A3302,$Q$4:$AB$26,12,FALSE))","v":111.09066792702009},{"$f":"IF(B3302=150,0,IF(IF($I3302>D3302,($I3302-D3302)*($C3302-$C3303),0)<0,0,IF($I3302>D3302,($I3302-D3302)*($C3302-$C3303),0)))*$Y$30","v":0},{"$f":"IF(C3302=150,0,IF(IF($I3302>E3302,($I3302-E3302)*($C3302-$C3303),0)<0,0,IF($I3302>E3302,($I3302-E3302)*($C3302-$C3303),0)))*$Y$30","v":0},{"$f":"IF(D3302=150,0,IF(IF($I3302>F3302,($I3302-F3302)*($C3302-$C3303),0)<0,0,IF($I3302>F3302,($I3302-F3302)*($C3302-$C3303),0)))*$Y$30","v":0},{"$f":"IF(E3302=150,0,IF(IF($I3302>G3302,($I3302-G3302)*($C3302-$C3303),0)<0,0,IF($I3302>G3302,($I3302-G3302)*($C3302-$C3303),0)))*$Y$30","v":0},{"$f":"IF(F3302=150,0,IF(IF($I3302>H3302,($I3302-H3302)*($C3302-$C3303),0)<0,0,IF($I3302>H3302,($I3302-H3302)*($C3302-$C3303),0)))*$Y$30","v":0},{"$f":"VLOOKUP($A3302, $Q$4:$BB$26,33,FALSE)","v":2.1290946647587555E-2},{"$f":"VLOOKUP($A3302, $Q$4:$BB$26,34,FALSE)","v":2.9878371935260412E-3},{"$f":"VLOOKUP($A3302, $Q$4:$BB$26,35,FALSE)","v":false},{"$f":"VLOOKUP($A3302, $Q$4:$BB$26,36,FALSE)","v":false},{"$f":"VLOOKUP($A3302, $Q$4:$BB$26,37,FALSE)","v":3.4563225077252527E-2},{"$f":"J3302*1000*($S$34/365)","v":0},{"$f":"O3302*K3302*1000*($T$34/365)","v":0},{"$f":"P3302*L3302*1000*($U$34/365)","v":0},{"$f":"Q3302*M3302*1000*($V$34/365)","v":0},{"$f":"R3302*N3302*1000*($W$34/365)","v":0},{"$f":"S3302*K3302*1000*($X$34/365)","v":0}]
[2039,117,{"$f":"IF(LOADPROFILE=0.1,Results_10PoE!C3274,IF(LOADPROFILE=0.5,Results_50PoE!C3274,\"Invalid Load Profile %\"))","v":0},61.68181818181818,30.84090909090909,0,0,0,112.09066792702009,0,0,0,0,0,2.1290946647587555E-2,2.9878371935260412E-3,false,false,3.4563225077252527E-2,0,0,0,0,0,0]
[2039,118,{"$f":"IF(LOADPROFILE=0.1,Results_10PoE!C3275,IF(LOADPROFILE=0.5,Results_50PoE!C3275,\"Invalid Load Profile %\"))","v":0},61.68181818181818,30.84090909090909,0,0,0,113.09066792702009,0,0,0,0,0,2.1290946647587555E-2,2.9878371935260412E-3,false,false,3.4563225077252527E-2,0,0,0,0,0,0]
[2039,119,{"$f":"IF(LOADPROFILE=0.1,Results_10PoE!C3276,IF(LOADPROFILE=0.5,Results_50PoE!C3276,\"Invalid Load Profile %\"))","v":0},61.68181818181818,30.84090909090909,0,0,0,114.09066792702009,0,0,0,0,0,2.1290946647587555E-2,2.9878371935260412E-3,false,false,3.4563225077252527E-2,0,0,0,0,0,0]
[2039,120,{"$f":"IF(LOADPROFILE=0.1,Results_10PoE!C3277,IF(LOADPROFILE=0.5,Results_50PoE!C3277,\"Invalid Load Profile %\"))","v":0},61.68181818181818,30.84090909090909,0,0,0,115.09066792702009,0,0,0,0,0,2.1290946647587555E-2,2.9878371935260412E-3,false,false,3.4563225077252527E-2,0,0,0,0,0,0]
[2039,121,{"$f":"IF(LOADPROFILE=0.1,Results_10PoE!C3278,IF(LOADPROFILE=0.5,Results_50PoE!C3278,\"Invalid Load Profile %\"))","v":0},61.68181818181818,30.84090909090909,0,0,0,116.09066792702009,0,0,0,0,0,2.1290946647587555E-2,2.9878371935260412E-3,false,false,3.4563225077252527E-2,0,0,0,0,0,0]
[2039,122,{"$f":"IF(LOADPROFILE=0.1,Results_10PoE!C3279,IF(LOADPROFILE=0.5,Results_50PoE!C3279,\"Invalid Load Profile %\"))","v":0},61.68181818181818,30.84090909090909,0,0,0,117.09066792702009,0,0,0,0,0,2.1290946647587555E-2,2.9878371935260412E-3,false,false,3.4563225077252527E-2,0,0,0,0,0,0]
[2039,123,{"$f":"IF(LOADPROFILE=0.1,Results_10PoE!C3280,IF(LOADPROFILE=0.5,Results_50PoE!C3280,\"Invalid Load Profile %\"))","v":0},61.68181818181818,30.84090909090909,0,0,0,118.09066792702009,0,0,0,0,0,2.1290946647587555E-2,2.9878371935260412E-3,false,false,3.4563225077252527E-2,0,0,0,0,0,0]
[2039,124,{"$f":"IF(LOADPROFILE=0.1,Results_10PoE!C3281,IF(LOADPROFILE=0.5,Results_50PoE!C3281,\"Invalid Load Profile %\"))","v":0},61.68181818181818,30.84090909090909,0,0,0,119.09066792702009,0,0,0,0,0,2.1290946647587555E-2,2.9878371935260412E-3,false,false,3.4563225077252527E-2,0,0,0,0,0,0]
[2039,125,{"$f":"IF(LOADPROFILE=0.1,Results_10PoE!C3282,IF(LOADPROFILE=0.5,Results_50PoE!C3282,\"Invalid Load Profile %\"))","v":0},61.68181818181818,30.84090909090909,0,0,0,120.09066792702009,0,0,0,0,0,2.1290946647587555E-2,2.9878371935260412E-3,false,false,3.4563225077252527E-2,0,0,0,0,0,0]
[2039,126,{"$f":"IF(LOADPROFILE=0.1,Results_10PoE!C3283,IF(LOADPROFILE=0.5,Results_50PoE!C3283,\"Invalid Load Profile %\"))","v":0},61.68181818181818,30.84090909090909,0,0,0,121.09066792702009,0,0,0,0,0,2.1290946647587555E-2,2.9878371935260412E-3,false,false,3.4563225077252527E-2,0,0,0,0,0,0]
[2039,127,{"$f":"IF(LOADPROFILE=0.1,Results_10PoE!C3284,IF(LOADPROFILE=0.5,Results_50PoE!C3284,\"Invalid Load Profile %\"))","v":0},61.68181818181818,30.84090909090909,0,0,0,122.09066792702009,0,0,0,0,0,2.1290946647587555E-2,2.9878371935260412E-3,false,false,3.4563225077252527E-2,0,0,0,0,0,0]
[2039,128,{"$f":"IF(LOADPROFILE=0.1,Results_10PoE!C3285,IF(LOADPROFILE=0.5,Results_50PoE!C3285,\"Invalid Load Profile %\"))","v":0},61.68181818181818,30.84090909090909,0,0,0,123.09066792702009,0,0,0,0,0,2.1290946647587555E-2,2.9878371935260412E-3,false,false,3.4563225077252527E-2,0,0,0,0,0,0]
[2039,129,{"$f":"IF(LOADPROFILE=0.1,Results_10PoE!C3286,IF(LOADPROFILE=0.5,Results_50PoE!C3286,\"Invalid Load Profile %\"))","v":0},61.68181818181818,30.84090909090909,0,0,0,124.09066792702009,0,0,0,0,0,2.1290946647587555E-2,2.9878371935260412E-3,false,false,3.4563225077252527E-2,0,0,0,0,0,0]
[2039,130,{"$f":"IF(LOADPROFILE=0.1,Results_10PoE!C3287,IF(LOADPROFILE=0.5,Results_50PoE!C3287,\"Invalid Load Profile %\"))","v":0},61.68181818181818,30.84090909090909,0,0,0,125.09066792702009,0,0,0,0,0,2.1290946647587555E-2,2.9878371935260412E-3,false,false,3.4563225077252527E-2,0,0,0,0,0,0]
[2039,131,{"$f":"IF(LOADPROFILE=0.1,Results_10PoE!C3288,IF(LOADPROFILE=0.5,Results_50PoE!C3288,\"Invalid Load Profile %\"))","v":0},61.68181818181818,30.84090909090909,0,0,0,126.09066792702009,0,0,0,0,0,2.1290946647587555E-2,2.9878371935260412E-3,false,false,3.4563225077252527E-2,0,0,0,0,0,0]
[2039,132,{"$f":"IF(LOADPROFILE=0.1,Results_10PoE!C3289,IF(LOADPROFILE=0.5,Results_50PoE!C3289,\"Invalid Load Profile %\"))","v":0},61.68181818181818,30.84090909090909,0,0,0,127.09066792702009,0,0,0,0,0,2.1290946647587555E-2,2.9878371935260412E-3,false,false,3.4563225077252527E-2,0,0,0,0,0,0]
[2039,133,{"$f":"IF(LOADPROFILE=0.1,Results_10PoE!C3290,IF(LOADPROFILE=0.5,Results_50PoE!C3290,\"Invalid Load Profile %\"))","v":0},61.68181818181818,30.84090909090909,0,0,0,128.09066792702009,0,0,0,0,0,2.1290946647587555E-2,2.9878371935260412E-3,false,false,3.4563225077252527E-2,0,0,0,0,0,0]
[2039,134,{"$f":"IF(LOADPROFILE=0.1,Results_10PoE!C3291,IF(LOADPROFILE=0.5,Results_50PoE!C3291,\"Invalid Load Profile %\"))","v":0},61.68181818181818,30.84090909090909,0,0,0,129.09066792702009,0,0,0,0,0,2.1290946647587555E-2,2.9878371935260412E-3,false,false,3.4563225077252527E-2,0,0,0,0,0,0]
[2039,135,{"$f":"IF(LOADPROFILE=0.1,Results_10PoE!C3292,IF(LOADPROFILE=0.5,Results_50PoE!C3292,\"Invalid Load Profile %\"))","v":0},61.68181818181818,30.84090909090909,0,0,0,130.09066792702009,0,0,0,0,0,2.1290946647587555E-2,2.9878371935260412E-3,false,false,3.4563225077252527E-2,0,0,0,0,0,0]
[2039,136,{"$f":"IF(LOADPROFILE=0.1,Results_10PoE!C3293,IF(LOADPROFILE=0.5,Results_50PoE!C3293,\"Invalid Load Profile %\"))","v":0},61.68181818181818,30.84090909090909,0,0,0,131.09066792702009,0,0,0,0,0,2.1290946647587555E-2,2.9878371935260412E-3,false,false,3.4563225077252527E-2,0,0,0,0,0,0]
[2039,137,{"$f":"IF(LOADPROFILE=0.1,Results_10PoE!C3294,IF(LOADPROFILE=0.5,Results_50PoE!C3294,\"Invalid Load Profile %\"))","v":0},61.68181818181818,30.84090909090909,0,0,0,132.09066792702009,0,0,0,0,0,2.1290946647587555E-2,2.9878371935260412E-3,false,false,3.4563225077252527E-2,0,0,0,0,0,0]
[2039,138,{"$f":"IF(LOADPROFILE=0.1,Results_10PoE!C3295,IF(LOADPROFILE=0.5,Results_50PoE!C3295,\"Invalid Load Profile %\"))","v":0},61.68181818181818,30.84090909090909,0,0,0,133.09066792702009,0,0,0,0,0,2.1290946647587555E-2,2.9878371935260412E-3,false,false,3.4563225077252527E-2,0,0,0,0,0,0]
[2039,139,{"$f":"IF(LOADPROFILE=0.1,Results_10PoE!C3296,IF(LOADPROFILE=0.5,Results_50PoE!C3296,\"Invalid Load Profile %\"))","v":0},61.68181818181818,30.84090909090909,0,0,0,134.09066792702009,0,0,0,0,0,2.1290946647587555E-2,2.9878371935260412E-3,false,false,3.4563225077252527E-2,0,0,0,0,0,0]
[2039,140,{"$f":"IF(LOADPROFILE=0.1,Results_10PoE!C3297,IF(LOADPROFILE=0.5,Results_50PoE!C3297,\"Invalid Load Profile %\"))","v":0},61.68181818181818,30.84090909090909,0,0,0,135.09066792702009,0,0,0,0,0,2.1290946647587555E-2,2.9878371935260412E-3,false,false,3.4563225077252527E-2,0,0,0,0,0,0]
[2039,141,{"$f":"IF(LOADPROFILE=0.1,Results_10PoE!C3298,IF(LOADPROFILE=0.5,Results_50PoE!C3298,\"Invalid Load Profile %\"))","v":0},61.68181818181818,30.84090909090909,0,0,0,136.09066792702009,0,0,0,0,0,2.1290946647587555E-2,2.9878371935260412E-3,false,false,3.4563225077252527E-2,0,0,0,0,0,0]
[2039,142,{"$f":"IF(LOADPROFILE=0.1,Results_10PoE!C3299,IF(LOADPROFILE=0.5,Results_50PoE!C3299,\"Invalid Load Profile %\"))","v":0},61.68181818181818,30.84090909090909,0,0,0,137.09066792702009,0,0,0,0,0,2.1290946647587555E-2,2.9878371935260412E-3,false,false,3.4563225077252527E-2,0,0,0,0,0,0]
[2039,143,{"$f":"IF(LOADPROFILE=0.1,Results_10PoE!C3300,IF(LOADPROFILE=0.5,Results_50PoE!C3300,\"Invalid Load Profile %\"))","v":0},61.68181818181818,30.84090909090909,0,0,0,138.09066792702009,0,0,0,0,0,2.1290946647587555E-2,2.9878371935260412E-3,false,false,3.4563225077252527E-2,0,0,0,0,0,0]
[2039,144,{"$f":"IF(LOADPROFILE=0.1,Results_10PoE!C3301,IF(LOADPROFILE=0.5,Results_50PoE!C3301,\"Invalid Load Profile %\"))","v":0},61.68181818181818,30.84090909090909,0,0,0,139.09066792702009,0,0,0,0,0,2.1290946647587555E-2,2.9878371935260412E-3,false,false,3.4563225077252527E-2,0,0,0,0,0,0]
[2039,145,{"$f":"IF(LOADPROFILE=0.1,Results_10PoE!C3302,IF(LOADPROFILE=0.5,Results_50PoE!C3302,\"Invalid Load Profile %\"))","v":0},61.68181818181818,30.84090909090909,0,0,0,140.09066792702009,0,0,0,0,0,2.1290946647587555E-2,2.9878371935260412E-3,false,false,3.4563225077252527E-2,0,0,0,0,0,0]
[2039,146,{"$f":"IF(LOADPROFILE=0.1,Results_10PoE!C3303,IF(LOADPROFILE=0.5,Results_50PoE!C3303,\"Invalid Load Profile %\"))","v":0},61.68181818181818,30.84090909090909,0,0,0,141.09066792702009,0,0,0,0,0,2.1290946647587555E-2,2.9878371935260412E-3,false,false,3.4563225077252527E-2,0,0,0,0,0,0]
[2039,147,{"$f":"IF(LOADPROFILE=0.1,Results_10PoE!C3304,IF(LOADPROFILE=0.5,Results_50PoE!C3304,\"Invalid Load Profile %\"))","v":0},61.68181818181818,30.84090909090909,0,0,0,142.09066792702009,0,0,0,0,0,2.1290946647587555E-2,2.9878371935260412E-3,false,false,3.4563225077252527E-2,0,0,0,0,0,0]
[2039,148,{"$f":"IF(LOADPROFILE=0.1,Results_10PoE!C3305,IF(LOADPROFILE=0.5,Results_50PoE!C3305,\"Invalid Load Profile %\"))","v":0},61.68181818181818,30.84090909090909,0,0,0,143.09066792702009,0,0,0,0,0,2.1290946647587555E-2,2.9878371935260412E-3,false,false,3.4563225077252527E-2,0,0,0,0,0,0]
[2039,149,{"$f":"IF(LOADPROFILE=0.1,Results_10PoE!C3306,IF(LOADPROFILE=0.5,Results_50PoE!C3306,\"Invalid Load Profile %\"))","v":0},61.68181818181818,30.84090909090909,0,0,0,144.09066792702009,0,0,0,0,0,2.1290946647587555E-2,2.9878371935260412E-3,false,false,3.4563225077252527E-2,0,0,0,0,0,0]
[2039,150,{"$f":"IF(LOADPROFILE=0.1,Results_10PoE!C3307,IF(LOADPROFILE=0.5,Results_50PoE!C3307,\"Invalid Load Profile %\"))","v":0},61.68181818181818,30.84090909090909,0,0,0,145.09066792702009,0,0,0,0,0,2.1290946647587555E-2,2.9878371935260412E-3,false,false,3.4563225077252527E-2,0,0,0,0,0,0]

{"sheet":"Q_Tables","index":3,"n_rows":42,"n_cols":15,"rows_kept":42,"cut":false,"hidden":false,"merged":[]}
[]
[null,null,null,null,null,null,null,null,null,null,null,null,null,null,"Source: NUREG CR-5485"]
[]
[]
[]
[null,null,null,null,null,null,null,"λ"]
["// Branches","# Required","# failures","Term"]
["m","k",null,null,"p(k+1)","Part A","Part B","Part C","Expression","Simplified","xref NUREG"]
[2,1,2,"Q2_1","β",{"$f":"ROUND(1/((FACT(A9-1)/FACT((A9-1)-(B9-1)))/(FACT(B9-1))),2)","v":1},1,{"$f":"\"(1-\"&E9&\")\"&$H$6","v":"(1-β)λ"},{"$f":"F9&\".\"&G9&\".\"&H9","v":"1.1.(1-β)λ"},"(1-β)λ","OK"]
[2,2,1,"Q2_2",0,{"$f":"ROUND(1/((FACT(A10-1)/FACT((A10-1)-(B10-1)))/(FACT(B10-1))),2)","v":1},{"$f":"E9","v":"β"},{"$f":"\"(1-\"&E10&\")\"&$H$6","v":"(1-0)λ"},{"$f":"F10&\".\"&G10&\".\"&H10","v":"1.β.(1-0)λ"},"βλ","OK"]
[]
[]
[3,1,3,"Q3_1","β",{"$f":"ROUND(1/((FACT(A13-1)/FACT((A13-1)-(B13-1)))/(FACT(B13-1))),2)","v":1},1,{"$f":"\"(1-\"&E13&\")\"&$H$6","v":"(1-β)λ"},{"$f":"F13&\".\"&G13&\".\"&H13","v":"1.1.(1-β)λ"},"(1-β)λ","OK"]
[3,2,2,"Q3_2","ϒ",{"$f":"ROUND(1/((FACT(A14-1)/FACT((A14-1)-(B14-1)))/(FACT(B14-1))),2)","v":0.5},{"$f":"E13","v":"β"},{"$f":"\"(1-\"&E14&\")\"&$H$6","v":"(1-ϒ)λ"},{"$f":"F14&\".\"&G14&\".\"&H14","v":"0.5.β.(1-ϒ)λ"},"0.5β(1-ϒ)λ","OK"]
[3,3,1,"Q3_3",0,{"$f":"ROUND(1/((FACT(A15-1)/FACT((A15-1)-(B15-1)))/(FACT(B15-1))),2)","v":1},"βϒ","(1-0)λ",{"$f":"F15&\".\"&G15&\".\"&H15","v":"1.βϒ.(1-0)λ"},"βϒλ","OK"]
[]
[4,1,4,"Q4_1","β",{"$f":"ROUND(1/((FACT(A17-1)/FACT((A17-1)-(B17-1)))/(FACT(B17-1))),2)","v":1},1,"(1-β)λ",{"$f":"F17&\".\"&G17&\".\"&H17","v":"1.1.(1-β)λ"},"(1-β)λ","N/A"]
[4,2,3,"Q4_2","γ",{"$f":"ROUND(1/((FACT(A18-1)/FACT((A18-1)-(B18-1)))/(FACT(B18-1))),2)","v":0.33},{"$f":"E17","v":"β"},"(1-γ)λ",{"$f":"F18&\".\"&G18&\".\"&H18","v":"0.33.β.(1-γ)λ"},"0.33β(1-ϒ)λ","N/A"]
[4,3,2,"Q4_3","δ",{"$f":"ROUND(1/((FACT(A19-1)/FACT((A19-1)-(B19-1)))/(FACT(B19-1))),2)","v":0.33},"βϒ","(1-δ)λ",{"$f":"F19&\".\"&G19&\".\"&H19","v":"0.33.βϒ.(1-δ)λ"},"0.33βϒ(1-δ)λ","N/A"]
[4,4,1,"Q4_4",0,{"$f":"ROUND(1/((FACT(A20-1)/FACT((A20-1)-(B20-1)))/(FACT(B20-1))),2)","v":1},"βϒδ","(1-0)λ",{"$f":"F20&\".\"&G20&\".\"&H20","v":"1.βϒδ.(1-0)λ"},"βϒδλ","N/A"]
[]
[]
[]
[]
[]
[]
[]
[]
[]
[]
[]
[]
[]
[]
[]
[]
[]
[]
[]
[]
[]
[null,null,null,null,null,null,null,null,null,null,null,null,null,null,"https://en.wikipedia.org/wiki/List_of_mathematical_symbols"]

{"sheet":"Load","index":4,"n_rows":112,"n_cols":47,"rows_kept":112,"cut":false,"hidden":false,"merged":[[0,1,0,2]]}
[{"$f":"Engine!$C$1","v":"CM"},"MVA",null,"based on 2018 forecasts",null,null,null,null,null,null,null,null,null,null,null,null,"Load Forecast","Actual >",null,null,null,null,null,null,null,null,null,"Trend (Linear) >"]
[null,"10% Forecast","50% Forecast","NIEIR 10%","NIEIR 50%","Difference",{"$f":"CONCATENATE(\"Growth Profile \",A14,\"+\")","v":"Growth Profile 2026+"},"10% Forecast","50% Forecast","10% POE Growth","Selected Load",null,"Change in forecast",0,null,"Load transfer (MW)","ZSS",{"$f":"2018","v":2018},{"$f":"R2+1","v":2019},{"$f":"S2+1","v":2020},2021,2022,2023,2024,2025,2026,2027,2028,{"$f":"AB2+1","v":2029},{"$f":"AC2+1","v":2030},2031,2032,2033,2034,2035,2036,2037,2038,2039,2040,2041,"ZSS","Extra xFer","Extra xFer Yr","Extra xFer Cost",2020,"Power factor"]
[null,null,null,null,null,null,null,null,null,null,null,null,null,null,null,null,"BH",44.200461468185289,47.801153637672044,46.613639817013436,48.086690548046633,49.392160915008169,51.115909347266658,51.626549278951472,52.84729302184909,53.928147642425103,54.426985317190358,54.39520358258688,54.316360085435463,54.425300063022782,{"$f":"AD3","v":54.425300063022782},{"$f":"AE3","v":54.425300063022782},54.425300063022782,54.425300063022782,54.425300063022782,54.425300063022782,54.425300063022782,54.425300063022782,54.425300063022782,54.425300063022782,54.425300063022782,{"$f":"Q3","v":"BH"},null,9999,null,14.711853472132692,0.99986442202078796]
[null,null,null,null,null,null,null,null,null,null,null,null,"POE",{"$f":"LOADPROFILE","v":0.5},null,null,"BR",29.54094375611993,30.959044851406382,28.680015226478876,29.592096047321228,30.006441788075538,30.542189926211666,30.524559999399447,30.646571351051239,31.326291686482485,31.669530551736162,31.721549937238695,31.742567201884913,31.872240756894762,{"$f":"AD4","v":31.872240756894762},31.872240756894762,31.872240756894762,31.872240756894762,31.872240756894762,31.872240756894762,31.872240756894762,31.872240756894762,31.872240756894762,31.872240756894762,31.872240756894762,"BR",null,9999,null,8.0024848641313291,0.987385152165561]
[null,null,null,null,null,null,null,null,null,null,null,null,null,null,null,null,"BT",30.363631536221988,31.867951500703267,30.945547083421843,31.952544487140546,32.53138280211526,32.964153240788818,32.867683904137472,32.915133337403226,33.616654096483252,33.943827479392802,33.957490102041255,33.979203695622338,34.104022950076093,{"$f":"AD5","v":34.104022950076093},34.104022950076093,34.104022950076093,34.104022950076093,34.104022950076093,34.104022950076093,34.104022950076093,34.104022950076093,34.104022950076093,34.104022950076093,34.104022950076093,"BT",null,9999,null,6.6316333146768507,0.99579835834455843]
[{"$f":"2018","v":2018},{"$f":"K6*(1+$N$2)","v":21.730791597925055},{"$f":"I6","v":21.730791597925055},2101.5370331392328,1914.687655620256,{"$f":"(D6-E6)/E6","v":9.7587393416628893E-2},null,{"$f":"VLOOKUP($A$1, $Q$3:$AO$54, MATCH($A6,$Q$2:$AO$2,0), FALSE)","v":23.851442906846543},{"$f":"H6/(1+F6)","v":21.730791597925055},null,{"$f":"IF($N$4=0.1,H6,I6)","v":21.730791597925055},{"$f":"MATCH(A6, $Q$2:$AC$2,0)","v":2},null,"NIEIR 10%","NIEIR 50%",{"$f":"VLOOKUP($A$1,AP3:AT54,5,FALSE)","v":5.2268792212670636},"BU",30.039668826863107,31.646855255927864,32.27822798398735,32.757980992404306,33.124865237527253,33.599957683170814,33.391011151408065,33.404683549967309,34.151454279965272,34.63493692369488,34.800042793029817,34.915126034010996,35.16035809060299,{"$f":"AD6","v":35.16035809060299},35.16035809060299,35.16035809060299,35.16035809060299,35.16035809060299,35.16035809060299,35.16035809060299,35.16035809060299,35.16035809060299,35.16035809060299,35.16035809060299,"BU",null,9999,null,6.7833440943736667,0.992527426128191]
[{"$f":"A6+1","v":2019},{"$f":"K7*(1+$N$2)","v":24.897191141449603},{"$f":"I7","v":24.897191141449603},2223,2009,0.10652065704330513,null,{"$f":"VLOOKUP($A$1, $Q$3:$AO$54, MATCH($A7,$Q$2:$AO$2,0), FALSE)","v":27.549256300369567},{"$f":"H7/(1+F7)","v":24.897191141449603},{"$f":"(H7-H6)/H6","v":0.15503520721849362},{"$f":"IF($N$4=0.1,H7,I7)","v":24.897191141449603},3,null,{"$f":"(D8-D7)/D7","v":-1.7948682665556735E-2},{"$f":"(E8-E7)/E7","v":-2.9885277036103605E-2},{"$f":"P6*(1-$O$23)","v":5.2113023607432964},"BW",22.964601716552888,24.165355197263562,24.733940780224884,25.098543786147623,25.399921798707421,25.787461163882124,25.6293377263605,25.676874279599055,26.276390706852471,26.678725546478109,26.842257903026269,26.972315823587135,27.214312449929082,{"$f":"AD7","v":27.214312449929082},27.214312449929082,27.214312449929082,27.214312449929082,27.214312449929082,27.214312449929082,27.214312449929082,27.214312449929082,27.214312449929082,27.214312449929082,27.214312449929082,"BW",null,9999,null,4.4058920326963396,0.99762186814171572]
[2020,18.285759151738276,18.285759151738276,2183.1000784344674,1948.9604784344679,0.12013563260558044,null,20.482530395105638,18.285759151738276,{"$f":"(H8-H7)/H7","v":-0.25651240193983499},18.285759151738276,4,null,{"$f":"(D9-D8)/D8","v":-2.1087983809844023E-2},-2.4026573159094924E-2,{"$f":"P7*(1-$O$23)","v":5.1957719215301248},"CDA",35.683221791957671,35.0233493055023,26.03583580308559,26.772574474523456,27.184895834458459,27.814685089324364,28.183090311091114,28.61062475991675,29.206581087247951,29.50198209422577,29.51760179720856,29.510171958063008,29.60869058837358,{"$f":"AD8","v":29.60869058837358},29.60869058837358,29.60869058837358,29.60869058837358,29.60869058837358,29.60869058837358,29.60869058837358,29.60869058837358,29.60869058837358,29.60869058837358,29.60869058837358,"CDA",null,9999,null,22.070736120059973,0.99632003737202957]
[2021,18.917307936212183,18.917307936212183,2137.0628993251721,1902.1336369151775,0.123508284513067,null,21.253752187019177,18.917307936212183,{"$f":"(H9-H8)/H8","v":3.7652661904401495E-2},18.917307936212183,5,null,1.7128452277456113E-2,2.2690500627067647E-2,{"$f":"P8*(1-$O$23)","v":5.1802877652852901},"CFD",47.993388826363159,53.916986452749768,52.530258902500513,54.730150273509679,55.92143291589305,56.942609772973732,56.892762248152032,57.393560590250566,58.925215481575592,59.836942481915266,60.189583519363289,60.53912734785613,61.089195628034609,{"$f":"AD9","v":61.089195628034609},61.089195628034609,61.089195628034609,61.089195628034609,61.089195628034609,61.089195628034609,61.089195628034609,61.089195628034609,61.089195628034609,61.089195628034609,61.089195628034609,"CFD",null,9999,null,12.231699999999998,0.9966429498659134]
[2022,19.551999351264037,19.551999351264037,2173.6674792101853,1945.2940013963678,0.11739792424686801,null,21.847363489978544,19.551999351264037,2.7929717902795428E-2,19.551999351264037,6,null,1.9298463471706811E-2,1.7783239097289131E-2,5.1648497540788121,"CM",23.851442906846543,27.549256300369567,20.482530395105638,21.253752187019177,21.847363489978544,22.486152903494084,22.81109412573111,23.063688801778309,23.549741300232167,23.77669510779797,23.786176209744781,23.801244826558555,23.887879764150377,{"$f":"AD10","v":23.887879764150377},23.887879764150377,23.887879764150377,23.887879764150377,23.887879764150377,23.887879764150377,23.887879764150377,23.887879764150377,23.887879764150377,23.887879764150377,23.887879764150377,"CM",null,9999,null,5.2268792212670636,0.99126803537592478]
[2023,20.093760628293506,20.093760628293506,2215.6159216573601,1979.8876297377217,0.11906144994242207,null,22.486152903494084,20.093760628293506,2.923874149887944E-2,20.093760628293506,7,null,-1.2215962150789073E-3,-6.6017984149661811E-3,5.1494577503917638,"CRM",73.464150559602558,88.296186923612026,75.038860600947515,78.618803789471784,80.309720204006041,82.184742247610572,82.286608097870939,82.744085388873287,84.694969915161934,85.988975253742481,86.494606517757617,86.989866925816571,87.737981015829021,{"$f":"AD11","v":87.737981015829021},87.737981015829021,87.737981015829021,87.737981015829021,87.737981015829021,87.737981015829021,87.737981015829021,87.737981015829021,87.737981015829021,87.737981015829021,87.737981015829021,"CRM",null,9999,null,14.39723414583092,0.99982052367351304]
[2024,20.274325168028046,20.274325168028046,2212.9093336333949,1966.816810721908,0.12512223892430538,null,22.81109412573111,20.274325168028046,1.4450725458979423E-2,20.274325168028046,8,null,5.5159502192928455E-3,3.1447195390381902E-3,5.1341116171150434,"DC",81.727150477290749,93.906880640379327,91.0242413668919,95.33704622530469,96.778501349220591,98.484118091979852,97.988986501402138,98.364404174929618,100.57788532838465,102.01261253681399,102.50284653466473,102.84463670317656,103.57318713777913,{"$f":"AD12","v":103.57318713777913},103.57318713777913,103.57318713777913,103.57318713777913,103.57318713777913,103.57318713777913,103.57318713777913,103.57318713777913,103.57318713777913,103.57318713777913,103.57318713777913,"DC",null,9999,null,14.1,0.99890292609164322]
[2025,20.450488567410378,20.450488567410378,2225.1156313575252,1973.001897976294,0.12778179972346909,null,23.063688801778309,{"$f":"H13/(1+F13)","v":20.450488567410378},1.1073325753466158E-2,20.450488567410378,9,null,2.3342315157253598E-2,2.4004928698237744E-2,5.1188112175481546,"DMA",40.566161430614969,46.627184256919101,37.843763166803853,45.210902934722654,46.410122814220003,47.771612130271144,48.310065134667624,49.142394280947961,50.879804216713602,52.193624893330977,53.031020408660069,53.808995335399679,54.770096411178592,{"$f":"AD13","v":54.770096411178592},54.770096411178592,54.770096411178592,54.770096411178592,54.770096411178592,54.770096411178592,54.770096411178592,54.770096411178592,54.770096411178592,54.770096411178592,54.770096411178592,"DMA",null,9999,null,21.467285369397832,0.9989307666001952]
[2026,20.894990280485718,20.894990280485718,2277.0549816860039,2020.3636678587027,0.12705203420102945,null,23.549741300232167,{"$f":"H14/(1+F14)","v":20.894990280485718},2.1074360768186477E-2,20.894990280485718,10,null,1.3266147237237409E-2,8.7043181211358938E-3,5.1035564153979882,"DN",69.437404346719049,85.221282172569175,71.580413660935079,72.477660982810676,73.353961289974507,74.483993040544888,74.211790149206365,74.42109632003617,75.984646720805799,76.834623741161792,76.936813043661772,77.135922501313843,77.553493779010822,{"$f":"AD14","v":77.553493779010822},77.553493779010822,77.553493779010822,77.553493779010822,77.553493779010822,77.553493779010822,77.553493779010822,77.553493779010822,77.553493779010822,77.553493779010822,77.553493779010822,"DN",null,9999,null,15.979796880167498,0.99671561980176338]
[2027,21.001381698568455,21.001381698568455,2307.2627283403353,2037.9495559441298,0.13214908662027194,null,23.77669510779797,21.001381698568455,{"$f":"(H15-H14)/H14","v":9.6372102212250281E-3},21.001381698568455,11,null,3.4803253439491793E-3,4.4599303012356631E-3,5.0883470747776096,"DSH",62.79772511012866,69.357901941636115,59.683657158017631,61.665771019607178,62.834761587438472,63.726901314616086,63.511944402156217,63.677228958749062,64.912596025261891,65.584644450346403,65.665464192898611,65.822949843639748,66.153285155749373,{"$f":"AD15","v":66.153285155749373},66.153285155749373,66.153285155749373,66.153285155749373,66.153285155749373,66.153285155749373,66.153285155749373,66.153285155749373,66.153285155749373,66.153285155749373,66.153285155749373,"DSH",null,9999,null,18.231391132941489,0.99257837892839906]
[2028,21.030266007592804,21.030266007592804,2315.2927532889275,2047.0386689210748,0.13104495212552114,null,23.786176209744781,{"$f":"H16/(1+F16)","v":21.030266007592804},{"$f":"(H16-H15)/H15","v":3.9875608884354906E-4},21.030266007592804,12,null,3.0520295920809797E-3,3.0886246406700295E-3,5.0731830602050447,"DVY",79.446732534416299,86.491650990539739,76.28300918463826,79.374310978531454,82.109914940793431,84.423097367072629,84.109042866867441,84.350541225002047,86.152299253587259,87.130153852583348,87.247643528437109,87.476520057294053,87.956328619544848,{"$f":"AD16","v":87.956328619544848},87.956328619544848,87.956328619544848,87.956328619544848,87.956328619544848,87.956328619544848,87.956328619544848,87.956328619544848,87.956328619544848,87.956328619544848,87.956328619544848,"DVY",null,9999,null,17.419146603350224,0.97862807318437706]
[2029,21.044356494661489,21.044356494661489,2322.359095286296,2053.3612029943088,0.1310036889270732,null,23.801244826558555,21.044356494661489,{"$f":"(H16-H15)/H15","v":3.9875608884354906E-4},{"$f":"IF($N$4=0.1,H17,I17)","v":21.044356494661489},{"$f":"MATCH(A17, $Q$2:$AC$2,0)","v":13},"Avg",{"$f":"AVERAGE(N7:N16)","v":4.4825420608497271E-3},{"$f":"AVERAGE(O7:O16)","v":2.3362612414509583E-3},5.0580642366020774,"EB",57.510236208897808,63.488125379123687,62.946796610911498,64.277343578625263,65.132447735102133,66.326844413799506,66.137983967613806,66.311158694668435,67.568483885951949,68.191663588533899,68.224614232333863,68.208940577306464,68.416769682071973,{"$f":"AD17","v":68.416769682071973},68.416769682071973,68.416769682071973,68.416769682071973,68.416769682071973,68.416769682071973,68.416769682071973,68.416769682071973,68.416769682071973,68.416769682071973,68.416769682071973,"EB",null,9999,null,14.826291426265108,0.97948161329836381]
[2030,21.120956543308552,21.120956543308552,2337.545838402254,2065.0811964709751,{"$f":"F17","v":0.1310036889270732},null,23.887879764150377,{"$f":"H18/(1+F18)","v":21.120956543308552},{"$f":"(H17-H16)/H16","v":6.3350311882416958E-4},21.120956543308552,null,null,null,null,5.0429904692930432,"EL",30.675193648956331,34.873896496047649,36.074898828910278,37.520837926587788,38.309742864466543,38.957574123187612,39.085950006665257,39.44480450649236,40.288012968253327,40.880596774175572,41.10989296555762,41.337225991377693,41.69507450606767,{"$f":"AD18","v":41.69507450606767},41.69507450606767,41.69507450606767,41.69507450606767,41.69507450606767,41.69507450606767,41.69507450606767,41.69507450606767,41.69507450606767,41.69507450606767,41.69507450606767,"EL",null,9999,null,7.5088025352527801,0.99326349221013954]
[2031,21.120956543308552,21.120956543308552,2365.9098243319468,2090.6979740076981,0.1310036889270732,{"$f":"AVERAGE(J10:J19)","v":1.1847502994653453E-2},23.887879764150377,21.120956543308552,{"$f":"(H18-H17)/H17","v":3.6399330464913248E-3},21.120956543308552,null,null,"PoE","Weighting",5.0279616240036313,"EM",31.271037425421426,35.061973282638142,35.901117473647908,37.721364992730692,38.533772268022524,39.200277359030743,39.168986501909473,39.483421926492319,40.44601667643736,41.019634795954069,41.241621310944204,41.461722871018502,41.808219246185551,{"$f":"AD19","v":41.808219246185551},41.808219246185551,41.808219246185551,41.808219246185551,41.808219246185551,41.808219246185551,41.808219246185551,41.808219246185551,41.808219246185551,41.808219246185551,41.808219246185551,"EM",null,9999,null,5.8,0.97539959640122031]
[2032,21.120956543308552,21.120956543308552,null,null,0.1310036889270732,1.1847502994653453E-2,23.887879764150377,21.120956543308552,null,{"$f":"IF($N$4=0.1,H20,I20)","v":21.120956543308552},null,null,0.1,{"$f":"'ZSS Summary'!N10","v":0.3},5.0129775668596874,"EW",24.857779331994553,26.475253689132305,22.326954293313783,23.980241758715188,24.371829963410534,24.782354715388433,24.724637969657639,24.846296158107865,25.416649315553276,25.768456983270152,25.892352846401259,25.995105800562797,26.19096671913,{"$f":"AD20","v":26.19096671913},26.19096671913,26.19096671913,26.19096671913,26.19096671913,26.19096671913,26.19096671913,26.19096671913,26.19096671913,26.19096671913,26.19096671913,"EW",null,9999,null,5.3846672417006838,0.99939238221522797]
[2033,21.120956543308552,21.120956543308552,null,null,0.1310036889270732,1.1847502994653453E-2,23.887879764150377,21.120956543308552,null,21.120956543308552,null,null,0.5,{"$f":"'ZSS Summary'!N11","v":0.7},4.9980381643860223,"FSH",67.269723709093228,74.501407294809383,65.873884847960468,68.096664218558871,68.845984205701924,69.88663706791786,69.782190581178753,70.006128337605432,71.382313321958648,72.235659164025776,72.488781375689896,72.641142277825494,73.056612901736742,{"$f":"AD21","v":73.056612901736742},73.056612901736742,73.056612901736742,73.056612901736742,73.056612901736742,73.056612901736742,73.056612901736742,73.056612901736742,73.056612901736742,73.056612901736742,73.056612901736742,"FSH",null,9999,null,21.067594861996383,0.95390953888715735]
[2034,21.120956543308552,21.120956543308552,null,null,0.1310036889270732,1.1847502994653453E-2,23.887879764150377,21.120956543308552,null,21.120956543308552,null,null,null,null,4.9831432835052212,"FTN",51.867647859869933,57.183669996634613,54.456900066053493,55.539461411138973,56.051537332893048,56.746478863383381,56.515089952122693,56.542239799731099,57.585388567900367,58.231163219377066,58.282699784134032,58.325491165593732,58.534116905883145,{"$f":"AD22","v":58.534116905883145},58.534116905883145,58.534116905883145,58.534116905883145,58.534116905883145,58.534116905883145,58.534116905883145,58.534116905883145,58.534116905883145,58.534116905883145,58.534116905883145,"FTN",null,9999,null,17.854490549836061,0.99979023039085635]
[2035,21.120956543308552,21.120956543308552,null,null,0.1310036889270732,1.1847502994653453E-2,23.887879764150377,21.120956543308552,null,21.120956543308552,null,null,"Avg Load growth",{"$f":"O20*N17+O17*O21","v":2.9801454872705889E-3},4.9682927915364603,"GW",63.496172457557968,71.195076437945715,67.495604534341624,69.547531952831235,70.385990882050194,71.214131159400466,71.089887553802455,71.610726238801149,72.993044999417691,73.678507876750757,73.714757660684171,73.697514628153201,73.926164088402615,{"$f":"AD23","v":73.926164088402615},73.926164088402615,73.926164088402615,73.926164088402615,73.926164088402615,73.926164088402615,73.926164088402615,73.926164088402615,73.926164088402615,73.926164088402615,73.926164088402615,"GW",null,9999,null,19.079119779598159,0.99172313224097386]
[2036,21.120956543308552,21.120956543308552,null,null,0.1310036889270732,1.1847502994653453E-2,23.887879764150377,21.120956543308552,null,21.120956543308552,null,null,null,null,4.9534865561943242,"HGS",47.520076113447942,50.447752363144858,47.35934540010944,49.625051790139757,50.483558083871408,51.480203944096957,51.332219665452975,51.396107723268727,52.423236681783045,53.059912944032426,53.248733756209205,53.36238299208226,53.672265073701929,{"$f":"AD24","v":53.672265073701929},53.672265073701929,53.672265073701929,53.672265073701929,53.672265073701929,53.672265073701929,53.672265073701929,53.672265073701929,53.672265073701929,53.672265073701929,53.672265073701929,"HGS",null,9999,null,13.747783925299636,0.95932983216778889]
[2037,21.120956543308552,21.120956543308552,null,null,0.1310036889270732,1.1847502994653453E-2,23.887879764150377,21.120956543308552,null,21.120956543308552,null,null,null,null,4.938724445587626,"HT",45.818974832734973,52.475174682660814,51.561056961685807,53.560413257573657,54.627180479538907,56.247509623445737,56.808879343488208,57.034153330782843,58.203010191069858,58.749763530311405,58.772617453304967,58.808942046459158,59.017835673942429,{"$f":"AD25","v":59.017835673942429},59.017835673942429,59.017835673942429,59.017835673942429,59.017835673942429,59.017835673942429,59.017835673942429,59.017835673942429,59.017835673942429,59.017835673942429,59.017835673942429,"HT",null,9999,null,19.001128941163966,0.98683380192653758]
[2038,{"$f":"K26*(1+$N$2)","v":21.120956543308552},{"$f":"I26","v":21.120956543308552},null,null,0.1310036889270732,1.1847502994653453E-2,23.887879764150377,{"$f":"H26/(1+F26)","v":21.120956543308552},null,{"$f":"IF($N$4=0.1,H26,I26)","v":21.120956543308552},null,null,null,null,4.9240063282182351,"K",37.100863841080702,45.707099992560259,42.280289080037178,45.001521251728349,46.43737971920222,47.759605919649033,47.914375478976609,48.51796014575558,49.992690092593811,51.055481000468696,51.692905431028557,52.303745075388427,53.113529618250418,{"$f":"AD26","v":53.113529618250418},53.113529618250418,53.113529618250418,53.113529618250418,53.113529618250418,53.113529618250418,53.113529618250418,53.113529618250418,53.113529618250418,53.113529618250418,53.113529618250418,"K",null,9999,null,7.6212899999999992,0.99418083442063532]
[2039,{"$f":"K27*(1+$N$2)","v":21.120956543308552},{"$f":"I27","v":21.120956543308552},null,null,0.1310036889270732,1.1847502994653453E-2,23.887879764150377,{"$f":"H27/(1+F27)","v":21.120956543308552},null,{"$f":"IF($N$4=0.1,H27,I27)","v":21.120956543308552},null,null,null,null,4.9093320729799039,"KBH",26.26998242009094,35.356570474930358,32.250733369956123,36.854306718085283,37.814135612703225,38.81484410369724,38.948862336568631,39.214883759017546,40.108058103872182,40.733425371126891,41.088008173546378,41.455751981858015,41.961943863258547,{"$f":"AD27","v":41.961943863258547},41.961943863258547,41.961943863258547,41.961943863258547,41.961943863258547,41.961943863258547,41.961943863258547,41.961943863258547,41.961943863258547,41.961943863258547,41.961943863258547,"KBH",null,9999,null,34,0.99115588471528793]
[2040,{"$f":"K28*(1+$N$2)","v":21.120956543308552},{"$f":"I28","v":21.120956543308552},null,null,0.1310036889270732,1.1847502994653453E-2,23.887879764150377,{"$f":"H28/(1+F28)","v":21.120956543308552},null,{"$f":"IF($N$4=0.1,H28,I28)","v":21.120956543308552},null,null,null,null,4.8947015491571007,"LD",48.610701081843011,58.495520928112128,54.183940324363896,54.581218745657857,55.160079912583988,55.906470153711204,55.726686615948175,55.767569286297153,56.797902841606351,57.357966941454634,57.425299332031578,57.556491219394019,57.831621799778809,{"$f":"AD28","v":57.831621799778809},57.831621799778809,57.831621799778809,57.831621799778809,57.831621799778809,57.831621799778809,57.831621799778809,57.831621799778809,57.831621799778809,57.831621799778809,57.831621799778809,"LD",null,9999,null,29.847422351344338,0.96838861592562542]
[null,null,null,null,null,null,null,null,null,null,null,null,null,null,null,4.8801146264238442,"LWN",45.732314168214948,47.822653783378868,49.771095199697932,50.70215977224403,51.186439354347755,52.062851550320239,51.895545719127028,51.921338365967138,52.911879628231482,53.524650323688576,53.573539048077116,53.614130354263146,53.812009859729535,{"$f":"AD29","v":53.812009859729535},53.812009859729535,53.812009859729535,53.812009859729535,53.812009859729535,53.812009859729535,53.812009859729535,53.812009859729535,53.812009859729535,53.812009859729535,53.812009859729535,"LWN",null,9999,null,27.260477568387941,0.98059787320850345]
[1,{"$f":"A30+1","v":2},{"$f":"B30+1","v":3},4,5,6,7,8,9,10,11,12,null,null,null,null,"M",35.297425156499351,42.050048294844274,38.598820617422369,39.104415990093138,39.486153655333474,39.989554508413512,39.877328101552926,39.932526904987007,40.748820473787802,41.129646969522085,41.145551818077472,41.170829190614576,41.316141179325861,{"$f":"AD30","v":41.316141179325861},41.316141179325861,41.316141179325861,41.316141179325861,41.316141179325861,41.316141179325861,41.316141179325861,41.316141179325861,41.316141179325861,41.316141179325861,41.316141179325861,"M",null,9999,null,4.1197453388402128,0.98337840044446601]
[null,null,null,null,null,null,null,null,null,null,null,null,null,null,null,null,"MC",58.495285850840311,64.055787833055888,55.517082095093613,56.556105076532859,57.453302527435724,58.596112096172966,58.489135023766814,58.834609474188376,60.103605233445151,60.694925146184687,60.719611592418396,60.758843903802102,60.984342087928681,{"$f":"AD31","v":60.984342087928681},60.984342087928681,60.984342087928681,60.984342087928681,60.984342087928681,60.984342087928681,60.984342087928681,60.984342087928681,60.984342087928681,60.984342087928681,60.984342087928681,"MC",null,9999,null,18.676353193009618,0.99734639488096766]
[null,null,null,null,null,null,null,null,null,null,null,null,null,null,null,null,"MGE",73.402903024875542,84.332649253761261,81.941745008024114,83.08140442532752,84.057935152998056,85.315912768177867,85.013020967625977,85.223964312476269,86.961873783425091,87.905578030348138,88.018987537113844,88.23992963902144,88.70316415643839,{"$f":"AD32","v":88.70316415643839},88.70316415643839,88.70316415643839,88.70316415643839,88.70316415643839,88.70316415643839,88.70316415643839,88.70316415643839,88.70316415643839,88.70316415643839,88.70316415643839,"MGE",null,9999,null,23.235295770812815,0.99999965695890425]
[null,null,null,null,null,null,null,null,null,null,null,null,null,null,null,null,"MR",46.801945643308756,50.084235896684355,51.201419304234477,52.208859218233741,52.804894169277574,53.532877910931198,53.370669220900389,53.450457968266505,54.629055346757575,55.178079490509617,55.200997862990711,55.23741993130816,55.446756573619361,{"$f":"AD33","v":55.446756573619361},55.446756573619361,55.446756573619361,55.446756573619361,55.446756573619361,55.446756573619361,55.446756573619361,55.446756573619361,55.446756573619361,55.446756573619361,55.446756573619361,"MR",null,9999,null,14.031267610444509,0.99998077923082129]
[null,null,null,null,null,null,null,null,null,null,null,null,null,null,null,null,"MTN",63.104963733669898,66.826660206196919,64.315898064672112,68.032949703328114,69.353029280761277,70.921273956800889,71.049910602497093,71.863341407276565,73.994678404098792,75.555661550498556,76.444864904691272,77.226891491767674,78.324476260868721,{"$f":"AD34","v":78.324476260868721},78.324476260868721,78.324476260868721,78.324476260868721,78.324476260868721,78.324476260868721,78.324476260868721,78.324476260868721,78.324476260868721,78.324476260868721,78.324476260868721,"MTN",null,9999,null,14.9,0.99885515117462431]
[null,null,null,null,null,null,null,null,null,null,null,null,null,null,null,null,"NB",46.446466427106557,50.696039013914962,46.399764495574445,47.067681309636704,47.582485695833583,48.260261553723296,48.109266677433745,48.210630525074883,49.307982386104889,49.818903239477834,49.840227601471192,49.874115895421021,50.068876358975835,{"$f":"AD35","v":50.068876358975835},50.068876358975835,50.068876358975835,50.068876358975835,50.068876358975835,50.068876358975835,50.068876358975835,50.068876358975835,50.068876358975835,50.068876358975835,50.068876358975835,{"$f":"Q35","v":"NB"},null,9999,null,9.6022959744013558,0.98653761805192886]
[null,null,null,null,null,null,null,null,null,null,null,null,null,null,null,null,"NO",51.699628220567512,60.516924504925463,42.670597712485232,45.813160553848007,46.489603116392601,47.158328488126017,47.154592881764216,47.357123047582014,48.160624693084863,48.560888715389787,48.582088887541268,48.572004138021697,48.705791673037702,{"$f":"AD36","v":48.705791673037702},48.705791673037702,48.705791673037702,48.705791673037702,48.705791673037702,48.705791673037702,48.705791673037702,48.705791673037702,48.705791673037702,48.705791673037702,48.705791673037702,"NO",null,9999,null,9.7095647244293097,0.96094210778690203]
[null,null,null,null,null,null,null,null,null,null,null,null,null,null,null,null,"NP",56.024399550038389,63.903353653212911,57.764154941624021,60.08293740607855,60.970391901631018,61.748862660074003,61.390483173619032,61.559879157927192,62.791163683676309,63.402312508670825,63.434642634769041,63.419263948438449,63.623210241199686,{"$f":"AD37","v":63.623210241199686},63.623210241199686,63.623210241199686,63.623210241199686,63.623210241199686,63.623210241199686,63.623210241199686,63.623210241199686,63.623210241199686,63.623210241199686,63.623210241199686,"NP",null,9999,null,21.849158599335826,0.99960917509932623]
[null,null,null,null,null,null,null,null,null,null,null,null,null,null,null,null,"NW",58.681753583991522,66.80011233953249,66.739480995208012,67.73219612858054,68.283180558500547,69.042318582863771,68.671591878490332,68.863418173014054,70.147715789635797,70.740245091602489,70.702497739273326,70.608852751686712,70.738243517553798,{"$f":"AD38","v":70.738243517553798},70.738243517553798,70.738243517553798,70.738243517553798,70.738243517553798,70.738243517553798,70.738243517553798,70.738243517553798,70.738243517553798,70.738243517553798,70.738243517553798,"NW",null,9999,null,23.480286815704304,0.98152384041563623]
[null,null,null,null,null,null,null,null,null,null,null,null,null,null,null,null,"O",0,0,0,0,0,0,0,0,0,0,0,0,0,{"$f":"AD39","v":0},0,0,0,0,0,0,0,0,0,0,"O",null,9999,null,null,0]
[null,null,null,null,null,null,null,null,null,null,null,null,null,null,null,null,"OAK",38.941177637867355,44.411105045791835,41.495976461260639,42.416005631049899,43.198396344194002,44.086874267928998,44.048949436742866,44.209445164082631,45.143306445051699,45.647258064083502,45.728613308172257,45.760565225333359,45.939205858294159,{"$f":"AD40","v":45.939205858294159},45.939205858294159,45.939205858294159,45.939205858294159,45.939205858294159,45.939205858294159,45.939205858294159,45.939205858294159,45.939205858294159,45.939205858294159,45.939205858294159,"OAK",null,9999,null,2.9988337205671307,0.99998873093204665]
[null,null,null,null,null,null,null,null,null,null,null,null,null,null,null,null,"OE",15.124729831798492,16.731425084741556,16.295197918274191,16.788288145886273,16.899054030821958,17.050550352166031,16.973489908208872,17.007958584852425,17.259154181320643,17.384252489019104,17.390877806045548,17.387726203525077,17.429535369881322,{"$f":"AD41","v":17.429535369881322},17.429535369881322,17.429535369881322,17.429535369881322,17.429535369881322,17.429535369881322,17.429535369881322,17.429535369881322,17.429535369881322,17.429535369881322,17.429535369881322,"OE",null,9999,null,4.2030972263696178,0.89648046327943187]
[null,null,null,null,null,null,null,null,null,null,null,null,null,null,null,null,"OR",36.056473364124123,39.297839179759478,35.077953874461009,36.382158702099943,36.853225992033096,37.437942155994612,37.40935236982758,37.69679942558232,38.578833490182085,39.105852103340382,39.310074416402507,39.512707300916688,39.831989664363661,{"$f":"AD42","v":39.831989664363661},39.831989664363661,39.831989664363661,39.831989664363661,39.831989664363661,39.831989664363661,39.831989664363661,39.831989664363661,39.831989664363661,39.831989664363661,39.831989664363661,"OR",null,9999,null,5.6191443175693268,0.97106371429856531]
[null,null,null,null,null,null,null,null,null,null,null,null,null,null,null,null,"RBD",40.304843877143242,46.816194955380766,36.934384186478226,45.370437656326793,46.306538939982914,47.548206565792569,47.825437652982764,48.361057414893146,49.76613970664836,50.796650971495744,51.384184333368154,51.901194511831442,52.62727122808824,{"$f":"AD43","v":52.62727122808824},52.62727122808824,52.62727122808824,52.62727122808824,52.62727122808824,52.62727122808824,52.62727122808824,52.62727122808824,52.62727122808824,52.62727122808824,52.62727122808824,"RBD",null,9999,null,14.693393157744143,0.99352638256654768]
[null,null,null,null,null,null,null,null,null,null,null,null,null,null,null,null,"RWT",32.824796046123836,39.011162876278512,33.473801717412613,34.079365893790204,34.450126445553622,34.9359208791195,34.679501393698303,34.794217867447912,35.569401958459778,36.058279239885103,36.212348976429169,36.319349531918448,36.568658155179278,{"$f":"AD44","v":36.568658155179278},36.568658155179278,36.568658155179278,36.568658155179278,36.568658155179278,36.568658155179278,36.568658155179278,36.568658155179278,36.568658155179278,36.568658155179278,36.568658155179278,"RWT",null,9999,null,null,0.99808255362649001]
[null,null,null,null,null,null,null,null,null,null,null,null,null,null,null,null,"SCY",0,0,0,0,0,0,0,0,0,0,0,0,0,{"$f":"AD45","v":0},0,0,0,0,0,0,0,0,0,0,"SCY",null,9999,null,null,0]
[null,null,null,null,null,null,null,null,null,null,null,null,null,null,null,null,"SH",7.3545851823387354,8.1652917431800045,7.6064810091895652,7.7746427244020611,7.8665541764971341,7.9846669840273288,7.9972779054762348,8.0357941752759299,8.2203368473952771,8.3440786937440699,8.3943516863684149,8.4343247923627818,8.508680839976698,{"$f":"AD46","v":8.508680839976698},8.508680839976698,8.508680839976698,8.508680839976698,8.508680839976698,8.508680839976698,8.508680839976698,8.508680839976698,8.508680839976698,8.508680839976698,8.508680839976698,"SH",null,9999,null,0,0.97458617089033006]
[null,null,null,null,null,null,null,null,null,null,null,null,null,null,null,null,"SR",31.674230351605768,35.097675516198457,30.312790086738328,33.135266414442683,33.564399869763413,34.081819312588991,34.102657232029351,34.302070341144777,35.034603023668353,35.405574909617179,35.46224832788225,35.484949369815972,35.625530442863329,{"$f":"AD47","v":35.625530442863329},35.625530442863329,35.625530442863329,35.625530442863329,35.625530442863329,35.625530442863329,35.625530442863329,35.625530442863329,35.625530442863329,35.625530442863329,35.625530442863329,"SR",null,9999,null,13.343075782865602,0.9948722349674427]
[null,null,null,null,null,null,null,null,null,null,null,null,null,null,null,null,"SS",29.531527686581828,40.658990635171456,33.48409555129016,34.623448199514684,34.902180911676915,35.28610552717975,35.090436507390045,35.177861775915098,35.819583838466563,36.142046964384363,36.159175971129763,36.151027228336204,36.259221217843802,{"$f":"AD48","v":36.259221217843802},36.259221217843802,36.259221217843802,36.259221217843802,36.259221217843802,36.259221217843802,36.259221217843802,36.259221217843802,36.259221217843802,36.259221217843802,36.259221217843802,"SS",null,9999,null,15.768852302359571,0.94752479741530082]
[null,null,null,null,null,null,null,null,null,null,null,null,null,null,null,null,"STO",42.065437375264239,47.155798266637774,41.580201687085065,48.0897009100864,48.944735596266,49.962333390798101,50.045887149933449,50.57452413435805,51.961907499737038,52.979980445789806,53.560617736173036,54.071673027808629,54.789560939746906,{"$f":"AD49","v":54.789560939746906},54.789560939746906,54.789560939746906,54.789560939746906,54.789560939746906,54.789560939746906,54.789560939746906,54.789560939746906,54.789560939746906,54.789560939746906,54.789560939746906,"STO",null,9999,null,12.717188173801315,0.95522411769785531]
[null,null,null,null,null,null,null,null,null,null,null,null,null,null,null,null,"SV",49.981744569496058,57.218906571062242,47.890439357203853,48.846385199118089,49.232908270875328,49.759927460874636,49.492084910581163,49.611948136845413,50.482643911336048,50.914471333259584,50.937309195138354,50.92644583212428,51.070500646130313,{"$f":"AD50","v":51.070500646130313},51.070500646130313,51.070500646130313,51.070500646130313,51.070500646130313,51.070500646130313,51.070500646130313,51.070500646130313,51.070500646130313,51.070500646130313,51.070500646130313,"SV",null,9999,null,16.852124788916178,0.93559365934083261]
[null,null,null,null,null,null,null,null,null,null,null,null,null,null,null,null,"SVW",49.113559968621587,57.638921458757274,53.880145208057584,55.215610112115137,55.892353904488743,56.953281057627756,57.062685464602744,57.252945189839579,58.352633287425391,58.89820292531865,58.927059243957629,58.91333302398521,59.095356532677499,{"$f":"AD51","v":59.095356532677499},59.095356532677499,59.095356532677499,59.095356532677499,59.095356532677499,59.095356532677499,59.095356532677499,59.095356532677499,59.095356532677499,59.095356532677499,59.095356532677499,"SVW",null,9999,null,null,0.99110769962989631]
[null,null,null,null,null,null,null,null,null,null,null,null,null,null,null,null,"T",0,0,0,0,0,0,0,0,0,0,0,0,0,{"$f":"AD52","v":0},0,0,0,0,0,0,0,0,0,0,"T",null,9999,null,null,0]
[null,null,null,null,null,null,null,null,null,null,null,null,null,null,null,null,"TSE",0,0,0,0,0,0,0,0,0,0,0,0,0,{"$f":"AD53","v":0},0,0,0,0,0,0,0,0,0,0,"TSE",null,9999,null,null,0]
[null,null,null,null,null,null,null,null,null,null,null,null,null,null,null,null,"WD",49.782366766287225,55.142101222139907,52.274435105912964,53.897163767837121,54.511480156592874,55.307050088248808,55.003445795225737,55.216655740802913,56.472784055360194,57.286130663996886,57.563898215441881,57.757514239877267,58.170104886554526,{"$f":"AD54","v":58.170104886554526},58.170104886554526,58.170104886554526,58.170104886554526,58.170104886554526,58.170104886554526,58.170104886554526,58.170104886554526,58.170104886554526,58.170104886554526,58.170104886554526,"WD",null,9999,null,6.5199989245134606,0.99999997612788349]
[]
[]
[null,null,null,null,null,null,null,null,null,null,null,null,null,null,null,null,"ZSS"]
[null,null,null,null,null,null,null,null,null,null,null,null,null,null,null,null,"BH","BH:-:66/22kV:Trans Summation:MW",null,null,null,null,null,null,"EM Augmentation",null,true]
[null,null,null,null,null,null,null,null,null,null,null,null,null,null,null,null,"BR","BR:-:66/11kV:Trans Summation:MW",null,null,null,null,null,null,"EM Load forecast","Post-Augex","Pre-Augex"]
[null,null,null,null,null,null,null,null,null,null,null,null,null,null,null,null,"BT","BT:-:66/11kV:Trans Summation:MW",null,null,null,null,null,null,"Summer","10PoE","10PoE"]
[null,null,null,null,null,null,null,null,null,null,null,null,null,null,null,null,"BU","BU:-:66/11kV:Trans Summation:MW",null,null,null,null,null,null,2021,49.2,37.194452160190174,2021,37.194452160190174]
[null,null,null,null,null,null,null,null,null,null,null,null,null,null,null,null,"BW","BW:-:22/11kV:Trans Summation:MW",null,null,null,null,null,null,2022,50.3,38.143059759722767,2022,38.143059759722767]
[null,null,null,null,null,null,null,null,null,null,null,null,null,null,null,null,"CDA","CDA:-:66/22kV:Trans Summation:MW",null,null,null,null,null,null,2023,51.1,38.600169359489932,2023,38.600169359489932]
[null,null,null,null,null,null,null,null,null,null,null,null,null,null,null,null,"CFD","CFD:-:66/11kV:Trans Summation:MW",null,null,null,null,null,null,2024,51.5,38.695849033617549,2024,51.5]
[null,null,null,null,null,null,null,null,null,null,null,null,null,null,null,null,"CM","CM:-:66/11kV:Trans Summation:MW",null,null,null,null,null,null,2025,52.9,39.424647558735899,2025,52.9]
[null,null,null,null,null,null,null,null,null,null,null,null,null,null,null,null,"CRM","CRM:-:66/22kV:Trans Summation:MW",null,null,null,null,null,null,2026,54.3,40.16924431954839,2026,54.3]
[null,null,null,null,null,null,null,null,null,null,null,null,null,null,null,null,"DC","DC:-:66/22kV:Trans Summation:MW",null,null,null,null,null,null,2027,55.5,41.04963536813726,2027,55.5]
[null,null,null,null,null,null,null,null,null,null,null,null,null,null,null,null,"DMA","DMA:#1:66/22kV:Trans:MW",null,null,null,null,null,null,2028,56.2,41.334052876628668,2028,56.2]
[null,null,null,null,null,null,null,null,null,null,null,null,null,null,null,null,"DN","DN:-:66/22kV:Trans Summation:MW",null,null,null,null,null,null,2029,56.5,null,2029,56.5]
[null,null,null,null,null,null,null,null,null,null,null,null,null,null,null,null,"DSH","DSH:-:-:Station:MW",null,null,null,null,null,null,2030,56.7,null,2030,56.7]
[null,null,null,null,null,null,null,null,null,null,null,null,null,null,null,null,"DVY","DVY:-:66/22kV:Trans Summation:MW",null,null,null,null,null,null,2031,56.9,null,2031,56.9]
[null,null,null,null,null,null,null,null,null,null,null,null,null,null,null,null,"EB","EB:-:66/22kV:Trans Summation:MW",null,null,null,null,null,null,2032,57]
[null,null,null,null,null,null,null,null,null,null,null,null,null,null,null,null,"EL","EL:-:-:Station:MW",null,null,null,null,null,null,2033,57.2]
[null,null,null,null,null,null,null,null,null,null,null,null,null,null,null,null,"EM","EM:-:66/11kV:Trans Summation:MW",null,null,null,null,null,null,2034,57.3]
[null,null,null,null,null,null,null,null,null,null,null,null,null,null,null,null,"EW","EW:-:-:Station:MW",null,null,null,null,null,null,2035,57.4]
[null,null,null,null,null,null,null,null,null,null,null,null,null,null,null,null,"FSH","FSH:-:66/22kV:Trans Summation:MW",null,null,null,null,null,null,2036,57.5]
[null,null,null,null,null,null,null,null,null,null,null,null,null,null,null,null,"FTN","FTN:-:66/22kV:Trans Summation:MW",null,null,null,null,null,null,2037,57.6]
[null,null,null,null,null,null,null,null,null,null,null,null,null,null,null,null,"GW","GW:-:66/22kV:Trans Summation:MW",null,null,null,null,null,null,2038,57.7]
[null,null,null,null,null,null,null,null,null,null,null,null,null,null,null,null,"HGS","HGS:-:66/22kV:Trans Summation:MW"]
[null,null,null,null,null,null,null,null,null,null,null,null,null,null,null,null,"HT","HT:-:66/22kV:Trans Summation:MW"]
[null,null,null,null,null,null,null,null,null,null,null,null,null,null,null,null,"K","K:-:11kV:Trans Summation:MW"]
[null,null,null,null,null,null,null,null,null,null,null,null,null,null,null,null,"KBH","KBH:-:-:Station:MW"]
[null,null,null,null,null,null,null,null,null,null,null,null,null,null,null,null,"LD","LD:-:66/22kV:Trans Summation:MW"]
[null,null,null,null,null,null,null,null,null,null,null,null,null,null,null,null,"LWN","LWN:-:66/22kV:Trans Summation:MW"]
[null,null,null,null,null,null,null,null,null,null,null,null,null,null,null,null,"M","M:-:66/11kV:Trans Summation:MW"]
[null,null,null,null,null,null,null,null,null,null,null,null,null,null,null,null,"MC","MC:-:66/22kV:Trans Summation:MW"]
[null,null,null,null,null,null,null,null,null,null,null,null,null,null,null,null,"MGE","MGE:-:66/22kV:Trans Summation:MW"]
[null,null,null,null,null,null,null,null,null,null,null,null,null,null,null,null,"MR","MR:-:66/11kV:Trans Summation:MW"]
[null,null,null,null,null,null,null,null,null,null,null,null,null,null,null,null,"MTN","MTN:-:66/22kV:Trans Summation:MW"]
[null,null,null,null,null,null,null,null,null,null,null,null,null,null,null,null,"NB","NB:-:66/11kV:Trans Summation:MW"]
[null,null,null,null,null,null,null,null,null,null,null,null,null,null,null,null,"NO","NO:-:66/22kV:Trans Summation:MW"]
[null,null,null,null,null,null,null,null,null,null,null,null,null,null,null,null,"NP","NP:-:66/22kV:Trans Summation:MW"]
[null,null,null,null,null,null,null,null,null,null,null,null,null,null,null,null,"NW","NW:-:66/22kV:Trans Summation:MW"]
[null,null,null,null,null,null,null,null,null,null,null,null,null,null,null,null,{"$error":"#VALUE!"}]
[null,null,null,null,null,null,null,null,null,null,null,null,null,null,null,null,"OAK","OAK:-:66/11kV:Trans Summation:MW"]
[null,null,null,null,null,null,null,null,null,null,null,null,null,null,null,null,"OE","OE:-:66/11kV:Trans Summation:MW"]
[null,null,null,null,null,null,null,null,null,null,null,null,null,null,null,null,"OR","OR:-:66/11kV:Trans Summation:MW"]
[null,null,null,null,null,null,null,null,null,null,null,null,null,null,null,null,"RBD","RBD:-:66/22kV:Trans Summation:MW"]
[null,null,null,null,null,null,null,null,null,null,null,null,null,null,null,null,{"$error":"#VALUE!"}]
[null,null,null,null,null,null,null,null,null,null,null,null,null,null,null,null,{"$error":"#VALUE!"}]
[null,null,null,null,null,null,null,null,null,null,null,null,null,null,null,null,"SH","SH:-:22/6.6kV:Trans Summation:MW"]
[null,null,null,null,null,null,null,null,null,null,null,null,null,null,null,null,"SR","SR:-:66/11kV:Trans Summation:MW"]
[null,null,null,null,null,null,null,null,null,null,null,null,null,null,null,null,"SS","SS:-:66/22kV:Trans Summation:MW"]
[null,null,null,null,null,null,null,null,null,null,null,null,null,null,null,null,"STO","STO:-:66/22kV:Trans Summation:MW"]
[null,null,null,null,null,null,null,null,null,null,null,null,null,null,null,null,"SV","SV:-:66/22kV:Trans Summation:MW"]
[null,null,null,null,null,null,null,null,null,null,null,null,null,null,null,null,"SVW","SVW:-:66/22kV:Trans Summation:MW"]
[null,null,null,null,null,null,null,null,null,null,null,null,null,null,null,null,{"$error":"#VALUE!"},"T_1.STNMW"]
[null,null,null,null,null,null,null,null,null,null,null,null,null,null,null,null,{"$error":"#VALUE!"}]
[null,null,null,null,null,null,null,null,null,null,null,null,null,null,null,null,"WD","WD:-:66/11kV:Trans Summation:MW"]
[null,null,null,null,null,null,null,null,null,null,null,null,null,null,null,null,null,"SVW:-:66/22kV:Trans Summation:MW"]
[null,null,null,null,null,null,null,null,null,null,null,null,null,null,null,null,null,"DN:-:66/22kV:Trans Summation:MW"]
[null,null,null,null,null,null,null,null,null,null,null,null,null,null,null,null,null,"SS:-:66/22kV:Trans Summation:MW"]

{"sheet":"VCR","index":5,"n_rows":59,"n_cols":2,"rows_kept":59,"cut":false,"hidden":false,"merged":[]}
[]
["ZSS","VCR"]
["AR",46.613256088384993]
["BC",30.826526966631729]
["BH",52.806675442494729]
["BR",28.673989133432183]
["BRA",31.748342674297124]
["BT",32.481852156511216]
["BU",31.725054772131671]
["BW",34.246068455950862]
["CDA",44.95206782499303]
["CFD",37.995798264640563]
["CM",53.254053230007798]
["CRM",47.266637939907582]
["DC",34.521529737004904]
["DMA",30.515013271202111]
["DN",49.700434826740782]
["DSH",60.819624412063085]
["DVY",58.4312003022971]
["EB",42.963745501607001]
["EL",34.570213370580696]
["EM",37.592761283812159]
["EW",29.14618401949912]
["FGY",51.883883303381531]
["FSH",37.366990668778783]
["FTN",39.941665693115226]
["GW",43.049948253839361]
["HGS",42.299760900291496]
["HPK",44.52]
["HT",50.415139543859063]
["K",37.557742609803064]
["KBH",44.444497077334731]
["LD",42.666258889727814]
["LWN",34.744033086841824]
["LYD",62.643505771248691]
["M",36.165164313944487]
["MC",49.750647559270284]
["MGE",48.474352567208904]
["MR",37.299797201255693]
["MTN",37.927184375872891]
["MTS",63.79]
["NB",34.915165529137013]
["NO",56.481150495309002]
["NP",38.568754083742668]
["NW",37.642586460141757]
["OAK",44.866734180772525]
["OE",41.39516014592963]
["OR",32.371077685496587]
["RBD",36.46010137613505]
["RD",29.203619229473212]
["RWT",37.620440286940116]
["SH",28.002472431877706]
["SK",47.177112788701628]
["SR",34.640941342400325]
["SS",47.434384149758522]
["STO",30.30235711947277]
["SV",56.018956353122036]
["SVW",56.675020481996761]
["WD",37.193554674892489]

{"sheet":"Assets","index":6,"n_rows":320,"n_cols":33,"rows_kept":320,"cut":false,"hidden":false,"merged":[[167,5,167,6],[36,0,36,4],[43,7,43,8]]}
["ZSS",{"$f":"Engine!C1","v":"CM"}]
["Asset Number","Type","Starting Year","Modified Year",2018,2019,2020,2021,2022,2023,2024,2025,2026,2027,2028,2029,2030,2031,2032,2033,2034,2035,2036,2037,2038,2039,2040,null,"Cyclic Rating","2Hr Rating",null,"Ratings Selected","PR"]
[{"$f":"$B$1&\" #1\"","v":"CM #1"},{"$f":"AssetType","v":"Transformer"},{"$f":"IFERROR(VLOOKUP(A3, $C$170:$E$320,IF(B3=\"Transformer\", 2,3),FALSE),9999)","v":1961},{"$f":"IFERROR(VLOOKUP(A3, $C$170:$H$320,6,FALSE),9999)","v":9999},{"$f":"IF($D3>=E$2,IF($C3=9999,TRUE,VLOOKUP(E$2-$C3,$A$39:$D$156,3,FALSE)),VLOOKUP(E$2-$D3,$A$39:$D$156,3,FALSE))","v":5.351936619003848E-3},5.5994983385053059E-3,5.853984485650718E-3,6.115466448808362E-3,6.3840151339347607E-3,6.659700975795619E-3,6.9425939487469321E-3,7.2327635770998268E-3,7.5302789450916842E-3,7.8352087064845078E-3,{"$f":"IF($D3>=O$2,IF($C3=9999,TRUE,VLOOKUP(O$2-$C3,$A$39:$D$156,3,FALSE)),VLOOKUP(O$2-$D3,$A$39:$D$156,3,FALSE))","v":8.1476210938098217E-3},8.467583927278366E-3,8.7951646233714372E-3,9.1304302031299817E-3,9.4734473001559585E-3,9.8242821683402655E-3,1.0183000689329978E-2,1.054966837974744E-2,1.0924350398172399E-2,1.1307111551898692E-2,1.1698016303474766E-2,1.2097128777038384E-2,1.2504512764454518E-2,{"$f":"A3","v":"CM #1"},{"$f":"IFERROR(VLOOKUP(AB3, $C$170:$G$320,4,FALSE),42)","v":29.5},{"$f":"IFERROR(VLOOKUP(AB3, $C$170:$G$320,5,FALSE),42)","v":32.42},null,null,"Planning Ratings"]
[{"$f":"$B$1&\" #2\"","v":"CM #2"},{"$f":"AssetType","v":"Transformer"},{"$f":"IFERROR(VLOOKUP(A4, $C$170:$E$320,IF(B4=\"Transformer\", 2,3),FALSE),9999)","v":1961},{"$f":"IFERROR(VLOOKUP(A4, $C$170:$H$320,6,FALSE),9999)","v":9999},5.351936619003848E-3,5.5994983385053059E-3,5.853984485650718E-3,6.115466448808362E-3,6.3840151339347607E-3,6.659700975795619E-3,6.9425939487469321E-3,7.2327635770998268E-3,7.5302789450916842E-3,7.8352087064845078E-3,8.1476210938098217E-3,8.467583927278366E-3,8.7951646233714372E-3,9.1304302031299817E-3,9.4734473001559585E-3,9.8242821683402655E-3,1.0183000689329978E-2,1.054966837974744E-2,1.0924350398172399E-2,1.1307111551898692E-2,1.1698016303474766E-2,1.2097128777038384E-2,1.2504512764454518E-2,{"$f":"A4","v":"CM #2"},{"$f":"IFERROR(VLOOKUP(AB4, $C$170:$G$320,4,FALSE),42)","v":29.5},{"$f":"IFERROR(VLOOKUP(AB4, $C$170:$G$320,5,FALSE),42)","v":32.42},null,"Float Voltage",{"$f":"VLOOKUP(ZSS,K170:M216,3,FALSE)","v":1.0454545454545454}]
[{"$f":"$B$1&\" #3\"","v":"CM #3"},{"$f":"AssetType","v":"Transformer"},{"$f":"IFERROR(VLOOKUP(A5, $C$170:$E$320,IF(B5=\"Transformer\", 2,3),FALSE),9999)","v":9999},{"$f":"IFERROR(VLOOKUP(A5, $C$170:$H$320,6,FALSE),9999)","v":9999},true,true,true,true,true,true,true,true,true,true,true,true,true,true,true,true,true,true,true,true,true,true,true,{"$f":"A5","v":"CM #3"},{"$f":"IFERROR(VLOOKUP(AB5, $C$170:$G$320,4,FALSE),42)","v":42},{"$f":"IFERROR(VLOOKUP(AB5, $C$170:$G$320,5,FALSE),42)","v":42}]
[{"$f":"$B$1&\" #4\"","v":"CM #4"},{"$f":"AssetType","v":"Transformer"},{"$f":"IFERROR(VLOOKUP(A6, $C$170:$E$320,IF(B6=\"Transformer\", 2,3),FALSE),9999)","v":9999},{"$f":"IFERROR(VLOOKUP(A6, $C$170:$H$320,6,FALSE),9999)","v":9999},{"$f":"IF($D6>=E$2,IF($C6>=E2,TRUE,VLOOKUP(E$2-$C6,$A$39:$D$156,3,FALSE)),VLOOKUP(E$2-$D6,$A$39:$D$156,3,FALSE))","v":true},{"$f":"IF($D6>=F$2,IF($C6>=F2,TRUE,VLOOKUP(F$2-$C6,$A$39:$D$156,3,FALSE)),VLOOKUP(F$2-$D6,$A$39:$D$156,3,FALSE))","v":true},true,true,true,true,true,true,true,true,true,true,true,true,true,true,true,true,true,true,true,true,true,{"$f":"A6","v":"CM #4"},{"$f":"IFERROR(VLOOKUP(AB6, $C$170:$G$320,4,FALSE),42)","v":42},44]
[{"$f":"$B$1&\" #1\"","v":"CM #1"},null,null,null,{"$f":"IF(E3=TRUE,9999, IF($D3>E$2, $C3, $D3))","v":1961},1961,1961,1961,1961,1961,1961,1961,1961,1961,1961,1961,1961,1961,1961,1961,1961,1961,1961,1961,1961,1961,1961]
[{"$f":"$B$1&\" #2\"","v":"CM #2"},null,null,null,{"$f":"IF(E4=TRUE,9999, IF($D4>E$2, $C4, $D4))","v":1961},1961,1961,1961,1961,1961,1961,1961,1961,1961,1961,1961,1961,1961,1961,1961,1961,1961,1961,1961,1961,1961,1961]
[{"$f":"$B$1&\" #3\"","v":"CM #3"},null,null,null,{"$f":"IF(E5=TRUE,9999, IF($D5>E$2, $C5, $D5))","v":9999},9999,9999,9999,9999,9999,9999,9999,9999,9999,9999,9999,9999,9999,9999,9999,9999,9999,9999,9999,9999,9999,9999]
[{"$f":"$B$1&\" #4\"","v":"CM #4"},null,null,null,{"$f":"IF(E6=TRUE,9999, IF($D6>E$2, $C6, $D6))","v":9999},9999,9999,9999,9999,9999,9999,9999,9999,9999,9999,9999,9999,9999,9999,9999,9999,9999,9999,9999,9999,9999,9999]
["Count of Assets",null,null,"Row",{"$f":"COUNTIF(E7:E10,\"<\"&E2)","v":2},{"$f":"COUNTIF(F7:F10,\"<\"&F2)","v":2},{"$f":"COUNTIF(G7:G10,\"<\"&G2)","v":2},2,2,2,2,2,2,2,2,2,2,2,2,2,2,2,2,2,2,2,2]
["N cyclic Rating",null,null,11,{"$f":"IF($AG$2=\"PR\",MIN(IF(E$7:E$10<E$2,$AC$3:$AC$6))*$AG$4*E$11,SUMPRODUCT((E$7:E$10<E$2)*($AC$3:$AC$6)))","v":61.68181818181818},{"$f":"IF($AG$2=\"PR\",MIN(IF(F$7:F$10<F$2,$AC$3:$AC$6))*$AG$4*F$11,SUMPRODUCT((F$7:F$10<F$2)*($AC$3:$AC$6)))","v":61.68181818181818},{"$f":"IF($AG$2=\"PR\",MIN(IF(G$7:G$10<G$2,$AC$3:$AC$6))*$AG$4*G$11,SUMPRODUCT((G$7:G$10<G$2)*($AC$3:$AC$6)))","v":61.68181818181818},{"$f":"IF($AG$2=\"PR\",MIN(IF(H$7:H$10<H$2,$AC$3:$AC$6))*$AG$4*H$11,SUMPRODUCT((H$7:H$10<H$2)*($AC$3:$AC$6)))","v":61.68181818181818},{"$f":"IF($AG$2=\"PR\",MIN(IF(I$7:I$10<I$2,$AC$3:$AC$6))*$AG$4*I$11,SUMPRODUCT((I$7:I$10<I$2)*($AC$3:$AC$6)))","v":61.68181818181818},{"$f":"IF($AG$2=\"PR\",MIN(IF(J$7:J$10<J$2,$AC$3:$AC$6))*$AG$4*J$11,SUMPRODUCT((J$7:J$10<J$2)*($AC$3:$AC$6)))","v":61.68181818181818},{"$f":"IF($AG$2=\"PR\",MIN(IF(K$7:K$10<K$2,$AC$3:$AC$6))*$AG$4*K$11,SUMPRODUCT((K$7:K$10<K$2)*($AC$3:$AC$6)))","v":61.68181818181818},{"$f":"IF($AG$2=\"PR\",MIN(IF(L$7:L$10<L$2,$AC$3:$AC$6))*$AG$4*L$11,SUMPRODUCT((L$7:L$10<L$2)*($AC$3:$AC$6)))","v":61.68181818181818},{"$f":"IF($AG$2=\"PR\",MIN(IF(M$7:M$10<M$2,$AC$3:$AC$6))*$AG$4*M$11,SUMPRODUCT((M$7:M$10<M$2)*($AC$3:$AC$6)))","v":61.68181818181818},{"$f":"IF($AG$2=\"PR\",MIN(IF(N$7:N$10<N$2,$AC$3:$AC$6))*$AG$4*N$11,SUMPRODUCT((N$7:N$10<N$2)*($AC$3:$AC$6)))","v":61.68181818181818},{"$f":"IF($AG$2=\"PR\",MIN(IF(O$7:O$10<O$2,$AC$3:$AC$6))*$AG$4*O$11,SUMPRODUCT((O$7:O$10<O$2)*($AC$3:$AC$6)))","v":61.68181818181818},{"$f":"IF($AG$2=\"PR\",MIN(IF(P$7:P$10<P$2,$AC$3:$AC$6))*$AG$4*P$11,SUMPRODUCT((P$7:P$10<P$2)*($AC$3:$AC$6)))","v":61.68181818181818},{"$f":"IF($AG$2=\"PR\",MIN(IF(Q$7:Q$10<Q$2,$AC$3:$AC$6))*$AG$4*Q$11,SUMPRODUCT((Q$7:Q$10<Q$2)*($AC$3:$AC$6)))","v":61.68181818181818},{"$f":"IF($AG$2=\"PR\",MIN(IF(R$7:R$10<R$2,$AC$3:$AC$6))*$AG$4*R$11,SUMPRODUCT((R$7:R$10<R$2)*($AC$3:$AC$6)))","v":61.68181818181818},{"$f":"IF($AG$2=\"PR\",MIN(IF(S$7:S$10<S$2,$AC$3:$AC$6))*$AG$4*S$11,SUMPRODUCT((S$7:S$10<S$2)*($AC$3:$AC$6)))","v":61.68181818181818},{"$f":"IF($AG$2=\"PR\",MIN(IF(T$7:T$10<T$2,$AC$3:$AC$6))*$AG$4*T$11,SUMPRODUCT((T$7:T$10<T$2)*($AC$3:$AC$6)))","v":61.68181818181818},{"$f":"IF($AG$2=\"PR\",MIN(IF(U$7:U$10<U$2,$AC$3:$AC$6))*$AG$4*U$11,SUMPRODUCT((U$7:U$10<U$2)*($AC$3:$AC$6)))","v":61.68181818181818},{"$f":"IF($AG$2=\"PR\",MIN(IF(V$7:V$10<V$2,$AC$3:$AC$6))*$AG$4*V$11,SUMPRODUCT((V$7:V$10<V$2)*($AC$3:$AC$6)))","v":61.68181818181818},{"$f":"IF($AG$2=\"PR\",MIN(IF(W$7:W$10<W$2,$AC$3:$AC$6))*$AG$4*W$11,SUMPRODUCT((W$7:W$10<W$2)*($AC$3:$AC$6)))","v":61.68181818181818},{"$f":"IF($AG$2=\"PR\",MIN(IF(X$7:X$10<X$2,$AC$3:$AC$6))*$AG$4*X$11,SUMPRODUCT((X$7:X$10<X$2)*($AC$3:$AC$6)))","v":61.68181818181818},{"$f":"IF($AG$2=\"PR\",MIN(IF(Y$7:Y$10<Y$2,$AC$3:$AC$6))*$AG$4*Y$11,SUMPRODUCT((Y$7:Y$10<Y$2)*($AC$3:$AC$6)))","v":61.68181818181818},{"$f":"IF($AG$2=\"PR\",MIN(IF(Z$7:Z$10<Z$2,$AC$3:$AC$6))*$AG$4*Z$11,SUMPRODUCT((Z$7:Z$10<Z$2)*($AC$3:$AC$6)))","v":61.68181818181818},{"$f":"IF($AG$2=\"PR\",MIN(IF(AA$7:AA$10<AA$2,$AC$3:$AC$6))*$AG$4*AA$11,SUMPRODUCT((AA$7:AA$10<AA$2)*($AC$3:$AC$6)))","v":61.68181818181818}]
["N 2hR Rating",null,null,12,{"$f":"IF($AG$2=\"PR\",MIN(IF(E$7:E$10<E$2,$AD$3:$AD$6))*$AG$4*E$11,SUMPRODUCT((E$7:E$10<E$2)*($AD$3:$AD$6)))","v":67.787272727272722},{"$f":"IF($AG$2=\"PR\",MIN(IF(F$7:F$10<F$2,$AD$3:$AD$6))*$AG$4*F$11,SUMPRODUCT((F$7:F$10<F$2)*($AD$3:$AD$6)))","v":67.787272727272722},{"$f":"IF($AG$2=\"PR\",MIN(IF(G$7:G$10<G$2,$AD$3:$AD$6))*$AG$4*G$11,SUMPRODUCT((G$7:G$10<G$2)*($AD$3:$AD$6)))","v":67.787272727272722},{"$f":"IF($AG$2=\"PR\",MIN(IF(H$7:H$10<H$2,$AD$3:$AD$6))*$AG$4*H$11,SUMPRODUCT((H$7:H$10<H$2)*($AD$3:$AD$6)))","v":67.787272727272722},{"$f":"IF($AG$2=\"PR\",MIN(IF(I$7:I$10<I$2,$AD$3:$AD$6))*$AG$4*I$11,SUMPRODUCT((I$7:I$10<I$2)*($AD$3:$AD$6)))","v":67.787272727272722},{"$f":"IF($AG$2=\"PR\",MIN(IF(J$7:J$10<J$2,$AD$3:$AD$6))*$AG$4*J$11,SUMPRODUCT((J$7:J$10<J$2)*($AD$3:$AD$6)))","v":67.787272727272722},{"$f":"IF($AG$2=\"PR\",MIN(IF(K$7:K$10<K$2,$AD$3:$AD$6))*$AG$4*K$11,SUMPRODUCT((K$7:K$10<K$2)*($AD$3:$AD$6)))","v":67.787272727272722},{"$f":"IF($AG$2=\"PR\",MIN(IF(L$7:L$10<L$2,$AD$3:$AD$6))*$AG$4*L$11,SUMPRODUCT((L$7:L$10<L$2)*($AD$3:$AD$6)))","v":67.787272727272722},{"$f":"IF($AG$2=\"PR\",MIN(IF(M$7:M$10<M$2,$AD$3:$AD$6))*$AG$4*M$11,SUMPRODUCT((M$7:M$10<M$2)*($AD$3:$AD$6)))","v":67.787272727272722},{"$f":"IF($AG$2=\"PR\",MIN(IF(N$7:N$10<N$2,$AD$3:$AD$6))*$AG$4*N$11,SUMPRODUCT((N$7:N$10<N$2)*($AD$3:$AD$6)))","v":67.787272727272722},{"$f":"IF($AG$2=\"PR\",MIN(IF(O$7:O$10<O$2,$AD$3:$AD$6))*$AG$4*O$11,SUMPRODUCT((O$7:O$10<O$2)*($AD$3:$AD$6)))","v":67.787272727272722},{"$f":"IF($AG$2=\"PR\",MIN(IF(P$7:P$10<P$2,$AD$3:$AD$6))*$AG$4*P$11,SUMPRODUCT((P$7:P$10<P$2)*($AD$3:$AD$6)))","v":67.787272727272722},{"$f":"IF($AG$2=\"PR\",MIN(IF(Q$7:Q$10<Q$2,$AD$3:$AD$6))*$AG$4*Q$11,SUMPRODUCT((Q$7:Q$10<Q$2)*($AD$3:$AD$6)))","v":67.787272727272722},{"$f":"IF($AG$2=\"PR\",MIN(IF(R$7:R$10<R$2,$AD$3:$AD$6))*$AG$4*R$11,SUMPRODUCT((R$7:R$10<R$2)*($AD$3:$AD$6)))","v":67.787272727272722},{"$f":"IF($AG$2=\"PR\",MIN(IF(S$7:S$10<S$2,$AD$3:$AD$6))*$AG$4*S$11,SUMPRODUCT((S$7:S$10<S$2)*($AD$3:$AD$6)))","v":67.787272727272722},{"$f":"IF($AG$2=\"PR\",MIN(IF(T$7:T$10<T$2,$AD$3:$AD$6))*$AG$4*T$11,SUMPRODUCT((T$7:T$10<T$2)*($AD$3:$AD$6)))","v":67.787272727272722},{"$f":"IF($AG$2=\"PR\",MIN(IF(U$7:U$10<U$2,$AD$3:$AD$6))*$AG$4*U$11,SUMPRODUCT((U$7:U$10<U$2)*($AD$3:$AD$6)))","v":67.787272727272722},{"$f":"IF($AG$2=\"PR\",MIN(IF(V$7:V$10<V$2,$AD$3:$AD$6))*$AG$4*V$11,SUMPRODUCT((V$7:V$10<V$2)*($AD$3:$AD$6)))","v":67.787272727272722},{"$f":"IF($AG$2=\"PR\",MIN(IF(W$7:W$10<W$2,$AD$3:$AD$6))*$AG$4*W$11,SUMPRODUCT((W$7:W$10<W$2)*($AD$3:$AD$6)))","v":67.787272727272722},{"$f":"IF($AG$2=\"PR\",MIN(IF(X$7:X$10<X$2,$AD$3:$AD$6))*$AG$4*X$11,SUMPRODUCT((X$7:X$10<X$2)*($AD$3:$AD$6)))","v":67.787272727272722},{"$f":"IF($AG$2=\"PR\",MIN(IF(Y$7:Y$10<Y$2,$AD$3:$AD$6))*$AG$4*Y$11,SUMPRODUCT((Y$7:Y$10<Y$2)*($AD$3:$AD$6)))","v":67.787272727272722},{"$f":"IF($AG$2=\"PR\",MIN(IF(Z$7:Z$10<Z$2,$AD$3:$AD$6))*$AG$4*Z$11,SUMPRODUCT((Z$7:Z$10<Z$2)*($AD$3:$AD$6)))","v":67.787272727272722},{"$f":"IF($AG$2=\"PR\",MIN(IF(AA$7:AA$10<AA$2,$AD$3:$AD$6))*$AG$4*AA$11,SUMPRODUCT((AA$7:AA$10<AA$2)*($AD$3:$AD$6)))","v":67.787272727272722}]
["N-1 2Hr Rating (Probability weighted)",null,null,13,{"$f":"IF($AG$2=\"PR\",E13*(E11-1)/E11,E13-SUMPRODUCT(($E$7:$E$10<E$2)*($AD$3:$AD$6)*(E3:E6))/SUMPRODUCT(($E$7:$E$10<E$2)*(E3:E6)))","v":33.893636363636361},{"$f":"IF($AG$2=\"PR\",F13*(F11-1)/F11,F13-SUMPRODUCT(($E$7:$E$10<F$2)*($AD$3:$AD$6)*(F3:F6))/SUMPRODUCT(($E$7:$E$10<F$2)*(F3:F6)))","v":33.893636363636361},33.893636363636361,33.893636363636361,33.893636363636361,33.893636363636361,33.893636363636361,33.893636363636361,33.893636363636361,33.893636363636361,33.893636363636361,33.893636363636361,33.893636363636361,33.893636363636361,33.893636363636361,33.893636363636361,33.893636363636361,33.893636363636361,33.893636363636361,33.893636363636361,33.893636363636361,33.893636363636361,33.893636363636361]
["N-1 Cyclic Rating (Probability weighted)",null,null,14,{"$f":"IF($AG$2=\"PR\",E12*(E11-1)/E11,E12-SUMPRODUCT(($E$7:$E$10<E$2)*($AC$3:$AC$6)*(E3:E6))/SUMPRODUCT(($E$7:$E$10<E$2)*(E3:E6)))","v":30.84090909090909},30.84090909090909,30.84090909090909,30.84090909090909,30.84090909090909,30.84090909090909,30.84090909090909,30.84090909090909,30.84090909090909,30.84090909090909,30.84090909090909,30.84090909090909,30.84090909090909,30.84090909090909,30.84090909090909,30.84090909090909,30.84090909090909,30.84090909090909,30.84090909090909,30.84090909090909,30.84090909090909,30.84090909090909,30.84090909090909]
["N-2 Cyclic (Residual Rating)",null,null,15,{"$f":"IF($AG$2=\"PR\",IF((E$11-2)<0,0,E$12*(E$11-2)/E$11),IFERROR(E$15-(E$15/(COUNTIF(E$7:E$10,\"<\"&E$2)-1)),0))","v":0},0,0,0,0,0,0,0,0,0,0,0,0,0,0,0,0,0,0,0,0,0,0]
["N-3 Cyclic (Residual Rating)",null,null,16,{"$f":"IF($AG$2=\"PR\",IF((E$11-3)<0,0,E$12*(E$11-3)/E$11),IFERROR(E$15-(E$15/(COUNTIF(E$7:E$10,\"<\"&E$2)-2)),0))","v":0},0,0,0,0,0,0,0,0,0,0,0,0,0,0,0,0,0,0,0,0,0,0]
["N-4 Cyclic (Residual Rating)",null,null,17,0,0,0,0,0,0,0,0,0,0,0,0,0,0,0,0,0,0,0,0,0,0,0]
[]
["Feeder Risk","Switchgear Only",null,"Base Load",{"$f":"VLOOKUP(E21, Load!$A$6:$K$28,11,FALSE)","v":21.730791597925055},{"$f":"VLOOKUP(F21, Load!$A$6:$K$28,11,FALSE)","v":24.897191141449603},{"$f":"VLOOKUP(G21, Load!$A$6:$K$28,11,FALSE)","v":18.285759151738276},{"$f":"VLOOKUP(H21, Load!$A$6:$K$28,11,FALSE)","v":18.917307936212183},{"$f":"VLOOKUP(I21, Load!$A$6:$K$28,11,FALSE)","v":19.551999351264037},{"$f":"VLOOKUP(J21, Load!$A$6:$K$28,11,FALSE)","v":20.093760628293506},{"$f":"VLOOKUP(K21, Load!$A$6:$K$28,11,FALSE)","v":20.274325168028046},{"$f":"VLOOKUP(L21, Load!$A$6:$K$28,11,FALSE)","v":20.450488567410378},{"$f":"VLOOKUP(M21, Load!$A$6:$K$28,11,FALSE)","v":20.894990280485718},{"$f":"VLOOKUP(N21, Load!$A$6:$K$28,11,FALSE)","v":21.001381698568455},{"$f":"VLOOKUP(O21, Load!$A$6:$K$28,11,FALSE)","v":21.030266007592804},{"$f":"VLOOKUP(P21, Load!$A$6:$K$28,11,FALSE)","v":21.044356494661489},{"$f":"VLOOKUP(Q21, Load!$A$6:$K$28,11,FALSE)","v":21.120956543308552},{"$f":"VLOOKUP(R21, Load!$A$6:$K$28,11,FALSE)","v":21.120956543308552},{"$f":"VLOOKUP(S21, Load!$A$6:$K$28,11,FALSE)","v":21.120956543308552},{"$f":"VLOOKUP(T21, Load!$A$6:$K$28,11,FALSE)","v":21.120956543308552},{"$f":"VLOOKUP(U21, Load!$A$6:$K$28,11,FALSE)","v":21.120956543308552},{"$f":"VLOOKUP(V21, Load!$A$6:$K$28,11,FALSE)","v":21.120956543308552},{"$f":"VLOOKUP(W21, Load!$A$6:$K$28,11,FALSE)","v":21.120956543308552},{"$f":"VLOOKUP(X21, Load!$A$6:$K$28,11,FALSE)","v":21.120956543308552},{"$f":"VLOOKUP(Y21, Load!$A$6:$K$28,11,FALSE)","v":21.120956543308552},{"$f":"VLOOKUP(Z21, Load!$A$6:$K$28,11,FALSE)","v":21.120956543308552},{"$f":"VLOOKUP(AA21, Load!$A$6:$K$28,11,FALSE)","v":21.120956543308552}]
["Bus #","# Feeder Bays","Average Load'",null,{"$f":"E2","v":2018},2019,2020,2021,2022,2023,2024,2025,2026,2027,2028,2029,2030,2031,2032,2033,2034,2035,2036,2037,2038,2039,2040]
[1,{"$f":"COUNTIFS(Feeders!$B:$B,ZSS, Feeders!$E:$E,A22)","v":5},{"$f":"SUMPRODUCT((Feeders!$B2:$B518=ZSS)*(Feeders!$E2:$E518=A22)*(Feeders!$I2:$I518))","v":6.291981405207129},null,{"$f":"C22","v":6.291981405207129},{"$f":"F$20/$E$20*$E22","v":7.2087877239983467},{"$f":"G$20/$E$20*$E22","v":5.2944991002453454},5.4773591304694813,5.6611290848936076,5.817991841860831,5.870272897584452,5.9212796374078431,6.0499816453696607,6.0807864515928323,6.0891496782366703,6.0932294689901259,6.1154084162941578,6.1154084162941578,6.1154084162941578,6.1154084162941578,6.1154084162941578,6.1154084162941578,6.1154084162941578,6.1154084162941578,6.1154084162941578,6.1154084162941578,6.1154084162941578]
[2,{"$f":"COUNTIFS(Feeders!$B:$B,ZSS, Feeders!$E:$E,A23)","v":5},{"$f":"SUMPRODUCT((Feeders!$B3:$B519=ZSS)*(Feeders!$E3:$E519=A23)*(Feeders!$I3:$I519))","v":6.4943812720688339},null,{"$f":"C23","v":6.4943812720688339},{"$f":"F$20/$E$20*$E23","v":7.4406793304109256},{"$f":"G$20/$E$20*$E23","v":5.4648120500106181},5.6535543045116832,5.8432357535689379,6.0051444569687824,6.0591072847823675,6.111754804621536,6.2445968866869972,6.2763926190233814,6.2850248731563738,6.2892359022355873,6.3121282998333141,6.3121282998333141,6.3121282998333141,6.3121282998333141,6.3121282998333141,6.3121282998333141,6.3121282998333141,6.3121282998333141,6.3121282998333141,6.3121282998333141,6.3121282998333141]
[3,{"$f":"COUNTIFS(Feeders!$B:$B,ZSS, Feeders!$E:$E,A24)","v":0},{"$f":"SUMPRODUCT((Feeders!$B4:$B520=ZSS)*(Feeders!$E4:$E520=A24)*(Feeders!$I4:$I520))","v":0},null,0,0,0,0,0,0,0,0,0,0,0,0,0,0,0,0,0,0,0,0,0,0,0]
[4,{"$f":"COUNTIFS(Feeders!$B:$B,ZSS, Feeders!$E:$E,A25)","v":0},{"$f":"SUMPRODUCT((Feeders!$B5:$B521=ZSS)*(Feeders!$E5:$E521=A25)*(Feeders!$I5:$I521))","v":0},null,0,0,0,0,0,0,0,0,0,0,0,0,0,0,0,0,0,0,0,0,0,0,0]
[1,{"$f":"IF(AssetType=\"Transformer\", FALSE, B22)","v":false},null,null,{"$f":"E3*$B26*E22*OUTAGE_DUR*1000","v":0},0,{"$f":"G3*$B26*G22*OUTAGE_DUR*1000","v":0},0,0,0,0,0,0,0,0,0,0,0,0,0,0,0,0,0,0,0,0]
[2,{"$f":"IF(AssetType=\"Transformer\", FALSE, B23)","v":false},null,null,{"$f":"E4*$B27*E23*OUTAGE_DUR*1000","v":0},0,0,0,0,0,0,0,0,0,0,0,0,0,0,0,0,0,0,0,0,0,0]
[3,{"$f":"IF(AssetType=\"Transformer\", FALSE, B24)","v":false},null,null,{"$f":"E5*$B28*E24*OUTAGE_DUR*1000","v":0},0,0,0,0,0,0,0,0,0,0,0,0,0,0,0,0,0,0,0,0,0,0]
[4,{"$f":"IF(AssetType=\"Transformer\", FALSE, B25)","v":false},null,null,{"$f":"E6*$B29*E25*OUTAGE_DUR*1000","v":0},0,0,0,0,0,0,0,0,0,0,0,0,0,0,0,0,0,0,0,0,0,0]
[null,null,null,"Total kWh",{"$f":"SUM(E26:E29)","v":0},{"$f":"SUM(F26:F29)","v":0},0,0,0,0,0,0,0,0,0,0,0,0,0,0,0,0,0,0,0,0,0]
[]
["Reliability Functions","A","B","Chosen Asset",{"$f":"AssetType","v":"Transformer"}]
["Transformer",3.6,85,"A",{"$f":"VLOOKUP($E$32,$A$33:$C$35,2,FALSE)","v":3.6}]
["Indoor CB",9.8000000000000007,80,"B",{"$f":"VLOOKUP($E$32,$A$33:$C$35,3,FALSE)","v":85}]
["Outdoor CB",9.8000000000000007,80,"Major",{"$f":"IF($E$32=\"Transformer\",POC_TX_MAJOR,IF($E$32=\"Indoor CB\",POC_INDOOR_MAJOR,POC_OUTDOOR_MAJOR))","v":0.2}]
[null,null,null,"Minor",{"$f":"IF($E$32=\"Transformer\",POC_TX_MINOR,IF($E$32=\"Indoor CB\",POC_INDOOR_MINOR,POC_OUTDOOR_MINOR))","v":0.8}]
["Hazard function",null,null,null,null,null,null,"Sensitivity Analysis Limits","PoF- Lower","PoF - Upper"]
["Age","Base Failure Hazard Function","Major Failure","Minor Failure","1 in..",null,null,"Transformer"]
[1,{"$f":"IF(_xlfn.WEIBULL.DIST(A39,$E$33,$E$34,FALSE)/(1-_xlfn.WEIBULL.DIST(A39,$E$33,$E$34,TRUE))<0.0001,0.0001,_xlfn.WEIBULL.DIST(A39,$E$33,$E$34,FALSE)/(1-_xlfn.WEIBULL.DIST(A39,$E$33,$E$34,TRUE)))","v":1E-4},{"$f":"IF($E$32=\"TRANSFORMER\",(_xlfn.WEIBULL.DIST(A39,$E$33,$E$34,FALSE)/(1-_xlfn.WEIBULL.DIST(A39,$E$33,$E$34,TRUE))/$B$160)*$E$35,B39*$E$35)","v":1.4562513361714602E-7},{"$f":"IF($E$32=\"TRANSFORMER\",(C39/$B$160)*$E$36,$E$36*B39)","v":2.0803590516735145E-7},{"$f":"1/B39","v":10000},null,null,"Indoor CB"]
[2,{"$f":"IF(_xlfn.WEIBULL.DIST(A40,$E$33,$E$34,FALSE)/(1-_xlfn.WEIBULL.DIST(A40,$E$33,$E$34,TRUE))<0.0001,0.0001,_xlfn.WEIBULL.DIST(A40,$E$33,$E$34,FALSE)/(1-_xlfn.WEIBULL.DIST(A40,$E$33,$E$34,TRUE)))","v":1E-4},{"$f":"IF($E$32=\"TRANSFORMER\",(_xlfn.WEIBULL.DIST(A40,$E$33,$E$34,FALSE)/(1-_xlfn.WEIBULL.DIST(A40,$E$33,$E$34,TRUE))/$B$160)*$E$35,B40*$E$35)","v":8.8290571009519392E-7},{"$f":"IF($E$32=\"TRANSFORMER\",(C40/$B$160)*$E$36,$E$36*B40)","v":1.2612938715645627E-6},{"$f":"1/B40","v":10000},null,null,"Outdoor CB"]
[3,1E-4,2.5336790423951002E-6,3.6195414891358572E-6,10000]
[4,1E-4,5.35293924583165E-6,7.6470560654737847E-6,10000]
[5,1E-4,9.5622115616361916E-6,1.3660302230908846E-5,10000]
[6,1E-4,1.5361357195113817E-5,2.194479599301974E-5,10000,null,null,"Conditional Probability"]
[7,1E-4,2.2934603741087419E-5,3.2763719630124877E-5,10000,null,null,"Scenario","β"]
[8,1E-4,3.2454154777722829E-5,4.6363078253889754E-5,10000,null,null,"6 Month",{"$f":"IF(AND($B$1=\"BR\",$E$32=\"TRANSFORMER\"),(0.24-0.05)/2+0.05,0.24)","v":0.24}]
[9,1.2343118337592839E-4,4.4082565491403001E-5,6.2975093559147137E-5,8101.6804072464274,null,null,"4 Month",{"$f":"IF(AND($B$1=\"BR\",$E$32=\"TRANSFORMER\"),(0.22-0.05)/2+0.05,0.22)","v":0.22}]
[10,1.6232834773623168E-4,{"$f":"IF($E$32=\"TRANSFORMER\",(_xlfn.WEIBULL.DIST(A48,$E$33,$E$34,FALSE)/(1-_xlfn.WEIBULL.DIST(A48,$E$33,$E$34,TRUE))/$B$160)*$E$35,B48*$E$35)","v":5.7974409905797027E-5},{"$f":"IF($E$32=\"TRANSFORMER\",(C48/$B$160)*$E$36,$E$36*B48)","v":8.2820585579710044E-5},6160.3534684213391,null,null,"1 Month",{"$f":"IF(AND($B$1=\"BR\",$E$32=\"TRANSFORMER\"),(0.15-0.05)/2+0.05,0.15)","v":0.15}]
[11,2.0797701927381199E-4,{"$f":"IF($E$32=\"TRANSFORMER\",(_xlfn.WEIBULL.DIST(A49,$E$33,$E$34,FALSE)/(1-_xlfn.WEIBULL.DIST(A49,$E$33,$E$34,TRUE))/$B$160)*$E$35,B49*$E$35)","v":7.427750688350428E-5},1.0611072411929183E-4,4808.2235407146154,null,null,"1 week",{"$f":"IF(AND($B$1=\"BR\",$E$32=\"TRANSFORMER\"),(0.08-0.05)/2+0.05,0.08)","v":0.08}]
[12,2.6077479214883846E-4,9.3133854338870879E-5,1.3304836334124409E-4,3834.7264770486145,null,null,"Nil",0.05]
[13,3.2110501188534836E-4,1.146803613876244E-4,1.6382908769660626E-4,3114.246003600384]
[14,3.8933841897123632E-4,1.390494353468701E-4,1.986420504955287E-4,2568.4596003711576]
[15,4.6583449166000913E-4,1.6636946130714611E-4,2.3767065901020873E-4,2146.685180902949]
[16,5.5094256054529531E-4,1.9676520019474829E-4,2.810931431353547E-4,1815.0712462842771]
[17,6.4500274629432125E-4,2.3035812367654327E-4,3.2908303382363322E-4,1550.3809956550012]
[18,7.4834675786750963E-4,2.6726669923839624E-4,3.8180957034056605E-4,1336.2789234894287]
[19,8.6129857894128264E-4,3.0760663533617233E-4,4.3943805048024618E-4,1161.037559389928]
[20,9.841750635122676E-4,3.5149109411152413E-4,5.0213013444503436E-4,1016.0793918423998]
[21,1.1172864568293555E-3,3.9903087743905553E-4,5.7004411062722214E-4,895.02561665144322]
[22,1.260936854267076E-3,4.5033459080966995E-4,6.4333512972809988E-4,793.06112484217419]
[23,1.4154246081252051E-3,5.0550878861614461E-4,7.2215541230877798E-4,706.50177639948333]
[24,1.5810426903532023E-3,5.6465810369757223E-4,8.0665443385367463E-4,632.49399026448907]
[25,1.7580790176760037E-3,6.2788536345571562E-4,8.9697909065102228E-4,568.8026476317857]
[26,1.9468167444165619E-3,6.9529169443448638E-4,9.9327384919212333E-4,513.65902973044763]
[27,2.1475345273832213E-3,7.6697661692257894E-4,1.0956808813179697E-3,465.65025486156151]
[28,2.3605067664546793E-3,8.430381308766711E-4,1.204340186966673E-3,423.63784514879069]
[29,2.5860038239061043E-3,9.2357279425217998E-4,1.3193897060745428E-3,386.69703066777413]
[30,2.8242922250441031E-3,1.0086757946586083E-3,1.440965420940869E-3,354.07100976754782]
[31,3.0756348423304986E-3,1.0984410151180352E-3,1.5692014501686214E-3,325.13612677188644]
[32,3.3402910648566526E-3,1.1929610945916617E-3,1.7042301351309454E-3,299.37510851106464]
[33,3.6185169547670441E-3,1.2923274838453729E-3,1.8461821197791042E-3,276.35631185383761]
[34,3.9105653920120248E-3,1.3966304971471518E-3,1.9951864244959309E-3,255.71749855984126]
[35,4.216686208626412E-3,1.5059593602237185E-3,2.151370514605312E-3,237.15305112204462]
[36,4.5371263135765214E-3,1.6204022548487575E-3,2.3148603640696535E-3,220.40382631792346]
[37,4.8721298090875819E-3,1.7400463603884219E-3,2.4857805148406024E-3,205.24904696397508]
[38,5.221938099252664E-3,1.8649778925902373E-3,2.6642541322717678E-3,191.499780539933]
[39,5.5867899916292006E-3,1.9952821398675712E-3,2.8504030569536732E-3,178.99366210262423]
[40,5.9669217924478704E-3,2.1310434973028105E-3,3.044347853289729E-3,167.5905994386697]
[41,6.3625673959883632E-3,2.2723454985672724E-3,3.2462078550961034E-3,157.16925853398519]
[42,6.7739583686158376E-3,2.4192708459342279E-3,3.4561012084774684E-3,147.62417268949585]
[43,7.2013240279189192E-3,2.5719014385424711E-3,3.6741449122035304E-3,138.86335292275217]
[44,7.6448915173444607E-3,2.7303183990515928E-3,3.9004548557879898E-3,130.8063034944623]
[45,8.1048858766833917E-3,2.894602098815497E-3,4.1351458554507092E-3,123.3823665397755]
[46,8.5815301087274493E-3,3.0648321816883744E-3,4.3783316881262488E-3,116.52933536677756]
[47,9.0750452423845399E-3,3.2410875865659071E-3,4.6301251236655818E-3,110.19228811439424]
[48,9.5856503925140762E-3,3.4234465687550267E-3,4.8906379553643239E-3,104.32260295878838]
[49,1.011356281671803E-2,3.6119867202564389E-3,5.1599810289377698E-3,98.877123534247431]
[50,1.0658997969303386E-2,3.8067849890369232E-3,5.4382642700527475E-3,93.817449152338526]
[51,1.1222169552610737E-2,4.0079176973609769E-3,5.7255967105156805E-3,89.109329110729661]
[52,1.1803289565888093E-2,4.2154605592457468E-3,6.0220865132082097E-3,84.722144146156836]
[53,1.2402568351872907E-2,4.4294886970974662E-3,6.3278409958535233E-3,80.628461108137358]
[54,1.3020214641231312E-2,4.6500766575826111E-3,6.6429666536894447E-3,76.803649367905564]
[55,1.3656435594992146E-2,4.8772984267829089E-3,6.9675691811184413E-3,73.225549452062211]
[56,1.4311436845100998E-2,5.1112274446789277E-3,7.3017534923984677E-3,69.874185997076438]
[57,1.4985422533210776E-2,5.351936619003848E-3,7.6456237414340685E-3,66.731518432916687]
[58,1.5678595347814857E-2,5.5994983385053059E-3,7.999283340721865E-3,63.781223879814661]
[59,1.6391156559822012E-2,5.853984485650718E-3,8.362834979501025E-3,61.008507627289653]
[60,1.7123306056663415E-2,6.115466448808362E-3,8.736380641154803E-3,58.399937295453348]
[61,1.7875242375017329E-2,6.3840151339347607E-3,9.1200216199068002E-3,55.943297384186131]
[62,1.8647162732227732E-2,6.659700975795619E-3,9.5138585368508832E-3,53.627461419195349]
[63,1.9439263056491411E-2,6.9425939487469321E-3,9.9179913553527604E-3,51.442279323755898]
[64,2.0251738015879518E-2,7.2327635770998268E-3,1.0332519395856894E-2,49.378477996105495]
[65,2.1084781046256718E-2,7.5302789450916842E-3,1.0757541350130977E-2,47.42757336707249]
[66,{"$f":"IF(_xlfn.WEIBULL.DIST(A104,$E$33,$E$34,FALSE)/(1-_xlfn.WEIBULL.DIST(A104,$E$33,$E$34,TRUE))<0.0001,0.0001,_xlfn.WEIBULL.DIST(A104,$E$33,$E$34,FALSE)/(1-_xlfn.WEIBULL.DIST(A104,$E$33,$E$34,TRUE)))","v":2.1938584378156625E-2},{"$f":"IF($E$32=\"TRANSFORMER\",(_xlfn.WEIBULL.DIST(A104,$E$33,$E$34,FALSE)/(1-_xlfn.WEIBULL.DIST(A104,$E$33,$E$34,TRUE))/$B$160)*$E$35,B104*$E$35)","v":7.8352087064845078E-3},{"$f":"IF($E$32=\"TRANSFORMER\",(C104/$B$160)*$E$36,$E$36*B104)","v":1.1193155294977868E-2},{"$f":"1/B104","v":45.581792460395036}]
[67,2.2813339062667502E-2,8.1476210938098217E-3,1.1639458705442602E-2,43.834004187332354]
[68,2.3709234996379426E-2,8.467583927278366E-3,1.2096548467540522E-2,42.177657784095828]
[69,2.4626460945440024E-2,8.7951646233714372E-3,1.2564520890530624E-2,40.606727950699131]
[70,2.556520456876395E-2,9.1304302031299817E-3,1.3043471718757117E-2,39.115665877433223]
[71,2.6525652440436687E-2,9.4734473001559585E-3,1.3533496143079941E-2,37.699355453951547]
[72,2.7507990071352743E-2,9.8242821683402655E-3,1.4034688811914664E-2,36.353074048889376]
[73,2.8512401930123939E-2,1.0183000689329978E-2,1.4547143841899968E-2,35.072457327542068]
[74,2.9539071463292831E-2,1.054966837974744E-2,1.507095482821063E-2,33.853467643445221]
[75,3.058818111488272E-2,1.0924350398172399E-2,1.5606214854531997E-2,32.692365598471255]
[76,3.1659912345316336E-2,1.1307111551898692E-2,1.6153016502712416E-2,31.585684416714336]
[77,3.2754445649729347E-2,1.1698016303474766E-2,1.6711451862106808E-2,30.530206821200256]
[78,3.3871960575707474E-2,1.2097128777038384E-2,1.7281612538626263E-2,29.522944140327883]
[79,3.5012635740472649E-2,1.2504512764454518E-2,1.7863589663506454E-2,28.56111740379648]
[80,3.6176648847540571E-2,1.2920231731264491E-2,1.8457473901806416E-2,27.642140216312043]
[81,3.7364176702874383E-2,1.3344348822455136E-2,1.9063355460650192E-2,26.763603222202704]
[82,3.8575395230554012E-2,1.3776926868055005E-2,1.9681324097221436E-2,25.923259995737915]
[83,3.9810479487982983E-2,1.4218028388565349E-2,2.0311469126521927E-2,25.119014210865146]
[84,4.1069603680651032E-2,1.4667715600232509E-2,2.0953879428903584E-2,24.348907960636744]
[85,4.2352941176470586E-2,1.5126050420168067E-2,2.1608643457382951E-2,23.611111111111111]
[86,4.3660664519704386E-2,1.5593094471322995E-2,2.2275849244747136E-2,22.90391158725247]
[87,4.4992945444501393E-2,1.6068909087321927E-2,2.2955584410459893E-2,22.225706499555486]
[88,4.6349954888055253E-2,1.6553555317162589E-2,2.3647936167375126E-2,21.574994029987888]
[89,4.773186300340039E-2,1.7047093929785855E-2,2.4352991328265506E-2,20.95036600454419]
[90,4.9138839171860682E-2,1.7549585418521672E-2,2.5070836312173817E-2,20.350501087389326]
[91,5.0571052015162113E-2,1.8061090005415042E-2,2.5801557150592916E-2,19.774158538370568]
[92,5.20286694072239E-2,1.8581667645437106E-2,2.6545239493481577E-2,19.22017248169632]
[93,5.3511858485638698E-2,1.9111378030585248E-2,2.7301968615121783E-2,18.687446638923522]
[94,5.5020785662854482E-2,1.96502805938766E-2,2.8071829419823714E-2,18.174949484138644]
[95,5.655561663706829E-2,2.0198434513238675E-2,2.885490644748382E-2,17.681709783437658]
[96,5.8116516402841843E-2,2.0755898715300657E-2,2.9651283879000935E-2,17.206812484567656]
[97,5.9703649261450373E-2,2.1322731879089417E-2,3.0461045541556309E-2,16.74939492594271]
[98,6.1317178830972451E-2,2.1898992439633017E-2,3.1284274913761449E-2,16.308643337238493]
[99,6.2957268056131221E-2,2.2484738591475435E-2,3.2121055130679192E-2,15.883789606442635]
[100,6.4624079217895439E-2,2.3080028292105512E-2,3.2971468988722157E-2,15.474108290630531]
[101,6.6317773942846284E-2,2.3684919265302244E-2,3.3835598950431776E-2,15.078913849880063]
[102,6.8038513212322585E-2,2.4299469004400921E-2,3.471352714914417E-2,14.697558085659169]
[103,6.9786457371347158E-2,2.4923734775481127E-2,3.5605335393544463E-2,14.329427766748607]
[104,7.1561766137343663E-2,2.5557773620479882E-2,3.651110517211411E-2,13.973942427311918]
[105,7.3364598608651799E-2,2.6201642360232785E-2,3.7430917657475408E-2,13.630552323121021]
[106,7.5195113272845213E-2,2.6855397597444722E-2,3.8364853710635312E-2,13.298736533204005]
[107,7.7053468014860599E-2,2.751909571959307E-2,3.9312993885132957E-2,12.978001195314651]
[108,7.8939820124942203E-2,2.819279290176507E-2,4.0275418431092953E-2,12.667877864647366]
[109,8.085432630640825E-2,2.8876545109431519E-2,4.1252207299187882E-2,12.367921986145388]
[110,8.2797142683247588E-2,2.9570408101159851E-2,4.2243440144514068E-2,12.077711471585973]
[111,8.4768424807544443E-2,3.0274437431265872E-2,4.3249196330379817E-2,11.796845373384825]
[112,8.67683276667474E-2,3.0988688452409787E-2,4.4269554932013983E-2,11.52494264774489]
[113,8.8797005690777253E-2,3.1713216318134729E-2,4.5304594740192466E-2,11.261641000399896]
[114,9.0854612758983197E-2,3.2448075985351141E-2,4.6354394264787345E-2,11.006595808765093]
[115,9.2941302206953999E-2,3.3193322216769287E-2,4.7419031738241836E-2,10.759479114821124]
[116,9.5057226833183295E-2,3.3949009583279746E-2,4.8498585118971066E-2,10.519978683524064]
[117,9.7202538905598462E-2,3.4715192466285162E-2,4.9593132094693085E-2,10.287797121957729]
[118,9.9377390167951274E-2,3.5491925059982596E-2,5.0702750085689419E-2,10.06265105483214]
[]
["UQ Research"]
["Ratio of Failure Modes",null,"Major","Minor"]
["Winding",0.56000000000000005,1,0,null,"<< No longer used"]
["Bushing",0.04,0.2,0.8]
["OLTC",0.16,0.5,0.5]
["Other",0.24,0.5,0.5]
[]
["Total Major Failure",null,0.2]
["Total Minor Failure",null,0.8]
[]
[]
["Station","Trans/Bus #","REF","Transformer Yr","CB Yr","Cyclic Rating","2Hr Rating","Modified Year",null,null,"ZSS","Substation Float ","% of Nominal"]
["BH",1,"BH #1",1981,1984,35.15,42.44,{"$f":"IF(OR(ISREPLACE,ISREPLACE2DIFF,ISREPLACE2SAME),2018,9999)","v":9999},null,null,"BH",22.7,{"$f":"IF(L170>16,L170/22,IF(L170>8,L170/11,L170/6.6))","v":1.0318181818181817}]
["BH",2,"BH #2",1981,1984,35.15,42.44,{"$f":"IF(OR(ISREPLACE2DIFF,ISREPLACE2SAME),2018,9999)","v":9999},null,null,"BR",11.7,{"$f":"IF(L171>16,L171/22,IF(L171>8,L171/11,L171/6.6))","v":1.0636363636363635}]
["BH",3,"BH #3",2013,2013,45.14,47.58,{"$f":"IF($B$3=\"Transformer\",D172,E172)","v":2013},null,null,"BT",11.65,1.0590909090909091]
["BH",4,"BH #4",9999,9999,42,44,{"$f":"IF(ISADDITIONAL, 2018,9999)","v":9999},null,null,"BU",11.3,1.0272727272727273]
["BR",1,"BR #1",1966,1967,29.59,30.45,{"$f":"IF(OR(ISREPLACE,ISREPLACE2DIFF,ISREPLACE2SAME),2018,9999)","v":9999},null,null,"BW",11.32,1.0290909090909091]
["BR",2,"BR #2",1968,1967,29.63,30.45,{"$f":"IF(OR(ISREPLACE2DIFF,ISREPLACE2SAME),2018,9999)","v":9999},null,null,"CDA",22.4,1.0181818181818181]
["BR",3,"BR #3",9999,9999,42,44,{"$f":"IF(ISADDITIONAL, 2018,9999)","v":9999},null,null,"CFD",11.5,1.0454545454545454]
["BT",1,"BT #1",1969,1969,29.31,30.45,{"$f":"IF(OR(ISREPLACE,ISREPLACE2DIFF,ISREPLACE2SAME),2018,9999)","v":9999},null,null,"CM",11.5,1.0454545454545454]
["BT",2,"BT #2",1969,1969,29.31,30.45,{"$f":"IF(OR(ISREPLACE2DIFF,ISREPLACE2SAME),2018,9999)","v":9999},null,null,"CRM",22.3,1.0136363636363637]
["BT",3,"BT #3",9999,9999,42,44,{"$f":"IF(ISADDITIONAL, 2018,9999)","v":9999},null,null,"DC",22.8,1.0363636363636364]
["BU",2,"BU #2",1972,1972,28.93,30.45,{"$f":"IF(OR(ISREPLACE,ISREPLACE2DIFF,ISREPLACE2SAME),2018,9999)","v":9999},null,null,"DMA",22.2,1.009090909090909]
["BU",1,"BU #1",1972,1972,28.93,30.45,{"$f":"IF(OR(ISREPLACE2DIFF,ISREPLACE2SAME),2018,9999)","v":9999},null,null,"DN",22.33,1.0149999999999999]
["BU",3,"BU #3",9999,9999,42,44,{"$f":"IF(ISADDITIONAL, 2018,9999)","v":9999},null,null,"DSH",22.3,1.0136363636363637]
["BW",1,"BW #1",2015,9999,18.78,18.97,{"$f":"IF(B14=\"Transformer\",D183,E183)","v":9999},null,null,"DVY",22.4,1.0181818181818181]
["BW",2,"BW #2",2014,2011,18.78,18.97,{"$f":"IF(B15=\"Transformer\",D184,E184)","v":2011},null,null,"EB",22.5,1.0227272727272727]
["BW",3,"BW #3",1962,2011,12.34,12.33,{"$f":"IF(B16=\"Transformer\",D185,E185)","v":2011},null,null,"EL",11.4,1.0363636363636364]
["BW",4,"BW #4",9999,9999,18.78,18.97,{"$f":"IF(ISADDITIONAL, 2018,9999)","v":9999},null,null,"EM",11.5,1.0454545454545454]
["CDA",2,"CDA #2",1999,2002,25.31,28.59,{"$f":"IF($B$3=\"Transformer\",D187,E187)","v":1999},null,null,"EW",11.7,1.0636363636363635]
["CDA",1,"CDA #1",2002,2013,45.82,49.82,{"$f":"IF($B$3=\"Transformer\",D188,E188)","v":2002},null,null,"FSH",22.7,1.0318181818181817]
["CDA",3,"CDA #3",9999,9999,42,44,{"$f":"IF(ISADDITIONAL, 2018,9999)","v":9999},null,null,"FTN",22.5,1.0227272727272727]
["CFD",1,"CFD #1",2007,2007,40.380000000000003,46.81,{"$f":"IF(OR(ISREPLACE,ISREPLACE2DIFF,ISREPLACE2SAME),2018,9999)","v":9999},null,null,"GW",22.35,1.0159090909090909]
["CFD",2,"CFD #2",2007,2008,40.229999999999997,46.81,{"$f":"IF(OR(ISREPLACE2DIFF,ISREPLACE2SAME),2018,9999)","v":9999},null,null,"HGS",22.9,1.0409090909090908]
["CM",2,"CM #2",1961,2005,29.5,32.42,{"$f":"IF(OR(ISREPLACE,ISREPLACE2DIFF,ISREPLACE2SAME),2018,9999)","v":9999},null,null,"HT",22.6,1.0272727272727273]
["CM",1,"CM #1",1961,2005,29.5,32.42,{"$f":"IF(OR(ISREPLACE2DIFF,ISREPLACE2SAME),2018,9999)","v":9999},null,null,"K",11.5,1.0454545454545454]
["CRM",1,"CRM #1",1969,1963,36.39,40.799999999999997,{"$f":"IF(OR(ISREPLACE,ISREPLACE2DIFF,ISREPLACE2SAME),2018,9999)","v":9999},null,null,"KBH",22.5,1.0227272727272727]
["CRM",2,"CRM #2",1976,1976,36.39,45.67,{"$f":"IF(OR(ISREPLACE2DIFF,ISREPLACE2SAME),2018,9999)","v":9999},null,null,"LD",22.5,1.0227272727272727]
["CRM",3,"CRM #3",2009,2009,45.9,45.9,{"$f":"IF($B$3=\"Transformer\",D196,E196)","v":2009},null,null,"LWN",22.3,1.0136363636363637]
["CRM",4,"CRM #4",9999,9999,42,44,{"$f":"IF(ISADDITIONAL, 2018,9999)","v":9999},null,null,"M",11.465,1.0422727272727272]
["DC",1,"DC #1",1963,1963,35.46,40.14,{"$f":"IF(OR(ISREPLACE,ISREPLACE2DIFF,ISREPLACE2SAME),2018,9999)","v":9999},null,null,"MC",22.5,1.0227272727272727]
["DC",3,"DC #3",1963,1963,35.46,40.14,{"$f":"IF(OR(ISREPLACE2DIFF,ISREPLACE2SAME),2018,9999)","v":9999},null,null,"MGE",22.2,1.009090909090909]
["DC",2,"DC #2",1968,1969,36.54,39.200000000000003,{"$f":"IF($B$3=\"Transformer\",D200,E200)","v":1968},null,null,"MR",11.4,1.0363636363636364]
["DC",4,"DC #4",2024,9999,42,44,{"$f":"IF(ISADDITIONAL, 2018,9999)","v":9999},null,null,"MTN",22.6,1.0272727272727273]
["DMA",1,"DMA #1",2005,2005,44.34,47.58,{"$f":"IF($B$3=\"Transformer\",D202,E202)","v":2005},null,null,"NB",11.5,1.0454545454545454]
["DMA",2,"DMA #2",2016,2015,44.34,47.58,{"$f":"IF($B$3=\"Transformer\",D203,E203)","v":2016},null,null,"NO",22.6,1.0272727272727273]
["DMA",3,"DMA #3",9999,9999,42,44,{"$f":"IF(ISADDITIONAL, 2018,9999)","v":9999},null,null,"NP",22.75,1.0340909090909092]
["DN",1,"DN #1",1949,1960,43.86,45.67,{"$f":"IF($B$3=\"Transformer\",D205,E205)","v":1949},null,null,"NW",22.5,1.0227272727272727]
["DN",2,"DN #2",2006,2006,41.41,45.52,{"$f":"IF($B$3=\"Transformer\",D206,E206)","v":2006},null,null,"OAK",11.5,1.0454545454545454]
["DN",3,"DN #3",2013,1960,43.86,45.67,{"$f":"IF($B$3=\"Transformer\",D207,E207)","v":2013},null,null,"OE",11.7,1.0636363636363635]
["DN",4,"DN #4",9999,9999,42,44,{"$f":"IF(ISADDITIONAL, 2018,9999)","v":9999},null,null,"OR",11.5,1.0454545454545454]
["DSH",1,"DSH #1",1965,1966,32.43,34.94,{"$f":"IF($B$3=\"Transformer\",D209,E209)","v":1965},null,null,"RBD",22.4,1.0181818181818181]
["DSH",2,"DSH #2",2017,1966,47.58,47.58,{"$f":"IF($B$3=\"Transformer\",D210,E210)","v":2017},null,null,"SH",6.7,1.0151515151515151]
["DSH",3,"DSH #3",2017,1966,47.58,47.58,{"$f":"IF($B$3=\"Transformer\",D211,E211)","v":2017},null,null,"SR",11.6,1.0545454545454545]
["DSH",4,"DSH #4",9999,9999,42,44,{"$f":"IF(ISADDITIONAL, 2018,9999)","v":9999},null,null,"SS",22.4,1.0181818181818181]
["DVY",3,"DVY #3",1999,2004,43.05,46.44,{"$f":"IF($B$3=\"Transformer\",D213,E213)","v":1999},null,null,"STO",22.1,1.0045454545454546]
["DVY",1,"DVY #1",2003,2002,45.1,50.72,{"$f":"IF($B$3=\"Transformer\",D214,E214)","v":2003},null,null,"SV",22.4,1.0181818181818181]
["DVY",2,"DVY #2",2012,2002,45.1,50.72,{"$f":"IF($B$3=\"Transformer\",D215,E215)","v":2012},null,null,"SVW",22.4,1.0181818181818181]
["EB",1,"EB #1",1967,1967,33.130000000000003,39.49,{"$f":"IF(OR(ISREPLACE,ISREPLACE2DIFF,ISREPLACE2SAME),2018,9999)","v":9999},null,null,"WD",11.5,1.0454545454545454]
["EB",2,"EB #2",1967,1967,33.130000000000003,39.49,{"$f":"IF(OR(ISREPLACE2DIFF,ISREPLACE2SAME),2018,9999)","v":9999}]
["EB",3,"EB #3",2007,2007,43.65,47.58,{"$f":"IF($B$3=\"Transformer\",D218,E218)","v":2007}]
["EB",4,"EB #4",9999,9999,42,44,{"$f":"IF(ISADDITIONAL, 2018,9999)","v":9999}]
["EL",3,"EL #3",1963,1963,32.24,36.979999999999997,{"$f":"IF(OR(ISREPLACE,ISREPLACE2DIFF,ISREPLACE2SAME),2018,9999)","v":9999}]
["EL",1,"EL #1",9999,9999,42,44,{"$f":"IF(ISADDITIONAL, 2018,9999)","v":9999}]
["EL",2,"EL #2",1963,1963,32.229999999999997,36.97,{"$f":"IF(OR(ISREPLACE2DIFF,ISREPLACE2SAME),2018,9999)","v":9999}]
["EM",1,"EM #1",1963,1963,30.51,36.35,{"$f":"IF(OR(ISREPLACE,ISREPLACE2DIFF,ISREPLACE2SAME),2018,9999)","v":9999}]
["EM",2,"EM #2",1963,1963,31.88,37.130000000000003,{"$f":"IF(OR(ISREPLACE2DIFF,ISREPLACE2SAME),2018,9999)","v":9999}]
["EM",3,"EM #3",9999,9999,42,44,{"$f":"IF(AssetType=\"Indoor CB\", 2023, IF(ISADDITIONAL, 2018,9999))","v":9999}]
["EW",3,"EW #3",9999,9999,42,44,{"$f":"IF(ISADDITIONAL, 2018,9999)","v":9999}]
["EW",2,"EW #2",1969,1969,27.59,30.01,{"$f":"IF(OR(ISREPLACE,ISREPLACE2DIFF,ISREPLACE2SAME),2018,9999)","v":9999}]
["EW",1,"EW #1",1969,1969,27.63,30.01,{"$f":"IF(OR(ISREPLACE2DIFF,ISREPLACE2SAME),2018,9999)","v":9999}]
["FSH",1,"FSH #1",1967,1967,30.02,33.96,{"$f":"IF($B$3=\"Transformer\",D229,E229)","v":1967}]
["FSH",2,"FSH #2",1989,1992,43.01,47.58,{"$f":"IF($B$3=\"Transformer\",D230,E230)","v":1989}]
["FSH",3,"FSH #3",2011,1967,44.34,47.58,{"$f":"IF($B$3=\"Transformer\",D231,E231)","v":2011}]
["FSH",4,"FSH #4",9999,9999,42,44,{"$f":"IF(ISADDITIONAL, 2018,9999)","v":9999}]
["FTN",3,"FTN #3",9999,9999,42,44,{"$f":"IF(ISADDITIONAL, 2018,9999)","v":9999}]
["FTN",1,"FTN #1",2003,2003,44.53,47.58,{"$f":"IF(OR(ISREPLACE,ISREPLACE2DIFF,ISREPLACE2SAME),2018,9999)","v":9999}]
["FTN",2,"FTN #2",2005,2005,44.53,47.58,{"$f":"IF(OR(ISREPLACE2DIFF,ISREPLACE2SAME),2018,9999)","v":9999}]
["GW",1,"GW #1",1963,1963,33.89,39.07,{"$f":"IF(OR(ISREPLACE,ISREPLACE2DIFF,ISREPLACE2SAME),2018,9999)","v":9999}]
["GW",3,"GW #3",1963,1963,33.89,39.07,{"$f":"IF(OR(ISREPLACE2DIFF,ISREPLACE2SAME),2018,9999)","v":9999}]
["GW",2,"GW #2",1970,1967,35.43,38.630000000000003,{"$f":"IF($B$3=\"Transformer\",D238,E238)","v":1970}]
["GW",4,"GW #4",9999,9999,42,44,{"$f":"IF(ISADDITIONAL, 2018,9999)","v":9999}]
["HGS",1,"HGS #1",1979,1981,38.28,44.96,{"$f":"IF(OR(ISREPLACE,ISREPLACE2DIFF,ISREPLACE2SAME),2018,9999)","v":9999}]
["HGS",2,"HGS #2",9999,9999,42,44,{"$f":"IF(ISADDITIONAL, 2018,9999)","v":9999}]
["HGS",3,"HGS #3",1979,1981,38.28,44.96,{"$f":"IF(OR(ISREPLACE2DIFF,ISREPLACE2SAME),2018,9999)","v":9999}]
["HT",2,"HT #2",1967,1970,32.49,37.630000000000003,{"$f":"IF($B$3=\"Transformer\",D243,E243)","v":1967}]
["HT",1,"HT #1",1994,1964,30.07,34.9,{"$f":"IF(OR(ISREPLACE,ISREPLACE2DIFF,ISREPLACE2SAME),2018,9999)","v":9999}]
["HT",3,"HT #3",1963,1964,30.07,34.9,{"$f":"IF(OR(ISREPLACE2DIFF,ISREPLACE2SAME),2018,9999)","v":9999}]
["HT",4,"HT #4",9999,9999,42,44,{"$f":"IF(ISADDITIONAL, 2018,9999)","v":9999}]
["K",1,"K #1",9999,9999,42,44,{"$f":"IF($B$3=\"Transformer\",D247,E247)","v":9999}]
["K",2,"K #2",1969,1960,35.130000000000003,41.71,{"$f":"IF(OR(ISREPLACE,ISREPLACE2DIFF,ISREPLACE2SAME),2018,9999)","v":9999}]
["K",3,"K #3",1969,1960,35.130000000000003,41.71,{"$f":"IF(OR(ISREPLACE2DIFF,ISREPLACE2SAME),2018,9999)","v":9999}]
["KBH",2,"KBH #2",9999,9999,42,44,{"$f":"IF(ISADDITIONAL, 2018,9999)","v":9999}]
["KBH",3,"KBH #3",2014,2013,45.14,47.58,{"$f":"IF($B$3=\"Transformer\",D251,E251)","v":2014}]
["LD",1,"LD #1",1967,1971,32.909999999999997,37.74,{"$f":"IF(OR(ISREPLACE,ISREPLACE2DIFF,ISREPLACE2SAME),2018,9999)","v":9999}]
["LD",2,"LD #2",1967,1971,32.909999999999997,37.74,{"$f":"IF(OR(ISREPLACE2DIFF,ISREPLACE2SAME),2018,9999)","v":9999}]
["LD",3,"LD #3",2012,2012,45.14,47.58,{"$f":"IF($B$3=\"Transformer\",D254,E254)","v":2012}]
["LD",4,"LD #4",9999,9999,42,44,{"$f":"IF(ISADDITIONAL, 2018,9999)","v":9999}]
["LWN",3,"LWN #3",2009,2009,44.72,47.58,{"$f":"IF($B$3=\"Transformer\",D256,E256)","v":2009}]
["LWN",2,"LWN #2",2014,2014,44.72,47.58,{"$f":"IF($B$3=\"Transformer\",D257,E257)","v":2014}]
["LWN",1,"LWN #1",9999,9999,42,44,{"$f":"IF(ISADDITIONAL, 2018,9999)","v":9999}]
["M",2,"M #2",1961,2012,26.05,28.64,{"$f":"IF(OR(ISREPLACE,ISREPLACE2DIFF,ISREPLACE2SAME),2018,9999)","v":9999}]
["M",3,"M #3",1961,2012,26.05,28.64,{"$f":"IF(OR(ISREPLACE2DIFF,ISREPLACE2SAME),2018,9999)","v":9999}]
["M",1,"M #1",2012,2012,40.380000000000003,46.81,{"$f":"IF($B$3=\"Transformer\",D261,E261)","v":2012}]
["MC",1,"MC #1",1958,1958,27.05,29.29,{"$f":"IF(OR(ISREPLACE,ISREPLACE2DIFF,ISREPLACE2SAME),2018,9999)","v":9999}]
["MC",2,"MC #2",1958,1958,27.05,29.29,{"$f":"IF(OR(ISREPLACE2DIFF,ISREPLACE2SAME),2018,9999)","v":9999}]
["MC",3,"MC #3",2001,2001,43.85,47.58,{"$f":"IF($B$3=\"Transformer\",D264,E264)","v":2001}]
["MC",4,"MC #4",9999,9999,42,44,{"$f":"IF(ISADDITIONAL, 2018,9999)","v":9999}]
["MGE",1,"MGE #1",1986,1987,36.83,42.71,{"$f":"IF(OR(ISREPLACE,ISREPLACE2DIFF,ISREPLACE2SAME),2018,9999)","v":9999}]
["MGE",2,"MGE #2",1986,1987,36.83,42.71,{"$f":"IF(OR(ISREPLACE2DIFF,ISREPLACE2SAME),2018,9999)","v":9999}]
["MGE",3,"MGE #3",2002,2002,45.14,47.58,{"$f":"IF($B$3=\"Transformer\",D268,E268)","v":2002}]
["MGE",4,"MGE #4",9999,9999,42,44,{"$f":"IF(ISADDITIONAL, 2018,9999)","v":9999}]
["MR",2,"MR #2",9999,9999,42,44,{"$f":"IF(ISADDITIONAL, 2018,9999)","v":9999}]
["MR",1,"MR #1",2009,2009,38.46,38.46,{"$f":"IF(OR(ISREPLACE,ISREPLACE2DIFF,ISREPLACE2SAME),2018,9999)","v":9999}]
["MR",3,"MR #3",2009,2009,38.46,38.46,{"$f":"IF(OR(ISREPLACE2DIFF,ISREPLACE2SAME),2018,9999)","v":9999}]
["MTN",1,"MTN #1",9999,9999,42,44,{"$f":"IF(ISADDITIONAL, 2018,9999)","v":9999}]
["MTN",3,"MTN #3",2008,2012,45.14,47.58,{"$f":"IF($B$3=\"Transformer\",D274,E274)","v":2008}]
["MTN",2,"MTN #2",2012,2012,45.14,47.58,{"$f":"IF($B$3=\"Transformer\",D275,E275)","v":2012}]
["NB",1,"NB #1",9999,9999,42,44,{"$f":"IF(ISADDITIONAL, 2018,9999)","v":9999}]
["NB",2,"NB #2",2011,2016,43.43,47.58,{"$f":"IF(OR(ISREPLACE,ISREPLACE2DIFF,ISREPLACE2SAME),2018,9999)","v":9999}]
["NB",3,"NB #3",2011,2016,43.43,47.58,{"$f":"IF(OR(ISREPLACE2DIFF,ISREPLACE2SAME),2018,9999)","v":9999}]
["NO",2,"NO #2",1972,1972,35.99,41.25,{"$f":"IF(OR(ISREPLACE,ISREPLACE2DIFF,ISREPLACE2SAME),2018,9999)","v":9999}]
["NO",1,"NO #1",1972,1972,35.99,41.25,{"$f":"IF(OR(ISREPLACE2DIFF,ISREPLACE2SAME),2018,9999)","v":9999}]
["NO",3,"NO #3",2017,9999,44.34,47.58,2017]
["NP",1,"NP #1",1965,2012,34.79,39.51,{"$f":"IF(OR(ISREPLACE,ISREPLACE2DIFF,ISREPLACE2SAME),2018,9999)","v":9999}]
["NP",2,"NP #2",1965,2012,34.79,39.51,{"$f":"IF(OR(ISREPLACE2DIFF,ISREPLACE2SAME),2018,9999)","v":9999}]
["NP",3,"NP #3",1975,2012,36.61,41.33,{"$f":"IF($B$3=\"Transformer\",D284,E284)","v":1975}]
["NP",4,"NP #4",9999,9999,42,44,{"$f":"IF(ISADDITIONAL, 2018,9999)","v":9999}]
["NW",4,"NW #4",9999,9999,42,44,{"$f":"IF(ISADDITIONAL, 2018,9999)","v":9999}]
["NW",3,"NW #3",2005,2005,43.5,45.67,{"$f":"IF($B$3=\"Transformer\",D287,E287)","v":2005}]
["NW",2,"NW #2",2015,1970,43.5,45.67,{"$f":"IF(OR(ISREPLACE,ISREPLACE2DIFF,ISREPLACE2SAME),2018,9999)","v":9999}]
["NW",1,"NW #1",2016,1970,43.5,47.58,{"$f":"IF(OR(ISREPLACE2DIFF,ISREPLACE2SAME),2018,9999)","v":9999}]
["OAK",3,"OAK #3",2004,2004,41.65,44.62,{"$f":"IF($B$3=\"Transformer\",D290,E290)","v":2004}]
["OAK",2,"OAK #2",2004,2005,42.42,45.77,{"$f":"IF($B$3=\"Transformer\",D291,E291)","v":2004}]
["OAK",1,"OAK #1",9999,9999,42,44,{"$f":"IF(ISADDITIONAL, 2018,9999)","v":9999}]
["OE",1,"OE #1",1967,1970,30.45,30.45,{"$f":"IF(OR(ISREPLACE,ISREPLACE2DIFF,ISREPLACE2SAME),2018,9999)","v":9999}]
["OE",2,"OE #2",1967,1970,30.45,30.45,{"$f":"IF(OR(ISREPLACE2DIFF,ISREPLACE2SAME),2018,9999)","v":9999}]
["OE",4,"OE #4",9999,9999,42,44,{"$f":"IF(ISADDITIONAL, 2018,9999)","v":9999}]
["OR",1,"OR #1",9999,9999,42,44,{"$f":"IF(ISADDITIONAL, 2018,9999)","v":9999}]
["OR",2,"OR #2",1962,2013,30.85,33.380000000000003,{"$f":"IF(OR(ISREPLACE,ISREPLACE2DIFF,ISREPLACE2SAME),2018,9999)","v":9999}]
["OR",3,"OR #3",1962,2013,30.85,33.380000000000003,{"$f":"IF(OR(ISREPLACE2DIFF,ISREPLACE2SAME),2018,9999)","v":9999}]
["RBD",1,"RBD #1",2010,2010,44.95,47.58,{"$f":"IF(OR(ISREPLACE,ISREPLACE2DIFF,ISREPLACE2SAME),2018,9999)","v":9999}]
["RBD",2,"RBD #2",2010,2010,44.95,47.58,{"$f":"IF(OR(ISREPLACE2DIFF,ISREPLACE2SAME),2018,9999)","v":9999}]
["SR",2,"SR #2",1964,1964,34.61,36.71,{"$f":"IF(OR(ISREPLACE,ISREPLACE2DIFF,ISREPLACE2SAME),2018,9999)","v":9999}]
["SR",3,"SR #3",1964,1964,34.619999999999997,36.71,{"$f":"IF(OR(ISREPLACE2DIFF,ISREPLACE2SAME),2018,9999)","v":9999}]
["SS",2,"SS #2",1981,1981,39.35,45.48,{"$f":"IF(OR(ISREPLACE,ISREPLACE2DIFF,ISREPLACE2SAME),2018,9999)","v":9999}]
["SS",1,"SS #1",1981,1981,39.35,45.48,{"$f":"IF(OR(ISREPLACE2DIFF,ISREPLACE2SAME),2018,9999)","v":9999}]
["SS",3,"SS #3",9999,9999,42,44,{"$f":"IF(ISADDITIONAL, 2018,9999)","v":9999}]
["SH",3,"SH #3",1950,2013,10.63,11.77,{"$f":"IF(OR(ISREPLACE,ISREPLACE2DIFF,ISREPLACE2SAME),2018,9999)","v":9999}]
["SH",2,"SH #2",1957,2014,11.93,13.7,{"$f":"IF(OR(ISREPLACE2DIFF,ISREPLACE2SAME),2018,9999)","v":9999}]
["STO",1,"STO #1",1976,2013,35.81,47.58,{"$f":"IF(OR(ISREPLACE,ISREPLACE2DIFF,ISREPLACE2SAME),2018,9999)","v":9999}]
["STO",2,"STO #2",1976,2013,35.81,47.58,{"$f":"IF(OR(ISREPLACE2DIFF,ISREPLACE2SAME),2018,9999)","v":9999}]
["STO",3,"STO #3",9999,9999,42,44,{"$f":"IF(ISADDITIONAL, 2018,9999)","v":9999}]
["SV",1,"SV #1",9999,9999,42,44,{"$f":"IF(ISADDITIONAL, 2018,9999)","v":9999}]
["SV",2,"SV #2",1975,1960,39.270000000000003,46.13,{"$f":"IF($B$3=\"Transformer\",D312,E312)","v":1975}]
["SV",3,"SV #3",1985,1960,39.270000000000003,45.67,{"$f":"IF($B$3=\"Transformer\",D313,E313)","v":1985}]
["SVW",2,"SVW #2",1983,2006,39.28,45.67,{"$f":"IF($B$3=\"Transformer\",D314,E314)","v":1983}]
["SVW",1,"SVW #1",2006,2006,40.799999999999997,45.48,{"$f":"IF($B$3=\"Transformer\",D315,E315)","v":2006}]
["SVW",3,"SVW #3",9999,9999,42,44,{"$f":"IF(ISADDITIONAL, 2018,9999)","v":9999}]
["WD",1,"WD #1",1963,2012,30.22,32.729999999999997,{"$f":"IF(OR(ISREPLACE,ISREPLACE2DIFF,ISREPLACE2SAME),2018,9999)","v":9999}]
["WD",2,"WD #2",1964,2012,30.62,33.28,{"$f":"IF(OR(ISREPLACE2DIFF,ISREPLACE2SAME),2018,9999)","v":9999}]
["WD",3,"WD #3",1966,2012,30.22,36.25,{"$f":"IF($B$3=\"Transformer\",D319,E319)","v":1966}]
["WD",4,"WD #4",9999,9999,42,44,{"$f":"IF(ISADDITIONAL, 2018,9999)","v":9999}]

{"sheet":"Feeders","index":7,"n_rows":453,"n_cols":17,"rows_kept":453,"cut":false,"hidden":false,"merged":[]}
["Feeder","ZSS","Amps","kV","Bus #","2018MD","MVA MD","MVA Rating","Average MVA","Year","ID/OD","Class","Customers","Transfers to"]
["BH 11","BH",300,22,1,164.08673561132969,{"$f":"1.73*F2*D2/1000","v":6.2451411573672084},{"$f":"1.73*D2*C2/1000","v":11.417999999999999},{"$f":"0.5*G2","v":3.1225705786836042}]
["BH 12","BH",280,22,1,70.071526988165502,{"$f":"1.73*F3*D3/1000","v":2.6669223171695791},{"$f":"1.73*D3*C3/1000","v":10.6568},{"$f":"0.5*G3","v":1.3334611585847895}]
["BH 14","BH",550,22,1,176.08523763037255,6.7018041442119793,20.933,3.3509020721059897]
["BH 21","BH",285,22,2,141.96560739624886,5.4032110175012313,10.847100000000001,{"$f":"0.5*G5","v":2.7016055087506157}]
["BH 22","BH",265,22,2,111.4090814310956,4.2402296392674987,10.085900000000002,2.1201148196337494]
["BH 23","BH",350,22,2,203.12380471504434,7.7308920074545879,13.321,3.865446003727294]
["BH 24","BH",565,22,2,341.65270230827178,13.003301849852823,21.503900000000002,6.5016509249264116]
["BH 31","BH",265,22,3,94.883768232551688,3.6112762189309175,10.085900000000002,1.8056381094654588]
["BH 34","BH",350,22,3,81.434819255422497,3.0994092208613804,13.321,1.5497046104306902]
["BR 1","BR",290,11,1,259.5354520459087,4.9389596524336419,5.5187000000000008,2.4694798262168209]
["BR 4","BR",300,11,1,233.10009098831497,4.4358947315076342,5.7089999999999996,2.2179473657538171]
["BR 6","BR",295,11,1,192.69125831258944,3.6669146456885771,5.6138500000000002,1.8334573228442885]
["BR 9","BR",350,11,2,298.91981636868218,5.6884441054960213,6.6604999999999999,2.8442220527480107]
["BR 10","BR",290,11,2,188.65462155822783,3.5900974482530756,5.5187000000000008,1.7950487241265378]
["BR 13","BR",295,11,2,217.17257618997101,4.1327941248951481,5.6138500000000002,2.066397062447574]
["BR 15","BR",265,11,2,211.91549099716573,4.0327517936760637,5.0429500000000012,2.0163758968380319]
["BT 2","BT",275,11,1,205.31044223732201,3.9070577157762383,5.23325,1.9535288578881191]
["BT 4","BT",335,11,1,254.58243470037823,4.8447037323481981,6.3750499999999999,2.422351866174099]
["BT 5","BT",285,11,1,106.7007395564945,2.0305150737600903,5.4235500000000005,1.0152575368800452]
["BT 6","BT",270,11,1,136.2065545198258,2.5920107325122848,5.1381000000000006,1.2960053662561424]
["BT 9","BT",280,11,2,157.32404735322427,2.9938766211318582,5.3284000000000002,1.4969383105659291]
["BT 10","BT",310,11,2,307.14891239276272,5.845043802834275,5.8993000000000002,2.9225219014171375]
["BT 14","BT",270,11,2,190.77129829069824,3.6303778064719872,5.1381000000000006,1.8151889032359936]
["BT 15","BT",305,11,2,208.4503546582053,3.9668102491456469,5.8041500000000008,1.9834051245728235]
["BU 1","BU",295,11,1,204.41918489188859,3.8900970884926398,5.6138500000000002,1.9450485442463199]
["BU 2","BU",305,11,1,240.68356197019858,4.5802081842928786,5.8041500000000008,2.2901040921464393]
["BU 4","BU",305,11,1,199.72824865459194,3.8008285718968842,5.8041500000000008,1.9004142859484421]
["BU 6","BU",235,11,1,212.78724958460265,4.0493413595949885,4.4720500000000003,2.0246706797974943]
["BU 9","BU",295,11,2,220.73184936032874,4.2005270933270555,5.6138500000000002,2.1002635466635278]
["BU 10","BU",305,11,2,237.12227705573068,4.5124369323705551,5.8041500000000008,2.2562184661852775]
["BU 13","BU",350,11,2,118.76228636408152,2.2600463095084713,6.6604999999999999,1.1300231547542356]
["BU 14","BU",290,11,2,252.10977839970579,4.7976490829464007,5.5187000000000008,2.3988245414732003]
["BW 21","BW",290,11,2,242.32161370112809,4.6113803087324667,5.5187000000000008,2.3056901543662334]
["BW 22","BW",300,11,2,146.20552476468345,2.782291136271926,5.7089999999999996,1.391145568135963]
["BW 23","BW",300,11,2,132.29836570361098,2.517637899339717,5.7089999999999996,1.2588189496698585]
["BW 32","BW",265,11,3,134.82266740161384,2.5656753606527114,5.0429500000000012,1.2828376803263557]
["BW 33","BW",295,11,3,188.39802103629256,3.5852143403206473,5.6138500000000002,1.7926071701603237]
["BW 34","BW",350,11,3,199.28606324908691,3.7924137836301233,6.6604999999999999,1.8962068918150616]
["BW 35","BW",350,11,3,259.94568393881144,4.9467663653555816,6.6604999999999999,2.4733831826777908]
["CDA 11","CDA",350,22,1,122.35429675681556,4.6568045345643991,13.321,2.3284022672821996]
["CDA 21","CDA",350,22,2,49.583711797208593,1.887156071001759,13.321,0.94357803550087949]
["CDA 22","CDA",400,22,2,220.72475366342016,8.4007841244297712,15.224,4.2003920622148856]
["CDA 23","CDA",350,22,2,282.1047323846546,10.736906114559956,13.321,5.3684530572799778]
["CDA 24","CDA",365,22,2,273.41119579688058,10.406030112029276,13.891900000000001,5.203015056014638]
["CFD 11","CFD",300,11,1,176.30935064733183,3.3551669428187245,5.7089999999999996,1.6775834714093623]
["CFD 12","CFD",350,11,1,243.640144116161,4.6364719425305436,6.6604999999999999,2.3182359712652718]
["CFD 13","CFD",350,11,1,236.42036667392279,4.4990795778047508,6.6604999999999999,2.2495397889023754]
["CFD 14","CFD",630,11,1,458.60690620786198,8.7272894251356146,11.988900000000001,4.3636447125678073]
["CFD 15","CFD",280,11,1,189.66909053200692,3.6094027928240915,5.3284000000000002,1.8047013964120457]
["CFD 16","CFD",340,11,1,218.28249594333212,4.1539158978016104,6.4702000000000011,2.0769579489008052]
["CFD 21","CFD",160,11,2,40.892990006168496,0.77819359981738645,3.0448000000000004,0.38909679990869322]
["CFD 22","CFD",300,11,2,173.70822672003743,3.3056675544823126,5.7089999999999996,1.6528337772411563]
["CFD 23","CFD",350,11,2,293.64627821925501,5.5880886745124227,6.6604999999999999,2.7940443372562114]
["CFD 24","CFD",350,11,2,200.20504586769448,3.809902022862226,6.6604999999999999,1.904951011431113]
["CFD 25","CFD",300,11,2,160.59075543753244,3.0560420759762423,5.7089999999999996,1.5280210379881212]
["CFD 26","CFD",300,11,2,226.27410869063999,4.3059962883828797,5.7089999999999996,2.1529981441914399]
["CM 11","CM",315,11,1,116.16794072375623,2.2106759119730808,5.9944500000000005,1.1053379559865404]
["CM 12","CM",300,11,1,209.76994849919788,3.9919221199397357,5.7089999999999996,1.9959610599698678]
["CM 13","CM",335,11,1,140.85918832888746,2.6805503538987283,6.3750499999999999,1.3402751769493642]
["CM 14","CM",300,11,1,120.4636784231235,2.2924238003920401,5.7089999999999996,1.14621190019602]
["CM 15","CM",300,11,1,74.008966064670147,1.4083906242106727,5.7089999999999996,0.70419531210533637]
["CM 21","CM",330,11,2,185.52004683098309,3.5304464911936084,6.2799000000000005,1.7652232455968042]
["CM 22","CM",315,11,2,68.339947490357758,1.300509200741508,5.9944500000000005,0.650254600370754]
["CM 23","CM",335,11,2,114.82593496226458,2.1851375423318951,6.3750499999999999,1.0925687711659475]
["CM 24","CM",315,11,2,150.77934132990796,2.8693308655081484,5.9944500000000005,1.4346654327540742]
["CM 25","CM",315,11,2,163.0761137342358,{"$f":"1.73*F67*D67/1000","v":3.1033384443625072},{"$f":"1.73*D67*C67/1000","v":5.9944500000000005},{"$f":"0.5*G67","v":1.5516692221812536}]
["CRM 11","CRM",390,22,1,367.49599983369029,13.986897753670252,14.843400000000001,6.9934488768351262]
["CRM 12","CRM",310,22,1,174.95030234798099,6.658608507364157,11.7986,3.3293042536820785]
["CRM 13","CRM",295,22,1,188.61664938570647,7.1787496756199891,11.2277,3.5893748378099946]
["CRM 14","CRM",315,22,1,257.79647160319598,9.8117337092176378,11.988900000000001,4.9058668546088189]
["CRM 21","CRM",300,22,2,257.93749660840172,9.817101120915769,11.417999999999999,4.9085505604578845]
["CRM 22","CRM",350,22,2,318.66987345613029,12.128575383740319,13.321,6.0642876918701596]
["CRM 24","CRM",280,22,2,120.56942307268785,4.5888722421464996,10.6568,2.2944361210732498]
["CRM 32","CRM",390,22,3,218.32685204949524,8.309519989003789,14.843400000000001,4.1547599945018945]
["CRM 33","CRM",290,22,3,166.29570449251241,6.3292145129850219,11.037400000000002,3.164607256492511]
["CRM 34","CRM",320,22,3,189.55220578839462,7.2143569523062991,12.179200000000002,3.6071784761531496]
["CRM 35","CRM",350,22,3,271.42469227102902,10.330423787835365,13.321,5.1652118939176823]
["DC 1","DC",350,22,1,231.45146483849453,8.8090427517531023,13.321,4.4045213758765511]
["DC 2","DC",350,22,3,296.94759514634165,11.301825471269764,13.321,5.6509127356348818]
["DC 3","DC",350,22,1,278.53793715838316,10.601153888248064,13.321,5.3005769441240318]
["DC 4","DC",350,22,3,218.00012371556798,8.2970847086145163,13.321,4.1485423543072582]
["DC 5","DC",350,22,1,272.54498271822581,10.373062042255674,13.321,5.1865310211278368]
["DC 6","DC",350,22,3,220.9610272626301,8.4097766976157011,13.321,4.2048883488078506]
["DC 7","DC",265,22,1,137.44835958335599,5.2312845657425298,10.085900000000002,2.6156422828712649]
["DC 8","DC",265,22,3,154.14846616205003,5.8668906221276238,10.085900000000002,2.9334453110638119]
["DC 10","DC",330,22,3,234.84709395994739,8.9382803961155961,12.559800000000001,4.4691401980577981]
["DC 12","DC",350,22,3,215.84224639008957,8.21495589760681,13.321,4.107477948803405]
["DMA 21","DMA",260,22,2,182.5650329664274,6.9484251547022264,9.8956,3.4742125773511132]
["DMA 12","DMA",315,22,1,146.53857554788985,5.5772581853526884,11.988900000000001,2.7886290926763442]
["DMA 13","DMA",350,22,1,130.20611490252116,4.9556447331899554,13.321,2.4778223665949777]
["DMA 14","DMA",315,22,1,233.8940234363896,8.9020065319889881,11.988900000000001,4.451003265994494]
["DMA 15","DMA",310,22,1,78.070184131809128,2.9713512080566553,11.7986,1.4856756040283277]
["DMA 23","DMA",275,22,2,179.25854578934099,6.8225802527423172,10.4665,3.4112901263711586]
["DMA 24","DMA",320,22,2,172.63448464109564,6.5704684854401005,12.179200000000002,3.2852342427200503]
["DN 2","DN",340,22,3,181.05791710762102,6.8910643251160559,12.940400000000002,3.445532162558028]
["DN 4","DN",260,22,3,116.54222228687439,4.4355969802384392,9.8956,2.2177984901192196]
["DN 6","DN",350,22,3,134.63851500275749,5.1243418810049501,13.321,2.5621709405024751]
["DN 7","DN",350,22,1,225.45138978460983,8.5806798952022501,13.321,4.290339947601125]
["DN 8","DN",350,22,3,121.8385871058849,4.6371766252499791,13.321,2.3185883126249895]
["DN 9","DN",350,22,1,195.14308586448846,7.4271458480024313,13.321,3.7135729240012156]
["DN 10","DN",260,22,3,237.87782097815855,9.0536298664287145,9.8956,4.5268149332143572]
["DN 11","DN",265,22,1,205.49230652058367,7.8210371861734149,10.085900000000002,3.9105185930867075]
["DN 13","DN",350,22,1,259.8562446822915,9.8901286726080144,13.321,4.9450643363040072]
["DN 21","DN",260,22,2,173.29304933415884,6.5955334576580853,9.8956,3.2977667288290426]
["DN 22","DN",350,22,2,239.11606986258397,9.1007576189699453,13.321,4.5503788094849726]
["DN 23","DN",400,22,2,61.55052150225638,2.3426128483758779,15.224,1.171306424187939]
["DN 24","DN",300,22,2,151.22487667006658,5.755618806062734,11.417999999999999,2.877809403031367]
["DN 25","DN",360,22,2,169.15139052780609,6.4379019234883001,13.701600000000001,3.2189509617441501]
["DSH 13","DSH",344,22,1,306.74185879587571,11.674595145771029,13.092640000000001,5.8372975728855145]
["DSH 14","DSH",350,22,1,210.68033263277317,8.0184934600033468,13.321,4.0092467300016734]
["DSH 21","DSH",350,22,2,289.3004793956211,11.010776245797338,13.321,5.505388122898669]
["DSH 22","DSH",345,22,2,148.24950583884052,5.6423761922262701,13.130700000000001,2.821188096113135]
["DSH 23","DSH",335,22,2,69.739791990009863,2.6542964831397753,12.7501,1.3271482415698876]
["DSH 24","DSH",350,22,2,72.62395970565602,2.7640679063972682,13.321,1.3820339531986341]
["DSH 31","DSH",350,22,3,191.32356678998102,7.2817749520266775,13.321,3.6408874760133387]
["DSH 32","DSH",325,22,3,170.47449926319845,6.4882594419573332,12.3695,3.2441297209786666]
["DSH 33","DSH",550,22,3,316.52757796173529,12.047039617223644,20.933,6.0235198086118222]
["DSH 34","DSH",325,22,3,128.98718521989758,4.9092522694693024,12.3695,2.4546261347346512]
["DVY 11","DVY",350,22,1,130.15825378896616,4.9538231392080512,13.321,2.4769115696040256]
["DVY 13","DVY",350,22,1,223.14932267546737,8.4930632210282866,13.321,4.2465316105141433]
["DVY 14","DVY",350,22,1,193.14696307750535,7.3511734147298542,13.321,3.6755867073649271]
["DVY 21","DVY",350,22,2,242.4062336391502,9.225981252306056,13.321,4.612990626153028]
["DVY 22","DVY",300,22,2,164.90868814450874,6.2764246707800027,11.417999999999999,3.1382123353900013]
["DVY 23","DVY",330,22,2,213.19027640859565,8.114021920111151,12.559800000000001,4.0570109600555755]
["DVY 24","DVY",305,22,2,200.2903381865498,7.6230502713800865,11.608300000000002,3.8115251356900433]
["DVY 31","DVY",310,22,3,206.80912523258061,7.8711553063520183,11.7986,3.9355776531760092]
["DVY 32","DVY",260,22,3,169.89955161133659,6.4663769343274708,9.8956,3.2331884671637354]
["DVY 33","DVY",330,22,3,155.09438904023355,5.9028924468712898,12.559800000000001,2.9514462234356449]
["DVY 34","DVY",340,22,3,306.50428508268715,11.665553090247071,12.940400000000002,5.8327765451235356]
["EB 11","EB",350,22,1,201.32818232816837,{"$f":"1.73*F131*D131/1000","v":7.6625506194100881},{"$f":"1.73*D131*C131/1000","v":13.321},{"$f":"0.5*G131","v":3.831275309705044}]
["EB 12","EB",260,22,1,106.84508891774443,4.0665240842093535,9.8956,2.0332620421046768]
["EB 13","EB",270,22,1,100.65230752161699,3.8308268242727426,10.276200000000001,1.9154134121363713]
["EB 14","EB",280,22,1,121.86301996802322,4.6381065399829637,10.6568,2.3190532699914819]
["EB 21","EB",270,22,2,101.92308262400181,3.8791925246695085,10.276200000000001,1.9395962623347542]
["EB 22","EB",270,22,2,154.29533084437918,5.8724802919370713,10.276200000000001,2.9362401459685357]
["EB 23","EB",350,22,2,159.44528711182886,6.0684876274762063,13.321,3.0342438137381031]
["EB 24","EB",350,22,2,69.552376737322916,2.6471634586225101,13.321,1.3235817293112551]
["EB 31","EB",350,22,3,163.52888101411679,6.2239092113972845,13.321,3.1119546056986422]
["EB 32","EB",290,22,3,237.55147703069389,9.0412092157882089,11.037400000000002,4.5206046078941045]
["EB 33","EB",265,22,3,193.41835586992229,7.3615026244092432,10.085900000000002,3.6807513122046216]
["EL 5","EL",265,11,1,147.25506527835938,2.8022638922471792,5.0429500000000012,1.4011319461235896]
["EL 6","EL",285,11,1,209.59288729237721,3.9885526451739381,5.4235500000000005,1.9942763225869691]
["EL 7","EL",275,11,2,132.28241460160609,2.5173343498685639,5.23325,1.2586671749342819]
["EL 8","EL",265,11,2,220.981840723397,4.2052844289662454,5.0429500000000012,2.1026422144831227]
["EL 9","EL",350,11,2,171.48481964201801,3.2633561177876027,6.6604999999999999,1.6316780588938014]
["EL 10","EL",350,11,2,142.62308731108163,2.7141173515298833,6.6604999999999999,1.3570586757649417]
["EL 11","EL",350,11,2,234.45028067184822,4.4615888411852715,6.6604999999999999,2.2307944205926358]
["EL 12","EL",260,11,3,153.441631974807,2.9199942564805772,4.9478,1.4599971282402886]
["EL 13","EL",260,11,3,160.42744092463874,3.0529342007958751,4.9478,1.5264671003979375]
["EL 14","EL",285,11,3,143.42692317532999,2.7294143480265296,5.4235500000000005,1.3647071740132648]
["EM 1","EM",265,11,1,75.586181060623161,1.4384050255836587,5.0429500000000012,0.71920251279182934]
["EM 2","EM",305,11,1,172.99523209962996,3.2920992668559581,5.8041500000000008,1.6460496334279791]
["EM 3","EM",325,11,1,133.68376273833084,2.5440020049104359,6.1847500000000002,1.272001002455218]
["EM 5","EM",350,11,1,261.75352244883027,4.9811695322012399,6.6604999999999999,2.49058476610062]
["EM 6","EM",255,11,1,205.51758555140299,3.910999653043199,4.8526500000000006,1.9554998265215995]
["EM 7","EM",285,11,2,203.34592941438601,3.8696730367557657,5.4235500000000005,1.9348365183778828]
["EM 8","EM",265,11,2,249.8487951559525,4.7546225718177757,5.0429500000000012,2.3773112859088879]
["EM 9","EM",255,11,2,156.15949772898742,2.9717152417826305,4.8526500000000006,1.4858576208913152]
["EM 10","EM",315,11,2,196.59046883022279,3.7411166218391396,5.9944500000000005,1.8705583109195698]
["EM 11","EM",285,11,2,140.38821028315965,2.6715876416885282,5.4235500000000005,1.3357938208442641]
["EW 1","EW",350,11,1,239.97299626575162,4.5666861189372527,6.6604999999999999,2.2833430594686264]
["EW 2","EW",270,11,1,173.88585215688141,3.3090477665454534,5.1381000000000006,1.6545238832727267]
["EW 3","EW",250,11,1,115.23336425151096,2.1928909217062538,4.7575000000000003,1.0964454608531269]
["EW 8","EW",265,11,2,105.68104814294189,2.011110346160184,5.0429500000000012,1.005555173080092]
["EW 9","EW",270,11,2,193.27391564776659,3.678002614776998,5.1381000000000006,1.839001307388499]
["EW 12","EW",265,11,2,226.03180135015296,4.3013851796934102,5.0429500000000012,2.1506925898467051]
["EW 14","EW",295,11,2,276.4922890068799,5.261648259800924,5.6138500000000002,2.630824129900462]
["FSH 11","FSH",350,22,1,169.67093357592483,6.4576757318997,13.321,3.22883786594985]
["FSH 12","FSH",260,22,1,202.74950454886192,7.7166461431296849,9.8956,3.8583230715648424]
["FSH 13","FSH",335,22,1,268.32340020236541,10.212388611702027,12.7501,5.1061943058510133]
["FSH 21","FSH",350,22,2,142.41946685512309,5.4204849085059852,13.321,2.7102424542529926]
["FSH 22","FSH",365,22,2,224.46490895661512,8.5431344348887706,13.891900000000001,4.2715672174443853]
["FSH 23","FSH",260,22,2,91.909345784435615,3.4980697005556194,9.8956,1.7490348502778097]
["FSH 31","FSH",260,22,3,226.38022307925169,8.6160312903963181,9.8956,4.308015645198159]
["FSH 32","FSH",335,22,3,211.48838061476221,8.0492477661978494,12.7501,4.0246238830989247]
["FSH 33","FSH",310,22,3,273.2492101197671,10.399864937158336,11.7986,5.1999324685791679]
["FSH 34","FSH",350,22,3,163.26007453463768,6.2136784367883102,13.321,3.1068392183941551]
["FTN 11","FTN",350,22,1,211.01008395430239,8.0310437953007501,13.321,4.015521897650375]
["FTN 12","FTN",350,22,1,145.79901456207762,5.5491104942326741,13.321,2.7745552471163371]
["FTN 13","FTN",260,22,1,99.640218974893614,3.792306734184451,9.8956,1.8961533670922255]
["FTN 14","FTN",260,22,1,128.88688805527204,4.905434959383653,9.8956,2.4527174796918265]
["FTN 21","FTN",260,22,2,114.59833856685337,4.3616127658544395,9.8956,2.1808063829272197]
["FTN 22","FTN",350,22,2,200.81401467186339,7.6429813984111208,13.321,3.8214906992055604]
["FTN 23","FTN",260,22,2,180.8843889688859,6.8844598441557965,9.8956,3.4422299220778982]
["FTN 24","FTN",260,22,2,203.58854427197278,7.7485799949912835,9.8956,3.8742899974956417]
["FTN 25","FTN",260,22,2,225.04686213791527,8.5652835729690562,9.8956,4.2826417864845281]
["GW 1","GW",350,22,1,179.23315929484016,6.8216140427616168,13.321,3.4108070213808084,null,null,null,null,"GW4,11"]
["GW 2","GW",290,22,3,186.47239638891944,7.0971394065622748,11.037400000000002,3.5485697032811374]
["GW 3","GW",335,22,1,147.5717421509828,5.6165805062664056,12.7501,2.8082902531332028,null,null,null,null,"GW3 and 8 go to EB12. "]
["GW 4","GW",345,22,3,158.92168378778257,6.0485592849630034,13.130700000000001,3.0242796424815017]
["GW 5","GW",260,22,1,208.64292563978935,7.9409497498503834,9.8956,3.9704748749251917]
["GW 6","GW",350,22,3,180.14587513285318,6.8563520075563913,13.321,3.4281760037781956]
["GW 7","GW",280,22,1,135.41804392078075,5.1540107516249156,10.6568,2.5770053758124578]
["GW 8","GW",260,22,3,124.21402787847079,{"$f":"1.73*F195*D195/1000","v":4.7275859010545984},{"$f":"1.73*D195*C195/1000","v":9.8956},{"$f":"0.5*G195","v":2.3637929505272992},null,null,null,null,"GW11"]
["GW 10","GW",350,22,3,86.117676765503916,3.2776387776950791,13.321,1.6388193888475395]
["GW 11","GW",335,22,1,186.20265316623031,7.086872979506726,12.7501,3.543436489753363]
["GW 12","GW",345,22,3,160.00147128745598,6.0896559972005742,13.130700000000001,3.0448279986002871]
["HGS 21","HGS",530,22,2,237.40690316162286,9.0357067343313666,20.171800000000005,4.5178533671656833]
["HGS 22","HGS",260,22,2,212.60170863787232,8.0916210307574197,9.8956,4.0458105153787098]
["HGS 23","HGS",350,22,2,128.82209871594114,4.90296907712872,13.321,2.45148453856436]
["HGS 31","HGS",260,22,3,165.96919589501843,6.3167875957644011,9.8956,3.1583937978822005]
["HGS 32","HGS",425,22,3,208.81806876774169,7.9476156973002485,16.175500000000003,3.9738078486501243]
["HGS 33","HGS",350,22,3,338.21957673365796,12.872637090483023,13.321,6.4363185452415115]
["HT 1","HT",325,22,1,163.849056991238,6.2360951090865182,12.3695,3.1180475545432591]
["HT 2","HT",290,22,3,141.68088033217873,5.392374305442722,11.037400000000002,2.696187152721361,null,null,null,null,"to HT11"]
["HT 3","HT",300,22,1,76.136755707874059,2.8977649222416866,11.417999999999999,1.4488824611208433]
["HT 4","HT",315,22,3,29.952452838018178,1.1399903550149717,11.988900000000001,0.56999517750748585]
["HT 6","HT",255,22,3,165.22140395350448,6.2883266344703808,9.7053000000000011,3.1441633172351904]
["HT 7","HT",280,22,1,92.25703094592501,3.5113025978019059,10.6568,1.755651298900953]
["HT 8","HT",325,22,3,114.25053631012383,4.3483754119633131,12.3695,2.1741877059816566]
["HT 9","HT",420,22,1,226.32735550204356,8.6140191504077777,15.985200000000001,4.3070095752038888,null,null,null,null,"to HT8, 7"]
["HT 10","HT",335,22,3,86.013226922508309,3.2736634166706664,12.7501,1.6368317083353332]
["HT 11","HT",275,22,1,171.84602755754747,6.5404598088402564,10.4665,3.2702299044201282]
["HT 13","HT",320,22,1,103.84199623885746,3.9522263768509145,12.179200000000002,1.9761131884254572,null,null,null,null,"to HT3, 6"]
["K 2","K",300,11,1,178.34480965000401,3.3939017276395762,5.7089999999999996,1.6969508638197881,null,null,null,{"$f":"I216/SUM(I$216:I$227)*12200","v":1018.4894737750565}]
["K 3","K",265,11,1,206.86005468203365,3.9365468405991,5.0429500000000012,1.96827342029955,null,null,null,{"$f":"I217/SUM(I$216:I$227)*12200","v":1181.3340049068208}]
["K 4","K",270,11,1,187.77641858248151,3.5733852456246233,5.1381000000000006,{"$f":"0.5*G218","v":1.7866926228123117},null,null,null,1072.3513968517225]
["K 5","K",270,11,1,169.86634625538264,3.2325565692399318,5.1381000000000006,1.6162782846199659,null,null,null,970.07076319886801]
["K 6","K",345,11,2,273.63139659193831,5.2072054771445861,6.5653500000000005,2.6036027385722931,null,null,null,1562.6510110957456]
["K 7","K",325,11,2,184.6298606459963,3.5135062480933099,6.1847500000000002,1.756753124046655,null,null,null,1054.3820702241478,null,null,20.32,"MVA avg load"]
["K 8","K",245,11,2,190.28525065385242,3.621128319942811,4.66235,1.8105641599714055,null,null,null,1086.6788059934577,null,null,12200,"customers"]
["K 9","K",350,11,2,114.18799059745167,2.1729974610695053,6.6604999999999999,1.0864987305347527,null,null,null,652.10345444458551,null,null,{"$f":"P221/P222","v":1.6655737704918032E-3},"avg kw /cust (1hr)"]
["K 10","K",245,11,2,142.370133226451,2.7093036352993627,4.66235,1.3546518176496813,null,null,null,813.04570823034055]
["K 11","K",270,11,3,185.37830680049549,3.5277491784134289,5.1381000000000006,1.7638745892067145,null,null,null,1058.6562878565014]
["K 12","K",245,11,3,137.13994638844298,2.6097731797720698,4.66235,1.3048865898860349,null,null,null,783.1772177996861]
["K 13","K",260,11,3,165.836962590268,3.1558773980927999,4.9478,1.5779386990463999,null,null,null,947.05980562306763]
["KBH 31","KBH",330,22,3,155.21618663071047,5.9075280631648406,12.559800000000001,2.9537640315824203]
["KBH 32","KBH",260,22,3,185.00300766945554,7.0412144718994778,9.8956,3.5206072359497389]
["KBH 33","KBH",340,22,3,43.651720128513759,1.6613844680912337,12.940400000000002,0.83069223404561687]
["KBH 34","KBH",260,22,3,215.10188909899361,8.186777899107696,9.8956,4.093388949553848]
["KBH 35","KBH",350,22,3,181.28037577627444,6.899531102045005,13.321,3.4497655510225025]
["LD 1","LD",260,22,1,77.775287554991507,2.9601274443429766,9.8956,1.4800637221714883]
["LD 2","LD",270,22,1,179.63514344155982,6.8369135593857671,10.276200000000001,3.4184567796928835]
["LD 3","LD",300,22,1,100.95694455054659,3.8424213095938033,11.417999999999999,1.9212106547969017]
["LD 4","LD",330,22,1,191.39827876204043,7.2846184896832593,12.559800000000001,3.6423092448416297]
["LD 5","LD",350,22,2,239.20998501978588,9.104332029853051,13.321,4.5521660149265255]
["LD 6","LD",290,22,2,251.49042163849771,9.5717254475612226,11.037400000000002,4.7858627237806113]
["LD 7","LD",260,22,2,137.5422317453276,5.234857340227169,9.8956,2.6174286701135845]
["LD 32","LD",260,22,3,53.962031569583147,2.0537949215383344,9.8956,1.0268974607691672]
["LD 33","LD",290,22,3,210.2949093443184,8.003824249644758,11.037400000000002,4.001912124822379]
["LWN 21","LWN",350,22,2,304.34449625490834,11.583351527461812,13.321,5.7916757637309058]
["LWN 23","LWN",335,22,2,184.72664397241607,7.0306960695901566,12.7501,3.5153480347950783]
["LWN 24","LWN",260,22,2,146.89207580539903,5.5907124051534867,9.8956,2.7953562025767433]
["LWN 32","LWN",325,22,3,102.89615680695323,3.9162277280726401,12.3695,1.95811386403632]
["LWN 33","LWN",280,22,3,169.51253709866961,6.451647161975365,10.6568,3.2258235809876825]
["LWN 34","LWN",350,22,3,145.65559802716481,5.5436520609138924,13.321,2.7718260304569462]
["LWN 35","LWN",285,22,3,178.05432036797001,6.7767474332049389,10.847100000000001,3.3883737166024694]
["M 11","M",335,11,1,202.58704384321018,3.8552314443362898,6.3750499999999999,1.9276157221681449]
["M 12","M",300,11,1,169.7033579268097,3.2294549013471889,5.7089999999999996,1.6147274506735945]
["M 13","M",340,11,1,243.14503015794079,4.6270499239056138,6.4702000000000011,2.3135249619528069]
["M 14","M",215,11,1,0,0,4.09145,0]
["M 21","M",340,11,2,157.59083920124399,2.9989536699996733,6.4702000000000011,1.4994768349998366]
["M 22","M",285,11,2,149.36329179656167,2.8423834428885684,5.4235500000000005,1.4211917214442842]
["M 23","M",285,11,2,168.65818869959961,3.2095653309533803,5.4235500000000005,1.6047826654766901]
["M 25","M",285,11,2,175.47685107430192,3.3393244759439655,5.4235500000000005,1.6696622379719828]
["M 31","M",285,11,3,170.40656390222998,3.2428369110594368,5.4235500000000005,1.6214184555297184]
["M 32","M",215,11,3,187.60641936675626,3.570150160549372,4.09145,1.785075080274686]
["M 33","M",300,11,3,179.99506883312938,{"$f":"1.73*F259*D259/1000","v":3.4253061598944519},{"$f":"1.73*D259*C259/1000","v":5.7089999999999996},{"$f":"0.5*G259","v":1.7126530799472259}]
["M 34","M",300,11,3,129.18036274773618,2.4583023030894195,5.7089999999999996,1.2291511515447098]
["M 35","M",285,11,3,142.73367801475425,2.7162218926207733,5.4235500000000005,1.3581109463103866]
["MC 1","MC",265,22,1,139.1789496562086,5.2971508239152989,10.085900000000002,2.6485754119576495]
["MC 2","MC",265,22,2,148.2392567317994,5.6419861112122849,10.085900000000002,2.8209930556061424]
["MC 3","MC",265,22,1,193.77530507142285,7.3750881110183535,10.085900000000002,3.6875440555091767]
["MC 4","MC",325,22,2,254.91480209311945,9.7020573676641249,12.3695,4.8510286838320624,null,null,null,null,"MC 10,4,5 all to each other. 4 in the middle."]
["MC 5","MC",305,22,1,199.24232823334654,7.5831630125611698,11.608300000000002,3.7915815062805849]
["MC 6","MC",330,22,2,218.56743598240928,8.3186766134904975,12.559800000000001,4.1593383067452487,null,null,null,null,"only to MC9"]
["MC 7","MC",265,22,3,157.01755986444522,5.9760883284407846,10.085900000000002,2.9880441642203923]
["MC 9","MC",365,22,3,201.23085451355604,7.6588463227859416,13.891900000000001,3.8294231613929708]
["MC 10","MC",330,22,3,220.82085697543889,8.4044418164852051,12.559800000000001,4.2022209082426025]
["MGE 11","MGE",350,22,1,86.687026948314838,3.2993082456528628,13.321,1.6496541228264314]
["MGE 12","MGE",260,22,1,239.106301788097,9.1003858460549711,9.8956,4.5501929230274856]
["MGE 13","MGE",315,22,1,322.76515016897667,12.284441615431254,11.988900000000001,6.1422208077156268]
["MGE 14","MGE",325,22,1,125.96489544798186,4.7942239207501895,12.3695,2.3971119603750948]
["MGE 21","MGE",315,22,2,207.96879834647345,7.9152924650667789,11.988900000000001,3.9576462325333894]
["MGE 22","MGE",260,22,2,160.3434200025421,6.1026705652967523,9.8956,3.0513352826483762]
["MGE 23","MGE",300,22,2,176.64773320912019,6.7232127259391143,11.417999999999999,3.3616063629695572]
["MGE 24","MGE",295,22,2,216.15229428548079,8.2267563205054,11.2277,4.1133781602527]
["MGE 31","MGE",295,22,3,200.75716268468295,7.640817611779033,11.2277,3.8204088058895165]
["MGE 32","MGE",295,22,3,143.78348096044374,5.4723992853544887,11.2277,2.7361996426772444]
["MGE 33","MGE",330,22,3,153.77463078310518,5.8526624476049829,12.559800000000001,2.9263312238024914]
["MGE 34","MGE",265,22,3,156.5705581177431,5.9590754419613026,10.085900000000002,2.9795377209806513]
["MR 11","MR",335,11,1,142.02433943713976,2.7027231794887694,6.3750499999999999,1.3513615897443847]
["MR 12","MR",350,11,1,239.19979101453603,4.5519720230066207,6.6604999999999999,2.2759860115033104]
["MR 13","MR",350,11,1,232.0124942578762,4.4151977657273846,6.6604999999999999,2.2075988828636923]
["MR 14","MR",300,11,1,225.48803855113957,4.2910373736281855,5.7089999999999996,2.1455186868140927]
["MR 15","MR",350,11,1,310.47993887620805,5.9084332368142389,6.6604999999999999,2.9542166184071195]
["MR 21","MR",335,11,2,189.11774375642082,3.5989106636846881,6.3750499999999999,1.7994553318423441]
["MR 22","MR",330,11,2,264.87212961283001,5.0405166265321553,6.2799000000000005,2.5202583132660776]
["MR 23","MR",320,11,2,232.91923303174198,4.4324530045940502,6.0896000000000008,2.2162265022970251]
["MR 24","MR",265,11,2,181.98937376711027,3.4632577827881086,5.0429500000000012,1.7316288913940543]
["MR 31","MR",320,11,3,193.35581559510447,3.6795611707748379,6.0896000000000008,1.839780585387419]
["MR 32","MR",350,11,3,255.71567142529801,4.8662692272234205,6.6604999999999999,2.4331346136117102]
["MR 33","MR",350,11,3,255.11115976193736,4.8547653702696678,6.6604999999999999,2.4273826851348339]
["MTN 21","MTN",350,22,2,229.8220375234948,8.7470267481442132,13.321,4.3735133740721066]
["MTN 22","MTN",325,22,2,277.66795489638997,10.568042363356602,12.3695,5.2840211816783009]
["MTN 23","MTN",260,22,2,163.61814224117552,6.2273064936991398,9.8956,3.1136532468495699]
["MTN 24","MTN",260,22,2,226.57478790236846,8.623436427564144,9.8956,4.311718213782072]
["MTN 31","MTN",320,22,3,289.70457337367623,11.026156062602116,12.179200000000002,5.5130780313010579]
["MTN 32","MTN",260,22,3,159.90900357995429,6.0861366762530595,9.8956,3.0430683381265298]
["MTN 34","MTN",265,22,3,226.24989205918115,8.6110708917724352,10.085900000000002,4.3055354458862176]
["MTN 35","MTN",260,22,3,211.18766149504989,8.0378023965015988,9.8956,4.0189011982507994]
["NB 26","NB",330,11,2,145.81136284246094,2.7747902348920315,6.2799000000000005,1.3873951174460157]
["NB 25","NB",350,11,2,312.0275959775127,5.9378851514520665,6.6604999999999999,2.9689425757260333]
["NB 22","NB",300,11,2,158.86627400968857,3.0232251944043735,5.7089999999999996,1.5116125972021868]
["NB 23","NB",330,11,2,208.17633043811153,3.9615955682372626,6.2799000000000005,1.9807977841186313]
["NB 24","NB",350,11,2,155.80183078944322,2.9649088399231043,6.6604999999999999,1.4824544199615521]
["NB 31","NB",330,11,3,221.95683800723555,4.2238386272776927,6.2799000000000005,2.1119193136388463]
["NB 32","NB",300,11,3,226.22559261281111,4.3050730274217948,5.7089999999999996,2.1525365137108974]
["NB 34","NB",350,11,3,217.81145784158275,4.1449520427253201,6.6604999999999999,2.0724760213626601]
["NB 33","NB",300,11,3,233.24085840908555,4.4385735355248981,5.7089999999999996,2.219286767762449]
["NB 35","NB",350,11,3,300.89695390978318,5.7260690329031743,6.6604999999999999,2.8630345164515871]
["NB 36","NB",350,11,3,270.48552528675418,5.1473395462069318,6.6604999999999999,2.5736697731034659]
["NO 1","NO",295,22,1,47.494608852789185,1.8076448129371565,11.2277,0.90382240646857825]
["NO 2","NO",350,22,1,200.48555902195807,7.6304803763757247,13.321,3.8152401881878624]
["NO 3","NO",425,22,1,122.82490944115335,4.6747160533302967,16.175500000000003,2.3373580266651484]
["NO 4","NO",350,22,1,141.98947038890938,5.4041192430018912,13.321,2.7020596215009456]
["NO 5","NO",350,22,2,88.308588308514189,3.3610248710220501,13.321,1.680512435511025]
["NO 6","NO",350,22,2,116.35253760319819,4.4283775811777231,13.321,2.2141887905888615]
["NO 7","NO",260,22,2,150.00152109330978,5.7090578928113702,9.8956,2.8545289464056851]
["NO 8","NO",295,22,3,104.87483866309435,3.991536359517371,11.2277,1.9957681797586855]
["NO 9","NO",295,22,3,118.59437573773272,4.5137019405781071,11.2277,2.2568509702890536]
["NO 31","NO",315,22,3,35.801288230906636,{"$f":"1.73*F323*D323/1000","v":1.3625970300683066},{"$f":"1.73*D323*C323/1000","v":11.988900000000001},{"$f":"0.5*G323","v":0.68129851503415328}]
["NO 32","NO",265,22,3,141.0484284435411,5.3683031865611746,10.085900000000002,2.6841515932805873]
["NP 11","NP",350,22,1,139.47865941972572,5.3085577775147605,13.321,2.6542788887573803]
["NP 12","NP",285,22,1,152.13095618650277,5.7901041924582959,10.847100000000001,2.8950520962291479]
["NP 14","NP",260,22,1,130.27534676644805,4.9582796979310126,9.8956,2.4791398489655063]
["NP 16","NP",320,22,1,153.90690105700241,5.8576966542295121,12.179200000000002,2.9288483271147561]
["NP 23","NP",260,22,2,152.8646200494166,5.8180274390807964,9.8956,2.9090137195403982]
["NP 24","NP",325,22,2,98.883256546076268,3.7634967441436626,12.3695,1.8817483720718313]
["NP 25","NP",260,22,2,146.3976574590518,5.5718948428915107,9.8956,2.7859474214457554]
["NP 31","NP",305,22,3,113.85177064588609,4.3331983907824245,11.608300000000002,2.1665991953912123]
["NP 33","NP",255,22,3,185.63068025917178,7.0651036906640776,9.7053000000000011,3.5325518453320388]
["NP 34","NP",260,22,3,167.59106180106735,6.3785158121486241,9.8956,3.189257906074312]
["NP 36","NP",260,22,3,146.82389113221603,5.5881172964921415,9.8956,2.7940586482460708]
["NW 11","NW",350,22,1,112.75863019010137,4.2915934650352581,13.321,2.145796732517629]
["NW 13","NW",330,22,1,208.46823827144749,7.9343011486112918,12.559800000000001,3.9671505743056459]
["NW 14","NW",335,22,1,186.79638395245902,7.1094703732305904,12.7501,3.5547351866152952]
["NW 21","NW",265,22,2,217.32754184235222,8.2714862425199254,10.085900000000002,4.1357431212599627]
["NW 22","NW",345,22,2,182.23109049942602,6.9357153044081539,13.130700000000001,3.4678576522040769]
["NW 23","NW",340,22,2,210.70150166268726,8.0192991532818763,12.940400000000002,4.0096495766409381]
["NW 31","NW",305,22,3,212.81690518323995,8.0998114112741124,11.608300000000002,4.0499057056370562]
["NW 32","NW",265,22,3,135.25897458576003,5.1479565727340271,10.085900000000002,2.5739782863670135]
["NW 33","NW",315,22,3,214.13415479807199,8.149945931614619,11.988900000000001,4.0749729658073095]
["NW 34","NW",300,22,3,67.127267811247464,2.5548638128960786,11.417999999999999,1.2774319064480393]
["OAK 21","OAK",315,11,2,262.38619439088291,4.9932092792585019,5.9944500000000005,2.4966046396292509]
["OAK 22","OAK",315,11,2,254.13723454596905,4.8362315734097914,5.9944500000000005,2.4181157867048957]
["OAK 23","OAK",350,11,2,202.2142263625928,3.8481367276801413,6.6604999999999999,1.9240683638400706]
["OAK 24","OAK",350,11,2,226.4031340701884,4.3084516413556848,6.6604999999999999,2.1542258206778424]
["OAK 25","OAK",350,11,2,142.97060427346349,2.7207305993240101,6.6604999999999999,1.360365299662005]
["OAK 26","OAK",350,11,2,246.4622929750559,4.6901774353153138,6.6604999999999999,2.3450887176576569]
["OAK 30","OAK",330,11,3,58.604103612060221,1.1152360917375062,6.2799000000000005,0.55761804586875308]
["OAK 31","OAK",330,11,3,253.16645410301882,4.8177576215804487,6.2799000000000005,2.4088788107902244]
["OAK 32","OAK",300,11,3,74.482266514754258,1.4173975317757737,5.7089999999999996,0.70869876588788683]
["OAK 33","OAK",350,11,3,232.02389756244213,4.4154147706132738,6.6604999999999999,2.2077073853066369]
["OAK 34","OAK",350,11,3,199.70893017947083,3.8004609413153299,6.6604999999999999,1.9002304706576649]
["OAK 35","OAK",315,11,3,105.07809231273977,1.9996360967114379,5.9944500000000005,0.99981804835571897]
["OE 1","OE",235,11,1,51.348826629230459,0.97716817075425555,4.4720500000000003,0.48858408537712777]
["OE 2","OE",220,11,1,33.960373008794051,0.64626589835735082,4.1866000000000003,0.32313294917867541]
["OE 4","OE",250,11,1,344.24941401398752,6.5510663486861826,4.7575000000000003,3.2755331743430913]
["OE 5","OE",250,11,1,109.38075446437584,2.0815157574570722,4.7575000000000003,1.0407578787285361]
["OE 6","OE",265,11,1,87.20437419164746,1.6594992408670513,5.0429500000000012,0.82974962043352563]
["OE 9","OE",260,11,2,68.946326921060333,1.3120486013077781,4.9478,0.65602430065388906]
["OE 10","OE",260,11,2,53.645036819054546,1.0208650506666079,4.9478,0.51043252533330397]
["OE 14","OE",265,11,2,108.84039451111737,2.0712327075465633,5.0429500000000012,1.0356163537732817]
["OE 15","OE",300,11,2,88.987354098980191,1.6934293485035927,5.7089999999999996,0.84671467425179636]
["OR 22","OR",280,11,2,18.344927359907487,0.3491039676590395,5.3284000000000002,0.17455198382951975]
["OR 23","OR",275,11,2,167.01156952862601,3.1782301681297529,5.23325,1.5891150840648764]
["OR 24","OR",335,11,2,278.84729301167971,5.3064639860122647,6.3750499999999999,2.6532319930061323]
["OR 25","OR",265,11,2,257.48862170743519,4.9000084710924909,5.0429500000000012,2.4500042355462455]
["OR 31","OR",270,11,3,75.880851021261108,1.4440125949345988,5.1381000000000006,0.72200629746729938]
["OR 32","OR",260,11,3,222.40786600706571,4.2324216901144611,4.9478,2.1162108450572306]
["OR 33","OR",595,11,3,456.08029666644444,8.6792080455624383,11.322850000000001,4.3396040227812192]
["OR 34","OR",280,11,3,214.54744294359531,4.0828378392166185,5.3284000000000002,2.0414189196083092]
["OR 35","OR",335,11,3,298.84460046475095,5.6870127468442107,6.3750499999999999,2.8435063734221053]
["RBD 11","RBD",265,22,1,90.742434199623872,3.4536570456376845,10.085900000000002,1.7268285228188422]
["RBD 12","RBD",285,22,1,149.72867760514646,5.6986734696518742,10.847100000000001,2.8493367348259371]
["RBD 13","RBD",355,22,1,196.04684164734664,7.4615427930980127,13.5113,3.7307713965490064]
["RBD 14","RBD",260,22,1,97.809806481539795,3.7226412346874045,9.8956,1.8613206173437022]
["RBD 21","RBD",260,22,2,139.51334377702855,5.3098778641537061,9.8956,2.6549389320768531]
["RBD 22","RBD",350,22,2,111.36491364075509,4.238548613167139,13.321,2.1192743065835695]
["RBD 23","RBD",265,22,2,170.60524036150721,6.4932354481589645,10.085900000000002,3.2466177240794822]
["RBD 24","RBD",260,22,2,170.96040532543037,6.5067530266858791,9.8956,3.2533765133429395]
["RWT 13","RWTS22",300,22,1,65.554892475146417,2.4950192076040727,11.417999999999999,1.2475096038020363]
["RWT 12","RWTS22",265,22,1,116.75657956727504,4.443755418330487,10.085900000000002,2.2218777091652435]
["RWT 34","RWTS22",350,22,3,289.59605668273878,11.022025917345038,13.321,5.5110129586725192]
["RWT 24","RWTS22",350,22,2,181.32434833999028,{"$f":"1.73*F387*D387/1000","v":6.9012046978200292},{"$f":"1.73*D387*C387/1000","v":13.321},{"$f":"0.5*G387","v":3.4506023489100146}]
["RWT 23","RWTS22",350,22,2,190.58489858002633,7.2536612399558029,13.321,3.6268306199779015]
["RWT 35","RWTS22",265,22,3,175.56906217220396,6.6821585062740825,10.085900000000002,3.3410792531370412]
["SH 22","SH",265,6.6,2,201.46478887849224,2.3003249594146244,3.0257700000000001,1.1501624797073122]
["SH 24","SH",275,6.6,2,121.1195811556625,1.3829433776353544,3.1399499999999998,0.69147168881767718]
["SH 32","SH",265,6.6,3,103.23574818471559,1.1787457727730826,3.0257700000000001,0.58937288638654128]
["SH 34","SH",265,6.6,3,188.63942115020353,2.1538849106930238,3.0257700000000001,1.0769424553465119]
["SR 11","SR",255,11,2,182.04730598277587,3.4643602328522247,4.8526500000000006,1.7321801164261124]
["SR 12","SR",260,11,2,78.485964905024233,1.4935879121426112,4.9478,0.74679395607130561]
["SR 13","SR",350,11,2,238.82270905757429,4.5447961533656391,6.6604999999999999,2.2723980766828196]
["SR 14","SR",260,11,2,96.079964100373132,1.8284017168301008,4.9478,0.91420085841505039]
["SR 15","SR",285,11,2,256.26569996174862,4.876736270272076,5.4235500000000005,2.438368135136038]
["SR 19","SR",245,11,3,158.41109995534526,3.0145632321502198,4.66235,1.5072816160751099]
["SR 20","SR",250,11,3,188.04825430154082,3.5785582793583215,4.7575000000000003,1.7892791396791607]
["SR 23","SR",300,11,3,294.74297292699009,5.6089587748006213,5.7089999999999996,2.8044793874003107]
["SR 24","SR",260,11,3,170.90317306826898,3.252287383489159,4.9478,1.6261436917445795]
["SR 25","SR",280,11,3,109.84781240827191,2.0904038701294145,5.3284000000000002,1.0452019350647073]
["SS 11","SS",260,22,1,0,0,9.8956,0]
["SS 12","SS",260,22,1,115.0607662687796,4.3792127641897514,9.8956,2.1896063820948757]
["SS 13","SS",270,22,1,128.47123856559386,4.889615339806503,10.276200000000001,2.4448076699032515]
["SS 14","SS",260,22,1,109.99774696342521,4.1865142494279635,9.8956,2.0932571247139817]
["SS 21","SS",265,22,2,122.85094850681803,4.6757071001694941,10.085900000000002,2.337853550084747]
["SS 22","SS",280,22,2,118.88316859911717,4.5246933968823999,10.6568,2.2623466984412]
["SS 23","SS",300,22,2,0,0,11.417999999999999,0]
["SS 24","SS",330,22,2,179.470671209183,6.8306537462215049,12.559800000000001,3.4153268731107524]
["STO 13","STO",350,22,1,261.92127984475547,9.9687239108913932,13.321,4.9843619554456966]
["STO 14","STO",350,22,1,271.16626737813942,10.320588136411986,13.321,5.1602940682059932]
["STO 21","STO",350,22,2,223.80352505202691,8.5179621634801439,13.321,4.258981081740072]
["STO 22","STO",350,22,2,170.5218632743138,6.4900621162203835,13.321,3.2450310581101918]
["STO 23","STO",350,22,2,177.40083338923216,6.7518757187941754,13.321,3.3759378593970877]
["SV 14","SV",260,22,2,123.57189932366299,4.7031464882586134,9.8956,2.3515732441293067]
["SV 16","SV",290,22,3,135.85958689967774,5.1708158774017345,11.037400000000002,2.5854079387008673]
["SV 17","SV",350,22,3,134.35646776384266,5.1136071630918511,13.321,2.5568035815459256]
["SV 19","SV",285,22,2,106.28849331990733,4.0453400557556725,10.847100000000001,2.0226700278778362]
["SV 20","SV",350,22,2,180.71720520397096,6.8780968300631358,13.321,3.4390484150315679]
["SV 21","SV",350,22,2,48.99775219829781,1.8648544486672147,13.321,0.93242722433360736]
["SV 22","SV",290,22,2,79.471357259297548,3.0246798572888647,11.037400000000002,1.5123399286444323]
["SV 23","SV",260,22,2,159.4150309207165,6.0673360768424702,9.8956,3.0336680384212351]
["SV 31","SV",350,22,3,33.691001856054356,1.2822795306414287,13.321,0.64113976532071437]
["SV 32","SV",260,22,3,139.44585037138546,5.3073090651349304,9.8956,2.6536545325674652]
["SV 33","SV",260,22,3,103.52911564817543,3.9403181415695565,9.8956,1.9701590707847783]
["SV 34","SV",300,22,3,144.74580311744865,5.5090252666500952,11.417999999999999,2.7545126333250476]
["SVW 41","SVW",260,22,4,103.80102199550231,3.9506668971488179,9.8956,1.975333448574409]
["SVW 42","SVW",355,22,4,235.89893293267369,8.9783133874175594,13.5113,4.4891566937087797]
["SVW 43","SVW",270,22,4,121.7052717984061,4.6321026446473361,10.276200000000001,2.3160513223236681]
["SVW 44","SVW",315,22,4,7.2147941010272936,0.27459506348509882,11.988900000000001,0.13729753174254941]
["SVW 45","SVW",350,22,4,246.94566994984595,9.3987521982911364,13.321,4.6993760991455682]
["SVW 51","SVW",370,22,5,186.22290990194193,7.0876439508679097,14.0822,3.5438219754339548]
["SVW 52","SVW",355,22,5,103.64525943176447,3.9447385739729559,13.5113,1.972369286986478]
["SVW 53","SVW",265,22,5,163.97639001194338,6.2409414038545643,10.085900000000002,3.1204707019272822]
["SVW 54","SVW",260,22,5,171.52540962438914,6.5282570903042494,9.8956,3.2641285451521247]
["SVW 55","SVW",280,22,5,110.25899478233671,4.1964573414157345,10.6568,2.0982286707078672]
["WD 11","WD",295,11,1,216.50743076202696,4.1201364074013735,5.6138500000000002,2.0600682037006868]
["WD 13","WD",285,11,1,279.45422733841684,5.3180139462500726,5.4235500000000005,2.6590069731250363]
["WD 14","WD",315,11,1,212.52602451156474,4.0443702464550766,5.9944500000000005,2.0221851232275383]
["WD 15","WD",350,11,1,149.74766707016744,2.8496981043452867,6.6604999999999999,1.4248490521726433]
["WD 16","WD",160,11,1,84.47985154754312,1.6076515749497455,3.0448000000000004,0.80382578747487277]
["WD 21","WD",285,11,2,144.4691715006374,2.7492483336571296,5.4235500000000005,1.3746241668285648]
["WD 22","WD",295,11,2,261.40604015838494,4.9745569442140649,5.6138500000000002,2.4872784721070325]
["WD 23","WD",350,11,2,200.42617307003127,3.8141100735226945,6.6604999999999999,1.9070550367613472]
["WD 24","WD",355,11,2,181.70996043432265,3.4579405470651601,6.7556500000000002,1.72897027353258]
["WD 26","WD",165,11,2,80.822354942881944,1.5380494145630434,3.1399500000000002,0.76902470728152172]
["WD 31","WD",300,11,3,288.9576774552558,5.4988646019735175,5.7089999999999996,2.7494323009867587]
["WD 32","WD",295,11,3,241.88829094694384,4.6031341767203413,5.6138500000000002,2.3015670883601707]
["WD 33","WD",370,11,3,252.8940433113695,{"$f":"1.73*F451*D451/1000","v":4.8125736442153615},{"$f":"1.73*D451*C451/1000","v":7.0411000000000001},{"$f":"0.5*G451","v":2.4062868221076807}]
["WD 34","WD",350,11,3,136.14720823992835,2.5908813728058364,6.6604999999999999,1.2954406864029182]
["WD 36","WD",290,11,3,0,0,5.5187000000000008,0]

{"sheet":"Prices","index":8,"n_rows":60,"n_cols":19,"rows_kept":60,"cut":false,"hidden":false,"merged":[[10,7,10,12],[10,1,10,6]]}
["Option Costing",null,"Unit Price","ZSS","Asset Type",null,"Convert from:",2018]
["Additional Path",null,{"$f":"IF($E$2=\"Transformer\",IFERROR(VLOOKUP($D$2,$A$13:$G$59,7,FALSE),G60),(VLOOKUP($D$2,$A$13:$O$59,14,FALSE)))*CPI","v":5103884.3721770542},{"$f":"ZSS","v":"CM"},{"$f":"AssetType","v":"Transformer"},null,"Convert to :",2019]
["1 Replacement",null,{"$f":"IF($E$2=\"Transformer\",IFERROR(VLOOKUP($D$2,$A$13:$G$59,4,FALSE),D60),(VLOOKUP($D$2,$A$13:$O$59,11,FALSE)))*CPI","v":2595487.5067750672},null,null,null,"Multiply by",1.0207768744354109]
["2 Replacements - Same Make",null,{"$f":"IF($E$2=\"Transformer\",IFERROR(VLOOKUP($D$2,$A$13:$G$59,5,FALSE),E60),(VLOOKUP($D$2,$A$13:$O$59,12,FALSE)))*CPI","v":5190975.0135501344}]
["2 Replacements - Different Make",null,{"$f":"IF($E$2=\"Transformer\",IFERROR(VLOOKUP($D$2,$A$13:$G$59,6,FALSE),F60),(VLOOKUP($D$2,$A$13:$O$59,13,FALSE)))*CPI","v":5282844.9322493216}]
["System spare available",null,{"$f":"IF($E$2=\"Transformer\",IFERROR(VLOOKUP($D$2,$A$13:$G$59,2,FALSE),B60),(VLOOKUP($D$2,$A$13:$O$59,9,FALSE)))*CPI","v":204155.37488708217}]
["Non-network Solution"]
["Online Monitoring System",null,{"$f":"IF($E$2=\"Transformer\",IFERROR(VLOOKUP($D$2,$A$13:$G$59,3,FALSE),C60),(VLOOKUP($D$2,$A$13:$O$59,10,FALSE)))*CPI","v":683034.47154471534}]
[]
[]
[null,"Transformer",null,null,null,null,null,"Circuit Breakers"]
["ZSS","Spare","Online Monitor","1 Replacement","2 Replacements - Same","2 Replacements - Different","Additional Path","Comment","Spare","Online Monitor","1 Replacement","2 Replacements - Same","2 Replacements - Different","Additional Path","Comment","Transformer","CM",2542659,"CM #1 Transformer replacement (2020)"]
["BH",200000,669132,{"$error":"#N/A"},{"$error":"#N/A"},{"$error":"#N/A"},5000000,null,{"$error":"#N/A"},{"$error":"#N/A"},{"$error":"#N/A"},{"$error":"#N/A"},{"$error":"#N/A"},{"$error":"#N/A"},null,"Transformer","EL",2402794,"EL #2 Transformer replacement (2021)"]
["BR",200000,669132,2412203,{"$f":"D14*2","v":4824406},{"$f":"E14+90000","v":4914406},5000000,"SD Provided",1000000,1000000,{"$f":"L14","v":2551101},2551101,{"$f":"L14+90000","v":2641101},{"$f":"M14*1.5","v":3961651.5},"As per BT","Transformer","OR",2542659,"OR #2 Transformer replacement (2021"]
["BT",200000,669132,2489090,4978180,5068180,5000000,"SD Provided",1000000,1000000,{"$f":"L15","v":2551101},2551101,{"$f":"L15+90000","v":2641101},{"$f":"M15*1.5","v":3961651.5},"SD Provided","Transformer","EM",2489090,"EM #1 Transformer replacement (2022)"]
["BU",200000,669132,{"$error":"#N/A"},{"$error":"#N/A"},{"$error":"#N/A"},5000000,null,1000000,1000000,{"$f":"L16","v":2738134},2738134,{"$f":"L16+90000","v":2828134},4242201,"SD Provided","Transformer","EW",2266348,"EW #2 Transformer replacement (2022)"]
["BW",200000,669132,1881489,3762978,3852978,4000000,"Based on SH",null,null,null,null,null,null,"Average","Transformer","SR",2257594,"SR #3 Transformer replacement (2023) "]
["CDA",200000,669132,{"$error":"#N/A"},{"$error":"#N/A"},{"$error":"#N/A"},5000000,null,null,null,null,null,null,null,null,"Transformer","K",2542659,"K #3 Transformer replacement (2023)"]
["CFD",200000,669132,{"$error":"#N/A"},{"$error":"#N/A"},{"$error":"#N/A"},5000000,null,null,null,null,null,null,null,null,"Transformer","BT",2489090,"BT #X Transformer Replacement (2024) "]
["CM",200000,669132,2542659,5085318,5175318,5000000,"SD Provided",null,null,null,null,null,null,null,"Transformer","WD",2274094,"WD 1X Transformer Replacement (2025)"]
["CRM",200000,669132,2274094,{"$f":"D21*2","v":4548188},{"$f":"E21+90000","v":4638188},5000000,"Based on WD",null,null,null,null,null,null,null,null,null,null,"HGSX Transformer Replacementn (2025)"]
["DC",200000,669132,2274094,{"$f":"D22*2","v":4548188},{"$f":"E22+90000","v":4638188},5000000,"Based on WD",1000000,1000000,1567857,{"$f":"K22*2*0.9","v":2822142.6},{"$f":"L22+90000","v":2912142.6},{"$f":"M22*1.5","v":4368213.9000000004},"SD Provided","Transformer","BR",2412203,"BR #X Transformer Replacement (2025)"]
["DMA",200000,669132,{"$error":"#N/A"},{"$error":"#N/A"},{"$error":"#N/A"},5000000,null,null,null,null,null,null,null,null,"Transformer","OE",2489090,"OE #X Transformer Replacement (2025)"]
["DN",200000,669132,{"$error":"#N/A"},{"$error":"#N/A"},{"$error":"#N/A"},5000000,null,1000000,1000000,1567857,{"$f":"K24*2*0.9","v":2822142.6},{"$f":"L24+90000","v":2912142.6},4368213.9000000004,"Based on DC",null,null,669132,"Online Monitoring System (Any transformer)"]
["DSH",200000,669132,{"$error":"#N/A"},{"$error":"#N/A"},{"$error":"#N/A"},5000000,null,null,null,null,null,null,null,null,"Transformer","Average",{"$f":"AVERAGE(R12:R23)","v":2428025.4545454546},"Average unit price (33MVA)"]
["DVY",200000,669132,{"$error":"#N/A"},{"$error":"#N/A"},{"$error":"#N/A"},5000000,null,null,null,null,null,null,null,null,"Transformer","SH",1881489,"SH #3 Transformer replacement (2020)"]
["EB",200000,669132,{"$error":"#N/A"},{"$error":"#N/A"},{"$error":"#N/A"},5000000,null,null,null,null,null,null,null,null,"Indoor CB","SR",3061268,"SR 11kV Switchboard Replacement (2021)"]
["EL",200000,669132,2402794,4805588,4895588,5000000,"SD Provided",null,null,null,null,null,null,null,"Indoor CB","BT",2551101,"BT 11kV switchboard replacement (2022)"]
["EM",200000,669132,2489090,4978180,5068180,5000000,"SD Provided",1000000,1000000,{"$f":"L29","v":2903633},2903633,{"$f":"L29+90000","v":2993633},{"$f":"M29*1.5","v":4490449.5},"SD Provided","Indoor CB","EM",2903633,"EM 11kV switchboard replacement (2023)"]
["EW",200000,669132,2266348,4532696,4622696,5000000,"SD Provided",1000000,1000000,{"$f":"L30","v":2551101},2551101,2641101,3961651.5,"SD Provided","Indoor CB","EW",2551101,"EW 11kV switchboard replacement (2024)"]
["FSH",200000,669132,{"$error":"#N/A"},{"$error":"#N/A"},{"$error":"#N/A"},5000000,null,null,null,null,null,null,null,null,"Indoor CB","BU",2738134,"BU 11kV switchboard replacement (2025)"]
["FTN",200000,669132,{"$error":"#N/A"},{"$error":"#N/A"},{"$error":"#N/A"},5000000,null,null,null,null,null,null,null,null,"Indoor CB","Average",{"$f":"AVERAGE(R27:R31)","v":2761047.4},"DN 22kV #3 Trans outdoor CB Replacement (2021)"]
["GW",200000,669132,2274094,{"$f":"D33*2","v":4548188},{"$f":"E33+90000","v":4638188},5000000,"Based on WD",1000000,1000000,1567857,{"$f":"K33*2*0.9","v":2822142.6},{"$f":"L33+90000","v":2912142.6},{"$f":"M33*1.5","v":4368213.9000000004},null,"Outdoor CB","DN",237105,"DN 22kV #3 Trans outdoor CB Replacement (2021)"]
["HGS",200000,669132,{"$error":"#N/A"},{"$error":"#N/A"},{"$error":"#N/A"},5000000,null,null,null,null,null,null,null,null,null,"HT",1099171,"HT 22kV Switchyard Improvement (2023)"]
["HT",200000,669132,{"$error":"#N/A"},{"$error":"#N/A"},{"$error":"#N/A"},5000000,null,1000000,1000000,1099171,{"$f":"K35*2*0.9","v":1978507.8},{"$f":"2*K35","v":2198342},{"$f":"M35*1.5","v":3297513},"Based on HT",null,"GW",780171,"GW 22kV Switchyard Improvement (2024)"]
["K",200000,669132,2542659,5085318,5175318,5000000,"SD Provided",1000000,1000000,null,null,null,null,null,null,"DC",1567857,"DC 22kV Switchyard Improvement (2024)"]
["KBH",200000,669132,{"$error":"#N/A"},{"$error":"#N/A"},{"$error":"#N/A"},5000000,null,null,null,null,null,null,null,null,null,"Average",{"$f":"AVERAGE(R34:R36)","v":1149066.3333333333}]
["LD",200000,669132,{"$error":"#N/A"},{"$error":"#N/A"},{"$error":"#N/A"},5000000]
["LWN",200000,669132,{"$error":"#N/A"},{"$error":"#N/A"},{"$error":"#N/A"},5000000]
["M",200000,669132,{"$error":"#N/A"},{"$error":"#N/A"},{"$error":"#N/A"},5000000]
["MC",200000,669132,2274094,{"$f":"D41*2","v":4548188},{"$f":"E41+90000","v":4638188},5000000,"Based on WD"]
["MGE",200000,669132,{"$error":"#N/A"},{"$error":"#N/A"},{"$error":"#N/A"},5000000]
["MR",200000,669132,{"$error":"#N/A"},{"$error":"#N/A"},{"$error":"#N/A"},5000000]
["MTN",200000,669132,{"$error":"#N/A"},{"$error":"#N/A"},{"$error":"#N/A"},5000000]
["NB",200000,669132,{"$error":"#N/A"},{"$error":"#N/A"},{"$error":"#N/A"},5000000]
["NO",200000,669132,{"$error":"#N/A"},{"$error":"#N/A"},{"$error":"#N/A"},5000000]
["NP",200000,669132,{"$error":"#N/A"},{"$error":"#N/A"},{"$error":"#N/A"},5000000]
["NW",200000,669132,{"$error":"#N/A"},{"$error":"#N/A"},{"$error":"#N/A"},5000000]
["OAK",200000,669132,{"$error":"#N/A"},{"$error":"#N/A"},{"$error":"#N/A"},5000000]
["OE",200000,669132,2489090,4978180,5068180,5000000,"SD Provided",1000000,1000000,{"$f":"L50","v":3061268},3061268,{"$f":"L50+90000","v":3151268},{"$f":"M50*1.5","v":4726902},"Based on SR"]
["OR",200000,669132,2542659,5085318,5175318,5000000,"SD Provided"]
["RBD",200000,669132,{"$error":"#N/A"},{"$error":"#N/A"},{"$error":"#N/A"},5000000]
["SH",500000,669132,1881489,3762978,3852978,3600000,"SD Provided"]
["SR",200000,669132,2257594,4515188,4605188,5000000,"SD Provided",1000000,1000000,{"$f":"L54","v":3061268},3061268,{"$f":"L54+90000","v":3151268},{"$f":"M54*1.5","v":4726902},"SD Provided"]
["SS",200000,669132,2489090,{"$f":"D55*2","v":4978180},{"$f":"E55+90000","v":5068180},5000000,"Based on BT",1000000,1000000]
["STO",200000,669132,2489090,{"$f":"D56*2","v":4978180},{"$f":"E56+90000","v":5068180},5000000,"Based on EM"]
["SV",200000,669132,{"$error":"#N/A"},{"$error":"#N/A"},{"$error":"#N/A"},5000000]
["SVW",200000,669132,{"$error":"#N/A"},{"$error":"#N/A"},{"$error":"#N/A"},5000000]
["WD",200000,669132,2274094,4548188,4638188,5000000]
["Average",{"$f":"B59","v":200000},{"$f":"C59","v":669132},2428025.4545454546,{"$f":"D60*2","v":4856050.9090909092},4946050.9090909092,5000000,null,null,null,{"$f":"L60","v":2761047.4},2761047.4,{"$f":"L60+90000","v":2851047.4}]

{"sheet":"Constants","index":9,"n_rows":45,"n_cols":8,"rows_kept":45,"cut":false,"hidden":false,"merged":[[7,3,9,3]]}
["Constant","Description","Value","Comment",null,"List of Asset Types",null,"Sensitivity Options"]
["WACC","Annual Cost of Capital",3.415E-2,null,null,"Transformer",null,"Lower"]
["VCR","Value of Reliability",null,null,null,"Indoor CB",null,"Upper"]
["VSL","Value of Life",4490000,null,null,"Outdoor CB",null,"Normal"]
["DF_STAFF","Dispoportionate Factor",3]
["DF_PUBLIC",null,3]
["POC_LTI","Probability of Consequence - LTI",2.6027400000000001E-4]
["POC_PUBLIC",null,1.15E-4,"Note: Ofgem figures are same for CB and ZSS Transformer - so same figures are used for both"]
["POC_STAFF",null,1.9606160000000001E-3]
["VLTI",null,127000]
["COC_TX_MAJOR",null,{"$f":"COST_REPLACE_1_TX","v":2542659}]
["COC_TX_MINOR",null,136045,"historic avg fault cost"]
["COC_INDOOR_MAJOR",null,{"$f":"0.8*200000+0.15*1000000+0.05*3000000","v":460000},"Weighted average of 3 scenarios. Used for incomer panel risk."]
["COC_INDOOR_MINOR",null,{"$f":"COC_INDOOR_MAJOR","v":460000},"Weighted average of 3 scenarios. Used for feeder panel failure rather than incomer"]
["COC_OUTDOOR_MAJOR",null,180000,"Replacement of outdoor CB"]
["COC_OUTDOOR_MINOR",null,10000,"Defect Repair"]
["POC_TX_MAJOR",null,0.2,"From Kaplan Meier Input Data"]
["POC_TX_MINOR",null,0.8,"From Kaplan Meier Input Data"]
["POC_INDOOR_MAJOR",null,1,"From Kaplan Meier Input Data"]
["POC_INDOOR_MINOR",null,0,"From Kaplan Meier Input Data"]
["POC_OUTDOOR_MAJOR",null,0.5,"Assumption - From History"]
["POC_OUTDOOR_MINOR",null,0.5,"Assumption - From History"]
["POC_MAJOR",null,{"$f":"IF(AssetType=\"Transformer\",POC_TX_MAJOR,IF(AssetType=\"Indoor CB\",POC_INDOOR_MAJOR,POC_OUTDOOR_MAJOR))","v":0.2},"<< Auto Set to which asset is chosen"]
["POC_MINOR",null,{"$f":"IF(AssetType=\"Transformer\",POC_TX_MINOR,IF(AssetType=\"Indoor CB\",POC_INDOOR_MINOR,POC_OUTDOOR_MINOR))","v":0.8},"<< Auto Set to which asset is chosen"]
["COC_MAJOR",null,{"$f":"IF(AssetType=\"Transformer\",COC_TX_MAJOR,IF(AssetType=\"Indoor CB\",COC_INDOOR_MAJOR,COC_OUTDOOR_MAJOR))","v":2542659}]
["COC_MINOR",null,{"$f":"IF(AssetType=\"Transformer\",COC_TX_MINOR,IF(AssetType=\"Indoor CB\",COC_INDOOR_MINOR,COC_OUTDOOR_MINOR))","v":136045}]
["COST_ADDITIONAL_TX",null,4500000,"3rd Tx"]
["COST_ADDITIONAL_INDOOR_CB",null,2500000,"<< 3rd Indoor Bus"]
["COST_ADDITIONAL_OUTDOOR_CB",null,1500000,"<< 3rd Outdoor Bus"]
["COST_REPLACE_1_TX",null,{"$f":"IFERROR(VLOOKUP(ZSS,Prices!Q12:R26,2,FALSE), Prices!R25)","v":2542659}]
["COST_REPLACE_1_INDOOR_CB",null,{"$f":"0.6*COST_REPLACE_2_INDOOR_CB_SAME","v":1656628.44}]
["COST_REPLACE_1_OUTDOOR_CB",null,{"$f":"Prices!R37","v":1149066.3333333333}]
["COST_REPLACE_2_TX_SAME",null,{"$f":"COST_REPLACE_1_TX*2*0.9","v":4576786.2}]
["COST_REPLACE_2_INDOOR_CB_SAME",null,{"$f":"IFERROR(VLOOKUP(ZSS,Prices!Q27:R31,2,FALSE), Prices!R32)","v":2761047.4}]
["COST_REPLACE_2_OUTDOOR_CB_SAME",null,{"$f":"COST_REPLACE_1_OUTDOOR_CB*2*0.9","v":2068319.4}]
["COST_REPLACE_2_TX_DIFFERENT",null,{"$f":"C33+90000","v":4666786.2},"Assume extra 10% on material cost of $900k"]
["COST_REPLACE_2_INDOOR_CB_DIFFERENT",null,{"$f":"C34+25000","v":2786047.4},"Assume extra 10% on material cost of $250k"]
["COST_REPLACE_2_OUTDOOR_CB_DIFFERENT",null,{"$f":"COST_REPLACE_2_OUTDOOR_CB_SAME+7000","v":2075319.4},"Assume extra 10% on material cost of $70k"]
["COST_SPARE_TX",null,250000]
["COST_SPARE_INDOOR_CB",null,250000,"Note: Outdoor spare already exists"]
["COST_MONITOR_TX",null,{"$f":"Prices!R24","v":669132}]
["COST_MONITOR_INDOOR_CB",null,{"$f":"40000/WACC","v":1171303.0746705709},"40k lease fee from EA for a PD monitor"]
["COST_MONITOR_OUTDOOR_CB",null,200000]
["COST_SPARE_OUTDOOR_CB",null,200000]
["Outage Duration",null,2,"Hours"]

{"sheet":"Results_10PoE","index":10,"n_rows":3307,"n_cols":55,"rows_kept":1125,"cut":true,"hidden":false,"merged":[],"bounds":{"rows_first":500,"rows_last":125,"rows_between":500,"halvings":2}}
[]
[]
[]
[]
[]
[null,null,null,"History"]
["Year","Hours",{"$f":"ZSS","v":"CM"},"BH","BR","BT","BU","BW","CDA","CFD","CM","CRM","DC","DMA","DN","DSH","DVY","EB","EL","EM","EW","FSH","FTN","GW","HGS","HT","K","KBH","LD","LWN","M","MC","MGE","MR","MTN","NB","NO","NP","NW","O","OAK","OE","OR","RBD","RWT","SCY","SH","SR","SS","STO","SV","SVW","T","TSE","WD"]
[2018,1,{"$f":"INDEX(D8:BC8,MATCH($C$7,$D$7:$BC$7,0))","v":8760},8760,8760,8760,8759,8760,8760,8760,8760,8760,8760,8333,8760,8760,8760,8760,8760,8760,8760,8760,8756,8760,8760,8760,8760,8734,8760,8760,8760,8760,8753,8760,8760,8760,8760,8725,8760,0,8760,8760,8749,8760,0,0,8737,8760,8753,8760,8760,8760,0,0,8760]
[2018,2,{"$f":"INDEX(D9:BC9,MATCH($C$7,$D$7:$BC$7,0))","v":8760},8760,8760,8760,8759,8760,8760,8760,8760,8760,8760,8331,8760,8760,8760,8760,8760,8760,8760,8760,8756,8760,8760,8760,8760,8715,8760,8760,8760,8760,8753,8760,8760,8760,8760,8724,8760,0,8760,8760,8749,8760,0,0,5275,8760,8734,8760,8760,8760,0,0,8760]
[2018,3,8760,8760,8760,8760,8759,8760,8760,8760,8760,8760,8760,8330,8760,8760,8760,8760,8760,8760,8760,8760,8756,8760,8760,8760,8760,8697,8759,8760,8760,8760,8753,8760,8760,8760,8760,8723,8760,0,8760,8760,8749,8760,0,0,1340,8760,8675,8760,8760,8760,0,0,8760]
[2018,4,8760,8760,8760,8760,8759,8760,8760,8760,8760,8760,8760,8253,8760,8760,8760,8760,8760,8760,8760,8760,8756,8760,8760,8760,8760,8677,8759,8760,8760,8760,8753,8760,8760,8760,8760,8721,8760,0,8760,8671,8749,8760,0,0,358,8760,8562,8760,8760,8760,0,0,8760]
[2018,5,8720,8760,8483,8758,8759,8267,8760,8760,8720,8760,8760,7828,8760,8760,8760,8760,8758,8760,8754,8760,8756,8760,8760,8760,8760,8659,8759,8760,8760,8760,8753,8760,8760,8760,8760,8721,8760,0,8760,7971,8748,8760,0,0,81,8760,8326,8760,8760,8760,0,0,8760]
[2018,6,8383,8760,7299,7867,8615,6999,8760,8760,8383,8760,8760,7248,8760,8760,8760,8760,8313,8760,8258,8760,8756,8760,8760,8759,8760,8631,8759,8760,8760,8760,8753,8760,8760,8760,8760,8720,8760,0,8760,6643,8748,8760,0,0,43,8760,8005,8754,8760,8760,0,0,8760]
[2018,7,7811,8760,6468,6936,7659,5636,8757,8760,7811,8760,8760,6584,8760,8760,8760,8760,7394,8498,7443,8760,8756,8760,8760,8759,8760,8387,8759,8760,8740,8760,8753,8760,8760,8760,8760,8720,8760,0,8760,4981,8744,8760,0,0,3,8748,7557,8199,8760,8760,0,0,8760]
[2018,8,6958,8760,5716,6218,6769,4352,8666,8760,6958,8760,8760,5664,8760,8760,8760,8760,6660,7724,6617,8760,8756,8760,8760,8739,8596,7943,8759,8760,8479,8760,8753,8707,8760,8742,8760,8720,8760,0,8556,3675,8447,8752,0,0,0,8478,6934,6921,8760,8760,0,0,8760]
[2018,9,5798,8758,4415,5007,5395,2682,8384,8760,5798,8760,8760,4602,8760,8760,8760,8760,5918,6930,5206,8760,8756,8760,8760,8677,8142,7328,8759,8750,7906,8760,8753,8459,8760,8139,8760,8719,8760,0,8122,2578,7986,8644,0,0,0,7765,6187,5501,8760,8760,0,0,8758]
[2018,10,5080,8748,2893,3466,3848,1625,7722,8714,5080,8760,8760,3628,8760,8760,8760,8760,5125,6287,3710,8760,8756,8760,8760,8591,7571,6669,8759,8695,7220,8756,8753,7940,8760,7509,8760,8719,8760,0,7513,1768,7212,8347,0,0,0,6929,5512,4084,8755,8760,0,0,8380]
[2018,11,4543,8738,1919,2341,2617,959,6819,8331,4543,8760,8760,2782,8760,8748,8760,8760,4100,5828,2687,8760,8756,8760,8760,8475,6895,5973,8759,8142,6496,8733,8753,7243,8760,6897,8743,8719,8753,0,6899,1195,6318,7963,0,0,0,6224,4786,2934,8743,8760,0,0,7729]
[2018,12,3743,8729,1274,1564,1728,517,5931,7752,3743,8760,8760,2069,8759,8702,8760,8760,3002,5239,1921,8760,8611,8760,8760,8330,6233,5398,8759,7411,5726,8677,8753,6595,8760,6430,8722,8716,8724,0,6258,601,5409,7460,0,0,0,5518,4165,2062,8698,8760,0,0,7234]
[2018,13,3113,8714,859,1095,1157,285,5142,7167,3113,8760,8760,1452,8759,8658,8740,8760,2004,4459,1327,8760,8208,8760,8760,8018,5574,4810,8689,6642,4992,8572,8753,6079,8759,6019,8716,8677,8485,0,5788,242,4382,6705,0,0,0,4824,3645,1433,8534,8754,0,0,6871]
[2018,14,2699,8680,579,767,790,164,4585,6708,2699,8760,8760,989,8758,8621,8713,8760,1359,3376,963,8760,7629,8750,8745,7581,5020,4289,8560,5863,4322,8350,8753,5491,8694,5589,8637,8580,8159,0,5303,75,3412,5825,0,0,0,3850,3165,977,8145,8733,0,0,6399]
[2018,15,2192,8654,395,523,531,113,3880,6283,2192,8760,8760,668,8747,8590,8695,8760,939,2258,723,8715,7009,8631,8665,7154,4380,3857,8339,5006,3670,8132,8753,4940,8222,5007,8172,8406,7705,0,4879,15,2720,5007,0,0,0,2804,2628,644,7724,8680,0,0,6053]
[2018,16,1322,8630,261,361,351,94,2995,5856,1322,8760,8747,445,8670,8563,8673,8703,609,1436,558,8586,6484,8351,8363,6822,3561,3452,7950,4278,2903,7826,8753,4472,7650,4241,7372,8128,7238,0,4226,4,2075,4272,0,0,0,1980,1993,445,7258,8605,0,0,5742]
[2018,17,588,8606,180,226,236,80,2196,5327,588,8760,8616,305,8493,8511,8645,8375,408,937,427,8396,6084,8045,7794,6447,2938,3083,7534,3527,2126,7384,8731,3974,7191,3298,6552,7747,6840,0,3507,0,1604,3687,0,0,0,1420,1357,305,6685,8469,0,0,5360]
[2018,18,275,8552,121,154,167,62,1571,4645,275,8760,8374,207,8227,8306,8552,7872,288,613,302,8006,5747,7697,6922,6042,2378,2607,7070,2845,1511,6919,8649,3302,6709,2534,5722,7280,6408,0,2820,0,1218,3138,0,0,0,1021,829,208,5990,8248,0,0,4765]
[2018,19,137,8456,88,115,130,48,1155,3735,137,8759,7986,143,7976,8052,8376,7352,198,398,191,7603,5351,7322,5977,5502,1643,2121,6637,2278,1069,6485,8499,2464,6341,1952,4841,6706,5981,0,2173,0,922,2568,0,0,0,713,510,136,5344,7942,0,0,3741]
[2018,20,75,8259,79,96,117,39,795,2850,75,8758,7616,99,7633,7776,8046,6818,140,243,116,7165,4929,6982,5174,4987,1129,1734,6184,1795,764,6104,8270,1823,6025,1513,4166,6088,5574,0,1657,0,701,2040,0,0,0,513,328,99,4765,7403,0,0,2734]
[2018,21,49,7810,69,84,98,22,505,2233,49,8746,7221,76,7130,7510,7707,6311,107,168,50,6755,4493,6583,4275,4512,805,1468,5711,1389,534,5576,7951,1318,5715,1147,3635,5509,5137,0,1227,0,520,1571,0,0,0,331,234,68,4342,6646,0,0,1930]
[2018,22,34,7362,57,72,84,10,292,1763,34,8725,6917,59,6524,7222,7348,5822,98,123,23,6309,4055,6200,3331,4131,540,1142,5184,1107,363,5101,7553,978,5327,840,3323,4996,4722,0,865,0,401,1187,0,0,0,203,165,46,3986,5875,0,0,1427]
[2018,23,14,6956,45,63,68,0,169,1371,14,8663,6605,43,5906,6867,7067,5240,85,95,8,5803,3677,5870,2618,3840,414,831,4615,913,255,4722,7017,697,4852,645,3068,4569,4295,0,617,0,280,912,0,0,0,142,128,36,3672,5075,0,0,1096]
[2018,24,0,6442,34,55,54,0,94,1073,0,8561,6276,37,5310,6573,6802,4633,75,78,3,5313,3275,5489,1988,3586,301,578,4009,705,176,4454,6396,507,4235,470,2853,4236,3835,0,397,0,189,680,0,0,0,91,95,32,3383,4444,0,0,855]
[2018,25,0,5672,24,43,48,0,67,862,0,8429,5995,31,4801,6310,6572,3924,61,66,0,4800,2715,5161,1514,3332,220,402,3545,572,129,4259,5905,378,3536,362,2617,3936,3379,0,269,0,129,495,0,0,0,56,76,26,3129,3974,0,0,676]
[2018,26,0,4862,17,38,36,0,49,689,0,8226,5686,24,4394,6100,6386,3238,46,49,0,4136,2147,4871,1125,3080,157,277,3083,438,84,4111,5417,268,2888,272,2312,3603,2918,0,185,0,91,367,0,0,0,34,47,26,2866,3633,0,0,526]
[2018,27,0,4148,11,26,25,0,39,545,0,7882,5360,18,4021,5887,6216,2565,34,35,0,3435,1620,4494,856,2859,122,169,2682,353,65,3936,4971,203,2347,194,1983,3263,2502,0,132,0,64,254,0,0,0,22,27,19,2583,3317,0,0,407]
[2018,28,0,3431,5,16,16,0,30,423,0,7592,5003,16,3663,5650,6085,1900,23,25,0,2881,1176,4119,655,2670,105,81,2368,245,46,3769,4644,160,1971,161,1627,2910,2049,0,102,0,51,184,0,0,0,9,18,17,2278,3052,0,0,320]
[2018,29,0,2744,1,4,5,0,13,333,0,7243,4652,12,3365,5436,5979,1414,16,15,0,2400,856,3784,504,2478,85,41,2083,174,40,3616,4324,133,1600,132,1340,2487,1659,0,85,0,39,133,0,0,0,7,9,13,1920,2774,0,0,249]
[2018,30,0,2235,0,1,1,0,7,248,0,6833,4272,12,3096,5247,5868,1120,6,6,0,1993,625,3383,392,2329,66,6,1840,128,33,3433,4121,118,1301,117,1173,2020,1286,0,71,0,32,95,0,0,0,5,4,10,1436,2514,0,0,197]
[2018,31,0,1612,0,0,0,0,5,201,0,6415,3744,9,2868,5002,5727,842,0,1,0,1653,439,2957,299,2151,57,0,1605,91,27,3243,3957,102,1062,104,1009,1541,1041,0,58,0,23,66,0,0,0,3,1,8,1044,2246,0,0,168]
[2018,32,0,1050,0,0,0,0,4,166,0,5997,3221,7,2662,4700,5538,621,0,0,0,1376,310,2564,213,1978,45,0,1400,70,15,3089,3765,92,820,95,822,1112,841,0,48,0,18,50,0,0,0,0,1,7,697,1984,0,0,152]
[2018,33,0,709,0,0,0,0,4,128,0,5609,2701,6,2472,4410,5332,472,0,0,0,1141,226,2225,148,1750,37,0,1214,59,9,2885,3586,79,676,83,594,769,670,0,38,0,11,36,0,0,0,0,1,6,459,1690,0,0,139]
[2018,34,0,451,0,0,0,0,3,104,0,5169,2241,4,2268,4144,5124,345,0,0,0,949,172,1889,107,1468,26,0,1039,52,4,2665,3406,76,547,76,403,527,538,0,32,0,7,30,0,0,0,0,0,5,318,1339,0,0,124]
[2018,35,0,296,0,0,0,0,2,92,0,4740,1877,2,1999,3911,4866,275,0,0,0,773,126,1588,75,1148,14,0,884,42,1,2455,3221,63,439,69,310,366,428,0,25,0,4,21,0,0,0,0,0,4,221,1048,0,0,110]
[2018,36,0,187,0,0,0,0,0,82,0,4308,1596,0,1731,3657,4625,212,0,0,0,634,109,1299,61,833,5,0,742,33,0,2263,3035,55,340,63,251,248,336,0,19,0,2,15,0,0,0,0,0,3,165,740,0,0,99]
[2018,37,0,123,0,0,0,0,0,75,0,3891,1354,0,1461,3423,4439,167,0,0,0,534,97,1029,48,564,1,0,621,26,0,2086,2787,44,267,59,207,195,256,0,16,0,0,8,0,0,0,0,0,3,130,452,0,0,93]
[2018,38,0,81,0,0,0,0,0,68,0,3488,1131,0,1171,3207,4266,135,0,0,0,448,86,804,40,359,0,0,517,19,0,1890,2495,38,213,50,160,149,210,0,11,0,0,4,0,0,0,0,0,2,110,297,0,0,85]
[2018,39,0,53,0,0,0,0,0,60,0,3062,950,0,919,2988,4137,109,0,0,0,356,73,645,34,224,0,0,407,15,0,1652,2142,34,164,45,132,127,158,0,9,0,0,3,0,0,0,0,0,0,97,179,0,0,79]
[2018,40,0,47,0,0,0,0,0,53,0,2634,790,0,691,2803,4002,96,0,0,0,286,63,509,28,155,0,0,310,12,0,1371,1720,28,129,35,108,110,121,0,9,0,0,2,0,0,0,0,0,0,77,114,0,0,71]
[2018,41,0,38,0,0,0,0,0,46,0,2276,656,0,518,2621,3868,88,0,0,0,239,53,397,23,97,0,0,245,10,0,1083,1291,23,110,29,83,95,97,0,4,0,0,0,0,0,0,0,0,0,60,88,0,0,64]
[2018,42,0,27,0,0,0,0,0,43,0,1939,554,0,384,2446,3764,82,0,0,0,190,47,299,19,67,0,0,187,6,0,758,956,17,94,21,67,87,91,0,0,0,0,0,0,0,0,0,0,0,43,63,0,0,27]
[2018,43,0,18,0,0,0,0,0,35,0,1633,472,0,277,2280,3652,75,0,0,0,158,41,231,14,47,0,0,136,5,0,551,722,11,82,12,54,77,84,0,0,0,0,0,0,0,0,0,0,0,37,37,0,0,23]
[2018,44,0,4,0,0,0,0,0,24,0,1384,404,0,218,2115,3517,65,0,0,0,131,35,175,13,26,0,0,99,4,0,373,557,7,75,7,47,63,75,0,0,0,0,0,0,0,0,0,0,0,25,16,0,0,15]
[2018,45,0,1,0,0,0,0,0,15,0,1142,345,0,161,1965,3372,55,0,0,0,113,28,129,7,14,0,0,62,2,0,262,430,3,70,5,41,56,69,0,0,0,0,0,0,0,0,0,0,0,16,9,0,0,12]
[2018,46,0,0,0,0,0,0,0,7,0,967,292,0,126,1815,3236,47,0,0,0,94,25,112,4,6,0,0,32,0,0,197,338,1,63,1,40,51,62,0,0,0,0,0,0,0,0,0,0,0,9,6,0,0,10]
[2018,47,0,0,0,0,0,0,0,3,0,793,255,0,110,1614,3086,43,0,0,0,79,18,89,1,0,0,0,10,0,0,136,255,0,54,0,34,48,50,0,0,0,0,0,0,0,0,0,0,0,3,4,0,0,8]
[2018,48,0,0,0,0,0,0,0,0,0,652,223,0,94,1443,2957,35,0,0,0,73,12,83,0,0,0,0,3,0,0,106,218,0,49,0,27,44,46,0,0,0,0,0,0,0,0,0,0,0,2,2,0,0,2]
[2018,49,0,0,0,0,0,0,0,0,0,531,190,0,82,1238,2837,28,0,0,0,71,10,72,0,0,0,0,0,0,0,66,177,0,47,0,17,36,42,0,0,0,0,0,0,0,0,0,0,0,2,2,0,0,1]
[2018,50,0,0,0,0,0,0,0,0,0,432,170,0,72,1039,2742,24,0,0,0,61,9,66,0,0,0,0,0,0,0,45,152,0,42,0,11,33,38,0,0,0,0,0,0,0,0,0,0,0,0,0,0,0,0]
[2018,51,0,0,0,0,0,0,0,0,0,366,144,0,62,824,2659,22,0,0,0,59,3,58,0,0,0,0,0,0,0,35,133,0,40,0,5,28,34,0,0,0,0,0,0,0,0,0,0,0,0,0,0,0,0]
[2018,52,0,0,0,0,0,0,0,0,0,319,131,0,52,640,2568,17,0,0,0,54,0,53,0,0,0,0,0,0,0,28,116,0,36,0,0,23,28,0,0,0,0,0,0,0,0,0,0,0,0,0,0,0,0]
[2018,53,0,0,0,0,0,0,0,0,0,262,123,0,46,453,2495,8,0,0,0,47,0,49,0,0,0,0,0,0,0,22,104,0,31,0,0,18,22,0,0,0,0,0,0,0,0,0,0,0,0,0,0,0,0]
[2018,54,0,0,0,0,0,0,0,0,0,210,118,0,42,319,2418,4,0,0,0,44,0,45,0,0,0,0,0,0,0,14,96,0,28,0,0,11,19,0,0,0,0,0,0,0,0,0,0,0,0,0,0,0,0]
[2018,55,0,0,0,0,0,0,0,0,0,174,111,0,38,217,2346,3,0,0,0,40,0,37,0,0,0,0,0,0,0,10,91,0,25,0,0,4,13,0,0,0,0,0,0,0,0,0,0,0,0,0,0,0,0]
[2018,56,0,0,0,0,0,0,0,0,0,148,104,0,33,134,2273,2,0,0,0,35,0,34,0,0,0,0,0,0,0,7,84,0,21,0,0,1,10,0,0,0,0,0,0,0,0,0,0,0,0,0,0,0,0]
[2018,57,0,0,0,0,0,0,0,0,0,111,97,0,31,74,2176,2,0,0,0,32,0,28,0,0,0,0,0,0,0,2,74,0,19,0,0,0,5,0,0,0,0,0,0,0,0,0,0,0,0,0,0,0,0]
[2018,58,0,0,0,0,0,0,0,0,0,89,92,0,25,34,2088,0,0,0,0,29,0,22,0,0,0,0,0,0,0,1,72,0,16,0,0,0,3,0,0,0,0,0,0,0,0,0,0,0,0,0,0,0,0]
[2018,59,0,0,0,0,0,0,0,0,0,74,86,0,17,14,2001,0,0,0,0,23,0,18,0,0,0,0,0,0,0,0,65,0,9,0,0,0,0,0,0,0,0,0,0,0,0,0,0,0,0,0,0,0,0]
[2018,60,0,0,0,0,0,0,0,0,0,63,81,0,14,6,1912,0,0,0,0,19,0,14,0,0,0,0,0,0,0,0,62,0,8,0,0,0,0,0,0,0,0,0,0,0,0,0,0,0,0,0,0,0,0]
[2018,61,0,0,0,0,0,0,0,0,0,56,78,0,8,1,1793,0,0,0,0,17,0,6,0,0,0,0,0,0,0,0,56,0,6,0,0,0,0,0,0,0,0,0,0,0,0,0,0,0,0,0,0,0,0]
[2018,62,0,0,0,0,0,0,0,0,0,47,72,0,5,0,1636,0,0,0,0,17,0,1,0,0,0,0,0,0,0,0,50,0,6,0,0,0,0,0,0,0,0,0,0,0,0,0,0,0,0,0,0,0,0]
[2018,63,0,0,0,0,0,0,0,0,0,38,68,0,5,0,1460,0,0,0,0,10,0,1,0,0,0,0,0,0,0,0,48,0,1,0,0,0,0,0,0,0,0,0,0,0,0,0,0,0,0,0,0,0,0]
[2018,64,0,0,0,0,0,0,0,0,0,33,65,0,5,0,1270,0,0,0,0,7,0,0,0,0,0,0,0,0,0,0,42,0,0,0,0,0,0,0,0,0,0,0,0,0,0,0,0,0,0,0,0,0,0]
[2018,65,0,0,0,0,0,0,0,0,0,29,60,0,5,0,1043,0,0,0,0,5,0,0,0,0,0,0,0,0,0,0,39,0,0,0,0,0,0,0,0,0,0,0,0,0,0,0,0,0,0,0,0,0,0]
[2018,66,{"$f":"INDEX(D73:BC73,MATCH($C$7,$D$7:$BC$7,0))","v":0},0,0,0,0,0,0,0,0,23,54,0,4,0,845,0,0,0,0,3,0,0,0,0,0,0,0,0,0,0,36,0,0,0,0,0,0,0,0,0,0,0,0,0,0,0,0,0,0,0,0,0,0]
[2018,67,0,0,0,0,0,0,0,0,0,18,50,0,3,0,642,0,0,0,0,3,0,0,0,0,0,0,0,0,0,0,29,0,0,0,0,0,0,0,0,0,0,0,0,0,0,0,0,0,0,0,0,0,0]
[2018,68,0,0,0,0,0,0,0,0,0,15,46,0,2,0,506,0,0,0,0,0,0,0,0,0,0,0,0,0,0,0,28,0,0,0,0,0,0,0,0,0,0,0,0,0,0,0,0,0,0,0,0,0,0]
[2018,69,0,0,0,0,0,0,0,0,0,9,40,0,1,0,372,0,0,0,0,0,0,0,0,0,0,0,0,0,0,0,24,0,0,0,0,0,0,0,0,0,0,0,0,0,0,0,0,0,0,0,0,0,0]
[2018,70,0,0,0,0,0,0,0,0,0,8,36,0,0,0,250,0,0,0,0,0,0,0,0,0,0,0,0,0,0,0,20,0,0,0,0,0,0,0,0,0,0,0,0,0,0,0,0,0,0,0,0,0,0]
[2018,71,0,0,0,0,0,0,0,0,0,5,32,0,0,0,179,0,0,0,0,0,0,0,0,0,0,0,0,0,0,0,15,0,0,0,0,0,0,0,0,0,0,0,0,0,0,0,0,0,0,0,0,0,0]
[2018,72,0,0,0,0,0,0,0,0,0,3,29,0,0,0,122,0,0,0,0,0,0,0,0,0,0,0,0,0,0,0,7,0,0,0,0,0,0,0,0,0,0,0,0,0,0,0,0,0,0,0,0,0,0]
[2018,73,0,0,0,0,0,0,0,0,0,1,26,0,0,0,84,0,0,0,0,0,0,0,0,0,0,0,0,0,0,0,2,0,0,0,0,0,0,0,0,0,0,0,0,0,0,0,0,0,0,0,0,0,0]
[2018,74,0,0,0,0,0,0,0,0,0,0,21,0,0,0,44,0,0,0,0,0,0,0,0,0,0,0,0,0,0,0,0,0,0,0,0,0,0,0,0,0,0,0,0,0,0,0,0,0,0,0,0,0,0]
[2018,75,0,0,0,0,0,0,0,0,0,0,18,0,0,0,22,0,0,0,0,0,0,0,0,0,0,0,0,0,0,0,0,0,0,0,0,0,0,0,0,0,0,0,0,0,0,0,0,0,0,0,0,0,0]
[2018,76,0,0,0,0,0,0,0,0,0,0,12,0,0,0,14,0,0,0,0,0,0,0,0,0,0,0,0,0,0,0,0,0,0,0,0,0,0,0,0,0,0,0,0,0,0,0,0,0,0,0,0,0,0]
[2018,77,0,0,0,0,0,0,0,0,0,0,7,0,0,0,6,0,0,0,0,0,0,0,0,0,0,0,0,0,0,0,0,0,0,0,0,0,0,0,0,0,0,0,0,0,0,0,0,0,0,0,0,0,0]
[2018,78,0,0,0,0,0,0,0,0,0,0,4,0,0,0,4,0,0,0,0,0,0,0,0,0,0,0,0,0,0,0,0,0,0,0,0,0,0,0,0,0,0,0,0,0,0,0,0,0,0,0,0,0,0]
[2018,79,0,0,0,0,0,0,0,0,0,0,4,0,0,0,1,0,0,0,0,0,0,0,0,0,0,0,0,0,0,0,0,0,0,0,0,0,0,0,0,0,0,0,0,0,0,0,0,0,0,0,0,0,0]
[2018,80,0,0,0,0,0,0,0,0,0,0,2,0,0,0,0,0,0,0,0,0,0,0,0,0,0,0,0,0,0,0,0,0,0,0,0,0,0,0,0,0,0,0,0,0,0,0,0,0,0,0,0,0,0]
[2018,81,0,0,0,0,0,0,0,0,0,0,1,0,0,0,0,0,0,0,0,0,0,0,0,0,0,0,0,0,0,0,0,0,0,0,0,0,0,0,0,0,0,0,0,0,0,0,0,0,0,0,0,0,0]
[2018,82,0,0,0,0,0,0,0,0,0,0,0,0,0,0,0,0,0,0,0,0,0,0,0,0,0,0,0,0,0,0,0,0,0,0,0,0,0,0,0,0,0,0,0,0,0,0,0,0,0,0,0,0,0]
[2018,83,0,0,0,0,0,0,0,0,0,0,0,0,0,0,0,0,0,0,0,0,0,0,0,0,0,0,0,0,0,0,0,0,0,0,0,0,0,0,0,0,0,0,0,0,0,0,0,0,0,0,0,0,0]
[2018,84,0,0,0,0,0,0,0,0,0,0,0,0,0,0,0,0,0,0,0,0,0,0,0,0,0,0,0,0,0,0,0,0,0,0,0,0,0,0,0,0,0,0,0,0,0,0,0,0,0,0,0,0,0]
[2018,85,0,0,0,0,0,0,0,0,0,0,0,0,0,0,0,0,0,0,0,0,0,0,0,0,0,0,0,0,0,0,0,0,0,0,0,0,0,0,0,0,0,0,0,0,0,0,0,0,0,0,0,0,0]
[2018,86,0,0,0,0,0,0,0,0,0,0,0,0,0,0,0,0,0,0,0,0,0,0,0,0,0,0,0,0,0,0,0,0,0,0,0,0,0,0,0,0,0,0,0,0,0,0,0,0,0,0,0,0,0]
[2018,87,0,0,0,0,0,0,0,0,0,0,0,0,0,0,0,0,0,0,0,0,0,0,0,0,0,0,0,0,0,0,0,0,0,0,0,0,0,0,0,0,0,0,0,0,0,0,0,0,0,0,0,0,0]
[2018,88,0,0,0,0,0,0,0,0,0,0,0,0,0,0,0,0,0,0,0,0,0,0,0,0,0,0,0,0,0,0,0,0,0,0,0,0,0,0,0,0,0,0,0,0,0,0,0,0,0,0,0,0,0]
[2018,89,0,0,0,0,0,0,0,0,0,0,0,0,0,0,0,0,0,0,0,0,0,0,0,0,0,0,0,0,0,0,0,0,0,0,0,0,0,0,0,0,0,0,0,0,0,0,0,0,0,0,0,0,0]
[2018,90,0,0,0,0,0,0,0,0,0,0,0,0,0,0,0,0,0,0,0,0,0,0,0,0,0,0,0,0,0,0,0,0,0,0,0,0,0,0,0,0,0,0,0,0,0,0,0,0,0,0,0,0,0]
[2018,91,0,0,0,0,0,0,0,0,0,0,0,0,0,0,0,0,0,0,0,0,0,0,0,0,0,0,0,0,0,0,0,0,0,0,0,0,0,0,0,0,0,0,0,0,0,0,0,0,0,0,0,0,0]
[2018,92,0,0,0,0,0,0,0,0,0,0,0,0,0,0,0,0,0,0,0,0,0,0,0,0,0,0,0,0,0,0,0,0,0,0,0,0,0,0,0,0,0,0,0,0,0,0,0,0,0,0,0,0,0]
[2018,93,0,0,0,0,0,0,0,0,0,0,0,0,0,0,0,0,0,0,0,0,0,0,0,0,0,0,0,0,0,0,0,0,0,0,0,0,0,0,0,0,0,0,0,0,0,0,0,0,0,0,0,0,0]
[2018,94,0,0,0,0,0,0,0,0,0,0,0,0,0,0,0,0,0,0,0,0,0,0,0,0,0,0,0,0,0,0,0,0,0,0,0,0,0,0,0,0,0,0,0,0,0,0,0,0,0,0,0,0,0]
[2018,95,0,0,0,0,0,0,0,0,0,0,0,0,0,0,0,0,0,0,0,0,0,0,0,0,0,0,0,0,0,0,0,0,0,0,0,0,0,0,0,0,0,0,0,0,0,0,0,0,0,0,0,0,0]
[2018,96,0,0,0,0,0,0,0,0,0,0,0,0,0,0,0,0,0,0,0,0,0,0,0,0,0,0,0,0,0,0,0,0,0,0,0,0,0,0,0,0,0,0,0,0,0,0,0,0,0,0,0,0,0]
[2018,97,0,0,0,0,0,0,0,0,0,0,0,0,0,0,0,0,0,0,0,0,0,0,0,0,0,0,0,0,0,0,0,0,0,0,0,0,0,0,0,0,0,0,0,0,0,0,0,0,0,0,0,0,0]
[2018,98,0,0,0,0,0,0,0,0,0,0,0,0,0,0,0,0,0,0,0,0,0,0,0,0,0,0,0,0,0,0,0,0,0,0,0,0,0,0,0,0,0,0,0,0,0,0,0,0,0,0,0,0,0]
[2018,99,0,0,0,0,0,0,0,0,0,0,0,0,0,0,0,0,0,0,0,0,0,0,0,0,0,0,0,0,0,0,0,0,0,0,0,0,0,0,0,0,0,0,0,0,0,0,0,0,0,0,0,0,0]
[2018,100,0,0,0,0,0,0,0,0,0,0,0,0,0,0,0,0,0,0,0,0,0,0,0,0,0,0,0,0,0,0,0,0,0,0,0,0,0,0,0,0,0,0,0,0,0,0,0,0,0,0,0,0,0]
[2018,101,0,0,0,0,0,0,0,0,0,0,0,0,0,0,0,0,0,0,0,0,0,0,0,0,0,0,0,0,0,0,0,0,0,0,0,0,0,0,0,0,0,0,0,0,0,0,0,0,0,0,0,0,0]
[2018,102,0,0,0,0,0,0,0,0,0,0,0,0,0,0,0,0,0,0,0,0,0,0,0,0,0,0,0,0,0,0,0,0,0,0,0,0,0,0,0,0,0,0,0,0,0,0,0,0,0,0,0,0,0]
[2018,103,0,0,0,0,0,0,0,0,0,0,0,0,0,0,0,0,0,0,0,0,0,0,0,0,0,0,0,0,0,0,0,0,0,0,0,0,0,0,0,0,0,0,0,0,0,0,0,0,0,0,0,0,0]
[2018,104,0,0,0,0,0,0,0,0,0,0,0,0,0,0,0,0,0,0,0,0,0,0,0,0,0,0,0,0,0,0,0,0,0,0,0,0,0,0,0,0,0,0,0,0,0,0,0,0,0,0,0,0,0]
[2018,105,0,0,0,0,0,0,0,0,0,0,0,0,0,0,0,0,0,0,0,0,0,0,0,0,0,0,0,0,0,0,0,0,0,0,0,0,0,0,0,0,0,0,0,0,0,0,0,0,0,0,0,0,0]
[2018,106,0,0,0,0,0,0,0,0,0,0,0,0,0,0,0,0,0,0,0,0,0,0,0,0,0,0,0,0,0,0,0,0,0,0,0,0,0,0,0,0,0,0,0,0,0,0,0,0,0,0,0,0,0]
[2018,107,0,0,0,0,0,0,0,0,0,0,0,0,0,0,0,0,0,0,0,0,0,0,0,0,0,0,0,0,0,0,0,0,0,0,0,0,0,0,0,0,0,0,0,0,0,0,0,0,0,0,0,0,0]
[2018,108,0,0,0,0,0,0,0,0,0,0,0,0,0,0,0,0,0,0,0,0,0,0,0,0,0,0,0,0,0,0,0,0,0,0,0,0,0,0,0,0,0,0,0,0,0,0,0,0,0,0,0,0,0]
[2018,109,0,0,0,0,0,0,0,0,0,0,0,0,0,0,0,0,0,0,0,0,0,0,0,0,0,0,0,0,0,0,0,0,0,0,0,0,0,0,0,0,0,0,0,0,0,0,0,0,0,0,0,0,0]
[2018,110,0,0,0,0,0,0,0,0,0,0,0,0,0,0,0,0,0,0,0,0,0,0,0,0,0,0,0,0,0,0,0,0,0,0,0,0,0,0,0,0,0,0,0,0,0,0,0,0,0,0,0,0,0]
[2018,111,0,0,0,0,0,0,0,0,0,0,0,0,0,0,0,0,0,0,0,0,0,0,0,0,0,0,0,0,0,0,0,0,0,0,0,0,0,0,0,0,0,0,0,0,0,0,0,0,0,0,0,0,0]
[2018,112,0,0,0,0,0,0,0,0,0,0,0,0,0,0,0,0,0,0,0,0,0,0,0,0,0,0,0,0,0,0,0,0,0,0,0,0,0,0,0,0,0,0,0,0,0,0,0,0,0,0,0,0,0]
[2018,113,0,0,0,0,0,0,0,0,0,0,0,0,0,0,0,0,0,0,0,0,0,0,0,0,0,0,0,0,0,0,0,0,0,0,0,0,0,0,0,0,0,0,0,0,0,0,0,0,0,0,0,0,0]
[2018,114,0,0,0,0,0,0,0,0,0,0,0,0,0,0,0,0,0,0,0,0,0,0,0,0,0,0,0,0,0,0,0,0,0,0,0,0,0,0,0,0,0,0,0,0,0,0,0,0,0,0,0,0,0]
[2018,115,0,0,0,0,0,0,0,0,0,0,0,0,0,0,0,0,0,0,0,0,0,0,0,0,0,0,0,0,0,0,0,0,0,0,0,0,0,0,0,0,0,0,0,0,0,0,0,0,0,0,0,0,0]
[2018,116,0,0,0,0,0,0,0,0,0,0,0,0,0,0,0,0,0,0,0,0,0,0,0,0,0,0,0,0,0,0,0,0,0,0,0,0,0,0,0,0,0,0,0,0,0,0,0,0,0,0,0,0,0]
[2018,117,0,0,0,0,0,0,0,0,0,0,0,0,0,0,0,0,0,0,0,0,0,0,0,0,0,0,0,0,0,0,0,0,0,0,0,0,0,0,0,0,0,0,0,0,0,0,0,0,0,0,0,0,0]
[2018,118,0,0,0,0,0,0,0,0,0,0,0,0,0,0,0,0,0,0,0,0,0,0,0,0,0,0,0,0,0,0,0,0,0,0,0,0,0,0,0,0,0,0,0,0,0,0,0,0,0,0,0,0,0]
[2018,119,0,0,0,0,0,0,0,0,0,0,0,0,0,0,0,0,0,0,0,0,0,0,0,0,0,0,0,0,0,0,0,0,0,0,0,0,0,0,0,0,0,0,0,0,0,0,0,0,0,0,0,0,0]
[2018,120,0,0,0,0,0,0,0,0,0,0,0,0,0,0,0,0,0,0,0,0,0,0,0,0,0,0,0,0,0,0,0,0,0,0,0,0,0,0,0,0,0,0,0,0,0,0,0,0,0,0,0,0,0]
[2018,121,0,0,0,0,0,0,0,0,0,0,0,0,0,0,0,0,0,0,0,0,0,0,0,0,0,0,0,0,0,0,0,0,0,0,0,0,0,0,0,0,0,0,0,0,0,0,0,0,0,0,0,0,0]
[2018,122,0,0,0,0,0,0,0,0,0,0,0,0,0,0,0,0,0,0,0,0,0,0,0,0,0,0,0,0,0,0,0,0,0,0,0,0,0,0,0,0,0,0,0,0,0,0,0,0,0,0,0,0,0]
[2018,123,0,0,0,0,0,0,0,0,0,0,0,0,0,0,0,0,0,0,0,0,0,0,0,0,0,0,0,0,0,0,0,0,0,0,0,0,0,0,0,0,0,0,0,0,0,0,0,0,0,0,0,0,0]
[2018,124,0,0,0,0,0,0,0,0,0,0,0,0,0,0,0,0,0,0,0,0,0,0,0,0,0,0,0,0,0,0,0,0,0,0,0,0,0,0,0,0,0,0,0,0,0,0,0,0,0,0,0,0,0]
[2018,125,0,0,0,0,0,0,0,0,0,0,0,0,0,0,0,0,0,0,0,0,0,0,0,0,0,0,0,0,0,0,0,0,0,0,0,0,0,0,0,0,0,0,0,0,0,0,0,0,0,0,0,0,0]
[2018,126,0,0,0,0,0,0,0,0,0,0,0,0,0,0,0,0,0,0,0,0,0,0,0,0,0,0,0,0,0,0,0,0,0,0,0,0,0,0,0,0,0,0,0,0,0,0,0,0,0,0,0,0,0]
[2018,127,0,0,0,0,0,0,0,0,0,0,0,0,0,0,0,0,0,0,0,0,0,0,0,0,0,0,0,0,0,0,0,0,0,0,0,0,0,0,0,0,0,0,0,0,0,0,0,0,0,0,0,0,0]
[2018,128,0,0,0,0,0,0,0,0,0,0,0,0,0,0,0,0,0,0,0,0,0,0,0,0,0,0,0,0,0,0,0,0,0,0,0,0,0,0,0,0,0,0,0,0,0,0,0,0,0,0,0,0,0]
[2018,129,0,0,0,0,0,0,0,0,0,0,0,0,0,0,0,0,0,0,0,0,0,0,0,0,0,0,0,0,0,0,0,0,0,0,0,0,0,0,0,0,0,0,0,0,0,0,0,0,0,0,0,0,0]
[2018,130,{"$f":"INDEX(D137:BC137,MATCH($C$7,$D$7:$BC$7,0))","v":0},0,0,0,0,0,0,0,0,0,0,0,0,0,0,0,0,0,0,0,0,0,0,0,0,0,0,0,0,0,0,0,0,0,0,0,0,0,0,0,0,0,0,0,0,0,0,0,0,0,0,0,0]
[2018,131,0,0,0,0,0,0,0,0,0,0,0,0,0,0,0,0,0,0,0,0,0,0,0,0,0,0,0,0,0,0,0,0,0,0,0,0,0,0,0,0,0,0,0,0,0,0,0,0,0,0,0,0,0]
[2018,132,0,0,0,0,0,0,0,0,0,0,0,0,0,0,0,0,0,0,0,0,0,0,0,0,0,0,0,0,0,0,0,0,0,0,0,0,0,0,0,0,0,0,0,0,0,0,0,0,0,0,0,0,0]
[2018,133,0,0,0,0,0,0,0,0,0,0,0,0,0,0,0,0,0,0,0,0,0,0,0,0,0,0,0,0,0,0,0,0,0,0,0,0,0,0,0,0,0,0,0,0,0,0,0,0,0,0,0,0,0]
[2018,134,0,0,0,0,0,0,0,0,0,0,0,0,0,0,0,0,0,0,0,0,0,0,0,0,0,0,0,0,0,0,0,0,0,0,0,0,0,0,0,0,0,0,0,0,0,0,0,0,0,0,0,0,0]
[2018,135,0,0,0,0,0,0,0,0,0,0,0,0,0,0,0,0,0,0,0,0,0,0,0,0,0,0,0,0,0,0,0,0,0,0,0,0,0,0,0,0,0,0,0,0,0,0,0,0,0,0,0,0,0]
[2018,136,0,0,0,0,0,0,0,0,0,0,0,0,0,0,0,0,0,0,0,0,0,0,0,0,0,0,0,0,0,0,0,0,0,0,0,0,0,0,0,0,0,0,0,0,0,0,0,0,0,0,0,0,0]
[2018,137,0,0,0,0,0,0,0,0,0,0,0,0,0,0,0,0,0,0,0,0,0,0,0,0,0,0,0,0,0,0,0,0,0,0,0,0,0,0,0,0,0,0,0,0,0,0,0,0,0,0,0,0,0]
[2018,138,0,0,0,0,0,0,0,0,0,0,0,0,0,0,0,0,0,0,0,0,0,0,0,0,0,0,0,0,0,0,0,0,0,0,0,0,0,0,0,0,0,0,0,0,0,0,0,0,0,0,0,0,0]
[2018,139,0,0,0,0,0,0,0,0,0,0,0,0,0,0,0,0,0,0,0,0,0,0,0,0,0,0,0,0,0,0,0,0,0,0,0,0,0,0,0,0,0,0,0,0,0,0,0,0,0,0,0,0,0]
[2018,140,0,0,0,0,0,0,0,0,0,0,0,0,0,0,0,0,0,0,0,0,0,0,0,0,0,0,0,0,0,0,0,0,0,0,0,0,0,0,0,0,0,0,0,0,0,0,0,0,0,0,0,0,0]
[2018,141,0,0,0,0,0,0,0,0,0,0,0,0,0,0,0,0,0,0,0,0,0,0,0,0,0,0,0,0,0,0,0,0,0,0,0,0,0,0,0,0,0,0,0,0,0,0,0,0,0,0,0,0,0]
[2018,142,0,0,0,0,0,0,0,0,0,0,0,0,0,0,0,0,0,0,0,0,0,0,0,0,0,0,0,0,0,0,0,0,0,0,0,0,0,0,0,0,0,0,0,0,0,0,0,0,0,0,0,0,0]
[2018,143,0,0,0,0,0,0,0,0,0,0,0,0,0,0,0,0,0,0,0,0,0,0,0,0,0,0,0,0,0,0,0,0,0,0,0,0,0,0,0,0,0,0,0,0,0,0,0,0,0,0,0,0,0]
[2018,144,0,0,0,0,0,0,0,0,0,0,0,0,0,0,0,0,0,0,0,0,0,0,0,0,0,0,0,0,0,0,0,0,0,0,0,0,0,0,0,0,0,0,0,0,0,0,0,0,0,0,0,0,0]
[2018,145,0,0,0,0,0,0,0,0,0,0,0,0,0,0,0,0,0,0,0,0,0,0,0,0,0,0,0,0,0,0,0,0,0,0,0,0,0,0,0,0,0,0,0,0,0,0,0,0,0,0,0,0,0]
[2018,146,0,0,0,0,0,0,0,0,0,0,0,0,0,0,0,0,0,0,0,0,0,0,0,0,0,0,0,0,0,0,0,0,0,0,0,0,0,0,0,0,0,0,0,0,0,0,0,0,0,0,0,0,0]
[2018,147,0,0,0,0,0,0,0,0,0,0,0,0,0,0,0,0,0,0,0,0,0,0,0,0,0,0,0,0,0,0,0,0,0,0,0,0,0,0,0,0,0,0,0,0,0,0,0,0,0,0,0,0,0]
[2018,148,0,0,0,0,0,0,0,0,0,0,0,0,0,0,0,0,0,0,0,0,0,0,0,0,0,0,0,0,0,0,0,0,0,0,0,0,0,0,0,0,0,0,0,0,0,0,0,0,0,0,0,0,0]
[2018,149,0,0,0,0,0,0,0,0,0,0,0,0,0,0,0,0,0,0,0,0,0,0,0,0,0,0,0,0,0,0,0,0,0,0,0,0,0,0,0,0,0,0,0,0,0,0,0,0,0,0,0,0,0]
[2018,150,0,0,0,0,0,0,0,0,0,0,0,0,0,0,0,0,0,0,0,0,0,0,0,0,0,0,0,0,0,0,0,0,0,0,0,0,0,0,0,0,0,0,0,0,0,0,0,0,0,0,0,0,0]
[2019,1,8760,8760,8760,8760,8759,8760,8760,8760,8760,8760,8760,8333,8760,8760,8760,8760,8760,8760,8760,8760,8756,8760,8760,8760,8760,8737,8760,8760,8760,8760,8753,8760,8760,8760,8760,8725,8760,0,8760,8760,8749,8760,0,0,8737,8760,8753,8760,8760,8760,0,0,8760]
[2019,2,8760,8760,8760,8760,8759,8760,8760,8760,8760,8760,8760,8331,8760,8760,8760,8760,8760,8760,8760,8760,8756,8760,8760,8760,8760,8722,8759,8760,8760,8760,8753,8760,8760,8760,8760,8724,8760,0,8760,8760,8749,8760,0,0,5521,8760,8743,8760,8760,8760,0,0,8760]
[2019,3,8760,8760,8760,8760,8759,8760,8760,8760,8760,8760,8760,8329,8760,8760,8760,8760,8760,8760,8760,8760,8756,8760,8760,8760,8760,8707,8759,8760,8760,8760,8753,8760,8760,8760,8760,8723,8760,0,8760,8760,8749,8760,0,0,1536,8760,8690,8760,8760,8760,0,0,8760]
[2019,4,8751,8760,8760,8760,8759,8760,8760,8760,8751,8760,8760,8028,8760,8760,8760,8760,8760,8760,8760,8760,8756,8760,8760,8760,8760,8691,8759,8760,8760,8760,8753,8760,8760,8760,8760,8721,8760,0,8760,8733,8748,8760,0,0,407,8760,8613,8760,8760,8760,0,0,8760]
[2019,5,8606,8760,8415,8759,8759,8439,8760,8760,8606,8760,8760,7416,8760,8760,8760,8760,8760,8760,8748,8760,8756,8760,8760,8760,8760,8676,8759,8760,8760,8760,8753,8760,8760,8760,8760,8721,8760,0,8760,8251,8748,8760,0,0,90,8760,8434,8760,8760,8760,0,0,8760]
[2019,6,8107,8760,7212,7988,8710,7274,8750,8760,8107,8760,8760,6865,8760,8760,8760,8760,8726,8760,7980,8760,8756,8760,8760,8759,8760,8661,8759,8760,8760,8760,8753,8760,8760,8760,8760,8720,8760,0,8760,6732,8748,8760,0,0,28,8760,8146,8711,8760,8760,0,0,8760]
[2019,7,7326,8760,6407,6980,7916,5974,8569,8760,7326,8760,8760,6412,8760,8760,8760,8760,7925,8759,7164,8760,8756,8760,8760,8759,8760,8637,8759,8760,8760,8760,8753,8760,8760,8760,8760,8720,8760,0,8760,5248,8729,8760,0,0,0,8734,7783,8191,8760,8760,0,0,8760]
[2019,8,6172,8760,5612,6275,7026,4744,8002,8760,6172,8760,8760,5569,8760,8760,8760,8760,7050,8198,6199,8760,8756,8760,8760,8757,8760,8477,8759,8760,8632,8760,8753,8734,8760,8738,8760,8720,8760,0,8751,4120,8441,8735,0,0,0,8351,7272,7010,8760,8760,0,0,8760]
[2019,9,5344,8755,4189,5153,5885,3214,7136,8760,5344,8760,8760,4599,8760,8760,8760,8760,6405,7372,4365,8760,8756,8760,8760,8708,8654,8005,8759,8752,8207,8760,8753,8597,8760,8144,8760,8719,8760,0,8349,3149,7903,8490,0,0,0,7608,6638,5442,8760,8760,0,0,8758]
[2019,10,4543,8742,2705,3608,4391,1966,6174,8753,4543,8760,8760,3635,8760,8760,8760,8760,5797,6645,3059,8760,8756,8760,8760,8642,8016,7427,8759,8693,7529,8751,8753,8227,8760,7491,8754,8719,8760,0,7760,2054,7094,8125,0,0,0,6809,5952,3997,8753,8760,0,0,8478]
[2019,11,3844,8734,1805,2428,3078,1240,5316,8551,3844,8760,8760,2732,8760,8739,8760,8760,5029,6185,2184,8760,8756,8760,8760,8535,7323,6781,8759,8244,6821,8717,8753,7538,8760,6906,8724,8719,8760,0,7078,1324,6157,7655,0,0,0,6054,5222,2821,8728,8760,0,0,7899]
[2019,12,3254,8724,1177,1697,2085,695,4346,8065,3254,8760,8760,1921,8760,8687,8760,8760,4140,5741,1511,8760,8719,8760,8760,8426,6650,6165,8759,7695,6140,8653,8753,6899,8760,6440,8716,8714,8758,0,6444,664,5269,6918,0,0,0,5382,4567,1987,8676,8760,0,0,7398]
[2019,13,2569,8705,792,1148,1399,395,3472,7508,2569,8760,8760,1344,8759,8645,8753,8760,2889,5233,1069,8760,8410,8760,8757,8250,6123,5493,8759,7152,5398,8509,8753,6332,8760,6007,8697,8673,8742,0,5947,319,4239,5975,0,0,0,4637,4021,1361,8454,8760,0,0,6979]
[2019,14,1791,8679,535,804,951,227,2758,6970,1791,8760,8760,935,8759,8607,8719,8760,1977,4455,779,8760,7809,8760,8717,7941,5602,4875,8747,6365,4756,8267,8753,5845,8690,5581,8354,8592,8617,0,5546,134,3353,5140,0,0,0,3497,3560,907,8031,8752,0,0,6561]
[2019,15,1203,8660,359,537,663,138,2035,6561,1203,8760,8760,689,8728,8575,8694,8760,1376,3308,577,8702,7205,8748,8633,7501,4948,4395,8634,5540,4158,8033,8753,5284,8350,4996,7309,8426,8201,0,5113,82,2519,4428,0,0,0,2506,3116,630,7596,8719,0,0,6185]
[2019,16,762,8639,238,369,447,101,1326,6164,762,8760,8760,509,8628,8547,8661,8760,956,2170,433,8563,6649,8683,8299,7139,4420,4025,8484,4660,3513,7638,8753,4782,7796,4236,5806,8172,7741,0,4625,63,1925,3878,0,0,0,1803,2591,407,7086,8665,0,0,5856]
[2019,17,414,8619,153,247,302,87,863,5723,414,8760,8754,374,8472,8432,8607,8700,650,1421,309,8355,6214,8434,7722,6802,3922,3697,8224,3958,2617,7171,8753,4330,7249,3308,4753,7814,7279,0,3967,45,1443,3379,0,0,0,1268,1950,268,6436,8575,0,0,5491]
[2019,18,232,8600,111,169,213,67,609,5209,232,8760,8647,259,8267,8171,8504,8311,430,957,199,7925,5901,7988,6916,6429,3114,3389,7839,3353,1900,6706,8734,3769,6796,2526,4054,7390,6779,0,3226,32,1099,2832,0,0,0,869,1309,172,5744,8433,0,0,5026]
[2019,19,120,8574,89,116,154,53,460,4511,120,8759,8362,183,7985,7919,8265,7803,302,659,108,7518,5576,7525,6074,6064,2153,3030,7327,2795,1384,6293,8661,3108,6419,1962,3613,6873,6405,0,2522,14,817,2291,0,0,0,603,825,116,5055,8224,0,0,4223]
[2019,20,64,8509,79,92,120,40,324,3633,64,8756,8027,115,7531,7648,7898,7296,210,443,56,7071,5131,7069,5183,5548,1493,2712,6814,2288,969,5826,8531,2453,6133,1515,3267,6251,6098,0,1893,0,612,1831,0,0,0,399,496,76,4568,7932,0,0,3231]
[2019,21,45,8384,71,79,104,26,216,2811,45,8751,7630,78,7083,7351,7573,6765,169,294,19,6651,4698,6658,4159,5112,1051,2365,6284,1821,670,5288,8305,1802,5824,1153,2998,5663,5752,0,1363,0,455,1396,0,0,0,251,358,54,4175,7407,0,0,2401]
[2019,22,36,8163,54,68,93,14,113,2215,36,8727,7273,56,6592,7003,7209,6300,137,205,1,6172,4285,6362,3339,4675,734,1881,5839,1467,460,4871,8021,1359,5470,837,2779,5171,5348,0,954,0,314,1061,0,0,0,152,260,45,3832,6684,0,0,1723]
[2019,23,19,7533,46,59,77,4,55,1768,19,8665,6964,41,6078,6688,6939,5828,117,135,0,5675,3874,6118,2580,4257,546,1372,5377,1166,329,4544,7684,971,4964,639,2574,4699,4898,0,658,0,230,808,0,0,0,96,196,33,3547,5891,0,0,1326]
[2019,24,0,6723,36,48,64,0,38,1400,0,8582,6666,31,5525,6394,6697,5304,101,110,0,5162,3505,5842,2000,3953,396,941,4959,933,233,4338,7206,720,4355,480,2350,4339,4469,0,432,0,150,601,0,0,0,63,158,29,3245,5109,0,0,998]
[2019,25,0,6038,27,39,55,0,24,1094,0,8447,6384,23,5007,6185,6455,4722,94,98,0,4649,3053,5488,1526,3693,290,607,4474,758,170,4161,6587,530,3677,356,2010,4037,4117,0,303,0,93,419,0,0,0,37,115,24,2988,4498,0,0,783]
[2019,26,0,5475,17,29,45,0,19,888,0,8190,6109,22,4530,5941,6263,4048,82,91,0,3974,2484,5122,1162,3459,220,420,3903,644,118,3993,6080,397,3028,268,1654,3716,3757,0,209,0,67,297,0,0,0,21,89,22,2712,4017,0,0,618]
[2019,27,0,4831,12,20,32,0,15,721,0,7917,5805,18,4136,5712,6131,3359,72,76,0,3274,1900,4717,873,3220,172,252,3398,514,89,3817,5607,296,2512,205,1211,3396,3326,0,151,0,52,208,0,0,0,13,58,17,2421,3710,0,0,483]
[2019,28,0,4082,7,4,21,0,9,578,0,7621,5499,13,3810,5499,6031,2699,62,66,0,2728,1428,4384,667,2998,141,123,2834,406,70,3661,5160,226,2040,161,843,3013,2771,0,121,0,42,150,0,0,0,6,48,15,2073,3390,0,0,384]
[2019,29,0,3242,1,1,13,0,6,448,0,7303,5225,10,3546,5300,5927,2010,53,53,0,2255,1043,4095,530,2803,118,66,2394,320,55,3479,4809,167,1694,137,526,2626,2294,0,98,0,33,99,0,0,0,3,30,12,1596,3140,0,0,302]
[2019,30,0,2284,0,0,3,0,5,361,0,6929,4883,9,3257,5068,5816,1521,42,40,0,1878,770,3780,393,2615,105,18,2002,249,45,3285,4490,140,1406,112,372,2247,1843,0,81,0,26,64,0,0,0,0,17,11,1116,2866,0,0,236]
[2019,31,0,1548,0,0,0,0,4,272,0,6562,4525,7,3029,4761,5689,1205,31,31,0,1566,541,3448,289,2455,94,9,1668,193,38,3096,4242,120,1104,100,280,1788,1538,0,69,0,16,50,0,0,0,0,9,9,739,2613,0,0,193]
[2019,32,0,974,0,0,0,0,4,230,0,6168,4093,7,2813,4467,5493,917,23,22,0,1282,385,3065,217,2295,88,3,1406,132,36,2912,4077,111,906,93,224,1346,1240,0,60,0,12,34,0,0,0,0,6,8,489,2365,0,0,164]
[2019,33,0,629,0,0,0,0,3,184,0,5744,3598,5,2538,4185,5199,683,16,15,0,1060,284,2695,159,2127,78,0,1151,101,28,2700,3915,103,729,80,172,975,993,0,45,0,10,23,0,0,0,0,1,7,341,2116,0,0,143]
[2019,34,0,406,0,0,0,0,1,150,0,5350,3083,5,2271,3946,4921,519,9,8,0,880,210,2220,109,1946,66,0,965,81,20,2476,3740,95,576,74,138,709,782,0,35,0,8,14,0,0,0,0,0,6,248,1861,0,0,129]
[2019,35,0,258,0,0,0,0,0,115,0,4920,2568,4,2035,3689,4670,400,1,3,0,713,164,1743,77,1698,54,0,801,63,13,2269,3561,85,467,65,106,528,604,0,28,0,5,6,0,0,0,0,0,6,181,1567,0,0,112]
[2019,36,0,177,0,0,0,0,0,99,0,4469,2167,3,1799,3442,4446,303,0,0,0,593,139,1353,53,1463,47,0,671,51,8,2099,3401,75,371,60,74,383,471,0,23,0,5,3,0,0,0,0,0,5,133,1226,0,0,102]
[2019,37,0,148,0,0,0,0,0,86,0,4051,1842,2,1567,3216,4294,239,0,0,0,497,120,1056,37,1188,37,0,535,45,4,1884,3231,71,287,54,62,282,358,0,18,0,3,2,0,0,0,0,0,5,118,915,0,0,97]
[2019,38,0,128,0,0,0,0,0,79,0,3652,1595,0,1364,2994,4141,188,0,0,0,409,107,816,29,927,33,0,427,36,1,1636,3049,62,212,46,53,206,282,0,12,0,2,0,0,0,0,0,0,3,105,592,0,0,87]
[2019,39,0,103,0,0,0,0,0,71,0,3248,1354,0,1185,2814,4010,149,0,0,0,328,97,617,25,678,26,0,326,32,0,1369,2851,56,158,40,47,167,226,0,9,0,0,0,0,0,0,0,0,3,88,381,0,0,80]
[2019,40,0,89,0,0,0,0,0,64,0,2845,1126,0,1013,2610,3919,131,0,0,0,267,83,471,21,462,17,0,259,24,0,1040,2568,46,134,31,43,134,189,0,9,0,0,0,0,0,0,0,0,3,70,247,0,0,72]
[2019,41,0,75,0,0,0,0,0,58,0,2488,966,0,848,2436,3831,113,0,0,0,217,72,377,15,300,9,0,202,16,0,755,2227,41,103,23,32,119,158,0,3,0,0,0,0,0,0,0,0,2,50,160,0,0,66]
[2019,42,0,63,0,0,0,0,0,51,0,2155,797,0,677,2259,3721,98,0,0,0,179,61,289,13,204,5,0,154,14,0,511,1783,36,88,15,24,104,138,0,0,0,0,0,0,0,0,0,0,0,38,115,0,0,33]
[2019,43,0,49,0,0,0,0,0,43,0,1824,687,0,533,2104,3599,93,0,0,0,144,52,234,8,138,0,0,119,8,0,357,1387,31,75,9,13,90,130,0,0,0,0,0,0,0,0,0,0,0,31,92,0,0,27]
[2019,44,{"$f":"INDEX(D201:BC201,MATCH($C$7,$D$7:$BC$7,0))","v":0},40,0,0,0,0,0,39,0,1532,589,0,413,1944,3412,85,0,0,0,123,46,194,4,86,0,0,82,4,0,259,1013,27,68,5,5,81,115,0,0,0,0,0,0,0,0,0,0,0,23,67,0,0,15]
[2019,45,0,33,0,0,0,0,0,34,0,1288,499,0,341,1772,3212,80,0,0,0,104,40,167,1,55,0,0,59,4,0,178,775,21,59,2,0,74,100,0,0,0,0,0,0,0,0,0,0,0,15,52,0,0,12]
[2019,46,0,30,0,0,0,0,0,21,0,1098,421,0,273,1599,3039,70,0,0,0,89,36,151,0,38,0,0,47,3,0,129,616,15,53,0,0,61,90,0,0,0,0,0,0,0,0,0,0,0,6,30,0,0,11]
[2019,47,0,21,0,0,0,0,0,14,0,915,365,0,212,1408,2904,61,0,0,0,79,29,138,0,26,0,0,44,2,0,88,472,11,51,0,0,54,85,0,0,0,0,0,0,0,0,0,0,0,3,13,0,0,8]
[2019,48,0,16,0,0,0,0,0,7,0,756,308,0,179,1192,2796,49,0,0,0,73,26,123,0,15,0,0,35,1,0,64,373,6,45,0,0,48,82,0,0,0,0,0,0,0,0,0,0,0,2,7,0,0,2]
[2019,49,0,2,0,0,0,0,0,3,0,623,272,0,145,990,2718,46,0,0,0,70,20,116,0,7,0,0,35,1,0,45,297,3,43,0,0,46,77,0,0,0,0,0,0,0,0,0,0,0,1,5,0,0,1]
[2019,50,0,0,0,0,0,0,0,0,0,529,241,0,121,772,2637,41,0,0,0,61,18,103,0,3,0,0,30,0,0,36,242,1,37,0,0,44,67,0,0,0,0,0,0,0,0,0,0,0,0,4,0,0,0]
[2019,51,0,0,0,0,0,0,0,0,0,440,209,0,105,588,2563,33,0,0,0,58,12,91,0,0,0,0,26,0,0,29,207,0,31,0,0,39,64,0,0,0,0,0,0,0,0,0,0,0,0,2,0,0,0]
[2019,52,0,0,0,0,0,0,0,0,0,371,184,0,89,414,2491,28,0,0,0,52,10,88,0,0,0,0,20,0,0,25,168,0,28,0,0,35,58,0,0,0,0,0,0,0,0,0,0,0,0,0,0,0,0]
[2019,53,0,0,0,0,0,0,0,0,0,299,161,0,80,287,2413,25,0,0,0,46,9,78,0,0,0,0,16,0,0,17,154,0,25,0,0,33,49,0,0,0,0,0,0,0,0,0,0,0,0,0,0,0,0]
[2019,54,0,0,0,0,0,0,0,0,0,260,154,0,66,190,2339,22,0,0,0,44,3,74,0,0,0,0,10,0,0,11,136,0,21,0,0,24,42,0,0,0,0,0,0,0,0,0,0,0,0,0,0,0,0]
[2019,55,0,0,0,0,0,0,0,0,0,212,135,0,60,112,2258,18,0,0,0,40,0,67,0,0,0,0,3,0,0,7,124,0,18,0,0,20,40,0,0,0,0,0,0,0,0,0,0,0,0,0,0,0,0]
[2019,56,0,0,0,0,0,0,0,0,0,179,128,0,54,58,2172,12,0,0,0,35,0,59,0,0,0,0,1,0,0,3,106,0,15,0,0,17,37,0,0,0,0,0,0,0,0,0,0,0,0,0,0,0,0]
[2019,57,0,0,0,0,0,0,0,0,0,151,121,0,47,28,2092,7,0,0,0,31,0,54,0,0,0,0,0,0,0,1,99,0,8,0,0,10,32,0,0,0,0,0,0,0,0,0,0,0,0,0,0,0,0]
[2019,58,0,0,0,0,0,0,0,0,0,121,117,0,42,11,1985,4,0,0,0,29,0,47,0,0,0,0,0,0,0,0,94,0,8,0,0,3,30,0,0,0,0,0,0,0,0,0,0,0,0,0,0,0,0]
[2019,59,0,0,0,0,0,0,0,0,0,89,109,0,40,4,1873,3,0,0,0,23,0,44,0,0,0,0,0,0,0,0,87,0,6,0,0,0,25,0,0,0,0,0,0,0,0,0,0,0,0,0,0,0,0]
[2019,60,0,0,0,0,0,0,0,0,0,77,100,0,37,0,1753,2,0,0,0,18,0,40,0,0,0,0,0,0,0,0,79,0,3,0,0,0,20,0,0,0,0,0,0,0,0,0,0,0,0,0,0,0,0]
[2019,61,0,0,0,0,0,0,0,0,0,63,96,0,34,0,1633,1,0,0,0,17,0,38,0,0,0,0,0,0,0,0,73,0,0,0,0,0,19,0,0,0,0,0,0,0,0,0,0,0,0,0,0,0,0]
[2019,62,0,0,0,0,0,0,0,0,0,49,92,0,32,0,1465,0,0,0,0,17,0,34,0,0,0,0,0,0,0,0,69,0,0,0,0,0,13,0,0,0,0,0,0,0,0,0,0,0,0,0,0,0,0]
[2019,63,0,0,0,0,0,0,0,0,0,43,85,0,28,0,1249,0,0,0,0,9,0,32,0,0,0,0,0,0,0,0,64,0,0,0,0,0,10,0,0,0,0,0,0,0,0,0,0,0,0,0,0,0,0]
[2019,64,0,0,0,0,0,0,0,0,0,35,81,0,21,0,1042,0,0,0,0,7,0,27,0,0,0,0,0,0,0,0,62,0,0,0,0,0,7,0,0,0,0,0,0,0,0,0,0,0,0,0,0,0,0]
[2019,65,0,0,0,0,0,0,0,0,0,27,76,0,16,0,826,0,0,0,0,5,0,21,0,0,0,0,0,0,0,0,53,0,0,0,0,0,3,0,0,0,0,0,0,0,0,0,0,0,0,0,0,0,0]
[2019,66,0,0,0,0,0,0,0,0,0,19,72,0,13,0,594,0,0,0,0,3,0,20,0,0,0,0,0,0,0,0,49,0,0,0,0,0,3,0,0,0,0,0,0,0,0,0,0,0,0,0,0,0,0]
[2019,67,0,0,0,0,0,0,0,0,0,15,68,0,7,0,416,0,0,0,0,2,0,17,0,0,0,0,0,0,0,0,46,0,0,0,0,0,0,0,0,0,0,0,0,0,0,0,0,0,0,0,0,0,0]
[2019,68,0,0,0,0,0,0,0,0,0,10,65,0,5,0,279,0,0,0,0,0,0,14,0,0,0,0,0,0,0,0,42,0,0,0,0,0,0,0,0,0,0,0,0,0,0,0,0,0,0,0,0,0,0]
[2019,69,0,0,0,0,0,0,0,0,0,8,59,0,5,0,174,0,0,0,0,0,0,6,0,0,0,0,0,0,0,0,39,0,0,0,0,0,0,0,0,0,0,0,0,0,0,0,0,0,0,0,0,0,0]
[2019,70,0,0,0,0,0,0,0,0,0,6,57,0,5,0,96,0,0,0,0,0,0,4,0,0,0,0,0,0,0,0,35,0,0,0,0,0,0,0,0,0,0,0,0,0,0,0,0,0,0,0,0,0,0]
[2019,71,0,0,0,0,0,0,0,0,0,3,52,0,5,0,40,0,0,0,0,0,0,1,0,0,0,0,0,0,0,0,31,0,0,0,0,0,0,0,0,0,0,0,0,0,0,0,0,0,0,0,0,0,0]
[2019,72,0,0,0,0,0,0,0,0,0,1,50,0,4,0,21,0,0,0,0,0,0,0,0,0,0,0,0,0,0,0,29,0,0,0,0,0,0,0,0,0,0,0,0,0,0,0,0,0,0,0,0,0,0]
[2019,73,0,0,0,0,0,0,0,0,0,0,45,0,4,0,9,0,0,0,0,0,0,0,0,0,0,0,0,0,0,0,26,0,0,0,0,0,0,0,0,0,0,0,0,0,0,0,0,0,0,0,0,0,0]
[2019,74,0,0,0,0,0,0,0,0,0,0,38,0,2,0,4,0,0,0,0,0,0,0,0,0,0,0,0,0,0,0,20,0,0,0,0,0,0,0,0,0,0,0,0,0,0,0,0,0,0,0,0,0,0]
[2019,75,0,0,0,0,0,0,0,0,0,0,32,0,1,0,0,0,0,0,0,0,0,0,0,0,0,0,0,0,0,0,17,0,0,0,0,0,0,0,0,0,0,0,0,0,0,0,0,0,0,0,0,0,0]
[2019,76,0,0,0,0,0,0,0,0,0,0,30,0,1,0,0,0,0,0,0,0,0,0,0,0,0,0,0,0,0,0,12,0,0,0,0,0,0,0,0,0,0,0,0,0,0,0,0,0,0,0,0,0,0]
[2019,77,0,0,0,0,0,0,0,0,0,0,28,0,0,0,0,0,0,0,0,0,0,0,0,0,0,0,0,0,0,0,5,0,0,0,0,0,0,0,0,0,0,0,0,0,0,0,0,0,0,0,0,0,0]
[2019,78,0,0,0,0,0,0,0,0,0,0,26,0,0,0,0,0,0,0,0,0,0,0,0,0,0,0,0,0,0,0,2,0,0,0,0,0,0,0,0,0,0,0,0,0,0,0,0,0,0,0,0,0,0]
[2019,79,0,0,0,0,0,0,0,0,0,0,22,0,0,0,0,0,0,0,0,0,0,0,0,0,0,0,0,0,0,0,0,0,0,0,0,0,0,0,0,0,0,0,0,0,0,0,0,0,0,0,0,0,0]
[2019,80,0,0,0,0,0,0,0,0,0,0,19,0,0,0,0,0,0,0,0,0,0,0,0,0,0,0,0,0,0,0,0,0,0,0,0,0,0,0,0,0,0,0,0,0,0,0,0,0,0,0,0,0,0]
[2019,81,0,0,0,0,0,0,0,0,0,0,14,0,0,0,0,0,0,0,0,0,0,0,0,0,0,0,0,0,0,0,0,0,0,0,0,0,0,0,0,0,0,0,0,0,0,0,0,0,0,0,0,0,0]
[2019,82,0,0,0,0,0,0,0,0,0,0,9,0,0,0,0,0,0,0,0,0,0,0,0,0,0,0,0,0,0,0,0,0,0,0,0,0,0,0,0,0,0,0,0,0,0,0,0,0,0,0,0,0,0]
[2019,83,0,0,0,0,0,0,0,0,0,0,6,0,0,0,0,0,0,0,0,0,0,0,0,0,0,0,0,0,0,0,0,0,0,0,0,0,0,0,0,0,0,0,0,0,0,0,0,0,0,0,0,0,0]
[2019,84,0,0,0,0,0,0,0,0,0,0,4,0,0,0,0,0,0,0,0,0,0,0,0,0,0,0,0,0,0,0,0,0,0,0,0,0,0,0,0,0,0,0,0,0,0,0,0,0,0,0,0,0,0]
[2019,85,0,0,0,0,0,0,0,0,0,0,3,0,0,0,0,0,0,0,0,0,0,0,0,0,0,0,0,0,0,0,0,0,0,0,0,0,0,0,0,0,0,0,0,0,0,0,0,0,0,0,0,0,0]
[2019,86,0,0,0,0,0,0,0,0,0,0,2,0,0,0,0,0,0,0,0,0,0,0,0,0,0,0,0,0,0,0,0,0,0,0,0,0,0,0,0,0,0,0,0,0,0,0,0,0,0,0,0,0,0]
[2019,87,0,0,0,0,0,0,0,0,0,0,1,0,0,0,0,0,0,0,0,0,0,0,0,0,0,0,0,0,0,0,0,0,0,0,0,0,0,0,0,0,0,0,0,0,0,0,0,0,0,0,0,0,0]
[2019,88,0,0,0,0,0,0,0,0,0,0,0,0,0,0,0,0,0,0,0,0,0,0,0,0,0,0,0,0,0,0,0,0,0,0,0,0,0,0,0,0,0,0,0,0,0,0,0,0,0,0,0,0,0]
[2019,89,0,0,0,0,0,0,0,0,0,0,0,0,0,0,0,0,0,0,0,0,0,0,0,0,0,0,0,0,0,0,0,0,0,0,0,0,0,0,0,0,0,0,0,0,0,0,0,0,0,0,0,0,0]
[2019,90,0,0,0,0,0,0,0,0,0,0,0,0,0,0,0,0,0,0,0,0,0,0,0,0,0,0,0,0,0,0,0,0,0,0,0,0,0,0,0,0,0,0,0,0,0,0,0,0,0,0,0,0,0]
[2019,91,0,0,0,0,0,0,0,0,0,0,0,0,0,0,0,0,0,0,0,0,0,0,0,0,0,0,0,0,0,0,0,0,0,0,0,0,0,0,0,0,0,0,0,0,0,0,0,0,0,0,0,0,0]
[2019,92,0,0,0,0,0,0,0,0,0,0,0,0,0,0,0,0,0,0,0,0,0,0,0,0,0,0,0,0,0,0,0,0,0,0,0,0,0,0,0,0,0,0,0,0,0,0,0,0,0,0,0,0,0]
[2019,93,0,0,0,0,0,0,0,0,0,0,0,0,0,0,0,0,0,0,0,0,0,0,0,0,0,0,0,0,0,0,0,0,0,0,0,0,0,0,0,0,0,0,0,0,0,0,0,0,0,0,0,0,0]
[2019,94,0,0,0,0,0,0,0,0,0,0,0,0,0,0,0,0,0,0,0,0,0,0,0,0,0,0,0,0,0,0,0,0,0,0,0,0,0,0,0,0,0,0,0,0,0,0,0,0,0,0,0,0,0]
[2019,95,0,0,0,0,0,0,0,0,0,0,0,0,0,0,0,0,0,0,0,0,0,0,0,0,0,0,0,0,0,0,0,0,0,0,0,0,0,0,0,0,0,0,0,0,0,0,0,0,0,0,0,0,0]
[2019,96,0,0,0,0,0,0,0,0,0,0,0,0,0,0,0,0,0,0,0,0,0,0,0,0,0,0,0,0,0,0,0,0,0,0,0,0,0,0,0,0,0,0,0,0,0,0,0,0,0,0,0,0,0]
[2019,97,0,0,0,0,0,0,0,0,0,0,0,0,0,0,0,0,0,0,0,0,0,0,0,0,0,0,0,0,0,0,0,0,0,0,0,0,0,0,0,0,0,0,0,0,0,0,0,0,0,0,0,0,0]
[2019,98,0,0,0,0,0,0,0,0,0,0,0,0,0,0,0,0,0,0,0,0,0,0,0,0,0,0,0,0,0,0,0,0,0,0,0,0,0,0,0,0,0,0,0,0,0,0,0,0,0,0,0,0,0]
[2019,99,0,0,0,0,0,0,0,0,0,0,0,0,0,0,0,0,0,0,0,0,0,0,0,0,0,0,0,0,0,0,0,0,0,0,0,0,0,0,0,0,0,0,0,0,0,0,0,0,0,0,0,0,0]
[2019,100,0,0,0,0,0,0,0,0,0,0,0,0,0,0,0,0,0,0,0,0,0,0,0,0,0,0,0,0,0,0,0,0,0,0,0,0,0,0,0,0,0,0,0,0,0,0,0,0,0,0,0,0,0]
[2019,101,0,0,0,0,0,0,0,0,0,0,0,0,0,0,0,0,0,0,0,0,0,0,0,0,0,0,0,0,0,0,0,0,0,0,0,0,0,0,0,0,0,0,0,0,0,0,0,0,0,0,0,0,0]
[2019,102,0,0,0,0,0,0,0,0,0,0,0,0,0,0,0,0,0,0,0,0,0,0,0,0,0,0,0,0,0,0,0,0,0,0,0,0,0,0,0,0,0,0,0,0,0,0,0,0,0,0,0,0,0]
[2019,103,0,0,0,0,0,0,0,0,0,0,0,0,0,0,0,0,0,0,0,0,0,0,0,0,0,0,0,0,0,0,0,0,0,0,0,0,0,0,0,0,0,0,0,0,0,0,0,0,0,0,0,0,0]
[2019,104,0,0,0,0,0,0,0,0,0,0,0,0,0,0,0,0,0,0,0,0,0,0,0,0,0,0,0,0,0,0,0,0,0,0,0,0,0,0,0,0,0,0,0,0,0,0,0,0,0,0,0,0,0]
[2019,105,0,0,0,0,0,0,0,0,0,0,0,0,0,0,0,0,0,0,0,0,0,0,0,0,0,0,0,0,0,0,0,0,0,0,0,0,0,0,0,0,0,0,0,0,0,0,0,0,0,0,0,0,0]
[2019,106,0,0,0,0,0,0,0,0,0,0,0,0,0,0,0,0,0,0,0,0,0,0,0,0,0,0,0,0,0,0,0,0,0,0,0,0,0,0,0,0,0,0,0,0,0,0,0,0,0,0,0,0,0]
[2019,107,0,0,0,0,0,0,0,0,0,0,0,0,0,0,0,0,0,0,0,0,0,0,0,0,0,0,0,0,0,0,0,0,0,0,0,0,0,0,0,0,0,0,0,0,0,0,0,0,0,0,0,0,0]
[2019,108,{"$f":"INDEX(D265:BC265,MATCH($C$7,$D$7:$BC$7,0))","v":0},0,0,0,0,0,0,0,0,0,0,0,0,0,0,0,0,0,0,0,0,0,0,0,0,0,0,0,0,0,0,0,0,0,0,0,0,0,0,0,0,0,0,0,0,0,0,0,0,0,0,0,0]
[2019,109,0,0,0,0,0,0,0,0,0,0,0,0,0,0,0,0,0,0,0,0,0,0,0,0,0,0,0,0,0,0,0,0,0,0,0,0,0,0,0,0,0,0,0,0,0,0,0,0,0,0,0,0,0]
[2019,110,0,0,0,0,0,0,0,0,0,0,0,0,0,0,0,0,0,0,0,0,0,0,0,0,0,0,0,0,0,0,0,0,0,0,0,0,0,0,0,0,0,0,0,0,0,0,0,0,0,0,0,0,0]
[2019,111,0,0,0,0,0,0,0,0,0,0,0,0,0,0,0,0,0,0,0,0,0,0,0,0,0,0,0,0,0,0,0,0,0,0,0,0,0,0,0,0,0,0,0,0,0,0,0,0,0,0,0,0,0]
[2019,112,0,0,0,0,0,0,0,0,0,0,0,0,0,0,0,0,0,0,0,0,0,0,0,0,0,0,0,0,0,0,0,0,0,0,0,0,0,0,0,0,0,0,0,0,0,0,0,0,0,0,0,0,0]
[2019,113,0,0,0,0,0,0,0,0,0,0,0,0,0,0,0,0,0,0,0,0,0,0,0,0,0,0,0,0,0,0,0,0,0,0,0,0,0,0,0,0,0,0,0,0,0,0,0,0,0,0,0,0,0]
[2019,114,0,0,0,0,0,0,0,0,0,0,0,0,0,0,0,0,0,0,0,0,0,0,0,0,0,0,0,0,0,0,0,0,0,0,0,0,0,0,0,0,0,0,0,0,0,0,0,0,0,0,0,0,0]
[2019,115,0,0,0,0,0,0,0,0,0,0,0,0,0,0,0,0,0,0,0,0,0,0,0,0,0,0,0,0,0,0,0,0,0,0,0,0,0,0,0,0,0,0,0,0,0,0,0,0,0,0,0,0,0]
[2019,116,0,0,0,0,0,0,0,0,0,0,0,0,0,0,0,0,0,0,0,0,0,0,0,0,0,0,0,0,0,0,0,0,0,0,0,0,0,0,0,0,0,0,0,0,0,0,0,0,0,0,0,0,0]
[2019,117,0,0,0,0,0,0,0,0,0,0,0,0,0,0,0,0,0,0,0,0,0,0,0,0,0,0,0,0,0,0,0,0,0,0,0,0,0,0,0,0,0,0,0,0,0,0,0,0,0,0,0,0,0]
[2019,118,0,0,0,0,0,0,0,0,0,0,0,0,0,0,0,0,0,0,0,0,0,0,0,0,0,0,0,0,0,0,0,0,0,0,0,0,0,0,0,0,0,0,0,0,0,0,0,0,0,0,0,0,0]
[2019,119,0,0,0,0,0,0,0,0,0,0,0,0,0,0,0,0,0,0,0,0,0,0,0,0,0,0,0,0,0,0,0,0,0,0,0,0,0,0,0,0,0,0,0,0,0,0,0,0,0,0,0,0,0]
[2019,120,0,0,0,0,0,0,0,0,0,0,0,0,0,0,0,0,0,0,0,0,0,0,0,0,0,0,0,0,0,0,0,0,0,0,0,0,0,0,0,0,0,0,0,0,0,0,0,0,0,0,0,0,0]
[2019,121,0,0,0,0,0,0,0,0,0,0,0,0,0,0,0,0,0,0,0,0,0,0,0,0,0,0,0,0,0,0,0,0,0,0,0,0,0,0,0,0,0,0,0,0,0,0,0,0,0,0,0,0,0]
[2019,122,0,0,0,0,0,0,0,0,0,0,0,0,0,0,0,0,0,0,0,0,0,0,0,0,0,0,0,0,0,0,0,0,0,0,0,0,0,0,0,0,0,0,0,0,0,0,0,0,0,0,0,0,0]
[2019,123,0,0,0,0,0,0,0,0,0,0,0,0,0,0,0,0,0,0,0,0,0,0,0,0,0,0,0,0,0,0,0,0,0,0,0,0,0,0,0,0,0,0,0,0,0,0,0,0,0,0,0,0,0]
[2019,124,0,0,0,0,0,0,0,0,0,0,0,0,0,0,0,0,0,0,0,0,0,0,0,0,0,0,0,0,0,0,0,0,0,0,0,0,0,0,0,0,0,0,0,0,0,0,0,0,0,0,0,0,0]
[2019,125,0,0,0,0,0,0,0,0,0,0,0,0,0,0,0,0,0,0,0,0,0,0,0,0,0,0,0,0,0,0,0,0,0,0,0,0,0,0,0,0,0,0,0,0,0,0,0,0,0,0,0,0,0]
[2019,126,0,0,0,0,0,0,0,0,0,0,0,0,0,0,0,0,0,0,0,0,0,0,0,0,0,0,0,0,0,0,0,0,0,0,0,0,0,0,0,0,0,0,0,0,0,0,0,0,0,0,0,0,0]
[2019,127,0,0,0,0,0,0,0,0,0,0,0,0,0,0,0,0,0,0,0,0,0,0,0,0,0,0,0,0,0,0,0,0,0,0,0,0,0,0,0,0,0,0,0,0,0,0,0,0,0,0,0,0,0]
[2019,128,0,0,0,0,0,0,0,0,0,0,0,0,0,0,0,0,0,0,0,0,0,0,0,0,0,0,0,0,0,0,0,0,0,0,0,0,0,0,0,0,0,0,0,0,0,0,0,0,0,0,0,0,0]
[2019,129,0,0,0,0,0,0,0,0,0,0,0,0,0,0,0,0,0,0,0,0,0,0,0,0,0,0,0,0,0,0,0,0,0,0,0,0,0,0,0,0,0,0,0,0,0,0,0,0,0,0,0,0,0]
[2019,130,0,0,0,0,0,0,0,0,0,0,0,0,0,0,0,0,0,0,0,0,0,0,0,0,0,0,0,0,0,0,0,0,0,0,0,0,0,0,0,0,0,0,0,0,0,0,0,0,0,0,0,0,0]
[2019,131,0,0,0,0,0,0,0,0,0,0,0,0,0,0,0,0,0,0,0,0,0,0,0,0,0,0,0,0,0,0,0,0,0,0,0,0,0,0,0,0,0,0,0,0,0,0,0,0,0,0,0,0,0]
[2019,132,0,0,0,0,0,0,0,0,0,0,0,0,0,0,0,0,0,0,0,0,0,0,0,0,0,0,0,0,0,0,0,0,0,0,0,0,0,0,0,0,0,0,0,0,0,0,0,0,0,0,0,0,0]
[2019,133,0,0,0,0,0,0,0,0,0,0,0,0,0,0,0,0,0,0,0,0,0,0,0,0,0,0,0,0,0,0,0,0,0,0,0,0,0,0,0,0,0,0,0,0,0,0,0,0,0,0,0,0,0]
[2019,134,0,0,0,0,0,0,0,0,0,0,0,0,0,0,0,0,0,0,0,0,0,0,0,0,0,0,0,0,0,0,0,0,0,0,0,0,0,0,0,0,0,0,0,0,0,0,0,0,0,0,0,0,0]
[2019,135,0,0,0,0,0,0,0,0,0,0,0,0,0,0,0,0,0,0,0,0,0,0,0,0,0,0,0,0,0,0,0,0,0,0,0,0,0,0,0,0,0,0,0,0,0,0,0,0,0,0,0,0,0]
[2019,136,0,0,0,0,0,0,0,0,0,0,0,0,0,0,0,0,0,0,0,0,0,0,0,0,0,0,0,0,0,0,0,0,0,0,0,0,0,0,0,0,0,0,0,0,0,0,0,0,0,0,0,0,0]
[2019,137,0,0,0,0,0,0,0,0,0,0,0,0,0,0,0,0,0,0,0,0,0,0,0,0,0,0,0,0,0,0,0,0,0,0,0,0,0,0,0,0,0,0,0,0,0,0,0,0,0,0,0,0,0]
[2019,138,0,0,0,0,0,0,0,0,0,0,0,0,0,0,0,0,0,0,0,0,0,0,0,0,0,0,0,0,0,0,0,0,0,0,0,0,0,0,0,0,0,0,0,0,0,0,0,0,0,0,0,0,0]
[2019,139,0,0,0,0,0,0,0,0,0,0,0,0,0,0,0,0,0,0,0,0,0,0,0,0,0,0,0,0,0,0,0,0,0,0,0,0,0,0,0,0,0,0,0,0,0,0,0,0,0,0,0,0,0]
[2019,140,0,0,0,0,0,0,0,0,0,0,0,0,0,0,0,0,0,0,0,0,0,0,0,0,0,0,0,0,0,0,0,0,0,0,0,0,0,0,0,0,0,0,0,0,0,0,0,0,0,0,0,0,0]
[2019,141,0,0,0,0,0,0,0,0,0,0,0,0,0,0,0,0,0,0,0,0,0,0,0,0,0,0,0,0,0,0,0,0,0,0,0,0,0,0,0,0,0,0,0,0,0,0,0,0,0,0,0,0,0]
[2019,142,0,0,0,0,0,0,0,0,0,0,0,0,0,0,0,0,0,0,0,0,0,0,0,0,0,0,0,0,0,0,0,0,0,0,0,0,0,0,0,0,0,0,0,0,0,0,0,0,0,0,0,0,0]
[2019,143,0,0,0,0,0,0,0,0,0,0,0,0,0,0,0,0,0,0,0,0,0,0,0,0,0,0,0,0,0,0,0,0,0,0,0,0,0,0,0,0,0,0,0,0,0,0,0,0,0,0,0,0,0]
[2019,144,0,0,0,0,0,0,0,0,0,0,0,0,0,0,0,0,0,0,0,0,0,0,0,0,0,0,0,0,0,0,0,0,0,0,0,0,0,0,0,0,0,0,0,0,0,0,0,0,0,0,0,0,0]
[2019,145,0,0,0,0,0,0,0,0,0,0,0,0,0,0,0,0,0,0,0,0,0,0,0,0,0,0,0,0,0,0,0,0,0,0,0,0,0,0,0,0,0,0,0,0,0,0,0,0,0,0,0,0,0]
[2019,146,0,0,0,0,0,0,0,0,0,0,0,0,0,0,0,0,0,0,0,0,0,0,0,0,0,0,0,0,0,0,0,0,0,0,0,0,0,0,0,0,0,0,0,0,0,0,0,0,0,0,0,0,0]
[2019,147,0,0,0,0,0,0,0,0,0,0,0,0,0,0,0,0,0,0,0,0,0,0,0,0,0,0,0,0,0,0,0,0,0,0,0,0,0,0,0,0,0,0,0,0,0,0,0,0,0,0,0,0,0]
[2019,148,0,0,0,0,0,0,0,0,0,0,0,0,0,0,0,0,0,0,0,0,0,0,0,0,0,0,0,0,0,0,0,0,0,0,0,0,0,0,0,0,0,0,0,0,0,0,0,0,0,0,0,0,0]
[2019,149,0,0,0,0,0,0,0,0,0,0,0,0,0,0,0,0,0,0,0,0,0,0,0,0,0,0,0,0,0,0,0,0,0,0,0,0,0,0,0,0,0,0,0,0,0,0,0,0,0,0,0,0,0]
[2019,150,0,0,0,0,0,0,0,0,0,0,0,0,0,0,0,0,0,0,0,0,0,0,0,0,0,0,0,0,0,0,0,0,0,0,0,0,0,0,0,0,0,0,0,0,0,0,0,0,0,0,0,0,0]
[2020,1,8760,8760,8760,8760,8759,8760,8760,8760,8760,8760,8760,8333,8760,8760,8760,8760,8760,8760,8760,8760,8756,8760,8760,8760,8760,8737,8760,8760,8760,8760,8753,8760,8760,8760,8760,8725,8760,0,8760,8760,8749,8760,0,0,8737,8760,8753,8760,8760,8760,0,0,8760]
[2020,2,8760,8760,8760,8760,8759,8760,8760,8760,8760,8760,8760,8332,8760,8760,8760,8760,8760,8760,8760,8760,8756,8760,8760,8760,8760,8722,8759,8760,8760,8760,8753,8760,8760,8760,8760,8724,8760,0,8760,8760,8749,8760,0,0,6267,8760,8743,8760,8760,8760,0,0,8760]
[2020,3,8760,8760,8760,8760,8759,8760,8760,8760,8760,8760,8760,8331,8760,8760,8760,8760,8760,8760,8760,8760,8756,8760,8760,8760,8760,8707,8759,8760,8760,8760,8753,8760,8760,8760,8760,8723,8760,0,8760,8760,8749,8760,0,0,1825,8760,8690,8760,8760,8760,0,0,8760]
[2020,4,8745,8760,8760,8760,8759,8760,8760,8760,8745,8760,8760,8138,8760,8760,8760,8760,8760,8760,8760,8760,8756,8760,8760,8760,8760,8692,8759,8760,8760,8760,8753,8760,8760,8760,8760,8721,8760,0,8760,8713,8749,8760,0,0,528,8760,8618,8760,8760,8760,0,0,8760]
[2020,5,8526,8760,8358,8760,8759,8650,8759,8760,8526,8760,8760,7637,8760,8760,8760,8760,8760,8760,8757,8760,8756,8760,8760,8760,8760,8676,8759,8760,8760,8760,8753,8760,8760,8760,8760,8721,8760,0,8760,8069,8748,8760,0,0,127,8760,8452,8760,8760,8760,0,0,8760]
[2020,6,7867,8760,7202,8234,8758,7560,8659,8760,7867,8760,8760,7051,8760,8760,8760,8760,8754,8760,8162,8760,8756,8760,8760,8759,8760,8661,8759,8760,8760,8760,8753,8760,8760,8760,8760,8720,8760,0,8760,5832,8748,8760,0,0,48,8760,8183,8760,8760,8760,0,0,8760]
[2020,7,6920,8760,6368,7230,8125,6306,8198,8760,6920,8760,8760,6621,8760,8760,8760,8760,8144,8760,7382,8760,8756,8760,8760,8759,8760,8643,8759,8760,8760,8760,8753,8760,8760,8760,8760,8720,8760,0,8760,4394,8700,8760,0,0,10,8752,7848,8553,8760,8760,0,0,8760]
[2020,8,5647,8760,5569,6499,7232,5114,7168,8760,5647,8760,8760,6250,8760,8760,8760,8760,7265,8369,6577,8760,8756,8760,8760,8759,8760,8532,8759,8760,8654,8760,8753,8743,8760,8756,8760,8720,8760,0,8749,3430,8356,8732,0,0,0,8486,7372,7996,8760,8760,0,0,8760]
[2020,9,4904,8756,4092,5743,6289,3767,5988,8760,4904,8760,8760,5638,8760,8760,8760,8760,6594,7560,5040,8760,8756,8760,8760,8739,8621,8221,8759,8760,8255,8760,8753,8618,8760,8222,8760,8719,8760,0,8336,2412,7770,8503,0,0,0,7936,6737,6875,8760,8760,0,0,8760]
[2020,10,4240,8746,2659,4197,4813,2337,4996,8760,4240,8760,8760,4938,8760,8760,8760,8760,6002,6823,3568,8760,8756,8760,8760,8686,8179,7730,8759,8757,7604,8753,8753,8304,8760,7581,8757,8719,8760,0,7811,1163,6890,8176,0,0,0,7230,6070,5496,8753,8760,0,0,8662]
[2020,11,3342,8737,1763,2865,3497,1486,4151,8701,3342,8760,8760,4064,8760,8743,8760,8760,5343,6313,2551,8760,8756,8760,8760,8614,7499,7197,8759,8714,6902,8707,8753,7645,8760,6982,8741,8719,8760,0,7151,393,5970,7729,0,0,0,6494,5372,4215,8730,8760,0,0,8175]
[2020,12,2790,8729,1179,2012,2401,874,3031,8354,2790,8760,8760,3211,8760,8698,8760,8760,4513,5853,1834,8760,8721,8760,8760,8503,6863,6606,8759,8336,6225,8638,8753,7014,8760,6501,8714,8717,8758,0,6518,118,4974,7032,0,0,0,5788,4717,3111,8652,8760,0,0,7602]
[2020,13,2245,8710,782,1373,1610,498,2065,7824,2245,8760,8760,2467,8759,8642,8760,8760,3428,5424,1312,8760,8425,8760,8760,8400,6290,6002,8759,7723,5504,8482,8753,6427,8760,6089,8705,8700,8744,0,6008,70,3905,6201,0,0,0,5105,4153,2289,8390,8760,0,0,7163]
[2020,14,1302,8681,527,975,1121,291,1372,7298,1302,8760,8760,1836,8759,8599,8733,8760,2358,4789,963,8760,7881,8760,8744,8203,5752,5463,8735,7069,4845,8227,8753,5959,8760,5673,8523,8623,8643,0,5573,44,3013,5456,0,0,0,4259,3671,1635,7957,8757,0,0,6780]
[2020,15,525,8653,352,689,791,172,874,6839,525,8760,8760,1399,8736,8573,8708,8760,1646,3803,707,8697,7260,8741,8691,7859,5206,4944,8582,6453,4244,7977,8753,5395,8657,5137,7590,8481,8257,0,5165,25,2337,4895,0,0,0,3324,3247,1187,7498,8736,0,0,6377]
[2020,16,203,8634,234,470,540,120,497,6433,203,8760,8760,1057,8641,8547,8674,8760,1174,2608,517,8584,6704,8594,8549,7446,4616,4454,8388,5657,3648,7580,8753,4882,8304,4429,6156,8254,7803,0,4705,7,1775,4481,0,0,0,2442,2780,842,6957,8686,0,0,6049]
[2020,17,85,8613,153,317,376,98,208,6059,85,8760,8759,819,8443,8429,8630,8753,807,1696,390,8352,6245,8244,8162,7098,4093,4075,8108,4862,2755,7083,8753,4457,7768,3508,4875,7915,7357,0,4035,0,1337,4170,0,0,0,1812,2184,589,6281,8632,0,0,5768]
[2020,18,52,8593,109,215,256,83,100,5633,52,8760,8736,633,8200,8224,8553,8514,551,1132,281,7984,5931,7832,7519,6807,3393,3757,7614,4207,2033,6632,8753,3903,7247,2711,4139,7510,6866,0,3334,0,1008,3866,0,0,0,1280,1529,416,5620,8513,0,0,5390]
[2020,19,39,8536,82,151,184,68,57,5130,39,8760,8601,501,7879,7946,8399,8048,375,797,186,7559,5599,7396,6752,6468,2687,3454,7145,3559,1461,6188,8693,3311,6819,2100,3700,6985,6484,0,2629,0,760,3552,0,0,0,899,978,275,5005,8361,0,0,4875]
[2020,20,6,8436,74,108,142,53,46,4456,6,8759,8312,380,7448,7655,8117,7537,270,539,111,7157,5171,6987,5936,6127,1894,3141,6608,2990,1047,5701,8637,2607,6461,1635,3353,6398,6155,0,2015,0,559,3300,0,0,0,612,587,192,4481,8135,0,0,4013]
[2020,21,0,8229,58,92,121,41,30,3588,0,8755,7980,277,6964,7367,7758,7020,199,356,62,6727,4752,6593,5045,5653,1326,2798,6115,2456,734,5222,8482,1937,6173,1255,3067,5802,5830,0,1470,0,415,2985,0,0,0,402,397,131,4105,7742,0,0,3007]
[2020,22,{"$f":"INDEX(D329:BC329,MATCH($C$7,$D$7:$BC$7,0))","v":0},7783,50,77,104,32,19,2784,0,8747,7611,205,6378,7068,7437,6528,162,246,33,6280,4339,6295,4094,5176,959,2398,5680,2000,509,4797,8205,1458,5901,930,2826,5264,5448,0,1074,0,294,2647,0,0,0,289,296,89,3760,7187,0,0,2193]
[2020,23,0,7247,36,68,93,18,5,2234,0,8722,7270,146,5758,6755,7121,6104,132,159,8,5772,3923,6007,3328,4712,664,2018,5203,1601,354,4511,7921,1087,5579,714,2624,4804,4990,0,755,0,200,2273,0,0,0,183,218,63,3449,6456,0,0,1643]
[2020,24,0,6593,27,60,77,5,4,1799,0,8650,6967,100,5157,6450,6872,5626,109,118,0,5270,3575,5701,2592,4356,497,1675,4764,1287,250,4266,7599,786,5132,523,2421,4409,4558,0,500,0,128,1907,0,0,0,110,168,51,3185,5644,0,0,1269]
[2020,25,0,5888,17,50,66,0,3,1435,0,8569,6687,70,4685,6209,6620,5085,99,102,0,4724,3143,5349,2021,4035,373,1297,4217,1045,184,4110,6978,578,4594,397,2215,4115,4216,0,344,0,87,1579,0,0,0,69,127,44,2919,4913,0,0,993]
[2020,26,0,5243,12,41,54,0,1,1130,0,8442,6417,53,4265,5975,6397,4482,93,94,0,4032,2601,4954,1562,3792,285,984,3649,862,133,3942,6442,438,3981,303,1902,3823,3858,0,241,0,61,1266,0,0,0,44,101,33,2611,4375,0,0,783]
[2020,27,0,4543,6,35,46,0,0,920,0,8192,6141,39,3950,5745,6228,3821,80,80,0,3414,2005,4586,1216,3554,204,718,3087,717,95,3765,5967,322,3321,226,1430,3500,3436,0,168,0,50,1009,0,0,0,25,73,26,2308,3957,0,0,624]
[2020,28,0,3768,1,23,35,0,0,754,0,7933,5858,33,3581,5547,6113,3146,69,67,0,2830,1492,4256,924,3334,161,506,2612,586,73,3601,5490,248,2766,174,959,3168,2909,0,127,0,39,803,0,0,0,17,53,23,1954,3654,0,0,496]
[2020,29,0,2988,0,7,25,0,0,619,0,7646,5574,26,3289,5337,6005,2470,60,56,0,2361,1100,3936,720,3105,130,359,2221,482,61,3397,5116,180,2315,144,578,2808,2420,0,104,0,30,622,0,0,0,9,35,21,1526,3363,0,0,392]
[2020,30,0,2166,0,4,16,0,0,484,0,7357,5290,19,3059,5103,5914,1855,52,42,0,1962,814,3619,560,2919,106,254,1879,384,49,3222,4746,147,1904,125,384,2389,1973,0,86,0,22,473,0,0,0,4,21,18,1108,3120,0,0,309]
[2020,31,0,1392,0,0,6,0,0,398,0,7009,4977,18,2830,4838,5805,1432,40,31,0,1620,585,3293,434,2730,95,154,1592,300,41,3050,4445,127,1611,104,265,1921,1627,0,70,0,19,348,0,0,0,0,12,15,726,2841,0,0,243]
[2020,32,0,915,0,0,2,0,0,307,0,6646,4652,16,2624,4531,5689,1124,30,22,0,1383,419,2882,321,2556,88,79,1350,226,37,2818,4228,114,1331,99,188,1445,1330,0,62,0,7,253,0,0,0,0,7,13,478,2589,0,0,199]
[2020,33,0,564,0,0,0,0,0,240,0,6299,4286,11,2388,4279,5473,851,23,15,0,1142,294,2394,248,2408,80,41,1133,151,30,2616,4074,107,1067,83,146,1048,1066,0,52,0,5,182,0,0,0,0,1,12,319,2362,0,0,173]
[2020,34,0,368,0,0,0,0,0,201,0,5895,3808,9,2126,4003,5177,651,16,8,0,940,218,1953,185,2271,65,9,953,117,25,2400,3894,97,883,78,107,736,842,0,39,0,4,128,0,0,0,0,1,11,224,2131,0,0,149]
[2020,35,0,245,0,0,0,0,0,169,0,5494,3319,8,1870,3763,4924,498,8,4,0,778,170,1541,131,2125,57,1,795,89,15,2214,3753,89,717,71,89,514,655,0,29,0,2,87,0,0,0,0,0,9,169,1872,0,0,136]
[2020,36,0,168,0,0,0,0,0,130,0,5096,2840,8,1606,3521,4694,389,1,0,0,632,136,1209,92,1960,42,0,661,69,9,2006,3591,76,577,63,69,361,520,0,26,0,0,56,0,0,0,0,0,9,131,1581,0,0,120]
[2020,37,0,117,0,0,0,0,0,107,0,4668,2386,7,1375,3282,4470,292,0,0,0,522,117,929,65,1754,34,0,541,60,6,1785,3413,72,475,58,59,244,403,0,20,0,0,33,0,0,0,0,0,8,105,1264,0,0,108]
[2020,38,0,91,0,0,0,0,0,96,0,4254,2031,7,1147,3071,4297,231,0,0,0,439,105,750,46,1493,28,0,430,53,2,1521,3247,65,379,50,53,195,305,0,14,0,0,26,0,0,0,0,0,8,89,931,0,0,101]
[2020,39,0,79,0,0,0,0,0,86,0,3866,1745,5,911,2865,4160,185,0,0,0,351,93,582,34,1217,23,0,330,49,0,1246,3080,57,306,44,42,150,253,0,10,0,0,16,0,0,0,0,0,6,71,622,0,0,94]
[2020,40,0,67,0,0,0,0,0,79,0,3472,1517,5,693,2681,4028,149,0,0,0,295,81,449,26,914,13,0,265,42,0,938,2896,49,242,35,32,128,202,0,9,0,0,9,0,0,0,0,0,6,52,409,0,0,85]
[2020,41,0,48,0,0,0,0,0,71,0,3086,1293,4,516,2500,3947,128,0,0,0,233,71,340,21,658,5,0,206,33,0,662,2641,42,176,29,20,109,170,0,9,0,0,7,0,0,0,0,0,6,41,264,0,0,80]
[2020,42,0,42,0,0,0,0,0,66,0,2750,1090,4,405,2321,3853,113,0,0,0,193,61,255,18,446,3,0,154,22,0,474,2298,36,145,19,12,99,141,0,3,0,0,3,0,0,0,0,0,5,33,170,0,0,72]
[2020,43,0,34,0,0,0,0,0,59,0,2385,939,3,316,2153,3746,98,0,0,0,162,51,207,14,290,0,0,114,19,0,317,1859,33,111,12,3,89,134,0,0,0,0,0,0,0,0,0,0,5,17,125,0,0,65]
[2020,44,0,27,0,0,0,0,0,52,0,2080,780,2,232,1995,3630,95,0,0,0,132,46,159,12,199,0,0,80,14,0,228,1448,27,94,7,1,79,118,0,0,0,0,0,0,0,0,0,0,3,10,98,0,0,33]
[2020,45,0,17,0,0,0,0,0,45,0,1781,677,1,194,1826,3468,85,0,0,0,111,40,134,7,136,0,0,59,11,0,168,1099,22,81,5,0,65,104,0,0,0,0,0,0,0,0,0,0,3,3,80,0,0,23]
[2020,46,0,4,0,0,0,0,0,42,0,1495,584,0,159,1666,3278,80,0,0,0,90,36,120,4,95,0,0,36,8,0,118,821,17,73,1,0,58,92,0,0,0,0,0,0,0,0,0,0,3,2,61,0,0,17]
[2020,47,0,0,0,0,0,0,0,35,0,1283,499,0,128,1489,3094,74,0,0,0,76,27,107,1,69,0,0,35,6,0,84,651,11,65,0,0,53,85,0,0,0,0,0,0,0,0,0,0,2,1,40,0,0,12]
[2020,48,0,0,0,0,0,0,0,25,0,1093,424,0,110,1257,2957,65,0,0,0,71,24,97,0,51,0,0,30,6,0,53,516,8,58,0,0,49,83,0,0,0,0,0,0,0,0,0,0,1,0,20,0,0,11]
[2020,49,0,0,0,0,0,0,0,18,0,917,374,0,91,1060,2843,55,0,0,0,63,19,90,0,31,0,0,26,3,0,36,400,4,53,0,0,45,79,0,0,0,0,0,0,0,0,0,0,0,0,12,0,0,8]
[2020,50,0,0,0,0,0,0,0,8,0,760,313,0,83,863,2746,48,0,0,0,61,15,81,0,21,0,0,20,1,0,28,316,2,50,0,0,39,70,0,0,0,0,0,0,0,0,0,0,0,0,6,0,0,3]
[2020,51,0,0,0,0,0,0,0,5,0,635,278,0,69,690,2673,43,0,0,0,54,11,78,0,8,0,0,16,0,0,17,271,1,45,0,0,35,64,0,0,0,0,0,0,0,0,0,0,0,0,4,0,0,1]
[2020,52,0,0,0,0,0,0,0,2,0,545,251,0,61,531,2595,37,0,0,0,48,10,69,0,3,0,0,8,0,0,10,233,0,42,0,0,33,59,0,0,0,0,0,0,0,0,0,0,0,0,3,0,0,1]
[2020,53,0,0,0,0,0,0,0,0,0,464,220,0,53,396,2525,32,0,0,0,44,7,63,0,0,0,0,3,0,0,7,200,0,37,0,0,24,51,0,0,0,0,0,0,0,0,0,0,0,0,2,0,0,0]
[2020,54,0,0,0,0,0,0,0,0,0,383,188,0,45,275,2460,27,0,0,0,40,2,57,0,0,0,0,1,0,0,2,175,0,31,0,0,20,43,0,0,0,0,0,0,0,0,0,0,0,0,0,0,0,0]
[2020,55,0,0,0,0,0,0,0,0,0,313,169,0,41,181,2378,24,0,0,0,35,0,48,0,0,0,0,0,0,0,1,154,0,28,0,0,16,41,0,0,0,0,0,0,0,0,0,0,0,0,0,0,0,0]
[2020,56,0,0,0,0,0,0,0,0,0,271,157,0,38,129,2302,20,0,0,0,30,0,42,0,0,0,0,0,0,0,0,139,0,25,0,0,8,38,0,0,0,0,0,0,0,0,0,0,0,0,0,0,0,0]
[2020,57,0,0,0,0,0,0,0,0,0,237,138,0,35,79,2222,17,0,0,0,29,0,39,0,0,0,0,0,0,0,0,124,0,21,0,0,3,32,0,0,0,0,0,0,0,0,0,0,0,0,0,0,0,0]
[2020,58,0,0,0,0,0,0,0,0,0,195,129,0,32,41,2150,8,0,0,0,22,0,35,0,0,0,0,0,0,0,0,113,0,19,0,0,0,30,0,0,0,0,0,0,0,0,0,0,0,0,0,0,0,0]
[2020,59,0,0,0,0,0,0,0,0,0,162,123,0,30,22,2051,4,0,0,0,18,0,32,0,0,0,0,0,0,0,0,104,0,17,0,0,0,25,0,0,0,0,0,0,0,0,0,0,0,0,0,0,0,0]
[2020,60,0,0,0,0,0,0,0,0,0,136,118,0,23,6,1950,3,0,0,0,17,0,27,0,0,0,0,0,0,0,0,94,0,9,0,0,0,22,0,0,0,0,0,0,0,0,0,0,0,0,0,0,0,0]
[2020,61,0,0,0,0,0,0,0,0,0,112,114,0,17,3,1814,2,0,0,0,15,0,21,0,0,0,0,0,0,0,0,88,0,8,0,0,0,19,0,0,0,0,0,0,0,0,0,0,0,0,0,0,0,0]
[2020,62,0,0,0,0,0,0,0,0,0,84,104,0,14,0,1703,2,0,0,0,9,0,20,0,0,0,0,0,0,0,0,84,0,6,0,0,0,16,0,0,0,0,0,0,0,0,0,0,0,0,0,0,0,0]
[2020,63,0,0,0,0,0,0,0,0,0,72,99,0,8,0,1575,0,0,0,0,6,0,17,0,0,0,0,0,0,0,0,75,0,6,0,0,0,10,0,0,0,0,0,0,0,0,0,0,0,0,0,0,0,0]
[2020,64,0,0,0,0,0,0,0,0,0,57,92,0,5,0,1404,0,0,0,0,5,0,13,0,0,0,0,0,0,0,0,70,0,1,0,0,0,8,0,0,0,0,0,0,0,0,0,0,0,0,0,0,0,0]
[2020,65,0,0,0,0,0,0,0,0,0,45,89,0,5,0,1222,0,0,0,0,3,0,6,0,0,0,0,0,0,0,0,68,0,0,0,0,0,5,0,0,0,0,0,0,0,0,0,0,0,0,0,0,0,0]
[2020,66,0,0,0,0,0,0,0,0,0,41,84,0,5,0,1046,0,0,0,0,0,0,1,0,0,0,0,0,0,0,0,61,0,0,0,0,0,3,0,0,0,0,0,0,0,0,0,0,0,0,0,0,0,0]
[2020,67,0,0,0,0,0,0,0,0,0,29,79,0,5,0,829,0,0,0,0,0,0,1,0,0,0,0,0,0,0,0,58,0,0,0,0,0,0,0,0,0,0,0,0,0,0,0,0,0,0,0,0,0,0]
[2020,68,0,0,0,0,0,0,0,0,0,23,74,0,4,0,629,0,0,0,0,0,0,0,0,0,0,0,0,0,0,0,51,0,0,0,0,0,0,0,0,0,0,0,0,0,0,0,0,0,0,0,0,0,0]
[2020,69,0,0,0,0,0,0,0,0,0,18,72,0,3,0,450,0,0,0,0,0,0,0,0,0,0,0,0,0,0,0,47,0,0,0,0,0,0,0,0,0,0,0,0,0,0,0,0,0,0,0,0,0,0]
[2020,70,0,0,0,0,0,0,0,0,0,13,68,0,2,0,303,0,0,0,0,0,0,0,0,0,0,0,0,0,0,0,45,0,0,0,0,0,0,0,0,0,0,0,0,0,0,0,0,0,0,0,0,0,0]
[2020,71,0,0,0,0,0,0,0,0,0,9,65,0,1,0,190,0,0,0,0,0,0,0,0,0,0,0,0,0,0,0,41,0,0,0,0,0,0,0,0,0,0,0,0,0,0,0,0,0,0,0,0,0,0]
[2020,72,0,0,0,0,0,0,0,0,0,7,60,0,0,0,113,0,0,0,0,0,0,0,0,0,0,0,0,0,0,0,37,0,0,0,0,0,0,0,0,0,0,0,0,0,0,0,0,0,0,0,0,0,0]
[2020,73,0,0,0,0,0,0,0,0,0,3,56,0,0,0,65,0,0,0,0,0,0,0,0,0,0,0,0,0,0,0,36,0,0,0,0,0,0,0,0,0,0,0,0,0,0,0,0,0,0,0,0,0,0]
[2020,74,0,0,0,0,0,0,0,0,0,2,51,0,0,0,27,0,0,0,0,0,0,0,0,0,0,0,0,0,0,0,32,0,0,0,0,0,0,0,0,0,0,0,0,0,0,0,0,0,0,0,0,0,0]
[2020,75,0,0,0,0,0,0,0,0,0,1,50,0,0,0,13,0,0,0,0,0,0,0,0,0,0,0,0,0,0,0,27,0,0,0,0,0,0,0,0,0,0,0,0,0,0,0,0,0,0,0,0,0,0]
[2020,76,0,0,0,0,0,0,0,0,0,0,46,0,0,0,5,0,0,0,0,0,0,0,0,0,0,0,0,0,0,0,26,0,0,0,0,0,0,0,0,0,0,0,0,0,0,0,0,0,0,0,0,0,0]
[2020,77,0,0,0,0,0,0,0,0,0,0,38,0,0,0,1,0,0,0,0,0,0,0,0,0,0,0,0,0,0,0,21,0,0,0,0,0,0,0,0,0,0,0,0,0,0,0,0,0,0,0,0,0,0]
[2020,78,0,0,0,0,0,0,0,0,0,0,34,0,0,0,0,0,0,0,0,0,0,0,0,0,0,0,0,0,0,0,16,0,0,0,0,0,0,0,0,0,0,0,0,0,0,0,0,0,0,0,0,0,0]
[2020,79,0,0,0,0,0,0,0,0,0,0,30,0,0,0,0,0,0,0,0,0,0,0,0,0,0,0,0,0,0,0,15,0,0,0,0,0,0,0,0,0,0,0,0,0,0,0,0,0,0,0,0,0,0]
[2020,80,0,0,0,0,0,0,0,0,0,0,28,0,0,0,0,0,0,0,0,0,0,0,0,0,0,0,0,0,0,0,9,0,0,0,0,0,0,0,0,0,0,0,0,0,0,0,0,0,0,0,0,0,0]
[2020,81,0,0,0,0,0,0,0,0,0,0,27,0,0,0,0,0,0,0,0,0,0,0,0,0,0,0,0,0,0,0,3,0,0,0,0,0,0,0,0,0,0,0,0,0,0,0,0,0,0,0,0,0,0]
[2020,82,0,0,0,0,0,0,0,0,0,0,23,0,0,0,0,0,0,0,0,0,0,0,0,0,0,0,0,0,0,0,0,0,0,0,0,0,0,0,0,0,0,0,0,0,0,0,0,0,0,0,0,0,0]
[2020,83,0,0,0,0,0,0,0,0,0,0,20,0,0,0,0,0,0,0,0,0,0,0,0,0,0,0,0,0,0,0,0,0,0,0,0,0,0,0,0,0,0,0,0,0,0,0,0,0,0,0,0,0,0]
[2020,84,0,0,0,0,0,0,0,0,0,0,16,0,0,0,0,0,0,0,0,0,0,0,0,0,0,0,0,0,0,0,0,0,0,0,0,0,0,0,0,0,0,0,0,0,0,0,0,0,0,0,0,0,0]
[2020,85,0,0,0,0,0,0,0,0,0,0,9,0,0,0,0,0,0,0,0,0,0,0,0,0,0,0,0,0,0,0,0,0,0,0,0,0,0,0,0,0,0,0,0,0,0,0,0,0,0,0,0,0,0]
[2020,86,{"$f":"INDEX(D393:BC393,MATCH($C$7,$D$7:$BC$7,0))","v":0},0,0,0,0,0,0,0,0,0,7,0,0,0,0,0,0,0,0,0,0,0,0,0,0,0,0,0,0,0,0,0,0,0,0,0,0,0,0,0,0,0,0,0,0,0,0,0,0,0,0,0,0]
[2020,87,0,0,0,0,0,0,0,0,0,0,4,0,0,0,0,0,0,0,0,0,0,0,0,0,0,0,0,0,0,0,0,0,0,0,0,0,0,0,0,0,0,0,0,0,0,0,0,0,0,0,0,0,0]
[2020,88,0,0,0,0,0,0,0,0,0,0,4,0,0,0,0,0,0,0,0,0,0,0,0,0,0,0,0,0,0,0,0,0,0,0,0,0,0,0,0,0,0,0,0,0,0,0,0,0,0,0,0,0,0]
[2020,89,0,0,0,0,0,0,0,0,0,0,2,0,0,0,0,0,0,0,0,0,0,0,0,0,0,0,0,0,0,0,0,0,0,0,0,0,0,0,0,0,0,0,0,0,0,0,0,0,0,0,0,0,0]
[2020,90,0,0,0,0,0,0,0,0,0,0,1,0,0,0,0,0,0,0,0,0,0,0,0,0,0,0,0,0,0,0,0,0,0,0,0,0,0,0,0,0,0,0,0,0,0,0,0,0,0,0,0,0,0]
[2020,91,0,0,0,0,0,0,0,0,0,0,1,0,0,0,0,0,0,0,0,0,0,0,0,0,0,0,0,0,0,0,0,0,0,0,0,0,0,0,0,0,0,0,0,0,0,0,0,0,0,0,0,0,0]
[2020,92,0,0,0,0,0,0,0,0,0,0,0,0,0,0,0,0,0,0,0,0,0,0,0,0,0,0,0,0,0,0,0,0,0,0,0,0,0,0,0,0,0,0,0,0,0,0,0,0,0,0,0,0,0]
[2020,93,0,0,0,0,0,0,0,0,0,0,0,0,0,0,0,0,0,0,0,0,0,0,0,0,0,0,0,0,0,0,0,0,0,0,0,0,0,0,0,0,0,0,0,0,0,0,0,0,0,0,0,0,0]
[2020,94,0,0,0,0,0,0,0,0,0,0,0,0,0,0,0,0,0,0,0,0,0,0,0,0,0,0,0,0,0,0,0,0,0,0,0,0,0,0,0,0,0,0,0,0,0,0,0,0,0,0,0,0,0]
[2020,95,0,0,0,0,0,0,0,0,0,0,0,0,0,0,0,0,0,0,0,0,0,0,0,0,0,0,0,0,0,0,0,0,0,0,0,0,0,0,0,0,0,0,0,0,0,0,0,0,0,0,0,0,0]
[2020,96,0,0,0,0,0,0,0,0,0,0,0,0,0,0,0,0,0,0,0,0,0,0,0,0,0,0,0,0,0,0,0,0,0,0,0,0,0,0,0,0,0,0,0,0,0,0,0,0,0,0,0,0,0]
[2020,97,0,0,0,0,0,0,0,0,0,0,0,0,0,0,0,0,0,0,0,0,0,0,0,0,0,0,0,0,0,0,0,0,0,0,0,0,0,0,0,0,0,0,0,0,0,0,0,0,0,0,0,0,0]
[2020,98,0,0,0,0,0,0,0,0,0,0,0,0,0,0,0,0,0,0,0,0,0,0,0,0,0,0,0,0,0,0,0,0,0,0,0,0,0,0,0,0,0,0,0,0,0,0,0,0,0,0,0,0,0]
[2020,99,0,0,0,0,0,0,0,0,0,0,0,0,0,0,0,0,0,0,0,0,0,0,0,0,0,0,0,0,0,0,0,0,0,0,0,0,0,0,0,0,0,0,0,0,0,0,0,0,0,0,0,0,0]
[2020,100,0,0,0,0,0,0,0,0,0,0,0,0,0,0,0,0,0,0,0,0,0,0,0,0,0,0,0,0,0,0,0,0,0,0,0,0,0,0,0,0,0,0,0,0,0,0,0,0,0,0,0,0,0]
[2020,101,0,0,0,0,0,0,0,0,0,0,0,0,0,0,0,0,0,0,0,0,0,0,0,0,0,0,0,0,0,0,0,0,0,0,0,0,0,0,0,0,0,0,0,0,0,0,0,0,0,0,0,0,0]
[2020,102,0,0,0,0,0,0,0,0,0,0,0,0,0,0,0,0,0,0,0,0,0,0,0,0,0,0,0,0,0,0,0,0,0,0,0,0,0,0,0,0,0,0,0,0,0,0,0,0,0,0,0,0,0]
[2020,103,0,0,0,0,0,0,0,0,0,0,0,0,0,0,0,0,0,0,0,0,0,0,0,0,0,0,0,0,0,0,0,0,0,0,0,0,0,0,0,0,0,0,0,0,0,0,0,0,0,0,0,0,0]
[2020,104,0,0,0,0,0,0,0,0,0,0,0,0,0,0,0,0,0,0,0,0,0,0,0,0,0,0,0,0,0,0,0,0,0,0,0,0,0,0,0,0,0,0,0,0,0,0,0,0,0,0,0,0,0]
[2020,105,0,0,0,0,0,0,0,0,0,0,0,0,0,0,0,0,0,0,0,0,0,0,0,0,0,0,0,0,0,0,0,0,0,0,0,0,0,0,0,0,0,0,0,0,0,0,0,0,0,0,0,0,0]
[2020,106,0,0,0,0,0,0,0,0,0,0,0,0,0,0,0,0,0,0,0,0,0,0,0,0,0,0,0,0,0,0,0,0,0,0,0,0,0,0,0,0,0,0,0,0,0,0,0,0,0,0,0,0,0]
[2020,107,0,0,0,0,0,0,0,0,0,0,0,0,0,0,0,0,0,0,0,0,0,0,0,0,0,0,0,0,0,0,0,0,0,0,0,0,0,0,0,0,0,0,0,0,0,0,0,0,0,0,0,0,0]
[2020,108,0,0,0,0,0,0,0,0,0,0,0,0,0,0,0,0,0,0,0,0,0,0,0,0,0,0,0,0,0,0,0,0,0,0,0,0,0,0,0,0,0,0,0,0,0,0,0,0,0,0,0,0,0]
[2020,109,0,0,0,0,0,0,0,0,0,0,0,0,0,0,0,0,0,0,0,0,0,0,0,0,0,0,0,0,0,0,0,0,0,0,0,0,0,0,0,0,0,0,0,0,0,0,0,0,0,0,0,0,0]
[2020,110,0,0,0,0,0,0,0,0,0,0,0,0,0,0,0,0,0,0,0,0,0,0,0,0,0,0,0,0,0,0,0,0,0,0,0,0,0,0,0,0,0,0,0,0,0,0,0,0,0,0,0,0,0]
[2020,111,0,0,0,0,0,0,0,0,0,0,0,0,0,0,0,0,0,0,0,0,0,0,0,0,0,0,0,0,0,0,0,0,0,0,0,0,0,0,0,0,0,0,0,0,0,0,0,0,0,0,0,0,0]
[2020,112,0,0,0,0,0,0,0,0,0,0,0,0,0,0,0,0,0,0,0,0,0,0,0,0,0,0,0,0,0,0,0,0,0,0,0,0,0,0,0,0,0,0,0,0,0,0,0,0,0,0,0,0,0]
[2020,113,0,0,0,0,0,0,0,0,0,0,0,0,0,0,0,0,0,0,0,0,0,0,0,0,0,0,0,0,0,0,0,0,0,0,0,0,0,0,0,0,0,0,0,0,0,0,0,0,0,0,0,0,0]
[2020,114,0,0,0,0,0,0,0,0,0,0,0,0,0,0,0,0,0,0,0,0,0,0,0,0,0,0,0,0,0,0,0,0,0,0,0,0,0,0,0,0,0,0,0,0,0,0,0,0,0,0,0,0,0]
[2020,115,0,0,0,0,0,0,0,0,0,0,0,0,0,0,0,0,0,0,0,0,0,0,0,0,0,0,0,0,0,0,0,0,0,0,0,0,0,0,0,0,0,0,0,0,0,0,0,0,0,0,0,0,0]
[2020,116,0,0,0,0,0,0,0,0,0,0,0,0,0,0,0,0,0,0,0,0,0,0,0,0,0,0,0,0,0,0,0,0,0,0,0,0,0,0,0,0,0,0,0,0,0,0,0,0,0,0,0,0,0]
[2020,117,0,0,0,0,0,0,0,0,0,0,0,0,0,0,0,0,0,0,0,0,0,0,0,0,0,0,0,0,0,0,0,0,0,0,0,0,0,0,0,0,0,0,0,0,0,0,0,0,0,0,0,0,0]
[2020,118,0,0,0,0,0,0,0,0,0,0,0,0,0,0,0,0,0,0,0,0,0,0,0,0,0,0,0,0,0,0,0,0,0,0,0,0,0,0,0,0,0,0,0,0,0,0,0,0,0,0,0,0,0]
[2020,119,0,0,0,0,0,0,0,0,0,0,0,0,0,0,0,0,0,0,0,0,0,0,0,0,0,0,0,0,0,0,0,0,0,0,0,0,0,0,0,0,0,0,0,0,0,0,0,0,0,0,0,0,0]
[2020,120,0,0,0,0,0,0,0,0,0,0,0,0,0,0,0,0,0,0,0,0,0,0,0,0,0,0,0,0,0,0,0,0,0,0,0,0,0,0,0,0,0,0,0,0,0,0,0,0,0,0,0,0,0]
[2020,121,0,0,0,0,0,0,0,0,0,0,0,0,0,0,0,0,0,0,0,0,0,0,0,0,0,0,0,0,0,0,0,0,0,0,0,0,0,0,0,0,0,0,0,0,0,0,0,0,0,0,0,0,0]
[2020,122,0,0,0,0,0,0,0,0,0,0,0,0,0,0,0,0,0,0,0,0,0,0,0,0,0,0,0,0,0,0,0,0,0,0,0,0,0,0,0,0,0,0,0,0,0,0,0,0,0,0,0,0,0]
[2020,123,0,0,0,0,0,0,0,0,0,0,0,0,0,0,0,0,0,0,0,0,0,0,0,0,0,0,0,0,0,0,0,0,0,0,0,0,0,0,0,0,0,0,0,0,0,0,0,0,0,0,0,0,0]
[2020,124,0,0,0,0,0,0,0,0,0,0,0,0,0,0,0,0,0,0,0,0,0,0,0,0,0,0,0,0,0,0,0,0,0,0,0,0,0,0,0,0,0,0,0,0,0,0,0,0,0,0,0,0,0]
[2020,125,0,0,0,0,0,0,0,0,0,0,0,0,0,0,0,0,0,0,0,0,0,0,0,0,0,0,0,0,0,0,0,0,0,0,0,0,0,0,0,0,0,0,0,0,0,0,0,0,0,0,0,0,0]
[2020,126,0,0,0,0,0,0,0,0,0,0,0,0,0,0,0,0,0,0,0,0,0,0,0,0,0,0,0,0,0,0,0,0,0,0,0,0,0,0,0,0,0,0,0,0,0,0,0,0,0,0,0,0,0]
[2020,127,0,0,0,0,0,0,0,0,0,0,0,0,0,0,0,0,0,0,0,0,0,0,0,0,0,0,0,0,0,0,0,0,0,0,0,0,0,0,0,0,0,0,0,0,0,0,0,0,0,0,0,0,0]
[2020,128,0,0,0,0,0,0,0,0,0,0,0,0,0,0,0,0,0,0,0,0,0,0,0,0,0,0,0,0,0,0,0,0,0,0,0,0,0,0,0,0,0,0,0,0,0,0,0,0,0,0,0,0,0]
[2020,129,0,0,0,0,0,0,0,0,0,0,0,0,0,0,0,0,0,0,0,0,0,0,0,0,0,0,0,0,0,0,0,0,0,0,0,0,0,0,0,0,0,0,0,0,0,0,0,0,0,0,0,0,0]
[2020,130,0,0,0,0,0,0,0,0,0,0,0,0,0,0,0,0,0,0,0,0,0,0,0,0,0,0,0,0,0,0,0,0,0,0,0,0,0,0,0,0,0,0,0,0,0,0,0,0,0,0,0,0,0]
[2020,131,0,0,0,0,0,0,0,0,0,0,0,0,0,0,0,0,0,0,0,0,0,0,0,0,0,0,0,0,0,0,0,0,0,0,0,0,0,0,0,0,0,0,0,0,0,0,0,0,0,0,0,0,0]
[2020,132,0,0,0,0,0,0,0,0,0,0,0,0,0,0,0,0,0,0,0,0,0,0,0,0,0,0,0,0,0,0,0,0,0,0,0,0,0,0,0,0,0,0,0,0,0,0,0,0,0,0,0,0,0]
[2020,133,0,0,0,0,0,0,0,0,0,0,0,0,0,0,0,0,0,0,0,0,0,0,0,0,0,0,0,0,0,0,0,0,0,0,0,0,0,0,0,0,0,0,0,0,0,0,0,0,0,0,0,0,0]
[2020,134,0,0,0,0,0,0,0,0,0,0,0,0,0,0,0,0,0,0,0,0,0,0,0,0,0,0,0,0,0,0,0,0,0,0,0,0,0,0,0,0,0,0,0,0,0,0,0,0,0,0,0,0,0]
[2020,135,0,0,0,0,0,0,0,0,0,0,0,0,0,0,0,0,0,0,0,0,0,0,0,0,0,0,0,0,0,0,0,0,0,0,0,0,0,0,0,0,0,0,0,0,0,0,0,0,0,0,0,0,0]
[2020,136,0,0,0,0,0,0,0,0,0,0,0,0,0,0,0,0,0,0,0,0,0,0,0,0,0,0,0,0,0,0,0,0,0,0,0,0,0,0,0,0,0,0,0,0,0,0,0,0,0,0,0,0,0]
[2020,137,0,0,0,0,0,0,0,0,0,0,0,0,0,0,0,0,0,0,0,0,0,0,0,0,0,0,0,0,0,0,0,0,0,0,0,0,0,0,0,0,0,0,0,0,0,0,0,0,0,0,0,0,0]
[2020,138,0,0,0,0,0,0,0,0,0,0,0,0,0,0,0,0,0,0,0,0,0,0,0,0,0,0,0,0,0,0,0,0,0,0,0,0,0,0,0,0,0,0,0,0,0,0,0,0,0,0,0,0,0]
[2020,139,0,0,0,0,0,0,0,0,0,0,0,0,0,0,0,0,0,0,0,0,0,0,0,0,0,0,0,0,0,0,0,0,0,0,0,0,0,0,0,0,0,0,0,0,0,0,0,0,0,0,0,0,0]
[2020,140,0,0,0,0,0,0,0,0,0,0,0,0,0,0,0,0,0,0,0,0,0,0,0,0,0,0,0,0,0,0,0,0,0,0,0,0,0,0,0,0,0,0,0,0,0,0,0,0,0,0,0,0,0]
[2020,141,0,0,0,0,0,0,0,0,0,0,0,0,0,0,0,0,0,0,0,0,0,0,0,0,0,0,0,0,0,0,0,0,0,0,0,0,0,0,0,0,0,0,0,0,0,0,0,0,0,0,0,0,0]
[2020,142,0,0,0,0,0,0,0,0,0,0,0,0,0,0,0,0,0,0,0,0,0,0,0,0,0,0,0,0,0,0,0,0,0,0,0,0,0,0,0,0,0,0,0,0,0,0,0,0,0,0,0,0,0]
[2020,143,0,0,0,0,0,0,0,0,0,0,0,0,0,0,0,0,0,0,0,0,0,0,0,0,0,0,0,0,0,0,0,0,0,0,0,0,0,0,0,0,0,0,0,0,0,0,0,0,0,0,0,0,0]
[2020,144,0,0,0,0,0,0,0,0,0,0,0,0,0,0,0,0,0,0,0,0,0,0,0,0,0,0,0,0,0,0,0,0,0,0,0,0,0,0,0,0,0,0,0,0,0,0,0,0,0,0,0,0,0]
[2020,145,0,0,0,0,0,0,0,0,0,0,0,0,0,0,0,0,0,0,0,0,0,0,0,0,0,0,0,0,0,0,0,0,0,0,0,0,0,0,0,0,0,0,0,0,0,0,0,0,0,0,0,0,0]
[2020,146,0,0,0,0,0,0,0,0,0,0,0,0,0,0,0,0,0,0,0,0,0,0,0,0,0,0,0,0,0,0,0,0,0,0,0,0,0,0,0,0,0,0,0,0,0,0,0,0,0,0,0,0,0]
[2020,147,0,0,0,0,0,0,0,0,0,0,0,0,0,0,0,0,0,0,0,0,0,0,0,0,0,0,0,0,0,0,0,0,0,0,0,0,0,0,0,0,0,0,0,0,0,0,0,0,0,0,0,0,0]
[2020,148,0,0,0,0,0,0,0,0,0,0,0,0,0,0,0,0,0,0,0,0,0,0,0,0,0,0,0,0,0,0,0,0,0,0,0,0,0,0,0,0,0,0,0,0,0,0,0,0,0,0,0,0,0]
[2020,149,0,0,0,0,0,0,0,0,0,0,0,0,0,0,0,0,0,0,0,0,0,0,0,0,0,0,0,0,0,0,0,0,0,0,0,0,0,0,0,0,0,0,0,0,0,0,0,0,0,0,0,0,0]
[2020,150,{"$f":"INDEX(D457:BC457,MATCH($C$7,$D$7:$BC$7,0))","v":0},0,0,0,0,0,0,0,0,0,0,0,0,0,0,0,0,0,0,0,0,0,0,0,0,0,0,0,0,0,0,0,0,0,0,0,0,0,0,0,0,0,0,0,0,0,0,0,0,0,0,0,0]
[2021,1,8760,8760,8760,8760,8759,8760,8760,8760,8760,8760,8760,8334,8760,8760,8760,8760,8760,8760,8760,8760,8756,8760,8760,8760,8760,8739,8760,8760,8760,8760,8753,8760,8760,8760,8760,8725,8760,0,8760,8760,8749,8760,0,0,8737,8760,8753,8760,8760,8760,0,0,8760]
[2021,2,8760,8760,8760,8760,8759,8760,8760,8760,8760,8760,8760,8332,8760,8760,8760,8760,8760,8760,8760,8760,8756,8760,8760,8760,8760,8726,8759,8760,8760,8760,8753,8760,8760,8760,8760,8724,8760,0,8760,8760,8749,8760,0,0,6492,8760,8746,8760,8760,8760,0,0,8760]
[2021,3,8760,8760,8760,8760,8759,8760,8760,8760,8760,8760,8760,8331,8760,8760,8760,8760,8760,8760,8760,8760,8756,8760,8760,8760,8760,8713,8759,8760,8760,8760,8753,8760,8760,8760,8760,8723,8760,0,8760,8760,8749,8760,0,0,1947,8760,8694,8760,8760,8760,0,0,8760]
[2021,4,8752,8760,8760,8760,8759,8760,8760,8760,8752,8760,8760,8329,8760,8760,8760,8760,8760,8760,8760,8760,8756,8760,8760,8760,8760,8700,8759,8760,8760,8760,8753,8760,8760,8760,8760,8721,8760,0,8760,8737,8749,8760,0,0,574,8760,8623,8760,8760,8760,0,0,8760]
[2021,5,8595,8760,8503,8760,8759,8681,8759,8760,8595,8760,8760,8059,8760,8760,8760,8760,8760,8760,8760,8760,8756,8760,8760,8760,8760,8685,8759,8760,8760,8760,8753,8760,8760,8760,8760,8721,8760,0,8760,8177,8748,8760,0,0,137,8760,8480,8760,8760,8760,0,0,8760]
[2021,6,7986,8760,7324,8366,8759,7670,8679,8760,7986,8760,8760,7623,8760,8760,8760,8760,8760,8760,8383,8760,8756,8760,8760,8759,8760,8672,8759,8760,8760,8760,8753,8760,8760,8760,8760,8720,8760,0,8760,6047,8748,8760,0,0,51,8760,8225,8760,8760,8760,0,0,8760]
[2021,7,7175,8760,6486,7344,8190,6416,8310,8760,7175,8760,8760,7106,8760,8760,8760,8760,8325,8760,7599,8760,8756,8760,8760,8759,8760,8659,8759,8760,8760,8760,8753,8760,8760,8760,8760,8720,8760,0,8760,4529,8745,8760,0,0,17,8760,7917,8759,8760,8760,0,0,8760]
[2021,8,5932,8760,5733,6611,7326,5247,7371,8760,5932,8760,8760,6720,8760,8760,8760,8760,7461,8625,6941,8760,8756,8760,8760,8759,8760,8638,8759,8760,8680,8760,8753,8757,8760,8760,8760,8720,8760,0,8760,3600,8420,8760,0,0,0,8682,7462,8541,8760,8760,0,0,8760]
[2021,9,5076,8758,4454,5931,6419,3955,6200,8760,5076,8760,8760,6295,8760,8760,8760,8760,6754,7855,5720,8760,8756,8760,8760,8750,8741,8537,8759,8760,8313,8760,8753,8658,8760,8274,8760,8719,8760,0,8417,2591,7930,8760,0,0,0,8271,6865,7725,8760,8760,0,0,8760]
[2021,10,4474,8749,2921,4576,5018,2478,5174,8760,4474,8760,8760,5572,8760,8760,8760,8760,6197,7058,4099,8760,8756,8760,8760,8702,8464,8201,8759,8758,7692,8756,8753,8403,8760,7668,8759,8719,8760,0,7957,1368,7129,8700,0,0,0,7582,6216,6590,8754,8760,0,0,8751]
[2021,11,3610,8738,1935,3174,3676,1580,4374,8751,3610,8760,8760,4728,8760,8751,8760,8760,5573,6470,2962,8760,8756,8760,8760,8636,7833,7716,8759,8720,6990,8718,8753,7757,8760,7063,8751,8719,8760,0,7298,502,6176,8477,0,0,0,6865,5503,5284,8738,8760,0,0,8303]
[2021,12,2947,8731,1298,2215,2555,967,3326,8509,2947,8760,8760,3957,8760,8710,8760,8760,4819,6026,2174,8760,8743,8760,8760,8539,7200,7181,8759,8468,6322,8659,8753,7089,8760,6568,8720,8719,8758,0,6672,147,5311,8188,0,0,0,6182,4868,4099,8677,8760,0,0,7722]
[2021,13,2526,8720,868,1530,1716,552,2303,8052,2526,8760,8760,3231,8759,8666,8760,8760,3908,5642,1553,8760,8502,8760,8760,8456,6610,6636,8759,7830,5610,8526,8753,6525,8760,6157,8712,8708,8746,0,6128,80,4233,7825,0,0,0,5553,4279,3093,8454,8760,0,0,7267]
[2021,14,1785,8695,585,1089,1192,323,1520,7539,1785,8760,8760,2507,8759,8621,8753,8760,2726,5111,1117,8760,8000,8760,8758,8320,6113,6067,8737,7196,4956,8286,8753,6044,8760,5746,8700,8646,8685,0,5688,49,3280,7284,0,0,0,4908,3792,2300,8035,8760,0,0,6915]
[2021,15,829,8664,401,776,835,194,1025,7012,829,8760,8760,1890,8743,8582,8719,8760,1928,4344,839,8739,7379,8757,8728,8016,5594,5506,8601,6564,4339,8052,8753,5525,8758,5236,8327,8540,8347,0,5288,33,2576,6609,0,0,0,4076,3366,1725,7610,8744,0,0,6506]
[2021,16,305,8646,268,530,585,129,604,6628,305,8760,8760,1401,8668,8561,8695,8760,1376,3256,627,8629,6814,8678,8661,7650,5050,4990,8425,5828,3782,7692,8753,5014,8567,4586,7186,8358,7884,0,4863,14,1956,5878,0,0,0,3041,2939,1239,7088,8701,0,0,6154]
[2021,17,139,8625,183,377,397,100,287,6266,139,8760,8760,1039,8495,8505,8663,8760,973,2168,482,8470,6337,8400,8430,7239,4496,4533,8156,5031,2935,7219,8753,4568,8083,3720,5641,8062,7461,0,4301,0,1497,5202,0,0,0,2224,2380,873,6448,8651,0,0,5862]
[2021,18,72,8603,121,259,270,86,123,5893,72,8760,8759,794,8250,8320,8609,8661,673,1451,363,8146,6004,7992,7947,6934,4030,4168,7692,4401,2167,6756,8753,4053,7566,2873,4654,7701,6969,0,3596,0,1121,4609,0,0,0,1661,1749,636,5769,8558,0,0,5549]
[2021,19,48,8573,90,178,193,73,76,5421,48,8760,8727,600,7971,8099,8528,8210,461,987,253,7742,5702,7579,7246,6650,3349,3884,7218,3728,1551,6346,8740,3518,7104,2233,4011,7257,6551,0,2890,0,849,4160,0,0,0,1196,1142,458,5145,8421,0,0,5139]
[2021,20,30,8504,81,125,150,58,50,4881,30,8760,8512,465,7567,7807,8332,7712,326,706,163,7330,5314,7134,6397,6314,2575,3627,6710,3151,1142,5912,8664,2844,6693,1739,3633,6718,6214,0,2251,0,653,3776,0,0,0,850,740,318,4612,8227,0,0,4423]
[2021,21,3,8399,69,97,130,46,40,4133,3,8759,8200,362,7103,7533,8028,7205,233,491,94,6934,4872,6740,5628,5961,1792,3339,6189,2589,807,5373,8528,2172,6397,1345,3319,6111,5911,0,1663,0,465,3411,0,0,0,617,473,235,4204,7943,0,0,3412]
[2021,22,0,8103,57,87,111,35,26,3296,0,8754,7858,273,6556,7241,7695,6718,183,332,49,6495,4473,6423,4762,5484,1290,3028,5772,2109,552,4942,8286,1612,6116,1020,3035,5572,5552,0,1239,0,348,2982,0,0,0,422,340,165,3864,7428,0,0,2574]
[2021,23,0,7621,45,75,96,22,8,2604,0,8742,7474,206,5931,6929,7390,6276,149,233,16,6007,4053,6137,3868,4994,934,2738,5295,1720,385,4608,8008,1210,5836,762,2816,5077,5107,0,880,0,238,2590,0,0,0,283,252,118,3557,6771,0,0,1870]
[2021,24,0,7046,34,67,83,10,4,2115,0,8718,7186,147,5333,6621,7080,5828,131,149,0,5526,3676,5859,3109,4561,674,2459,4879,1374,272,4344,7721,874,5519,569,2632,4644,4665,0,619,0,151,2184,0,0,0,191,194,86,3277,5998,0,0,1411]
[2021,25,0,6372,25,57,68,1,4,1712,0,8654,6881,106,4810,6339,6842,5327,108,119,0,5022,3305,5555,2441,4241,504,2077,4347,1121,202,4184,7231,648,5130,429,2437,4324,4314,0,415,0,105,1823,0,0,0,120,157,63,3015,5221,0,0,1106]
[2021,26,0,5707,17,47,56,0,2,1341,0,8575,6612,74,4400,6140,6611,4770,98,102,0,4473,2801,5163,1906,3952,384,1627,3775,924,144,4013,6597,485,4612,328,2221,4025,3955,0,290,0,71,1474,0,0,0,78,117,45,2721,4600,0,0,881]
[2021,27,0,5095,11,39,51,0,0,1091,0,8443,6367,59,4047,5895,6390,4122,92,94,0,3766,2214,4775,1473,3746,290,1219,3209,777,105,3843,6135,360,4007,256,1913,3720,3558,0,203,0,56,1176,0,0,0,52,90,37,2433,4139,0,0,705]
[2021,28,0,4398,5,31,41,0,0,905,0,8278,6111,48,3695,5700,6226,3476,80,84,0,3169,1686,4442,1144,3500,218,853,2738,631,81,3679,5644,272,3378,187,1523,3411,3079,0,149,0,46,968,0,0,0,33,61,32,2103,3804,0,0,567]
[2021,29,0,3618,1,22,32,0,0,733,0,7947,5811,39,3372,5492,6117,2806,69,72,0,2631,1248,4134,878,3296,173,617,2314,514,62,3512,5234,209,2787,150,1033,3056,2575,0,116,0,36,758,0,0,0,20,49,30,1695,3502,0,0,450]
[2021,30,0,2895,0,7,21,0,0,602,0,7685,5543,30,3134,5285,6014,2130,62,62,0,2215,921,3814,699,3091,137,441,1949,423,52,3308,4875,165,2339,130,600,2715,2116,0,96,0,24,600,0,0,0,13,30,28,1250,3250,0,0,353]
[2021,31,0,2039,0,3,12,0,0,482,0,7410,5272,25,2916,5057,5927,1626,53,49,0,1838,679,3497,548,2889,116,294,1669,326,41,3146,4542,137,1960,109,421,2297,1724,0,82,0,21,460,0,0,0,6,20,20,854,3005,0,0,279]
[2021,32,0,1330,0,0,3,0,0,395,0,7041,4995,22,2696,4783,5822,1290,43,39,0,1526,473,3184,424,2715,103,168,1420,257,38,2958,4311,119,1666,100,302,1861,1430,0,66,0,16,355,0,0,0,4,9,19,555,2730,0,0,228]
[2021,33,0,878,0,0,0,0,0,312,0,6702,4666,19,2506,4477,5706,1002,35,25,0,1288,351,2748,328,2547,93,97,1218,173,34,2731,4136,111,1380,90,233,1401,1161,0,58,0,8,258,0,0,0,1,6,16,389,2495,0,0,190]
[2021,34,0,548,0,0,0,0,0,247,0,6341,4238,16,2253,4235,5534,751,26,22,0,1075,252,2271,243,2408,88,54,1005,131,28,2529,3978,102,1127,80,181,1007,917,0,46,0,5,195,0,0,0,0,2,14,255,2277,0,0,166]
[2021,35,0,361,0,0,0,0,0,200,0,5957,3835,11,1971,3963,5269,581,19,13,0,886,192,1825,184,2276,79,15,842,101,18,2322,3815,93,917,72,145,735,729,0,36,0,4,145,0,0,0,0,0,13,187,2038,0,0,148]
[2021,36,0,244,0,0,0,0,0,165,0,5584,3330,10,1720,3743,4990,445,11,7,0,729,151,1423,129,2140,65,5,701,75,12,2121,3663,85,754,65,113,532,568,0,29,0,3,108,0,0,0,0,0,10,153,1781,0,0,136]
[2021,37,0,172,0,0,0,0,0,135,0,5195,2865,10,1484,3492,4771,353,3,2,0,606,125,1104,92,1989,56,0,591,62,7,1932,3495,75,616,61,85,378,446,0,25,0,0,77,0,0,0,0,0,8,115,1492,0,0,122]
[2021,38,0,119,0,0,0,0,0,110,0,4781,2437,8,1250,3270,4533,268,0,0,0,504,112,879,70,1794,43,0,469,57,3,1709,3332,71,505,56,70,275,339,0,19,0,0,55,0,0,0,0,0,8,98,1142,0,0,109]
[2021,39,0,97,0,0,0,0,0,99,0,4390,2064,7,1020,3056,4360,217,0,0,0,426,103,694,49,1525,36,0,371,49,1,1433,3164,62,415,47,56,211,268,0,14,0,0,45,0,0,0,0,0,6,83,812,0,0,101]
[2021,40,0,81,0,0,0,0,0,90,0,4004,1794,5,801,2863,4229,167,0,0,0,336,90,542,40,1256,32,0,297,45,0,1142,2995,56,343,40,49,163,217,0,10,0,0,30,0,0,0,0,0,6,62,542,0,0,94]
[2021,41,0,69,0,0,0,0,0,82,0,3615,1556,5,610,2684,4082,142,0,0,0,276,78,416,34,952,25,0,230,36,0,857,2786,46,258,32,46,137,182,0,9,0,0,18,0,0,0,0,0,6,48,369,0,0,89]
[2021,42,0,50,0,0,0,0,0,75,0,3246,1333,5,459,2510,3985,124,0,0,0,229,70,316,25,681,17,0,174,26,0,605,2508,41,197,25,37,120,156,0,8,0,0,15,0,0,0,0,0,6,39,238,0,0,79]
[2021,43,0,42,0,0,0,0,0,69,0,2858,1129,4,361,2336,3904,112,0,0,0,185,57,244,21,456,9,0,132,21,0,429,2111,36,162,18,30,107,137,0,1,0,0,6,0,0,0,0,0,5,29,161,0,0,75]
[2021,44,0,35,0,0,0,0,0,61,0,2517,981,3,276,2168,3816,98,0,0,0,154,49,188,18,306,5,0,95,15,0,291,1700,32,129,10,17,92,128,0,0,0,0,3,0,0,0,0,0,5,16,124,0,0,69]
[2021,50,0,0,0,0,0,0,0,25,0,1003,392,0,87,1114,2933,55,0,0,0,70,19,93,0,40,0,0,22,2,0,34,364,4,60,0,0,47,77,0,0,0,0,0,0,0,0,0,0,0,0,13,0,0,10]
[2021,55,0,0,0,0,0,0,0,0,0,420,204,0,43,301,2522,27,0,0,0,43,3,59,0,0,0,0,0,0,0,2,170,0,39,0,0,24,42,0,0,0,0,0,0,0,0,0,0,0,0,2,0,0,0]
[2021,62,0,0,0,0,0,0,0,0,0,130,123,0,16,4,1977,3,0,0,0,17,0,27,0,0,0,0,0,0,0,0,87,0,17,0,0,0,19,0,0,0,0,0,0,0,0,0,0,0,0,0,0,0,0]
[2021,67,0,0,0,0,0,0,0,0,0,47,92,0,5,0,1293,0,0,0,0,3,0,6,0,0,0,0,0,0,0,0,61,0,6,0,0,0,3,0,0,0,0,0,0,0,0,0,0,0,0,0,0,0,0]
[2021,72,0,0,0,0,0,0,0,0,0,18,72,0,1,0,376,0,0,0,0,0,0,0,0,0,0,0,0,0,0,0,41,0,0,0,0,0,0,0,0,0,0,0,0,0,0,0,0,0,0,0,0,0,0]
[2021,79,0,0,0,0,0,0,0,0,0,0,46,0,0,0,4,0,0,0,0,0,0,0,0,0,0,0,0,0,0,0,16,0,0,0,0,0,0,0,0,0,0,0,0,0,0,0,0,0,0,0,0,0,0]
[2021,84,0,0,0,0,0,0,0,0,0,0,28,0,0,0,0,0,0,0,0,0,0,0,0,0,0,0,0,0,0,0,0,0,0,0,0,0,0,0,0,0,0,0,0,0,0,0,0,0,0,0,0,0,0]
[2021,87,0,0,0,0,0,0,0,0,0,0,20,0,0,0,0,0,0,0,0,0,0,0,0,0,0,0,0,0,0,0,0,0,0,0,0,0,0,0,0,0,0,0,0,0,0,0,0,0,0,0,0,0,0]
[2021,96,0,0,0,0,0,0,0,0,0,0,0,0,0,0,0,0,0,0,0,0,0,0,0,0,0,0,0,0,0,0,0,0,0,0,0,0,0,0,0,0,0,0,0,0,0,0,0,0,0,0,0,0,0]
[2021,98,0,0,0,0,0,0,0,0,0,0,0,0,0,0,0,0,0,0,0,0,0,0,0,0,0,0,0,0,0,0,0,0,0,0,0,0,0,0,0,0,0,0,0,0,0,0,0,0,0,0,0,0,0]
[2021,103,0,0,0,0,0,0,0,0,0,0,0,0,0,0,0,0,0,0,0,0,0,0,0,0,0,0,0,0,0,0,0,0,0,0,0,0,0,0,0,0,0,0,0,0,0,0,0,0,0,0,0,0,0]
[2021,108,0,0,0,0,0,0,0,0,0,0,0,0,0,0,0,0,0,0,0,0,0,0,0,0,0,0,0,0,0,0,0,0,0,0,0,0,0,0,0,0,0,0,0,0,0,0,0,0,0,0,0,0,0]
[2021,115,0,0,0,0,0,0,0,0,0,0,0,0,0,0,0,0,0,0,0,0,0,0,0,0,0,0,0,0,0,0,0,0,0,0,0,0,0,0,0,0,0,0,0,0,0,0,0,0,0,0,0,0,0]
[2021,120,0,0,0,0,0,0,0,0,0,0,0,0,0,0,0,0,0,0,0,0,0,0,0,0,0,0,0,0,0,0,0,0,0,0,0,0,0,0,0,0,0,0,0,0,0,0,0,0,0,0,0,0,0]
[2021,125,0,0,0,0,0,0,0,0,0,0,0,0,0,0,0,0,0,0,0,0,0,0,0,0,0,0,0,0,0,0,0,0,0,0,0,0,0,0,0,0,0,0,0,0,0,0,0,0,0,0,0,0,0]
[2021,130,0,0,0,0,0,0,0,0,0,0,0,0,0,0,0,0,0,0,0,0,0,0,0,0,0,0,0,0,0,0,0,0,0,0,0,0,0,0,0,0,0,0,0,0,0,0,0,0,0,0,0,0,0]
[2021,137,0,0,0,0,0,0,0,0,0,0,0,0,0,0,0,0,0,0,0,0,0,0,0,0,0,0,0,0,0,0,0,0,0,0,0,0,0,0,0,0,0,0,0,0,0,0,0,0,0,0,0,0,0]
[2021,142,0,0,0,0,0,0,0,0,0,0,0,0,0,0,0,0,0,0,0,0,0,0,0,0,0,0,0,0,0,0,0,0,0,0,0,0,0,0,0,0,0,0,0,0,0,0,0,0,0,0,0,0,0]
[2021,147,0,0,0,0,0,0,0,0,0,0,0,0,0,0,0,0,0,0,0,0,0,0,0,0,0,0,0,0,0,0,0,0,0,0,0,0,0,0,0,0,0,0,0,0,0,0,0,0,0,0,0,0,0]
[2022,4,8755,8760,8760,8760,8759,8760,8760,8760,8755,8760,8760,8329,8760,8760,8760,8760,8760,8760,8760,8760,8756,8760,8760,8760,8760,8701,8759,8760,8760,8760,8753,8760,8760,8760,8760,8721,8760,0,8760,8741,8749,8760,0,0,611,8760,8628,8760,8760,8760,0,0,8760]
[2022,6,8108,8760,7434,8479,8759,7777,8695,8760,8108,8760,8760,7699,8760,8760,8760,8760,8760,8760,8468,8760,8756,8760,8760,8759,8760,8674,8759,8760,8760,8760,8753,8760,8760,8760,8760,8720,8760,0,8760,6143,8748,8760,0,0,54,8760,8245,8760,8760,8760,0,0,8760]
[2022,16,478,8653,300,581,633,137,728,6750,478,8760,8760,1593,8692,8568,8708,8760,1514,3626,677,8651,6902,8701,8690,7794,5310,5201,8458,6017,3877,7808,8753,5081,8677,4751,7508,8394,7957,0,4996,18,2081,6123,0,0,0,3243,3014,1358,7165,8714,0,0,6223]
[2022,21,17,8456,73,103,130,48,44,4489,17,8759,8294,423,7237,7623,8245,7381,255,573,110,7045,4968,6817,5914,6161,2244,3497,6320,2740,875,5547,8575,2366,6510,1442,3411,6291,5982,0,1905,0,519,3612,0,0,0,676,495,270,4279,8048,0,0,3688]
[2022,23,0,7945,48,78,99,25,17,2896,0,8751,7619,251,6124,7049,7617,6407,164,266,24,6172,4171,6202,4216,5268,1174,2895,5417,1843,424,4731,8096,1315,5988,811,2887,5219,5203,0,1023,0,272,2827,0,0,0,317,267,135,3609,7023,0,0,2026]
[2022,28,0,4978,8,38,43,0,0,995,0,8391,6238,57,3831,5776,6363,3753,88,90,0,3366,1839,4552,1325,3676,270,1114,2887,684,86,3756,5823,303,3735,208,1682,3532,3237,0,173,0,49,1107,0,0,0,39,75,34,2201,3934,0,0,606]
[2022,33,0,1352,0,0,2,0,0,369,0,6944,4848,21,2591,4640,5819,1143,39,36,0,1393,397,2927,392,2687,103,156,1303,214,36,2852,4199,115,1571,98,263,1609,1238,0,63,0,10,337,0,0,0,3,7,18,428,2608,0,0,201]
[2022,40,0,97,0,0,0,0,0,96,0,4342,1962,7,912,2996,4402,206,0,0,0,376,94,613,47,1514,37,0,326,49,0,1351,3084,58,405,44,52,188,241,0,11,0,0,46,0,0,0,0,0,6,69,707,0,0,96]
[2022,45,0,36,0,0,0,0,0,61,0,2511,926,4,241,2128,3845,98,0,0,0,142,47,170,18,321,5,0,81,14,0,275,1512,29,129,7,13,90,118,0,0,0,0,3,0,0,0,0,0,5,12,113,0,0,62]
[2022,51,0,0,0,0,0,0,0,25,0,1021,384,0,86,1076,2998,52,0,0,0,64,18,92,0,45,0,0,20,2,0,34,343,2,60,0,0,46,71,0,0,0,0,0,0,0,0,0,0,0,0,10,0,0,8]
[2022,57,0,0,0,0,0,0,0,0,0,377,180,0,40,192,2506,24,0,0,0,36,0,49,0,0,0,0,0,0,0,1,148,0,37,0,0,20,38,0,0,0,0,0,0,0,0,0,0,0,0,0,0,0,0]
[2022,62,0,0,0,0,0,0,0,0,0,167,128,0,20,6,2151,4,0,0,0,17,0,31,0,0,0,0,0,0,0,0,91,0,20,0,0,0,20,0,0,0,0,0,0,0,0,0,0,0,0,0,0,0,0]
[2022,66,0,0,0,0,0,0,0,0,0,77,103,0,5,0,1757,0,0,0,0,5,0,16,0,0,0,0,0,0,0,0,69,0,8,0,0,0,6,0,0,0,0,0,0,0,0,0,0,0,0,0,0,0,0]
[2022,74,0,0,0,0,0,0,0,0,0,16,67,0,0,0,404,0,0,0,0,0,0,0,0,0,0,0,0,0,0,0,37,0,0,0,0,0,0,0,0,0,0,0,0,0,0,0,0,0,0,0,0,0,0]
[2022,79,0,0,0,0,0,0,0,0,0,2,49,0,0,0,27,0,0,0,0,0,0,0,0,0,0,0,0,0,0,0,21,0,0,0,0,0,0,0,0,0,0,0,0,0,0,0,0,0,0,0,0,0,0]
[2022,83,0,0,0,0,0,0,0,0,0,0,32,0,0,0,0,0,0,0,0,0,0,0,0,0,0,0,0,0,0,0,4,0,0,0,0,0,0,0,0,0,0,0,0,0,0,0,0,0,0,0,0,0,0]
[2022,91,0,0,0,0,0,0,0,0,0,0,8,0,0,0,0,0,0,0,0,0,0,0,0,0,0,0,0,0,0,0,0,0,0,0,0,0,0,0,0,0,0,0,0,0,0,0,0,0,0,0,0,0,0]
[2022,92,0,0,0,0,0,0,0,0,0,0,6,0,0,0,0,0,0,0,0,0,0,0,0,0,0,0,0,0,0,0,0,0,0,0,0,0,0,0,0,0,0,0,0,0,0,0,0,0,0,0,0,0,0]
[2022,100,0,0,0,0,0,0,0,0,0,0,0,0,0,0,0,0,0,0,0,0,0,0,0,0,0,0,0,0,0,0,0,0,0,0,0,0,0,0,0,0,0,0,0,0,0,0,0,0,0,0,0,0,0]
[2022,103,0,0,0,0,0,0,0,0,0,0,0,0,0,0,0,0,0,0,0,0,0,0,0,0,0,0,0,0,0,0,0,0,0,0,0,0,0,0,0,0,0,0,0,0,0,0,0,0,0,0,0,0,0]
[2022,109,0,0,0,0,0,0,0,0,0,0,0,0,0,0,0,0,0,0,0,0,0,0,0,0,0,0,0,0,0,0,0,0,0,0,0,0,0,0,0,0,0,0,0,0,0,0,0,0,0,0,0,0,0]
[2022,117,0,0,0,0,0,0,0,0,0,0,0,0,0,0,0,0,0,0,0,0,0,0,0,0,0,0,0,0,0,0,0,0,0,0,0,0,0,0,0,0,0,0,0,0,0,0,0,0,0,0,0,0,0]
[2022,121,0,0,0,0,0,0,0,0,0,0,0,0,0,0,0,0,0,0,0,0,0,0,0,0,0,0,0,0,0,0,0,0,0,0,0,0,0,0,0,0,0,0,0,0,0,0,0,0,0,0,0,0,0]
[2022,126,0,0,0,0,0,0,0,0,0,0,0,0,0,0,0,0,0,0,0,0,0,0,0,0,0,0,0,0,0,0,0,0,0,0,0,0,0,0,0,0,0,0,0,0,0,0,0,0,0,0,0,0,0]
[2022,132,0,0,0,0,0,0,0,0,0,0,0,0,0,0,0,0,0,0,0,0,0,0,0,0,0,0,0,0,0,0,0,0,0,0,0,0,0,0,0,0,0,0,0,0,0,0,0,0,0,0,0,0,0]
[2022,138,0,0,0,0,0,0,0,0,0,0,0,0,0,0,0,0,0,0,0,0,0,0,0,0,0,0,0,0,0,0,0,0,0,0,0,0,0,0,0,0,0,0,0,0,0,0,0,0,0,0,0,0,0]
[2022,143,0,0,0,0,0,0,0,0,0,0,0,0,0,0,0,0,0,0,0,0,0,0,0,0,0,0,0,0,0,0,0,0,0,0,0,0,0,0,0,0,0,0,0,0,0,0,0,0,0,0,0,0,0]
[2022,149,0,0,0,0,0,0,0,0,0,0,0,0,0,0,0,0,0,0,0,0,0,0,0,0,0,0,0,0,0,0,0,0,0,0,0,0,0,0,0,0,0,0,0,0,0,0,0,0,0,0,0,0,0]
[2023,5,8679,8760,8657,8760,8759,8713,8759,8760,8679,8760,8760,8148,8760,8760,8760,8760,8760,8760,8760,8760,8756,8760,8760,8760,8760,8689,8759,8760,8760,8760,8753,8760,8760,8760,8760,8721,8760,0,8760,8217,8748,8760,0,0,162,8760,8495,8760,8760,8760,0,0,8760]
[2023,10,4798,8755,3236,4880,5262,2679,5509,8760,4798,8760,8760,5900,8760,8760,8760,8760,6340,7241,4416,8760,8756,8760,8760,8722,8660,8359,8759,8758,7807,8757,8753,8456,8760,7785,8760,8719,8760,0,8142,1536,7312,8756,0,0,0,7744,6317,6973,8755,8760,0,0,8758]
[2023,12,3308,8734,1451,2416,2741,1086,3835,8643,3308,8760,8760,4364,8760,8720,8760,8760,5102,6191,2383,8760,8750,8760,8760,8604,7532,7450,8759,8611,6461,8682,8753,7236,8760,6665,8725,8719,8759,0,6862,172,5556,8338,0,0,0,6370,4965,4494,8694,8760,0,0,7861]
[2023,17,277,8642,211,438,455,109,467,6439,277,8760,8760,1284,8546,8541,8685,8760,1152,2623,541,8536,6454,8520,8600,7544,4871,4806,8257,5289,3177,7434,8753,4699,8348,4004,6188,8152,7562,0,4601,1,1633,5690,0,0,0,2510,2484,1050,6628,8672,0,0,5949]
[2023,27,0,5946,16,45,53,0,2,1262,0,8563,6503,76,4199,6042,6642,4519,98,102,0,4145,2438,4931,1752,3994,391,1643,3495,850,117,3977,6354,425,4549,279,2090,3844,3702,0,254,0,61,1432,0,0,0,69,98,42,2540,4458,0,0,782]
[2023,29,0,4760,4,27,37,0,0,868,0,8280,6003,51,3562,5626,6273,3263,79,82,0,2920,1429,4294,1067,3557,229,924,2499,583,71,3642,5427,246,3327,168,1342,3219,2736,0,137,0,43,959,0,0,0,29,51,32,1858,3727,0,0,503]
[2023,36,0,497,0,0,0,0,0,195,0,6024,3701,15,1884,3924,5400,555,20,17,0,829,169,1640,174,2338,87,21,766,93,17,2306,3767,93,947,72,142,669,629,0,35,0,4,159,0,0,0,0,0,13,162,2011,0,0,145]
[2023,41,0,101,0,0,0,0,0,92,0,4150,1782,8,777,2850,4328,166,0,0,0,326,85,482,42,1463,37,0,260,45,0,1172,2938,56,369,40,48,164,199,0,10,0,0,37,0,0,0,0,0,6,56,543,0,0,94]
[2023,46,0,40,0,0,0,0,0,60,0,2360,833,3,219,2020,3787,97,0,0,0,129,44,153,17,298,8,0,57,12,0,213,1230,27,123,6,10,84,110,0,0,0,0,3,0,0,0,0,0,3,6,106,0,0,46]
[2023,53,0,0,0,0,0,0,0,19,0,800,311,0,69,743,2846,45,0,0,0,59,12,79,0,31,0,0,14,0,0,24,264,1,55,0,0,43,62,0,0,0,0,0,0,0,0,0,0,0,0,6,0,0,3]
[2023,58,0,0,0,0,0,0,0,0,0,344,174,0,39,128,2483,24,0,0,0,36,0,45,0,0,0,0,0,0,0,1,142,0,38,0,0,19,37,0,0,0,0,0,0,0,0,0,0,0,0,0,0,0,0]
[2023,63,0,0,0,0,0,0,0,0,0,157,128,0,20,1,2132,4,0,0,0,17,0,27,0,0,0,0,0,0,0,0,90,0,21,0,0,0,19,0,0,0,0,0,0,0,0,0,0,0,0,0,0,0,0]
[2023,70,0,0,0,0,0,0,0,0,0,42,87,0,5,0,1320,0,0,0,0,0,0,1,0,0,0,0,0,0,0,0,54,0,4,0,0,0,0,0,0,0,0,0,0,0,0,0,0,0,0,0,0,0,0]
[2023,75,0,0,0,0,0,0,0,0,0,18,67,0,0,0,359,0,0,0,0,0,0,0,0,0,0,0,0,0,0,0,37,0,0,0,0,0,0,0,0,0,0,0,0,0,0,0,0,0,0,0,0,0,0]
[2023,80,0,0,0,0,0,0,0,0,0,3,49,0,0,0,24,0,0,0,0,0,0,0,0,0,0,0,0,0,0,0,20,0,0,0,0,0,0,0,0,0,0,0,0,0,0,0,0,0,0,0,0,0,0]
[2023,85,0,0,0,0,0,0,0,0,0,0,31,0,0,0,0,0,0,0,0,0,0,0,0,0,0,0,0,0,0,0,2,0,0,0,0,0,0,0,0,0,0,0,0,0,0,0,0,0,0,0,0,0,0]
[2023,87,0,0,0,0,0,0,0,0,0,0,27,0,0,0,0,0,0,0,0,0,0,0,0,0,0,0,0,0,0,0,0,0,0,0,0,0,0,0,0,0,0,0,0,0,0,0,0,0,0,0,0,0,0]
[2023,96,0,0,0,0,0,0,0,0,0,0,3,0,0,0,0,0,0,0,0,0,0,0,0,0,0,0,0,0,0,0,0,0,0,0,0,0,0,0,0,0,0,0,0,0,0,0,0,0,0,0,0,0,0]
[2023,99,0,0,0,0,0,0,0,0,0,0,0,0,0,0,0,0,0,0,0,0,0,0,0,0,0,0,0,0,0,0,0,0,0,0,0,0,0,0,0,0,0,0,0,0,0,0,0,0,0,0,0,0,0]
[2023,104,0,0,0,0,0,0,0,0,0,0,0,0,0,0,0,0,0,0,0,0,0,0,0,0,0,0,0,0,0,0,0,0,0,0,0,0,0,0,0,0,0,0,0,0,0,0,0,0,0,0,0,0,0]
[2023,113,0,0,0,0,0,0,0,0,0,0,0,0,0,0,0,0,0,0,0,0,0,0,0,0,0,0,0,0,0,0,0,0,0,0,0,0,0,0,0,0,0,0,0,0,0,0,0,0,0,0,0,0,0]
[2023,116,0,0,0,0,0,0,0,0,0,0,0,0,0,0,0,0,0,0,0,0,0,0,0,0,0,0,0,0,0,0,0,0,0,0,0,0,0,0,0,0,0,0,0,0,0,0,0,0,0,0,0,0,0]
[2023,121,0,0,0,0,0,0,0,0,0,0,0,0,0,0,0,0,0,0,0,0,0,0,0,0,0,0,0,0,0,0,0,0,0,0,0,0,0,0,0,0,0,0,0,0,0,0,0,0,0,0,0,0,0]
[2023,128,0,0,0,0,0,0,0,0,0,0,0,0,0,0,0,0,0,0,0,0,0,0,0,0,0,0,0,0,0,0,0,0,0,0,0,0,0,0,0,0,0,0,0,0,0,0,0,0,0,0,0,0,0]
[2023,133,0,0,0,0,0,0,0,0,0,0,0,0,0,0,0,0,0,0,0,0,0,0,0,0,0,0,0,0,0,0,0,0,0,0,0,0,0,0,0,0,0,0,0,0,0,0,0,0,0,0,0,0,0]
[2023,138,0,0,0,0,0,0,0,0,0,0,0,0,0,0,0,0,0,0,0,0,0,0,0,0,0,0,0,0,0,0,0,0,0,0,0,0,0,0,0,0,0,0,0,0,0,0,0,0,0,0,0,0,0]
[2023,145,0,0,0,0,0,0,0,0,0,0,0,0,0,0,0,0,0,0,0,0,0,0,0,0,0,0,0,0,0,0,0,0,0,0,0,0,0,0,0,0,0,0,0,0,0,0,0,0,0,0,0,0,0]
[2023,150,0,0,0,0,0,0,0,0,0,0,0,0,0,0,0,0,0,0,0,0,0,0,0,0,0,0,0,0,0,0,0,0,0,0,0,0,0,0,0,0,0,0,0,0,0,0,0,0,0,0,0,0,0]
[2024,4,8758,8760,8760,8760,8759,8760,8760,8760,8758,8760,8760,8329,8760,8760,8760,8760,8760,8760,8760,8760,8756,8760,8760,8760,8760,8702,8759,8760,8760,8760,8753,8760,8760,8760,8760,8721,8760,0,8760,8741,8749,8760,0,0,656,8760,8629,8760,8760,8760,0,0,8760]
[2024,7,7626,8760,6611,7470,8250,6559,8512,8760,7626,8760,8760,7321,8760,8760,8760,8760,8553,8760,7744,8760,8756,8760,8760,8759,8760,8664,8759,8760,8760,8760,8753,8760,8760,8760,8760,8720,8760,0,8760,4592,8748,8760,0,0,23,8760,7939,8760,8760,8760,0,0,8760]
[2024,12,3392,8738,1465,2369,2701,1073,4005,8655,3392,8760,8760,4481,8760,8722,8760,8760,5140,6211,2392,8760,8750,8760,8760,8612,7577,7485,8759,8593,6463,8683,8753,7232,8760,6664,8727,8719,8759,0,6875,169,5595,8360,0,0,0,6396,4949,4587,8687,8760,0,0,7847]
[2024,21,38,8537,76,108,133,50,50,4668,38,8760,8324,493,7279,7662,8319,7456,296,625,120,7097,4984,6886,5998,6378,2622,3614,6364,2808,898,5670,8588,2421,6635,1478,3460,6310,5989,0,2017,0,553,3768,0,0,0,736,499,297,4276,8135,0,0,3760]
[2024,24,0,7943,42,72,91,16,9,2470,0,8743,7325,229,5622,6775,7370,6097,146,213,9,5768,3789,6002,3557,5075,1000,2763,5030,1512,316,4524,7859,997,5811,651,2731,4801,4787,0,785,0,205,2618,0,0,0,240,205,113,3336,6542,0,0,1573]
[2024,29,0,5067,4,27,35,0,0,888,0,8306,5998,54,3553,5628,6266,3243,82,84,0,2933,1407,4314,1063,3605,246,973,2489,582,71,3657,5422,247,3448,168,1382,3214,2725,0,139,0,44,1023,0,0,0,31,52,32,1831,3744,0,0,502]
[2024,38,0,308,0,0,0,0,0,140,0,5343,2770,10,1417,3441,4902,345,8,4,0,581,123,1038,90,2127,68,4,519,61,6,1968,3443,73,672,60,83,353,374,0,26,0,0,90,0,0,0,0,0,10,103,1511,0,0,116]
[2024,41,0,109,0,0,0,0,0,95,0,4198,1768,8,763,2837,4328,165,0,0,0,325,84,510,40,1557,39,0,259,45,0,1198,2937,55,387,40,48,158,195,0,10,0,0,44,0,0,0,0,0,6,55,565,0,0,93]
[2024,47,0,35,0,0,0,0,0,56,0,2093,715,3,176,1852,3709,86,0,0,0,109,37,133,13,230,4,0,39,11,0,162,957,22,106,3,2,74,96,0,0,0,0,2,0,0,0,0,0,3,3,88,0,0,24]
[2024,49,0,24,0,0,0,0,0,43,0,1546,543,1,123,1533,3414,76,0,0,0,79,26,110,6,116,0,0,31,6,0,89,580,11,79,0,0,56,85,0,0,0,0,0,0,0,0,0,0,2,1,56,0,0,13]
[2024,58,0,0,0,0,0,0,0,0,0,357,172,0,38,131,2486,24,0,0,0,35,0,45,0,0,0,0,0,0,0,1,140,0,38,0,0,18,37,0,0,0,0,0,0,0,0,0,0,0,0,0,0,0,0]
[2024,64,0,0,0,0,0,0,0,0,0,138,119,0,15,0,2049,2,0,0,0,17,0,21,0,0,0,0,0,0,0,0,84,0,20,0,0,0,13,0,0,0,0,0,0,0,0,0,0,0,0,0,0,0,0]
[2024,70,0,0,0,0,0,0,0,0,0,45,85,0,4,0,1312,0,0,0,0,0,0,1,0,0,0,0,0,0,0,0,52,0,5,0,0,0,0,0,0,0,0,0,0,0,0,0,0,0,0,0,0,0,0]
[2024,75,0,0,0,0,0,0,0,0,0,18,66,0,0,0,349,0,0,0,0,0,0,0,0,0,0,0,0,0,0,0,37,0,0,0,0,0,0,0,0,0,0,0,0,0,0,0,0,0,0,0,0,0,0]
[2024,81,0,0,0,0,0,0,0,0,0,2,46,0,0,0,13,0,0,0,0,0,0,0,0,0,0,0,0,0,0,0,16,0,0,0,0,0,0,0,0,0,0,0,0,0,0,0,0,0,0,0,0,0,0]
[2024,82,0,0,0,0,0,0,0,0,0,1,41,0,0,0,6,0,0,0,0,0,0,0,0,0,0,0,0,0,0,0,15,0,0,0,0,0,0,0,0,0,0,0,0,0,0,0,0,0,0,0,0,0,0]
[2024,88,0,0,0,0,0,0,0,0,0,0,24,0,0,0,0,0,0,0,0,0,0,0,0,0,0,0,0,0,0,0,0,0,0,0,0,0,0,0,0,0,0,0,0,0,0,0,0,0,0,0,0,0,0]
[2024,92,0,0,0,0,0,0,0,0,0,0,8,0,0,0,0,0,0,0,0,0,0,0,0,0,0,0,0,0,0,0,0,0,0,0,0,0,0,0,0,0,0,0,0,0,0,0,0,0,0,0,0,0,0]
[2024,99,0,0,0,0,0,0,0,0,0,0,0,0,0,0,0,0,0,0,0,0,0,0,0,0,0,0,0,0,0,0,0,0,0,0,0,0,0,0,0,0,0,0,0,0,0,0,0,0,0,0,0,0,0]
[2024,105,0,0,0,0,0,0,0,0,0,0,0,0,0,0,0,0,0,0,0,0,0,0,0,0,0,0,0,0,0,0,0,0,0,0,0,0,0,0,0,0,0,0,0,0,0,0,0,0,0,0,0,0,0]
[2024,109,0,0,0,0,0,0,0,0,0,0,0,0,0,0,0,0,0,0,0,0,0,0,0,0,0,0,0,0,0,0,0,0,0,0,0,0,0,0,0,0,0,0,0,0,0,0,0,0,0,0,0,0,0]
[2024,117,0,0,0,0,0,0,0,0,0,0,0,0,0,0,0,0,0,0,0,0,0,0,0,0,0,0,0,0,0,0,0,0,0,0,0,0,0,0,0,0,0,0,0,0,0,0,0,0,0,0,0,0,0]
[2024,124,0,0,0,0,0,0,0,0,0,0,0,0,0,0,0,0,0,0,0,0,0,0,0,0,0,0,0,0,0,0,0,0,0,0,0,0,0,0,0,0,0,0,0,0,0,0,0,0,0,0,0,0,0]
[2024,128,0,0,0,0,0,0,0,0,0,0,0,0,0,0,0,0,0,0,0,0,0,0,0,0,0,0,0,0,0,0,0,0,0,0,0,0,0,0,0,0,0,0,0,0,0,0,0,0,0,0,0,0,0]
[2024,134,0,0,0,0,0,0,0,0,0,0,0,0,0,0,0,0,0,0,0,0,0,0,0,0,0,0,0,0,0,0,0,0,0,0,0,0,0,0,0,0,0,0,0,0,0,0,0,0,0,0,0,0,0]
[2024,135,0,0,0,0,0,0,0,0,0,0,0,0,0,0,0,0,0,0,0,0,0,0,0,0,0,0,0,0,0,0,0,0,0,0,0,0,0,0,0,0,0,0,0,0,0,0,0,0,0,0,0,0,0]
[2024,145,0,0,0,0,0,0,0,0,0,0,0,0,0,0,0,0,0,0,0,0,0,0,0,0,0,0,0,0,0,0,0,0,0,0,0,0,0,0,0,0,0,0,0,0,0,0,0,0,0,0,0,0,0]
[2024,146,0,0,0,0,0,0,0,0,0,0,0,0,0,0,0,0,0,0,0,0,0,0,0,0,0,0,0,0,0,0,0,0,0,0,0,0,0,0,0,0,0,0,0,0,0,0,0,0,0,0,0,0,0]
[2025,2,8760,8760,8760,8760,8759,8760,8760,8760,8760,8760,8760,8333,8760,8760,8760,8760,8760,8760,8760,8760,8756,8760,8760,8760,8760,8728,8760,8760,8760,8760,8753,8760,8760,8760,8760,8725,8760,0,8760,8760,8749,8760,0,0,6867,8760,8746,8760,8760,8760,0,0,8760]
[2025,8,6721,8760,6007,6736,7483,5473,7945,8760,6721,8760,8760,6966,8760,8760,8760,8760,7794,8744,7131,8760,8756,8760,8760,8759,8760,8651,8759,8760,8713,8760,8753,8760,8760,8760,8760,8720,8760,0,8760,3727,8529,8760,0,0,1,8741,7536,8688,8760,8760,0,0,8760]
[2025,13,2934,8732,1068,1784,1959,661,3172,8354,2934,8760,8760,4038,8759,8683,8760,8760,4527,5859,1836,8760,8599,8760,8760,8515,7170,7031,8759,8013,5868,8610,8753,6750,8760,6306,8715,8715,8749,0,6396,91,4780,8130,0,0,0,5858,4410,3770,8534,8760,0,0,7431]
[2025,19,80,8615,113,220,230,80,145,5875,80,8760,8755,923,8130,8238,8615,8497,664,1388,331,7984,5833,7824,7745,6986,4220,4200,7439,4052,1839,6673,8751,3862,7632,2566,4372,7508,6711,0,3450,0,1054,4749,0,0,0,1523,1377,642,5407,8523,0,0,5373]
[2025,25,0,7738,33,63,75,4,8,2217,0,8728,7144,215,5187,6550,7166,5741,133,163,1,5424,3544,5801,3040,4780,863,2594,4673,1297,247,4349,7608,806,5681,534,2604,4512,4479,0,627,0,154,2476,0,0,0,184,174,92,3138,5980,0,0,1337]
[2025,28,0,6006,11,39,45,0,2,1175,0,8498,6354,88,4003,5870,6485,4084,94,95,0,3690,2008,4729,1477,3892,384,1467,3068,742,94,3869,6054,341,4377,245,1892,3635,3402,0,216,0,58,1448,0,0,0,54,79,40,2297,4184,0,0,673]
[2025,37,0,596,0,0,0,0,0,193,0,5918,3467,17,1755,3792,5260,483,17,9,0,758,145,1508,145,2313,86,21,706,77,10,2234,3671,84,942,66,121,520,545,0,33,0,3,168,0,0,0,0,0,13,145,1892,0,0,135]
[2025,42,0,109,0,0,0,0,0,91,0,4052,1666,8,644,2733,4257,150,0,0,0,306,76,457,35,1410,36,0,234,40,0,1057,2837,46,379,32,47,138,180,0,10,0,0,44,0,0,0,0,0,6,49,463,0,0,89]
[2025,45,0,69,0,0,0,0,0,69,0,2969,1053,5,291,2246,3929,101,0,0,0,170,49,217,21,617,17,0,108,18,0,415,1815,32,175,10,21,94,126,0,1,0,0,14,0,0,0,0,0,5,14,148,0,0,69]
[2025,54,0,0,0,0,0,0,0,14,0,812,291,0,62,679,2812,43,0,0,0,55,10,79,0,31,0,0,3,0,0,18,242,0,55,0,0,36,56,0,0,0,0,0,0,0,0,0,0,0,0,5,0,0,1]
[2025,59,0,0,0,0,0,0,0,0,0,362,168,0,36,130,2468,19,0,0,0,33,0,45,0,0,0,0,0,0,0,0,131,0,38,0,0,13,32,0,0,0,0,0,0,0,0,0,0,0,0,0,0,0,0]
[2025,62,0,0,0,0,0,0,0,0,0,220,132,0,25,23,2260,6,0,0,0,22,0,33,0,0,0,0,0,0,0,0,99,0,26,0,0,0,22,0,0,0,0,0,0,0,0,0,0,0,0,0,0,0,0]
[2025,66,0,0,0,0,0,0,0,0,0,99,110,0,5,0,1917,1,0,0,0,7,0,19,0,0,0,0,0,0,0,0,71,0,16,0,0,0,8,0,0,0,0,0,0,0,0,0,0,0,0,0,0,0,0]
[2025,71,0,0,0,0,0,0,0,0,0,46,82,0,4,0,1259,0,0,0,0,0,0,1,0,0,0,0,0,0,0,0,51,0,3,0,0,0,0,0,0,0,0,0,0,0,0,0,0,0,0,0,0,0,0]
[2025,77,0,0,0,0,0,0,0,0,0,14,63,0,0,0,250,0,0,0,0,0,0,0,0,0,0,0,0,0,0,0,32,0,0,0,0,0,0,0,0,0,0,0,0,0,0,0,0,0,0,0,0,0,0]
[2025,83,0,0,0,0,0,0,0,0,0,0,36,0,0,0,6,0,0,0,0,0,0,0,0,0,0,0,0,0,0,0,10,0,0,0,0,0,0,0,0,0,0,0,0,0,0,0,0,0,0,0,0,0,0]
[2025,88,0,0,0,0,0,0,0,0,0,0,25,0,0,0,0,0,0,0,0,0,0,0,0,0,0,0,0,0,0,0,0,0,0,0,0,0,0,0,0,0,0,0,0,0,0,0,0,0,0,0,0,0,0]
[2025,95,0,0,0,0,0,0,0,0,0,0,4,0,0,0,0,0,0,0,0,0,0,0,0,0,0,0,0,0,0,0,0,0,0,0,0,0,0,0,0,0,0,0,0,0,0,0,0,0,0,0,0,0,0]
[2025,100,0,0,0,0,0,0,0,0,0,0,0,0,0,0,0,0,0,0,0,0,0,0,0,0,0,0,0,0,0,0,0,0,0,0,0,0,0,0,0,0,0,0,0,0,0,0,0,0,0,0,0,0,0]
[2025,105,0,0,0,0,0,0,0,0,0,0,0,0,0,0,0,0,0,0,0,0,0,0,0,0,0,0,0,0,0,0,0,0,0,0,0,0,0,0,0,0,0,0,0,0,0,0,0,0,0,0,0,0,0]
[2025,112,0,0,0,0,0,0,0,0,0,0,0,0,0,0,0,0,0,0,0,0,0,0,0,0,0,0,0,0,0,0,0,0,0,0,0,0,0,0,0,0,0,0,0,0,0,0,0,0,0,0,0,0,0]
[2025,117,0,0,0,0,0,0,0,0,0,0,0,0,0,0,0,0,0,0,0,0,0,0,0,0,0,0,0,0,0,0,0,0,0,0,0,0,0,0,0,0,0,0,0,0,0,0,0,0,0,0,0,0,0]
[2025,120,0,0,0,0,0,0,0,0,0,0,0,0,0,0,0,0,0,0,0,0,0,0,0,0,0,0,0,0,0,0,0,0,0,0,0,0,0,0,0,0,0,0,0,0,0,0,0,0,0,0,0,0,0]
[2025,129,0,0,0,0,0,0,0,0,0,0,0,0,0,0,0,0,0,0,0,0,0,0,0,0,0,0,0,0,0,0,0,0,0,0,0,0,0,0,0,0,0,0,0,0,0,0,0,0,0,0,0,0,0]
[2025,134,0,0,0,0,0,0,0,0,0,0,0,0,0,0,0,0,0,0,0,0,0,0,0,0,0,0,0,0,0,0,0,0,0,0,0,0,0,0,0,0,0,0,0,0,0,0,0,0,0,0,0,0,0]
[2025,137,0,0,0,0,0,0,0,0,0,0,0,0,0,0,0,0,0,0,0,0,0,0,0,0,0,0,0,0,0,0,0,0,0,0,0,0,0,0,0,0,0,0,0,0,0,0,0,0,0,0,0,0,0]
[2025,141,0,0,0,0,0,0,0,0,0,0,0,0,0,0,0,0,0,0,0,0,0,0,0,0,0,0,0,0,0,0,0,0,0,0,0,0,0,0,0,0,0,0,0,0,0,0,0,0,0,0,0,0,0]
[2025,146,0,0,0,0,0,0,0,0,0,0,0,0,0,0,0,0,0,0,0,0,0,0,0,0,0,0,0,0,0,0,0,0,0,0,0,0,0,0,0,0,0,0,0,0,0,0,0,0,0,0,0,0,0]
[2026,3,8760,8760,8760,8760,8759,8760,8760,8760,8760,8760,8760,8331,8760,8760,8760,8760,8760,8760,8760,8760,8756,8760,8760,8760,8760,8716,8759,8760,8760,8760,8753,8760,8760,8760,8760,8724,8760,0,8760,8760,8749,8760,0,0,2402,8760,8703,8760,8760,8760,0,0,8760]
[2026,8,6856,8760,6094,6809,7603,5655,8047,8760,6856,8760,8760,7072,8760,8760,8760,8760,7906,8757,7211,8760,8756,8760,8760,8759,8760,8653,8759,8760,8736,8760,8753,8760,8760,8760,8760,8720,8760,0,8760,3797,8590,8760,0,0,1,8754,7586,8724,8760,8760,0,0,8760]
[2026,13,3034,8733,1155,1924,2133,754,3408,8459,3034,8760,8760,4304,8759,8692,8760,8760,4692,5956,1976,8760,8650,8760,8760,8536,7359,7179,8759,8120,6003,8632,8753,6843,8760,6402,8716,8716,8751,0,6503,94,5025,8235,0,0,0,5977,4518,4073,8580,8760,0,0,7530]
[2026,20,70,8604,91,171,190,72,100,5603,70,8760,8735,836,7940,8070,8574,8180,530,1095,268,7718,5617,7549,7275,6797,3981,4020,7117,3637,1469,6400,8731,3398,7384,2185,3969,7170,6434,0,2995,0,892,4505,0,0,0,1223,996,549,4957,8423,0,0,5101]
[2026,25,0,7955,38,67,84,10,9,2441,0,8739,7255,255,5427,6668,7280,5903,140,197,8,5602,3652,5906,3301,4923,1063,2713,4862,1392,272,4442,7750,899,5844,595,2660,4652,4610,0,700,0,194,2678,0,0,0,222,189,116,3228,6252,0,0,1484]
[2026,30,0,5124,2,26,32,0,0,912,0,8293,5971,66,3489,5566,6235,3067,80,84,0,2834,1288,4256,1005,3556,273,981,2376,546,65,3632,5351,236,3644,164,1218,3131,2584,0,133,0,43,1091,0,0,0,27,50,34,1691,3677,0,0,495]
[2026,37,0,738,0,0,0,0,0,218,0,6162,3781,20,1894,3909,5413,543,21,18,0,843,158,1685,177,2370,91,40,758,88,15,2331,3762,92,1134,71,135,630,608,0,37,0,4,211,0,0,0,0,0,13,157,2018,0,0,143]
[2026,43,0,104,0,0,0,0,0,90,0,3997,1608,8,608,2677,4208,144,0,0,0,276,73,413,34,1322,37,0,211,35,0,953,2761,45,380,31,45,133,169,0,9,0,0,42,0,0,0,0,0,6,43,400,0,0,88]
[2026,47,0,49,0,0,0,0,0,64,0,2584,885,5,217,2046,3823,95,0,0,0,134,43,163,17,358,13,0,63,12,0,257,1311,27,156,6,10,85,109,0,0,0,0,7,0,0,0,0,0,5,4,110,0,0,50]
[2026,54,0,0,0,0,0,0,0,24,0,950,331,0,69,814,2889,45,0,0,0,60,10,81,0,43,0,0,13,0,0,27,274,1,64,0,0,41,63,0,0,0,0,0,0,0,0,0,0,0,0,7,0,0,3]
[2026,56,0,0,0,0,0,0,0,8,0,677,263,0,55,494,2738,35,0,0,0,50,7,71,0,14,0,0,2,0,0,11,206,0,52,0,0,33,48,0,0,0,0,0,0,0,0,0,0,0,0,4,0,0,1]
[2026,61,0,0,0,0,0,0,0,0,0,316,157,0,34,65,2403,17,0,0,0,30,0,41,0,0,0,0,0,0,0,0,122,0,36,0,0,7,30,0,0,0,0,0,0,0,0,0,0,0,0,0,0,0,0]
[2026,67,0,0,0,0,0,0,0,0,0,103,113,0,7,0,1932,2,0,0,0,9,0,20,0,0,0,0,0,0,0,0,75,0,18,0,0,0,10,0,0,0,0,0,0,0,0,0,0,0,0,0,0,0,0]
[2026,73,0,0,0,0,0,0,0,0,0,39,81,0,3,0,1097,0,0,0,0,0,0,0,0,0,0,0,0,0,0,0,47,0,4,0,0,0,0,0,0,0,0,0,0,0,0,0,0,0,0,0,0,0,0]
[2026,78,0,0,0,0,0,0,0,0,0,17,65,0,0,0,259,0,0,0,0,0,0,0,0,0,0,0,0,0,0,0,34,0,0,0,0,0,0,0,0,0,0,0,0,0,0,0,0,0,0,0,0,0,0]
[2026,84,0,0,0,0,0,0,0,0,0,1,43,0,0,0,7,0,0,0,0,0,0,0,0,0,0,0,0,0,0,0,13,0,0,0,0,0,0,0,0,0,0,0,0,0,0,0,0,0,0,0,0,0,0]
[2026,90,0,0,0,0,0,0,0,0,0,0,25,0,0,0,0,0,0,0,0,0,0,0,0,0,0,0,0,0,0,0,0,0,0,0,0,0,0,0,0,0,0,0,0,0,0,0,0,0,0,0,0,0,0]
[2026,95,0,0,0,0,0,0,0,0,0,0,7,0,0,0,0,0,0,0,0,0,0,0,0,0,0,0,0,0,0,0,0,0,0,0,0,0,0,0,0,0,0,0,0,0,0,0,0,0,0,0,0,0,0]
[2026,101,0,0,0,0,0,0,0,0,0,0,0,0,0,0,0,0,0,0,0,0,0,0,0,0,0,0,0,0,0,0,0,0,0,0,0,0,0,0,0,0,0,0,0,0,0,0,0,0,0,0,0,0,0]
[2026,107,0,0,0,0,0,0,0,0,0,0,0,0,0,0,0,0,0,0,0,0,0,0,0,0,0,0,0,0,0,0,0,0,0,0,0,0,0,0,0,0,0,0,0,0,0,0,0,0,0,0,0,0,0]
[2026,113,0,0,0,0,0,0,0,0,0,0,0,0,0,0,0,0,0,0,0,0,0,0,0,0,0,0,0,0,0,0,0,0,0,0,0,0,0,0,0,0,0,0,0,0,0,0,0,0,0,0,0,0,0]
[2026,116,0,0,0,0,0,0,0,0,0,0,0,0,0,0,0,0,0,0,0,0,0,0,0,0,0,0,0,0,0,0,0,0,0,0,0,0,0,0,0,0,0,0,0,0,0,0,0,0,0,0,0,0,0]
[2026,124,0,0,0,0,0,0,0,0,0,0,0,0,0,0,0,0,0,0,0,0,0,0,0,0,0,0,0,0,0,0,0,0,0,0,0,0,0,0,0,0,0,0,0,0,0,0,0,0,0,0,0,0,0]
[2026,125,0,0,0,0,0,0,0,0,0,0,0,0,0,0,0,0,0,0,0,0,0,0,0,0,0,0,0,0,0,0,0,0,0,0,0,0,0,0,0,0,0,0,0,0,0,0,0,0,0,0,0,0,0]
[2026,133,0,0,0,0,0,0,0,0,0,0,0,0,0,0,0,0,0,0,0,0,0,0,0,0,0,0,0,0,0,0,0,0,0,0,0,0,0,0,0,0,0,0,0,0,0,0,0,0,0,0,0,0,0]
[2026,136,0,0,0,0,0,0,0,0,0,0,0,0,0,0,0,0,0,0,0,0,0,0,0,0,0,0,0,0,0,0,0,0,0,0,0,0,0,0,0,0,0,0,0,0,0,0,0,0,0,0,0,0,0]
[2026,142,0,0,0,0,0,0,0,0,0,0,0,0,0,0,0,0,0,0,0,0,0,0,0,0,0,0,0,0,0,0,0,0,0,0,0,0,0,0,0,0,0,0,0,0,0,0,0,0,0,0,0,0,0]
[2026,150,0,0,0,0,0,0,0,0,0,0,0,0,0,0,0,0,0,0,0,0,0,0,0,0,0,0,0,0,0,0,0,0,0,0,0,0,0,0,0,0,0,0,0,0,0,0,0,0,0,0,0,0,0]
[2027,4,8760,8760,8760,8760,8759,8760,8760,8760,8760,8760,8760,8330,8760,8760,8760,8760,8760,8760,8760,8760,8756,8760,8760,8760,8760,8705,8759,8760,8760,8760,8753,8760,8760,8760,8760,8721,8760,0,8760,8754,8749,8760,0,0,784,8760,8640,8760,8760,8760,0,0,8760]
[2027,9,5736,8760,5286,6228,6878,4714,7109,8760,5736,8760,8760,6801,8760,8760,8760,8760,7206,8341,6573,8760,8756,8760,8760,8759,8760,8630,8759,8760,8488,8760,8753,8709,8760,8579,8760,8720,8760,0,8701,2837,8287,8760,0,0,0,8534,7065,8428,8760,8760,0,0,8760]
[2027,17,536,8657,268,512,557,128,763,6741,536,8760,8760,1995,8643,8559,8701,8760,1503,3534,645,8620,6669,8660,8661,7765,5542,5223,8368,5695,3606,7712,8753,4908,8741,4476,6938,8297,7737,0,4898,8,2008,6448,0,0,0,3036,2759,1461,6889,8703,0,0,6138]
[2027,21,49,8587,81,132,154,62,65,5255,49,8760,8613,722,7594,7832,8480,7755,400,855,200,7376,5267,7158,6552,6544,3597,3842,6662,3157,1102,6037,8667,2839,7112,1765,3645,6697,6162,0,2441,0,714,4239,0,0,0,929,676,441,4493,8277,0,0,4565]
[2027,26,0,7532,33,62,75,4,4,2124,0,8720,7066,224,4962,6425,7068,5503,129,147,0,5245,3343,5662,2773,4562,869,2556,4443,1179,213,4270,7389,711,5684,464,2506,4382,4317,0,494,0,134,2415,0,0,0,147,156,93,3004,5579,0,0,1232]
[2027,33,0,3235,0,3,9,0,0,556,0,7600,5279,41,2854,4981,5964,1524,58,56,0,1758,550,3408,525,3001,158,416,1510,303,41,3146,4454,128,2389,106,371,2089,1511,0,81,0,22,643,0,0,0,6,12,27,591,2973,0,0,265]
[2027,38,0,517,0,0,0,0,0,196,0,5933,3472,17,1712,3734,5212,442,19,15,0,732,144,1385,140,2281,90,20,652,73,11,2180,3643,82,1052,65,113,505,497,0,30,0,3,182,0,0,0,0,0,13,124,1825,0,0,139]
[2027,43,0,109,0,0,0,0,0,95,0,4152,1706,8,667,2716,4252,148,0,0,0,294,78,430,38,1373,43,0,215,38,0,1023,2825,49,427,34,46,138,173,0,9,0,0,49,0,0,0,0,0,6,43,430,0,0,92]
[2027,45,0,80,0,0,0,0,0,82,0,3461,1272,7,397,2391,4014,117,0,0,0,202,58,260,25,808,34,0,124,22,0,540,2210,37,296,21,33,106,136,0,4,0,0,26,0,0,0,0,0,6,24,202,0,0,78]
[2027,50,0,33,0,0,0,0,0,53,0,1861,619,4,141,1640,3543,78,0,0,0,87,27,124,8,135,5,0,35,6,0,110,656,13,106,0,0,58,85,0,0,0,0,2,0,0,0,0,0,3,1,63,0,0,21]
[2027,60,{"$f":"INDEX(D1417:BC1417,MATCH($C$7,$D$7:$BC$7,0))","v":0},0,0,0,0,0,0,0,0,392,176,0,38,123,2487,23,0,0,0,35,0,45,0,0,0,0,0,0,0,1,139,0,42,0,0,18,37,0,0,0,0,0,0,0,0,0,0,0,0,0,0,0,0]
[2027,62,0,0,0,0,0,0,0,0,0,297,156,0,32,38,2361,16,0,0,0,29,0,39,0,0,0,0,0,0,0,0,114,0,38,0,0,4,28,0,0,0,0,0,0,0,0,0,0,0,0,0,0,0,0]
[2027,67,0,0,0,0,0,0,0,0,0,135,117,0,9,0,1979,2,0,0,0,14,0,21,0,0,0,0,0,0,0,0,78,0,21,0,0,0,10,0,0,0,0,0,0,0,0,0,0,0,0,0,0,0,0]
[2027,75,0,0,0,0,0,0,0,0,0,35,78,0,2,0,798,0,0,0,0,0,0,0,0,0,0,0,0,0,0,0,43,0,1,0,0,0,0,0,0,0,0,0,0,0,0,0,0,0,0,0,0,0,0]
[2027,79,0,0,0,0,0,0,0,0,0,18,65,0,0,0,217,0,0,0,0,0,0,0,0,0,0,0,0,0,0,0,34,0,0,0,0,0,0,0,0,0,0,0,0,0,0,0,0,0,0,0,0,0,0]
[2027,86,0,0,0,0,0,0,0,0,0,0,36,0,0,0,3,0,0,0,0,0,0,0,0,0,0,0,0,0,0,0,6,0,0,0,0,0,0,0,0,0,0,0,0,0,0,0,0,0,0,0,0,0,0]
[2027,91,0,0,0,0,0,0,0,0,0,0,26,0,0,0,0,0,0,0,0,0,0,0,0,0,0,0,0,0,0,0,0,0,0,0,0,0,0,0,0,0,0,0,0,0,0,0,0,0,0,0,0,0,0]
[2027,96,0,0,0,0,0,0,0,0,0,0,7,0,0,0,0,0,0,0,0,0,0,0,0,0,0,0,0,0,0,0,0,0,0,0,0,0,0,0,0,0,0,0,0,0,0,0,0,0,0,0,0,0,0]
[2027,103,0,0,0,0,0,0,0,0,0,0,0,0,0,0,0,0,0,0,0,0,0,0,0,0,0,0,0,0,0,0,0,0,0,0,0,0,0,0,0,0,0,0,0,0,0,0,0,0,0,0,0,0,0]
[2027,108,0,0,0,0,0,0,0,0,0,0,0,0,0,0,0,0,0,0,0,0,0,0,0,0,0,0,0,0,0,0,0,0,0,0,0,0,0,0,0,0,0,0,0,0,0,0,0,0,0,0,0,0,0]
[2027,113,0,0,0,0,0,0,0,0,0,0,0,0,0,0,0,0,0,0,0,0,0,0,0,0,0,0,0,0,0,0,0,0,0,0,0,0,0,0,0,0,0,0,0,0,0,0,0,0,0,0,0,0,0]
[2027,118,0,0,0,0,0,0,0,0,0,0,0,0,0,0,0,0,0,0,0,0,0,0,0,0,0,0,0,0,0,0,0,0,0,0,0,0,0,0,0,0,0,0,0,0,0,0,0,0,0,0,0,0,0]
[2027,120,0,0,0,0,0,0,0,0,0,0,0,0,0,0,0,0,0,0,0,0,0,0,0,0,0,0,0,0,0,0,0,0,0,0,0,0,0,0,0,0,0,0,0,0,0,0,0,0,0,0,0,0,0]
[2027,125,0,0,0,0,0,0,0,0,0,0,0,0,0,0,0,0,0,0,0,0,0,0,0,0,0,0,0,0,0,0,0,0,0,0,0,0,0,0,0,0,0,0,0,0,0,0,0,0,0,0,0,0,0]
[2027,135,0,0,0,0,0,0,0,0,0,0,0,0,0,0,0,0,0,0,0,0,0,0,0,0,0,0,0,0,0,0,0,0,0,0,0,0,0,0,0,0,0,0,0,0,0,0,0,0,0,0,0,0,0]
[2027,137,0,0,0,0,0,0,0,0,0,0,0,0,0,0,0,0,0,0,0,0,0,0,0,0,0,0,0,0,0,0,0,0,0,0,0,0,0,0,0,0,0,0,0,0,0,0,0,0,0,0,0,0,0]
[2027,144,0,0,0,0,0,0,0,0,0,0,0,0,0,0,0,0,0,0,0,0,0,0,0,0,0,0,0,0,0,0,0,0,0,0,0,0,0,0,0,0,0,0,0,0,0,0,0,0,0,0,0,0,0]
[2027,149,0,0,0,0,0,0,0,0,0,0,0,0,0,0,0,0,0,0,0,0,0,0,0,0,0,0,0,0,0,0,0,0,0,0,0,0,0,0,0,0,0,0,0,0,0,0,0,0,0,0,0,0,0]
[2028,4,8760,8760,8760,8760,8759,8760,8760,8760,8760,8760,8760,8331,8760,8760,8760,8760,8760,8760,8760,8760,8756,8760,8760,8760,8760,8705,8759,8760,8760,8760,8753,8760,8760,8760,8760,8721,8760,0,8760,8754,8749,8760,0,0,808,8760,8640,8760,8760,8760,0,0,8760]
[2028,11,4500,8749,2530,3967,4459,2119,5118,8760,4500,8760,8760,5979,8760,8760,8760,8760,6120,6963,3746,8760,8756,8760,8760,8695,8622,8222,8759,8743,7333,8750,8753,8121,8760,7399,8756,8719,8760,0,7761,718,6922,8743,0,0,0,7330,5808,6703,8749,8760,0,0,8665]
[2028,16,1245,8681,393,744,807,189,1182,7170,1245,8760,8760,2698,8734,8581,8719,8760,2111,4551,855,8738,7203,8750,8738,8112,6076,5806,8562,6435,4188,8054,8753,5426,8760,5138,8173,8496,8161,0,5305,25,2667,7178,0,0,0,4036,3207,2013,7414,8742,0,0,6477]
[2028,21,49,8587,81,132,156,62,66,5307,49,8760,8642,777,7609,7844,8483,7758,420,887,204,7406,5273,7156,6597,6545,3768,3890,6680,3166,1105,6039,8668,2840,7197,1768,3646,6698,6157,0,2451,0,737,4320,0,0,0,934,678,469,4495,8278,0,0,4633]
[2028,28,0,6267,16,43,53,0,3,1458,0,8603,6553,143,4195,6014,6643,4404,100,104,0,4189,2329,4920,1757,4010,561,1931,3379,827,112,3976,6342,411,5129,276,2031,3801,3589,0,258,0,68,1839,0,0,0,70,93,60,2449,4413,0,0,817]
[2028,33,0,3198,0,3,10,0,0,572,0,7647,5317,46,2867,4994,5969,1524,60,59,0,1782,555,3408,533,3004,169,462,1525,306,41,3149,4472,129,2530,106,372,2088,1503,0,81,0,23,692,0,0,0,6,12,30,589,2972,0,0,272]
[2028,34,0,2407,0,0,3,0,0,473,0,7371,5071,38,2666,4717,5884,1202,53,47,0,1507,400,3091,432,2832,144,323,1316,226,37,2976,4261,118,2166,100,284,1658,1229,0,69,0,18,549,0,0,0,4,8,22,414,2703,0,0,227]
[2028,39,0,347,0,0,0,0,0,169,0,5673,3092,17,1508,3506,4987,357,14,8,0,628,124,1089,100,2164,88,11,547,61,7,2022,3501,75,943,61,85,364,376,0,26,0,3,161,0,0,0,0,0,13,106,1565,0,0,128]
[2028,45,0,80,0,0,0,0,0,82,0,3560,1298,8,405,2402,4025,119,0,0,0,208,58,259,26,815,35,0,128,22,0,543,2235,37,321,21,33,106,136,0,4,0,0,28,0,0,0,0,0,6,24,203,0,0,79]
[2028,54,0,2,0,0,0,0,0,35,0,1074,363,0,79,886,2942,46,0,0,0,62,12,85,0,46,0,0,16,0,0,29,299,2,74,0,0,44,64,0,0,0,0,0,0,0,0,0,0,1,0,9,0,0,8]
[2028,57,0,0,0,0,0,0,0,9,0,662,253,0,53,409,2699,33,0,0,0,48,7,64,0,9,0,0,1,0,0,10,196,0,56,0,0,33,43,0,0,0,0,0,0,0,0,0,0,0,0,3,0,0,1]
[2028,63,0,0,0,0,0,0,0,0,0,266,154,0,31,25,2306,8,0,0,0,27,0,35,0,0,0,0,0,0,0,0,105,0,36,0,0,1,23,0,0,0,0,0,0,0,0,0,0,0,0,0,0,0,0]
[2028,71,0,0,0,0,0,0,0,0,0,70,98,0,5,0,1573,0,0,0,0,3,0,6,0,0,0,0,0,0,0,0,61,0,11,0,0,0,0,0,0,0,0,0,0,0,0,0,0,0,0,0,0,0,0]
[2028,74,0,0,0,0,0,0,0,0,0,41,82,0,3,0,1025,0,0,0,0,0,0,0,0,0,0,0,0,0,0,0,47,0,6,0,0,0,0,0,0,0,0,0,0,0,0,0,0,0,0,0,0,0,0]
[2028,80,0,0,0,0,0,0,0,0,0,15,63,0,0,0,157,0,0,0,0,0,0,0,0,0,0,0,0,0,0,0,28,0,0,0,0,0,0,0,0,0,0,0,0,0,0,0,0,0,0,0,0,0,0]
[2028,82,0,0,0,0,0,0,0,0,0,9,57,0,0,0,45,0,0,0,0,0,0,0,0,0,0,0,0,0,0,0,22,0,0,0,0,0,0,0,0,0,0,0,0,0,0,0,0,0,0,0,0,0,0]
[2028,91,0,0,0,0,0,0,0,0,0,0,27,0,0,0,0,0,0,0,0,0,0,0,0,0,0,0,0,0,0,0,0,0,0,0,0,0,0,0,0,0,0,0,0,0,0,0,0,0,0,0,0,0,0]
[2028,97,0,0,0,0,0,0,0,0,0,0,7,0,0,0,0,0,0,0,0,0,0,0,0,0,0,0,0,0,0,0,0,0,0,0,0,0,0,0,0,0,0,0,0,0,0,0,0,0,0,0,0,0,0]
[2028,99,0,0,0,0,0,0,0,0,0,0,4,0,0,0,0,0,0,0,0,0,0,0,0,0,0,0,0,0,0,0,0,0,0,0,0,0,0,0,0,0,0,0,0,0,0,0,0,0,0,0,0,0,0]
[2028,104,0,0,0,0,0,0,0,0,0,0,0,0,0,0,0,0,0,0,0,0,0,0,0,0,0,0,0,0,0,0,0,0,0,0,0,0,0,0,0,0,0,0,0,0,0,0,0,0,0,0,0,0,0]
[2028,114,0,0,0,0,0,0,0,0,0,0,0,0,0,0,0,0,0,0,0,0,0,0,0,0,0,0,0,0,0,0,0,0,0,0,0,0,0,0,0,0,0,0,0,0,0,0,0,0,0,0,0,0,0]
[2028,115,0,0,0,0,0,0,0,0,0,0,0,0,0,0,0,0,0,0,0,0,0,0,0,0,0,0,0,0,0,0,0,0,0,0,0,0,0,0,0,0,0,0,0,0,0,0,0,0,0,0,0,0,0]
[2028,121,0,0,0,0,0,0,0,0,0,0,0,0,0,0,0,0,0,0,0,0,0,0,0,0,0,0,0,0,0,0,0,0,0,0,0,0,0,0,0,0,0,0,0,0,0,0,0,0,0,0,0,0,0]
[2028,125,0,0,0,0,0,0,0,0,0,0,0,0,0,0,0,0,0,0,0,0,0,0,0,0,0,0,0,0,0,0,0,0,0,0,0,0,0,0,0,0,0,0,0,0,0,0,0,0,0,0,0,0,0]
[2028,132,0,0,0,0,0,0,0,0,0,0,0,0,0,0,0,0,0,0,0,0,0,0,0,0,0,0,0,0,0,0,0,0,0,0,0,0,0,0,0,0,0,0,0,0,0,0,0,0,0,0,0,0,0]
[2028,138,0,0,0,0,0,0,0,0,0,0,0,0,0,0,0,0,0,0,0,0,0,0,0,0,0,0,0,0,0,0,0,0,0,0,0,0,0,0,0,0,0,0,0,0,0,0,0,0,0,0,0,0,0]
[2028,142,0,0,0,0,0,0,0,0,0,0,0,0,0,0,0,0,0,0,0,0,0,0,0,0,0,0,0,0,0,0,0,0,0,0,0,0,0,0,0,0,0,0,0,0,0,0,0,0,0,0,0,0,0]
[2028,150,0,0,0,0,0,0,0,0,0,0,0,0,0,0,0,0,0,0,0,0,0,0,0,0,0,0,0,0,0,0,0,0,0,0,0,0,0,0,0,0,0,0,0,0,0,0,0,0,0,0,0,0,0]
[2029,5,8718,8760,8740,8760,8759,8760,8760,8760,8718,8760,8760,8318,8760,8760,8760,8760,8760,8760,8760,8760,8756,8760,8760,8760,8760,8693,8759,8760,8760,8760,8753,8760,8760,8760,8760,8721,8760,0,8760,8338,8748,8760,0,0,248,8760,8514,8760,8760,8760,0,0,8760]
[2029,9,5764,8760,5312,6275,6940,4824,7126,8760,5764,8760,8760,6884,8760,8760,8760,8760,7292,8421,6668,8760,8756,8760,8760,8759,8760,8638,8759,8760,8503,8760,8753,8709,8760,8591,8760,8720,8760,0,8708,2849,8328,8760,0,0,0,8541,7072,8533,8760,8760,0,0,8760]
[2029,17,558,8657,274,513,593,136,781,6830,558,8760,8760,2265,8658,8562,8702,8760,1599,3736,671,8637,6696,8662,8676,7777,5731,5401,8385,5737,3641,7729,8753,4939,8756,4514,6981,8304,7734,0,4922,8,2124,6707,0,0,0,3087,2768,1644,6900,8703,0,0,6189]
[2029,18,265,8641,191,374,411,105,444,6483,265,8760,8760,1784,8497,8516,8678,8760,1189,2683,521,8488,6269,8384,8511,7450,5259,4934,8129,4992,2802,7296,8753,4547,8612,3682,5539,8010,7301,0,4433,0,1649,6045,0,0,0,2307,2212,1220,6239,8652,0,0,5907]
[2029,24,0,8325,52,78,101,32,26,3413,0,8755,7727,432,6156,7045,7670,6372,190,336,40,6241,4099,6198,4357,5474,1884,3190,5370,1820,398,4755,8106,1296,6318,810,2866,5135,5063,0,1051,0,336,3381,0,0,0,347,251,203,3534,7058,0,0,2192]
[2029,29,0,5712,11,39,48,0,2,1229,0,8531,6368,122,3928,5822,6455,3817,97,97,0,3621,1837,4594,1424,3829,472,1636,2927,692,88,3813,5928,315,4828,217,1699,3520,3131,0,189,0,59,1644,0,0,0,47,71,49,2155,4028,0,0,690]
[2029,35,0,1662,0,0,0,0,0,411,0,7109,4811,32,2497,4489,5797,951,43,39,0,1308,303,2668,352,2687,131,243,1132,166,33,2770,4121,111,1993,88,225,1265,998,0,61,0,11,481,0,0,0,3,4,20,290,2494,0,0,194]
[2029,41,0,174,0,0,0,0,0,126,0,5082,2389,15,1107,3130,4600,221,2,1,0,461,102,703,62,1876,75,3,356,49,1,1616,3214,65,722,50,58,211,244,0,17,0,0,106,0,0,0,0,0,10,75,928,0,0,107]
[2029,46,0,69,0,0,0,0,0,80,0,3307,1170,8,338,2266,3945,105,0,0,0,182,50,204,24,596,34,0,99,17,0,392,1917,34,299,14,24,97,125,0,0,0,0,26,0,0,0,0,0,6,15,149,0,0,75]
[2029,52,0,19,0,0,0,0,0,44,0,1518,508,3,107,1313,3260,63,0,0,0,73,20,96,2,87,2,0,27,4,0,53,456,6,94,0,0,48,77,0,0,0,0,0,0,0,0,0,0,3,0,29,0,0,12]
[2029,58,0,0,0,0,0,0,0,7,0,601,231,0,46,316,2646,28,0,0,0,44,2,59,0,1,0,0,0,0,0,7,176,0,54,0,0,25,41,0,0,0,0,0,0,0,0,0,0,0,0,2,0,0,0]
[2029,63,0,0,0,0,0,0,0,0,0,289,154,0,32,28,2316,8,0,0,0,28,0,35,0,0,0,0,0,0,0,0,107,0,38,0,0,1,23,0,0,0,0,0,0,0,0,0,0,0,0,0,0,0,0]
[2029,67,0,0,0,0,0,0,0,0,0,156,119,0,13,0,2018,2,0,0,0,17,0,21,0,0,0,0,0,0,0,0,81,0,25,0,0,0,10,0,0,0,0,0,0,0,0,0,0,0,0,0,0,0,0]
[2029,75,0,0,0,0,0,0,0,0,0,39,80,0,2,0,898,0,0,0,0,0,0,0,0,0,0,0,0,0,0,0,46,0,6,0,0,0,0,0,0,0,0,0,0,0,0,0,0,0,0,0,0,0,0]
[2029,78,0,0,0,0,0,0,0,0,0,23,71,0,0,0,360,0,0,0,0,0,0,0,0,0,0,0,0,0,0,0,37,0,0,0,0,0,0,0,0,0,0,0,0,0,0,0,0,0,0,0,0,0,0]
[2029,87,0,0,0,0,0,0,0,0,0,0,36,0,0,0,1,0,0,0,0,0,0,0,0,0,0,0,0,0,0,0,5,0,0,0,0,0,0,0,0,0,0,0,0,0,0,0,0,0,0,0,0,0,0]
[2029,92,0,0,0,0,0,0,0,0,0,0,25,0,0,0,0,0,0,0,0,0,0,0,0,0,0,0,0,0,0,0,0,0,0,0,0,0,0,0,0,0,0,0,0,0,0,0,0,0,0,0,0,0,0]
[2029,95,0,0,0,0,0,0,0,0,0,0,15,0,0,0,0,0,0,0,0,0,0,0,0,0,0,0,0,0,0,0,0,0,0,0,0,0,0,0,0,0,0,0,0,0,0,0,0,0,0,0,0,0,0]
[2029,99,0,0,0,0,0,0,0,0,0,0,4,0,0,0,0,0,0,0,0,0,0,0,0,0,0,0,0,0,0,0,0,0,0,0,0,0,0,0,0,0,0,0,0,0,0,0,0,0,0,0,0,0,0]
[2029,104,0,0,0,0,0,0,0,0,0,0,0,0,0,0,0,0,0,0,0,0,0,0,0,0,0,0,0,0,0,0,0,0,0,0,0,0,0,0,0,0,0,0,0,0,0,0,0,0,0,0,0,0,0]
[2029,110,0,0,0,0,0,0,0,0,0,0,0,0,0,0,0,0,0,0,0,0,0,0,0,0,0,0,0,0,0,0,0,0,0,0,0,0,0,0,0,0,0,0,0,0,0,0,0,0,0,0,0,0,0]
[2029,116,0,0,0,0,0,0,0,0,0,0,0,0,0,0,0,0,0,0,0,0,0,0,0,0,0,0,0,0,0,0,0,0,0,0,0,0,0,0,0,0,0,0,0,0,0,0,0,0,0,0,0,0,0]
[2029,121,0,0,0,0,0,0,0,0,0,0,0,0,0,0,0,0,0,0,0,0,0,0,0,0,0,0,0,0,0,0,0,0,0,0,0,0,0,0,0,0,0,0,0,0,0,0,0,0,0,0,0,0,0]
[2029,127,0,0,0,0,0,0,0,0,0,0,0,0,0,0,0,0,0,0,0,0,0,0,0,0,0,0,0,0,0,0,0,0,0,0,0,0,0,0,0,0,0,0,0,0,0,0,0,0,0,0,0,0,0]
[2029,133,0,0,0,0,0,0,0,0,0,0,0,0,0,0,0,0,0,0,0,0,0,0,0,0,0,0,0,0,0,0,0,0,0,0,0,0,0,0,0,0,0,0,0,0,0,0,0,0,0,0,0,0,0]
[2029,136,0,0,0,0,0,0,0,0,0,0,0,0,0,0,0,0,0,0,0,0,0,0,0,0,0,0,0,0,0,0,0,0,0,0,0,0,0,0,0,0,0,0,0,0,0,0,0,0,0,0,0,0,0]
[2029,145,0,0,0,0,0,0,0,0,0,0,0,0,0,0,0,0,0,0,0,0,0,0,0,0,0,0,0,0,0,0,0,0,0,0,0,0,0,0,0,0,0,0,0,0,0,0,0,0,0,0,0,0,0]
[2029,150,0,0,0,0,0,0,0,0,0,0,0,0,0,0,0,0,0,0,0,0,0,0,0,0,0,0,0,0,0,0,0,0,0,0,0,0,0,0,0,0,0,0,0,0,0,0,0,0,0,0,0,0,0]
[2030,3,8760,8760,8760,8760,8759,8760,8760,8760,8760,8760,8760,8331,8760,8760,8760,8760,8760,8760,8760,8760,8756,8760,8760,8760,8760,8718,8759,8760,8760,8760,8753,8760,8760,8760,8760,8724,8760,0,8760,8760,8749,8760,0,0,2635,8760,8703,8760,8760,8760,0,0,8760]
[2030,12,3736,8741,1776,2773,3362,1494,4444,8755,3736,8760,8760,5530,8760,8744,8760,8760,5623,6498,2872,8760,8756,8760,8760,8637,8310,7871,8759,8707,6706,8710,8753,7501,8760,6880,8737,8719,8760,0,7173,239,6143,8625,0,0,0,6709,5184,5772,8711,8760,0,0,8226]
[2030,17,572,8657,277,515,608,137,792,6857,572,8760,8760,2326,8660,8565,8702,8760,1623,3791,681,8640,6710,8671,8686,7787,5798,5451,8406,5762,3661,7741,8753,4956,8757,4535,7026,8309,7737,0,4935,8,2155,6841,0,0,0,3109,2777,1701,6912,8704,0,0,6198]
[2030,20,76,8606,99,184,209,83,110,5842,76,8760,8755,1101,8023,8138,8599,8239,626,1324,310,7845,5682,7602,7534,6826,4400,4226,7242,3773,1535,6469,8743,3508,7787,2273,4059,7252,6465,0,3149,0,987,4990,0,0,0,1313,1060,701,5026,8441,0,0,5302]
[2030,24,0,8331,52,80,104,33,27,3506,0,8757,7754,435,6184,7057,7697,6385,191,346,42,6268,4118,6205,4418,5504,1976,3232,5395,1831,405,4766,8127,1327,6360,816,2873,5155,5072,0,1062,0,342,3424,0,0,0,354,255,213,3543,7085,0,0,2242]
[2030,29,0,5728,11,39,51,0,2,1257,0,8551,6393,123,3950,5845,6462,3839,98,99,0,3668,1855,4606,1457,3839,498,1699,2965,698,88,3819,5958,327,4918,221,1708,3532,3146,0,194,0,60,1657,0,0,0,47,72,53,2172,4052,0,0,706]
[2030,36,0,1124,0,0,0,0,0,345,0,6851,4486,27,2277,4257,5696,733,39,34,0,1117,233,2236,284,2557,118,162,965,127,28,2602,3990,103,1791,80,181,948,803,0,51,0,8,385,0,0,0,0,1,20,213,2316,0,0,171]
[2030,41,0,176,0,0,0,0,0,132,0,5143,2432,15,1135,3145,4624,223,3,2,0,468,102,712,66,1886,79,4,357,49,1,1632,3233,66,755,50,59,215,244,0,17,0,0,109,0,0,0,0,0,10,77,950,0,0,109]
[2030,46,0,70,0,0,0,0,0,82,0,3376,1193,8,350,2284,3954,110,0,0,0,183,51,204,25,610,36,0,99,18,0,396,1960,36,322,15,27,99,126,0,0,0,0,29,0,0,0,0,0,6,16,155,0,0,76]
[2030,53,0,14,0,0,0,0,0,43,0,1364,449,2,92,1138,3124,55,0,0,0,71,19,93,1,68,1,0,22,3,0,37,372,4,88,0,0,46,69,0,0,0,0,0,0,0,0,0,0,2,0,15,0,0,11]
[2030,59,0,0,0,0,0,0,0,6,0,532,212,0,43,222,2587,26,0,0,0,43,0,57,0,1,0,0,0,0,0,3,156,0,53,0,0,23,37,0,0,0,0,0,0,0,0,0,0,0,0,2,0,0,0]
[2030,63,0,0,0,0,0,0,0,0,0,302,156,0,32,28,2328,8,0,0,0,29,0,36,0,0,0,0,0,0,0,0,111,0,40,0,0,2,24,0,0,0,0,0,0,0,0,0,0,0,0,0,0,0,0]
[2030,70,0,0,0,0,0,0,0,0,0,83,108,0,5,0,1758,0,0,0,0,5,0,13,0,0,0,0,0,0,0,0,68,0,20,0,0,0,3,0,0,0,0,0,0,0,0,0,0,0,0,0,0,0,0]
[2030,76,0,0,0,0,0,0,0,0,0,37,78,0,2,0,736,0,0,0,0,0,0,0,0,0,0,0,0,0,0,0,43,0,6,0,0,0,0,0,0,0,0,0,0,0,0,0,0,0,0,0,0,0,0]
[2030,80,0,0,0,0,0,0,0,0,0,18,65,0,0,0,198,0,0,0,0,0,0,0,0,0,0,0,0,0,0,0,31,0,0,0,0,0,0,0,0,0,0,0,0,0,0,0,0,0,0,0,0,0,0]
[2030,87,0,0,0,0,0,0,0,0,0,2,38,0,0,0,3,0,0,0,0,0,0,0,0,0,0,0,0,0,0,0,5,0,0,0,0,0,0,0,0,0,0,0,0,0,0,0,0,0,0,0,0,0,0]
[2030,89,0,0,0,0,0,0,0,0,0,0,32,0,0,0,0,0,0,0,0,0,0,0,0,0,0,0,0,0,0,0,0,0,0,0,0,0,0,0,0,0,0,0,0,0,0,0,0,0,0,0,0,0,0]
[2030,94,0,0,0,0,0,0,0,0,0,0,21,0,0,0,0,0,0,0,0,0,0,0,0,0,0,0,0,0,0,0,0,0,0,0,0,0,0,0,0,0,0,0,0,0,0,0,0,0,0,0,0,0,0]
[2030,100,0,0,0,0,0,0,0,0,0,0,4,0,0,0,0,0,0,0,0,0,0,0,0,0,0,0,0,0,0,0,0,0,0,0,0,0,0,0,0,0,0,0,0,0,0,0,0,0,0,0,0,0,0]
[2030,106,0,0,0,0,0,0,0,0,0,0,0,0,0,0,0,0,0,0,0,0,0,0,0,0,0,0,0,0,0,0,0,0,0,0,0,0,0,0,0,0,0,0,0,0,0,0,0,0,0,0,0,0,0]
[2030,111,0,0,0,0,0,0,0,0,0,0,0,0,0,0,0,0,0,0,0,0,0,0,0,0,0,0,0,0,0,0,0,0,0,0,0,0,0,0,0,0,0,0,0,0,0,0,0,0,0,0,0,0,0]
[2030,117,0,0,0,0,0,0,0,0,0,0,0,0,0,0,0,0,0,0,0,0,0,0,0,0,0,0,0,0,0,0,0,0,0,0,0,0,0,0,0,0,0,0,0,0,0,0,0,0,0,0,0,0,0]
[2030,123,0,0,0,0,0,0,0,0,0,0,0,0,0,0,0,0,0,0,0,0,0,0,0,0,0,0,0,0,0,0,0,0,0,0,0,0,0,0,0,0,0,0,0,0,0,0,0,0,0,0,0,0,0]
[2030,128,0,0,0,0,0,0,0,0,0,0,0,0,0,0,0,0,0,0,0,0,0,0,0,0,0,0,0,0,0,0,0,0,0,0,0,0,0,0,0,0,0,0,0,0,0,0,0,0,0,0,0,0,0]
[2030,134,0,0,0,0,0,0,0,0,0,0,0,0,0,0,0,0,0,0,0,0,0,0,0,0,0,0,0,0,0,0,0,0,0,0,0,0,0,0,0,0,0,0,0,0,0,0,0,0,0,0,0,0,0]
[2030,140,0,0,0,0,0,0,0,0,0,0,0,0,0,0,0,0,0,0,0,0,0,0,0,0,0,0,0,0,0,0,0,0,0,0,0,0,0,0,0,0,0,0,0,0,0,0,0,0,0,0,0,0,0]
[2030,146,0,0,0,0,0,0,0,0,0,0,0,0,0,0,0,0,0,0,0,0,0,0,0,0,0,0,0,0,0,0,0,0,0,0,0,0,0,0,0,0,0,0,0,0,0,0,0,0,0,0,0,0,0]
[2030,149,0,0,0,0,0,0,0,0,0,0,0,0,0,0,0,0,0,0,0,0,0,0,0,0,0,0,0,0,0,0,0,0,0,0,0,0,0,0,0,0,0,0,0,0,0,0,0,0,0,0,0,0,0]
[2031,7,7810,8760,6812,7675,8579,7070,8606,8760,7810,8760,8760,7736,8760,8760,8760,8760,8745,8760,8047,8760,8756,8760,8760,8759,8760,8670,8759,8760,8760,8760,8753,8760,8760,8760,8760,8720,8760,0,8760,4809,8748,8760,0,0,43,8760,8015,8760,8760,8760,0,0,8760]
[2031,8,6945,8760,6153,6847,7754,5864,8115,8760,6945,8760,8760,7290,8760,8760,8760,8760,8076,8760,7328,8760,8756,8760,8760,8759,8760,8659,8759,8760,8744,8760,8753,8760,8760,8760,8760,8720,8760,0,8760,3832,8673,8760,0,0,7,8757,7614,8759,8760,8760,0,0,8760]
[2031,16,1314,8682,408,747,832,205,1206,7279,1314,8760,8760,2899,8740,8583,8722,8760,2230,4683,886,8749,7237,8751,8740,8129,6222,5941,8578,6470,4223,8068,8753,5436,8760,5170,8195,8506,8169,0,5328,26,2764,7385,0,0,0,4111,3220,2179,7433,8742,0,0,6530]
[2031,20,76,8606,99,184,209,83,110,5842,76,8760,8755,1101,8023,8138,8599,8239,626,1324,310,7845,5682,7602,7534,6826,4400,4226,7242,3773,1535,6469,8743,3508,7787,2273,4059,7252,6465,0,3149,0,987,4990,0,0,0,1313,1060,701,5026,8441,0,0,5302]
[2031,25,0,8027,43,71,93,22,9,2849,0,8749,7412,347,5641,6764,7384,5988,158,249,12,5808,3738,5966,3610,5018,1477,2955,4999,1468,294,4505,7860,975,6134,646,2681,4735,4645,0,770,0,238,3039,0,0,0,239,196,160,3281,6425,0,0,1709]
[2031,33,0,3239,0,4,14,0,0,622,0,7754,5398,52,2909,5055,5998,1557,64,61,0,1862,576,3434,573,3036,198,531,1576,310,41,3170,4515,132,2795,108,382,2127,1513,0,84,0,23,756,0,0,0,6,13,30,619,2994,0,0,292]
[2031,37,0,774,0,0,0,0,0,283,0,6513,4086,25,2019,4013,5532,577,30,24,0,943,182,1802,212,2414,107,90,811,100,18,2398,3838,95,1520,74,149,705,625,0,41,0,5,300,0,0,0,0,0,17,162,2098,0,0,158]
[2031,42,0,131,0,0,0,0,0,112,0,4755,2091,12,929,2950,4429,182,0,0,0,388,90,569,47,1690,71,0,293,46,0,1363,3077,58,635,45,50,176,202,0,11,0,0,79,0,0,0,0,0,8,59,652,0,0,99]
[2031,50,0,33,0,0,0,0,0,59,0,2094,679,4,151,1694,3598,78,0,0,0,94,30,125,11,147,13,0,35,6,0,118,736,16,133,1,0,60,85,0,0,0,0,3,0,0,0,0,0,3,2,65,0,0,23]
[2031,54,0,2,0,0,0,0,0,39,0,1165,388,2,83,943,2984,46,0,0,0,68,14,86,0,51,0,0,17,0,0,31,312,2,78,0,0,44,64,0,0,0,0,0,0,0,0,0,0,2,0,10,0,0,10]
[2031,59,0,0,0,0,0,0,0,6,0,532,212,0,43,222,2587,26,0,0,0,43,0,57,0,1,0,0,0,0,0,3,156,0,53,0,0,23,37,0,0,0,0,0,0,0,0,0,0,0,0,2,0,0,0]
[2031,66,0,0,0,0,0,0,0,0,0,180,129,0,17,1,2111,3,0,0,0,17,0,25,0,0,0,0,0,0,0,0,88,0,31,0,0,0,13,0,0,0,0,0,0,0,0,0,0,0,0,0,0,0,0]
[2031,71,0,0,0,0,0,0,0,0,0,75,99,0,5,0,1647,0,0,0,0,5,0,6,0,0,0,0,0,0,0,0,62,0,18,0,0,0,0,0,0,0,0,0,0,0,0,0,0,0,0,0,0,0,0]
[2031,76,0,0,0,0,0,0,0,0,0,37,78,0,2,0,736,0,0,0,0,0,0,0,0,0,0,0,0,0,0,0,43,0,6,0,0,0,0,0,0,0,0,0,0,0,0,0,0,0,0,0,0,0,0]
[2031,78,0,0,0,0,0,0,0,0,0,26,71,0,0,0,384,0,0,0,0,0,0,0,0,0,0,0,0,0,0,0,37,0,1,0,0,0,0,0,0,0,0,0,0,0,0,0,0,0,0,0,0,0,0]
[2031,83,0,0,0,0,0,0,0,0,0,9,55,0,0,0,32,0,0,0,0,0,0,0,0,0,0,0,0,0,0,0,20,0,0,0,0,0,0,0,0,0,0,0,0,0,0,0,0,0,0,0,0,0,0]
[2031,91,0,0,0,0,0,0,0,0,0,0,28,0,0,0,0,0,0,0,0,0,0,0,0,0,0,0,0,0,0,0,0,0,0,0,0,0,0,0,0,0,0,0,0,0,0,0,0,0,0,0,0,0,0]
[2031,95,0,0,0,0,0,0,0,0,0,0,19,0,0,0,0,0,0,0,0,0,0,0,0,0,0,0,0,0,0,0,0,0,0,0,0,0,0,0,0,0,0,0,0,0,0,0,0,0,0,0,0,0,0]
[2031,100,{"$f":"INDEX(D2057:BC2057,MATCH($C$7,$D$7:$BC$7,0))","v":0},0,0,0,0,0,0,0,0,0,4,0,0,0,0,0,0,0,0,0,0,0,0,0,0,0,0,0,0,0,0,0,0,0,0,0,0,0,0,0,0,0,0,0,0,0,0,0,0,0,0,0,0]
[2031,108,0,0,0,0,0,0,0,0,0,0,0,0,0,0,0,0,0,0,0,0,0,0,0,0,0,0,0,0,0,0,0,0,0,0,0,0,0,0,0,0,0,0,0,0,0,0,0,0,0,0,0,0,0]
[2031,112,0,0,0,0,0,0,0,0,0,0,0,0,0,0,0,0,0,0,0,0,0,0,0,0,0,0,0,0,0,0,0,0,0,0,0,0,0,0,0,0,0,0,0,0,0,0,0,0,0,0,0,0,0]
[2031,119,0,0,0,0,0,0,0,0,0,0,0,0,0,0,0,0,0,0,0,0,0,0,0,0,0,0,0,0,0,0,0,0,0,0,0,0,0,0,0,0,0,0,0,0,0,0,0,0,0,0,0,0,0]
[2031,124,0,0,0,0,0,0,0,0,0,0,0,0,0,0,0,0,0,0,0,0,0,0,0,0,0,0,0,0,0,0,0,0,0,0,0,0,0,0,0,0,0,0,0,0,0,0,0,0,0,0,0,0,0]
[2031,129,0,0,0,0,0,0,0,0,0,0,0,0,0,0,0,0,0,0,0,0,0,0,0,0,0,0,0,0,0,0,0,0,0,0,0,0,0,0,0,0,0,0,0,0,0,0,0,0,0,0,0,0,0]
[2031,134,0,0,0,0,0,0,0,0,0,0,0,0,0,0,0,0,0,0,0,0,0,0,0,0,0,0,0,0,0,0,0,0,0,0,0,0,0,0,0,0,0,0,0,0,0,0,0,0,0,0,0,0,0]
[2031,141,0,0,0,0,0,0,0,0,0,0,0,0,0,0,0,0,0,0,0,0,0,0,0,0,0,0,0,0,0,0,0,0,0,0,0,0,0,0,0,0,0,0,0,0,0,0,0,0,0,0,0,0,0]
[2031,146,0,0,0,0,0,0,0,0,0,0,0,0,0,0,0,0,0,0,0,0,0,0,0,0,0,0,0,0,0,0,0,0,0,0,0,0,0,0,0,0,0,0,0,0,0,0,0,0,0,0,0,0,0]
[2032,1,8760,8760,8760,8760,8759,8760,8760,8760,8760,8760,8760,8334,8760,8760,8760,8760,8760,8760,8760,8760,8756,8760,8760,8760,8760,8741,8760,8760,8760,8760,8753,8760,8760,8760,8760,8725,8760,0,8760,8760,8749,8760,0,0,8738,8760,8753,8760,8760,8760,0,0,8760]
[2032,3,8760,8760,8760,8760,8759,8760,8760,8760,8760,8760,8760,8331,8760,8760,8760,8760,8760,8760,8760,8760,8756,8760,8760,8760,8760,8718,8759,8760,8760,8760,8753,8760,8760,8760,8760,8724,8760,0,8760,8760,8749,8760,0,0,2635,8760,8703,8760,8760,8760,0,0,8760]
[2032,8,6945,8760,6153,6847,7754,5864,8115,8760,6945,8760,8760,7290,8760,8760,8760,8760,8076,8760,7328,8760,8756,8760,8760,8759,8760,8659,8759,8760,8744,8760,8753,8760,8760,8760,8760,8720,8760,0,8760,3832,8673,8760,0,0,7,8757,7614,8759,8760,8760,0,0,8760]
[2032,18,274,8641,196,381,423,109,451,6500,274,8760,8760,1839,8500,8521,8679,8760,1216,2755,537,8500,6278,8402,8528,7459,5331,4980,8145,5018,2827,7308,8753,4562,8653,3709,5575,8015,7311,0,4449,0,1676,6179,0,0,0,2327,2228,1258,6256,8652,0,0,5928]
[2032,20,76,8606,99,184,209,83,110,5842,76,8760,8755,1101,8023,8138,8599,8239,626,1324,310,7845,5682,7602,7534,6826,4400,4226,7242,3773,1535,6469,8743,3508,7787,2273,4059,7252,6465,0,3149,0,987,4990,0,0,0,1313,1060,701,5026,8441,0,0,5302]
[2032,27,0,6929,22,54,67,1,4,1916,0,8697,6864,218,4664,6272,6879,5052,121,129,0,4889,2962,5349,2353,4310,826,2465,3980,1012,162,4149,6910,553,5620,376,2319,4118,3975,0,368,0,108,2300,0,0,0,108,118,88,2738,4946,0,0,1068]
[2032,32,0,3906,0,7,22,0,0,739,0,7981,5623,60,3114,5264,6069,1969,72,71,0,2199,793,3734,710,3211,238,706,1843,392,48,3331,4823,159,3326,124,532,2531,1792,0,98,0,31,942,0,0,0,12,24,31,943,3238,0,0,372]
[2032,37,0,774,0,0,0,0,0,283,0,6513,4086,25,2019,4013,5532,577,30,24,0,943,182,1802,212,2414,107,90,811,100,18,2398,3838,95,1520,74,149,705,625,0,41,0,5,300,0,0,0,0,0,17,162,2098,0,0,158]
[2032,44,0,95,0,0,0,0,0,92,0,4065,1608,10,566,2610,4165,126,0,0,0,265,70,343,34,1134,52,0,176,30,0,778,2658,44,452,30,43,123,149,0,9,0,0,50,0,0,0,0,0,6,36,301,0,0,91]
[2032,49,0,39,0,0,0,0,0,62,0,2384,777,5,181,1834,3717,84,0,0,0,110,36,131,14,210,23,0,36,9,0,156,950,21,168,3,0,72,89,0,0,0,0,8,0,0,0,0,0,5,2,82,0,0,28]
[2032,55,0,0,0,0,0,0,0,35,0,1014,339,0,71,766,2875,43,0,0,0,60,10,80,0,36,0,0,13,0,0,26,268,1,74,0,0,39,59,0,0,0,0,0,0,0,0,0,0,0,0,6,0,0,6]
[2032,61,0,0,0,0,0,0,0,1,0,391,175,0,38,92,2453,19,0,0,0,35,0,45,0,0,0,0,0,0,0,0,135,0,47,0,0,12,31,0,0,0,0,0,0,0,0,0,0,0,0,0,0,0,0]
[2032,66,0,0,0,0,0,0,0,0,0,180,129,0,17,1,2111,3,0,0,0,17,0,25,0,0,0,0,0,0,0,0,88,0,31,0,0,0,13,0,0,0,0,0,0,0,0,0,0,0,0,0,0,0,0]
[2032,67,0,0,0,0,0,0,0,0,0,160,121,0,14,0,2029,2,0,0,0,17,0,21,0,0,0,0,0,0,0,0,83,0,28,0,0,0,10,0,0,0,0,0,0,0,0,0,0,0,0,0,0,0,0]
[2032,72,0,0,0,0,0,0,0,0,0,66,97,0,5,0,1488,0,0,0,0,3,0,4,0,0,0,0,0,0,0,0,59,0,16,0,0,0,0,0,0,0,0,0,0,0,0,0,0,0,0,0,0,0,0]
[2032,78,{"$f":"INDEX(D2185:BC2185,MATCH($C$7,$D$7:$BC$7,0))","v":0},0,0,0,0,0,0,0,0,26,71,0,0,0,384,0,0,0,0,0,0,0,0,0,0,0,0,0,0,0,37,0,1,0,0,0,0,0,0,0,0,0,0,0,0,0,0,0,0,0,0,0,0]
[2032,87,0,0,0,0,0,0,0,0,0,2,38,0,0,0,3,0,0,0,0,0,0,0,0,0,0,0,0,0,0,0,5,0,0,0,0,0,0,0,0,0,0,0,0,0,0,0,0,0,0,0,0,0,0]
[2032,90,0,0,0,0,0,0,0,0,0,0,30,0,0,0,0,0,0,0,0,0,0,0,0,0,0,0,0,0,0,0,0,0,0,0,0,0,0,0,0,0,0,0,0,0,0,0,0,0,0,0,0,0,0]
[2032,96,0,0,0,0,0,0,0,0,0,0,14,0,0,0,0,0,0,0,0,0,0,0,0,0,0,0,0,0,0,0,0,0,0,0,0,0,0,0,0,0,0,0,0,0,0,0,0,0,0,0,0,0,0]
[2032,104,0,0,0,0,0,0,0,0,0,0,0,0,0,0,0,0,0,0,0,0,0,0,0,0,0,0,0,0,0,0,0,0,0,0,0,0,0,0,0,0,0,0,0,0,0,0,0,0,0,0,0,0,0]
[2032,107,0,0,0,0,0,0,0,0,0,0,0,0,0,0,0,0,0,0,0,0,0,0,0,0,0,0,0,0,0,0,0,0,0,0,0,0,0,0,0,0,0,0,0,0,0,0,0,0,0,0,0,0,0]
[2032,113,0,0,0,0,0,0,0,0,0,0,0,0,0,0,0,0,0,0,0,0,0,0,0,0,0,0,0,0,0,0,0,0,0,0,0,0,0,0,0,0,0,0,0,0,0,0,0,0,0,0,0,0,0]
[2032,115,0,0,0,0,0,0,0,0,0,0,0,0,0,0,0,0,0,0,0,0,0,0,0,0,0,0,0,0,0,0,0,0,0,0,0,0,0,0,0,0,0,0,0,0,0,0,0,0,0,0,0,0,0]
[2032,124,0,0,0,0,0,0,0,0,0,0,0,0,0,0,0,0,0,0,0,0,0,0,0,0,0,0,0,0,0,0,0,0,0,0,0,0,0,0,0,0,0,0,0,0,0,0,0,0,0,0,0,0,0]
[2032,130,0,0,0,0,0,0,0,0,0,0,0,0,0,0,0,0,0,0,0,0,0,0,0,0,0,0,0,0,0,0,0,0,0,0,0,0,0,0,0,0,0,0,0,0,0,0,0,0,0,0,0,0,0]
[2032,132,0,0,0,0,0,0,0,0,0,0,0,0,0,0,0,0,0,0,0,0,0,0,0,0,0,0,0,0,0,0,0,0,0,0,0,0,0,0,0,0,0,0,0,0,0,0,0,0,0,0,0,0,0]
[2032,137,0,0,0,0,0,0,0,0,0,0,0,0,0,0,0,0,0,0,0,0,0,0,0,0,0,0,0,0,0,0,0,0,0,0,0,0,0,0,0,0,0,0,0,0,0,0,0,0,0,0,0,0,0]
[2032,147,0,0,0,0,0,0,0,0,0,0,0,0,0,0,0,0,0,0,0,0,0,0,0,0,0,0,0,0,0,0,0,0,0,0,0,0,0,0,0,0,0,0,0,0,0,0,0,0,0,0,0,0,0]
[2032,148,0,0,0,0,0,0,0,0,0,0,0,0,0,0,0,0,0,0,0,0,0,0,0,0,0,0,0,0,0,0,0,0,0,0,0,0,0,0,0,0,0,0,0,0,0,0,0,0,0,0,0,0,0]
[2033,4,8760,8760,8760,8760,8759,8760,8760,8760,8760,8760,8760,8331,8760,8760,8760,8760,8760,8760,8760,8760,8756,8760,8760,8760,8760,8706,8759,8760,8760,8760,8753,8760,8760,8760,8760,8721,8760,0,8760,8754,8749,8760,0,0,854,8760,8640,8760,8760,8760,0,0,8760]
[2033,8,6945,8760,6153,6847,7754,5864,8115,8760,6945,8760,8760,7290,8760,8760,8760,8760,8076,8760,7328,8760,8756,8760,8760,8759,8760,8659,8759,8760,8744,8760,8753,8760,8760,8760,8760,8720,8760,0,8760,3832,8673,8760,0,0,7,8757,7614,8759,8760,8760,0,0,8760]
[2033,16,1314,8682,408,747,832,205,1206,7279,1314,8760,8760,2899,8740,8583,8722,8760,2230,4683,886,8749,7237,8751,8740,8129,6222,5941,8578,6470,4223,8068,8753,5436,8760,5170,8195,8506,8169,0,5328,26,2764,7385,0,0,0,4111,3220,2179,7433,8742,0,0,6530]
[2033,21,49,8587,82,133,160,64,67,5413,49,8760,8677,867,7661,7875,8504,7792,451,953,217,7462,5309,7187,6751,6569,4020,3972,6753,3205,1139,6073,8676,2908,7355,1804,3667,6732,6163,0,2512,0,768,4509,0,0,0,956,695,531,4524,8292,0,0,4776]
[2033,25,0,8027,43,71,93,22,9,2849,0,8749,7412,347,5641,6764,7384,5988,158,249,12,5808,3738,5966,3610,5018,1477,2955,4999,1468,294,4505,7860,975,6134,646,2681,4735,4645,0,770,0,238,3039,0,0,0,239,196,160,3281,6425,0,0,1709]
[2033,33,0,3239,0,4,14,0,0,622,0,7754,5398,52,2909,5055,5998,1557,64,61,0,1862,576,3434,573,3036,198,531,1576,310,41,3170,4515,132,2795,108,382,2127,1513,0,84,0,23,756,0,0,0,6,13,30,619,2994,0,0,292]
[2033,38,0,523,0,0,0,0,0,220,0,6170,3700,23,1786,3800,5306,449,23,21,0,779,149,1428,152,2303,101,55,679,76,12,2225,3697,85,1289,68,116,526,500,0,30,0,5,234,0,0,0,0,0,15,128,1857,0,0,144]
[2033,42,0,131,0,0,0,0,0,112,0,4755,2091,12,929,2950,4429,182,0,0,0,388,90,569,47,1690,71,0,293,46,0,1363,3077,58,635,45,50,176,202,0,11,0,0,79,0,0,0,0,0,8,59,652,0,0,99]
[2033,50,0,33,0,0,0,0,0,59,0,2094,679,4,151,1694,3598,78,0,0,0,94,30,125,11,147,13,0,35,6,0,118,736,16,133,1,0,60,85,0,0,0,0,3,0,0,0,0,0,3,2,65,0,0,23]
[2033,51,0,27,0,0,0,0,0,53,0,1821,594,4,126,1526,3446,74,0,0,0,80,26,110,7,109,9,0,31,6,0,81,586,11,119,0,0,54,82,0,0,0,0,3,0,0,0,0,0,3,1,50,0,0,19]
[2033,57,0,0,0,0,0,0,0,18,0,742,269,0,55,455,2729,33,0,0,0,50,7,65,0,13,0,0,2,0,0,11,205,0,64,0,0,33,44,0,0,0,0,0,0,0,0,0,0,0,0,3,0,0,1]
[2033,62,0,0,0,0,0,0,0,0,0,342,165,0,35,55,2399,17,0,0,0,31,0,39,0,0,0,0,0,0,0,0,124,0,42,0,0,6,28,0,0,0,0,0,0,0,0,0,0,0,0,0,0,0,0]
[2033,68,0,0,0,0,0,0,0,0,0,137,116,0,8,0,1941,1,0,0,0,12,0,20,0,0,0,0,0,0,0,0,76,0,25,0,0,0,8,0,0,0,0,0,0,0,0,0,0,0,0,0,0,0,0]
[2033,74,0,0,0,0,0,0,0,0,0,52,85,0,4,0,1110,0,0,0,0,0,0,0,0,0,0,0,0,0,0,0,50,0,8,0,0,0,0,0,0,0,0,0,0,0,0,0,0,0,0,0,0,0,0]
[2033,79,0,0,0,0,0,0,0,0,0,22,67,0,0,0,277,0,0,0,0,0,0,0,0,0,0,0,0,0,0,0,36,0,0,0,0,0,0,0,0,0,0,0,0,0,0,0,0,0,0,0,0,0,0]
[2033,83,0,0,0,0,0,0,0,0,0,9,55,0,0,0,32,0,0,0,0,0,0,0,0,0,0,0,0,0,0,0,20,0,0,0,0,0,0,0,0,0,0,0,0,0,0,0,0,0,0,0,0,0,0]
[2033,91,0,0,0,0,0,0,0,0,0,0,28,0,0,0,0,0,0,0,0,0,0,0,0,0,0,0,0,0,0,0,0,0,0,0,0,0,0,0,0,0,0,0,0,0,0,0,0,0,0,0,0,0,0]
[2033,96,0,0,0,0,0,0,0,0,0,0,14,0,0,0,0,0,0,0,0,0,0,0,0,0,0,0,0,0,0,0,0,0,0,0,0,0,0,0,0,0,0,0,0,0,0,0,0,0,0,0,0,0,0]
[2033,100,0,0,0,0,0,0,0,0,0,0,4,0,0,0,0,0,0,0,0,0,0,0,0,0,0,0,0,0,0,0,0,0,0,0,0,0,0,0,0,0,0,0,0,0,0,0,0,0,0,0,0,0,0]
[2033,108,0,0,0,0,0,0,0,0,0,0,0,0,0,0,0,0,0,0,0,0,0,0,0,0,0,0,0,0,0,0,0,0,0,0,0,0,0,0,0,0,0,0,0,0,0,0,0,0,0,0,0,0,0]
[2033,111,0,0,0,0,0,0,0,0,0,0,0,0,0,0,0,0,0,0,0,0,0,0,0,0,0,0,0,0,0,0,0,0,0,0,0,0,0,0,0,0,0,0,0,0,0,0,0,0,0,0,0,0,0]
[2033,120,{"$f":"INDEX(D2377:BC2377,MATCH($C$7,$D$7:$BC$7,0))","v":0},0,0,0,0,0,0,0,0,0,0,0,0,0,0,0,0,0,0,0,0,0,0,0,0,0,0,0,0,0,0,0,0,0,0,0,0,0,0,0,0,0,0,0,0,0,0,0,0,0,0,0,0]
[2033,125,0,0,0,0,0,0,0,0,0,0,0,0,0,0,0,0,0,0,0,0,0,0,0,0,0,0,0,0,0,0,0,0,0,0,0,0,0,0,0,0,0,0,0,0,0,0,0,0,0,0,0,0,0]
[2033,126,0,0,0,0,0,0,0,0,0,0,0,0,0,0,0,0,0,0,0,0,0,0,0,0,0,0,0,0,0,0,0,0,0,0,0,0,0,0,0,0,0,0,0,0,0,0,0,0,0,0,0,0,0]
[2033,132,0,0,0,0,0,0,0,0,0,0,0,0,0,0,0,0,0,0,0,0,0,0,0,0,0,0,0,0,0,0,0,0,0,0,0,0,0,0,0,0,0,0,0,0,0,0,0,0,0,0,0,0,0]
[2033,137,0,0,0,0,0,0,0,0,0,0,0,0,0,0,0,0,0,0,0,0,0,0,0,0,0,0,0,0,0,0,0,0,0,0,0,0,0,0,0,0,0,0,0,0,0,0,0,0,0,0,0,0,0]
[2033,143,0,0,0,0,0,0,0,0,0,0,0,0,0,0,0,0,0,0,0,0,0,0,0,0,0,0,0,0,0,0,0,0,0,0,0,0,0,0,0,0,0,0,0,0,0,0,0,0,0,0,0,0,0]
[2033,149,0,0,0,0,0,0,0,0,0,0,0,0,0,0,0,0,0,0,0,0,0,0,0,0,0,0,0,0,0,0,0,0,0,0,0,0,0,0,0,0,0,0,0,0,0,0,0,0,0,0,0,0,0]
[2034,4,8760,8760,8760,8760,8759,8760,8760,8760,8760,8760,8760,8331,8760,8760,8760,8760,8760,8760,8760,8760,8756,8760,8760,8760,8760,8706,8759,8760,8760,8760,8753,8760,8760,8760,8760,8721,8760,0,8760,8754,8749,8760,0,0,854,8760,8640,8760,8760,8760,0,0,8760]
[2034,10,5069,8758,3854,5438,5977,3501,6077,8760,5069,8760,8760,6614,8760,8760,8760,8760,6687,7754,5291,8760,8756,8760,8760,8744,8760,8568,8759,8760,8019,8760,8753,8556,8760,8010,8760,8719,8760,0,8320,1901,7780,8760,0,0,0,8036,6501,7855,8759,8760,0,0,8760]
[2034,16,1314,8682,408,747,832,205,1206,7279,1314,8760,8760,2899,8740,8583,8722,8760,2230,4683,886,8749,7237,8751,8740,8129,6222,5941,8578,6470,4223,8068,8753,5436,8760,5170,8195,8506,8169,0,5328,26,2764,7385,0,0,0,4111,3220,2179,7433,8742,0,0,6530]
[2034,19,137,8623,126,254,288,92,221,6182,137,8760,8760,1415,8278,8356,8648,8678,874,1917,415,8240,5977,8002,8108,7111,4810,4592,7692,4415,2112,6865,8753,4039,8233,2909,4654,7674,6832,0,3831,0,1315,5588,0,0,0,1762,1591,940,5624,8571,0,0,5659]
[2034,28,0,6290,17,44,55,0,3,1574,0,8632,6615,167,4260,6065,6680,4457,104,110,0,4311,2388,4951,1826,4042,649,2115,3466,841,115,3988,6429,425,5314,289,2059,3822,3599,0,264,0,75,1964,0,0,0,74,96,71,2469,4449,0,0,859]
[2034,33,0,3239,0,4,14,0,0,622,0,7754,5398,52,2909,5055,5998,1557,64,61,0,1862,576,3434,573,3036,198,531,1576,310,41,3170,4515,132,2795,108,382,2127,1513,0,84,0,23,756,0,0,0,6,13,30,619,2994,0,0,292]
[2034,36,0,1124,0,0,0,0,0,345,0,6851,4486,27,2277,4257,5696,733,39,34,0,1117,233,2236,284,2557,118,162,965,127,28,2602,3990,103,1791,80,181,948,803,0,51,0,8,385,0,0,0,0,1,20,213,2316,0,0,171]
[2034,45,0,80,0,0,0,0,0,86,0,3705,1386,8,441,2447,4059,119,0,0,0,224,62,265,28,864,41,0,140,22,0,579,2344,38,384,23,34,108,136,0,5,0,0,41,0,0,0,0,0,6,25,208,0,0,82]
[2034,46,0,70,0,0,0,0,0,82,0,3376,1193,8,350,2284,3954,110,0,0,0,183,51,204,25,610,36,0,99,18,0,396,1960,36,322,15,27,99,126,0,0,0,0,29,0,0,0,0,0,6,16,155,0,0,76]
[2034,53,0,14,0,0,0,0,0,43,0,1364,449,2,92,1138,3124,55,0,0,0,71,19,93,1,68,1,0,22,3,0,37,372,4,88,0,0,46,69,0,0,0,0,0,0,0,0,0,0,2,0,15,0,0,11]
[2034,57,0,0,0,0,0,0,0,18,0,742,269,0,55,455,2729,33,0,0,0,50,7,65,0,13,0,0,2,0,0,11,205,0,64,0,0,33,44,0,0,0,0,0,0,0,0,0,0,0,0,3,0,0,1]
[2034,63,0,0,0,0,0,0,0,0,0,302,156,0,32,28,2328,8,0,0,0,29,0,36,0,0,0,0,0,0,0,0,111,0,40,0,0,2,24,0,0,0,0,0,0,0,0,0,0,0,0,0,0,0,0]
[2034,70,0,0,0,0,0,0,0,0,0,83,108,0,5,0,1758,0,0,0,0,5,0,13,0,0,0,0,0,0,0,0,68,0,20,0,0,0,3,0,0,0,0,0,0,0,0,0,0,0,0,0,0,0,0]
[2034,74,0,0,0,0,0,0,0,0,0,52,85,0,4,0,1110,0,0,0,0,0,0,0,0,0,0,0,0,0,0,0,50,0,8,0,0,0,0,0,0,0,0,0,0,0,0,0,0,0,0,0,0,0,0]
[2034,79,0,0,0,0,0,0,0,0,0,22,67,0,0,0,277,0,0,0,0,0,0,0,0,0,0,0,0,0,0,0,36,0,0,0,0,0,0,0,0,0,0,0,0,0,0,0,0,0,0,0,0,0,0]
[2034,86,0,0,0,0,0,0,0,0,0,3,42,0,0,0,4,0,0,0,0,0,0,0,0,0,0,0,0,0,0,0,12,0,0,0,0,0,0,0,0,0,0,0,0,0,0,0,0,0,0,0,0,0,0]
[2034,92,0,0,0,0,0,0,0,0,0,0,27,0,0,0,0,0,0,0,0,0,0,0,0,0,0,0,0,0,0,0,0,0,0,0,0,0,0,0,0,0,0,0,0,0,0,0,0,0,0,0,0,0,0]
[2034,96,0,0,0,0,0,0,0,0,0,0,14,0,0,0,0,0,0,0,0,0,0,0,0,0,0,0,0,0,0,0,0,0,0,0,0,0,0,0,0,0,0,0,0,0,0,0,0,0,0,0,0,0,0]
[2034,103,0,0,0,0,0,0,0,0,0,0,1,0,0,0,0,0,0,0,0,0,0,0,0,0,0,0,0,0,0,0,0,0,0,0,0,0,0,0,0,0,0,0,0,0,0,0,0,0,0,0,0,0,0]
[2034,109,0,0,0,0,0,0,0,0,0,0,0,0,0,0,0,0,0,0,0,0,0,0,0,0,0,0,0,0,0,0,0,0,0,0,0,0,0,0,0,0,0,0,0,0,0,0,0,0,0,0,0,0,0]
[2034,113,0,0,0,0,0,0,0,0,0,0,0,0,0,0,0,0,0,0,0,0,0,0,0,0,0,0,0,0,0,0,0,0,0,0,0,0,0,0,0,0,0,0,0,0,0,0,0,0,0,0,0,0,0]
[2034,116,0,0,0,0,0,0,0,0,0,0,0,0,0,0,0,0,0,0,0,0,0,0,0,0,0,0,0,0,0,0,0,0,0,0,0,0,0,0,0,0,0,0,0,0,0,0,0,0,0,0,0,0,0]
[2034,121,0,0,0,0,0,0,0,0,0,0,0,0,0,0,0,0,0,0,0,0,0,0,0,0,0,0,0,0,0,0,0,0,0,0,0,0,0,0,0,0,0,0,0,0,0,0,0,0,0,0,0,0,0]
[2034,130,0,0,0,0,0,0,0,0,0,0,0,0,0,0,0,0,0,0,0,0,0,0,0,0,0,0,0,0,0,0,0,0,0,0,0,0,0,0,0,0,0,0,0,0,0,0,0,0,0,0,0,0,0]
[2034,133,0,0,0,0,0,0,0,0,0,0,0,0,0,0,0,0,0,0,0,0,0,0,0,0,0,0,0,0,0,0,0,0,0,0,0,0,0,0,0,0,0,0,0,0,0,0,0,0,0,0,0,0,0]
[2034,139,0,0,0,0,0,0,0,0,0,0,0,0,0,0,0,0,0,0,0,0,0,0,0,0,0,0,0,0,0,0,0,0,0,0,0,0,0,0,0,0,0,0,0,0,0,0,0,0,0,0,0,0,0]
[2034,144,0,0,0,0,0,0,0,0,0,0,0,0,0,0,0,0,0,0,0,0,0,0,0,0,0,0,0,0,0,0,0,0,0,0,0,0,0,0,0,0,0,0,0,0,0,0,0,0,0,0,0,0,0]
[2034,150,0,0,0,0,0,0,0,0,0,0,0,0,0,0,0,0,0,0,0,0,0,0,0,0,0,0,0,0,0,0,0,0,0,0,0,0,0,0,0,0,0,0,0,0,0,0,0,0,0,0,0,0,0]
[2035,6,8374,8760,7783,8710,8759,8159,8754,8760,8374,8760,8760,8080,8760,8760,8760,8760,8760,8760,8729,8760,8756,8760,8760,8760,8760,8682,8759,8760,8760,8760,8753,8760,8760,8760,8760,8720,8760,0,8760,6462,8748,8760,0,0,75,8760,8302,8760,8760,8760,0,0,8760]
[2035,12,{"$f":"INDEX(D2569:BC2569,MATCH($C$7,$D$7:$BC$7,0))","v":3736},8741,1776,2773,3362,1494,4444,8755,3736,8760,8760,5530,8760,8744,8760,8760,5623,6498,2872,8760,8756,8760,8760,8637,8310,7871,8759,8707,6706,8710,8753,7501,8760,6880,8737,8719,8760,0,7173,239,6143,8625,0,0,0,6709,5184,5772,8711,8760,0,0,8226]
[2035,17,572,8657,277,515,608,137,792,6857,572,8760,8760,2326,8660,8565,8702,8760,1623,3791,681,8640,6710,8671,8686,7787,5798,5451,8406,5762,3661,7741,8753,4956,8757,4535,7026,8309,7737,0,4935,8,2155,6841,0,0,0,3109,2777,1701,6912,8704,0,0,6198]
[2035,23,17,8450,63,91,117,42,42,4262,17,8759,8104,555,6765,7363,7988,6811,232,502,80,6681,4506,6479,5262,5936,2707,3492,5850,2224,570,5135,8374,1717,6633,1092,3077,5627,5504,0,1452,0,442,3756,0,0,0,512,338,288,3836,7652,0,0,3007]
[2035,29,0,5728,11,39,51,0,2,1257,0,8551,6393,123,3950,5845,6462,3839,98,99,0,3668,1855,4606,1457,3839,498,1699,2965,698,88,3819,5958,327,4918,221,1708,3532,3146,0,194,0,60,1657,0,0,0,47,72,53,2172,4052,0,0,706]
[2035,34,0,2458,0,1,4,0,0,523,0,7477,5145,42,2708,4781,5906,1230,56,52,0,1575,425,3121,445,2854,160,391,1341,241,38,3008,4304,119,2391,100,287,1693,1237,0,69,0,19,625,0,0,0,4,8,27,426,2732,0,0,244]
[2035,40,0,240,0,0,0,0,0,153,0,5498,2802,16,1337,3349,4823,274,11,6,0,549,113,902,84,2045,87,9,458,59,3,1850,3381,72,900,57,74,286,302,0,22,0,0,144,0,0,0,0,0,11,96,1289,0,0,120]
[2035,41,0,176,0,0,0,0,0,132,0,5143,2432,15,1135,3145,4624,223,3,2,0,468,102,712,66,1886,79,4,357,49,1,1632,3233,66,755,50,59,215,244,0,17,0,0,109,0,0,0,0,0,10,77,950,0,0,109]
[2035,49,0,39,0,0,0,0,0,62,0,2384,777,5,181,1834,3717,84,0,0,0,110,36,131,14,210,23,0,36,9,0,156,950,21,168,3,0,72,89,0,0,0,0,8,0,0,0,0,0,5,2,82,0,0,28]
[2035,53,0,14,0,0,0,0,0,43,0,1364,449,2,92,1138,3124,55,0,0,0,71,19,93,1,68,1,0,22,3,0,37,372,4,88,0,0,46,69,0,0,0,0,0,0,0,0,0,0,2,0,15,0,0,11]
[2035,58,0,0,0,0,0,0,0,8,0,621,232,0,48,324,2656,29,0,0,0,44,2,62,0,2,0,0,0,0,0,7,184,0,57,0,0,28,41,0,0,0,0,0,0,0,0,0,0,0,0,2,0,0,1]
[2035,66,0,0,0,0,0,0,0,0,0,180,129,0,17,1,2111,3,0,0,0,17,0,25,0,0,0,0,0,0,0,0,88,0,31,0,0,0,13,0,0,0,0,0,0,0,0,0,0,0,0,0,0,0,0]
[2035,70,0,0,0,0,0,0,0,0,0,83,108,0,5,0,1758,0,0,0,0,5,0,13,0,0,0,0,0,0,0,0,68,0,20,0,0,0,3,0,0,0,0,0,0,0,0,0,0,0,0,0,0,0,0]
[2035,75,0,0,0,0,0,0,0,0,0,41,81,0,3,0,932,0,0,0,0,0,0,0,0,0,0,0,0,0,0,0,47,0,8,0,0,0,0,0,0,0,0,0,0,0,0,0,0,0,0,0,0,0,0]
[2035,81,0,0,0,0,0,0,0,0,0,15,63,0,0,0,121,0,0,0,0,0,0,0,0,0,0,0,0,0,0,0,27,0,0,0,0,0,0,0,0,0,0,0,0,0,0,0,0,0,0,0,0,0,0]
[2035,87,0,0,0,0,0,0,0,0,0,2,38,0,0,0,3,0,0,0,0,0,0,0,0,0,0,0,0,0,0,0,5,0,0,0,0,0,0,0,0,0,0,0,0,0,0,0,0,0,0,0,0,0,0]
[2035,92,0,0,0,0,0,0,0,0,0,0,27,0,0,0,0,0,0,0,0,0,0,0,0,0,0,0,0,0,0,0,0,0,0,0,0,0,0,0,0,0,0,0,0,0,0,0,0,0,0,0,0,0,0]
[2035,98,0,0,0,0,0,0,0,0,0,0,7,0,0,0,0,0,0,0,0,0,0,0,0,0,0,0,0,0,0,0,0,0,0,0,0,0,0,0,0,0,0,0,0,0,0,0,0,0,0,0,0,0,0]
[2035,104,0,0,0,0,0,0,0,0,0,0,0,0,0,0,0,0,0,0,0,0,0,0,0,0,0,0,0,0,0,0,0,0,0,0,0,0,0,0,0,0,0,0,0,0,0,0,0,0,0,0,0,0,0]
[2035,109,0,0,0,0,0,0,0,0,0,0,0,0,0,0,0,0,0,0,0,0,0,0,0,0,0,0,0,0,0,0,0,0,0,0,0,0,0,0,0,0,0,0,0,0,0,0,0,0,0,0,0,0,0]
[2035,111,0,0,0,0,0,0,0,0,0,0,0,0,0,0,0,0,0,0,0,0,0,0,0,0,0,0,0,0,0,0,0,0,0,0,0,0,0,0,0,0,0,0,0,0,0,0,0,0,0,0,0,0,0]
[2035,116,0,0,0,0,0,0,0,0,0,0,0,0,0,0,0,0,0,0,0,0,0,0,0,0,0,0,0,0,0,0,0,0,0,0,0,0,0,0,0,0,0,0,0,0,0,0,0,0,0,0,0,0,0]
[2035,124,0,0,0,0,0,0,0,0,0,0,0,0,0,0,0,0,0,0,0,0,0,0,0,0,0,0,0,0,0,0,0,0,0,0,0,0,0,0,0,0,0,0,0,0,0,0,0,0,0,0,0,0,0]
[2035,128,0,0,0,0,0,0,0,0,0,0,0,0,0,0,0,0,0,0,0,0,0,0,0,0,0,0,0,0,0,0,0,0,0,0,0,0,0,0,0,0,0,0,0,0,0,0,0,0,0,0,0,0,0]
[2035,133,0,0,0,0,0,0,0,0,0,0,0,0,0,0,0,0,0,0,0,0,0,0,0,0,0,0,0,0,0,0,0,0,0,0,0,0,0,0,0,0,0,0,0,0,0,0,0,0,0,0,0,0,0]
[2035,141,0,0,0,0,0,0,0,0,0,0,0,0,0,0,0,0,0,0,0,0,0,0,0,0,0,0,0,0,0,0,0,0,0,0,0,0,0,0,0,0,0,0,0,0,0,0,0,0,0,0,0,0,0]
[2035,145,0,0,0,0,0,0,0,0,0,0,0,0,0,0,0,0,0,0,0,0,0,0,0,0,0,0,0,0,0,0,0,0,0,0,0,0,0,0,0,0,0,0,0,0,0,0,0,0,0,0,0,0,0]
[2035,150,0,0,0,0,0,0,0,0,0,0,0,0,0,0,0,0,0,0,0,0,0,0,0,0,0,0,0,0,0,0,0,0,0,0,0,0,0,0,0,0,0,0,0,0,0,0,0,0,0,0,0,0,0]
[2036,8,6945,8760,6153,6847,7754,5864,8115,8760,6945,8760,8760,7290,8760,8760,8760,8760,8076,8760,7328,8760,8756,8760,8760,8759,8760,8659,8759,8760,8744,8760,8753,8760,8760,8760,8760,8720,8760,0,8760,3832,8673,8760,0,0,7,8757,7614,8759,8760,8760,0,0,8760]
[2036,12,3736,8741,1776,2773,3362,1494,4444,8755,3736,8760,8760,5530,8760,8744,8760,8760,5623,6498,2872,8760,8756,8760,8760,8637,8310,7871,8759,8707,6706,8710,8753,7501,8760,6880,8737,8719,8760,0,7173,239,6143,8625,0,0,0,6709,5184,5772,8711,8760,0,0,8226]
[2036,17,572,8657,277,515,608,137,792,6857,572,8760,8760,2326,8660,8565,8702,8760,1623,3791,681,8640,6710,8671,8686,7787,5798,5451,8406,5762,3661,7741,8753,4956,8757,4535,7026,8309,7737,0,4935,8,2155,6841,0,0,0,3109,2777,1701,6912,8704,0,0,6198]
[2036,24,0,8331,52,80,104,33,27,3506,0,8757,7754,435,6184,7057,7697,6385,191,346,42,6268,4118,6205,4418,5504,1976,3232,5395,1831,405,4766,8127,1327,6360,816,2873,5155,5072,0,1062,0,342,3424,0,0,0,354,255,213,3543,7085,0,0,2242]
[2036,29,0,5728,11,39,51,0,2,1257,0,8551,6393,123,3950,5845,6462,3839,98,99,0,3668,1855,4606,1457,3839,498,1699,2965,698,88,3819,5958,327,4918,221,1708,3532,3146,0,194,0,60,1657,0,0,0,47,72,53,2172,4052,0,0,706]
[2036,34,0,2458,0,1,4,0,0,523,0,7477,5145,42,2708,4781,5906,1230,56,52,0,1575,425,3121,445,2854,160,391,1341,241,38,3008,4304,119,2391,100,287,1693,1237,0,69,0,19,625,0,0,0,4,8,27,426,2732,0,0,244]
[2036,36,0,1124,0,0,0,0,0,345,0,6851,4486,27,2277,4257,5696,733,39,34,0,1117,233,2236,284,2557,118,162,965,127,28,2602,3990,103,1791,80,181,948,803,0,51,0,8,385,0,0,0,0,1,20,213,2316,0,0,171]
[2036,42,0,131,0,0,0,0,0,112,0,4755,2091,12,929,2950,4429,182,0,0,0,388,90,569,47,1690,71,0,293,46,0,1363,3077,58,635,45,50,176,202,0,11,0,0,79,0,0,0,0,0,8,59,652,0,0,99]
[2036,51,0,27,0,0,0,0,0,53,0,1821,594,4,126,1526,3446,74,0,0,0,80,26,110,7,109,9,0,31,6,0,81,586,11,119,0,0,54,82,0,0,0,0,3,0,0,0,0,0,3,1,50,0,0,19]
[2036,53,0,14,0,0,0,0,0,43,0,1364,449,2,92,1138,3124,55,0,0,0,71,19,93,1,68,1,0,22,3,0,37,372,4,88,0,0,46,69,0,0,0,0,0,0,0,0,0,0,2,0,15,0,0,11]
[2036,59,0,0,0,0,0,0,0,6,0,532,212,0,43,222,2587,26,0,0,0,43,0,57,0,1,0,0,0,0,0,3,156,0,53,0,0,23,37,0,0,0,0,0,0,0,0,0,0,0,0,2,0,0,0]
[2036,62,0,0,0,0,0,0,0,0,0,342,165,0,35,55,2399,17,0,0,0,31,0,39,0,0,0,0,0,0,0,0,124,0,42,0,0,6,28,0,0,0,0,0,0,0,0,0,0,0,0,0,0,0,0]
[2036,70,0,0,0,0,0,0,0,0,0,83,108,0,5,0,1758,0,0,0,0,5,0,13,0,0,0,0,0,0,0,0,68,0,20,0,0,0,3,0,0,0,0,0,0,0,0,0,0,0,0,0,0,0,0]
[2036,77,0,0,0,0,0,0,0,0,0,33,76,0,1,0,548,0,0,0,0,0,0,0,0,0,0,0,0,0,0,0,41,0,6,0,0,0,0,0,0,0,0,0,0,0,0,0,0,0,0,0,0,0,0]
[2036,82,0,0,0,0,0,0,0,0,0,11,59,0,0,0,64,0,0,0,0,0,0,0,0,0,0,0,0,0,0,0,25,0,0,0,0,0,0,0,0,0,0,0,0,0,0,0,0,0,0,0,0,0,0]
[2036,88,0,0,0,0,0,0,0,0,0,0,34,0,0,0,0,0,0,0,0,0,0,0,0,0,0,0,0,0,0,0,3,0,0,0,0,0,0,0,0,0,0,0,0,0,0,0,0,0,0,0,0,0,0]
[2036,94,0,0,0,0,0,0,0,0,0,0,21,0,0,0,0,0,0,0,0,0,0,0,0,0,0,0,0,0,0,0,0,0,0,0,0,0,0,0,0,0,0,0,0,0,0,0,0,0,0,0,0,0,0]
[2036,99,0,0,0,0,0,0,0,0,0,0,4,0,0,0,0,0,0,0,0,0,0,0,0,0,0,0,0,0,0,0,0,0,0,0,0,0,0,0,0,0,0,0,0,0,0,0,0,0,0,0,0,0,0]
[2036,100,0,0,0,0,0,0,0,0,0,0,4,0,0,0,0,0,0,0,0,0,0,0,0,0,0,0,0,0,0,0,0,0,0,0,0,0,0,0,0,0,0,0,0,0,0,0,0,0,0,0,0,0,0]
[2036,105,0,0,0,0,0,0,0,0,0,0,0,0,0,0,0,0,0,0,0,0,0,0,0,0,0,0,0,0,0,0,0,0,0,0,0,0,0,0,0,0,0,0,0,0,0,0,0,0,0,0,0,0,0]
[2036,112,0,0,0,0,0,0,0,0,0,0,0,0,0,0,0,0,0,0,0,0,0,0,0,0,0,0,0,0,0,0,0,0,0,0,0,0,0,0,0,0,0,0,0,0,0,0,0,0,0,0,0,0,0]
[2036,117,0,0,0,0,0,0,0,0,0,0,0,0,0,0,0,0,0,0,0,0,0,0,0,0,0,0,0,0,0,0,0,0,0,0,0,0,0,0,0,0,0,0,0,0,0,0,0,0,0,0,0,0,0]
[2036,122,0,0,0,0,0,0,0,0,0,0,0,0,0,0,0,0,0,0,0,0,0,0,0,0,0,0,0,0,0,0,0,0,0,0,0,0,0,0,0,0,0,0,0,0,0,0,0,0,0,0,0,0,0]
[2036,129,0,0,0,0,0,0,0,0,0,0,0,0,0,0,0,0,0,0,0,0,0,0,0,0,0,0,0,0,0,0,0,0,0,0,0,0,0,0,0,0,0,0,0,0,0,0,0,0,0,0,0,0,0]
[2036,137,0,0,0,0,0,0,0,0,0,0,0,0,0,0,0,0,0,0,0,0,0,0,0,0,0,0,0,0,0,0,0,0,0,0,0,0,0,0,0,0,0,0,0,0,0,0,0,0,0,0,0,0,0]
[2036,140,0,0,0,0,0,0,0,0,0,0,0,0,0,0,0,0,0,0,0,0,0,0,0,0,0,0,0,0,0,0,0,0,0,0,0,0,0,0,0,0,0,0,0,0,0,0,0,0,0,0,0,0,0]
[2036,146,0,0,0,0,0,0,0,0,0,0,0,0,0,0,0,0,0,0,0,0,0,0,0,0,0,0,0,0,0,0,0,0,0,0,0,0,0,0,0,0,0,0,0,0,0,0,0,0,0,0,0,0,0]
[2036,148,0,0,0,0,0,0,0,0,0,0,0,0,0,0,0,0,0,0,0,0,0,0,0,0,0,0,0,0,0,0,0,0,0,0,0,0,0,0,0,0,0,0,0,0,0,0,0,0,0,0,0,0,0]
[2037,8,6945,8760,6153,6847,7754,5864,8115,8760,6945,8760,8760,7290,8760,8760,8760,8760,8076,8760,7328,8760,8756,8760,8760,8759,8760,8659,8759,8760,8744,8760,8753,8760,8760,8760,8760,8720,8760,0,8760,3832,8673,8760,0,0,7,8757,7614,8759,8760,8760,0,0,8760]
[2037,13,3100,8733,1208,2027,2385,924,3539,8612,3100,8760,8760,4798,8760,8696,8760,8760,4978,6103,2178,8760,8696,8760,8760,8554,7685,7419,8759,8245,6071,8645,8753,6936,8760,6452,8716,8716,8751,0,6587,100,5365,8394,0,0,0,6071,4573,4668,8611,8760,0,0,7657]
[2037,15,2185,8707,583,1043,1165,336,1743,7748,2185,8760,8760,3514,8759,8621,8753,8760,3124,5325,1168,8760,7815,8760,8759,8369,6636,6443,8726,7058,4794,8285,8753,5922,8760,5679,8669,8620,8582,0,5700,44,3483,7836,0,0,0,4892,3621,2861,7876,8760,0,0,6930]
[2037,20,76,8606,99,184,209,83,110,5842,76,8760,8755,1101,8023,8138,8599,8239,626,1324,310,7845,5682,7602,7534,6826,4400,4226,7242,3773,1535,6469,8743,3508,7787,2273,4059,7252,6465,0,3149,0,987,4990,0,0,0,1313,1060,701,5026,8441,0,0,5302]
[2037,25,0,8027,43,71,93,22,9,2849,0,8749,7412,347,5641,6764,7384,5988,158,249,12,5808,3738,5966,3610,5018,1477,2955,4999,1468,294,4505,7860,975,6134,646,2681,4735,4645,0,770,0,238,3039,0,0,0,239,196,160,3281,6425,0,0,1709]
[2037,32,{"$f":"INDEX(D2889:BC2889,MATCH($C$7,$D$7:$BC$7,0))","v":0},3906,0,7,22,0,0,739,0,7981,5623,60,3114,5264,6069,1969,72,71,0,2199,793,3734,710,3211,238,706,1843,392,48,3331,4823,159,3326,124,532,2531,1792,0,98,0,31,942,0,0,0,12,24,31,943,3238,0,0,372]
[2037,37,0,774,0,0,0,0,0,283,0,6513,4086,25,2019,4013,5532,577,30,24,0,943,182,1802,212,2414,107,90,811,100,18,2398,3838,95,1520,74,149,705,625,0,41,0,5,300,0,0,0,0,0,17,162,2098,0,0,158]
[2037,41,0,176,0,0,0,0,0,132,0,5143,2432,15,1135,3145,4624,223,3,2,0,468,102,712,66,1886,79,4,357,49,1,1632,3233,66,755,50,59,215,244,0,17,0,0,109,0,0,0,0,0,10,77,950,0,0,109]
[2037,49,0,39,0,0,0,0,0,62,0,2384,777,5,181,1834,3717,84,0,0,0,110,36,131,14,210,23,0,36,9,0,156,950,21,168,3,0,72,89,0,0,0,0,8,0,0,0,0,0,5,2,82,0,0,28]
[2037,54,0,2,0,0,0,0,0,39,0,1165,388,2,83,943,2984,46,0,0,0,68,14,86,0,51,0,0,17,0,0,31,312,2,78,0,0,44,64,0,0,0,0,0,0,0,0,0,0,2,0,10,0,0,10]
[2037,58,0,0,0,0,0,0,0,8,0,621,232,0,48,324,2656,29,0,0,0,44,2,62,0,2,0,0,0,0,0,7,184,0,57,0,0,28,41,0,0,0,0,0,0,0,0,0,0,0,0,2,0,0,1]
[2037,66,0,0,0,0,0,0,0,0,0,180,129,0,17,1,2111,3,0,0,0,17,0,25,0,0,0,0,0,0,0,0,88,0,31,0,0,0,13,0,0,0,0,0,0,0,0,0,0,0,0,0,0,0,0]
[2037,71,0,0,0,0,0,0,0,0,0,75,99,0,5,0,1647,0,0,0,0,5,0,6,0,0,0,0,0,0,0,0,62,0,18,0,0,0,0,0,0,0,0,0,0,0,0,0,0,0,0,0,0,0,0]
[2037,73,0,0,0,0,0,0,0,0,0,57,89,0,4,0,1327,0,0,0,0,1,0,1,0,0,0,0,0,0,0,0,53,0,9,0,0,0,0,0,0,0,0,0,0,0,0,0,0,0,0,0,0,0,0]
[2037,83,0,0,0,0,0,0,0,0,0,9,55,0,0,0,32,0,0,0,0,0,0,0,0,0,0,0,0,0,0,0,20,0,0,0,0,0,0,0,0,0,0,0,0,0,0,0,0,0,0,0,0,0,0]
[2037,88,0,0,0,0,0,0,0,0,0,0,34,0,0,0,0,0,0,0,0,0,0,0,0,0,0,0,0,0,0,0,3,0,0,0,0,0,0,0,0,0,0,0,0,0,0,0,0,0,0,0,0,0,0]
[2037,90,0,0,0,0,0,0,0,0,0,0,30,0,0,0,0,0,0,0,0,0,0,0,0,0,0,0,0,0,0,0,0,0,0,0,0,0,0,0,0,0,0,0,0,0,0,0,0,0,0,0,0,0,0]
[2037,95,0,0,0,0,0,0,0,0,0,0,19,0,0,0,0,0,0,0,0,0,0,0,0,0,0,0,0,0,0,0,0,0,0,0,0,0,0,0,0,0,0,0,0,0,0,0,0,0,0,0,0,0,0]
[2037,101,0,0,0,0,0,0,0,0,0,0,3,0,0,0,0,0,0,0,0,0,0,0,0,0,0,0,0,0,0,0,0,0,0,0,0,0,0,0,0,0,0,0,0,0,0,0,0,0,0,0,0,0,0]
[2037,107,0,0,0,0,0,0,0,0,0,0,0,0,0,0,0,0,0,0,0,0,0,0,0,0,0,0,0,0,0,0,0,0,0,0,0,0,0,0,0,0,0,0,0,0,0,0,0,0,0,0,0,0,0]
[2037,112,0,0,0,0,0,0,0,0,0,0,0,0,0,0,0,0,0,0,0,0,0,0,0,0,0,0,0,0,0,0,0,0,0,0,0,0,0,0,0,0,0,0,0,0,0,0,0,0,0,0,0,0,0]
[2037,116,0,0,0,0,0,0,0,0,0,0,0,0,0,0,0,0,0,0,0,0,0,0,0,0,0,0,0,0,0,0,0,0,0,0,0,0,0,0,0,0,0,0,0,0,0,0,0,0,0,0,0,0,0]
[2037,124,0,0,0,0,0,0,0,0,0,0,0,0,0,0,0,0,0,0,0,0,0,0,0,0,0,0,0,0,0,0,0,0,0,0,0,0,0,0,0,0,0,0,0,0,0,0,0,0,0,0,0,0,0]
[2037,129,0,0,0,0,0,0,0,0,0,0,0,0,0,0,0,0,0,0,0,0,0,0,0,0,0,0,0,0,0,0,0,0,0,0,0,0,0,0,0,0,0,0,0,0,0,0,0,0,0,0,0,0,0]
[2037,133,0,0,0,0,0,0,0,0,0,0,0,0,0,0,0,0,0,0,0,0,0,0,0,0,0,0,0,0,0,0,0,0,0,0,0,0,0,0,0,0,0,0,0,0,0,0,0,0,0,0,0,0,0]
[2037,141,0,0,0,0,0,0,0,0,0,0,0,0,0,0,0,0,0,0,0,0,0,0,0,0,0,0,0,0,0,0,0,0,0,0,0,0,0,0,0,0,0,0,0,0,0,0,0,0,0,0,0,0,0]
[2037,146,0,0,0,0,0,0,0,0,0,0,0,0,0,0,0,0,0,0,0,0,0,0,0,0,0,0,0,0,0,0,0,0,0,0,0,0,0,0,0,0,0,0,0,0,0,0,0,0,0,0,0,0,0]
[2037,150,0,0,0,0,0,0,0,0,0,0,0,0,0,0,0,0,0,0,0,0,0,0,0,0,0,0,0,0,0,0,0,0,0,0,0,0,0,0,0,0,0,0,0,0,0,0,0,0,0,0,0,0,0]
[2038,8,6945,8760,6153,6847,7754,5864,8115,8760,6945,8760,8760,7290,8760,8760,8760,8760,8076,8760,7328,8760,8756,8760,8760,8759,8760,8659,8759,8760,8744,8760,8753,8760,8760,8760,8760,8720,8760,0,8760,3832,8673,8760,0,0,7,8757,7614,8759,8760,8760,0,0,8760]
[2038,9,5785,8760,5332,6306,6961,4869,7143,8760,5785,8760,8760,6936,8760,8760,8760,8760,7322,8445,6695,8760,8756,8760,8760,8759,8760,8641,8759,8760,8514,8760,8753,8709,8760,8605,8760,8720,8760,0,8717,2858,8342,8760,0,0,0,8549,7082,8557,8760,8760,0,0,8760]
[2038,15,2185,8707,583,1043,1165,336,1743,7748,2185,8760,8760,3514,8759,8621,8753,8760,3124,5325,1168,8760,7815,8760,8759,8369,6636,6443,8726,7058,4794,8285,8753,5922,8760,5679,8669,8620,8582,0,5700,44,3483,7836,0,0,0,4892,3621,2861,7876,8760,0,0,6930]
[2038,20,76,8606,99,184,209,83,110,5842,76,8760,8755,1101,8023,8138,8599,8239,626,1324,310,7845,5682,7602,7534,6826,4400,4226,7242,3773,1535,6469,8743,3508,7787,2273,4059,7252,6465,0,3149,0,987,4990,0,0,0,1313,1060,701,5026,8441,0,0,5302]
[2038,26,0,7532,33,63,79,10,5,2331,0,8734,7150,274,5084,6479,7112,5535,138,173,2,5352,3396,5687,2932,4605,1130,2710,4541,1210,219,4285,7514,739,5890,482,2515,4402,4320,0,519,0,161,2667,0,0,0,158,158,118,3021,5641,0,0,1318]
[2038,32,0,3906,0,7,22,0,0,739,0,7981,5623,60,3114,5264,6069,1969,72,71,0,2199,793,3734,710,3211,238,706,1843,392,48,3331,4823,159,3326,124,532,2531,1792,0,98,0,31,942,0,0,0,12,24,31,943,3238,0,0,372]
[2038,38,0,523,0,0,0,0,0,220,0,6170,3700,23,1786,3800,5306,449,23,21,0,779,149,1428,152,2303,101,55,679,76,12,2225,3697,85,1289,68,116,526,500,0,30,0,5,234,0,0,0,0,0,15,128,1857,0,0,144]
[2038,43,0,109,0,0,0,0,0,100,0,4398,1825,10,727,2781,4302,154,0,0,0,319,79,441,40,1412,55,0,232,39,0,1080,2891,51,532,36,47,143,173,0,9,0,0,61,0,0,0,0,0,8,43,454,0,0,94]
[2038,49,0,39,0,0,0,0,0,62,0,2384,777,5,181,1834,3717,84,0,0,0,110,36,131,14,210,23,0,36,9,0,156,950,21,168,3,0,72,89,0,0,0,0,8,0,0,0,0,0,5,2,82,0,0,28]
[2038,55,0,0,0,0,0,0,0,35,0,1014,339,0,71,766,2875,43,0,0,0,60,10,80,0,36,0,0,13,0,0,26,268,1,74,0,0,39,59,0,0,0,0,0,0,0,0,0,0,0,0,6,0,0,6]
[2038,60,0,0,0,0,0,0,0,3,0,453,193,0,40,153,2525,24,0,0,0,39,0,47,0,0,0,0,0,0,0,1,148,0,51,0,0,18,37,0,0,0,0,0,0,0,0,0,0,0,0,0,0,0,0]
[2038,66,0,0,0,0,0,0,0,0,0,180,129,0,17,1,2111,3,0,0,0,17,0,25,0,0,0,0,0,0,0,0,88,0,31,0,0,0,13,0,0,0,0,0,0,0,0,0,0,0,0,0,0,0,0]
[2038,69,0,0,0,0,0,0,0,0,0,102,113,0,5,0,1852,0,0,0,0,7,0,17,0,0,0,0,0,0,0,0,70,0,23,0,0,0,5,0,0,0,0,0,0,0,0,0,0,0,0,0,0,0,0]
[2038,78,0,0,0,0,0,0,0,0,0,26,71,0,0,0,384,0,0,0,0,0,0,0,0,0,0,0,0,0,0,0,37,0,1,0,0,0,0,0,0,0,0,0,0,0,0,0,0,0,0,0,0,0,0]
[2038,79,0,0,0,0,0,0,0,0,0,22,67,0,0,0,277,0,0,0,0,0,0,0,0,0,0,0,0,0,0,0,36,0,0,0,0,0,0,0,0,0,0,0,0,0,0,0,0,0,0,0,0,0,0]
[2038,86,0,0,0,0,0,0,0,0,0,3,42,0,0,0,4,0,0,0,0,0,0,0,0,0,0,0,0,0,0,0,12,0,0,0,0,0,0,0,0,0,0,0,0,0,0,0,0,0,0,0,0,0,0]
[2038,90,0,0,0,0,0,0,0,0,0,0,30,0,0,0,0,0,0,0,0,0,0,0,0,0,0,0,0,0,0,0,0,0,0,0,0,0,0,0,0,0,0,0,0,0,0,0,0,0,0,0,0,0,0]
[2038,96,0,0,0,0,0,0,0,0,0,0,14,0,0,0,0,0,0,0,0,0,0,0,0,0,0,0,0,0,0,0,0,0,0,0,0,0,0,0,0,0,0,0,0,0,0,0,0,0,0,0,0,0,0]
[2038,103,0,0,0,0,0,0,0,0,0,0,1,0,0,0,0,0,0,0,0,0,0,0,0,0,0,0,0,0,0,0,0,0,0,0,0,0,0,0,0,0,0,0,0,0,0,0,0,0,0,0,0,0,0]
[2038,108,0,0,0,0,0,0,0,0,0,0,0,0,0,0,0,0,0,0,0,0,0,0,0,0,0,0,0,0,0,0,0,0,0,0,0,0,0,0,0,0,0,0,0,0,0,0,0,0,0,0,0,0,0]
[2038,113,0,0,0,0,0,0,0,0,0,0,0,0,0,0,0,0,0,0,0,0,0,0,0,0,0,0,0,0,0,0,0,0,0,0,0,0,0,0,0,0,0,0,0,0,0,0,0,0,0,0,0,0,0]
[2038,120,0,0,0,0,0,0,0,0,0,0,0,0,0,0,0,0,0,0,0,0,0,0,0,0,0,0,0,0,0,0,0,0,0,0,0,0,0,0,0,0,0,0,0,0,0,0,0,0,0,0,0,0,0]
[2038,125,0,0,0,0,0,0,0,0,0,0,0,0,0,0,0,0,0,0,0,0,0,0,0,0,0,0,0,0,0,0,0,0,0,0,0,0,0,0,0,0,0,0,0,0,0,0,0,0,0,0,0,0,0]
[2038,129,0,0,0,0,0,0,0,0,0,0,0,0,0,0,0,0,0,0,0,0,0,0,0,0,0,0,0,0,0,0,0,0,0,0,0,0,0,0,0,0,0,0,0,0,0,0,0,0,0,0,0,0,0]
[2038,136,0,0,0,0,0,0,0,0,0,0,0,0,0,0,0,0,0,0,0,0,0,0,0,0,0,0,0,0,0,0,0,0,0,0,0,0,0,0,0,0,0,0,0,0,0,0,0,0,0,0,0,0,0]
[2038,142,0,0,0,0,0,0,0,0,0,0,0,0,0,0,0,0,0,0,0,0,0,0,0,0,0,0,0,0,0,0,0,0,0,0,0,0,0,0,0,0,0,0,0,0,0,0,0,0,0,0,0,0,0]
[2038,146,0,0,0,0,0,0,0,0,0,0,0,0,0,0,0,0,0,0,0,0,0,0,0,0,0,0,0,0,0,0,0,0,0,0,0,0,0,0,0,0,0,0,0,0,0,0,0,0,0,0,0,0,0]
[2038,149,0,0,0,0,0,0,0,0,0,0,0,0,0,0,0,0,0,0,0,0,0,0,0,0,0,0,0,0,0,0,0,0,0,0,0,0,0,0,0,0,0,0,0,0,0,0,0,0,0,0,0,0,0]
[2039,4,8760,8760,8760,8760,8759,8760,8760,8760,8760,8760,8760,8331,8760,8760,8760,8760,8760,8760,8760,8760,8756,8760,8760,8760,8760,8706,8759,8760,8760,8760,8753,8760,8760,8760,8760,8721,8760,0,8760,8754,8749,8760,0,0,854,8760,8640,8760,8760,8760,0,0,8760]
[2039,13,3100,8733,1208,2027,2385,924,3539,8612,3100,8760,8760,4798,8760,8696,8760,8760,4978,6103,2178,8760,8696,8760,8760,8554,7685,7419,8759,8245,6071,8645,8753,6936,8760,6452,8716,8716,8751,0,6587,100,5365,8394,0,0,0,6071,4573,4668,8611,8760,0,0,7657]
[2039,16,1314,8682,408,747,832,205,1206,7279,1314,8760,8760,2899,8740,8583,8722,8760,2230,4683,886,8749,7237,8751,8740,8129,6222,5941,8578,6470,4223,8068,8753,5436,8760,5170,8195,8506,8169,0,5328,26,2764,7385,0,0,0,4111,3220,2179,7433,8742,0,0,6530]
[2039,22,36,8539,74,106,137,53,49,4915,36,8760,8383,678,7227,7622,8302,7291,318,692,129,7078,4884,6789,5952,6284,3433,3722,6251,2670,834,5593,8579,2325,6997,1413,3362,6162,5866,0,1951,0,600,4091,0,0,0,706,453,392,4154,8052,0,0,3941]
[2039,26,0,7532,33,63,79,10,5,2331,0,8734,7150,274,5084,6479,7112,5535,138,173,2,5352,3396,5687,2932,4605,1130,2710,4541,1210,219,4285,7514,739,5890,482,2515,4402,4320,0,519,0,161,2667,0,0,0,158,158,118,3021,5641,0,0,1318]
[2039,27,0,6929,22,54,67,1,4,1916,0,8697,6864,218,4664,6272,6879,5052,121,129,0,4889,2962,5349,2353,4310,826,2465,3980,1012,162,4149,6910,553,5620,376,2319,4118,3975,0,368,0,108,2300,0,0,0,108,118,88,2738,4946,0,0,1068]
[2039,28,0,6290,17,44,55,0,3,1574,0,8632,6615,167,4260,6065,6680,4457,104,110,0,4311,2388,4951,1826,4042,649,2115,3466,841,115,3988,6429,425,5314,289,2059,3822,3599,0,264,0,75,1964,0,0,0,74,96,71,2469,4449,0,0,859]
[2039,29,0,5728,11,39,51,0,2,1257,0,8551,6393,123,3950,5845,6462,3839,98,99,0,3668,1855,4606,1457,3839,498,1699,2965,698,88,3819,5958,327,4918,221,1708,3532,3146,0,194,0,60,1657,0,0,0,47,72,53,2172,4052,0,0,706]
[2039,30,0,5213,6,27,41,0,0,1050,0,8435,6173,98,3625,5649,6302,3229,90,91,0,3096,1422,4334,1141,3620,390,1320,2519,589,71,3674,5519,249,4431,171,1316,3213,2633,0,146,0,49,1366,0,0,0,34,50,40,1785,3740,0,0,566]
[2039,31,0,4563,1,22,32,0,0,890,0,8271,5889,73,3337,5459,6172,2556,79,82,0,2608,1055,4031,903,3415,310,1007,2154,479,62,3515,5161,187,3886,144,847,2879,2209,0,120,0,42,1114,0,0,0,20,37,35,1321,3483,0,0,465]
[2039,32,0,3906,0,7,22,0,0,739,0,7981,5623,60,3114,5264,6069,1969,72,71,0,2199,793,3734,710,3211,238,706,1843,392,48,3331,4823,159,3326,124,532,2531,1792,0,98,0,31,942,0,0,0,12,24,31,943,3238,0,0,372]
[2039,33,0,3239,0,4,14,0,0,622,0,7754,5398,52,2909,5055,5998,1557,64,61,0,1862,576,3434,573,3036,198,531,1576,310,41,3170,4515,132,2795,108,382,2127,1513,0,84,0,23,756,0,0,0,6,13,30,619,2994,0,0,292]
[2039,34,0,2458,0,1,4,0,0,523,0,7477,5145,42,2708,4781,5906,1230,56,52,0,1575,425,3121,445,2854,160,391,1341,241,38,3008,4304,119,2391,100,287,1693,1237,0,69,0,19,625,0,0,0,4,8,27,426,2732,0,0,244]
[2039,35,0,1673,0,0,2,0,0,420,0,7180,4858,35,2512,4513,5806,958,47,40,0,1324,306,2696,363,2694,139,263,1142,170,34,2792,4136,111,2079,88,232,1289,1009,0,62,0,12,483,0,0,0,3,5,21,301,2502,0,0,199]
[2039,36,0,1124,0,0,0,0,0,345,0,6851,4486,27,2277,4257,5696,733,39,34,0,1117,233,2236,284,2557,118,162,965,127,28,2602,3990,103,1791,80,181,948,803,0,51,0,8,385,0,0,0,0,1,20,213,2316,0,0,171]
[2039,37,0,774,0,0,0,0,0,283,0,6513,4086,25,2019,4013,5532,577,30,24,0,943,182,1802,212,2414,107,90,811,100,18,2398,3838,95,1520,74,149,705,625,0,41,0,5,300,0,0,0,0,0,17,162,2098,0,0,158]
[2039,38,0,523,0,0,0,0,0,220,0,6170,3700,23,1786,3800,5306,449,23,21,0,779,149,1428,152,2303,101,55,679,76,12,2225,3697,85,1289,68,116,526,500,0,30,0,5,234,0,0,0,0,0,15,128,1857,0,0,144]
[2039,39,0,353,0,0,0,0,0,182,0,5810,3252,19,1559,3563,5055,363,18,10,0,654,125,1122,109,2181,91,19,568,62,7,2049,3542,76,1081,62,88,380,382,0,27,0,3,182,0,0,0,0,0,13,108,1591,0,0,134]
[2039,40,0,240,0,0,0,0,0,153,0,5498,2802,16,1337,3349,4823,274,11,6,0,549,113,902,84,2045,87,9,458,59,3,1850,3381,72,900,57,74,286,302,0,22,0,0,144,0,0,0,0,0,11,96,1289,0,0,120]
[2039,41,0,176,0,0,0,0,0,132,0,5143,2432,15,1135,3145,4624,223,3,2,0,468,102,712,66,1886,79,4,357,49,1,1632,3233,66,755,50,59,215,244,0,17,0,0,109,0,0,0,0,0,10,77,950,0,0,109]
[2039,42,0,131,0,0,0,0,0,112,0,4755,2091,12,929,2950,4429,182,0,0,0,388,90,569,47,1690,71,0,293,46,0,1363,3077,58,635,45,50,176,202,0,11,0,0,79,0,0,0,0,0,8,59,652,0,0,99]
[2039,43,0,109,0,0,0,0,0,100,0,4398,1825,10,727,2781,4302,154,0,0,0,319,79,441,40,1412,55,0,232,39,0,1080,2891,51,532,36,47,143,173,0,9,0,0,61,0,0,0,0,0,8,43,454,0,0,94]
[2039,44,0,95,0,0,0,0,0,92,0,4065,1608,10,566,2610,4165,126,0,0,0,265,70,343,34,1134,52,0,176,30,0,778,2658,44,452,30,43,123,149,0,9,0,0,50,0,0,0,0,0,6,36,301,0,0,91]
[2039,45,0,80,0,0,0,0,0,86,0,3705,1386,8,441,2447,4059,119,0,0,0,224,62,265,28,864,41,0,140,22,0,579,2344,38,384,23,34,108,136,0,5,0,0,41,0,0,0,0,0,6,25,208,0,0,82]
[2039,46,0,70,0,0,0,0,0,82,0,3376,1193,8,350,2284,3954,110,0,0,0,183,51,204,25,610,36,0,99,18,0,396,1960,36,322,15,27,99,126,0,0,0,0,29,0,0,0,0,0,6,16,155,0,0,76]
[2039,47,0,60,0,0,0,0,0,74,0,3027,1037,7,274,2144,3873,98,0,0,0,151,47,172,21,417,33,0,70,13,0,287,1558,30,247,9,13,89,115,0,0,0,0,22,0,0,0,0,0,6,9,122,0,0,70]
[2039,48,0,45,0,0,0,0,0,67,0,2651,881,5,216,1989,3788,92,0,0,0,129,40,151,17,292,26,0,54,12,0,209,1208,27,200,6,5,80,99,0,0,0,0,13,0,0,0,0,0,5,3,99,0,0,62]
[2039,49,0,39,0,0,0,0,0,62,0,2384,777,5,181,1834,3717,84,0,0,0,110,36,131,14,210,23,0,36,9,0,156,950,21,168,3,0,72,89,0,0,0,0,8,0,0,0,0,0,5,2,82,0,0,28]
[2039,50,0,33,0,0,0,0,0,59,0,2094,679,4,151,1694,3598,78,0,0,0,94,30,125,11,147,13,0,35,6,0,118,736,16,133,1,0,60,85,0,0,0,0,3,0,0,0,0,0,3,2,65,0,0,23]
[2039,51,0,27,0,0,0,0,0,53,0,1821,594,4,126,1526,3446,74,0,0,0,80,26,110,7,109,9,0,31,6,0,81,586,11,119,0,0,54,82,0,0,0,0,3,0,0,0,0,0,3,1,50,0,0,19]
[2039,52,{"$f":"INDEX(D3209:BC3209,MATCH($C$7,$D$7:$BC$7,0))","v":0},19,0,0,0,0,0,46,0,1562,518,3,109,1337,3281,64,0,0,0,74,23,97,4,90,5,0,27,5,0,54,475,8,102,0,0,48,78,0,0,0,0,2,0,0,0,0,0,3,0,31,0,0,13]
[2039,53,0,14,0,0,0,0,0,43,0,1364,449,2,92,1138,3124,55,0,0,0,71,19,93,1,68,1,0,22,3,0,37,372,4,88,0,0,46,69,0,0,0,0,0,0,0,0,0,0,2,0,15,0,0,11]
[2039,54,0,2,0,0,0,0,0,39,0,1165,388,2,83,943,2984,46,0,0,0,68,14,86,0,51,0,0,17,0,0,31,312,2,78,0,0,44,64,0,0,0,0,0,0,0,0,0,0,2,0,10,0,0,10]
[2039,55,0,0,0,0,0,0,0,35,0,1014,339,0,71,766,2875,43,0,0,0,60,10,80,0,36,0,0,13,0,0,26,268,1,74,0,0,39,59,0,0,0,0,0,0,0,0,0,0,0,0,6,0,0,6]
[2039,56,0,0,0,0,0,0,0,24,0,882,302,0,65,592,2799,41,0,0,0,57,10,73,0,18,0,0,3,0,0,17,240,0,71,0,0,35,52,0,0,0,0,0,0,0,0,0,0,0,0,4,0,0,2]
[2039,57,0,0,0,0,0,0,0,18,0,742,269,0,55,455,2729,33,0,0,0,50,7,65,0,13,0,0,2,0,0,11,205,0,64,0,0,33,44,0,0,0,0,0,0,0,0,0,0,0,0,3,0,0,1]
[2039,58,0,0,0,0,0,0,0,8,0,621,232,0,48,324,2656,29,0,0,0,44,2,62,0,2,0,0,0,0,0,7,184,0,57,0,0,28,41,0,0,0,0,0,0,0,0,0,0,0,0,2,0,0,1]
[2039,59,0,0,0,0,0,0,0,6,0,532,212,0,43,222,2587,26,0,0,0,43,0,57,0,1,0,0,0,0,0,3,156,0,53,0,0,23,37,0,0,0,0,0,0,0,0,0,0,0,0,2,0,0,0]
[2039,60,0,0,0,0,0,0,0,3,0,453,193,0,40,153,2525,24,0,0,0,39,0,47,0,0,0,0,0,0,0,1,148,0,51,0,0,18,37,0,0,0,0,0,0,0,0,0,0,0,0,0,0,0,0]
[2039,61,0,0,0,0,0,0,0,1,0,391,175,0,38,92,2453,19,0,0,0,35,0,45,0,0,0,0,0,0,0,0,135,0,47,0,0,12,31,0,0,0,0,0,0,0,0,0,0,0,0,0,0,0,0]
[2039,62,0,0,0,0,0,0,0,0,0,342,165,0,35,55,2399,17,0,0,0,31,0,39,0,0,0,0,0,0,0,0,124,0,42,0,0,6,28,0,0,0,0,0,0,0,0,0,0,0,0,0,0,0,0]
[2039,63,0,0,0,0,0,0,0,0,0,302,156,0,32,28,2328,8,0,0,0,29,0,36,0,0,0,0,0,0,0,0,111,0,40,0,0,2,24,0,0,0,0,0,0,0,0,0,0,0,0,0,0,0,0]
[2039,64,0,0,0,0,0,0,0,0,0,249,150,0,29,12,2269,5,0,0,0,24,0,33,0,0,0,0,0,0,0,0,101,0,38,0,0,0,20,0,0,0,0,0,0,0,0,0,0,0,0,0,0,0,0]
[2039,65,0,0,0,0,0,0,0,0,0,208,136,0,24,4,2183,4,0,0,0,20,0,31,0,0,0,0,0,0,0,0,92,0,34,0,0,0,18,0,0,0,0,0,0,0,0,0,0,0,0,0,0,0,0]
[2039,66,0,0,0,0,0,0,0,0,0,180,129,0,17,1,2111,3,0,0,0,17,0,25,0,0,0,0,0,0,0,0,88,0,31,0,0,0,13,0,0,0,0,0,0,0,0,0,0,0,0,0,0,0,0]
[2039,67,0,0,0,0,0,0,0,0,0,160,121,0,14,0,2029,2,0,0,0,17,0,21,0,0,0,0,0,0,0,0,83,0,28,0,0,0,10,0,0,0,0,0,0,0,0,0,0,0,0,0,0,0,0]
[2039,68,0,0,0,0,0,0,0,0,0,137,116,0,8,0,1941,1,0,0,0,12,0,20,0,0,0,0,0,0,0,0,76,0,25,0,0,0,8,0,0,0,0,0,0,0,0,0,0,0,0,0,0,0,0]
[2039,69,0,0,0,0,0,0,0,0,0,102,113,0,5,0,1852,0,0,0,0,7,0,17,0,0,0,0,0,0,0,0,70,0,23,0,0,0,5,0,0,0,0,0,0,0,0,0,0,0,0,0,0,0,0]
[2039,70,0,0,0,0,0,0,0,0,0,83,108,0,5,0,1758,0,0,0,0,5,0,13,0,0,0,0,0,0,0,0,68,0,20,0,0,0,3,0,0,0,0,0,0,0,0,0,0,0,0,0,0,0,0]
[2039,71,0,0,0,0,0,0,0,0,0,75,99,0,5,0,1647,0,0,0,0,5,0,6,0,0,0,0,0,0,0,0,62,0,18,0,0,0,0,0,0,0,0,0,0,0,0,0,0,0,0,0,0,0,0]
[2039,72,0,0,0,0,0,0,0,0,0,66,97,0,5,0,1488,0,0,0,0,3,0,4,0,0,0,0,0,0,0,0,59,0,16,0,0,0,0,0,0,0,0,0,0,0,0,0,0,0,0,0,0,0,0]
[2039,73,0,0,0,0,0,0,0,0,0,57,89,0,4,0,1327,0,0,0,0,1,0,1,0,0,0,0,0,0,0,0,53,0,9,0,0,0,0,0,0,0,0,0,0,0,0,0,0,0,0,0,0,0,0]
[2039,74,0,0,0,0,0,0,0,0,0,52,85,0,4,0,1110,0,0,0,0,0,0,0,0,0,0,0,0,0,0,0,50,0,8,0,0,0,0,0,0,0,0,0,0,0,0,0,0,0,0,0,0,0,0]
[2039,75,0,0,0,0,0,0,0,0,0,41,81,0,3,0,932,0,0,0,0,0,0,0,0,0,0,0,0,0,0,0,47,0,8,0,0,0,0,0,0,0,0,0,0,0,0,0,0,0,0,0,0,0,0]
[2039,76,0,0,0,0,0,0,0,0,0,37,78,0,2,0,736,0,0,0,0,0,0,0,0,0,0,0,0,0,0,0,43,0,6,0,0,0,0,0,0,0,0,0,0,0,0,0,0,0,0,0,0,0,0]
[2039,77,0,0,0,0,0,0,0,0,0,33,76,0,1,0,548,0,0,0,0,0,0,0,0,0,0,0,0,0,0,0,41,0,6,0,0,0,0,0,0,0,0,0,0,0,0,0,0,0,0,0,0,0,0]
[2039,78,0,0,0,0,0,0,0,0,0,26,71,0,0,0,384,0,0,0,0,0,0,0,0,0,0,0,0,0,0,0,37,0,1,0,0,0,0,0,0,0,0,0,0,0,0,0,0,0,0,0,0,0,0]
[2039,79,0,0,0,0,0,0,0,0,0,22,67,0,0,0,277,0,0,0,0,0,0,0,0,0,0,0,0,0,0,0,36,0,0,0,0,0,0,0,0,0,0,0,0,0,0,0,0,0,0,0,0,0,0]
[2039,80,0,0,0,0,0,0,0,0,0,18,65,0,0,0,198,0,0,0,0,0,0,0,0,0,0,0,0,0,0,0,31,0,0,0,0,0,0,0,0,0,0,0,0,0,0,0,0,0,0,0,0,0,0]
[2039,81,0,0,0,0,0,0,0,0,0,15,63,0,0,0,121,0,0,0,0,0,0,0,0,0,0,0,0,0,0,0,27,0,0,0,0,0,0,0,0,0,0,0,0,0,0,0,0,0,0,0,0,0,0]
[2039,82,0,0,0,0,0,0,0,0,0,11,59,0,0,0,64,0,0,0,0,0,0,0,0,0,0,0,0,0,0,0,25,0,0,0,0,0,0,0,0,0,0,0,0,0,0,0,0,0,0,0,0,0,0]
[2039,83,0,0,0,0,0,0,0,0,0,9,55,0,0,0,32,0,0,0,0,0,0,0,0,0,0,0,0,0,0,0,20,0,0,0,0,0,0,0,0,0,0,0,0,0,0,0,0,0,0,0,0,0,0]
[2039,84,0,0,0,0,0,0,0,0,0,7,50,0,0,0,18,0,0,0,0,0,0,0,0,0,0,0,0,0,0,0,18,0,0,0,0,0,0,0,0,0,0,0,0,0,0,0,0,0,0,0,0,0,0]
[2039,85,0,0,0,0,0,0,0,0,0,5,47,0,0,0,7,0,0,0,0,0,0,0,0,0,0,0,0,0,0,0,15,0,0,0,0,0,0,0,0,0,0,0,0,0,0,0,0,0,0,0,0,0,0]
[2039,86,0,0,0,0,0,0,0,0,0,3,42,0,0,0,4,0,0,0,0,0,0,0,0,0,0,0,0,0,0,0,12,0,0,0,0,0,0,0,0,0,0,0,0,0,0,0,0,0,0,0,0,0,0]
[2039,87,0,0,0,0,0,0,0,0,0,2,38,0,0,0,3,0,0,0,0,0,0,0,0,0,0,0,0,0,0,0,5,0,0,0,0,0,0,0,0,0,0,0,0,0,0,0,0,0,0,0,0,0,0]
[2039,88,0,0,0,0,0,0,0,0,0,0,34,0,0,0,0,0,0,0,0,0,0,0,0,0,0,0,0,0,0,0,3,0,0,0,0,0,0,0,0,0,0,0,0,0,0,0,0,0,0,0,0,0,0]
[2039,89,0,0,0,0,0,0,0,0,0,0,32,0,0,0,0,0,0,0,0,0,0,0,0,0,0,0,0,0,0,0,0,0,0,0,0,0,0,0,0,0,0,0,0,0,0,0,0,0,0,0,0,0,0]
[2039,90,0,0,0,0,0,0,0,0,0,0,30,0,0,0,0,0,0,0,0,0,0,0,0,0,0,0,0,0,0,0,0,0,0,0,0,0,0,0,0,0,0,0,0,0,0,0,0,0,0,0,0,0,0]
[2039,91,0,0,0,0,0,0,0,0,0,0,28,0,0,0,0,0,0,0,0,0,0,0,0,0,0,0,0,0,0,0,0,0,0,0,0,0,0,0,0,0,0,0,0,0,0,0,0,0,0,0,0,0,0]
[2039,92,0,0,0,0,0,0,0,0,0,0,27,0,0,0,0,0,0,0,0,0,0,0,0,0,0,0,0,0,0,0,0,0,0,0,0,0,0,0,0,0,0,0,0,0,0,0,0,0,0,0,0,0,0]
[2039,93,0,0,0,0,0,0,0,0,0,0,24,0,0,0,0,0,0,0,0,0,0,0,0,0,0,0,0,0,0,0,0,0,0,0,0,0,0,0,0,0,0,0,0,0,0,0,0,0,0,0,0,0,0]
[2039,94,0,0,0,0,0,0,0,0,0,0,21,0,0,0,0,0,0,0,0,0,0,0,0,0,0,0,0,0,0,0,0,0,0,0,0,0,0,0,0,0,0,0,0,0,0,0,0,0,0,0,0,0,0]
[2039,95,0,0,0,0,0,0,0,0,0,0,19,0,0,0,0,0,0,0,0,0,0,0,0,0,0,0,0,0,0,0,0,0,0,0,0,0,0,0,0,0,0,0,0,0,0,0,0,0,0,0,0,0,0]
[2039,96,0,0,0,0,0,0,0,0,0,0,14,0,0,0,0,0,0,0,0,0,0,0,0,0,0,0,0,0,0,0,0,0,0,0,0,0,0,0,0,0,0,0,0,0,0,0,0,0,0,0,0,0,0]
[2039,97,0,0,0,0,0,0,0,0,0,0,9,0,0,0,0,0,0,0,0,0,0,0,0,0,0,0,0,0,0,0,0,0,0,0,0,0,0,0,0,0,0,0,0,0,0,0,0,0,0,0,0,0,0]
[2039,98,0,0,0,0,0,0,0,0,0,0,7,0,0,0,0,0,0,0,0,0,0,0,0,0,0,0,0,0,0,0,0,0,0,0,0,0,0,0,0,0,0,0,0,0,0,0,0,0,0,0,0,0,0]
[2039,99,0,0,0,0,0,0,0,0,0,0,4,0,0,0,0,0,0,0,0,0,0,0,0,0,0,0,0,0,0,0,0,0,0,0,0,0,0,0,0,0,0,0,0,0,0,0,0,0,0,0,0,0,0]
[2039,100,0,0,0,0,0,0,0,0,0,0,4,0,0,0,0,0,0,0,0,0,0,0,0,0,0,0,0,0,0,0,0,0,0,0,0,0,0,0,0,0,0,0,0,0,0,0,0,0,0,0,0,0,0]
[2039,101,0,0,0,0,0,0,0,0,0,0,3,0,0,0,0,0,0,0,0,0,0,0,0,0,0,0,0,0,0,0,0,0,0,0,0,0,0,0,0,0,0,0,0,0,0,0,0,0,0,0,0,0,0]
[2039,102,0,0,0,0,0,0,0,0,0,0,2,0,0,0,0,0,0,0,0,0,0,0,0,0,0,0,0,0,0,0,0,0,0,0,0,0,0,0,0,0,0,0,0,0,0,0,0,0,0,0,0,0,0]
[2039,103,0,0,0,0,0,0,0,0,0,0,1,0,0,0,0,0,0,0,0,0,0,0,0,0,0,0,0,0,0,0,0,0,0,0,0,0,0,0,0,0,0,0,0,0,0,0,0,0,0,0,0,0,0]
[2039,104,0,0,0,0,0,0,0,0,0,0,0,0,0,0,0,0,0,0,0,0,0,0,0,0,0,0,0,0,0,0,0,0,0,0,0,0,0,0,0,0,0,0,0,0,0,0,0,0,0,0,0,0,0]
[2039,105,0,0,0,0,0,0,0,0,0,0,0,0,0,0,0,0,0,0,0,0,0,0,0,0,0,0,0,0,0,0,0,0,0,0,0,0,0,0,0,0,0,0,0,0,0,0,0,0,0,0,0,0,0]
[2039,106,0,0,0,0,0,0,0,0,0,0,0,0,0,0,0,0,0,0,0,0,0,0,0,0,0,0,0,0,0,0,0,0,0,0,0,0,0,0,0,0,0,0,0,0,0,0,0,0,0,0,0,0,0]
[2039,107,0,0,0,0,0,0,0,0,0,0,0,0,0,0,0,0,0,0,0,0,0,0,0,0,0,0,0,0,0,0,0,0,0,0,0,0,0,0,0,0,0,0,0,0,0,0,0,0,0,0,0,0,0]
[2039,108,0,0,0,0,0,0,0,0,0,0,0,0,0,0,0,0,0,0,0,0,0,0,0,0,0,0,0,0,0,0,0,0,0,0,0,0,0,0,0,0,0,0,0,0,0,0,0,0,0,0,0,0,0]
[2039,109,0,0,0,0,0,0,0,0,0,0,0,0,0,0,0,0,0,0,0,0,0,0,0,0,0,0,0,0,0,0,0,0,0,0,0,0,0,0,0,0,0,0,0,0,0,0,0,0,0,0,0,0,0]
[2039,110,0,0,0,0,0,0,0,0,0,0,0,0,0,0,0,0,0,0,0,0,0,0,0,0,0,0,0,0,0,0,0,0,0,0,0,0,0,0,0,0,0,0,0,0,0,0,0,0,0,0,0,0,0]
[2039,111,0,0,0,0,0,0,0,0,0,0,0,0,0,0,0,0,0,0,0,0,0,0,0,0,0,0,0,0,0,0,0,0,0,0,0,0,0,0,0,0,0,0,0,0,0,0,0,0,0,0,0,0,0]
[2039,112,0,0,0,0,0,0,0,0,0,0,0,0,0,0,0,0,0,0,0,0,0,0,0,0,0,0,0,0,0,0,0,0,0,0,0,0,0,0,0,0,0,0,0,0,0,0,0,0,0,0,0,0,0]
[2039,113,0,0,0,0,0,0,0,0,0,0,0,0,0,0,0,0,0,0,0,0,0,0,0,0,0,0,0,0,0,0,0,0,0,0,0,0,0,0,0,0,0,0,0,0,0,0,0,0,0,0,0,0,0]
[2039,114,0,0,0,0,0,0,0,0,0,0,0,0,0,0,0,0,0,0,0,0,0,0,0,0,0,0,0,0,0,0,0,0,0,0,0,0,0,0,0,0,0,0,0,0,0,0,0,0,0,0,0,0,0]
[2039,115,0,0,0,0,0,0,0,0,0,0,0,0,0,0,0,0,0,0,0,0,0,0,0,0,0,0,0,0,0,0,0,0,0,0,0,0,0,0,0,0,0,0,0,0,0,0,0,0,0,0,0,0,0]
[2039,116,{"$f":"INDEX(D3273:BC3273,MATCH($C$7,$D$7:$BC$7,0))","v":0},0,0,0,0,0,0,0,0,0,0,0,0,0,0,0,0,0,0,0,0,0,0,0,0,0,0,0,0,0,0,0,0,0,0,0,0,0,0,0,0,0,0,0,0,0,0,0,0,0,0,0,0]
[2039,117,0,0,0,0,0,0,0,0,0,0,0,0,0,0,0,0,0,0,0,0,0,0,0,0,0,0,0,0,0,0,0,0,0,0,0,0,0,0,0,0,0,0,0,0,0,0,0,0,0,0,0,0,0]
[2039,118,0,0,0,0,0,0,0,0,0,0,0,0,0,0,0,0,0,0,0,0,0,0,0,0,0,0,0,0,0,0,0,0,0,0,0,0,0,0,0,0,0,0,0,0,0,0,0,0,0,0,0,0,0]
[2039,119,0,0,0,0,0,0,0,0,0,0,0,0,0,0,0,0,0,0,0,0,0,0,0,0,0,0,0,0,0,0,0,0,0,0,0,0,0,0,0,0,0,0,0,0,0,0,0,0,0,0,0,0,0]
[2039,120,0,0,0,0,0,0,0,0,0,0,0,0,0,0,0,0,0,0,0,0,0,0,0,0,0,0,0,0,0,0,0,0,0,0,0,0,0,0,0,0,0,0,0,0,0,0,0,0,0,0,0,0,0]
[2039,121,0,0,0,0,0,0,0,0,0,0,0,0,0,0,0,0,0,0,0,0,0,0,0,0,0,0,0,0,0,0,0,0,0,0,0,0,0,0,0,0,0,0,0,0,0,0,0,0,0,0,0,0,0]
[2039,122,0,0,0,0,0,0,0,0,0,0,0,0,0,0,0,0,0,0,0,0,0,0,0,0,0,0,0,0,0,0,0,0,0,0,0,0,0,0,0,0,0,0,0,0,0,0,0,0,0,0,0,0,0]
[2039,123,0,0,0,0,0,0,0,0,0,0,0,0,0,0,0,0,0,0,0,0,0,0,0,0,0,0,0,0,0,0,0,0,0,0,0,0,0,0,0,0,0,0,0,0,0,0,0,0,0,0,0,0,0]
[2039,124,0,0,0,0,0,0,0,0,0,0,0,0,0,0,0,0,0,0,0,0,0,0,0,0,0,0,0,0,0,0,0,0,0,0,0,0,0,0,0,0,0,0,0,0,0,0,0,0,0,0,0,0,0]
[2039,125,0,0,0,0,0,0,0,0,0,0,0,0,0,0,0,0,0,0,0,0,0,0,0,0,0,0,0,0,0,0,0,0,0,0,0,0,0,0,0,0,0,0,0,0,0,0,0,0,0,0,0,0,0]
[2039,126,0,0,0,0,0,0,0,0,0,0,0,0,0,0,0,0,0,0,0,0,0,0,0,0,0,0,0,0,0,0,0,0,0,0,0,0,0,0,0,0,0,0,0,0,0,0,0,0,0,0,0,0,0]
[2039,127,0,0,0,0,0,0,0,0,0,0,0,0,0,0,0,0,0,0,0,0,0,0,0,0,0,0,0,0,0,0,0,0,0,0,0,0,0,0,0,0,0,0,0,0,0,0,0,0,0,0,0,0,0]
[2039,128,0,0,0,0,0,0,0,0,0,0,0,0,0,0,0,0,0,0,0,0,0,0,0,0,0,0,0,0,0,0,0,0,0,0,0,0,0,0,0,0,0,0,0,0,0,0,0,0,0,0,0,0,0]
[2039,129,0,0,0,0,0,0,0,0,0,0,0,0,0,0,0,0,0,0,0,0,0,0,0,0,0,0,0,0,0,0,0,0,0,0,0,0,0,0,0,0,0,0,0,0,0,0,0,0,0,0,0,0,0]
[2039,130,0,0,0,0,0,0,0,0,0,0,0,0,0,0,0,0,0,0,0,0,0,0,0,0,0,0,0,0,0,0,0,0,0,0,0,0,0,0,0,0,0,0,0,0,0,0,0,0,0,0,0,0,0]
[2039,131,0,0,0,0,0,0,0,0,0,0,0,0,0,0,0,0,0,0,0,0,0,0,0,0,0,0,0,0,0,0,0,0,0,0,0,0,0,0,0,0,0,0,0,0,0,0,0,0,0,0,0,0,0]
[2039,132,0,0,0,0,0,0,0,0,0,0,0,0,0,0,0,0,0,0,0,0,0,0,0,0,0,0,0,0,0,0,0,0,0,0,0,0,0,0,0,0,0,0,0,0,0,0,0,0,0,0,0,0,0]
[2039,133,0,0,0,0,0,0,0,0,0,0,0,0,0,0,0,0,0,0,0,0,0,0,0,0,0,0,0,0,0,0,0,0,0,0,0,0,0,0,0,0,0,0,0,0,0,0,0,0,0,0,0,0,0]
[2039,134,0,0,0,0,0,0,0,0,0,0,0,0,0,0,0,0,0,0,0,0,0,0,0,0,0,0,0,0,0,0,0,0,0,0,0,0,0,0,0,0,0,0,0,0,0,0,0,0,0,0,0,0,0]
[2039,135,0,0,0,0,0,0,0,0,0,0,0,0,0,0,0,0,0,0,0,0,0,0,0,0,0,0,0,0,0,0,0,0,0,0,0,0,0,0,0,0,0,0,0,0,0,0,0,0,0,0,0,0,0]
[2039,136,0,0,0,0,0,0,0,0,0,0,0,0,0,0,0,0,0,0,0,0,0,0,0,0,0,0,0,0,0,0,0,0,0,0,0,0,0,0,0,0,0,0,0,0,0,0,0,0,0,0,0,0,0]
[2039,137,0,0,0,0,0,0,0,0,0,0,0,0,0,0,0,0,0,0,0,0,0,0,0,0,0,0,0,0,0,0,0,0,0,0,0,0,0,0,0,0,0,0,0,0,0,0,0,0,0,0,0,0,0]
[2039,138,0,0,0,0,0,0,0,0,0,0,0,0,0,0,0,0,0,0,0,0,0,0,0,0,0,0,0,0,0,0,0,0,0,0,0,0,0,0,0,0,0,0,0,0,0,0,0,0,0,0,0,0,0]
[2039,139,0,0,0,0,0,0,0,0,0,0,0,0,0,0,0,0,0,0,0,0,0,0,0,0,0,0,0,0,0,0,0,0,0,0,0,0,0,0,0,0,0,0,0,0,0,0,0,0,0,0,0,0,0]
[2039,140,0,0,0,0,0,0,0,0,0,0,0,0,0,0,0,0,0,0,0,0,0,0,0,0,0,0,0,0,0,0,0,0,0,0,0,0,0,0,0,0,0,0,0,0,0,0,0,0,0,0,0,0,0]
[2039,141,0,0,0,0,0,0,0,0,0,0,0,0,0,0,0,0,0,0,0,0,0,0,0,0,0,0,0,0,0,0,0,0,0,0,0,0,0,0,0,0,0,0,0,0,0,0,0,0,0,0,0,0,0]
[2039,142,0,0,0,0,0,0,0,0,0,0,0,0,0,0,0,0,0,0,0,0,0,0,0,0,0,0,0,0,0,0,0,0,0,0,0,0,0,0,0,0,0,0,0,0,0,0,0,0,0,0,0,0,0]
[2039,143,0,0,0,0,0,0,0,0,0,0,0,0,0,0,0,0,0,0,0,0,0,0,0,0,0,0,0,0,0,0,0,0,0,0,0,0,0,0,0,0,0,0,0,0,0,0,0,0,0,0,0,0,0]
[2039,144,0,0,0,0,0,0,0,0,0,0,0,0,0,0,0,0,0,0,0,0,0,0,0,0,0,0,0,0,0,0,0,0,0,0,0,0,0,0,0,0,0,0,0,0,0,0,0,0,0,0,0,0,0]
[2039,145,0,0,0,0,0,0,0,0,0,0,0,0,0,0,0,0,0,0,0,0,0,0,0,0,0,0,0,0,0,0,0,0,0,0,0,0,0,0,0,0,0,0,0,0,0,0,0,0,0,0,0,0,0]
[2039,146,0,0,0,0,0,0,0,0,0,0,0,0,0,0,0,0,0,0,0,0,0,0,0,0,0,0,0,0,0,0,0,0,0,0,0,0,0,0,0,0,0,0,0,0,0,0,0,0,0,0,0,0,0]
[2039,147,0,0,0,0,0,0,0,0,0,0,0,0,0,0,0,0,0,0,0,0,0,0,0,0,0,0,0,0,0,0,0,0,0,0,0,0,0,0,0,0,0,0,0,0,0,0,0,0,0,0,0,0,0]
[2039,148,0,0,0,0,0,0,0,0,0,0,0,0,0,0,0,0,0,0,0,0,0,0,0,0,0,0,0,0,0,0,0,0,0,0,0,0,0,0,0,0,0,0,0,0,0,0,0,0,0,0,0,0,0]
[2039,149,0,0,0,0,0,0,0,0,0,0,0,0,0,0,0,0,0,0,0,0,0,0,0,0,0,0,0,0,0,0,0,0,0,0,0,0,0,0,0,0,0,0,0,0,0,0,0,0,0,0,0,0,0]
[2039,150,0,0,0,0,0,0,0,0,0,0,0,0,0,0,0,0,0,0,0,0,0,0,0,0,0,0,0,0,0,0,0,0,0,0,0,0,0,0,0,0,0,0,0,0,0,0,0,0,0,0,0,0,0]

{"sheet":"Results_50PoE","index":11,"n_rows":3307,"n_cols":55,"rows_kept":1125,"cut":true,"hidden":false,"merged":[],"bounds":{"rows_first":500,"rows_last":125,"rows_between":500,"halvings":2}}
[]
[]
[]
[]
[]
[null,null,null,"History"]
["Year","Hours",{"$f":"ZSS","v":"CM"},"BH","BR","BT","BU","BW","CDA","CFD","CM","CRM","DC","DMA","DN","DSH","DVY","EB","EL","EM","EW","FSH","FTN","GW","HGS","HT","K","KBH","LD","LWN","M","MC","MGE","MR","MTN","NB","NO","NP","NW","O","OAK","OE","OR","RBD","RWT","SCY","SH","SR","SS","STO","SV","SVW","T","TSE","WD"]
[2018,1,{"$f":"INDEX(D8:BC8,MATCH($C$7,$D$7:$BC$7,0))","v":8760},8760,8743,8760,8760,8760,8760,8760,8760,8760,8760,8333,8760,8760,8760,8756,8759,8760,8752,8760,8760,8760,8760,8760,8759,8732,8760,8760,8760,8759,8759,8760,8760,8760,8760,8760,8756,0,8760,8760,8749,8760,0,0,8760,8760,8662,8760,8760,8760,0,0,8760]
[2018,2,{"$f":"INDEX(D9:BC9,MATCH($C$7,$D$7:$BC$7,0))","v":8760},8760,8742,8760,8760,8760,8760,8760,8760,8760,8760,8331,8760,8760,8760,8756,8759,8760,8751,8760,8760,8760,8760,8760,8759,8712,8760,8760,8760,8759,8759,8760,8760,8760,8760,8760,8756,0,8760,8760,8749,8760,0,0,4249,8760,8379,8760,8760,8760,0,0,8760]
[2018,3,8760,8760,8742,8760,8760,8760,8760,8760,8760,8760,8760,8328,8760,8760,8760,8755,8759,8760,8750,8760,8760,8760,8760,8760,8759,8691,8760,8760,8760,8759,8759,8760,8760,8760,8760,8760,8756,0,8760,8760,8749,8760,0,0,1145,8760,7850,8760,8760,8760,0,0,8760]
[2018,4,8755,8760,8742,8760,8760,8333,8760,8760,8755,8760,8760,8103,8760,8760,8760,8755,8758,8760,8750,8760,8760,8760,8760,8760,8759,8670,8760,8760,8760,8759,8759,8760,8760,8760,8760,8760,8756,0,8760,8718,8748,8760,0,0,257,8760,7130,8760,8760,8760,0,0,8760]
[2018,5,8631,8760,8013,8759,8760,7015,8760,8760,8631,8760,8760,7558,8760,8760,8760,8755,8757,8760,8284,8760,8760,8760,8760,8760,8759,8650,8760,8760,8760,8759,8759,8760,8760,8760,8760,8760,8756,0,8760,8022,8748,8760,0,0,38,8760,6301,8760,8760,8760,0,0,8760]
[2018,6,7959,8760,6887,7964,8329,5476,8759,8760,7959,8760,8760,6874,8760,8760,8760,8755,8368,8503,7358,8760,8760,8760,8760,8760,8759,8507,8760,8760,8760,8759,8759,8760,8760,8760,8760,8760,8756,0,8760,6624,8748,8760,0,0,10,8691,5542,8496,8760,8760,0,0,8760]
[2018,7,6929,8760,6118,6966,7383,3892,8710,8760,6929,8760,8760,5906,8760,8760,8760,8755,7547,7850,6043,8760,8760,8760,8760,8760,8689,8087,8760,8760,8628,8759,8759,8760,8760,8760,8760,8760,8756,0,8708,5288,8537,8760,0,0,0,7790,4864,7235,8760,8760,0,0,8760]
[2018,8,5696,8760,5114,6084,6084,2675,8453,8760,5696,8760,8760,4728,8760,8760,8760,8755,6826,7069,4445,8760,8760,8760,8760,8760,8089,7427,8760,8751,8159,8759,8759,8684,8760,8621,8760,8760,8756,0,8200,4039,8080,8720,0,0,0,6854,4331,5691,8760,8760,0,0,8760]
[2018,9,4914,8759,3545,4876,4431,1561,7758,8758,4914,8760,8760,3636,8760,8760,8760,8755,5979,6301,3003,8760,8760,8760,8760,8719,7329,6704,8760,8690,7448,8759,8759,8400,8760,7899,8760,8760,8756,0,7545,3056,7254,8170,0,0,0,6096,3842,4114,8752,8760,0,0,8395]
[2018,10,4281,8756,2365,3568,3187,860,6731,8530,4281,8760,8760,2710,8760,8760,8760,8755,5063,5527,2150,8760,8760,8760,8760,8652,6682,5927,8760,8110,6773,8759,8759,7846,8760,7388,8750,8760,8756,0,6839,2046,6239,7317,0,0,0,5178,3381,2851,8733,8760,0,0,7740]
[2018,11,3468,8745,1621,2543,2312,526,5760,7947,3468,8760,8760,1939,8760,8749,8759,8755,3995,4436,1479,8760,8721,8759,8760,8482,6021,5266,8760,7254,5990,8748,8759,7152,8760,6806,8721,8760,8756,0,6159,1488,5228,6206,0,0,0,3870,2828,1929,8650,8760,0,0,7216]
[2018,12,2856,8707,1098,1863,1593,279,4961,7490,2856,8760,8760,1324,8760,8729,8728,8755,2969,3311,999,8760,8208,8759,8758,8045,5317,4646,8757,6396,5156,8720,8759,6422,8760,6303,8679,8760,8716,0,5631,873,4072,4976,0,0,0,2808,2221,1284,8367,8758,0,0,6608]
[2018,13,2237,8661,738,1311,1081,159,4327,6998,2237,8760,8760,835,8760,8714,8701,8755,2254,2444,706,8760,7627,8758,8664,7528,4698,4100,8672,5506,4421,8669,8759,5806,8676,5848,8597,8732,8551,0,5158,456,3081,3691,0,0,0,2062,1608,830,7988,8754,0,0,6118]
[2018,14,1334,8598,499,893,717,77,3430,6523,1334,8760,8760,542,8760,8699,8683,8755,1676,1798,523,8743,7046,8758,8173,6957,3899,3645,8472,4651,3558,8522,8759,5217,8380,5341,8377,8653,8288,0,4605,229,2363,2586,0,0,0,1462,1090,532,7371,8700,0,0,5731]
[2018,15,576,8520,312,630,490,45,2470,5974,576,8760,8760,346,8759,8685,8658,8741,1232,1309,366,8599,6450,8700,7470,6392,3043,3229,8181,3791,2736,8315,8759,4669,7824,4584,7761,8455,7898,0,3788,64,1764,1806,0,0,0,1017,717,349,6628,8550,0,0,5290]
[2018,16,253,8461,205,433,287,27,1692,5292,253,8759,8759,224,8757,8675,8588,8415,852,929,243,8248,6063,8539,6647,5680,2320,2766,7721,3011,2075,8047,8759,4122,7210,3693,6874,8131,7537,0,3009,9,1307,1226,0,0,0,682,437,230,5854,8258,0,0,4561]
[2018,17,125,8400,125,260,182,17,1190,4446,125,8757,8635,158,8713,8638,8391,7836,557,627,139,7842,5668,8199,5734,4900,1748,2223,7170,2354,1639,7717,8731,3399,6707,2973,6034,7663,7196,0,2258,3,953,830,0,0,0,456,261,155,5120,7749,0,0,3627]
[2018,18,51,8298,81,150,123,13,787,3652,51,8748,8239,108,8620,8577,8078,7311,361,436,77,7340,5221,7841,4829,4350,1288,1800,6587,1825,1282,7230,8609,2716,6172,2414,5240,7118,6801,0,1612,0,709,556,0,0,0,294,167,102,4435,7107,0,0,2797]
[2018,19,23,8153,58,90,94,8,480,3090,23,8737,7891,82,8453,8461,7676,6722,214,293,26,6800,4769,7374,3863,4027,976,1420,5975,1392,949,6781,8410,2148,5698,1933,4578,6578,6416,0,1156,0,506,351,0,0,0,181,112,68,3845,6330,0,0,2188]
[2018,20,8,7803,49,66,73,5,255,2572,8,8693,7563,57,8208,8340,7308,6107,147,198,6,6300,4310,6925,2984,3703,698,1037,5338,1079,671,6359,8136,1695,5159,1579,4125,5982,6010,0,783,0,369,213,0,0,0,102,82,47,3427,5511,0,0,1715]
[2018,21,2,7251,34,49,52,0,151,2104,2,8637,7217,41,7870,8157,6992,5533,99,128,4,5749,3894,6508,2323,3436,503,711,4754,845,452,5861,7738,1337,4620,1234,3779,5475,5578,0,512,0,242,118,0,0,0,63,61,36,3048,4821,0,0,1323]
[2018,22,0,6567,25,33,43,0,78,1746,0,8520,6857,34,7469,7962,6705,4986,75,81,0,5193,3295,6105,1794,3183,354,476,4051,651,273,5327,7207,1034,3996,944,3468,4972,5174,0,324,0,152,72,0,0,0,42,38,28,2654,4212,0,0,977]
[2018,23,0,5802,20,21,28,0,60,1388,0,8361,6487,27,7007,7720,6494,4307,58,55,0,4591,2750,5760,1371,2904,238,317,3446,502,170,4922,6716,770,3431,710,3121,4519,4785,0,212,0,102,44,0,0,0,26,25,26,2218,3741,0,0,737]
[2018,24,0,5112,14,15,19,0,42,1114,0,8107,6108,19,6524,7434,6290,3614,46,41,0,3995,2207,5369,1037,2637,157,186,2819,380,105,4578,6249,546,2888,510,2777,3961,4437,0,143,0,68,32,0,0,0,18,13,21,1765,3366,0,0,552]
[2018,25,0,4419,9,10,11,0,34,894,0,7766,5721,16,5991,7065,6136,2955,36,29,0,3414,1765,5002,804,2380,112,83,2324,275,67,4295,5714,384,2448,372,2516,3376,4121,0,107,0,53,25,0,0,0,15,7,18,1350,3046,0,0,398]
[2018,26,0,3577,4,6,6,0,14,719,0,7404,5394,12,5462,6656,5997,2391,26,23,0,2923,1443,4664,591,2118,84,39,1873,188,46,4102,5269,234,2085,252,2205,2815,3728,0,85,0,41,18,0,0,0,8,4,13,960,2765,0,0,278]
[2018,27,0,2803,0,2,2,0,8,574,0,6995,5048,12,4999,6191,5878,1931,18,19,0,2468,1148,4354,427,1778,63,2,1473,133,30,3909,4915,162,1737,190,1868,2340,3331,0,72,0,30,17,0,0,0,4,0,11,627,2531,0,0,201]
[2018,28,0,2102,0,0,0,0,5,453,0,6540,4649,10,4629,5752,5699,1531,6,15,0,2070,888,4053,319,1398,48,0,1158,88,21,3742,4627,118,1448,139,1553,1891,2959,0,57,0,23,12,0,0,0,1,0,8,429,2288,0,0,146]
[2018,29,0,1443,0,0,0,0,4,356,0,6123,4177,6,4287,5325,5475,1197,4,11,0,1721,659,3755,217,980,41,0,917,74,15,3560,4392,84,1196,105,1254,1561,2588,0,47,0,19,10,0,0,0,0,0,7,292,1957,0,0,114]
[2018,30,0,930,0,0,0,0,4,272,0,5715,3670,5,3964,4877,5270,915,0,9,0,1440,471,3383,136,681,29,0,735,55,10,3382,4173,68,959,79,1000,1298,2316,0,36,0,7,9,0,0,0,0,0,5,212,1525,0,0,98]
[2018,31,0,567,0,0,0,0,3,204,0,5272,3226,3,3694,4490,5033,676,0,3,0,1235,329,2982,83,430,24,0,562,49,2,3197,3918,49,767,67,766,1044,2050,0,28,0,5,7,0,0,0,0,0,5,158,1157,0,0,87]
[2018,32,0,336,0,0,0,0,2,129,0,4815,2827,0,3432,4124,4764,493,0,1,0,1038,224,2533,50,279,17,0,412,36,2,3044,3705,41,603,50,614,843,1873,0,21,0,3,4,0,0,0,0,0,3,109,848,0,0,72]
[2018,33,0,218,0,0,0,0,0,87,0,4376,2450,0,3221,3768,4535,361,0,0,0,880,168,2116,28,161,12,0,289,29,0,2870,3496,34,484,42,500,659,1661,0,16,0,0,1,0,0,0,0,0,3,69,632,0,0,60]
[2018,34,0,146,0,0,0,0,0,56,0,3910,2156,0,2999,3464,4343,265,0,0,0,716,119,1754,16,91,9,0,202,20,0,2669,3296,25,372,33,416,482,1480,0,11,0,0,0,0,0,0,0,0,2,54,423,0,0,51]
[2018,35,0,110,0,0,0,0,0,38,0,3428,1883,0,2781,3214,4162,199,0,0,0,598,91,1409,14,55,5,0,135,16,0,2502,2992,18,279,24,327,354,1315,0,9,0,0,0,0,0,0,0,0,0,43,280,0,0,41]
[2018,36,0,91,0,0,0,0,0,23,0,2976,1643,0,2603,2968,4019,154,0,0,0,489,76,1130,10,36,2,0,99,12,0,2318,2632,12,204,18,220,254,1144,0,9,0,0,0,0,0,0,0,0,0,31,179,0,0,33]
[2018,37,0,73,0,0,0,0,0,19,0,2546,1424,0,2429,2749,3876,123,0,0,0,416,59,898,7,28,1,0,70,10,0,2106,2280,10,155,17,134,169,975,0,2,0,0,0,0,0,0,0,0,0,20,114,0,0,27]
[2018,38,0,59,0,0,0,0,0,10,0,2207,1237,0,2229,2577,3738,93,0,0,0,341,49,695,3,15,1,0,55,6,0,1836,1985,8,112,11,88,125,838,0,0,0,0,0,0,0,0,0,0,0,16,85,0,0,21]
[2018,39,0,44,0,0,0,0,0,9,0,1875,1046,0,2009,2396,3584,78,0,0,0,271,43,528,2,8,0,0,44,5,0,1559,1658,4,88,7,68,97,725,0,0,0,0,0,0,0,0,0,0,0,11,68,0,0,14]
[2018,40,0,35,0,0,0,0,0,6,0,1573,890,0,1760,2214,3454,63,0,0,0,212,34,395,2,8,0,0,32,4,0,1233,1356,4,65,6,48,70,606,0,0,0,0,0,0,0,0,0,0,0,10,55,0,0,10]
[2018,41,0,28,0,0,0,0,0,3,0,1316,733,0,1513,2035,3309,53,0,0,0,171,28,282,1,1,0,0,28,2,0,967,1102,3,50,4,35,55,501,0,0,0,0,0,0,0,0,0,0,0,9,44,0,0,8]
[2018,42,0,23,0,0,0,0,0,2,0,1124,595,0,1296,1816,3166,48,0,0,0,128,18,213,1,0,0,0,21,0,0,722,866,3,41,1,24,44,407,0,0,0,0,0,0,0,0,0,0,0,7,36,0,0,7]
[2018,43,0,16,0,0,0,0,0,2,0,934,511,0,1051,1599,3034,43,0,0,0,98,15,169,1,0,0,0,15,0,0,558,685,0,33,0,19,36,322,0,0,0,0,0,0,0,0,0,0,0,6,27,0,0,3]
[2018,44,0,8,0,0,0,0,0,0,0,759,422,0,882,1407,2874,36,0,0,0,73,9,131,0,0,0,0,7,0,0,415,556,0,27,0,16,26,234,0,0,0,0,0,0,0,0,0,0,0,4,15,0,0,2]
[2018,45,0,0,0,0,0,0,0,0,0,609,353,0,740,1211,2765,29,0,0,0,59,3,107,0,0,0,0,5,0,0,289,429,0,21,0,10,19,169,0,0,0,0,0,0,0,0,0,0,0,1,7,0,0,0]
[2018,46,0,0,0,0,0,0,0,0,0,491,270,0,608,1000,2666,22,0,0,0,50,1,90,0,0,0,0,2,0,0,198,333,0,17,0,4,13,108,0,0,0,0,0,0,0,0,0,0,0,0,1,0,0,0]
[2018,47,0,0,0,0,0,0,0,0,0,390,215,0,494,801,2576,20,0,0,0,40,1,81,0,0,0,0,1,0,0,106,252,0,14,0,1,9,70,0,0,0,0,0,0,0,0,0,0,0,0,0,0,0,0]
[2018,48,0,0,0,0,0,0,0,0,0,295,185,0,401,655,2486,14,0,0,0,36,0,72,0,0,0,0,0,0,0,63,184,0,12,0,0,6,50,0,0,0,0,0,0,0,0,0,0,0,0,0,0,0,0]
[2018,49,0,0,0,0,0,0,0,0,0,239,166,0,322,504,2398,10,0,0,0,30,0,59,0,0,0,0,0,0,0,30,141,0,10,0,0,6,36,0,0,0,0,0,0,0,0,0,0,0,0,0,0,0,0]
[2018,50,0,0,0,0,0,0,0,0,0,175,147,0,253,366,2308,6,0,0,0,26,0,51,0,0,0,0,0,0,0,15,108,0,7,0,0,2,25,0,0,0,0,0,0,0,0,0,0,0,0,0,0,0,0]
[2018,51,0,0,0,0,0,0,0,0,0,135,127,0,188,241,2213,3,0,0,0,21,0,45,0,0,0,0,0,0,0,9,98,0,6,0,0,1,18,0,0,0,0,0,0,0,0,0,0,0,0,0,0,0,0]
[2018,52,0,0,0,0,0,0,0,0,0,98,108,0,137,150,2117,2,0,0,0,17,0,39,0,0,0,0,0,0,0,6,81,0,4,0,0,0,11,0,0,0,0,0,0,0,0,0,0,0,0,0,0,0,0]
[2018,53,0,0,0,0,0,0,0,0,0,80,94,0,97,90,2016,2,0,0,0,13,0,34,0,0,0,0,0,0,0,2,68,0,4,0,0,0,5,0,0,0,0,0,0,0,0,0,0,0,0,0,0,0,0]
[2018,54,0,0,0,0,0,0,0,0,0,58,90,0,63,43,1915,1,0,0,0,9,0,28,0,0,0,0,0,0,0,0,61,0,4,0,0,0,4,0,0,0,0,0,0,0,0,0,0,0,0,0,0,0,0]
[2018,55,0,0,0,0,0,0,0,0,0,43,85,0,39,13,1772,0,0,0,0,9,0,23,0,0,0,0,0,0,0,0,50,0,3,0,0,0,4,0,0,0,0,0,0,0,0,0,0,0,0,0,0,0,0]
[2018,56,0,0,0,0,0,0,0,0,0,34,77,0,28,4,1590,0,0,0,0,8,0,19,0,0,0,0,0,0,0,0,43,0,2,0,0,0,3,0,0,0,0,0,0,0,0,0,0,0,0,0,0,0,0]
[2018,57,0,0,0,0,0,0,0,0,0,27,70,0,21,0,1393,0,0,0,0,6,0,12,0,0,0,0,0,0,0,0,32,0,1,0,0,0,2,0,0,0,0,0,0,0,0,0,0,0,0,0,0,0,0]
[2018,58,0,0,0,0,0,0,0,0,0,22,63,0,16,0,1158,0,0,0,0,4,0,5,0,0,0,0,0,0,0,0,27,0,0,0,0,0,2,0,0,0,0,0,0,0,0,0,0,0,0,0,0,0,0]
[2018,59,0,0,0,0,0,0,0,0,0,18,57,0,13,0,948,0,0,0,0,3,0,5,0,0,0,0,0,0,0,0,23,0,0,0,0,0,1,0,0,0,0,0,0,0,0,0,0,0,0,0,0,0,0]
[2018,60,0,0,0,0,0,0,0,0,0,14,48,0,10,0,768,0,0,0,0,2,0,3,0,0,0,0,0,0,0,0,20,0,0,0,0,0,0,0,0,0,0,0,0,0,0,0,0,0,0,0,0,0,0]
[2018,61,0,0,0,0,0,0,0,0,0,10,43,0,8,0,582,0,0,0,0,1,0,3,0,0,0,0,0,0,0,0,15,0,0,0,0,0,0,0,0,0,0,0,0,0,0,0,0,0,0,0,0,0,0]
[2018,62,0,0,0,0,0,0,0,0,0,8,38,0,4,0,440,0,0,0,0,0,0,1,0,0,0,0,0,0,0,0,14,0,0,0,0,0,0,0,0,0,0,0,0,0,0,0,0,0,0,0,0,0,0]
[2018,63,0,0,0,0,0,0,0,0,0,6,35,0,1,0,324,0,0,0,0,0,0,0,0,0,0,0,0,0,0,0,11,0,0,0,0,0,0,0,0,0,0,0,0,0,0,0,0,0,0,0,0,0,0]
[2018,64,0,0,0,0,0,0,0,0,0,4,31,0,0,0,216,0,0,0,0,0,0,0,0,0,0,0,0,0,0,0,10,0,0,0,0,0,0,0,0,0,0,0,0,0,0,0,0,0,0,0,0,0,0]
[2018,65,0,0,0,0,0,0,0,0,0,4,29,0,0,0,154,0,0,0,0,0,0,0,0,0,0,0,0,0,0,0,6,0,0,0,0,0,0,0,0,0,0,0,0,0,0,0,0,0,0,0,0,0,0]
[2018,66,{"$f":"INDEX(D73:BC73,MATCH($C$7,$D$7:$BC$7,0))","v":0},0,0,0,0,0,0,0,0,3,26,0,0,0,104,0,0,0,0,0,0,0,0,0,0,0,0,0,0,0,3,0,0,0,0,0,0,0,0,0,0,0,0,0,0,0,0,0,0,0,0,0,0]
[2018,67,0,0,0,0,0,0,0,0,0,0,22,0,0,0,63,0,0,0,0,0,0,0,0,0,0,0,0,0,0,0,0,0,0,0,0,0,0,0,0,0,0,0,0,0,0,0,0,0,0,0,0,0,0]
[2018,68,0,0,0,0,0,0,0,0,0,0,17,0,0,0,29,0,0,0,0,0,0,0,0,0,0,0,0,0,0,0,0,0,0,0,0,0,0,0,0,0,0,0,0,0,0,0,0,0,0,0,0,0,0]
[2018,69,0,0,0,0,0,0,0,0,0,0,15,0,0,0,15,0,0,0,0,0,0,0,0,0,0,0,0,0,0,0,0,0,0,0,0,0,0,0,0,0,0,0,0,0,0,0,0,0,0,0,0,0,0]
[2018,70,0,0,0,0,0,0,0,0,0,0,13,0,0,0,6,0,0,0,0,0,0,0,0,0,0,0,0,0,0,0,0,0,0,0,0,0,0,0,0,0,0,0,0,0,0,0,0,0,0,0,0,0,0]
[2018,71,0,0,0,0,0,0,0,0,0,0,11,0,0,0,4,0,0,0,0,0,0,0,0,0,0,0,0,0,0,0,0,0,0,0,0,0,0,0,0,0,0,0,0,0,0,0,0,0,0,0,0,0,0]
[2018,72,0,0,0,0,0,0,0,0,0,0,6,0,0,0,1,0,0,0,0,0,0,0,0,0,0,0,0,0,0,0,0,0,0,0,0,0,0,0,0,0,0,0,0,0,0,0,0,0,0,0,0,0,0]
[2018,73,0,0,0,0,0,0,0,0,0,0,5,0,0,0,0,0,0,0,0,0,0,0,0,0,0,0,0,0,0,0,0,0,0,0,0,0,0,0,0,0,0,0,0,0,0,0,0,0,0,0,0,0,0]
[2018,74,0,0,0,0,0,0,0,0,0,0,3,0,0,0,0,0,0,0,0,0,0,0,0,0,0,0,0,0,0,0,0,0,0,0,0,0,0,0,0,0,0,0,0,0,0,0,0,0,0,0,0,0,0]
[2018,75,0,0,0,0,0,0,0,0,0,0,1,0,0,0,0,0,0,0,0,0,0,0,0,0,0,0,0,0,0,0,0,0,0,0,0,0,0,0,0,0,0,0,0,0,0,0,0,0,0,0,0,0,0]
[2018,76,0,0,0,0,0,0,0,0,0,0,1,0,0,0,0,0,0,0,0,0,0,0,0,0,0,0,0,0,0,0,0,0,0,0,0,0,0,0,0,0,0,0,0,0,0,0,0,0,0,0,0,0,0]
[2018,77,0,0,0,0,0,0,0,0,0,0,0,0,0,0,0,0,0,0,0,0,0,0,0,0,0,0,0,0,0,0,0,0,0,0,0,0,0,0,0,0,0,0,0,0,0,0,0,0,0,0,0,0,0]
[2018,78,0,0,0,0,0,0,0,0,0,0,0,0,0,0,0,0,0,0,0,0,0,0,0,0,0,0,0,0,0,0,0,0,0,0,0,0,0,0,0,0,0,0,0,0,0,0,0,0,0,0,0,0,0]
[2018,79,0,0,0,0,0,0,0,0,0,0,0,0,0,0,0,0,0,0,0,0,0,0,0,0,0,0,0,0,0,0,0,0,0,0,0,0,0,0,0,0,0,0,0,0,0,0,0,0,0,0,0,0,0]
[2018,80,0,0,0,0,0,0,0,0,0,0,0,0,0,0,0,0,0,0,0,0,0,0,0,0,0,0,0,0,0,0,0,0,0,0,0,0,0,0,0,0,0,0,0,0,0,0,0,0,0,0,0,0,0]
[2018,81,0,0,0,0,0,0,0,0,0,0,0,0,0,0,0,0,0,0,0,0,0,0,0,0,0,0,0,0,0,0,0,0,0,0,0,0,0,0,0,0,0,0,0,0,0,0,0,0,0,0,0,0,0]
[2018,82,0,0,0,0,0,0,0,0,0,0,0,0,0,0,0,0,0,0,0,0,0,0,0,0,0,0,0,0,0,0,0,0,0,0,0,0,0,0,0,0,0,0,0,0,0,0,0,0,0,0,0,0,0]
[2018,83,0,0,0,0,0,0,0,0,0,0,0,0,0,0,0,0,0,0,0,0,0,0,0,0,0,0,0,0,0,0,0,0,0,0,0,0,0,0,0,0,0,0,0,0,0,0,0,0,0,0,0,0,0]
[2018,84,0,0,0,0,0,0,0,0,0,0,0,0,0,0,0,0,0,0,0,0,0,0,0,0,0,0,0,0,0,0,0,0,0,0,0,0,0,0,0,0,0,0,0,0,0,0,0,0,0,0,0,0,0]
[2018,85,0,0,0,0,0,0,0,0,0,0,0,0,0,0,0,0,0,0,0,0,0,0,0,0,0,0,0,0,0,0,0,0,0,0,0,0,0,0,0,0,0,0,0,0,0,0,0,0,0,0,0,0,0]
[2018,86,0,0,0,0,0,0,0,0,0,0,0,0,0,0,0,0,0,0,0,0,0,0,0,0,0,0,0,0,0,0,0,0,0,0,0,0,0,0,0,0,0,0,0,0,0,0,0,0,0,0,0,0,0]
[2018,87,0,0,0,0,0,0,0,0,0,0,0,0,0,0,0,0,0,0,0,0,0,0,0,0,0,0,0,0,0,0,0,0,0,0,0,0,0,0,0,0,0,0,0,0,0,0,0,0,0,0,0,0,0]
[2018,88,0,0,0,0,0,0,0,0,0,0,0,0,0,0,0,0,0,0,0,0,0,0,0,0,0,0,0,0,0,0,0,0,0,0,0,0,0,0,0,0,0,0,0,0,0,0,0,0,0,0,0,0,0]
[2018,89,0,0,0,0,0,0,0,0,0,0,0,0,0,0,0,0,0,0,0,0,0,0,0,0,0,0,0,0,0,0,0,0,0,0,0,0,0,0,0,0,0,0,0,0,0,0,0,0,0,0,0,0,0]
[2018,90,0,0,0,0,0,0,0,0,0,0,0,0,0,0,0,0,0,0,0,0,0,0,0,0,0,0,0,0,0,0,0,0,0,0,0,0,0,0,0,0,0,0,0,0,0,0,0,0,0,0,0,0,0]
[2018,91,0,0,0,0,0,0,0,0,0,0,0,0,0,0,0,0,0,0,0,0,0,0,0,0,0,0,0,0,0,0,0,0,0,0,0,0,0,0,0,0,0,0,0,0,0,0,0,0,0,0,0,0,0]
[2018,92,0,0,0,0,0,0,0,0,0,0,0,0,0,0,0,0,0,0,0,0,0,0,0,0,0,0,0,0,0,0,0,0,0,0,0,0,0,0,0,0,0,0,0,0,0,0,0,0,0,0,0,0,0]
[2018,93,0,0,0,0,0,0,0,0,0,0,0,0,0,0,0,0,0,0,0,0,0,0,0,0,0,0,0,0,0,0,0,0,0,0,0,0,0,0,0,0,0,0,0,0,0,0,0,0,0,0,0,0,0]
[2018,94,0,0,0,0,0,0,0,0,0,0,0,0,0,0,0,0,0,0,0,0,0,0,0,0,0,0,0,0,0,0,0,0,0,0,0,0,0,0,0,0,0,0,0,0,0,0,0,0,0,0,0,0,0]
[2018,95,0,0,0,0,0,0,0,0,0,0,0,0,0,0,0,0,0,0,0,0,0,0,0,0,0,0,0,0,0,0,0,0,0,0,0,0,0,0,0,0,0,0,0,0,0,0,0,0,0,0,0,0,0]
[2018,96,0,0,0,0,0,0,0,0,0,0,0,0,0,0,0,0,0,0,0,0,0,0,0,0,0,0,0,0,0,0,0,0,0,0,0,0,0,0,0,0,0,0,0,0,0,0,0,0,0,0,0,0,0]
[2018,97,0,0,0,0,0,0,0,0,0,0,0,0,0,0,0,0,0,0,0,0,0,0,0,0,0,0,0,0,0,0,0,0,0,0,0,0,0,0,0,0,0,0,0,0,0,0,0,0,0,0,0,0,0]
[2018,98,0,0,0,0,0,0,0,0,0,0,0,0,0,0,0,0,0,0,0,0,0,0,0,0,0,0,0,0,0,0,0,0,0,0,0,0,0,0,0,0,0,0,0,0,0,0,0,0,0,0,0,0,0]
[2018,99,0,0,0,0,0,0,0,0,0,0,0,0,0,0,0,0,0,0,0,0,0,0,0,0,0,0,0,0,0,0,0,0,0,0,0,0,0,0,0,0,0,0,0,0,0,0,0,0,0,0,0,0,0]
[2018,100,0,0,0,0,0,0,0,0,0,0,0,0,0,0,0,0,0,0,0,0,0,0,0,0,0,0,0,0,0,0,0,0,0,0,0,0,0,0,0,0,0,0,0,0,0,0,0,0,0,0,0,0,0]
[2018,101,0,0,0,0,0,0,0,0,0,0,0,0,0,0,0,0,0,0,0,0,0,0,0,0,0,0,0,0,0,0,0,0,0,0,0,0,0,0,0,0,0,0,0,0,0,0,0,0,0,0,0,0,0]
[2018,102,0,0,0,0,0,0,0,0,0,0,0,0,0,0,0,0,0,0,0,0,0,0,0,0,0,0,0,0,0,0,0,0,0,0,0,0,0,0,0,0,0,0,0,0,0,0,0,0,0,0,0,0,0]
[2018,103,0,0,0,0,0,0,0,0,0,0,0,0,0,0,0,0,0,0,0,0,0,0,0,0,0,0,0,0,0,0,0,0,0,0,0,0,0,0,0,0,0,0,0,0,0,0,0,0,0,0,0,0,0]
[2018,104,0,0,0,0,0,0,0,0,0,0,0,0,0,0,0,0,0,0,0,0,0,0,0,0,0,0,0,0,0,0,0,0,0,0,0,0,0,0,0,0,0,0,0,0,0,0,0,0,0,0,0,0,0]
[2018,105,0,0,0,0,0,0,0,0,0,0,0,0,0,0,0,0,0,0,0,0,0,0,0,0,0,0,0,0,0,0,0,0,0,0,0,0,0,0,0,0,0,0,0,0,0,0,0,0,0,0,0,0,0]
[2018,106,0,0,0,0,0,0,0,0,0,0,0,0,0,0,0,0,0,0,0,0,0,0,0,0,0,0,0,0,0,0,0,0,0,0,0,0,0,0,0,0,0,0,0,0,0,0,0,0,0,0,0,0,0]
[2018,107,0,0,0,0,0,0,0,0,0,0,0,0,0,0,0,0,0,0,0,0,0,0,0,0,0,0,0,0,0,0,0,0,0,0,0,0,0,0,0,0,0,0,0,0,0,0,0,0,0,0,0,0,0]
[2018,108,0,0,0,0,0,0,0,0,0,0,0,0,0,0,0,0,0,0,0,0,0,0,0,0,0,0,0,0,0,0,0,0,0,0,0,0,0,0,0,0,0,0,0,0,0,0,0,0,0,0,0,0,0]
[2018,109,0,0,0,0,0,0,0,0,0,0,0,0,0,0,0,0,0,0,0,0,0,0,0,0,0,0,0,0,0,0,0,0,0,0,0,0,0,0,0,0,0,0,0,0,0,0,0,0,0,0,0,0,0]
[2018,110,0,0,0,0,0,0,0,0,0,0,0,0,0,0,0,0,0,0,0,0,0,0,0,0,0,0,0,0,0,0,0,0,0,0,0,0,0,0,0,0,0,0,0,0,0,0,0,0,0,0,0,0,0]
[2018,111,0,0,0,0,0,0,0,0,0,0,0,0,0,0,0,0,0,0,0,0,0,0,0,0,0,0,0,0,0,0,0,0,0,0,0,0,0,0,0,0,0,0,0,0,0,0,0,0,0,0,0,0,0]
[2018,112,0,0,0,0,0,0,0,0,0,0,0,0,0,0,0,0,0,0,0,0,0,0,0,0,0,0,0,0,0,0,0,0,0,0,0,0,0,0,0,0,0,0,0,0,0,0,0,0,0,0,0,0,0]
[2018,113,0,0,0,0,0,0,0,0,0,0,0,0,0,0,0,0,0,0,0,0,0,0,0,0,0,0,0,0,0,0,0,0,0,0,0,0,0,0,0,0,0,0,0,0,0,0,0,0,0,0,0,0,0]
[2018,114,0,0,0,0,0,0,0,0,0,0,0,0,0,0,0,0,0,0,0,0,0,0,0,0,0,0,0,0,0,0,0,0,0,0,0,0,0,0,0,0,0,0,0,0,0,0,0,0,0,0,0,0,0]
[2018,115,0,0,0,0,0,0,0,0,0,0,0,0,0,0,0,0,0,0,0,0,0,0,0,0,0,0,0,0,0,0,0,0,0,0,0,0,0,0,0,0,0,0,0,0,0,0,0,0,0,0,0,0,0]
[2018,116,0,0,0,0,0,0,0,0,0,0,0,0,0,0,0,0,0,0,0,0,0,0,0,0,0,0,0,0,0,0,0,0,0,0,0,0,0,0,0,0,0,0,0,0,0,0,0,0,0,0,0,0,0]
[2018,117,0,0,0,0,0,0,0,0,0,0,0,0,0,0,0,0,0,0,0,0,0,0,0,0,0,0,0,0,0,0,0,0,0,0,0,0,0,0,0,0,0,0,0,0,0,0,0,0,0,0,0,0,0]
[2018,118,0,0,0,0,0,0,0,0,0,0,0,0,0,0,0,0,0,0,0,0,0,0,0,0,0,0,0,0,0,0,0,0,0,0,0,0,0,0,0,0,0,0,0,0,0,0,0,0,0,0,0,0,0]
[2018,119,0,0,0,0,0,0,0,0,0,0,0,0,0,0,0,0,0,0,0,0,0,0,0,0,0,0,0,0,0,0,0,0,0,0,0,0,0,0,0,0,0,0,0,0,0,0,0,0,0,0,0,0,0]
[2018,120,0,0,0,0,0,0,0,0,0,0,0,0,0,0,0,0,0,0,0,0,0,0,0,0,0,0,0,0,0,0,0,0,0,0,0,0,0,0,0,0,0,0,0,0,0,0,0,0,0,0,0,0,0]
[2018,121,0,0,0,0,0,0,0,0,0,0,0,0,0,0,0,0,0,0,0,0,0,0,0,0,0,0,0,0,0,0,0,0,0,0,0,0,0,0,0,0,0,0,0,0,0,0,0,0,0,0,0,0,0]
[2018,122,0,0,0,0,0,0,0,0,0,0,0,0,0,0,0,0,0,0,0,0,0,0,0,0,0,0,0,0,0,0,0,0,0,0,0,0,0,0,0,0,0,0,0,0,0,0,0,0,0,0,0,0,0]
[2018,123,0,0,0,0,0,0,0,0,0,0,0,0,0,0,0,0,0,0,0,0,0,0,0,0,0,0,0,0,0,0,0,0,0,0,0,0,0,0,0,0,0,0,0,0,0,0,0,0,0,0,0,0,0]
[2018,124,0,0,0,0,0,0,0,0,0,0,0,0,0,0,0,0,0,0,0,0,0,0,0,0,0,0,0,0,0,0,0,0,0,0,0,0,0,0,0,0,0,0,0,0,0,0,0,0,0,0,0,0,0]
[2018,125,0,0,0,0,0,0,0,0,0,0,0,0,0,0,0,0,0,0,0,0,0,0,0,0,0,0,0,0,0,0,0,0,0,0,0,0,0,0,0,0,0,0,0,0,0,0,0,0,0,0,0,0,0]
[2018,126,0,0,0,0,0,0,0,0,0,0,0,0,0,0,0,0,0,0,0,0,0,0,0,0,0,0,0,0,0,0,0,0,0,0,0,0,0,0,0,0,0,0,0,0,0,0,0,0,0,0,0,0,0]
[2018,127,0,0,0,0,0,0,0,0,0,0,0,0,0,0,0,0,0,0,0,0,0,0,0,0,0,0,0,0,0,0,0,0,0,0,0,0,0,0,0,0,0,0,0,0,0,0,0,0,0,0,0,0,0]
[2018,128,0,0,0,0,0,0,0,0,0,0,0,0,0,0,0,0,0,0,0,0,0,0,0,0,0,0,0,0,0,0,0,0,0,0,0,0,0,0,0,0,0,0,0,0,0,0,0,0,0,0,0,0,0]
[2018,129,0,0,0,0,0,0,0,0,0,0,0,0,0,0,0,0,0,0,0,0,0,0,0,0,0,0,0,0,0,0,0,0,0,0,0,0,0,0,0,0,0,0,0,0,0,0,0,0,0,0,0,0,0]
[2018,130,{"$f":"INDEX(D137:BC137,MATCH($C$7,$D$7:$BC$7,0))","v":0},0,0,0,0,0,0,0,0,0,0,0,0,0,0,0,0,0,0,0,0,0,0,0,0,0,0,0,0,0,0,0,0,0,0,0,0,0,0,0,0,0,0,0,0,0,0,0,0,0,0,0,0]
[2018,131,0,0,0,0,0,0,0,0,0,0,0,0,0,0,0,0,0,0,0,0,0,0,0,0,0,0,0,0,0,0,0,0,0,0,0,0,0,0,0,0,0,0,0,0,0,0,0,0,0,0,0,0,0]
[2018,132,0,0,0,0,0,0,0,0,0,0,0,0,0,0,0,0,0,0,0,0,0,0,0,0,0,0,0,0,0,0,0,0,0,0,0,0,0,0,0,0,0,0,0,0,0,0,0,0,0,0,0,0,0]
[2018,133,0,0,0,0,0,0,0,0,0,0,0,0,0,0,0,0,0,0,0,0,0,0,0,0,0,0,0,0,0,0,0,0,0,0,0,0,0,0,0,0,0,0,0,0,0,0,0,0,0,0,0,0,0]
[2018,134,0,0,0,0,0,0,0,0,0,0,0,0,0,0,0,0,0,0,0,0,0,0,0,0,0,0,0,0,0,0,0,0,0,0,0,0,0,0,0,0,0,0,0,0,0,0,0,0,0,0,0,0,0]
[2018,135,0,0,0,0,0,0,0,0,0,0,0,0,0,0,0,0,0,0,0,0,0,0,0,0,0,0,0,0,0,0,0,0,0,0,0,0,0,0,0,0,0,0,0,0,0,0,0,0,0,0,0,0,0]
[2018,136,0,0,0,0,0,0,0,0,0,0,0,0,0,0,0,0,0,0,0,0,0,0,0,0,0,0,0,0,0,0,0,0,0,0,0,0,0,0,0,0,0,0,0,0,0,0,0,0,0,0,0,0,0]
[2018,137,0,0,0,0,0,0,0,0,0,0,0,0,0,0,0,0,0,0,0,0,0,0,0,0,0,0,0,0,0,0,0,0,0,0,0,0,0,0,0,0,0,0,0,0,0,0,0,0,0,0,0,0,0]
[2018,138,0,0,0,0,0,0,0,0,0,0,0,0,0,0,0,0,0,0,0,0,0,0,0,0,0,0,0,0,0,0,0,0,0,0,0,0,0,0,0,0,0,0,0,0,0,0,0,0,0,0,0,0,0]
[2018,139,0,0,0,0,0,0,0,0,0,0,0,0,0,0,0,0,0,0,0,0,0,0,0,0,0,0,0,0,0,0,0,0,0,0,0,0,0,0,0,0,0,0,0,0,0,0,0,0,0,0,0,0,0]
[2018,140,0,0,0,0,0,0,0,0,0,0,0,0,0,0,0,0,0,0,0,0,0,0,0,0,0,0,0,0,0,0,0,0,0,0,0,0,0,0,0,0,0,0,0,0,0,0,0,0,0,0,0,0,0]
[2018,141,0,0,0,0,0,0,0,0,0,0,0,0,0,0,0,0,0,0,0,0,0,0,0,0,0,0,0,0,0,0,0,0,0,0,0,0,0,0,0,0,0,0,0,0,0,0,0,0,0,0,0,0,0]
[2018,142,0,0,0,0,0,0,0,0,0,0,0,0,0,0,0,0,0,0,0,0,0,0,0,0,0,0,0,0,0,0,0,0,0,0,0,0,0,0,0,0,0,0,0,0,0,0,0,0,0,0,0,0,0]
[2018,143,0,0,0,0,0,0,0,0,0,0,0,0,0,0,0,0,0,0,0,0,0,0,0,0,0,0,0,0,0,0,0,0,0,0,0,0,0,0,0,0,0,0,0,0,0,0,0,0,0,0,0,0,0]
[2018,144,0,0,0,0,0,0,0,0,0,0,0,0,0,0,0,0,0,0,0,0,0,0,0,0,0,0,0,0,0,0,0,0,0,0,0,0,0,0,0,0,0,0,0,0,0,0,0,0,0,0,0,0,0]
[2018,145,0,0,0,0,0,0,0,0,0,0,0,0,0,0,0,0,0,0,0,0,0,0,0,0,0,0,0,0,0,0,0,0,0,0,0,0,0,0,0,0,0,0,0,0,0,0,0,0,0,0,0,0,0]
[2018,146,0,0,0,0,0,0,0,0,0,0,0,0,0,0,0,0,0,0,0,0,0,0,0,0,0,0,0,0,0,0,0,0,0,0,0,0,0,0,0,0,0,0,0,0,0,0,0,0,0,0,0,0,0]
[2018,147,0,0,0,0,0,0,0,0,0,0,0,0,0,0,0,0,0,0,0,0,0,0,0,0,0,0,0,0,0,0,0,0,0,0,0,0,0,0,0,0,0,0,0,0,0,0,0,0,0,0,0,0,0]
[2018,148,0,0,0,0,0,0,0,0,0,0,0,0,0,0,0,0,0,0,0,0,0,0,0,0,0,0,0,0,0,0,0,0,0,0,0,0,0,0,0,0,0,0,0,0,0,0,0,0,0,0,0,0,0]
[2018,149,0,0,0,0,0,0,0,0,0,0,0,0,0,0,0,0,0,0,0,0,0,0,0,0,0,0,0,0,0,0,0,0,0,0,0,0,0,0,0,0,0,0,0,0,0,0,0,0,0,0,0,0,0]
[2018,150,0,0,0,0,0,0,0,0,0,0,0,0,0,0,0,0,0,0,0,0,0,0,0,0,0,0,0,0,0,0,0,0,0,0,0,0,0,0,0,0,0,0,0,0,0,0,0,0,0,0,0,0,0]
[2019,1,8760,8760,8743,8760,8760,8760,8760,8760,8760,8760,8760,8333,8760,8760,8760,8756,8759,8760,8752,8760,8760,8760,8760,8760,8759,8736,8760,8760,8760,8759,8759,8760,8760,8760,8760,8760,8756,0,8760,8760,8749,8760,0,0,8760,8760,8677,8760,8760,8760,0,0,8760]
[2019,2,8760,8760,8742,8760,8760,8760,8760,8760,8760,8760,8760,8331,8760,8760,8760,8756,8759,8760,8751,8760,8760,8760,8760,8760,8759,8719,8760,8760,8760,8759,8759,8760,8760,8760,8760,8760,8756,0,8760,8760,8749,8760,0,0,4175,8760,8410,8760,8760,8760,0,0,8760]
[2019,3,8760,8760,8742,8760,8760,8760,8760,8760,8760,8760,8760,8307,8760,8760,8760,8756,8759,8760,8750,8760,8760,8760,8760,8760,8759,8702,8760,8760,8760,8759,8759,8760,8760,8760,8760,8760,8756,0,8760,8760,8749,8760,0,0,1232,8760,7944,8760,8760,8760,0,0,8760]
[2019,4,8735,8760,8739,8760,8760,8479,8760,8760,8735,8760,8760,7784,8760,8760,8760,8755,8759,8760,8750,8760,8760,8760,8760,8760,8759,8684,8760,8760,8760,8759,8759,8760,8760,8760,8760,8760,8756,0,8760,8746,8748,8760,0,0,322,8760,7302,8760,8760,8760,0,0,8760]
[2019,5,8367,8760,7870,8760,8760,7232,8759,8760,8367,8760,8760,7072,8760,8760,8760,8755,8758,8760,7865,8760,8760,8760,8760,8760,8759,8667,8760,8760,8760,8759,8759,8760,8760,8760,8760,8760,8756,0,8760,8371,8748,8760,0,0,42,8760,6535,8759,8760,8760,0,0,8760]
[2019,6,7409,8760,6802,7884,8487,5785,8649,8760,7409,8760,8760,6552,8760,8760,8760,8755,8736,8760,7069,8760,8760,8760,8760,8760,8759,8645,8760,8760,8760,8759,8759,8760,8760,8760,8760,8760,8756,0,8760,7060,8744,8760,0,0,10,8466,5766,8416,8760,8760,0,0,8760]
[2019,7,6100,8760,5939,7019,7533,4150,8105,8760,6100,8760,8760,5740,8760,8760,8760,8755,7957,8234,5212,8760,8760,8760,8760,8760,8759,8534,8760,8760,8725,8759,8759,8760,8760,8760,8760,8760,8756,0,8758,5457,8507,8756,0,0,0,7534,5084,7235,8760,8760,0,0,8760]
[2019,8,5139,8760,4781,6108,6426,2865,7194,8760,5139,8760,8760,4651,8760,8760,8760,8755,7225,7434,3506,8760,8760,8760,8760,8760,8550,8027,8760,8755,8356,8759,8759,8721,8760,8510,8760,8760,8756,0,8372,4171,7936,8498,0,0,0,6649,4537,5509,8759,8760,0,0,8758]
[2019,9,4337,8759,3238,4734,4751,1728,6123,8760,4337,8760,8760,3585,8760,8760,8760,8755,6494,6694,2513,8760,8760,8760,8760,8741,7735,7379,8760,8669,7681,8759,8759,8494,8760,7830,8758,8760,8756,0,7717,3289,7020,7771,0,0,0,5832,4041,3905,8748,8760,0,0,8460]
[2019,10,3522,8752,2141,3504,3454,990,5116,8652,3522,8760,8760,2578,8760,8754,8760,8755,5710,5994,1689,8760,8760,8760,8760,8689,7027,6663,8760,8181,7024,8758,8759,8089,8760,7314,8743,8760,8756,0,6962,2273,5970,6733,0,0,0,4713,3628,2633,8713,8760,0,0,7800]
[2019,11,2820,8741,1478,2567,2544,561,4064,8121,2820,8760,8760,1722,8760,8744,8760,8755,4881,5275,1115,8760,8753,8760,8760,8585,6389,5941,8760,7499,6296,8739,8759,7434,8760,6766,8689,8760,8756,0,6291,1509,4958,5439,0,0,0,3460,3132,1741,8576,8760,0,0,7306]
[2019,12,2008,8724,975,1838,1816,284,3144,7661,2008,8760,8760,1140,8760,8721,8733,8755,3809,4112,753,8760,8375,8759,8757,8330,5800,5211,8760,6849,5497,8698,8759,6715,8760,6259,8631,8760,8756,0,5758,778,3831,4165,0,0,0,2519,2568,1148,8259,8759,0,0,6730]
[2019,13,1209,8685,661,1315,1249,166,2362,7228,1209,8760,8760,801,8760,8708,8706,8755,2853,3010,569,8760,7720,8759,8537,7847,5140,4624,8757,5900,4762,8603,8759,6070,8731,5809,8455,8741,8729,0,5306,312,2865,2860,0,0,0,1821,1998,722,7769,8756,0,0,6203]
[2019,14,636,8619,435,951,853,86,1516,6741,636,8760,8760,556,8760,8692,8669,8755,2177,2254,434,8721,7164,8758,8012,7335,4506,4125,8727,4959,4018,8394,8759,5512,8352,5271,7714,8665,8520,0,4802,149,2094,1957,0,0,0,1316,1439,472,7065,8738,0,0,5764]
[2019,15,305,8561,263,655,582,54,912,6261,305,8760,8760,395,8760,8680,8620,8754,1627,1625,287,8509,6554,8748,7295,6787,3911,3778,8516,4080,3146,8181,8759,4937,7791,4437,6336,8504,8225,0,4125,54,1536,1313,0,0,0,910,994,297,6269,8654,0,0,5382]
[2019,16,138,8509,170,459,377,30,618,5684,138,8760,8760,268,8756,8650,8517,8666,1174,1163,165,8129,6145,8633,6465,6195,2999,3418,8195,3399,2405,7854,8759,4424,7241,3549,5132,8206,7959,0,3282,18,1124,927,0,0,0,621,654,184,5472,8453,0,0,4728]
[2019,17,67,8435,105,280,226,20,439,4918,67,8758,8754,174,8745,8601,8254,8206,820,801,73,7679,5774,8406,5529,5487,2204,3021,7763,2773,1863,7417,8757,3791,6706,2816,4499,7715,7574,0,2506,5,812,605,0,0,0,416,428,115,4693,8097,0,0,3844]
[2019,18,25,8361,69,159,150,13,295,4135,25,8750,8574,107,8698,8511,7847,7626,544,552,36,7128,5333,8029,4522,4818,1605,2664,7173,2211,1461,6934,8711,3152,6247,2302,4052,7165,7196,0,1799,0,586,379,0,0,0,257,273,70,4044,7531,0,0,3014]
[2019,19,16,8229,54,105,110,8,175,3456,16,8726,8174,69,8533,8385,7467,7116,352,363,6,6612,4871,7520,3601,4336,1178,2246,6523,1711,1098,6485,8586,2536,5776,1861,3616,6635,6871,0,1237,0,419,225,0,0,0,164,174,52,3556,6876,0,0,2345]
[2019,20,5,7992,41,71,82,5,88,2944,5,8695,7858,50,8282,8214,7101,6524,218,242,0,6087,4469,7099,2798,4008,851,1666,5903,1343,808,5997,8392,2004,5244,1510,3236,6042,6495,0,829,0,286,129,0,0,0,104,126,38,3175,6069,0,0,1883]
[2019,21,2,7526,28,50,60,0,43,2462,2,8616,7525,36,7958,8009,6819,5936,153,153,0,5530,4022,6676,2204,3719,593,1141,5284,1041,545,5439,8108,1597,4579,1205,2935,5516,6044,0,516,0,189,71,0,0,0,61,86,32,2784,5305,0,0,1474]
[2019,22,0,6799,21,38,50,0,29,2035,0,8486,7197,28,7561,7798,6532,5403,110,98,0,4916,3504,6330,1704,3459,425,702,4725,812,346,5005,7716,1247,3973,906,2666,5025,5599,0,346,0,111,45,0,0,0,38,62,25,2365,4677,0,0,1123]
[2019,23,0,6053,14,29,37,0,20,1679,0,8310,6850,22,7106,7505,6306,4880,84,65,0,4323,2927,5980,1342,3203,275,462,4139,675,216,4621,7212,944,3336,686,2415,4570,5252,0,232,0,71,29,0,0,0,23,41,22,1881,4114,0,0,830]
[2019,24,0,5351,10,17,28,0,16,1362,0,8045,6497,19,6532,7153,6148,4201,66,51,0,3691,2400,5574,1043,2943,190,272,3546,526,130,4328,6735,705,2785,494,2127,4035,4933,0,157,0,53,22,0,0,0,13,25,17,1422,3675,0,0,622]
[2019,25,0,4613,7,9,17,0,10,1077,0,7706,6147,13,6012,6663,6034,3519,51,39,0,3180,1939,5192,783,2675,142,122,2897,407,80,4114,6279,496,2344,357,1712,3459,4625,0,122,0,42,17,0,0,0,10,15,14,989,3325,0,0,476]
[2019,26,0,3937,2,4,10,0,6,874,0,7344,5767,9,5515,6246,5923,2906,41,30,0,2666,1543,4822,596,2430,107,61,2294,311,56,3920,5804,342,1985,233,1272,2909,4225,0,98,0,33,14,0,0,0,5,11,12,653,3027,0,0,339]
[2019,27,0,3109,0,1,3,0,5,708,0,6959,5447,9,5038,5780,5795,2339,31,22,0,2227,1234,4485,432,2182,81,16,1780,234,36,3740,5338,252,1700,178,905,2374,3864,0,78,0,24,11,0,0,0,1,7,9,444,2754,0,0,251]
[2019,28,0,2288,0,0,1,0,4,565,0,6583,5132,7,4643,5312,5624,1888,22,16,0,1862,941,4178,325,1878,65,4,1362,172,25,3552,4980,175,1433,140,635,1942,3518,0,66,0,14,10,0,0,0,0,5,8,304,2527,0,0,180]
[2019,29,0,1591,0,0,0,0,3,471,0,6133,4770,6,4281,4882,5359,1505,12,11,0,1554,715,3867,236,1521,46,0,1050,118,17,3370,4677,110,1176,100,466,1576,3169,0,55,0,11,7,0,0,0,0,4,8,218,2297,0,0,133]
[2019,30,0,1065,0,0,0,0,2,368,0,5685,4310,5,3977,4471,5019,1191,7,9,0,1301,496,3544,165,1164,39,0,761,85,14,3184,4453,87,985,80,325,1296,2855,0,41,0,10,5,0,0,0,0,0,6,160,1981,0,0,108]
[2019,31,0,694,0,0,0,0,0,278,0,5274,3838,4,3709,4041,4753,920,1,3,0,1099,338,3158,95,835,32,0,538,69,9,3018,4254,67,804,65,203,1059,2560,0,30,0,6,3,0,0,0,0,0,6,111,1575,0,0,86]
[2019,32,0,472,0,0,0,0,0,206,0,4835,3383,3,3459,3700,4486,689,0,1,0,937,249,2811,50,598,24,0,368,52,7,2826,4023,54,655,50,123,826,2294,0,25,0,5,1,0,0,0,0,0,5,73,1201,0,0,74]
[2019,33,0,322,0,0,0,0,0,137,0,4377,2985,2,3209,3401,4302,498,0,0,0,766,174,2367,32,406,20,0,260,45,2,2631,3784,43,507,39,86,638,2028,0,19,0,4,0,0,0,0,0,0,5,52,891,0,0,66]
[2019,34,0,227,0,0,0,0,0,91,0,3911,2616,0,3015,3152,4138,375,0,0,0,633,128,1982,22,264,14,0,179,36,2,2450,3603,33,388,30,59,477,1777,0,12,0,1,0,0,0,0,0,0,3,42,656,0,0,56]
[2019,35,0,157,0,0,0,0,0,60,0,3458,2275,0,2826,2909,3995,271,0,0,0,526,100,1634,13,162,6,0,138,32,0,2265,3411,26,299,25,35,352,1598,0,9,0,0,0,0,0,0,0,0,3,32,465,0,0,51]
[2019,36,0,122,0,0,0,0,0,45,0,2994,2026,0,2651,2691,3879,212,0,0,0,433,78,1292,8,91,3,0,110,23,0,2028,3171,17,221,19,21,241,1427,0,8,0,0,0,0,0,0,0,0,2,20,317,0,0,41]
[2019,37,0,96,0,0,0,0,0,28,0,2586,1769,0,2470,2496,3778,160,0,0,0,358,66,1009,7,52,1,0,87,15,0,1720,2857,12,164,12,17,162,1222,0,1,0,0,0,0,0,0,0,0,2,13,203,0,0,31]
[2019,38,0,73,0,0,0,0,0,21,0,2207,1547,0,2255,2342,3663,129,0,0,0,290,50,772,4,33,0,0,74,11,0,1424,2512,11,117,9,10,119,1045,0,0,0,0,0,0,0,0,0,0,0,11,128,0,0,26]
[2019,39,0,60,0,0,0,0,0,15,0,1887,1354,0,2013,2158,3483,102,0,0,0,225,44,592,1,21,0,0,56,5,0,1105,2189,10,88,8,4,87,894,0,0,0,0,0,0,0,0,0,0,0,10,93,0,0,19]
[2019,40,0,44,0,0,0,0,0,10,0,1623,1158,0,1787,1959,3263,83,0,0,0,177,35,447,1,12,0,0,49,4,0,843,1887,9,69,3,0,69,737,0,0,0,0,0,0,0,0,0,0,0,7,73,0,0,17]
[2019,41,0,28,0,0,0,0,0,8,0,1395,1003,0,1543,1743,3054,68,0,0,0,132,32,332,0,9,0,0,38,3,0,644,1595,6,58,1,0,56,604,0,0,0,0,0,0,0,0,0,0,0,6,61,0,0,13]
[2019,42,0,13,0,0,0,0,0,3,0,1162,848,0,1342,1507,2902,59,0,0,0,101,22,264,0,2,0,0,30,2,0,480,1313,4,44,0,0,48,484,0,0,0,0,0,0,0,0,0,0,0,5,51,0,0,9]
[2019,43,0,5,0,0,0,0,0,2,0,988,708,0,1097,1272,2787,48,0,0,0,74,17,202,0,0,0,0,23,1,0,331,1072,3,35,0,0,34,377,0,0,0,0,0,0,0,0,0,0,0,3,42,0,0,8]
[2019,44,{"$f":"INDEX(D201:BC201,MATCH($C$7,$D$7:$BC$7,0))","v":0},4,0,0,0,0,0,2,0,818,582,0,906,1070,2699,45,0,0,0,59,11,164,0,0,0,0,19,1,0,231,851,3,29,0,0,27,279,0,0,0,0,0,0,0,0,0,0,0,1,31,0,0,7]
[2019,45,0,0,0,0,0,0,0,0,0,673,499,0,738,861,2608,37,0,0,0,51,10,146,0,0,0,0,13,0,0,126,685,3,24,0,0,20,202,0,0,0,0,0,0,0,0,0,0,0,0,21,0,0,3]
[2019,46,0,0,0,0,0,0,0,0,0,540,418,0,579,712,2527,32,0,0,0,41,7,116,0,0,0,0,9,0,0,74,557,0,20,0,0,15,135,0,0,0,0,0,0,0,0,0,0,0,0,11,0,0,2]
[2019,47,0,0,0,0,0,0,0,0,0,427,352,0,465,555,2445,25,0,0,0,36,2,107,0,0,0,0,8,0,0,39,432,0,17,0,0,12,92,0,0,0,0,0,0,0,0,0,0,0,0,2,0,0,0]
[2019,48,0,0,0,0,0,0,0,0,0,346,270,0,366,386,2359,22,0,0,0,30,1,91,0,0,0,0,7,0,0,21,345,0,11,0,0,9,67,0,0,0,0,0,0,0,0,0,0,0,0,1,0,0,0]
[2019,49,0,0,0,0,0,0,0,0,0,275,218,0,290,248,2269,18,0,0,0,26,1,81,0,0,0,0,5,0,0,12,257,0,9,0,0,7,51,0,0,0,0,0,0,0,0,0,0,0,0,0,0,0,0]
[2019,50,0,0,0,0,0,0,0,0,0,223,188,0,225,128,2175,12,0,0,0,21,0,67,0,0,0,0,1,0,0,6,193,0,7,0,0,6,38,0,0,0,0,0,0,0,0,0,0,0,0,0,0,0,0]
[2019,51,0,0,0,0,0,0,0,0,0,169,170,0,174,60,2084,8,0,0,0,17,0,60,0,0,0,0,0,0,0,3,146,0,6,0,0,3,29,0,0,0,0,0,0,0,0,0,0,0,0,0,0,0,0]
[2019,52,0,0,0,0,0,0,0,0,0,122,150,0,126,22,1956,5,0,0,0,13,0,49,0,0,0,0,0,0,0,0,118,0,4,0,0,2,21,0,0,0,0,0,0,0,0,0,0,0,0,0,0,0,0]
[2019,53,0,0,0,0,0,0,0,0,0,89,130,0,100,7,1833,3,0,0,0,9,0,41,0,0,0,0,0,0,0,0,99,0,2,0,0,0,15,0,0,0,0,0,0,0,0,0,0,0,0,0,0,0,0]
[2019,54,0,0,0,0,0,0,0,0,0,70,113,0,77,0,1703,2,0,0,0,9,0,30,0,0,0,0,0,0,0,0,86,0,1,0,0,0,13,0,0,0,0,0,0,0,0,0,0,0,0,0,0,0,0]
[2019,55,0,0,0,0,0,0,0,0,0,60,101,0,54,0,1547,2,0,0,0,8,0,28,0,0,0,0,0,0,0,0,72,0,0,0,0,0,13,0,0,0,0,0,0,0,0,0,0,0,0,0,0,0,0]
[2019,56,0,0,0,0,0,0,0,0,0,45,91,0,38,0,1321,1,0,0,0,5,0,23,0,0,0,0,0,0,0,0,65,0,0,0,0,0,9,0,0,0,0,0,0,0,0,0,0,0,0,0,0,0,0]
[2019,57,0,0,0,0,0,0,0,0,0,34,86,0,27,0,1079,0,0,0,0,4,0,20,0,0,0,0,0,0,0,0,55,0,0,0,0,0,7,0,0,0,0,0,0,0,0,0,0,0,0,0,0,0,0]
[2019,58,0,0,0,0,0,0,0,0,0,27,79,0,17,0,840,0,0,0,0,3,0,14,0,0,0,0,0,0,0,0,46,0,0,0,0,0,4,0,0,0,0,0,0,0,0,0,0,0,0,0,0,0,0]
[2019,59,0,0,0,0,0,0,0,0,0,18,74,0,15,0,580,0,0,0,0,2,0,12,0,0,0,0,0,0,0,0,38,0,0,0,0,0,1,0,0,0,0,0,0,0,0,0,0,0,0,0,0,0,0]
[2019,60,0,0,0,0,0,0,0,0,0,15,64,0,11,0,385,0,0,0,0,1,0,10,0,0,0,0,0,0,0,0,31,0,0,0,0,0,0,0,0,0,0,0,0,0,0,0,0,0,0,0,0,0,0]
[2019,61,0,0,0,0,0,0,0,0,0,11,60,0,10,0,242,0,0,0,0,0,0,9,0,0,0,0,0,0,0,0,26,0,0,0,0,0,0,0,0,0,0,0,0,0,0,0,0,0,0,0,0,0,0]
[2019,62,0,0,0,0,0,0,0,0,0,6,51,0,8,0,139,0,0,0,0,0,0,8,0,0,0,0,0,0,0,0,22,0,0,0,0,0,0,0,0,0,0,0,0,0,0,0,0,0,0,0,0,0,0]
[2019,63,0,0,0,0,0,0,0,0,0,5,47,0,7,0,62,0,0,0,0,0,0,4,0,0,0,0,0,0,0,0,20,0,0,0,0,0,0,0,0,0,0,0,0,0,0,0,0,0,0,0,0,0,0]
[2019,64,0,0,0,0,0,0,0,0,0,3,41,0,6,0,28,0,0,0,0,0,0,2,0,0,0,0,0,0,0,0,15,0,0,0,0,0,0,0,0,0,0,0,0,0,0,0,0,0,0,0,0,0,0]
[2019,65,0,0,0,0,0,0,0,0,0,0,37,0,6,0,10,0,0,0,0,0,0,0,0,0,0,0,0,0,0,0,13,0,0,0,0,0,0,0,0,0,0,0,0,0,0,0,0,0,0,0,0,0,0]
[2019,66,0,0,0,0,0,0,0,0,0,0,35,0,5,0,4,0,0,0,0,0,0,0,0,0,0,0,0,0,0,0,11,0,0,0,0,0,0,0,0,0,0,0,0,0,0,0,0,0,0,0,0,0,0]
[2019,67,0,0,0,0,0,0,0,0,0,0,31,0,3,0,0,0,0,0,0,0,0,0,0,0,0,0,0,0,0,0,9,0,0,0,0,0,0,0,0,0,0,0,0,0,0,0,0,0,0,0,0,0,0]
[2019,68,0,0,0,0,0,0,0,0,0,0,27,0,0,0,0,0,0,0,0,0,0,0,0,0,0,0,0,0,0,0,6,0,0,0,0,0,0,0,0,0,0,0,0,0,0,0,0,0,0,0,0,0,0]
[2019,69,0,0,0,0,0,0,0,0,0,0,25,0,0,0,0,0,0,0,0,0,0,0,0,0,0,0,0,0,0,0,3,0,0,0,0,0,0,0,0,0,0,0,0,0,0,0,0,0,0,0,0,0,0]
[2019,70,0,0,0,0,0,0,0,0,0,0,21,0,0,0,0,0,0,0,0,0,0,0,0,0,0,0,0,0,0,0,0,0,0,0,0,0,0,0,0,0,0,0,0,0,0,0,0,0,0,0,0,0,0]
[2019,71,0,0,0,0,0,0,0,0,0,0,18,0,0,0,0,0,0,0,0,0,0,0,0,0,0,0,0,0,0,0,0,0,0,0,0,0,0,0,0,0,0,0,0,0,0,0,0,0,0,0,0,0,0]
[2019,72,0,0,0,0,0,0,0,0,0,0,16,0,0,0,0,0,0,0,0,0,0,0,0,0,0,0,0,0,0,0,0,0,0,0,0,0,0,0,0,0,0,0,0,0,0,0,0,0,0,0,0,0,0]
[2019,73,0,0,0,0,0,0,0,0,0,0,13,0,0,0,0,0,0,0,0,0,0,0,0,0,0,0,0,0,0,0,0,0,0,0,0,0,0,0,0,0,0,0,0,0,0,0,0,0,0,0,0,0,0]
[2019,74,0,0,0,0,0,0,0,0,0,0,11,0,0,0,0,0,0,0,0,0,0,0,0,0,0,0,0,0,0,0,0,0,0,0,0,0,0,0,0,0,0,0,0,0,0,0,0,0,0,0,0,0,0]
[2019,75,0,0,0,0,0,0,0,0,0,0,9,0,0,0,0,0,0,0,0,0,0,0,0,0,0,0,0,0,0,0,0,0,0,0,0,0,0,0,0,0,0,0,0,0,0,0,0,0,0,0,0,0,0]
[2019,76,0,0,0,0,0,0,0,0,0,0,5,0,0,0,0,0,0,0,0,0,0,0,0,0,0,0,0,0,0,0,0,0,0,0,0,0,0,0,0,0,0,0,0,0,0,0,0,0,0,0,0,0,0]
[2019,77,0,0,0,0,0,0,0,0,0,0,3,0,0,0,0,0,0,0,0,0,0,0,0,0,0,0,0,0,0,0,0,0,0,0,0,0,0,0,0,0,0,0,0,0,0,0,0,0,0,0,0,0,0]
[2019,78,0,0,0,0,0,0,0,0,0,0,2,0,0,0,0,0,0,0,0,0,0,0,0,0,0,0,0,0,0,0,0,0,0,0,0,0,0,0,0,0,0,0,0,0,0,0,0,0,0,0,0,0,0]
[2019,79,0,0,0,0,0,0,0,0,0,0,1,0,0,0,0,0,0,0,0,0,0,0,0,0,0,0,0,0,0,0,0,0,0,0,0,0,0,0,0,0,0,0,0,0,0,0,0,0,0,0,0,0,0]
[2019,80,0,0,0,0,0,0,0,0,0,0,0,0,0,0,0,0,0,0,0,0,0,0,0,0,0,0,0,0,0,0,0,0,0,0,0,0,0,0,0,0,0,0,0,0,0,0,0,0,0,0,0,0,0]
[2019,81,0,0,0,0,0,0,0,0,0,0,0,0,0,0,0,0,0,0,0,0,0,0,0,0,0,0,0,0,0,0,0,0,0,0,0,0,0,0,0,0,0,0,0,0,0,0,0,0,0,0,0,0,0]
[2019,82,0,0,0,0,0,0,0,0,0,0,0,0,0,0,0,0,0,0,0,0,0,0,0,0,0,0,0,0,0,0,0,0,0,0,0,0,0,0,0,0,0,0,0,0,0,0,0,0,0,0,0,0,0]
[2019,83,0,0,0,0,0,0,0,0,0,0,0,0,0,0,0,0,0,0,0,0,0,0,0,0,0,0,0,0,0,0,0,0,0,0,0,0,0,0,0,0,0,0,0,0,0,0,0,0,0,0,0,0,0]
[2019,84,0,0,0,0,0,0,0,0,0,0,0,0,0,0,0,0,0,0,0,0,0,0,0,0,0,0,0,0,0,0,0,0,0,0,0,0,0,0,0,0,0,0,0,0,0,0,0,0,0,0,0,0,0]
[2019,85,0,0,0,0,0,0,0,0,0,0,0,0,0,0,0,0,0,0,0,0,0,0,0,0,0,0,0,0,0,0,0,0,0,0,0,0,0,0,0,0,0,0,0,0,0,0,0,0,0,0,0,0,0]
[2019,86,0,0,0,0,0,0,0,0,0,0,0,0,0,0,0,0,0,0,0,0,0,0,0,0,0,0,0,0,0,0,0,0,0,0,0,0,0,0,0,0,0,0,0,0,0,0,0,0,0,0,0,0,0]
[2019,87,0,0,0,0,0,0,0,0,0,0,0,0,0,0,0,0,0,0,0,0,0,0,0,0,0,0,0,0,0,0,0,0,0,0,0,0,0,0,0,0,0,0,0,0,0,0,0,0,0,0,0,0,0]
[2019,88,0,0,0,0,0,0,0,0,0,0,0,0,0,0,0,0,0,0,0,0,0,0,0,0,0,0,0,0,0,0,0,0,0,0,0,0,0,0,0,0,0,0,0,0,0,0,0,0,0,0,0,0,0]
[2019,89,0,0,0,0,0,0,0,0,0,0,0,0,0,0,0,0,0,0,0,0,0,0,0,0,0,0,0,0,0,0,0,0,0,0,0,0,0,0,0,0,0,0,0,0,0,0,0,0,0,0,0,0,0]
[2019,90,0,0,0,0,0,0,0,0,0,0,0,0,0,0,0,0,0,0,0,0,0,0,0,0,0,0,0,0,0,0,0,0,0,0,0,0,0,0,0,0,0,0,0,0,0,0,0,0,0,0,0,0,0]
[2019,91,0,0,0,0,0,0,0,0,0,0,0,0,0,0,0,0,0,0,0,0,0,0,0,0,0,0,0,0,0,0,0,0,0,0,0,0,0,0,0,0,0,0,0,0,0,0,0,0,0,0,0,0,0]
[2019,92,0,0,0,0,0,0,0,0,0,0,0,0,0,0,0,0,0,0,0,0,0,0,0,0,0,0,0,0,0,0,0,0,0,0,0,0,0,0,0,0,0,0,0,0,0,0,0,0,0,0,0,0,0]
[2019,93,0,0,0,0,0,0,0,0,0,0,0,0,0,0,0,0,0,0,0,0,0,0,0,0,0,0,0,0,0,0,0,0,0,0,0,0,0,0,0,0,0,0,0,0,0,0,0,0,0,0,0,0,0]
[2019,94,0,0,0,0,0,0,0,0,0,0,0,0,0,0,0,0,0,0,0,0,0,0,0,0,0,0,0,0,0,0,0,0,0,0,0,0,0,0,0,0,0,0,0,0,0,0,0,0,0,0,0,0,0]
[2019,95,0,0,0,0,0,0,0,0,0,0,0,0,0,0,0,0,0,0,0,0,0,0,0,0,0,0,0,0,0,0,0,0,0,0,0,0,0,0,0,0,0,0,0,0,0,0,0,0,0,0,0,0,0]
[2019,96,0,0,0,0,0,0,0,0,0,0,0,0,0,0,0,0,0,0,0,0,0,0,0,0,0,0,0,0,0,0,0,0,0,0,0,0,0,0,0,0,0,0,0,0,0,0,0,0,0,0,0,0,0]
[2019,97,0,0,0,0,0,0,0,0,0,0,0,0,0,0,0,0,0,0,0,0,0,0,0,0,0,0,0,0,0,0,0,0,0,0,0,0,0,0,0,0,0,0,0,0,0,0,0,0,0,0,0,0,0]
[2019,98,0,0,0,0,0,0,0,0,0,0,0,0,0,0,0,0,0,0,0,0,0,0,0,0,0,0,0,0,0,0,0,0,0,0,0,0,0,0,0,0,0,0,0,0,0,0,0,0,0,0,0,0,0]
[2019,99,0,0,0,0,0,0,0,0,0,0,0,0,0,0,0,0,0,0,0,0,0,0,0,0,0,0,0,0,0,0,0,0,0,0,0,0,0,0,0,0,0,0,0,0,0,0,0,0,0,0,0,0,0]
[2019,100,0,0,0,0,0,0,0,0,0,0,0,0,0,0,0,0,0,0,0,0,0,0,0,0,0,0,0,0,0,0,0,0,0,0,0,0,0,0,0,0,0,0,0,0,0,0,0,0,0,0,0,0,0]
[2019,101,0,0,0,0,0,0,0,0,0,0,0,0,0,0,0,0,0,0,0,0,0,0,0,0,0,0,0,0,0,0,0,0,0,0,0,0,0,0,0,0,0,0,0,0,0,0,0,0,0,0,0,0,0]
[2019,102,0,0,0,0,0,0,0,0,0,0,0,0,0,0,0,0,0,0,0,0,0,0,0,0,0,0,0,0,0,0,0,0,0,0,0,0,0,0,0,0,0,0,0,0,0,0,0,0,0,0,0,0,0]
[2019,103,0,0,0,0,0,0,0,0,0,0,0,0,0,0,0,0,0,0,0,0,0,0,0,0,0,0,0,0,0,0,0,0,0,0,0,0,0,0,0,0,0,0,0,0,0,0,0,0,0,0,0,0,0]
[2019,104,0,0,0,0,0,0,0,0,0,0,0,0,0,0,0,0,0,0,0,0,0,0,0,0,0,0,0,0,0,0,0,0,0,0,0,0,0,0,0,0,0,0,0,0,0,0,0,0,0,0,0,0,0]
[2019,105,0,0,0,0,0,0,0,0,0,0,0,0,0,0,0,0,0,0,0,0,0,0,0,0,0,0,0,0,0,0,0,0,0,0,0,0,0,0,0,0,0,0,0,0,0,0,0,0,0,0,0,0,0]
[2019,106,0,0,0,0,0,0,0,0,0,0,0,0,0,0,0,0,0,0,0,0,0,0,0,0,0,0,0,0,0,0,0,0,0,0,0,0,0,0,0,0,0,0,0,0,0,0,0,0,0,0,0,0,0]
[2019,107,0,0,0,0,0,0,0,0,0,0,0,0,0,0,0,0,0,0,0,0,0,0,0,0,0,0,0,0,0,0,0,0,0,0,0,0,0,0,0,0,0,0,0,0,0,0,0,0,0,0,0,0,0]
[2019,108,{"$f":"INDEX(D265:BC265,MATCH($C$7,$D$7:$BC$7,0))","v":0},0,0,0,0,0,0,0,0,0,0,0,0,0,0,0,0,0,0,0,0,0,0,0,0,0,0,0,0,0,0,0,0,0,0,0,0,0,0,0,0,0,0,0,0,0,0,0,0,0,0,0,0]
[2019,109,0,0,0,0,0,0,0,0,0,0,0,0,0,0,0,0,0,0,0,0,0,0,0,0,0,0,0,0,0,0,0,0,0,0,0,0,0,0,0,0,0,0,0,0,0,0,0,0,0,0,0,0,0]
[2019,110,0,0,0,0,0,0,0,0,0,0,0,0,0,0,0,0,0,0,0,0,0,0,0,0,0,0,0,0,0,0,0,0,0,0,0,0,0,0,0,0,0,0,0,0,0,0,0,0,0,0,0,0,0]
[2019,111,0,0,0,0,0,0,0,0,0,0,0,0,0,0,0,0,0,0,0,0,0,0,0,0,0,0,0,0,0,0,0,0,0,0,0,0,0,0,0,0,0,0,0,0,0,0,0,0,0,0,0,0,0]
[2019,112,0,0,0,0,0,0,0,0,0,0,0,0,0,0,0,0,0,0,0,0,0,0,0,0,0,0,0,0,0,0,0,0,0,0,0,0,0,0,0,0,0,0,0,0,0,0,0,0,0,0,0,0,0]
[2019,113,0,0,0,0,0,0,0,0,0,0,0,0,0,0,0,0,0,0,0,0,0,0,0,0,0,0,0,0,0,0,0,0,0,0,0,0,0,0,0,0,0,0,0,0,0,0,0,0,0,0,0,0,0]
[2019,114,0,0,0,0,0,0,0,0,0,0,0,0,0,0,0,0,0,0,0,0,0,0,0,0,0,0,0,0,0,0,0,0,0,0,0,0,0,0,0,0,0,0,0,0,0,0,0,0,0,0,0,0,0]
[2019,115,0,0,0,0,0,0,0,0,0,0,0,0,0,0,0,0,0,0,0,0,0,0,0,0,0,0,0,0,0,0,0,0,0,0,0,0,0,0,0,0,0,0,0,0,0,0,0,0,0,0,0,0,0]
[2019,116,0,0,0,0,0,0,0,0,0,0,0,0,0,0,0,0,0,0,0,0,0,0,0,0,0,0,0,0,0,0,0,0,0,0,0,0,0,0,0,0,0,0,0,0,0,0,0,0,0,0,0,0,0]
[2019,117,0,0,0,0,0,0,0,0,0,0,0,0,0,0,0,0,0,0,0,0,0,0,0,0,0,0,0,0,0,0,0,0,0,0,0,0,0,0,0,0,0,0,0,0,0,0,0,0,0,0,0,0,0]
[2019,118,0,0,0,0,0,0,0,0,0,0,0,0,0,0,0,0,0,0,0,0,0,0,0,0,0,0,0,0,0,0,0,0,0,0,0,0,0,0,0,0,0,0,0,0,0,0,0,0,0,0,0,0,0]
[2019,119,0,0,0,0,0,0,0,0,0,0,0,0,0,0,0,0,0,0,0,0,0,0,0,0,0,0,0,0,0,0,0,0,0,0,0,0,0,0,0,0,0,0,0,0,0,0,0,0,0,0,0,0,0]
[2019,120,0,0,0,0,0,0,0,0,0,0,0,0,0,0,0,0,0,0,0,0,0,0,0,0,0,0,0,0,0,0,0,0,0,0,0,0,0,0,0,0,0,0,0,0,0,0,0,0,0,0,0,0,0]
[2019,121,0,0,0,0,0,0,0,0,0,0,0,0,0,0,0,0,0,0,0,0,0,0,0,0,0,0,0,0,0,0,0,0,0,0,0,0,0,0,0,0,0,0,0,0,0,0,0,0,0,0,0,0,0]
[2019,122,0,0,0,0,0,0,0,0,0,0,0,0,0,0,0,0,0,0,0,0,0,0,0,0,0,0,0,0,0,0,0,0,0,0,0,0,0,0,0,0,0,0,0,0,0,0,0,0,0,0,0,0,0]
[2019,123,0,0,0,0,0,0,0,0,0,0,0,0,0,0,0,0,0,0,0,0,0,0,0,0,0,0,0,0,0,0,0,0,0,0,0,0,0,0,0,0,0,0,0,0,0,0,0,0,0,0,0,0,0]
[2019,124,0,0,0,0,0,0,0,0,0,0,0,0,0,0,0,0,0,0,0,0,0,0,0,0,0,0,0,0,0,0,0,0,0,0,0,0,0,0,0,0,0,0,0,0,0,0,0,0,0,0,0,0,0]
[2019,125,0,0,0,0,0,0,0,0,0,0,0,0,0,0,0,0,0,0,0,0,0,0,0,0,0,0,0,0,0,0,0,0,0,0,0,0,0,0,0,0,0,0,0,0,0,0,0,0,0,0,0,0,0]
[2019,126,0,0,0,0,0,0,0,0,0,0,0,0,0,0,0,0,0,0,0,0,0,0,0,0,0,0,0,0,0,0,0,0,0,0,0,0,0,0,0,0,0,0,0,0,0,0,0,0,0,0,0,0,0]
[2019,127,0,0,0,0,0,0,0,0,0,0,0,0,0,0,0,0,0,0,0,0,0,0,0,0,0,0,0,0,0,0,0,0,0,0,0,0,0,0,0,0,0,0,0,0,0,0,0,0,0,0,0,0,0]
[2019,128,0,0,0,0,0,0,0,0,0,0,0,0,0,0,0,0,0,0,0,0,0,0,0,0,0,0,0,0,0,0,0,0,0,0,0,0,0,0,0,0,0,0,0,0,0,0,0,0,0,0,0,0,0]
[2019,129,0,0,0,0,0,0,0,0,0,0,0,0,0,0,0,0,0,0,0,0,0,0,0,0,0,0,0,0,0,0,0,0,0,0,0,0,0,0,0,0,0,0,0,0,0,0,0,0,0,0,0,0,0]
[2019,130,0,0,0,0,0,0,0,0,0,0,0,0,0,0,0,0,0,0,0,0,0,0,0,0,0,0,0,0,0,0,0,0,0,0,0,0,0,0,0,0,0,0,0,0,0,0,0,0,0,0,0,0,0]
[2019,131,0,0,0,0,0,0,0,0,0,0,0,0,0,0,0,0,0,0,0,0,0,0,0,0,0,0,0,0,0,0,0,0,0,0,0,0,0,0,0,0,0,0,0,0,0,0,0,0,0,0,0,0,0]
[2019,132,0,0,0,0,0,0,0,0,0,0,0,0,0,0,0,0,0,0,0,0,0,0,0,0,0,0,0,0,0,0,0,0,0,0,0,0,0,0,0,0,0,0,0,0,0,0,0,0,0,0,0,0,0]
[2019,133,0,0,0,0,0,0,0,0,0,0,0,0,0,0,0,0,0,0,0,0,0,0,0,0,0,0,0,0,0,0,0,0,0,0,0,0,0,0,0,0,0,0,0,0,0,0,0,0,0,0,0,0,0]
[2019,134,0,0,0,0,0,0,0,0,0,0,0,0,0,0,0,0,0,0,0,0,0,0,0,0,0,0,0,0,0,0,0,0,0,0,0,0,0,0,0,0,0,0,0,0,0,0,0,0,0,0,0,0,0]
[2019,135,0,0,0,0,0,0,0,0,0,0,0,0,0,0,0,0,0,0,0,0,0,0,0,0,0,0,0,0,0,0,0,0,0,0,0,0,0,0,0,0,0,0,0,0,0,0,0,0,0,0,0,0,0]
[2019,136,0,0,0,0,0,0,0,0,0,0,0,0,0,0,0,0,0,0,0,0,0,0,0,0,0,0,0,0,0,0,0,0,0,0,0,0,0,0,0,0,0,0,0,0,0,0,0,0,0,0,0,0,0]
[2019,137,0,0,0,0,0,0,0,0,0,0,0,0,0,0,0,0,0,0,0,0,0,0,0,0,0,0,0,0,0,0,0,0,0,0,0,0,0,0,0,0,0,0,0,0,0,0,0,0,0,0,0,0,0]
[2019,138,0,0,0,0,0,0,0,0,0,0,0,0,0,0,0,0,0,0,0,0,0,0,0,0,0,0,0,0,0,0,0,0,0,0,0,0,0,0,0,0,0,0,0,0,0,0,0,0,0,0,0,0,0]
[2019,139,0,0,0,0,0,0,0,0,0,0,0,0,0,0,0,0,0,0,0,0,0,0,0,0,0,0,0,0,0,0,0,0,0,0,0,0,0,0,0,0,0,0,0,0,0,0,0,0,0,0,0,0,0]
[2019,140,0,0,0,0,0,0,0,0,0,0,0,0,0,0,0,0,0,0,0,0,0,0,0,0,0,0,0,0,0,0,0,0,0,0,0,0,0,0,0,0,0,0,0,0,0,0,0,0,0,0,0,0,0]
[2019,141,0,0,0,0,0,0,0,0,0,0,0,0,0,0,0,0,0,0,0,0,0,0,0,0,0,0,0,0,0,0,0,0,0,0,0,0,0,0,0,0,0,0,0,0,0,0,0,0,0,0,0,0,0]
[2019,142,0,0,0,0,0,0,0,0,0,0,0,0,0,0,0,0,0,0,0,0,0,0,0,0,0,0,0,0,0,0,0,0,0,0,0,0,0,0,0,0,0,0,0,0,0,0,0,0,0,0,0,0,0]
[2019,143,0,0,0,0,0,0,0,0,0,0,0,0,0,0,0,0,0,0,0,0,0,0,0,0,0,0,0,0,0,0,0,0,0,0,0,0,0,0,0,0,0,0,0,0,0,0,0,0,0,0,0,0,0]
[2019,144,0,0,0,0,0,0,0,0,0,0,0,0,0,0,0,0,0,0,0,0,0,0,0,0,0,0,0,0,0,0,0,0,0,0,0,0,0,0,0,0,0,0,0,0,0,0,0,0,0,0,0,0,0]
[2019,145,0,0,0,0,0,0,0,0,0,0,0,0,0,0,0,0,0,0,0,0,0,0,0,0,0,0,0,0,0,0,0,0,0,0,0,0,0,0,0,0,0,0,0,0,0,0,0,0,0,0,0,0,0]
[2019,146,0,0,0,0,0,0,0,0,0,0,0,0,0,0,0,0,0,0,0,0,0,0,0,0,0,0,0,0,0,0,0,0,0,0,0,0,0,0,0,0,0,0,0,0,0,0,0,0,0,0,0,0,0]
[2019,147,0,0,0,0,0,0,0,0,0,0,0,0,0,0,0,0,0,0,0,0,0,0,0,0,0,0,0,0,0,0,0,0,0,0,0,0,0,0,0,0,0,0,0,0,0,0,0,0,0,0,0,0,0]
[2019,148,0,0,0,0,0,0,0,0,0,0,0,0,0,0,0,0,0,0,0,0,0,0,0,0,0,0,0,0,0,0,0,0,0,0,0,0,0,0,0,0,0,0,0,0,0,0,0,0,0,0,0,0,0]
[2019,149,0,0,0,0,0,0,0,0,0,0,0,0,0,0,0,0,0,0,0,0,0,0,0,0,0,0,0,0,0,0,0,0,0,0,0,0,0,0,0,0,0,0,0,0,0,0,0,0,0,0,0,0,0]
[2019,150,0,0,0,0,0,0,0,0,0,0,0,0,0,0,0,0,0,0,0,0,0,0,0,0,0,0,0,0,0,0,0,0,0,0,0,0,0,0,0,0,0,0,0,0,0,0,0,0,0,0,0,0,0]
[2020,1,8760,8760,8743,8760,8760,8760,8760,8760,8760,8760,8760,8333,8760,8760,8760,8756,8759,8760,8752,8760,8760,8760,8760,8760,8759,8735,8760,8760,8760,8759,8759,8760,8760,8760,8760,8760,8756,0,8760,8760,8749,8760,0,0,8760,8760,8679,8760,8760,8760,0,0,8760]
[2020,2,8760,8760,8742,8760,8760,8760,8760,8760,8760,8760,8760,8331,8760,8760,8760,8756,8759,8760,8751,8760,8760,8760,8760,8760,8759,8719,8760,8760,8760,8759,8759,8760,8760,8760,8760,8760,8756,0,8760,8760,8749,8760,0,0,4809,8760,8421,8760,8760,8760,0,0,8760]
[2020,3,8760,8760,8742,8760,8760,8760,8760,8760,8760,8760,8760,8330,8760,8760,8760,8756,8759,8760,8751,8760,8760,8760,8760,8760,8759,8702,8760,8760,8760,8759,8759,8760,8760,8760,8760,8760,8756,0,8760,8760,8749,8760,0,0,1497,8760,7978,8760,8760,8760,0,0,8760]
[2020,4,8713,8760,8742,8760,8760,8507,8760,8760,8713,8760,8760,7932,8760,8760,8760,8755,8759,8760,8750,8760,8760,8760,8760,8760,8759,8684,8760,8760,8760,8759,8759,8760,8760,8760,8760,8760,8756,0,8760,8737,8748,8760,0,0,422,8760,7339,8760,8760,8760,0,0,8760]
[2020,5,8105,8760,7848,8760,8760,7498,8715,8760,8105,8760,8760,7271,8760,8760,8760,8755,8758,8760,8027,8760,8760,8760,8760,8760,8759,8667,8760,8760,8760,8759,8759,8760,8760,8760,8760,8760,8756,0,8760,8051,8748,8760,0,0,59,8760,6592,8760,8760,8760,0,0,8760]
[2020,6,6953,8760,6757,8134,8703,6052,8382,8760,6953,8760,8760,6735,8760,8760,8760,8755,8755,8760,7244,8760,8760,8760,8760,8760,8759,8650,8760,8760,8760,8759,8759,8760,8760,8760,8760,8760,8756,0,8760,6027,8747,8760,0,0,15,8528,5839,8655,8760,8760,0,0,8760]
[2020,7,5593,8760,5933,7277,7731,4517,7338,8760,5593,8760,8760,6336,8760,8760,8760,8755,8127,8339,5836,8760,8760,8760,8760,8760,8759,8572,8760,8760,8734,8759,8759,8760,8760,8760,8760,8760,8756,0,8760,4569,8412,8756,0,0,0,7813,5155,8099,8760,8760,0,0,8760]
[2020,8,4760,8760,4721,6397,6764,3287,6017,8760,4760,8760,8760,5673,8760,8760,8760,8755,7392,7558,3901,8760,8760,8760,8760,8760,8591,8235,8760,8760,8388,8759,8759,8731,8760,8586,8760,8760,8756,0,8351,3558,7792,8491,0,0,0,7014,4607,6913,8760,8760,0,0,8760]
[2020,9,3948,8759,3116,5226,5172,2097,4911,8760,3948,8760,8760,4858,8760,8760,8760,8755,6690,6844,2864,8760,8760,8760,8760,8758,7812,7677,8760,8755,7738,8759,8759,8538,8760,7906,8760,8760,8756,0,7732,2632,6780,8023,0,0,0,6170,4110,5367,8751,8760,0,0,8631]
[2020,10,3083,8755,2101,3915,3797,1232,3925,8750,3083,8760,8760,3898,8760,8752,8760,8755,5961,6144,2006,8760,8760,8760,8760,8718,7191,7071,8760,8706,7087,8758,8759,8147,8760,7377,8754,8760,8756,0,7016,1429,5797,7363,0,0,0,5139,3695,3952,8706,8760,0,0,8024]
[2020,11,2369,8741,1411,2889,2792,708,2686,8403,2369,8760,8760,2956,8760,8740,8760,8755,5191,5495,1359,8760,8750,8759,8760,8656,6531,6385,8760,8078,6371,8741,8759,7504,8760,6827,8724,8760,8756,0,6327,632,4595,6430,0,0,0,4108,3233,2810,8496,8760,0,0,7529]
[2020,12,1455,8720,931,2172,2049,440,1697,7910,1455,8760,8760,2158,8760,8725,8754,8755,4252,4420,940,8760,8374,8759,8760,8521,5929,5741,8760,7446,5570,8693,8759,6774,8760,6327,8667,8760,8756,0,5796,250,3453,5397,0,0,0,3085,2689,1966,8143,8760,0,0,6966]
[2020,13,573,8669,623,1547,1405,245,1067,7482,573,8760,8760,1565,8760,8707,8718,8755,3176,3308,669,8760,7724,8758,8701,8180,5343,5165,8755,6706,4847,8575,8759,6167,8760,5875,8475,8740,8736,0,5337,47,2623,4318,0,0,0,2289,2130,1357,7609,8758,0,0,6430]
[2020,14,215,8600,419,1125,987,129,578,7036,215,8760,8760,1150,8760,8692,8686,8755,2482,2482,516,8731,7209,8758,8316,7709,4694,4594,8677,5895,4099,8374,8759,5578,8692,5369,7801,8675,8553,0,4848,8,1913,3427,0,0,0,1703,1570,923,6892,8754,0,0,5985]
[2020,15,87,8531,257,786,675,74,246,6582,87,8760,8760,845,8759,8682,8644,8755,1896,1833,388,8513,6576,8747,7745,7211,4128,4143,8439,4986,3239,8118,8759,5018,8213,4580,6661,8498,8246,0,4177,0,1403,2646,0,0,0,1267,1083,617,6113,8696,0,0,5586]
[2020,16,38,8469,164,558,466,44,100,6088,38,8760,8760,637,8754,8649,8562,8747,1388,1365,260,8127,6173,8600,6991,6688,3238,3771,8074,4237,2488,7778,8759,4508,7711,3716,5494,8205,7988,0,3380,0,1020,1908,0,0,0,913,722,421,5324,8547,0,0,5167]
[2020,17,6,8420,94,383,278,27,57,5507,6,8759,8760,482,8722,8602,8384,8427,1024,964,143,7718,5800,8284,6169,6133,2450,3440,7608,3506,1924,7310,8759,3966,7196,2947,4611,7768,7614,0,2578,0,738,1406,0,0,0,652,473,268,4632,8299,0,0,4399]
[2020,18,1,8314,66,235,183,18,43,4749,1,8754,8736,353,8617,8536,8043,7860,702,673,76,7215,5370,7873,5279,5455,1861,3070,6931,2885,1523,6811,8753,3271,6691,2427,4061,7231,7246,0,1906,0,522,1036,0,0,0,442,296,181,3991,7840,0,0,3529]
[2020,19,0,8185,54,140,124,13,29,4003,0,8744,8480,243,8402,8406,7670,7344,474,466,40,6633,4901,7379,4276,4799,1377,2683,6318,2313,1152,6344,8686,2652,6261,1970,3611,6712,6924,0,1351,0,374,787,0,0,0,302,194,116,3497,7234,0,0,2793]
[2020,20,0,7971,42,93,95,8,8,3375,0,8716,8111,173,8109,8231,7295,6779,296,320,13,6138,4478,6920,3416,4330,1041,2232,5665,1816,858,5862,8537,2097,5808,1604,3211,6124,6550,0,916,0,245,584,0,0,0,203,134,77,3074,6528,0,0,2199]
[2020,21,0,7368,30,65,76,6,4,2873,0,8678,7807,115,7730,8042,6963,6206,194,212,2,5609,4060,6514,2691,4040,768,1840,5065,1403,596,5329,8287,1670,5320,1280,2948,5607,6117,0,613,0,149,417,0,0,0,141,95,56,2647,5750,0,0,1743]
[2020,22,{"$f":"INDEX(D329:BC329,MATCH($C$7,$D$7:$BC$7,0))","v":0},6539,23,48,58,1,3,2426,0,8587,7489,79,7314,7829,6697,5667,140,141,0,4980,3536,6159,2147,3744,553,1393,4496,1121,381,4875,7978,1311,4700,987,2720,5116,5661,0,391,0,97,287,0,0,0,85,68,46,2207,5035,0,0,1382]
[2020,23,0,5791,15,36,44,0,1,2025,0,8454,7168,54,6776,7551,6436,5162,102,89,0,4349,2967,5792,1676,3484,388,1038,3904,898,236,4510,7579,1002,4133,725,2482,4661,5303,0,257,0,65,189,0,0,0,54,48,36,1780,4439,0,0,1042]
[2020,24,0,5171,10,28,31,0,0,1694,0,8276,6839,39,6243,7182,6236,4568,77,62,0,3732,2426,5442,1349,3262,261,739,3235,723,145,4265,7072,755,3509,540,2139,4152,4983,0,172,0,51,119,0,0,0,32,30,26,1374,3947,0,0,795]
[2020,25,0,4437,4,17,22,0,0,1378,0,8015,6493,32,5648,6707,6108,3901,63,49,0,3194,1956,5001,1044,3019,188,495,2632,580,92,4029,6621,565,2963,395,1796,3556,4685,0,127,0,39,75,0,0,0,20,20,23,1017,3560,0,0,607]
[2020,26,0,3630,0,9,16,0,0,1105,0,7689,6163,24,5175,6322,5998,3255,49,35,0,2713,1569,4613,800,2775,135,339,2018,463,61,3853,6107,387,2510,266,1468,3011,4297,0,102,0,28,45,0,0,0,9,13,20,656,3221,0,0,446]
[2020,27,0,2811,0,4,7,0,0,902,0,7326,5798,19,4755,5895,5888,2657,40,28,0,2289,1277,4327,616,2521,103,222,1558,354,40,3677,5649,269,2137,187,1116,2503,3932,0,85,0,21,28,0,0,0,6,7,16,416,2965,0,0,329]
[2020,28,0,1968,0,1,3,0,0,737,0,6964,5484,16,4380,5390,5766,2160,31,20,0,1902,981,4078,455,2320,76,115,1205,272,26,3481,5215,191,1836,152,799,2055,3603,0,66,0,15,17,0,0,0,5,5,14,283,2692,0,0,242]
[2020,29,0,1282,0,0,1,0,0,603,0,6612,5180,13,4044,4962,5578,1742,22,15,0,1585,743,3792,339,2053,59,52,942,177,20,3304,4901,127,1582,116,527,1685,3246,0,55,0,7,13,0,0,0,2,4,12,200,2485,0,0,175]
[2020,30,0,822,0,0,0,0,0,494,0,6180,4842,10,3771,4524,5294,1390,12,12,0,1355,541,3450,247,1739,51,16,678,127,16,3124,4641,93,1327,86,284,1391,2925,0,42,0,4,10,0,0,0,0,0,11,137,2227,0,0,131]
[2020,31,0,498,0,0,0,0,0,395,0,5747,4429,8,3495,4116,4977,1103,7,10,0,1147,389,3006,180,1395,34,2,478,92,11,2945,4414,74,1109,69,164,1143,2624,0,32,0,3,8,0,0,0,0,0,11,88,1925,0,0,110]
[2020,32,0,311,0,0,0,0,0,303,0,5334,3978,8,3258,3751,4719,834,1,5,0,952,257,2540,116,1026,32,0,325,70,8,2753,4199,54,933,57,116,919,2348,0,26,0,0,8,0,0,0,0,0,9,60,1531,0,0,91]
[2020,33,0,201,0,0,0,0,0,241,0,4943,3535,7,3030,3454,4464,633,0,1,0,809,184,2112,67,727,26,0,234,60,4,2566,3996,46,776,43,75,743,2088,0,20,0,0,7,0,0,0,0,0,8,49,1172,0,0,77]
[2020,34,0,149,0,0,0,0,0,165,0,4504,3128,7,2846,3194,4281,461,0,0,0,675,138,1697,40,491,19,0,165,53,2,2376,3782,36,622,33,47,563,1828,0,14,0,0,6,0,0,0,0,0,7,30,877,0,0,66]
[2020,35,0,114,0,0,0,0,0,111,0,4048,2758,5,2661,2960,4122,348,0,0,0,549,106,1362,26,343,14,0,126,48,0,2153,3585,27,489,25,36,411,1646,0,10,0,0,6,0,0,0,0,0,6,28,652,0,0,57]
[2020,36,0,93,0,0,0,0,0,73,0,3616,2418,5,2488,2740,3994,257,0,0,0,464,86,1091,17,219,8,0,96,38,0,1924,3430,20,379,21,24,307,1488,0,9,0,0,5,0,0,0,0,0,6,19,456,0,0,52]
[2020,37,0,72,0,0,0,0,0,53,0,3178,2155,4,2288,2531,3900,195,0,0,0,382,72,849,9,129,5,0,71,27,0,1608,3212,15,293,16,13,211,1278,0,5,0,0,5,0,0,0,0,0,5,17,299,0,0,42]
[2020,38,0,61,0,0,0,0,0,37,0,2789,1901,4,2073,2354,3797,151,0,0,0,316,51,616,8,79,2,0,58,20,0,1272,2893,12,225,11,5,148,1092,0,0,0,0,3,0,0,0,0,0,5,10,195,0,0,34]
[2020,39,0,47,0,0,0,0,0,25,0,2383,1676,2,1806,2201,3657,122,0,0,0,246,45,444,4,48,1,0,48,14,0,951,2586,11,166,8,0,113,951,0,0,0,0,2,0,0,0,0,0,4,9,125,0,0,28]
[2020,40,0,37,0,0,0,0,0,19,0,2054,1477,1,1540,2014,3495,100,0,0,0,195,39,322,2,33,1,0,42,11,0,732,2242,9,124,5,0,82,797,0,0,0,0,1,0,0,0,0,0,3,9,99,0,0,21]
[2020,41,0,25,0,0,0,0,0,12,0,1769,1297,0,1272,1817,3277,80,0,0,0,149,32,238,1,28,0,0,33,8,0,545,1916,6,89,3,0,64,649,0,0,0,0,0,0,0,0,0,0,3,6,78,0,0,17]
[2020,42,0,8,0,0,0,0,0,10,0,1538,1108,0,1066,1562,3078,70,0,0,0,109,25,191,1,15,0,0,25,6,0,409,1598,4,71,0,0,49,528,0,0,0,0,0,0,0,0,0,0,2,4,65,0,0,14]
[2020,43,0,0,0,0,0,0,0,7,0,1316,964,0,857,1314,2925,58,0,0,0,83,15,153,0,8,0,0,17,5,0,297,1318,4,59,0,0,42,419,0,0,0,0,0,0,0,0,0,0,0,1,52,0,0,10]
[2020,44,0,0,0,0,0,0,0,3,0,1099,821,0,694,1073,2803,50,0,0,0,66,13,126,0,8,0,0,12,2,0,191,1049,3,47,0,0,33,313,0,0,0,0,0,0,0,0,0,0,0,0,43,0,0,8]
[2020,45,0,0,0,0,0,0,0,2,0,954,683,0,561,921,2714,46,0,0,0,52,10,110,0,2,0,0,9,1,0,121,850,3,41,0,0,24,234,0,0,0,0,0,0,0,0,0,0,0,0,31,0,0,7]
[2020,46,0,0,0,0,0,0,0,2,0,789,567,0,448,766,2625,38,0,0,0,47,3,100,0,1,0,0,7,0,0,52,679,0,32,0,0,18,169,0,0,0,0,0,0,0,0,0,0,0,0,21,0,0,4]
[2020,47,0,0,0,0,0,0,0,0,0,655,491,0,360,591,2546,32,0,0,0,42,1,85,0,0,0,0,5,0,0,28,530,0,26,0,0,11,112,0,0,0,0,0,0,0,0,0,0,0,0,11,0,0,2]
[2020,48,0,0,0,0,0,0,0,0,0,527,410,0,285,426,2471,25,0,0,0,36,1,70,0,0,0,0,1,0,0,11,433,0,23,0,0,8,81,0,0,0,0,0,0,0,0,0,0,0,0,3,0,0,0]
[2020,49,0,0,0,0,0,0,0,0,0,420,352,0,215,266,2381,22,0,0,0,28,0,62,0,0,0,0,0,0,0,6,325,0,18,0,0,6,60,0,0,0,0,0,0,0,0,0,0,0,0,1,0,0,0]
[2020,50,0,0,0,0,0,0,0,0,0,341,270,0,164,150,2295,18,0,0,0,21,0,55,0,0,0,0,0,0,0,0,257,0,12,0,0,3,43,0,0,0,0,0,0,0,0,0,0,0,0,0,0,0,0]
[2020,51,0,0,0,0,0,0,0,0,0,277,218,0,114,62,2208,15,0,0,0,16,0,47,0,0,0,0,0,0,0,0,192,0,11,0,0,2,33,0,0,0,0,0,0,0,0,0,0,0,0,0,0,0,0]
[2020,52,0,0,0,0,0,0,0,0,0,226,189,0,69,21,2123,9,0,0,0,14,0,39,0,0,0,0,0,0,0,0,149,0,9,0,0,0,22,0,0,0,0,0,0,0,0,0,0,0,0,0,0,0,0]
[2020,53,0,0,0,0,0,0,0,0,0,174,173,0,49,8,2011,5,0,0,0,12,0,33,0,0,0,0,0,0,0,0,120,0,7,0,0,0,18,0,0,0,0,0,0,0,0,0,0,0,0,0,0,0,0]
[2020,54,0,0,0,0,0,0,0,0,0,128,152,0,33,3,1871,3,0,0,0,8,0,24,0,0,0,0,0,0,0,0,110,0,6,0,0,0,13,0,0,0,0,0,0,0,0,0,0,0,0,0,0,0,0]
[2020,55,0,0,0,0,0,0,0,0,0,100,135,0,24,0,1757,3,0,0,0,8,0,20,0,0,0,0,0,0,0,0,95,0,3,0,0,0,13,0,0,0,0,0,0,0,0,0,0,0,0,0,0,0,0]
[2020,56,0,0,0,0,0,0,0,0,0,73,120,0,17,0,1602,2,0,0,0,6,0,16,0,0,0,0,0,0,0,0,86,0,2,0,0,0,10,0,0,0,0,0,0,0,0,0,0,0,0,0,0,0,0]
[2020,57,0,0,0,0,0,0,0,0,0,66,105,0,14,0,1420,1,0,0,0,5,0,14,0,0,0,0,0,0,0,0,75,0,1,0,0,0,8,0,0,0,0,0,0,0,0,0,0,0,0,0,0,0,0]
[2020,58,0,0,0,0,0,0,0,0,0,48,91,0,12,0,1208,0,0,0,0,1,0,11,0,0,0,0,0,0,0,0,61,0,0,0,0,0,5,0,0,0,0,0,0,0,0,0,0,0,0,0,0,0,0]
[2020,59,0,0,0,0,0,0,0,0,0,36,88,0,7,0,991,0,0,0,0,0,0,7,0,0,0,0,0,0,0,0,52,0,0,0,0,0,2,0,0,0,0,0,0,0,0,0,0,0,0,0,0,0,0]
[2020,60,0,0,0,0,0,0,0,0,0,29,84,0,6,0,757,0,0,0,0,0,0,2,0,0,0,0,0,0,0,0,42,0,0,0,0,0,1,0,0,0,0,0,0,0,0,0,0,0,0,0,0,0,0]
[2020,61,0,0,0,0,0,0,0,0,0,21,76,0,6,0,540,0,0,0,0,0,0,0,0,0,0,0,0,0,0,0,38,0,0,0,0,0,0,0,0,0,0,0,0,0,0,0,0,0,0,0,0,0,0]
[2020,62,0,0,0,0,0,0,0,0,0,17,68,0,5,0,361,0,0,0,0,0,0,0,0,0,0,0,0,0,0,0,32,0,0,0,0,0,0,0,0,0,0,0,0,0,0,0,0,0,0,0,0,0,0]
[2020,63,0,0,0,0,0,0,0,0,0,13,63,0,2,0,226,0,0,0,0,0,0,0,0,0,0,0,0,0,0,0,25,0,0,0,0,0,0,0,0,0,0,0,0,0,0,0,0,0,0,0,0,0,0]
[2020,64,0,0,0,0,0,0,0,0,0,8,59,0,0,0,126,0,0,0,0,0,0,0,0,0,0,0,0,0,0,0,22,0,0,0,0,0,0,0,0,0,0,0,0,0,0,0,0,0,0,0,0,0,0]
[2020,65,0,0,0,0,0,0,0,0,0,6,49,0,0,0,63,0,0,0,0,0,0,0,0,0,0,0,0,0,0,0,19,0,0,0,0,0,0,0,0,0,0,0,0,0,0,0,0,0,0,0,0,0,0]
[2020,66,0,0,0,0,0,0,0,0,0,3,45,0,0,0,25,0,0,0,0,0,0,0,0,0,0,0,0,0,0,0,15,0,0,0,0,0,0,0,0,0,0,0,0,0,0,0,0,0,0,0,0,0,0]
[2020,67,0,0,0,0,0,0,0,0,0,0,40,0,0,0,11,0,0,0,0,0,0,0,0,0,0,0,0,0,0,0,14,0,0,0,0,0,0,0,0,0,0,0,0,0,0,0,0,0,0,0,0,0,0]
[2020,68,0,0,0,0,0,0,0,0,0,0,36,0,0,0,4,0,0,0,0,0,0,0,0,0,0,0,0,0,0,0,12,0,0,0,0,0,0,0,0,0,0,0,0,0,0,0,0,0,0,0,0,0,0]
[2020,69,0,0,0,0,0,0,0,0,0,0,33,0,0,0,1,0,0,0,0,0,0,0,0,0,0,0,0,0,0,0,9,0,0,0,0,0,0,0,0,0,0,0,0,0,0,0,0,0,0,0,0,0,0]
[2020,70,0,0,0,0,0,0,0,0,0,0,31,0,0,0,0,0,0,0,0,0,0,0,0,0,0,0,0,0,0,0,7,0,0,0,0,0,0,0,0,0,0,0,0,0,0,0,0,0,0,0,0,0,0]
[2020,71,0,0,0,0,0,0,0,0,0,0,27,0,0,0,0,0,0,0,0,0,0,0,0,0,0,0,0,0,0,0,4,0,0,0,0,0,0,0,0,0,0,0,0,0,0,0,0,0,0,0,0,0,0]
[2020,72,0,0,0,0,0,0,0,0,0,0,25,0,0,0,0,0,0,0,0,0,0,0,0,0,0,0,0,0,0,0,3,0,0,0,0,0,0,0,0,0,0,0,0,0,0,0,0,0,0,0,0,0,0]
[2020,73,0,0,0,0,0,0,0,0,0,0,21,0,0,0,0,0,0,0,0,0,0,0,0,0,0,0,0,0,0,0,1,0,0,0,0,0,0,0,0,0,0,0,0,0,0,0,0,0,0,0,0,0,0]
[2020,74,0,0,0,0,0,0,0,0,0,0,17,0,0,0,0,0,0,0,0,0,0,0,0,0,0,0,0,0,0,0,0,0,0,0,0,0,0,0,0,0,0,0,0,0,0,0,0,0,0,0,0,0,0]
[2020,75,0,0,0,0,0,0,0,0,0,0,16,0,0,0,0,0,0,0,0,0,0,0,0,0,0,0,0,0,0,0,0,0,0,0,0,0,0,0,0,0,0,0,0,0,0,0,0,0,0,0,0,0,0]
[2020,76,0,0,0,0,0,0,0,0,0,0,13,0,0,0,0,0,0,0,0,0,0,0,0,0,0,0,0,0,0,0,0,0,0,0,0,0,0,0,0,0,0,0,0,0,0,0,0,0,0,0,0,0,0]
[2020,77,0,0,0,0,0,0,0,0,0,0,12,0,0,0,0,0,0,0,0,0,0,0,0,0,0,0,0,0,0,0,0,0,0,0,0,0,0,0,0,0,0,0,0,0,0,0,0,0,0,0,0,0,0]
[2020,78,0,0,0,0,0,0,0,0,0,0,9,0,0,0,0,0,0,0,0,0,0,0,0,0,0,0,0,0,0,0,0,0,0,0,0,0,0,0,0,0,0,0,0,0,0,0,0,0,0,0,0,0,0]
[2020,79,0,0,0,0,0,0,0,0,0,0,6,0,0,0,0,0,0,0,0,0,0,0,0,0,0,0,0,0,0,0,0,0,0,0,0,0,0,0,0,0,0,0,0,0,0,0,0,0,0,0,0,0,0]
[2020,80,0,0,0,0,0,0,0,0,0,0,4,0,0,0,0,0,0,0,0,0,0,0,0,0,0,0,0,0,0,0,0,0,0,0,0,0,0,0,0,0,0,0,0,0,0,0,0,0,0,0,0,0,0]
[2020,81,0,0,0,0,0,0,0,0,0,0,3,0,0,0,0,0,0,0,0,0,0,0,0,0,0,0,0,0,0,0,0,0,0,0,0,0,0,0,0,0,0,0,0,0,0,0,0,0,0,0,0,0,0]
[2020,82,0,0,0,0,0,0,0,0,0,0,1,0,0,0,0,0,0,0,0,0,0,0,0,0,0,0,0,0,0,0,0,0,0,0,0,0,0,0,0,0,0,0,0,0,0,0,0,0,0,0,0,0,0]
[2020,83,0,0,0,0,0,0,0,0,0,0,1,0,0,0,0,0,0,0,0,0,0,0,0,0,0,0,0,0,0,0,0,0,0,0,0,0,0,0,0,0,0,0,0,0,0,0,0,0,0,0,0,0,0]
[2020,84,0,0,0,0,0,0,0,0,0,0,0,0,0,0,0,0,0,0,0,0,0,0,0,0,0,0,0,0,0,0,0,0,0,0,0,0,0,0,0,0,0,0,0,0,0,0,0,0,0,0,0,0,0]
[2020,85,0,0,0,0,0,0,0,0,0,0,0,0,0,0,0,0,0,0,0,0,0,0,0,0,0,0,0,0,0,0,0,0,0,0,0,0,0,0,0,0,0,0,0,0,0,0,0,0,0,0,0,0,0]
[2020,86,{"$f":"INDEX(D393:BC393,MATCH($C$7,$D$7:$BC$7,0))","v":0},0,0,0,0,0,0,0,0,0,0,0,0,0,0,0,0,0,0,0,0,0,0,0,0,0,0,0,0,0,0,0,0,0,0,0,0,0,0,0,0,0,0,0,0,0,0,0,0,0,0,0,0]
[2020,87,0,0,0,0,0,0,0,0,0,0,0,0,0,0,0,0,0,0,0,0,0,0,0,0,0,0,0,0,0,0,0,0,0,0,0,0,0,0,0,0,0,0,0,0,0,0,0,0,0,0,0,0,0]
[2020,88,0,0,0,0,0,0,0,0,0,0,0,0,0,0,0,0,0,0,0,0,0,0,0,0,0,0,0,0,0,0,0,0,0,0,0,0,0,0,0,0,0,0,0,0,0,0,0,0,0,0,0,0,0]
[2020,89,0,0,0,0,0,0,0,0,0,0,0,0,0,0,0,0,0,0,0,0,0,0,0,0,0,0,0,0,0,0,0,0,0,0,0,0,0,0,0,0,0,0,0,0,0,0,0,0,0,0,0,0,0]
[2020,90,0,0,0,0,0,0,0,0,0,0,0,0,0,0,0,0,0,0,0,0,0,0,0,0,0,0,0,0,0,0,0,0,0,0,0,0,0,0,0,0,0,0,0,0,0,0,0,0,0,0,0,0,0]
[2020,91,0,0,0,0,0,0,0,0,0,0,0,0,0,0,0,0,0,0,0,0,0,0,0,0,0,0,0,0,0,0,0,0,0,0,0,0,0,0,0,0,0,0,0,0,0,0,0,0,0,0,0,0,0]
[2020,92,0,0,0,0,0,0,0,0,0,0,0,0,0,0,0,0,0,0,0,0,0,0,0,0,0,0,0,0,0,0,0,0,0,0,0,0,0,0,0,0,0,0,0,0,0,0,0,0,0,0,0,0,0]
[2020,93,0,0,0,0,0,0,0,0,0,0,0,0,0,0,0,0,0,0,0,0,0,0,0,0,0,0,0,0,0,0,0,0,0,0,0,0,0,0,0,0,0,0,0,0,0,0,0,0,0,0,0,0,0]
[2020,94,0,0,0,0,0,0,0,0,0,0,0,0,0,0,0,0,0,0,0,0,0,0,0,0,0,0,0,0,0,0,0,0,0,0,0,0,0,0,0,0,0,0,0,0,0,0,0,0,0,0,0,0,0]
[2020,95,0,0,0,0,0,0,0,0,0,0,0,0,0,0,0,0,0,0,0,0,0,0,0,0,0,0,0,0,0,0,0,0,0,0,0,0,0,0,0,0,0,0,0,0,0,0,0,0,0,0,0,0,0]
[2020,96,0,0,0,0,0,0,0,0,0,0,0,0,0,0,0,0,0,0,0,0,0,0,0,0,0,0,0,0,0,0,0,0,0,0,0,0,0,0,0,0,0,0,0,0,0,0,0,0,0,0,0,0,0]
[2020,97,0,0,0,0,0,0,0,0,0,0,0,0,0,0,0,0,0,0,0,0,0,0,0,0,0,0,0,0,0,0,0,0,0,0,0,0,0,0,0,0,0,0,0,0,0,0,0,0,0,0,0,0,0]
[2020,98,0,0,0,0,0,0,0,0,0,0,0,0,0,0,0,0,0,0,0,0,0,0,0,0,0,0,0,0,0,0,0,0,0,0,0,0,0,0,0,0,0,0,0,0,0,0,0,0,0,0,0,0,0]
[2020,99,0,0,0,0,0,0,0,0,0,0,0,0,0,0,0,0,0,0,0,0,0,0,0,0,0,0,0,0,0,0,0,0,0,0,0,0,0,0,0,0,0,0,0,0,0,0,0,0,0,0,0,0,0]
[2020,100,0,0,0,0,0,0,0,0,0,0,0,0,0,0,0,0,0,0,0,0,0,0,0,0,0,0,0,0,0,0,0,0,0,0,0,0,0,0,0,0,0,0,0,0,0,0,0,0,0,0,0,0,0]
[2020,101,0,0,0,0,0,0,0,0,0,0,0,0,0,0,0,0,0,0,0,0,0,0,0,0,0,0,0,0,0,0,0,0,0,0,0,0,0,0,0,0,0,0,0,0,0,0,0,0,0,0,0,0,0]
[2020,102,0,0,0,0,0,0,0,0,0,0,0,0,0,0,0,0,0,0,0,0,0,0,0,0,0,0,0,0,0,0,0,0,0,0,0,0,0,0,0,0,0,0,0,0,0,0,0,0,0,0,0,0,0]
[2020,103,0,0,0,0,0,0,0,0,0,0,0,0,0,0,0,0,0,0,0,0,0,0,0,0,0,0,0,0,0,0,0,0,0,0,0,0,0,0,0,0,0,0,0,0,0,0,0,0,0,0,0,0,0]
[2020,104,0,0,0,0,0,0,0,0,0,0,0,0,0,0,0,0,0,0,0,0,0,0,0,0,0,0,0,0,0,0,0,0,0,0,0,0,0,0,0,0,0,0,0,0,0,0,0,0,0,0,0,0,0]
[2020,105,0,0,0,0,0,0,0,0,0,0,0,0,0,0,0,0,0,0,0,0,0,0,0,0,0,0,0,0,0,0,0,0,0,0,0,0,0,0,0,0,0,0,0,0,0,0,0,0,0,0,0,0,0]
[2020,106,0,0,0,0,0,0,0,0,0,0,0,0,0,0,0,0,0,0,0,0,0,0,0,0,0,0,0,0,0,0,0,0,0,0,0,0,0,0,0,0,0,0,0,0,0,0,0,0,0,0,0,0,0]
[2020,107,0,0,0,0,0,0,0,0,0,0,0,0,0,0,0,0,0,0,0,0,0,0,0,0,0,0,0,0,0,0,0,0,0,0,0,0,0,0,0,0,0,0,0,0,0,0,0,0,0,0,0,0,0]
[2020,108,0,0,0,0,0,0,0,0,0,0,0,0,0,0,0,0,0,0,0,0,0,0,0,0,0,0,0,0,0,0,0,0,0,0,0,0,0,0,0,0,0,0,0,0,0,0,0,0,0,0,0,0,0]
[2020,109,0,0,0,0,0,0,0,0,0,0,0,0,0,0,0,0,0,0,0,0,0,0,0,0,0,0,0,0,0,0,0,0,0,0,0,0,0,0,0,0,0,0,0,0,0,0,0,0,0,0,0,0,0]
[2020,110,0,0,0,0,0,0,0,0,0,0,0,0,0,0,0,0,0,0,0,0,0,0,0,0,0,0,0,0,0,0,0,0,0,0,0,0,0,0,0,0,0,0,0,0,0,0,0,0,0,0,0,0,0]
[2020,111,0,0,0,0,0,0,0,0,0,0,0,0,0,0,0,0,0,0,0,0,0,0,0,0,0,0,0,0,0,0,0,0,0,0,0,0,0,0,0,0,0,0,0,0,0,0,0,0,0,0,0,0,0]
[2020,112,0,0,0,0,0,0,0,0,0,0,0,0,0,0,0,0,0,0,0,0,0,0,0,0,0,0,0,0,0,0,0,0,0,0,0,0,0,0,0,0,0,0,0,0,0,0,0,0,0,0,0,0,0]
[2020,113,0,0,0,0,0,0,0,0,0,0,0,0,0,0,0,0,0,0,0,0,0,0,0,0,0,0,0,0,0,0,0,0,0,0,0,0,0,0,0,0,0,0,0,0,0,0,0,0,0,0,0,0,0]
[2020,114,0,0,0,0,0,0,0,0,0,0,0,0,0,0,0,0,0,0,0,0,0,0,0,0,0,0,0,0,0,0,0,0,0,0,0,0,0,0,0,0,0,0,0,0,0,0,0,0,0,0,0,0,0]
[2020,115,0,0,0,0,0,0,0,0,0,0,0,0,0,0,0,0,0,0,0,0,0,0,0,0,0,0,0,0,0,0,0,0,0,0,0,0,0,0,0,0,0,0,0,0,0,0,0,0,0,0,0,0,0]
[2020,116,0,0,0,0,0,0,0,0,0,0,0,0,0,0,0,0,0,0,0,0,0,0,0,0,0,0,0,0,0,0,0,0,0,0,0,0,0,0,0,0,0,0,0,0,0,0,0,0,0,0,0,0,0]
[2020,117,0,0,0,0,0,0,0,0,0,0,0,0,0,0,0,0,0,0,0,0,0,0,0,0,0,0,0,0,0,0,0,0,0,0,0,0,0,0,0,0,0,0,0,0,0,0,0,0,0,0,0,0,0]
[2020,118,0,0,0,0,0,0,0,0,0,0,0,0,0,0,0,0,0,0,0,0,0,0,0,0,0,0,0,0,0,0,0,0,0,0,0,0,0,0,0,0,0,0,0,0,0,0,0,0,0,0,0,0,0]
[2020,119,0,0,0,0,0,0,0,0,0,0,0,0,0,0,0,0,0,0,0,0,0,0,0,0,0,0,0,0,0,0,0,0,0,0,0,0,0,0,0,0,0,0,0,0,0,0,0,0,0,0,0,0,0]
[2020,120,0,0,0,0,0,0,0,0,0,0,0,0,0,0,0,0,0,0,0,0,0,0,0,0,0,0,0,0,0,0,0,0,0,0,0,0,0,0,0,0,0,0,0,0,0,0,0,0,0,0,0,0,0]
[2020,121,0,0,0,0,0,0,0,0,0,0,0,0,0,0,0,0,0,0,0,0,0,0,0,0,0,0,0,0,0,0,0,0,0,0,0,0,0,0,0,0,0,0,0,0,0,0,0,0,0,0,0,0,0]
[2020,122,0,0,0,0,0,0,0,0,0,0,0,0,0,0,0,0,0,0,0,0,0,0,0,0,0,0,0,0,0,0,0,0,0,0,0,0,0,0,0,0,0,0,0,0,0,0,0,0,0,0,0,0,0]
[2020,123,0,0,0,0,0,0,0,0,0,0,0,0,0,0,0,0,0,0,0,0,0,0,0,0,0,0,0,0,0,0,0,0,0,0,0,0,0,0,0,0,0,0,0,0,0,0,0,0,0,0,0,0,0]
[2020,124,0,0,0,0,0,0,0,0,0,0,0,0,0,0,0,0,0,0,0,0,0,0,0,0,0,0,0,0,0,0,0,0,0,0,0,0,0,0,0,0,0,0,0,0,0,0,0,0,0,0,0,0,0]
[2020,125,0,0,0,0,0,0,0,0,0,0,0,0,0,0,0,0,0,0,0,0,0,0,0,0,0,0,0,0,0,0,0,0,0,0,0,0,0,0,0,0,0,0,0,0,0,0,0,0,0,0,0,0,0]
[2020,126,0,0,0,0,0,0,0,0,0,0,0,0,0,0,0,0,0,0,0,0,0,0,0,0,0,0,0,0,0,0,0,0,0,0,0,0,0,0,0,0,0,0,0,0,0,0,0,0,0,0,0,0,0]
[2020,127,0,0,0,0,0,0,0,0,0,0,0,0,0,0,0,0,0,0,0,0,0,0,0,0,0,0,0,0,0,0,0,0,0,0,0,0,0,0,0,0,0,0,0,0,0,0,0,0,0,0,0,0,0]
[2020,128,0,0,0,0,0,0,0,0,0,0,0,0,0,0,0,0,0,0,0,0,0,0,0,0,0,0,0,0,0,0,0,0,0,0,0,0,0,0,0,0,0,0,0,0,0,0,0,0,0,0,0,0,0]
[2020,129,0,0,0,0,0,0,0,0,0,0,0,0,0,0,0,0,0,0,0,0,0,0,0,0,0,0,0,0,0,0,0,0,0,0,0,0,0,0,0,0,0,0,0,0,0,0,0,0,0,0,0,0,0]
[2020,130,0,0,0,0,0,0,0,0,0,0,0,0,0,0,0,0,0,0,0,0,0,0,0,0,0,0,0,0,0,0,0,0,0,0,0,0,0,0,0,0,0,0,0,0,0,0,0,0,0,0,0,0,0]
[2020,131,0,0,0,0,0,0,0,0,0,0,0,0,0,0,0,0,0,0,0,0,0,0,0,0,0,0,0,0,0,0,0,0,0,0,0,0,0,0,0,0,0,0,0,0,0,0,0,0,0,0,0,0,0]
[2020,132,0,0,0,0,0,0,0,0,0,0,0,0,0,0,0,0,0,0,0,0,0,0,0,0,0,0,0,0,0,0,0,0,0,0,0,0,0,0,0,0,0,0,0,0,0,0,0,0,0,0,0,0,0]
[2020,133,0,0,0,0,0,0,0,0,0,0,0,0,0,0,0,0,0,0,0,0,0,0,0,0,0,0,0,0,0,0,0,0,0,0,0,0,0,0,0,0,0,0,0,0,0,0,0,0,0,0,0,0,0]
[2020,134,0,0,0,0,0,0,0,0,0,0,0,0,0,0,0,0,0,0,0,0,0,0,0,0,0,0,0,0,0,0,0,0,0,0,0,0,0,0,0,0,0,0,0,0,0,0,0,0,0,0,0,0,0]
[2020,135,0,0,0,0,0,0,0,0,0,0,0,0,0,0,0,0,0,0,0,0,0,0,0,0,0,0,0,0,0,0,0,0,0,0,0,0,0,0,0,0,0,0,0,0,0,0,0,0,0,0,0,0,0]
[2020,136,0,0,0,0,0,0,0,0,0,0,0,0,0,0,0,0,0,0,0,0,0,0,0,0,0,0,0,0,0,0,0,0,0,0,0,0,0,0,0,0,0,0,0,0,0,0,0,0,0,0,0,0,0]
[2020,137,0,0,0,0,0,0,0,0,0,0,0,0,0,0,0,0,0,0,0,0,0,0,0,0,0,0,0,0,0,0,0,0,0,0,0,0,0,0,0,0,0,0,0,0,0,0,0,0,0,0,0,0,0]
[2020,138,0,0,0,0,0,0,0,0,0,0,0,0,0,0,0,0,0,0,0,0,0,0,0,0,0,0,0,0,0,0,0,0,0,0,0,0,0,0,0,0,0,0,0,0,0,0,0,0,0,0,0,0,0]
[2020,139,0,0,0,0,0,0,0,0,0,0,0,0,0,0,0,0,0,0,0,0,0,0,0,0,0,0,0,0,0,0,0,0,0,0,0,0,0,0,0,0,0,0,0,0,0,0,0,0,0,0,0,0,0]
[2020,140,0,0,0,0,0,0,0,0,0,0,0,0,0,0,0,0,0,0,0,0,0,0,0,0,0,0,0,0,0,0,0,0,0,0,0,0,0,0,0,0,0,0,0,0,0,0,0,0,0,0,0,0,0]
[2020,141,0,0,0,0,0,0,0,0,0,0,0,0,0,0,0,0,0,0,0,0,0,0,0,0,0,0,0,0,0,0,0,0,0,0,0,0,0,0,0,0,0,0,0,0,0,0,0,0,0,0,0,0,0]
[2020,142,0,0,0,0,0,0,0,0,0,0,0,0,0,0,0,0,0,0,0,0,0,0,0,0,0,0,0,0,0,0,0,0,0,0,0,0,0,0,0,0,0,0,0,0,0,0,0,0,0,0,0,0,0]
[2020,143,0,0,0,0,0,0,0,0,0,0,0,0,0,0,0,0,0,0,0,0,0,0,0,0,0,0,0,0,0,0,0,0,0,0,0,0,0,0,0,0,0,0,0,0,0,0,0,0,0,0,0,0,0]
[2020,144,0,0,0,0,0,0,0,0,0,0,0,0,0,0,0,0,0,0,0,0,0,0,0,0,0,0,0,0,0,0,0,0,0,0,0,0,0,0,0,0,0,0,0,0,0,0,0,0,0,0,0,0,0]
[2020,145,0,0,0,0,0,0,0,0,0,0,0,0,0,0,0,0,0,0,0,0,0,0,0,0,0,0,0,0,0,0,0,0,0,0,0,0,0,0,0,0,0,0,0,0,0,0,0,0,0,0,0,0,0]
[2020,146,0,0,0,0,0,0,0,0,0,0,0,0,0,0,0,0,0,0,0,0,0,0,0,0,0,0,0,0,0,0,0,0,0,0,0,0,0,0,0,0,0,0,0,0,0,0,0,0,0,0,0,0,0]
[2020,147,0,0,0,0,0,0,0,0,0,0,0,0,0,0,0,0,0,0,0,0,0,0,0,0,0,0,0,0,0,0,0,0,0,0,0,0,0,0,0,0,0,0,0,0,0,0,0,0,0,0,0,0,0]
[2020,148,0,0,0,0,0,0,0,0,0,0,0,0,0,0,0,0,0,0,0,0,0,0,0,0,0,0,0,0,0,0,0,0,0,0,0,0,0,0,0,0,0,0,0,0,0,0,0,0,0,0,0,0,0]
[2020,149,0,0,0,0,0,0,0,0,0,0,0,0,0,0,0,0,0,0,0,0,0,0,0,0,0,0,0,0,0,0,0,0,0,0,0,0,0,0,0,0,0,0,0,0,0,0,0,0,0,0,0,0,0]
[2020,150,{"$f":"INDEX(D457:BC457,MATCH($C$7,$D$7:$BC$7,0))","v":0},0,0,0,0,0,0,0,0,0,0,0,0,0,0,0,0,0,0,0,0,0,0,0,0,0,0,0,0,0,0,0,0,0,0,0,0,0,0,0,0,0,0,0,0,0,0,0,0,0,0,0,0]
[2021,1,8760,8760,8743,8760,8760,8760,8760,8760,8760,8760,8760,8333,8760,8760,8760,8756,8759,8760,8752,8760,8760,8760,8760,8760,8759,8738,8760,8760,8760,8759,8759,8760,8760,8760,8760,8760,8756,0,8760,8760,8749,8760,0,0,8760,8760,8682,8760,8760,8760,0,0,8760]
[2021,2,8760,8760,8742,8760,8760,8760,8760,8760,8760,8760,8760,8331,8760,8760,8760,8756,8759,8760,8751,8760,8760,8760,8760,8760,8759,8723,8760,8760,8760,8759,8759,8760,8760,8760,8760,8760,8756,0,8760,8760,8749,8760,0,0,5055,8760,8438,8760,8760,8760,0,0,8760]
[2021,3,8760,8760,8742,8760,8760,8760,8760,8760,8760,8760,8760,8331,8760,8760,8760,8756,8759,8760,8751,8760,8760,8760,8760,8760,8759,8708,8760,8760,8760,8759,8759,8760,8760,8760,8760,8760,8756,0,8760,8760,8749,8760,0,0,1611,8760,8017,8760,8760,8760,0,0,8760]
[2021,4,8732,8760,8742,8760,8760,8549,8760,8760,8732,8760,8760,8246,8760,8760,8760,8755,8759,8760,8750,8760,8760,8760,8760,8760,8759,8692,8760,8760,8760,8759,8759,8760,8760,8760,8760,8760,8756,0,8760,8751,8748,8760,0,0,468,8760,7397,8760,8760,8760,0,0,8760]
[2021,5,8254,8760,7975,8760,8760,7647,8736,8760,8254,8760,8760,7815,8760,8760,8760,8755,8758,8760,8296,8760,8760,8760,8760,8760,8759,8677,8760,8760,8760,8759,8759,8760,8760,8760,8760,8760,8756,0,8760,8196,8748,8760,0,0,71,8760,6681,8760,8760,8760,0,0,8760]
[2021,6,7239,8760,6859,8313,8735,6177,8472,8760,7239,8760,8760,7239,8760,8760,8760,8755,8756,8760,7433,8760,8760,8760,8760,8760,8759,8662,8760,8760,8760,8759,8759,8760,8760,8760,8760,8760,8756,0,8760,6267,8748,8760,0,0,17,8757,5928,8760,8760,8760,0,0,8760]
[2021,7,5856,8760,6056,7409,7814,4669,7536,8760,5856,8760,8760,6781,8760,8760,8760,8755,8351,8541,6563,8760,8760,8760,8760,8760,8759,8641,8760,8760,8744,8759,8759,8760,8760,8760,8760,8760,8756,0,8760,4707,8463,8760,0,0,1,8150,5256,8609,8760,8760,0,0,8760]
[2021,8,4940,8760,5018,6587,6899,3408,6234,8760,4940,8760,8760,6321,8760,8760,8760,8755,7578,7778,4439,8760,8760,8760,8760,8760,8743,8547,8760,8760,8426,8759,8759,8745,8760,8658,8760,8760,8756,0,8422,3710,7948,8760,0,0,0,7355,4701,7764,8760,8760,0,0,8760]
[2021,9,4195,8759,3414,5534,5353,2226,5098,8760,4195,8760,8760,5522,8760,8760,8760,8755,6889,7047,3228,8760,8760,8760,8760,8760,8152,8157,8760,8757,7821,8759,8759,8573,8760,7961,8760,8760,8756,0,7896,2779,7047,8718,0,0,0,6537,4199,6489,8751,8760,0,0,8695]
[2021,10,3304,8756,2294,4207,3961,1329,4189,8760,3304,8760,8760,4589,8760,8755,8760,8755,6170,6386,2350,8760,8760,8760,8760,8729,7491,7613,8760,8712,7162,8759,8759,8214,8760,7451,8755,8760,8756,0,7167,1683,6029,8394,0,0,0,5792,3775,5036,8720,8760,0,0,8183]
[2021,11,2628,8746,1570,3183,2933,772,2960,8616,2628,8760,8760,3739,8760,8745,8760,8755,5462,5767,1621,8760,8759,8759,8760,8674,6859,6983,8760,8212,6466,8746,8759,7622,8760,6911,8734,8760,8756,0,6469,733,4945,7785,0,0,0,4782,3346,3743,8550,8760,0,0,7638]
[2021,12,1835,8731,1057,2323,2167,471,1939,8065,1835,8760,8760,2928,8760,8733,8760,8755,4644,4966,1105,8760,8507,8759,8760,8576,6274,6385,8760,7587,5672,8702,8759,6928,8760,6399,8685,8760,8756,0,5926,318,3810,7013,0,0,0,3631,2830,2724,8213,8760,0,0,7120]
[2021,13,889,8688,715,1721,1523,261,1230,7646,889,8760,8760,2168,8760,8714,8733,8755,3561,3817,777,8760,7843,8759,8758,8340,5729,5759,8757,6839,4949,8611,8759,6310,8760,5950,8629,8752,8745,0,5449,65,2879,6027,0,0,0,2736,2288,1938,7732,8759,0,0,6584]
[2021,14,325,8634,468,1267,1063,152,723,7234,325,8760,8760,1556,8760,8698,8707,8755,2768,2848,597,8752,7347,8758,8562,7915,5095,5156,8689,6104,4229,8433,8759,5708,8760,5480,8354,8717,8596,0,4998,14,2139,4944,0,0,0,2055,1718,1360,7042,8756,0,0,6111]
[2021,15,131,8559,299,900,739,79,339,6781,131,8760,8760,1111,8760,8686,8668,8755,2128,2175,468,8622,6698,8755,8061,7452,4532,4618,8466,5185,3407,8192,8759,5142,8547,4765,7518,8590,8304,0,4425,1,1577,3924,0,0,0,1526,1227,940,6264,8720,0,0,5738]
[2021,16,51,8502,193,635,510,48,125,6358,51,8760,8760,821,8759,8664,8611,8754,1622,1604,343,8298,6255,8674,7424,6945,3978,4192,8129,4440,2610,7900,8759,4674,8042,3875,6157,8368,8036,0,3648,0,1148,2918,0,0,0,1125,845,653,5490,8618,0,0,5353]
[2021,17,19,8447,113,458,323,29,73,5852,19,8760,8760,602,8733,8621,8521,8568,1203,1171,207,7885,5906,8416,6669,6459,3071,3871,7699,3698,2022,7470,8759,4099,7514,3102,5103,7989,7700,0,2852,0,840,2137,0,0,0,800,573,453,4807,8400,0,0,4734]
[2021,18,4,8377,78,291,201,20,47,5216,4,8758,8759,456,8647,8569,8294,8048,853,837,112,7439,5508,8058,5803,5832,2328,3593,7051,3054,1604,6962,8757,3475,7035,2551,4462,7528,7333,0,2155,0,614,1540,0,0,0,554,362,304,4158,8032,0,0,3863]
[2021,19,0,8264,58,166,136,13,33,4456,0,8753,8702,335,8485,8482,7937,7504,584,586,49,6888,5040,7603,4928,5148,1788,3252,6437,2457,1230,6513,8706,2863,6576,2075,4008,6976,7000,0,1546,0,436,1157,0,0,0,386,234,208,3616,7478,0,0,3086]
[2021,20,0,8114,48,114,104,8,19,3744,0,8739,8338,253,8198,8322,7579,7015,376,409,29,6378,4607,7107,3976,4570,1341,2897,5780,1951,936,6039,8583,2289,6118,1699,3575,6469,6636,0,1095,0,312,870,0,0,0,252,162,141,3200,6827,0,0,2403]
[2021,21,0,7769,34,74,84,6,5,3195,0,8713,8018,174,7842,8151,7219,6424,240,280,5,5884,4180,6700,3173,4206,1021,2597,5199,1524,652,5538,8375,1828,5699,1369,3190,5900,6248,0,741,0,200,623,0,0,0,169,116,97,2791,6067,0,0,1959]
[2021,22,0,7096,26,58,63,1,4,2742,0,8665,7712,115,7436,7950,6929,5877,176,181,0,5309,3747,6327,2503,3937,749,2211,4604,1195,434,5035,8095,1431,5230,1061,2949,5417,5765,0,469,0,115,434,0,0,0,109,81,72,2345,5348,0,0,1548]
[2021,23,0,6297,19,41,49,0,3,2311,0,8571,7401,81,6972,7718,6661,5358,117,119,0,4699,3154,5975,2003,3653,548,1742,4046,963,277,4669,7737,1127,4640,801,2738,4941,5404,0,318,0,79,295,0,0,0,71,56,50,1927,4702,0,0,1209]
[2021,24,0,5608,11,31,36,0,0,1938,0,8441,7057,62,6442,7431,6410,4863,93,80,0,4069,2622,5616,1582,3429,388,1258,3371,793,172,4369,7233,867,4090,598,2479,4515,5084,0,212,0,58,194,0,0,0,48,40,38,1500,4145,0,0,898]
[2021,25,0,5000,7,22,28,0,0,1615,0,8263,6751,49,5837,7038,6228,4208,75,58,0,3509,2121,5237,1265,3204,265,851,2769,629,109,4146,6742,635,3506,437,2200,3979,4777,0,148,0,47,123,0,0,0,30,24,31,1149,3727,0,0,701]
[2021,26,0,4280,3,13,16,0,0,1336,0,8001,6443,38,5321,6557,6106,3551,58,46,0,3026,1721,4834,979,2955,191,595,2167,502,68,3925,6319,452,2970,308,1903,3398,4410,0,114,0,35,75,0,0,0,19,15,30,761,3384,0,0,537]
[2021,27,0,3485,0,6,9,0,0,1069,0,7678,6109,29,4908,6203,5997,2953,47,36,0,2535,1387,4477,755,2727,140,403,1668,400,47,3760,5808,315,2513,213,1489,2871,4047,0,90,0,24,50,0,0,0,11,11,26,495,3099,0,0,391]
[2021,28,0,2677,0,4,5,0,0,886,0,7348,5750,25,4510,5775,5890,2404,39,28,0,2127,1102,4230,587,2489,109,258,1318,301,31,3589,5369,224,2193,170,1130,2395,3719,0,75,0,20,33,0,0,0,7,7,20,331,2840,0,0,293]
[2021,29,0,1865,0,0,2,0,0,725,0,6990,5472,20,4165,5294,5776,1959,29,20,0,1790,850,3991,424,2286,81,139,1026,219,23,3395,5019,162,1872,129,828,1967,3368,0,63,0,10,25,0,0,0,3,5,18,231,2590,0,0,216]
[2021,30,0,1229,0,0,0,0,0,589,0,6635,5179,17,3895,4884,5607,1574,21,15,0,1504,636,3669,330,2028,66,68,772,146,16,3227,4754,103,1631,95,575,1613,3026,0,52,0,5,21,0,0,0,1,4,15,163,2397,0,0,155]
[2021,31,0,787,0,0,0,0,0,487,0,6220,4835,13,3605,4458,5341,1249,12,12,0,1286,446,3307,241,1722,52,27,553,106,13,3050,4509,83,1365,76,364,1353,2733,0,38,0,4,14,0,0,0,0,0,13,113,2117,0,0,123]
[2021,32,0,490,0,0,0,0,0,396,0,5795,4430,10,3360,4057,5022,978,7,10,0,1093,313,2862,179,1384,40,6,375,82,8,2862,4292,65,1150,64,202,1108,2467,0,29,0,3,12,0,0,0,0,0,10,73,1765,0,0,103]
[2021,33,0,307,0,0,0,0,0,307,0,5412,4012,9,3124,3715,4778,742,1,4,0,908,216,2427,106,1027,32,0,268,63,4,2680,4088,51,964,50,133,891,2183,0,25,0,0,12,0,0,0,0,0,8,54,1387,0,0,83]
[2021,34,0,200,0,0,0,0,0,248,0,5022,3571,8,2937,3429,4520,560,0,1,0,768,162,1982,62,735,29,0,196,56,2,2492,3865,44,803,38,92,713,1934,0,18,0,0,10,0,0,0,0,0,8,42,1077,0,0,77]
[2021,35,0,152,0,0,0,0,0,175,0,4600,3161,7,2750,3187,4332,410,0,0,0,645,119,1617,35,491,22,0,141,49,0,2302,3676,32,654,28,65,537,1711,0,13,0,0,8,0,0,0,0,0,6,28,804,0,0,64]
[2021,36,0,115,0,0,0,0,0,117,0,4173,2783,5,2569,2942,4181,308,0,0,0,525,92,1314,24,340,18,0,108,42,0,2072,3505,27,522,25,45,401,1556,0,10,0,0,6,0,0,0,0,0,6,23,584,0,0,57]
[2021,37,0,93,0,0,0,0,0,81,0,3736,2456,5,2381,2736,4035,233,0,0,0,442,77,1040,18,218,12,0,83,34,0,1825,3331,17,418,19,32,295,1372,0,9,0,0,5,0,0,0,0,0,6,17,412,0,0,49]
[2021,38,0,76,0,0,0,0,0,56,0,3313,2198,4,2184,2531,3943,181,0,0,0,369,59,807,11,130,6,0,64,23,0,1486,3057,12,320,12,21,199,1191,0,4,0,0,5,0,0,0,0,0,5,11,264,0,0,38]
[2021,39,0,62,0,0,0,0,0,42,0,2893,1940,4,1953,2366,3840,143,0,0,0,302,49,582,8,83,2,0,53,18,0,1177,2761,11,246,9,12,143,1014,0,0,0,0,3,0,0,0,0,0,5,9,173,0,0,33]
[2021,40,0,51,0,0,0,0,0,27,0,2506,1712,2,1681,2210,3721,116,0,0,0,235,44,416,4,54,1,0,44,13,0,894,2424,10,181,8,4,110,874,0,0,0,0,2,0,0,0,0,0,3,9,118,0,0,27]
[2021,41,0,39,0,0,0,0,0,20,0,2171,1509,2,1418,2036,3590,95,0,0,0,189,37,316,3,38,1,0,36,11,0,685,2082,8,141,3,0,86,719,0,0,0,0,1,0,0,0,0,0,3,7,94,0,0,21]
[2021,42,0,29,0,0,0,0,0,15,0,1879,1333,0,1173,1848,3413,78,0,0,0,146,29,233,1,30,0,0,28,8,0,514,1795,5,100,1,0,61,593,0,0,0,0,0,0,0,0,0,0,3,6,75,0,0,17]
[2021,43,0,16,0,0,0,0,0,10,0,1621,1159,0,990,1606,3185,65,0,0,0,106,23,185,1,17,0,0,21,6,0,387,1482,4,77,0,0,51,481,0,0,0,0,0,0,0,0,0,0,2,3,65,0,0,12]
[2021,44,0,8,0,0,0,0,0,8,0,1406,1008,0,784,1349,3023,58,0,0,0,83,15,151,1,10,0,0,14,3,0,277,1229,3,65,0,0,44,380,0,0,0,0,0,0,0,0,0,0,0,1,52,0,0,8]
[2021,50,0,0,0,0,0,0,0,0,0,475,376,0,199,308,2460,20,0,0,0,28,0,63,0,0,0,0,0,0,0,6,303,0,21,0,0,7,52,0,0,0,0,0,0,0,0,0,0,0,0,1,0,0,0]
[2021,55,0,0,0,0,0,0,0,0,0,162,161,0,29,5,2016,3,0,0,0,9,0,27,0,0,0,0,0,0,0,0,107,0,6,0,0,0,13,0,0,0,0,0,0,0,0,0,0,0,0,0,0,0,0]
[2021,62,0,0,0,0,0,0,0,0,0,29,81,0,5,0,835,0,0,0,0,0,0,0,0,0,0,0,0,0,0,0,37,0,0,0,0,0,0,0,0,0,0,0,0,0,0,0,0,0,0,0,0,0,0]
[2021,67,0,0,0,0,0,0,0,0,0,5,52,0,0,0,92,0,0,0,0,0,0,0,0,0,0,0,0,0,0,0,14,0,0,0,0,0,0,0,0,0,0,0,0,0,0,0,0,0,0,0,0,0,0]
[2021,72,0,0,0,0,0,0,0,0,0,0,30,0,0,0,0,0,0,0,0,0,0,0,0,0,0,0,0,0,0,0,4,0,0,0,0,0,0,0,0,0,0,0,0,0,0,0,0,0,0,0,0,0,0]
[2021,79,0,0,0,0,0,0,0,0,0,0,12,0,0,0,0,0,0,0,0,0,0,0,0,0,0,0,0,0,0,0,0,0,0,0,0,0,0,0,0,0,0,0,0,0,0,0,0,0,0,0,0,0,0]
[2021,84,0,0,0,0,0,0,0,0,0,0,2,0,0,0,0,0,0,0,0,0,0,0,0,0,0,0,0,0,0,0,0,0,0,0,0,0,0,0,0,0,0,0,0,0,0,0,0,0,0,0,0,0,0]
[2021,87,0,0,0,0,0,0,0,0,0,0,0,0,0,0,0,0,0,0,0,0,0,0,0,0,0,0,0,0,0,0,0,0,0,0,0,0,0,0,0,0,0,0,0,0,0,0,0,0,0,0,0,0,0]
[2021,96,0,0,0,0,0,0,0,0,0,0,0,0,0,0,0,0,0,0,0,0,0,0,0,0,0,0,0,0,0,0,0,0,0,0,0,0,0,0,0,0,0,0,0,0,0,0,0,0,0,0,0,0,0]
[2021,98,0,0,0,0,0,0,0,0,0,0,0,0,0,0,0,0,0,0,0,0,0,0,0,0,0,0,0,0,0,0,0,0,0,0,0,0,0,0,0,0,0,0,0,0,0,0,0,0,0,0,0,0,0]
[2021,103,0,0,0,0,0,0,0,0,0,0,0,0,0,0,0,0,0,0,0,0,0,0,0,0,0,0,0,0,0,0,0,0,0,0,0,0,0,0,0,0,0,0,0,0,0,0,0,0,0,0,0,0,0]
[2021,108,0,0,0,0,0,0,0,0,0,0,0,0,0,0,0,0,0,0,0,0,0,0,0,0,0,0,0,0,0,0,0,0,0,0,0,0,0,0,0,0,0,0,0,0,0,0,0,0,0,0,0,0,0]
[2021,115,0,0,0,0,0,0,0,0,0,0,0,0,0,0,0,0,0,0,0,0,0,0,0,0,0,0,0,0,0,0,0,0,0,0,0,0,0,0,0,0,0,0,0,0,0,0,0,0,0,0,0,0,0]
[2021,120,0,0,0,0,0,0,0,0,0,0,0,0,0,0,0,0,0,0,0,0,0,0,0,0,0,0,0,0,0,0,0,0,0,0,0,0,0,0,0,0,0,0,0,0,0,0,0,0,0,0,0,0,0]
[2021,125,0,0,0,0,0,0,0,0,0,0,0,0,0,0,0,0,0,0,0,0,0,0,0,0,0,0,0,0,0,0,0,0,0,0,0,0,0,0,0,0,0,0,0,0,0,0,0,0,0,0,0,0,0]
[2021,130,0,0,0,0,0,0,0,0,0,0,0,0,0,0,0,0,0,0,0,0,0,0,0,0,0,0,0,0,0,0,0,0,0,0,0,0,0,0,0,0,0,0,0,0,0,0,0,0,0,0,0,0,0]
[2021,137,0,0,0,0,0,0,0,0,0,0,0,0,0,0,0,0,0,0,0,0,0,0,0,0,0,0,0,0,0,0,0,0,0,0,0,0,0,0,0,0,0,0,0,0,0,0,0,0,0,0,0,0,0]
[2021,142,0,0,0,0,0,0,0,0,0,0,0,0,0,0,0,0,0,0,0,0,0,0,0,0,0,0,0,0,0,0,0,0,0,0,0,0,0,0,0,0,0,0,0,0,0,0,0,0,0,0,0,0,0]
[2021,147,0,0,0,0,0,0,0,0,0,0,0,0,0,0,0,0,0,0,0,0,0,0,0,0,0,0,0,0,0,0,0,0,0,0,0,0,0,0,0,0,0,0,0,0,0,0,0,0,0,0,0,0,0]
[2022,4,8743,8760,8742,8760,8760,8584,8760,8760,8743,8760,8760,8282,8760,8760,8760,8755,8759,8760,8750,8760,8760,8760,8760,8760,8759,8695,8760,8760,8760,8759,8759,8760,8760,8760,8760,8760,8756,0,8760,8755,8748,8760,0,0,493,8760,7419,8760,8760,8760,0,0,8760]
[2022,6,7475,8760,6936,8469,8754,6312,8534,8760,7475,8760,8760,7339,8760,8760,8760,8755,8757,8760,7512,8760,8760,8760,8760,8760,8759,8665,8760,8760,8760,8759,8759,8760,8760,8760,8760,8760,8756,0,8760,6377,8748,8760,0,0,18,8760,5968,8760,8760,8760,0,0,8760]
[2022,16,85,8530,213,709,548,56,182,6530,85,8760,8760,927,8759,8676,8649,8754,1789,1769,371,8373,6333,8709,7650,7155,4274,4368,8211,4602,2769,7994,8759,4766,8229,4086,6504,8439,8098,0,3906,0,1254,3309,0,0,0,1223,911,740,5635,8663,0,0,5454]
[2022,21,0,8052,39,86,88,8,8,3431,0,8726,8117,217,7967,8228,7453,6632,297,322,6,6026,4314,6811,3469,4379,1225,2772,5363,1648,727,5743,8452,1936,5900,1465,3320,6078,6350,0,874,0,225,745,0,0,0,192,123,116,2893,6350,0,0,2095]
[2022,23,0,6882,22,44,50,0,3,2492,0,8636,7523,106,7152,7833,6854,5570,143,145,0,4896,3339,6106,2218,3823,682,2045,4235,1040,315,4825,7863,1224,4947,880,2816,5087,5496,0,386,0,90,370,0,0,0,84,65,60,2039,4942,0,0,1330]
[2022,28,0,3408,0,5,6,0,0,980,0,7586,5927,26,4670,6000,5989,2652,43,33,0,2308,1201,4320,672,2660,135,367,1433,336,36,3685,5543,259,2386,181,1265,2581,3825,0,86,0,22,45,0,0,0,10,7,23,364,2965,0,0,329]
[2022,33,0,507,0,0,0,0,0,370,0,5706,4276,10,3248,3906,5045,880,5,9,0,990,254,2605,148,1327,41,5,306,70,7,2807,4192,54,1099,57,166,990,2290,0,29,0,0,12,0,0,0,0,0,10,57,1606,0,0,96]
[2022,40,0,64,0,0,0,0,0,38,0,2874,1894,4,1846,2328,3863,133,0,0,0,267,46,502,7,84,3,0,50,15,0,1103,2630,11,238,8,9,126,941,0,0,0,0,3,0,0,0,0,0,5,9,149,0,0,31]
[2022,45,0,8,0,0,0,0,0,8,0,1418,975,0,733,1310,3088,56,0,0,0,76,14,139,1,10,0,0,12,3,0,270,1144,3,64,0,0,40,317,0,0,0,0,0,0,0,0,0,0,0,0,49,0,0,8]
[2022,51,0,0,0,0,0,0,0,0,0,491,370,0,185,304,2505,20,0,0,0,25,0,63,0,0,0,0,0,0,0,6,281,0,22,0,0,7,47,0,0,0,0,0,0,0,0,0,0,0,0,0,0,0,0]
[2022,57,0,0,0,0,0,0,0,0,0,128,141,0,22,0,2005,3,0,0,0,8,0,18,0,0,0,0,0,0,0,0,90,0,5,0,0,0,11,0,0,0,0,0,0,0,0,0,0,0,0,0,0,0,0]
[2022,62,0,0,0,0,0,0,0,0,0,39,88,0,6,0,1254,0,0,0,0,0,0,4,0,0,0,0,0,0,0,0,42,0,1,0,0,0,0,0,0,0,0,0,0,0,0,0,0,0,0,0,0,0,0]
[2022,66,0,0,0,0,0,0,0,0,0,16,62,0,0,0,429,0,0,0,0,0,0,0,0,0,0,0,0,0,0,0,22,0,0,0,0,0,0,0,0,0,0,0,0,0,0,0,0,0,0,0,0,0,0]
[2022,74,0,0,0,0,0,0,0,0,0,0,27,0,0,0,0,0,0,0,0,0,0,0,0,0,0,0,0,0,0,0,3,0,0,0,0,0,0,0,0,0,0,0,0,0,0,0,0,0,0,0,0,0,0]
[2022,79,0,0,0,0,0,0,0,0,0,0,14,0,0,0,0,0,0,0,0,0,0,0,0,0,0,0,0,0,0,0,0,0,0,0,0,0,0,0,0,0,0,0,0,0,0,0,0,0,0,0,0,0,0]
[2022,83,0,0,0,0,0,0,0,0,0,0,7,0,0,0,0,0,0,0,0,0,0,0,0,0,0,0,0,0,0,0,0,0,0,0,0,0,0,0,0,0,0,0,0,0,0,0,0,0,0,0,0,0,0]
[2022,91,0,0,0,0,0,0,0,0,0,0,0,0,0,0,0,0,0,0,0,0,0,0,0,0,0,0,0,0,0,0,0,0,0,0,0,0,0,0,0,0,0,0,0,0,0,0,0,0,0,0,0,0,0]
[2022,92,0,0,0,0,0,0,0,0,0,0,0,0,0,0,0,0,0,0,0,0,0,0,0,0,0,0,0,0,0,0,0,0,0,0,0,0,0,0,0,0,0,0,0,0,0,0,0,0,0,0,0,0,0]
[2022,100,0,0,0,0,0,0,0,0,0,0,0,0,0,0,0,0,0,0,0,0,0,0,0,0,0,0,0,0,0,0,0,0,0,0,0,0,0,0,0,0,0,0,0,0,0,0,0,0,0,0,0,0,0]
[2022,103,0,0,0,0,0,0,0,0,0,0,0,0,0,0,0,0,0,0,0,0,0,0,0,0,0,0,0,0,0,0,0,0,0,0,0,0,0,0,0,0,0,0,0,0,0,0,0,0,0,0,0,0,0]
[2022,109,0,0,0,0,0,0,0,0,0,0,0,0,0,0,0,0,0,0,0,0,0,0,0,0,0,0,0,0,0,0,0,0,0,0,0,0,0,0,0,0,0,0,0,0,0,0,0,0,0,0,0,0,0]
[2022,117,0,0,0,0,0,0,0,0,0,0,0,0,0,0,0,0,0,0,0,0,0,0,0,0,0,0,0,0,0,0,0,0,0,0,0,0,0,0,0,0,0,0,0,0,0,0,0,0,0,0,0,0,0]
[2022,121,0,0,0,0,0,0,0,0,0,0,0,0,0,0,0,0,0,0,0,0,0,0,0,0,0,0,0,0,0,0,0,0,0,0,0,0,0,0,0,0,0,0,0,0,0,0,0,0,0,0,0,0,0]
[2022,126,0,0,0,0,0,0,0,0,0,0,0,0,0,0,0,0,0,0,0,0,0,0,0,0,0,0,0,0,0,0,0,0,0,0,0,0,0,0,0,0,0,0,0,0,0,0,0,0,0,0,0,0,0]
[2022,132,0,0,0,0,0,0,0,0,0,0,0,0,0,0,0,0,0,0,0,0,0,0,0,0,0,0,0,0,0,0,0,0,0,0,0,0,0,0,0,0,0,0,0,0,0,0,0,0,0,0,0,0,0]
[2022,138,0,0,0,0,0,0,0,0,0,0,0,0,0,0,0,0,0,0,0,0,0,0,0,0,0,0,0,0,0,0,0,0,0,0,0,0,0,0,0,0,0,0,0,0,0,0,0,0,0,0,0,0,0]
[2022,143,0,0,0,0,0,0,0,0,0,0,0,0,0,0,0,0,0,0,0,0,0,0,0,0,0,0,0,0,0,0,0,0,0,0,0,0,0,0,0,0,0,0,0,0,0,0,0,0,0,0,0,0,0]
[2022,149,0,0,0,0,0,0,0,0,0,0,0,0,0,0,0,0,0,0,0,0,0,0,0,0,0,0,0,0,0,0,0,0,0,0,0,0,0,0,0,0,0,0,0,0,0,0,0,0,0,0,0,0,0]
[2023,5,8419,8760,8097,8760,8760,7755,8756,8760,8419,8760,8760,7956,8760,8760,8760,8755,8758,8760,8428,8760,8760,8760,8760,8760,8759,8681,8760,8760,8760,8759,8759,8760,8760,8760,8760,8760,8756,0,8760,8246,8748,8760,0,0,83,8760,6719,8760,8760,8760,0,0,8760]
[2023,10,3734,8759,2500,4476,4161,1473,4547,8760,3734,8760,8760,4939,8760,8759,8760,8755,6395,6575,2512,8760,8760,8760,8760,8743,7774,7824,8760,8722,7263,8759,8759,8300,8760,7534,8755,8760,8756,0,7367,1791,6189,8576,0,0,0,5994,3815,5421,8723,8760,0,0,8293]
[2023,12,2340,8739,1190,2503,2278,538,2321,8241,2340,8760,8760,3339,8760,8736,8760,8755,4916,5263,1220,8760,8614,8759,8760,8634,6558,6667,8760,7740,5811,8714,8759,7065,8760,6498,8694,8760,8756,0,6077,342,4079,7384,0,0,0,3935,2888,3035,8293,8760,0,0,7228]
[2023,17,43,8501,147,502,367,37,99,6091,43,8760,8760,733,8750,8644,8607,8717,1380,1313,240,8022,5989,8501,6997,6792,3785,4063,7831,3922,2155,7680,8759,4283,7823,3320,5349,8144,7796,0,3217,0,925,2576,0,0,0,879,614,542,4891,8502,0,0,4924]
[2023,27,0,4524,2,8,12,0,0,1254,0,7987,6286,39,5106,6396,6104,3319,54,39,0,2753,1498,4615,876,2992,186,574,1843,445,52,3876,6019,364,2910,240,1710,3112,4151,0,107,0,26,67,0,0,0,15,11,30,539,3277,0,0,437]
[2023,29,0,3060,0,2,3,0,0,845,0,7369,5654,25,4343,5547,5907,2229,35,25,0,1970,929,4088,510,2555,114,250,1132,260,25,3534,5190,192,2178,142,962,2144,3472,0,69,0,14,34,0,0,0,7,5,20,250,2762,0,0,233]
[2023,36,0,194,0,0,0,0,0,175,0,4666,3045,8,2690,3109,4412,366,0,0,0,595,104,1473,29,590,24,0,119,46,0,2272,3609,30,652,25,65,453,1605,0,10,0,0,8,0,0,0,0,0,6,24,774,0,0,61]
[2023,41,0,64,0,0,0,0,0,31,0,2616,1679,3,1620,2184,3788,108,0,0,0,218,38,376,4,71,2,0,42,12,0,887,2362,10,193,6,7,92,762,0,0,0,0,2,0,0,0,0,0,3,7,118,0,0,23]
[2023,46,0,0,0,0,0,0,0,7,0,1267,827,0,609,1128,2999,50,0,0,0,59,10,124,1,11,0,0,10,2,0,174,907,3,53,0,0,30,219,0,0,0,0,0,0,0,0,0,0,0,0,42,0,0,7]
[2023,53,0,0,0,0,0,0,0,0,0,342,265,0,95,95,2395,15,0,0,0,19,0,47,0,0,0,0,0,0,0,0,164,0,15,0,0,6,26,0,0,0,0,0,0,0,0,0,0,0,0,0,0,0,0]
[2023,58,0,0,0,0,0,0,0,0,0,100,126,0,19,0,1962,2,0,0,0,7,0,18,0,0,0,0,0,0,0,0,86,0,4,0,0,0,9,0,0,0,0,0,0,0,0,0,0,0,0,0,0,0,0]
[2023,63,0,0,0,0,0,0,0,0,0,33,83,0,6,0,1160,0,0,0,0,0,0,3,0,0,0,0,0,0,0,0,38,0,1,0,0,0,0,0,0,0,0,0,0,0,0,0,0,0,0,0,0,0,0]
[2023,70,0,0,0,0,0,0,0,0,0,4,44,0,0,0,74,0,0,0,0,0,0,0,0,0,0,0,0,0,0,0,12,0,0,0,0,0,0,0,0,0,0,0,0,0,0,0,0,0,0,0,0,0,0]
[2023,75,0,0,0,0,0,0,0,0,0,0,22,0,0,0,2,0,0,0,0,0,0,0,0,0,0,0,0,0,0,0,3,0,0,0,0,0,0,0,0,0,0,0,0,0,0,0,0,0,0,0,0,0,0]
[2023,80,0,0,0,0,0,0,0,0,0,0,13,0,0,0,0,0,0,0,0,0,0,0,0,0,0,0,0,0,0,0,0,0,0,0,0,0,0,0,0,0,0,0,0,0,0,0,0,0,0,0,0,0,0]
[2023,85,0,0,0,0,0,0,0,0,0,0,2,0,0,0,0,0,0,0,0,0,0,0,0,0,0,0,0,0,0,0,0,0,0,0,0,0,0,0,0,0,0,0,0,0,0,0,0,0,0,0,0,0,0]
[2023,87,0,0,0,0,0,0,0,0,0,0,1,0,0,0,0,0,0,0,0,0,0,0,0,0,0,0,0,0,0,0,0,0,0,0,0,0,0,0,0,0,0,0,0,0,0,0,0,0,0,0,0,0,0]
[2023,96,0,0,0,0,0,0,0,0,0,0,0,0,0,0,0,0,0,0,0,0,0,0,0,0,0,0,0,0,0,0,0,0,0,0,0,0,0,0,0,0,0,0,0,0,0,0,0,0,0,0,0,0,0]
[2023,99,0,0,0,0,0,0,0,0,0,0,0,0,0,0,0,0,0,0,0,0,0,0,0,0,0,0,0,0,0,0,0,0,0,0,0,0,0,0,0,0,0,0,0,0,0,0,0,0,0,0,0,0,0]
[2023,104,0,0,0,0,0,0,0,0,0,0,0,0,0,0,0,0,0,0,0,0,0,0,0,0,0,0,0,0,0,0,0,0,0,0,0,0,0,0,0,0,0,0,0,0,0,0,0,0,0,0,0,0,0]
[2023,113,0,0,0,0,0,0,0,0,0,0,0,0,0,0,0,0,0,0,0,0,0,0,0,0,0,0,0,0,0,0,0,0,0,0,0,0,0,0,0,0,0,0,0,0,0,0,0,0,0,0,0,0,0]
[2023,116,0,0,0,0,0,0,0,0,0,0,0,0,0,0,0,0,0,0,0,0,0,0,0,0,0,0,0,0,0,0,0,0,0,0,0,0,0,0,0,0,0,0,0,0,0,0,0,0,0,0,0,0,0]
[2023,121,0,0,0,0,0,0,0,0,0,0,0,0,0,0,0,0,0,0,0,0,0,0,0,0,0,0,0,0,0,0,0,0,0,0,0,0,0,0,0,0,0,0,0,0,0,0,0,0,0,0,0,0,0]
[2023,128,0,0,0,0,0,0,0,0,0,0,0,0,0,0,0,0,0,0,0,0,0,0,0,0,0,0,0,0,0,0,0,0,0,0,0,0,0,0,0,0,0,0,0,0,0,0,0,0,0,0,0,0,0]
[2023,133,0,0,0,0,0,0,0,0,0,0,0,0,0,0,0,0,0,0,0,0,0,0,0,0,0,0,0,0,0,0,0,0,0,0,0,0,0,0,0,0,0,0,0,0,0,0,0,0,0,0,0,0,0]
[2023,138,0,0,0,0,0,0,0,0,0,0,0,0,0,0,0,0,0,0,0,0,0,0,0,0,0,0,0,0,0,0,0,0,0,0,0,0,0,0,0,0,0,0,0,0,0,0,0,0,0,0,0,0,0]
[2023,145,0,0,0,0,0,0,0,0,0,0,0,0,0,0,0,0,0,0,0,0,0,0,0,0,0,0,0,0,0,0,0,0,0,0,0,0,0,0,0,0,0,0,0,0,0,0,0,0,0,0,0,0,0]
[2023,150,0,0,0,0,0,0,0,0,0,0,0,0,0,0,0,0,0,0,0,0,0,0,0,0,0,0,0,0,0,0,0,0,0,0,0,0,0,0,0,0,0,0,0,0,0,0,0,0,0,0,0,0,0]
[2024,4,8748,8760,8742,8760,8760,8552,8760,8760,8748,8760,8760,8317,8760,8760,8760,8755,8759,8760,8750,8760,8760,8760,8760,8760,8759,8696,8760,8760,8760,8759,8759,8760,8760,8760,8760,8760,8756,0,8760,8753,8748,8760,0,0,493,8760,7406,8760,8760,8760,0,0,8760]
[2024,7,6367,8760,6196,7487,7884,4742,7929,8760,6367,8760,8760,6967,8760,8760,8760,8755,8526,8694,6779,8760,8760,8760,8760,8760,8759,8651,8760,8760,8751,8759,8759,8760,8760,8760,8760,8760,8756,0,8760,4726,8536,8760,0,0,1,8291,5276,8691,8760,8760,0,0,8760]
[2024,12,2406,8741,1182,2460,2228,519,2457,8238,2406,8760,8760,3448,8760,8735,8760,8755,4963,5267,1192,8760,8565,8759,8760,8638,6587,6672,8760,7696,5768,8714,8759,7047,8760,6476,8693,8760,8756,0,6065,325,4053,7417,0,0,0,3946,2857,3072,8259,8760,0,0,7204]
[2024,21,0,8171,39,81,87,8,16,3487,0,8733,8123,254,7960,8213,7486,6630,318,326,7,6041,4268,6816,3502,4544,1319,2849,5318,1634,690,5787,8452,1912,5990,1433,3346,6014,6294,0,870,0,233,827,0,0,0,193,120,125,2836,6443,0,0,2062]
[2024,24,0,6665,16,33,39,0,3,2144,0,8562,7199,90,6596,7553,6636,5086,109,96,0,4314,2712,5753,1776,3668,542,1692,3553,839,189,4513,7401,925,4526,657,2605,4623,5135,0,256,0,64,279,0,0,0,53,42,45,1538,4430,0,0,959]
[2024,29,0,3346,0,1,2,0,0,847,0,7347,5619,25,4309,5493,5892,2175,35,25,0,1947,891,4088,496,2570,120,252,1084,250,24,3518,5139,184,2192,140,950,2080,3425,0,69,0,16,37,0,0,0,6,5,20,239,2751,0,0,227]
[2024,38,0,127,0,0,0,0,0,88,0,3818,2349,5,2299,2650,4098,206,0,0,0,408,67,921,14,287,17,0,69,26,0,1799,3203,14,440,16,26,213,1214,0,8,0,0,5,0,0,0,0,0,6,12,377,0,0,42]
[2024,41,0,70,0,0,0,0,0,26,0,2624,1637,4,1576,2152,3776,107,0,0,0,214,36,372,3,75,2,0,42,12,0,870,2292,10,199,6,4,92,740,0,0,0,0,2,0,0,0,0,0,3,7,117,0,0,23]
[2024,47,0,0,0,0,0,0,0,5,0,1108,685,0,470,913,2847,41,0,0,0,49,8,110,0,8,0,0,7,0,0,104,705,3,48,0,0,22,141,0,0,0,0,0,0,0,0,0,0,0,0,31,0,0,4]
[2024,49,0,0,0,0,0,0,0,2,0,773,502,0,300,602,2679,30,0,0,0,38,1,80,0,4,0,0,1,0,0,22,448,0,32,0,0,12,72,0,0,0,0,0,0,0,0,0,0,0,0,8,0,0,0]
[2024,58,0,0,0,0,0,0,0,0,0,102,123,0,16,0,1928,1,0,0,0,7,0,17,0,0,0,0,0,0,0,0,83,0,4,0,0,0,9,0,0,0,0,0,0,0,0,0,0,0,0,0,0,0,0]
[2024,64,0,0,0,0,0,0,0,0,0,25,77,0,5,0,877,0,0,0,0,0,0,0,0,0,0,0,0,0,0,0,30,0,0,0,0,0,0,0,0,0,0,0,0,0,0,0,0,0,0,0,0,0,0]
[2024,70,0,0,0,0,0,0,0,0,0,4,42,0,0,0,51,0,0,0,0,0,0,0,0,0,0,0,0,0,0,0,11,0,0,0,0,0,0,0,0,0,0,0,0,0,0,0,0,0,0,0,0,0,0]
[2024,75,0,0,0,0,0,0,0,0,0,0,23,0,0,0,0,0,0,0,0,0,0,0,0,0,0,0,0,0,0,0,1,0,0,0,0,0,0,0,0,0,0,0,0,0,0,0,0,0,0,0,0,0,0]
[2024,81,0,0,0,0,0,0,0,0,0,0,11,0,0,0,0,0,0,0,0,0,0,0,0,0,0,0,0,0,0,0,0,0,0,0,0,0,0,0,0,0,0,0,0,0,0,0,0,0,0,0,0,0,0]
[2024,82,0,0,0,0,0,0,0,0,0,0,9,0,0,0,0,0,0,0,0,0,0,0,0,0,0,0,0,0,0,0,0,0,0,0,0,0,0,0,0,0,0,0,0,0,0,0,0,0,0,0,0,0,0]
[2024,88,0,0,0,0,0,0,0,0,0,0,0,0,0,0,0,0,0,0,0,0,0,0,0,0,0,0,0,0,0,0,0,0,0,0,0,0,0,0,0,0,0,0,0,0,0,0,0,0,0,0,0,0,0]
[2024,92,0,0,0,0,0,0,0,0,0,0,0,0,0,0,0,0,0,0,0,0,0,0,0,0,0,0,0,0,0,0,0,0,0,0,0,0,0,0,0,0,0,0,0,0,0,0,0,0,0,0,0,0,0]
[2024,99,0,0,0,0,0,0,0,0,0,0,0,0,0,0,0,0,0,0,0,0,0,0,0,0,0,0,0,0,0,0,0,0,0,0,0,0,0,0,0,0,0,0,0,0,0,0,0,0,0,0,0,0,0]
[2024,105,0,0,0,0,0,0,0,0,0,0,0,0,0,0,0,0,0,0,0,0,0,0,0,0,0,0,0,0,0,0,0,0,0,0,0,0,0,0,0,0,0,0,0,0,0,0,0,0,0,0,0,0,0]
[2024,109,0,0,0,0,0,0,0,0,0,0,0,0,0,0,0,0,0,0,0,0,0,0,0,0,0,0,0,0,0,0,0,0,0,0,0,0,0,0,0,0,0,0,0,0,0,0,0,0,0,0,0,0,0]
[2024,117,0,0,0,0,0,0,0,0,0,0,0,0,0,0,0,0,0,0,0,0,0,0,0,0,0,0,0,0,0,0,0,0,0,0,0,0,0,0,0,0,0,0,0,0,0,0,0,0,0,0,0,0,0]
[2024,124,0,0,0,0,0,0,0,0,0,0,0,0,0,0,0,0,0,0,0,0,0,0,0,0,0,0,0,0,0,0,0,0,0,0,0,0,0,0,0,0,0,0,0,0,0,0,0,0,0,0,0,0,0]
[2024,128,0,0,0,0,0,0,0,0,0,0,0,0,0,0,0,0,0,0,0,0,0,0,0,0,0,0,0,0,0,0,0,0,0,0,0,0,0,0,0,0,0,0,0,0,0,0,0,0,0,0,0,0,0]
[2024,134,0,0,0,0,0,0,0,0,0,0,0,0,0,0,0,0,0,0,0,0,0,0,0,0,0,0,0,0,0,0,0,0,0,0,0,0,0,0,0,0,0,0,0,0,0,0,0,0,0,0,0,0,0]
[2024,135,0,0,0,0,0,0,0,0,0,0,0,0,0,0,0,0,0,0,0,0,0,0,0,0,0,0,0,0,0,0,0,0,0,0,0,0,0,0,0,0,0,0,0,0,0,0,0,0,0,0,0,0,0]
[2024,145,0,0,0,0,0,0,0,0,0,0,0,0,0,0,0,0,0,0,0,0,0,0,0,0,0,0,0,0,0,0,0,0,0,0,0,0,0,0,0,0,0,0,0,0,0,0,0,0,0,0,0,0,0]
[2024,146,0,0,0,0,0,0,0,0,0,0,0,0,0,0,0,0,0,0,0,0,0,0,0,0,0,0,0,0,0,0,0,0,0,0,0,0,0,0,0,0,0,0,0,0,0,0,0,0,0,0,0,0,0]
[2025,2,8760,8760,8742,8760,8760,8760,8760,8760,8760,8760,8760,8332,8760,8760,8760,8756,8759,8760,8751,8760,8760,8760,8760,8760,8759,8724,8760,8760,8760,8759,8759,8760,8760,8760,8760,8760,8756,0,8760,8760,8749,8760,0,0,5512,8760,8446,8760,8760,8760,0,0,8760]
[2025,8,5377,8760,5356,6749,7068,3593,6897,8760,5377,8760,8760,6622,8760,8760,8760,8755,7827,8006,4944,8760,8760,8760,8760,8760,8759,8616,8760,8760,8483,8759,8759,8758,8760,8733,8760,8760,8756,0,8583,3795,8150,8760,0,0,0,7535,4760,8144,8760,8760,0,0,8760]
[2025,13,1757,8733,843,1915,1673,301,1738,7893,1757,8760,8760,2944,8760,8719,8754,8755,4208,4412,896,8760,7971,8759,8760,8531,6192,6201,8759,7042,5158,8668,8759,6438,8760,6094,8655,8758,8752,0,5669,85,3219,6795,0,0,0,3076,2408,2390,7823,8759,0,0,6749]
[2025,19,6,8424,66,219,156,14,51,5065,6,8758,8753,529,8565,8533,8264,7781,801,765,81,7146,5186,7824,5394,5864,2494,3593,6653,2696,1396,6814,8736,3106,7032,2266,4239,7192,7080,0,1948,0,536,1612,0,0,0,485,261,296,3750,7834,0,0,3396]
[2025,25,0,6303,10,28,30,0,2,1966,0,8461,6975,81,6209,7307,6457,4648,95,79,0,3849,2319,5500,1489,3504,482,1386,3053,716,138,4350,7020,766,4248,532,2402,4250,4889,0,201,0,56,243,0,0,0,44,27,40,1271,4064,0,0,816]
[2025,28,0,4466,0,5,7,0,0,1117,0,7792,6036,41,4775,6088,6030,2821,48,38,0,2427,1236,4411,721,2852,178,484,1496,354,39,3758,5659,279,2714,191,1392,2642,3875,0,90,0,24,65,0,0,0,11,7,28,387,3073,0,0,354]
[2025,37,0,203,0,0,0,0,0,147,0,4456,2799,8,2555,2936,4295,309,0,0,0,522,87,1310,24,497,27,0,99,42,0,2142,3483,26,651,25,45,372,1495,0,10,0,0,8,0,0,0,0,0,6,19,628,0,0,56]
[2025,42,0,68,0,0,0,0,0,24,0,2469,1552,4,1432,2051,3721,97,0,0,0,196,33,329,3,61,2,0,35,9,0,774,2096,8,195,3,0,83,678,0,0,0,0,3,0,0,0,0,0,4,6,102,0,0,20]
[2025,45,0,35,0,0,0,0,0,10,0,1624,1047,1,798,1392,3226,58,0,0,0,86,15,159,1,26,0,0,14,3,0,336,1241,3,85,0,0,44,360,0,0,0,0,0,0,0,0,0,0,2,0,57,0,0,10]
[2025,54,0,0,0,0,0,0,0,0,0,345,227,0,72,47,2342,12,0,0,0,16,0,43,0,0,0,0,0,0,0,0,152,0,16,0,0,2,21,0,0,0,0,0,0,0,0,0,0,0,0,0,0,0,0]
[2025,59,0,0,0,0,0,0,0,0,0,106,125,0,14,0,1873,1,0,0,0,5,0,16,0,0,0,0,0,0,0,0,74,0,5,0,0,0,7,0,0,0,0,0,0,0,0,0,0,0,0,0,0,0,0]
[2025,62,0,0,0,0,0,0,0,0,0,56,91,0,6,0,1471,0,0,0,0,1,0,6,0,0,0,0,0,0,0,0,45,0,2,0,0,0,1,0,0,0,0,0,0,0,0,0,0,0,0,0,0,0,0]
[2025,66,0,0,0,0,0,0,0,0,0,22,67,0,0,0,603,0,0,0,0,0,0,0,0,0,0,0,0,0,0,0,24,0,0,0,0,0,0,0,0,0,0,0,0,0,0,0,0,0,0,0,0,0,0]
[2025,71,0,0,0,0,0,0,0,0,0,4,42,0,0,0,43,0,0,0,0,0,0,0,0,0,0,0,0,0,0,0,11,0,0,0,0,0,0,0,0,0,0,0,0,0,0,0,0,0,0,0,0,0,0]
[2025,77,0,0,0,0,0,0,0,0,0,0,21,0,0,0,0,0,0,0,0,0,0,0,0,0,0,0,0,0,0,0,0,0,0,0,0,0,0,0,0,0,0,0,0,0,0,0,0,0,0,0,0,0,0]
[2025,83,0,0,0,0,0,0,0,0,0,0,10,0,0,0,0,0,0,0,0,0,0,0,0,0,0,0,0,0,0,0,0,0,0,0,0,0,0,0,0,0,0,0,0,0,0,0,0,0,0,0,0,0,0]
[2025,88,0,0,0,0,0,0,0,0,0,0,0,0,0,0,0,0,0,0,0,0,0,0,0,0,0,0,0,0,0,0,0,0,0,0,0,0,0,0,0,0,0,0,0,0,0,0,0,0,0,0,0,0,0]
[2025,95,0,0,0,0,0,0,0,0,0,0,0,0,0,0,0,0,0,0,0,0,0,0,0,0,0,0,0,0,0,0,0,0,0,0,0,0,0,0,0,0,0,0,0,0,0,0,0,0,0,0,0,0,0]
[2025,100,0,0,0,0,0,0,0,0,0,0,0,0,0,0,0,0,0,0,0,0,0,0,0,0,0,0,0,0,0,0,0,0,0,0,0,0,0,0,0,0,0,0,0,0,0,0,0,0,0,0,0,0,0]
[2025,105,0,0,0,0,0,0,0,0,0,0,0,0,0,0,0,0,0,0,0,0,0,0,0,0,0,0,0,0,0,0,0,0,0,0,0,0,0,0,0,0,0,0,0,0,0,0,0,0,0,0,0,0,0]
[2025,112,0,0,0,0,0,0,0,0,0,0,0,0,0,0,0,0,0,0,0,0,0,0,0,0,0,0,0,0,0,0,0,0,0,0,0,0,0,0,0,0,0,0,0,0,0,0,0,0,0,0,0,0,0]
[2025,117,0,0,0,0,0,0,0,0,0,0,0,0,0,0,0,0,0,0,0,0,0,0,0,0,0,0,0,0,0,0,0,0,0,0,0,0,0,0,0,0,0,0,0,0,0,0,0,0,0,0,0,0,0]
[2025,120,0,0,0,0,0,0,0,0,0,0,0,0,0,0,0,0,0,0,0,0,0,0,0,0,0,0,0,0,0,0,0,0,0,0,0,0,0,0,0,0,0,0,0,0,0,0,0,0,0,0,0,0,0]
[2025,129,0,0,0,0,0,0,0,0,0,0,0,0,0,0,0,0,0,0,0,0,0,0,0,0,0,0,0,0,0,0,0,0,0,0,0,0,0,0,0,0,0,0,0,0,0,0,0,0,0,0,0,0,0]
[2025,134,0,0,0,0,0,0,0,0,0,0,0,0,0,0,0,0,0,0,0,0,0,0,0,0,0,0,0,0,0,0,0,0,0,0,0,0,0,0,0,0,0,0,0,0,0,0,0,0,0,0,0,0,0]
[2025,137,0,0,0,0,0,0,0,0,0,0,0,0,0,0,0,0,0,0,0,0,0,0,0,0,0,0,0,0,0,0,0,0,0,0,0,0,0,0,0,0,0,0,0,0,0,0,0,0,0,0,0,0,0]
[2025,141,0,0,0,0,0,0,0,0,0,0,0,0,0,0,0,0,0,0,0,0,0,0,0,0,0,0,0,0,0,0,0,0,0,0,0,0,0,0,0,0,0,0,0,0,0,0,0,0,0,0,0,0,0]
[2025,146,0,0,0,0,0,0,0,0,0,0,0,0,0,0,0,0,0,0,0,0,0,0,0,0,0,0,0,0,0,0,0,0,0,0,0,0,0,0,0,0,0,0,0,0,0,0,0,0,0,0,0,0,0]
[2026,3,8760,8760,8742,8760,8760,8760,8760,8760,8760,8760,8760,8331,8760,8760,8760,8756,8759,8760,8751,8760,8760,8760,8760,8760,8759,8711,8760,8760,8760,8759,8759,8760,8760,8760,8760,8760,8756,0,8760,8760,8749,8760,0,0,1957,8760,8053,8760,8760,8760,0,0,8760]
[2026,8,5478,8760,5491,6808,7190,3746,7022,8760,5478,8760,8760,6723,8760,8760,8760,8755,7917,8120,5225,8760,8760,8760,8760,8760,8759,8623,8760,8760,8540,8759,8759,8760,8760,8757,8760,8760,8756,0,8662,3853,8236,8760,0,0,0,7630,4810,8295,8760,8760,0,0,8760]
[2026,13,1917,8736,895,2022,1791,363,1877,7985,1917,8760,8760,3204,8760,8721,8756,8755,4407,4662,950,8760,8073,8759,8760,8550,6362,6322,8760,7160,5277,8686,8759,6562,8760,6170,8660,8760,8754,0,5752,98,3431,7076,0,0,0,3215,2468,2607,7922,8760,0,0,6849]
[2026,20,3,8369,55,147,124,13,44,4622,3,8757,8687,457,8407,8459,8023,7406,612,599,48,6759,4857,7471,4805,5376,2180,3369,6176,2297,1113,6517,8687,2709,6790,1972,3918,6823,6843,0,1515,0,425,1356,0,0,0,362,200,247,3397,7398,0,0,2923]
[2026,25,0,6527,13,30,34,0,3,2107,0,8530,7093,101,6419,7419,6528,4845,106,91,0,4060,2483,5607,1591,3560,564,1585,3246,771,155,4414,7209,844,4551,578,2460,4435,4984,0,225,0,59,290,0,0,0,48,32,44,1335,4189,0,0,892]
[2026,30,0,3336,0,0,2,0,0,850,0,7302,5567,29,4205,5345,5864,2013,35,24,0,1847,810,4014,460,2517,124,244,996,220,23,3484,5041,165,2264,133,835,1954,3305,0,67,0,16,41,0,0,0,6,4,20,209,2666,0,0,221]
[2026,37,0,256,0,0,0,0,0,197,0,4719,3019,9,2639,3038,4369,343,0,0,0,570,93,1435,28,590,29,0,110,45,0,2253,3567,30,761,25,57,416,1550,0,11,0,0,10,0,0,0,0,0,8,23,730,0,0,60]
[2026,43,0,64,0,0,0,0,0,23,0,2367,1473,4,1328,1968,3685,88,0,0,0,172,32,283,2,56,1,0,29,9,0,691,1954,8,191,3,0,70,601,0,0,0,0,2,0,0,0,0,0,3,6,95,0,0,19]
[2026,47,0,14,0,0,0,0,0,8,0,1358,851,0,607,1084,2995,47,0,0,0,60,10,123,0,14,0,0,9,1,0,191,916,3,69,0,0,29,213,0,0,0,0,0,0,0,0,0,0,0,0,43,0,0,7]
[2026,54,0,0,0,0,0,0,0,0,0,392,278,0,103,90,2404,15,0,0,0,19,0,48,0,0,0,0,0,0,0,0,175,0,20,0,0,3,22,0,0,0,0,0,0,0,0,0,0,0,0,0,0,0,0]
[2026,56,0,0,0,0,0,0,0,0,0,269,193,0,46,14,2247,5,0,0,0,12,0,32,0,0,0,0,0,0,0,0,120,0,14,0,0,0,13,0,0,0,0,0,0,0,0,0,0,0,0,0,0,0,0]
[2026,61,0,0,0,0,0,0,0,0,0,78,111,0,12,0,1750,0,0,0,0,3,0,13,0,0,0,0,0,0,0,0,62,0,4,0,0,0,4,0,0,0,0,0,0,0,0,0,0,0,0,0,0,0,0]
[2026,67,0,0,0,0,0,0,0,0,0,21,70,0,1,0,582,0,0,0,0,0,0,0,0,0,0,0,0,0,0,0,24,0,0,0,0,0,0,0,0,0,0,0,0,0,0,0,0,0,0,0,0,0,0]
[2026,73,0,0,0,0,0,0,0,0,0,4,38,0,0,0,22,0,0,0,0,0,0,0,0,0,0,0,0,0,0,0,8,0,0,0,0,0,0,0,0,0,0,0,0,0,0,0,0,0,0,0,0,0,0]
[2026,78,0,0,0,0,0,0,0,0,0,0,22,0,0,0,0,0,0,0,0,0,0,0,0,0,0,0,0,0,0,0,0,0,0,0,0,0,0,0,0,0,0,0,0,0,0,0,0,0,0,0,0,0,0]
[2026,84,0,0,0,0,0,0,0,0,0,0,11,0,0,0,0,0,0,0,0,0,0,0,0,0,0,0,0,0,0,0,0,0,0,0,0,0,0,0,0,0,0,0,0,0,0,0,0,0,0,0,0,0,0]
[2026,90,0,0,0,0,0,0,0,0,0,0,0,0,0,0,0,0,0,0,0,0,0,0,0,0,0,0,0,0,0,0,0,0,0,0,0,0,0,0,0,0,0,0,0,0,0,0,0,0,0,0,0,0,0]
[2026,95,0,0,0,0,0,0,0,0,0,0,0,0,0,0,0,0,0,0,0,0,0,0,0,0,0,0,0,0,0,0,0,0,0,0,0,0,0,0,0,0,0,0,0,0,0,0,0,0,0,0,0,0,0]
[2026,101,0,0,0,0,0,0,0,0,0,0,0,0,0,0,0,0,0,0,0,0,0,0,0,0,0,0,0,0,0,0,0,0,0,0,0,0,0,0,0,0,0,0,0,0,0,0,0,0,0,0,0,0,0]
[2026,107,0,0,0,0,0,0,0,0,0,0,0,0,0,0,0,0,0,0,0,0,0,0,0,0,0,0,0,0,0,0,0,0,0,0,0,0,0,0,0,0,0,0,0,0,0,0,0,0,0,0,0,0,0]
[2026,113,0,0,0,0,0,0,0,0,0,0,0,0,0,0,0,0,0,0,0,0,0,0,0,0,0,0,0,0,0,0,0,0,0,0,0,0,0,0,0,0,0,0,0,0,0,0,0,0,0,0,0,0,0]
[2026,116,0,0,0,0,0,0,0,0,0,0,0,0,0,0,0,0,0,0,0,0,0,0,0,0,0,0,0,0,0,0,0,0,0,0,0,0,0,0,0,0,0,0,0,0,0,0,0,0,0,0,0,0,0]
[2026,124,0,0,0,0,0,0,0,0,0,0,0,0,0,0,0,0,0,0,0,0,0,0,0,0,0,0,0,0,0,0,0,0,0,0,0,0,0,0,0,0,0,0,0,0,0,0,0,0,0,0,0,0,0]
[2026,125,0,0,0,0,0,0,0,0,0,0,0,0,0,0,0,0,0,0,0,0,0,0,0,0,0,0,0,0,0,0,0,0,0,0,0,0,0,0,0,0,0,0,0,0,0,0,0,0,0,0,0,0,0]
[2026,133,0,0,0,0,0,0,0,0,0,0,0,0,0,0,0,0,0,0,0,0,0,0,0,0,0,0,0,0,0,0,0,0,0,0,0,0,0,0,0,0,0,0,0,0,0,0,0,0,0,0,0,0,0]
[2026,136,0,0,0,0,0,0,0,0,0,0,0,0,0,0,0,0,0,0,0,0,0,0,0,0,0,0,0,0,0,0,0,0,0,0,0,0,0,0,0,0,0,0,0,0,0,0,0,0,0,0,0,0,0]
[2026,142,0,0,0,0,0,0,0,0,0,0,0,0,0,0,0,0,0,0,0,0,0,0,0,0,0,0,0,0,0,0,0,0,0,0,0,0,0,0,0,0,0,0,0,0,0,0,0,0,0,0,0,0,0]
[2026,150,0,0,0,0,0,0,0,0,0,0,0,0,0,0,0,0,0,0,0,0,0,0,0,0,0,0,0,0,0,0,0,0,0,0,0,0,0,0,0,0,0,0,0,0,0,0,0,0,0,0,0,0,0]
[2027,4,8752,8760,8742,8760,8760,8654,8760,8760,8752,8760,8760,8329,8760,8760,8760,8755,8759,8760,8750,8760,8760,8760,8760,8760,8759,8698,8760,8760,8760,8759,8759,8760,8760,8760,8760,8760,8756,0,8760,8756,8748,8760,0,0,601,8760,7458,8760,8760,8760,0,0,8760]
[2027,9,4785,8760,4139,5997,6019,2743,5855,8760,4785,8760,8760,6372,8760,8760,8760,8755,7308,7483,3755,8760,8760,8760,8760,8760,8738,8449,8760,8760,8058,8759,8759,8637,8760,8199,8760,8760,8756,0,8224,2932,7539,8759,0,0,0,6919,4330,7430,8753,8760,0,0,8760]
[2027,17,83,8544,181,560,450,45,165,6435,83,8760,8760,1110,8754,8657,8633,8750,1681,1648,319,8200,6103,8614,7298,7047,4386,4317,7965,4182,2361,7857,8759,4497,8299,3642,5749,8276,7910,0,3590,0,1130,3524,0,0,0,1048,687,748,5126,8581,0,0,5263]
[2027,21,1,8270,49,105,99,8,27,4029,1,8749,8384,394,8166,8300,7708,6936,454,456,30,6337,4487,7051,3996,4817,1839,3127,5625,1869,848,6092,8569,2188,6496,1658,3527,6331,6497,0,1111,0,330,1141,0,0,0,244,141,185,3035,6826,0,0,2387]
[2027,26,0,5926,10,21,27,0,1,1850,0,8426,6853,82,5898,7096,6354,4265,85,68,0,3581,2057,5273,1327,3382,472,1258,2705,629,99,4216,6803,649,4224,444,2245,3944,4711,0,161,0,51,226,0,0,0,31,21,38,1007,3805,0,0,739]
[2027,33,0,1288,0,0,0,0,0,509,0,6335,4715,20,3453,4199,5380,1073,13,11,0,1165,312,3010,201,1817,72,43,382,86,9,3000,4367,68,1597,66,269,1152,2471,0,35,0,4,21,0,0,0,0,0,14,69,1957,0,0,112]
[2027,38,0,184,0,0,0,0,0,149,0,4434,2764,8,2501,2852,4255,272,0,0,0,497,80,1182,20,430,27,0,90,38,0,2071,3433,23,694,20,37,330,1383,0,9,0,0,8,0,0,0,0,0,6,17,527,0,0,55]
[2027,43,0,65,0,0,0,0,0,26,0,2516,1525,4,1369,1998,3707,93,0,0,0,183,32,297,2,56,3,0,30,10,0,713,2008,8,223,3,0,73,607,0,0,0,0,3,0,0,0,0,0,4,6,96,0,0,22]
[2027,45,0,45,0,0,0,0,0,15,0,1912,1195,3,967,1577,3384,67,0,0,0,108,18,183,1,32,1,0,18,6,0,420,1418,4,133,0,0,49,390,0,0,0,0,1,0,0,0,0,0,3,1,64,0,0,11]
[2027,50,0,0,0,0,0,0,0,3,0,914,574,0,337,654,2726,32,0,0,0,39,1,88,0,8,0,0,1,0,0,35,484,0,46,0,0,13,74,0,0,0,0,0,0,0,0,0,0,0,0,11,0,0,2]
[2027,60,{"$f":"INDEX(D1417:BC1417,MATCH($C$7,$D$7:$BC$7,0))","v":0},0,0,0,0,0,0,0,0,114,127,0,15,0,1896,1,0,0,0,7,0,16,0,0,0,0,0,0,0,0,78,0,7,0,0,0,7,0,0,0,0,0,0,0,0,0,0,0,0,0,0,0,0]
[2027,62,0,0,0,0,0,0,0,0,0,70,106,0,8,0,1677,0,0,0,0,3,0,11,0,0,0,0,0,0,0,0,57,0,4,0,0,0,1,0,0,0,0,0,0,0,0,0,0,0,0,0,0,0,0]
[2027,67,0,0,0,0,0,0,0,0,0,24,71,0,2,0,642,0,0,0,0,0,0,0,0,0,0,0,0,0,0,0,24,0,0,0,0,0,0,0,0,0,0,0,0,0,0,0,0,0,0,0,0,0,0]
[2027,75,0,0,0,0,0,0,0,0,0,3,34,0,0,0,6,0,0,0,0,0,0,0,0,0,0,0,0,0,0,0,5,0,0,0,0,0,0,0,0,0,0,0,0,0,0,0,0,0,0,0,0,0,0]
[2027,79,0,0,0,0,0,0,0,0,0,0,21,0,0,0,0,0,0,0,0,0,0,0,0,0,0,0,0,0,0,0,0,0,0,0,0,0,0,0,0,0,0,0,0,0,0,0,0,0,0,0,0,0,0]
[2027,86,0,0,0,0,0,0,0,0,0,0,6,0,0,0,0,0,0,0,0,0,0,0,0,0,0,0,0,0,0,0,0,0,0,0,0,0,0,0,0,0,0,0,0,0,0,0,0,0,0,0,0,0,0]
[2027,91,0,0,0,0,0,0,0,0,0,0,0,0,0,0,0,0,0,0,0,0,0,0,0,0,0,0,0,0,0,0,0,0,0,0,0,0,0,0,0,0,0,0,0,0,0,0,0,0,0,0,0,0,0]
[2027,96,0,0,0,0,0,0,0,0,0,0,0,0,0,0,0,0,0,0,0,0,0,0,0,0,0,0,0,0,0,0,0,0,0,0,0,0,0,0,0,0,0,0,0,0,0,0,0,0,0,0,0,0,0]
[2027,103,0,0,0,0,0,0,0,0,0,0,0,0,0,0,0,0,0,0,0,0,0,0,0,0,0,0,0,0,0,0,0,0,0,0,0,0,0,0,0,0,0,0,0,0,0,0,0,0,0,0,0,0,0]
[2027,108,0,0,0,0,0,0,0,0,0,0,0,0,0,0,0,0,0,0,0,0,0,0,0,0,0,0,0,0,0,0,0,0,0,0,0,0,0,0,0,0,0,0,0,0,0,0,0,0,0,0,0,0,0]
[2027,113,0,0,0,0,0,0,0,0,0,0,0,0,0,0,0,0,0,0,0,0,0,0,0,0,0,0,0,0,0,0,0,0,0,0,0,0,0,0,0,0,0,0,0,0,0,0,0,0,0,0,0,0,0]
[2027,118,0,0,0,0,0,0,0,0,0,0,0,0,0,0,0,0,0,0,0,0,0,0,0,0,0,0,0,0,0,0,0,0,0,0,0,0,0,0,0,0,0,0,0,0,0,0,0,0,0,0,0,0,0]
[2027,120,0,0,0,0,0,0,0,0,0,0,0,0,0,0,0,0,0,0,0,0,0,0,0,0,0,0,0,0,0,0,0,0,0,0,0,0,0,0,0,0,0,0,0,0,0,0,0,0,0,0,0,0,0]
[2027,125,0,0,0,0,0,0,0,0,0,0,0,0,0,0,0,0,0,0,0,0,0,0,0,0,0,0,0,0,0,0,0,0,0,0,0,0,0,0,0,0,0,0,0,0,0,0,0,0,0,0,0,0,0]
[2027,135,0,0,0,0,0,0,0,0,0,0,0,0,0,0,0,0,0,0,0,0,0,0,0,0,0,0,0,0,0,0,0,0,0,0,0,0,0,0,0,0,0,0,0,0,0,0,0,0,0,0,0,0,0]
[2027,137,0,0,0,0,0,0,0,0,0,0,0,0,0,0,0,0,0,0,0,0,0,0,0,0,0,0,0,0,0,0,0,0,0,0,0,0,0,0,0,0,0,0,0,0,0,0,0,0,0,0,0,0,0]
[2027,144,0,0,0,0,0,0,0,0,0,0,0,0,0,0,0,0,0,0,0,0,0,0,0,0,0,0,0,0,0,0,0,0,0,0,0,0,0,0,0,0,0,0,0,0,0,0,0,0,0,0,0,0,0]
[2027,149,0,0,0,0,0,0,0,0,0,0,0,0,0,0,0,0,0,0,0,0,0,0,0,0,0,0,0,0,0,0,0,0,0,0,0,0,0,0,0,0,0,0,0,0,0,0,0,0,0,0,0,0,0]
[2028,4,8752,8760,8742,8760,8760,8666,8760,8760,8752,8760,8760,8329,8760,8760,8760,8755,8759,8760,8750,8760,8760,8760,8760,8760,8759,8699,8760,8760,8760,8759,8759,8760,8760,8760,8760,8760,8756,0,8760,8756,8748,8760,0,0,616,8760,7457,8760,8760,8760,0,0,8760]
[2028,11,3244,8756,1948,3638,3415,1048,4041,8754,3244,8760,8760,4992,8760,8751,8760,8755,6047,6225,2077,8760,8760,8760,8760,8718,7658,7582,8760,8566,6751,8756,8759,7912,8760,7167,8747,8760,8756,0,6876,885,5732,8467,0,0,0,5410,3499,5025,8636,8760,0,0,7904]
[2028,16,183,8600,274,788,667,76,404,6862,183,8760,8760,1629,8759,8682,8672,8754,2218,2243,460,8559,6483,8748,7977,7515,4954,4793,8341,4901,3063,8159,8759,4962,8740,4486,7073,8525,8165,0,4364,0,1570,4600,0,0,0,1425,1019,1104,5847,8707,0,0,5671]
[2028,21,1,8269,50,105,102,8,27,4133,1,8750,8422,420,8179,8305,7722,6940,476,482,31,6369,4498,7051,4070,4829,1975,3190,5653,1883,851,6103,8579,2219,6595,1661,3539,6344,6491,0,1122,0,342,1199,0,0,0,249,144,202,3043,6830,0,0,2447]
[2028,28,0,4740,1,7,12,0,0,1335,0,8058,6284,56,5004,6292,6076,3062,57,43,0,2682,1365,4532,829,2964,267,673,1667,411,46,3844,5901,328,3375,219,1538,2894,3988,0,102,0,32,109,0,0,0,12,11,31,444,3183,0,0,439]
[2028,33,0,1280,0,0,0,0,0,537,0,6417,4774,20,3470,4236,5405,1076,13,12,0,1189,318,3021,209,1830,74,62,390,90,9,3006,4386,69,1681,66,272,1158,2469,0,35,0,5,22,0,0,0,0,0,16,70,1961,0,0,115]
[2028,34,0,858,0,0,0,0,0,430,0,6036,4383,17,3245,3880,5126,821,10,10,0,1015,228,2593,146,1527,63,19,281,64,7,2831,4171,54,1450,53,169,929,2183,0,29,0,3,19,0,0,0,0,0,13,51,1621,0,0,99]
[2028,39,0,144,0,0,0,0,0,117,0,4142,2489,8,2335,2678,4124,205,0,0,0,429,68,945,15,296,24,0,70,27,0,1850,3259,15,615,17,26,217,1195,0,9,0,0,8,0,0,0,0,0,6,12,377,0,0,48]
[2028,45,0,45,0,0,0,0,0,16,0,1993,1222,3,986,1604,3398,67,0,0,0,111,19,183,1,32,1,0,18,6,0,423,1467,4,151,0,0,49,384,0,0,0,0,1,0,0,0,0,0,3,1,65,0,0,12]
[2028,54,0,0,0,0,0,0,0,0,0,462,312,0,119,115,2429,15,0,0,0,21,0,50,0,0,0,0,0,0,0,0,190,0,25,0,0,5,24,0,0,0,0,0,0,0,0,0,0,0,0,0,0,0,0]
[2028,57,0,0,0,0,0,0,0,0,0,259,184,0,37,8,2193,4,0,0,0,10,0,29,0,0,0,0,0,0,0,0,114,0,15,0,0,0,13,0,0,0,0,0,0,0,0,0,0,0,0,0,0,0,0]
[2028,63,0,0,0,0,0,0,0,0,0,63,98,0,7,0,1530,0,0,0,0,2,0,9,0,0,0,0,0,0,0,0,48,0,4,0,0,0,0,0,0,0,0,0,0,0,0,0,0,0,0,0,0,0,0]
[2028,71,0,0,0,0,0,0,0,0,0,10,51,0,0,0,135,0,0,0,0,0,0,0,0,0,0,0,0,0,0,0,14,0,0,0,0,0,0,0,0,0,0,0,0,0,0,0,0,0,0,0,0,0,0]
[2028,74,0,0,0,0,0,0,0,0,0,4,38,0,0,0,17,0,0,0,0,0,0,0,0,0,0,0,0,0,0,0,7,0,0,0,0,0,0,0,0,0,0,0,0,0,0,0,0,0,0,0,0,0,0]
[2028,80,0,0,0,0,0,0,0,0,0,0,21,0,0,0,0,0,0,0,0,0,0,0,0,0,0,0,0,0,0,0,0,0,0,0,0,0,0,0,0,0,0,0,0,0,0,0,0,0,0,0,0,0,0]
[2028,82,0,0,0,0,0,0,0,0,0,0,15,0,0,0,0,0,0,0,0,0,0,0,0,0,0,0,0,0,0,0,0,0,0,0,0,0,0,0,0,0,0,0,0,0,0,0,0,0,0,0,0,0,0]
[2028,91,0,0,0,0,0,0,0,0,0,0,0,0,0,0,0,0,0,0,0,0,0,0,0,0,0,0,0,0,0,0,0,0,0,0,0,0,0,0,0,0,0,0,0,0,0,0,0,0,0,0,0,0,0]
[2028,97,0,0,0,0,0,0,0,0,0,0,0,0,0,0,0,0,0,0,0,0,0,0,0,0,0,0,0,0,0,0,0,0,0,0,0,0,0,0,0,0,0,0,0,0,0,0,0,0,0,0,0,0,0]
[2028,99,0,0,0,0,0,0,0,0,0,0,0,0,0,0,0,0,0,0,0,0,0,0,0,0,0,0,0,0,0,0,0,0,0,0,0,0,0,0,0,0,0,0,0,0,0,0,0,0,0,0,0,0,0]
[2028,104,0,0,0,0,0,0,0,0,0,0,0,0,0,0,0,0,0,0,0,0,0,0,0,0,0,0,0,0,0,0,0,0,0,0,0,0,0,0,0,0,0,0,0,0,0,0,0,0,0,0,0,0,0]
[2028,114,0,0,0,0,0,0,0,0,0,0,0,0,0,0,0,0,0,0,0,0,0,0,0,0,0,0,0,0,0,0,0,0,0,0,0,0,0,0,0,0,0,0,0,0,0,0,0,0,0,0,0,0,0]
[2028,115,0,0,0,0,0,0,0,0,0,0,0,0,0,0,0,0,0,0,0,0,0,0,0,0,0,0,0,0,0,0,0,0,0,0,0,0,0,0,0,0,0,0,0,0,0,0,0,0,0,0,0,0,0]
[2028,121,0,0,0,0,0,0,0,0,0,0,0,0,0,0,0,0,0,0,0,0,0,0,0,0,0,0,0,0,0,0,0,0,0,0,0,0,0,0,0,0,0,0,0,0,0,0,0,0,0,0,0,0,0]
[2028,125,0,0,0,0,0,0,0,0,0,0,0,0,0,0,0,0,0,0,0,0,0,0,0,0,0,0,0,0,0,0,0,0,0,0,0,0,0,0,0,0,0,0,0,0,0,0,0,0,0,0,0,0,0]
[2028,132,0,0,0,0,0,0,0,0,0,0,0,0,0,0,0,0,0,0,0,0,0,0,0,0,0,0,0,0,0,0,0,0,0,0,0,0,0,0,0,0,0,0,0,0,0,0,0,0,0,0,0,0,0]
[2028,138,0,0,0,0,0,0,0,0,0,0,0,0,0,0,0,0,0,0,0,0,0,0,0,0,0,0,0,0,0,0,0,0,0,0,0,0,0,0,0,0,0,0,0,0,0,0,0,0,0,0,0,0,0]
[2028,142,0,0,0,0,0,0,0,0,0,0,0,0,0,0,0,0,0,0,0,0,0,0,0,0,0,0,0,0,0,0,0,0,0,0,0,0,0,0,0,0,0,0,0,0,0,0,0,0,0,0,0,0,0]
[2028,150,0,0,0,0,0,0,0,0,0,0,0,0,0,0,0,0,0,0,0,0,0,0,0,0,0,0,0,0,0,0,0,0,0,0,0,0,0,0,0,0,0,0,0,0,0,0,0,0,0,0,0,0,0]
[2029,5,8569,8760,8303,8760,8760,8023,8759,8760,8569,8760,8760,8142,8760,8760,8760,8755,8759,8760,8680,8760,8760,8760,8760,8760,8759,8685,8760,8760,8760,8759,8759,8760,8760,8760,8760,8760,8756,0,8760,8325,8748,8760,0,0,132,8760,6810,8760,8760,8760,0,0,8760]
[2029,9,4811,8760,4215,6005,6147,2872,5874,8760,4811,8760,8760,6515,8760,8760,8760,8755,7395,7559,3850,8760,8760,8760,8760,8760,8752,8514,8760,8760,8073,8759,8759,8663,8760,8213,8760,8760,8756,0,8237,2952,7634,8760,0,0,0,6953,4343,7633,8754,8760,0,0,8760]
[2029,17,83,8544,185,579,484,49,170,6553,83,8760,8760,1298,8756,8661,8640,8750,1794,1745,348,8246,6125,8619,7399,7073,4587,4450,8003,4238,2399,7877,8759,4511,8464,3682,5788,8283,7907,0,3652,0,1206,3890,0,0,0,1070,694,835,5156,8590,0,0,5336]
[2029,18,37,8493,114,411,297,31,90,6103,37,8760,8760,977,8731,8616,8563,8496,1360,1290,226,7860,5767,8355,6672,6607,4132,4093,7541,3523,1886,7469,8759,3948,8029,2964,4910,7862,7517,0,2883,0,902,2944,0,0,0,778,457,606,4470,8381,0,0,4738]
[2029,24,0,7332,21,41,50,0,4,2715,0,8669,7531,210,7055,7769,6841,5409,165,160,0,4827,3086,5999,2150,3878,1002,2357,4012,964,262,4779,7770,1133,5527,810,2746,4902,5297,0,349,0,103,564,0,0,0,78,51,83,1796,4804,0,0,1324]
[2029,29,0,4066,0,5,6,0,0,1165,0,7838,6026,51,4651,5933,6009,2530,49,37,0,2336,1114,4290,679,2753,223,538,1374,318,32,3694,5510,252,3048,176,1181,2433,3669,0,86,0,24,83,0,0,0,11,7,30,311,2953,0,0,355]
[2029,35,0,575,0,0,0,0,0,379,0,5737,4071,17,3052,3615,4892,643,5,8,0,880,172,2213,98,1223,55,11,217,61,2,2664,4011,48,1319,43,109,757,1951,0,24,0,0,14,0,0,0,0,0,13,40,1315,0,0,88]
[2029,41,0,94,0,0,0,0,0,65,0,3476,2058,7,1940,2366,3908,135,0,0,0,307,46,533,10,124,17,0,50,16,0,1256,2750,11,454,8,11,123,886,0,0,0,0,5,0,0,0,0,0,6,9,164,0,0,33]
[2029,46,0,31,0,0,0,0,0,13,0,1815,1135,3,818,1400,3253,55,0,0,0,90,13,151,1,25,1,0,12,4,0,330,1235,3,135,0,0,40,289,0,0,0,0,1,0,0,0,0,0,3,0,56,0,0,10]
[2029,52,0,0,0,0,0,0,0,2,0,743,451,0,228,386,2591,22,0,0,0,34,0,65,0,0,0,0,0,0,0,10,332,0,41,0,0,8,45,0,0,0,0,0,0,0,0,0,0,0,0,1,0,0,0]
[2029,58,0,0,0,0,0,0,0,0,0,234,167,0,29,2,2127,3,0,0,0,9,0,25,0,0,0,0,0,0,0,0,102,0,14,0,0,0,13,0,0,0,0,0,0,0,0,0,0,0,0,0,0,0,0]
[2029,63,0,0,0,0,0,0,0,0,0,70,104,0,7,0,1578,0,0,0,0,2,0,9,0,0,0,0,0,0,0,0,51,0,4,0,0,0,0,0,0,0,0,0,0,0,0,0,0,0,0,0,0,0,0]
[2029,67,0,0,0,0,0,0,0,0,0,30,78,0,4,0,743,0,0,0,0,0,0,0,0,0,0,0,0,0,0,0,26,0,2,0,0,0,0,0,0,0,0,0,0,0,0,0,0,0,0,0,0,0,0]
[2029,75,0,0,0,0,0,0,0,0,0,4,36,0,0,0,8,0,0,0,0,0,0,0,0,0,0,0,0,0,0,0,6,0,0,0,0,0,0,0,0,0,0,0,0,0,0,0,0,0,0,0,0,0,0]
[2029,78,0,0,0,0,0,0,0,0,0,0,26,0,0,0,0,0,0,0,0,0,0,0,0,0,0,0,0,0,0,0,1,0,0,0,0,0,0,0,0,0,0,0,0,0,0,0,0,0,0,0,0,0,0]
[2029,87,0,0,0,0,0,0,0,0,0,0,6,0,0,0,0,0,0,0,0,0,0,0,0,0,0,0,0,0,0,0,0,0,0,0,0,0,0,0,0,0,0,0,0,0,0,0,0,0,0,0,0,0,0]
[2029,92,0,0,0,0,0,0,0,0,0,0,0,0,0,0,0,0,0,0,0,0,0,0,0,0,0,0,0,0,0,0,0,0,0,0,0,0,0,0,0,0,0,0,0,0,0,0,0,0,0,0,0,0,0]
[2029,95,0,0,0,0,0,0,0,0,0,0,0,0,0,0,0,0,0,0,0,0,0,0,0,0,0,0,0,0,0,0,0,0,0,0,0,0,0,0,0,0,0,0,0,0,0,0,0,0,0,0,0,0,0]
[2029,99,0,0,0,0,0,0,0,0,0,0,0,0,0,0,0,0,0,0,0,0,0,0,0,0,0,0,0,0,0,0,0,0,0,0,0,0,0,0,0,0,0,0,0,0,0,0,0,0,0,0,0,0,0]
[2029,104,0,0,0,0,0,0,0,0,0,0,0,0,0,0,0,0,0,0,0,0,0,0,0,0,0,0,0,0,0,0,0,0,0,0,0,0,0,0,0,0,0,0,0,0,0,0,0,0,0,0,0,0,0]
[2029,110,0,0,0,0,0,0,0,0,0,0,0,0,0,0,0,0,0,0,0,0,0,0,0,0,0,0,0,0,0,0,0,0,0,0,0,0,0,0,0,0,0,0,0,0,0,0,0,0,0,0,0,0,0]
[2029,116,0,0,0,0,0,0,0,0,0,0,0,0,0,0,0,0,0,0,0,0,0,0,0,0,0,0,0,0,0,0,0,0,0,0,0,0,0,0,0,0,0,0,0,0,0,0,0,0,0,0,0,0,0]
[2029,121,0,0,0,0,0,0,0,0,0,0,0,0,0,0,0,0,0,0,0,0,0,0,0,0,0,0,0,0,0,0,0,0,0,0,0,0,0,0,0,0,0,0,0,0,0,0,0,0,0,0,0,0,0]
[2029,127,0,0,0,0,0,0,0,0,0,0,0,0,0,0,0,0,0,0,0,0,0,0,0,0,0,0,0,0,0,0,0,0,0,0,0,0,0,0,0,0,0,0,0,0,0,0,0,0,0,0,0,0,0]
[2029,133,0,0,0,0,0,0,0,0,0,0,0,0,0,0,0,0,0,0,0,0,0,0,0,0,0,0,0,0,0,0,0,0,0,0,0,0,0,0,0,0,0,0,0,0,0,0,0,0,0,0,0,0,0]
[2029,136,0,0,0,0,0,0,0,0,0,0,0,0,0,0,0,0,0,0,0,0,0,0,0,0,0,0,0,0,0,0,0,0,0,0,0,0,0,0,0,0,0,0,0,0,0,0,0,0,0,0,0,0,0]
[2029,145,0,0,0,0,0,0,0,0,0,0,0,0,0,0,0,0,0,0,0,0,0,0,0,0,0,0,0,0,0,0,0,0,0,0,0,0,0,0,0,0,0,0,0,0,0,0,0,0,0,0,0,0,0]
[2029,150,0,0,0,0,0,0,0,0,0,0,0,0,0,0,0,0,0,0,0,0,0,0,0,0,0,0,0,0,0,0,0,0,0,0,0,0,0,0,0,0,0,0,0,0,0,0,0,0,0,0,0,0,0]
[2030,3,8760,8760,8742,8760,8760,8760,8760,8760,8760,8760,8760,8331,8760,8760,8760,8756,8759,8760,8751,8760,8760,8760,8760,8760,8759,8713,8760,8760,8760,8759,8759,8760,8760,8760,8760,8760,8756,0,8760,8760,8749,8760,0,0,2110,8760,8065,8760,8760,8760,0,0,8760]
[2030,12,2686,8748,1393,2757,2627,688,2934,8643,2686,8760,8760,4427,8760,8742,8760,8755,5464,5736,1499,8760,8713,8759,8760,8665,7244,7144,8760,7905,6041,8737,8759,7306,8760,6673,8709,8760,8756,0,6301,415,4785,8115,0,0,0,4424,3023,4071,8369,8760,0,0,7502]
[2030,17,85,8544,187,584,493,52,175,6582,85,8760,8760,1333,8756,8663,8643,8750,1824,1787,354,8255,6138,8627,7453,7085,4642,4500,8018,4263,2418,7887,8759,4521,8497,3701,5809,8292,7914,0,3684,0,1226,3996,0,0,0,1079,703,865,5163,8594,0,0,5362]
[2030,20,4,8376,58,156,137,15,44,5027,4,8757,8748,600,8485,8475,8123,7458,740,705,58,6919,4913,7542,5108,5508,2787,3597,6340,2392,1159,6588,8719,2823,7169,2050,3964,6877,6865,0,1619,0,498,1745,0,0,0,392,213,327,3441,7476,0,0,3205]
[2030,24,0,7342,21,41,51,1,4,2753,0,8676,7558,214,7097,7777,6851,5424,171,164,0,4859,3111,6015,2183,3891,1044,2419,4047,970,265,4791,7799,1143,5581,820,2754,4922,5302,0,354,0,104,581,0,0,0,78,53,87,1809,4827,0,0,1348]
[2030,29,0,4082,0,5,7,0,0,1194,0,7873,6050,52,4678,5959,6019,2559,51,38,0,2360,1125,4306,696,2770,234,557,1393,320,33,3700,5541,255,3143,177,1191,2454,3675,0,87,0,24,85,0,0,0,11,7,30,316,2960,0,0,363]
[2030,36,0,388,0,0,0,0,0,313,0,5470,3719,15,2900,3377,4681,491,2,3,0,750,128,1831,56,933,46,4,156,52,2,2505,3830,40,1176,33,83,597,1734,0,19,0,0,14,0,0,0,0,0,11,29,1035,0,0,76]
[2030,41,0,96,0,0,0,0,0,71,0,3537,2090,8,1964,2377,3915,137,0,0,0,311,46,546,11,127,19,0,51,16,0,1277,2788,11,478,8,11,124,893,0,0,0,0,6,0,0,0,0,0,6,9,166,0,0,34]
[2030,46,0,32,0,0,0,0,0,14,0,1865,1149,3,840,1424,3274,56,0,0,0,91,13,152,1,26,1,0,12,4,0,333,1260,4,141,0,0,40,289,0,0,0,0,1,0,0,0,0,0,3,0,57,0,0,10]
[2030,53,0,0,0,0,0,0,0,2,0,647,401,0,176,270,2527,18,0,0,0,26,0,61,0,0,0,0,0,0,0,5,262,0,35,0,0,6,33,0,0,0,0,0,0,0,0,0,0,0,0,0,0,0,0]
[2030,59,0,0,0,0,0,0,0,0,0,191,155,0,23,0,2056,3,0,0,0,9,0,18,0,0,0,0,0,0,0,0,92,0,14,0,0,0,9,0,0,0,0,0,0,0,0,0,0,0,0,0,0,0,0]
[2030,63,0,0,0,0,0,0,0,0,0,72,106,0,7,0,1619,0,0,0,0,3,0,9,0,0,0,0,0,0,0,0,53,0,4,0,0,0,0,0,0,0,0,0,0,0,0,0,0,0,0,0,0,0,0]
[2030,70,0,0,0,0,0,0,0,0,0,18,56,0,0,0,263,0,0,0,0,0,0,0,0,0,0,0,0,0,0,0,16,0,0,0,0,0,0,0,0,0,0,0,0,0,0,0,0,0,0,0,0,0,0]
[2030,76,0,0,0,0,0,0,0,0,0,4,32,0,0,0,6,0,0,0,0,0,0,0,0,0,0,0,0,0,0,0,4,0,0,0,0,0,0,0,0,0,0,0,0,0,0,0,0,0,0,0,0,0,0]
[2030,80,0,0,0,0,0,0,0,0,0,0,22,0,0,0,0,0,0,0,0,0,0,0,0,0,0,0,0,0,0,0,0,0,0,0,0,0,0,0,0,0,0,0,0,0,0,0,0,0,0,0,0,0,0]
[2030,87,0,0,0,0,0,0,0,0,0,0,7,0,0,0,0,0,0,0,0,0,0,0,0,0,0,0,0,0,0,0,0,0,0,0,0,0,0,0,0,0,0,0,0,0,0,0,0,0,0,0,0,0,0]
[2030,89,0,0,0,0,0,0,0,0,0,0,2,0,0,0,0,0,0,0,0,0,0,0,0,0,0,0,0,0,0,0,0,0,0,0,0,0,0,0,0,0,0,0,0,0,0,0,0,0,0,0,0,0,0]
[2030,94,0,0,0,0,0,0,0,0,0,0,0,0,0,0,0,0,0,0,0,0,0,0,0,0,0,0,0,0,0,0,0,0,0,0,0,0,0,0,0,0,0,0,0,0,0,0,0,0,0,0,0,0,0]
[2030,100,0,0,0,0,0,0,0,0,0,0,0,0,0,0,0,0,0,0,0,0,0,0,0,0,0,0,0,0,0,0,0,0,0,0,0,0,0,0,0,0,0,0,0,0,0,0,0,0,0,0,0,0,0]
[2030,106,0,0,0,0,0,0,0,0,0,0,0,0,0,0,0,0,0,0,0,0,0,0,0,0,0,0,0,0,0,0,0,0,0,0,0,0,0,0,0,0,0,0,0,0,0,0,0,0,0,0,0,0,0]
[2030,111,0,0,0,0,0,0,0,0,0,0,0,0,0,0,0,0,0,0,0,0,0,0,0,0,0,0,0,0,0,0,0,0,0,0,0,0,0,0,0,0,0,0,0,0,0,0,0,0,0,0,0,0,0]
[2030,117,0,0,0,0,0,0,0,0,0,0,0,0,0,0,0,0,0,0,0,0,0,0,0,0,0,0,0,0,0,0,0,0,0,0,0,0,0,0,0,0,0,0,0,0,0,0,0,0,0,0,0,0,0]
[2030,123,0,0,0,0,0,0,0,0,0,0,0,0,0,0,0,0,0,0,0,0,0,0,0,0,0,0,0,0,0,0,0,0,0,0,0,0,0,0,0,0,0,0,0,0,0,0,0,0,0,0,0,0,0]
[2030,128,0,0,0,0,0,0,0,0,0,0,0,0,0,0,0,0,0,0,0,0,0,0,0,0,0,0,0,0,0,0,0,0,0,0,0,0,0,0,0,0,0,0,0,0,0,0,0,0,0,0,0,0,0]
[2030,134,0,0,0,0,0,0,0,0,0,0,0,0,0,0,0,0,0,0,0,0,0,0,0,0,0,0,0,0,0,0,0,0,0,0,0,0,0,0,0,0,0,0,0,0,0,0,0,0,0,0,0,0,0]
[2030,140,0,0,0,0,0,0,0,0,0,0,0,0,0,0,0,0,0,0,0,0,0,0,0,0,0,0,0,0,0,0,0,0,0,0,0,0,0,0,0,0,0,0,0,0,0,0,0,0,0,0,0,0,0]
[2030,146,0,0,0,0,0,0,0,0,0,0,0,0,0,0,0,0,0,0,0,0,0,0,0,0,0,0,0,0,0,0,0,0,0,0,0,0,0,0,0,0,0,0,0,0,0,0,0,0,0,0,0,0,0]
[2030,149,0,0,0,0,0,0,0,0,0,0,0,0,0,0,0,0,0,0,0,0,0,0,0,0,0,0,0,0,0,0,0,0,0,0,0,0,0,0,0,0,0,0,0,0,0,0,0,0,0,0,0,0,0]
[2031,7,6699,8760,6424,7669,8144,5360,8182,8760,6699,8760,8760,7339,8760,8760,8760,8755,8736,8760,7080,8760,8760,8760,8760,8760,8759,8660,8760,8760,8759,8759,8759,8760,8760,8760,8760,8760,8756,0,8760,4869,8700,8760,0,0,9,8496,5394,8760,8760,8760,0,0,8760]
[2031,8,5529,8760,5587,6821,7337,3980,7096,8760,5529,8760,8760,6932,8760,8760,8760,8755,8046,8279,5599,8760,8760,8760,8760,8760,8759,8638,8760,8760,8573,8759,8759,8760,8760,8757,8760,8760,8756,0,8705,3898,8328,8760,0,0,0,7677,4840,8546,8760,8760,0,0,8760]
[2031,16,190,8602,288,799,694,81,417,6938,190,8760,8760,1817,8760,8682,8676,8754,2303,2333,475,8597,6506,8750,8043,7549,5175,4926,8373,4958,3111,8175,8759,5014,8756,4551,7132,8531,8170,0,4402,0,1633,4897,0,0,0,1454,1039,1227,5890,8709,0,0,5726]
[2031,20,4,8376,58,156,137,15,44,5027,4,8757,8748,600,8485,8475,8123,7458,740,705,58,6919,4913,7542,5108,5508,2787,3597,6340,2392,1159,6588,8719,2823,7169,2050,3964,6877,6865,0,1619,0,498,1745,0,0,0,392,213,327,3441,7476,0,0,3205]
[2031,25,0,6582,16,30,42,0,3,2348,0,8602,7270,156,6574,7522,6625,4928,121,115,0,4310,2598,5661,1767,3620,787,2014,3428,806,170,4466,7358,882,5158,620,2498,4505,5001,0,245,0,69,417,0,0,0,52,36,66,1397,4273,0,0,1027]
[2031,33,0,1297,0,0,0,0,0,576,0,6555,4869,25,3523,4314,5460,1103,15,13,0,1242,330,3061,223,1869,86,79,422,92,9,3031,4409,73,1836,68,279,1179,2476,0,37,0,5,24,0,0,0,0,0,17,72,2005,0,0,121]
[2031,37,0,268,0,0,0,0,0,251,0,5091,3311,13,2727,3150,4454,364,0,0,0,638,102,1500,35,663,40,2,123,48,0,2317,3633,30,996,25,61,447,1568,0,12,0,0,12,0,0,0,0,0,8,24,774,0,0,66]
[2031,42,0,77,0,0,0,0,0,48,0,3123,1862,5,1727,2226,3833,108,0,0,0,244,39,397,4,89,13,0,42,12,0,976,2464,10,390,7,5,92,740,0,0,0,0,5,0,0,0,0,0,5,7,125,0,0,31]
[2031,50,0,0,0,0,0,0,0,6,0,1059,631,0,377,716,2758,32,0,0,0,44,1,89,0,8,0,0,4,0,0,40,543,0,57,0,0,13,75,0,0,0,0,0,0,0,0,0,0,0,0,11,0,0,3]
[2031,54,0,0,0,0,0,0,0,1,0,521,328,0,136,154,2446,15,0,0,0,22,0,53,0,0,0,0,0,0,0,0,207,0,30,0,0,6,24,0,0,0,0,0,0,0,0,0,0,0,0,0,0,0,0]
[2031,59,0,0,0,0,0,0,0,0,0,191,155,0,23,0,2056,3,0,0,0,9,0,18,0,0,0,0,0,0,0,0,92,0,14,0,0,0,9,0,0,0,0,0,0,0,0,0,0,0,0,0,0,0,0]
[2031,66,0,0,0,0,0,0,0,0,0,38,83,0,5,0,994,0,0,0,0,0,0,0,0,0,0,0,0,0,0,0,33,0,4,0,0,0,0,0,0,0,0,0,0,0,0,0,0,0,0,0,0,0,0]
[2031,71,0,0,0,0,0,0,0,0,0,12,54,0,0,0,171,0,0,0,0,0,0,0,0,0,0,0,0,0,0,0,14,0,0,0,0,0,0,0,0,0,0,0,0,0,0,0,0,0,0,0,0,0,0]
[2031,76,0,0,0,0,0,0,0,0,0,4,32,0,0,0,6,0,0,0,0,0,0,0,0,0,0,0,0,0,0,0,4,0,0,0,0,0,0,0,0,0,0,0,0,0,0,0,0,0,0,0,0,0,0]
[2031,78,0,0,0,0,0,0,0,0,0,0,26,0,0,0,0,0,0,0,0,0,0,0,0,0,0,0,0,0,0,0,1,0,0,0,0,0,0,0,0,0,0,0,0,0,0,0,0,0,0,0,0,0,0]
[2031,83,0,0,0,0,0,0,0,0,0,0,15,0,0,0,0,0,0,0,0,0,0,0,0,0,0,0,0,0,0,0,0,0,0,0,0,0,0,0,0,0,0,0,0,0,0,0,0,0,0,0,0,0,0]
[2031,91,0,0,0,0,0,0,0,0,0,0,1,0,0,0,0,0,0,0,0,0,0,0,0,0,0,0,0,0,0,0,0,0,0,0,0,0,0,0,0,0,0,0,0,0,0,0,0,0,0,0,0,0,0]
[2031,95,0,0,0,0,0,0,0,0,0,0,0,0,0,0,0,0,0,0,0,0,0,0,0,0,0,0,0,0,0,0,0,0,0,0,0,0,0,0,0,0,0,0,0,0,0,0,0,0,0,0,0,0,0]
[2031,100,{"$f":"INDEX(D2057:BC2057,MATCH($C$7,$D$7:$BC$7,0))","v":0},0,0,0,0,0,0,0,0,0,0,0,0,0,0,0,0,0,0,0,0,0,0,0,0,0,0,0,0,0,0,0,0,0,0,0,0,0,0,0,0,0,0,0,0,0,0,0,0,0,0,0,0]
[2031,108,0,0,0,0,0,0,0,0,0,0,0,0,0,0,0,0,0,0,0,0,0,0,0,0,0,0,0,0,0,0,0,0,0,0,0,0,0,0,0,0,0,0,0,0,0,0,0,0,0,0,0,0,0]
[2031,112,0,0,0,0,0,0,0,0,0,0,0,0,0,0,0,0,0,0,0,0,0,0,0,0,0,0,0,0,0,0,0,0,0,0,0,0,0,0,0,0,0,0,0,0,0,0,0,0,0,0,0,0,0]
[2031,119,0,0,0,0,0,0,0,0,0,0,0,0,0,0,0,0,0,0,0,0,0,0,0,0,0,0,0,0,0,0,0,0,0,0,0,0,0,0,0,0,0,0,0,0,0,0,0,0,0,0,0,0,0]
[2031,124,0,0,0,0,0,0,0,0,0,0,0,0,0,0,0,0,0,0,0,0,0,0,0,0,0,0,0,0,0,0,0,0,0,0,0,0,0,0,0,0,0,0,0,0,0,0,0,0,0,0,0,0,0]
[2031,129,0,0,0,0,0,0,0,0,0,0,0,0,0,0,0,0,0,0,0,0,0,0,0,0,0,0,0,0,0,0,0,0,0,0,0,0,0,0,0,0,0,0,0,0,0,0,0,0,0,0,0,0,0]
[2031,134,0,0,0,0,0,0,0,0,0,0,0,0,0,0,0,0,0,0,0,0,0,0,0,0,0,0,0,0,0,0,0,0,0,0,0,0,0,0,0,0,0,0,0,0,0,0,0,0,0,0,0,0,0]
[2031,141,0,0,0,0,0,0,0,0,0,0,0,0,0,0,0,0,0,0,0,0,0,0,0,0,0,0,0,0,0,0,0,0,0,0,0,0,0,0,0,0,0,0,0,0,0,0,0,0,0,0,0,0,0]
[2031,146,0,0,0,0,0,0,0,0,0,0,0,0,0,0,0,0,0,0,0,0,0,0,0,0,0,0,0,0,0,0,0,0,0,0,0,0,0,0,0,0,0,0,0,0,0,0,0,0,0,0,0,0,0]
[2032,1,8760,8760,8743,8760,8760,8760,8760,8760,8760,8760,8760,8334,8760,8760,8760,8756,8759,8760,8752,8760,8760,8760,8760,8760,8759,8739,8760,8760,8760,8759,8759,8760,8760,8760,8760,8760,8756,0,8760,8760,8749,8760,0,0,8760,8760,8686,8760,8760,8760,0,0,8760]
[2032,3,8760,8760,8742,8760,8760,8760,8760,8760,8760,8760,8760,8331,8760,8760,8760,8756,8759,8760,8751,8760,8760,8760,8760,8760,8759,8713,8760,8760,8760,8759,8759,8760,8760,8760,8760,8760,8756,0,8760,8760,8749,8760,0,0,2110,8760,8065,8760,8760,8760,0,0,8760]
[2032,8,5529,8760,5587,6821,7337,3980,7096,8760,5529,8760,8760,6932,8760,8760,8760,8755,8046,8279,5599,8760,8760,8760,8760,8760,8759,8638,8760,8760,8573,8759,8759,8760,8760,8757,8760,8760,8756,0,8705,3898,8328,8760,0,0,0,7677,4840,8546,8760,8760,0,0,8760]
[2032,18,37,8494,116,418,305,34,90,6141,37,8760,8760,1011,8735,8618,8573,8515,1382,1307,228,7881,5781,8364,6716,6620,4188,4126,7575,3551,1905,7478,8759,3956,8121,2991,4918,7882,7527,0,2916,0,915,3037,0,0,0,786,469,630,4478,8393,0,0,4786]
[2032,20,4,8376,58,156,137,15,44,5027,4,8757,8748,600,8485,8475,8123,7458,740,705,58,6919,4913,7542,5108,5508,2787,3597,6340,2392,1159,6588,8719,2823,7169,2050,3964,6877,6865,0,1619,0,498,1745,0,0,0,392,213,327,3441,7476,0,0,3205]
[2032,27,0,5354,4,14,20,0,0,1693,0,8345,6644,82,5511,6725,6229,3698,76,59,0,3242,1732,4920,1114,3200,447,1141,2253,519,69,4039,6490,487,4120,335,1966,3430,4333,0,128,0,45,201,0,0,0,24,14,36,688,3505,0,0,633]
[2032,32,0,1891,0,0,0,0,0,693,0,6916,5201,26,3779,4704,5659,1364,25,16,0,1437,467,3449,291,2138,113,141,616,119,14,3184,4651,93,2107,84,444,1416,2736,0,48,0,6,30,0,0,0,0,1,20,108,2278,0,0,149]
[2032,37,0,268,0,0,0,0,0,251,0,5091,3311,13,2727,3150,4454,364,0,0,0,638,102,1500,35,663,40,2,123,48,0,2317,3633,30,996,25,61,447,1568,0,12,0,0,12,0,0,0,0,0,8,24,774,0,0,66]
[2032,44,0,53,0,0,0,0,0,26,0,2433,1454,4,1224,1871,3630,75,0,0,0,157,26,235,2,47,4,0,27,7,0,579,1833,6,245,2,0,58,500,0,0,0,0,3,0,0,0,0,0,4,5,83,0,0,19]
[2032,49,0,0,0,0,0,0,0,7,0,1223,720,0,457,869,2837,36,0,0,0,49,3,105,0,8,0,0,6,0,0,81,674,1,71,0,0,17,104,0,0,0,0,0,0,0,0,0,0,0,0,22,0,0,5]
[2032,55,0,0,0,0,0,0,0,0,0,425,280,0,90,69,2385,12,0,0,0,19,0,43,0,0,0,0,0,0,0,0,164,0,23,0,0,2,18,0,0,0,0,0,0,0,0,0,0,0,0,0,0,0,0]
[2032,61,0,0,0,0,0,0,0,0,0,115,123,0,13,0,1852,0,0,0,0,6,0,13,0,0,0,0,0,0,0,0,72,0,8,0,0,0,5,0,0,0,0,0,0,0,0,0,0,0,0,0,0,0,0]
[2032,66,0,0,0,0,0,0,0,0,0,38,83,0,5,0,994,0,0,0,0,0,0,0,0,0,0,0,0,0,0,0,33,0,4,0,0,0,0,0,0,0,0,0,0,0,0,0,0,0,0,0,0,0,0]
[2032,67,0,0,0,0,0,0,0,0,0,32,78,0,5,0,772,0,0,0,0,0,0,0,0,0,0,0,0,0,0,0,26,0,2,0,0,0,0,0,0,0,0,0,0,0,0,0,0,0,0,0,0,0,0]
[2032,72,0,0,0,0,0,0,0,0,0,10,50,0,0,0,93,0,0,0,0,0,0,0,0,0,0,0,0,0,0,0,13,0,0,0,0,0,0,0,0,0,0,0,0,0,0,0,0,0,0,0,0,0,0]
[2032,78,{"$f":"INDEX(D2185:BC2185,MATCH($C$7,$D$7:$BC$7,0))","v":0},0,0,0,0,0,0,0,0,0,26,0,0,0,0,0,0,0,0,0,0,0,0,0,0,0,0,0,0,0,1,0,0,0,0,0,0,0,0,0,0,0,0,0,0,0,0,0,0,0,0,0,0]
[2032,87,0,0,0,0,0,0,0,0,0,0,7,0,0,0,0,0,0,0,0,0,0,0,0,0,0,0,0,0,0,0,0,0,0,0,0,0,0,0,0,0,0,0,0,0,0,0,0,0,0,0,0,0,0]
[2032,90,0,0,0,0,0,0,0,0,0,0,1,0,0,0,0,0,0,0,0,0,0,0,0,0,0,0,0,0,0,0,0,0,0,0,0,0,0,0,0,0,0,0,0,0,0,0,0,0,0,0,0,0,0]
[2032,96,0,0,0,0,0,0,0,0,0,0,0,0,0,0,0,0,0,0,0,0,0,0,0,0,0,0,0,0,0,0,0,0,0,0,0,0,0,0,0,0,0,0,0,0,0,0,0,0,0,0,0,0,0]
[2032,104,0,0,0,0,0,0,0,0,0,0,0,0,0,0,0,0,0,0,0,0,0,0,0,0,0,0,0,0,0,0,0,0,0,0,0,0,0,0,0,0,0,0,0,0,0,0,0,0,0,0,0,0,0]
[2032,107,0,0,0,0,0,0,0,0,0,0,0,0,0,0,0,0,0,0,0,0,0,0,0,0,0,0,0,0,0,0,0,0,0,0,0,0,0,0,0,0,0,0,0,0,0,0,0,0,0,0,0,0,0]
[2032,113,0,0,0,0,0,0,0,0,0,0,0,0,0,0,0,0,0,0,0,0,0,0,0,0,0,0,0,0,0,0,0,0,0,0,0,0,0,0,0,0,0,0,0,0,0,0,0,0,0,0,0,0,0]
[2032,115,0,0,0,0,0,0,0,0,0,0,0,0,0,0,0,0,0,0,0,0,0,0,0,0,0,0,0,0,0,0,0,0,0,0,0,0,0,0,0,0,0,0,0,0,0,0,0,0,0,0,0,0,0]
[2032,124,0,0,0,0,0,0,0,0,0,0,0,0,0,0,0,0,0,0,0,0,0,0,0,0,0,0,0,0,0,0,0,0,0,0,0,0,0,0,0,0,0,0,0,0,0,0,0,0,0,0,0,0,0]
[2032,130,0,0,0,0,0,0,0,0,0,0,0,0,0,0,0,0,0,0,0,0,0,0,0,0,0,0,0,0,0,0,0,0,0,0,0,0,0,0,0,0,0,0,0,0,0,0,0,0,0,0,0,0,0]
[2032,132,0,0,0,0,0,0,0,0,0,0,0,0,0,0,0,0,0,0,0,0,0,0,0,0,0,0,0,0,0,0,0,0,0,0,0,0,0,0,0,0,0,0,0,0,0,0,0,0,0,0,0,0,0]
[2032,137,0,0,0,0,0,0,0,0,0,0,0,0,0,0,0,0,0,0,0,0,0,0,0,0,0,0,0,0,0,0,0,0,0,0,0,0,0,0,0,0,0,0,0,0,0,0,0,0,0,0,0,0,0]
[2032,147,0,0,0,0,0,0,0,0,0,0,0,0,0,0,0,0,0,0,0,0,0,0,0,0,0,0,0,0,0,0,0,0,0,0,0,0,0,0,0,0,0,0,0,0,0,0,0,0,0,0,0,0,0]
[2032,148,0,0,0,0,0,0,0,0,0,0,0,0,0,0,0,0,0,0,0,0,0,0,0,0,0,0,0,0,0,0,0,0,0,0,0,0,0,0,0,0,0,0,0,0,0,0,0,0,0,0,0,0,0]
[2033,4,8752,8760,8742,8760,8760,8689,8760,8760,8752,8760,8760,8329,8760,8760,8760,8755,8759,8760,8750,8760,8760,8760,8760,8760,8759,8700,8760,8760,8760,8759,8759,8760,8760,8760,8760,8760,8756,0,8760,8757,8748,8760,0,0,640,8760,7470,8760,8760,8760,0,0,8760]
[2033,8,5529,8760,5587,6821,7337,3980,7096,8760,5529,8760,8760,6932,8760,8760,8760,8755,8046,8279,5599,8760,8760,8760,8760,8760,8759,8638,8760,8760,8573,8759,8759,8760,8760,8757,8760,8760,8756,0,8705,3898,8328,8760,0,0,0,7677,4840,8546,8760,8760,0,0,8760]
[2033,16,190,8602,288,799,694,81,417,6938,190,8760,8760,1817,8760,8682,8676,8754,2303,2333,475,8597,6506,8750,8043,7549,5175,4926,8373,4958,3111,8175,8759,5014,8756,4551,7132,8531,8170,0,4402,0,1633,4897,0,0,0,1454,1039,1227,5890,8709,0,0,5726]
[2033,21,1,8270,51,107,107,11,30,4311,1,8751,8487,463,8226,8328,7773,6974,513,516,35,6442,4529,7073,4178,4877,2190,3307,5722,1915,876,6132,8593,2240,6766,1686,3561,6385,6506,0,1159,0,361,1315,0,0,0,261,145,236,3062,6869,0,0,2546]
[2033,25,0,6582,16,30,42,0,3,2348,0,8602,7270,156,6574,7522,6625,4928,121,115,0,4310,2598,5661,1767,3620,787,2014,3428,806,170,4466,7358,882,5158,620,2498,4505,5001,0,245,0,69,417,0,0,0,52,36,66,1397,4273,0,0,1027]
[2033,33,0,1297,0,0,0,0,0,576,0,6555,4869,25,3523,4314,5460,1103,15,13,0,1242,330,3061,223,1869,86,79,422,92,9,3031,4409,73,1836,68,279,1179,2476,0,37,0,5,24,0,0,0,0,0,17,72,2005,0,0,121]
[2033,38,0,185,0,0,0,0,0,192,0,4711,2930,10,2560,2926,4304,284,0,0,0,525,81,1213,25,466,34,0,94,39,0,2123,3485,23,851,21,40,341,1388,0,9,0,0,11,0,0,0,0,0,8,17,552,0,0,59]
[2033,42,0,77,0,0,0,0,0,48,0,3123,1862,5,1727,2226,3833,108,0,0,0,244,39,397,4,89,13,0,42,12,0,976,2464,10,390,7,5,92,740,0,0,0,0,5,0,0,0,0,0,5,7,125,0,0,31]
[2033,50,0,0,0,0,0,0,0,6,0,1059,631,0,377,716,2758,32,0,0,0,44,1,89,0,8,0,0,4,0,0,40,543,0,57,0,0,13,75,0,0,0,0,0,0,0,0,0,0,0,0,11,0,0,3]
[2033,51,0,0,0,0,0,0,0,3,0,881,540,0,296,565,2676,28,0,0,0,38,1,78,0,2,0,0,1,0,0,21,438,0,51,0,0,11,60,0,0,0,0,0,0,0,0,0,0,0,0,3,0,0,2]
[2033,57,0,0,0,0,0,0,0,0,0,291,198,0,43,11,2231,5,0,0,0,11,0,29,0,0,0,0,0,0,0,0,117,0,18,0,0,0,13,0,0,0,0,0,0,0,0,0,0,0,0,0,0,0,0]
[2033,62,0,0,0,0,0,0,0,0,0,87,114,0,10,0,1743,0,0,0,0,3,0,12,0,0,0,0,0,0,0,0,59,0,6,0,0,0,1,0,0,0,0,0,0,0,0,0,0,0,0,0,0,0,0]
[2033,68,0,0,0,0,0,0,0,0,0,23,72,0,1,0,566,0,0,0,0,0,0,0,0,0,0,0,0,0,0,0,22,0,2,0,0,0,0,0,0,0,0,0,0,0,0,0,0,0,0,0,0,0,0]
[2033,74,0,0,0,0,0,0,0,0,0,4,41,0,0,0,22,0,0,0,0,0,0,0,0,0,0,0,0,0,0,0,8,0,0,0,0,0,0,0,0,0,0,0,0,0,0,0,0,0,0,0,0,0,0]
[2033,79,0,0,0,0,0,0,0,0,0,0,22,0,0,0,0,0,0,0,0,0,0,0,0,0,0,0,0,0,0,0,0,0,0,0,0,0,0,0,0,0,0,0,0,0,0,0,0,0,0,0,0,0,0]
[2033,83,0,0,0,0,0,0,0,0,0,0,15,0,0,0,0,0,0,0,0,0,0,0,0,0,0,0,0,0,0,0,0,0,0,0,0,0,0,0,0,0,0,0,0,0,0,0,0,0,0,0,0,0,0]
[2033,91,0,0,0,0,0,0,0,0,0,0,1,0,0,0,0,0,0,0,0,0,0,0,0,0,0,0,0,0,0,0,0,0,0,0,0,0,0,0,0,0,0,0,0,0,0,0,0,0,0,0,0,0,0]
[2033,96,0,0,0,0,0,0,0,0,0,0,0,0,0,0,0,0,0,0,0,0,0,0,0,0,0,0,0,0,0,0,0,0,0,0,0,0,0,0,0,0,0,0,0,0,0,0,0,0,0,0,0,0,0]
[2033,100,0,0,0,0,0,0,0,0,0,0,0,0,0,0,0,0,0,0,0,0,0,0,0,0,0,0,0,0,0,0,0,0,0,0,0,0,0,0,0,0,0,0,0,0,0,0,0,0,0,0,0,0,0]
[2033,108,0,0,0,0,0,0,0,0,0,0,0,0,0,0,0,0,0,0,0,0,0,0,0,0,0,0,0,0,0,0,0,0,0,0,0,0,0,0,0,0,0,0,0,0,0,0,0,0,0,0,0,0,0]
[2033,111,0,0,0,0,0,0,0,0,0,0,0,0,0,0,0,0,0,0,0,0,0,0,0,0,0,0,0,0,0,0,0,0,0,0,0,0,0,0,0,0,0,0,0,0,0,0,0,0,0,0,0,0,0]
[2033,120,{"$f":"INDEX(D2377:BC2377,MATCH($C$7,$D$7:$BC$7,0))","v":0},0,0,0,0,0,0,0,0,0,0,0,0,0,0,0,0,0,0,0,0,0,0,0,0,0,0,0,0,0,0,0,0,0,0,0,0,0,0,0,0,0,0,0,0,0,0,0,0,0,0,0,0]
[2033,125,0,0,0,0,0,0,0,0,0,0,0,0,0,0,0,0,0,0,0,0,0,0,0,0,0,0,0,0,0,0,0,0,0,0,0,0,0,0,0,0,0,0,0,0,0,0,0,0,0,0,0,0,0]
[2033,126,0,0,0,0,0,0,0,0,0,0,0,0,0,0,0,0,0,0,0,0,0,0,0,0,0,0,0,0,0,0,0,0,0,0,0,0,0,0,0,0,0,0,0,0,0,0,0,0,0,0,0,0,0]
[2033,132,0,0,0,0,0,0,0,0,0,0,0,0,0,0,0,0,0,0,0,0,0,0,0,0,0,0,0,0,0,0,0,0,0,0,0,0,0,0,0,0,0,0,0,0,0,0,0,0,0,0,0,0,0]
[2033,137,0,0,0,0,0,0,0,0,0,0,0,0,0,0,0,0,0,0,0,0,0,0,0,0,0,0,0,0,0,0,0,0,0,0,0,0,0,0,0,0,0,0,0,0,0,0,0,0,0,0,0,0,0]
[2033,143,0,0,0,0,0,0,0,0,0,0,0,0,0,0,0,0,0,0,0,0,0,0,0,0,0,0,0,0,0,0,0,0,0,0,0,0,0,0,0,0,0,0,0,0,0,0,0,0,0,0,0,0,0]
[2033,149,0,0,0,0,0,0,0,0,0,0,0,0,0,0,0,0,0,0,0,0,0,0,0,0,0,0,0,0,0,0,0,0,0,0,0,0,0,0,0,0,0,0,0,0,0,0,0,0,0,0,0,0,0]
[2034,4,8752,8760,8742,8760,8760,8689,8760,8760,8752,8760,8760,8329,8760,8760,8760,8755,8759,8760,8750,8760,8760,8760,8760,8760,8759,8700,8760,8760,8760,8759,8759,8760,8760,8760,8760,8760,8756,0,8760,8757,8748,8760,0,0,640,8760,7470,8760,8760,8760,0,0,8760]
[2034,10,4118,8759,2852,4848,4714,1864,4917,8760,4118,8760,8760,5966,8760,8760,8760,8755,6718,6917,2909,8760,8760,8760,8760,8755,8449,8168,8760,8732,7404,8759,8759,8403,8760,7677,8758,8760,8756,0,7604,2033,6755,8751,0,0,0,6242,3911,6549,8735,8760,0,0,8570]
[2034,16,190,8602,288,799,694,81,417,6938,190,8760,8760,1817,8760,8682,8676,8754,2303,2333,475,8597,6506,8750,8043,7549,5175,4926,8373,4958,3111,8175,8759,5014,8756,4551,7132,8531,8170,0,4402,0,1633,4897,0,0,0,1454,1039,1227,5890,8709,0,0,5726]
[2034,19,12,8442,80,275,201,22,56,5676,12,8759,8759,781,8651,8570,8433,7985,1035,986,127,7450,5366,7985,5918,6122,3587,3863,6927,2961,1511,6999,8756,3358,7614,2485,4381,7390,7166,0,2233,0,689,2322,0,0,0,559,306,454,3889,8020,0,0,3959]
[2034,28,0,4764,2,8,14,0,0,1428,0,8162,6373,63,5088,6352,6101,3119,62,46,0,2777,1392,4567,878,2982,318,838,1738,423,47,3863,5972,340,3639,231,1572,2940,3998,0,106,0,34,137,0,0,0,15,11,33,452,3210,0,0,473]
[2034,33,0,1297,0,0,0,0,0,576,0,6555,4869,25,3523,4314,5460,1103,15,13,0,1242,330,3061,223,1869,86,79,422,92,9,3031,4409,73,1836,68,279,1179,2476,0,37,0,5,24,0,0,0,0,0,17,72,2005,0,0,121]
[2034,36,0,388,0,0,0,0,0,313,0,5470,3719,15,2900,3377,4681,491,2,3,0,750,128,1831,56,933,46,4,156,52,2,2505,3830,40,1176,33,83,597,1734,0,19,0,0,14,0,0,0,0,0,11,29,1035,0,0,76]
[2034,45,0,46,0,0,0,0,0,19,0,2119,1280,4,1047,1664,3468,69,0,0,0,121,21,188,1,34,2,0,21,6,0,437,1544,4,189,0,0,50,394,0,0,0,0,2,0,0,0,0,0,3,1,67,0,0,14]
[2034,46,0,32,0,0,0,0,0,14,0,1865,1149,3,840,1424,3274,56,0,0,0,91,13,152,1,26,1,0,12,4,0,333,1260,4,141,0,0,40,289,0,0,0,0,1,0,0,0,0,0,3,0,57,0,0,10]
[2034,53,0,0,0,0,0,0,0,2,0,647,401,0,176,270,2527,18,0,0,0,26,0,61,0,0,0,0,0,0,0,5,262,0,35,0,0,6,33,0,0,0,0,0,0,0,0,0,0,0,0,0,0,0,0]
[2034,57,0,0,0,0,0,0,0,0,0,291,198,0,43,11,2231,5,0,0,0,11,0,29,0,0,0,0,0,0,0,0,117,0,18,0,0,0,13,0,0,0,0,0,0,0,0,0,0,0,0,0,0,0,0]
[2034,63,0,0,0,0,0,0,0,0,0,72,106,0,7,0,1619,0,0,0,0,3,0,9,0,0,0,0,0,0,0,0,53,0,4,0,0,0,0,0,0,0,0,0,0,0,0,0,0,0,0,0,0,0,0]
[2034,70,0,0,0,0,0,0,0,0,0,18,56,0,0,0,263,0,0,0,0,0,0,0,0,0,0,0,0,0,0,0,16,0,0,0,0,0,0,0,0,0,0,0,0,0,0,0,0,0,0,0,0,0,0]
[2034,74,0,0,0,0,0,0,0,0,0,4,41,0,0,0,22,0,0,0,0,0,0,0,0,0,0,0,0,0,0,0,8,0,0,0,0,0,0,0,0,0,0,0,0,0,0,0,0,0,0,0,0,0,0]
[2034,79,0,0,0,0,0,0,0,0,0,0,22,0,0,0,0,0,0,0,0,0,0,0,0,0,0,0,0,0,0,0,0,0,0,0,0,0,0,0,0,0,0,0,0,0,0,0,0,0,0,0,0,0,0]
[2034,86,0,0,0,0,0,0,0,0,0,0,9,0,0,0,0,0,0,0,0,0,0,0,0,0,0,0,0,0,0,0,0,0,0,0,0,0,0,0,0,0,0,0,0,0,0,0,0,0,0,0,0,0,0]
[2034,92,0,0,0,0,0,0,0,0,0,0,0,0,0,0,0,0,0,0,0,0,0,0,0,0,0,0,0,0,0,0,0,0,0,0,0,0,0,0,0,0,0,0,0,0,0,0,0,0,0,0,0,0,0]
[2034,96,0,0,0,0,0,0,0,0,0,0,0,0,0,0,0,0,0,0,0,0,0,0,0,0,0,0,0,0,0,0,0,0,0,0,0,0,0,0,0,0,0,0,0,0,0,0,0,0,0,0,0,0,0]
[2034,103,0,0,0,0,0,0,0,0,0,0,0,0,0,0,0,0,0,0,0,0,0,0,0,0,0,0,0,0,0,0,0,0,0,0,0,0,0,0,0,0,0,0,0,0,0,0,0,0,0,0,0,0,0]
[2034,109,0,0,0,0,0,0,0,0,0,0,0,0,0,0,0,0,0,0,0,0,0,0,0,0,0,0,0,0,0,0,0,0,0,0,0,0,0,0,0,0,0,0,0,0,0,0,0,0,0,0,0,0,0]
[2034,113,0,0,0,0,0,0,0,0,0,0,0,0,0,0,0,0,0,0,0,0,0,0,0,0,0,0,0,0,0,0,0,0,0,0,0,0,0,0,0,0,0,0,0,0,0,0,0,0,0,0,0,0,0]
[2034,116,0,0,0,0,0,0,0,0,0,0,0,0,0,0,0,0,0,0,0,0,0,0,0,0,0,0,0,0,0,0,0,0,0,0,0,0,0,0,0,0,0,0,0,0,0,0,0,0,0,0,0,0,0]
[2034,121,0,0,0,0,0,0,0,0,0,0,0,0,0,0,0,0,0,0,0,0,0,0,0,0,0,0,0,0,0,0,0,0,0,0,0,0,0,0,0,0,0,0,0,0,0,0,0,0,0,0,0,0,0]
[2034,130,0,0,0,0,0,0,0,0,0,0,0,0,0,0,0,0,0,0,0,0,0,0,0,0,0,0,0,0,0,0,0,0,0,0,0,0,0,0,0,0,0,0,0,0,0,0,0,0,0,0,0,0,0]
[2034,133,0,0,0,0,0,0,0,0,0,0,0,0,0,0,0,0,0,0,0,0,0,0,0,0,0,0,0,0,0,0,0,0,0,0,0,0,0,0,0,0,0,0,0,0,0,0,0,0,0,0,0,0,0]
[2034,139,0,0,0,0,0,0,0,0,0,0,0,0,0,0,0,0,0,0,0,0,0,0,0,0,0,0,0,0,0,0,0,0,0,0,0,0,0,0,0,0,0,0,0,0,0,0,0,0,0,0,0,0,0]
[2034,144,0,0,0,0,0,0,0,0,0,0,0,0,0,0,0,0,0,0,0,0,0,0,0,0,0,0,0,0,0,0,0,0,0,0,0,0,0,0,0,0,0,0,0,0,0,0,0,0,0,0,0,0,0]
[2034,150,0,0,0,0,0,0,0,0,0,0,0,0,0,0,0,0,0,0,0,0,0,0,0,0,0,0,0,0,0,0,0,0,0,0,0,0,0,0,0,0,0,0,0,0,0,0,0,0,0,0,0,0,0]
[2035,6,7857,8760,7156,8636,8760,6743,8658,8760,7857,8760,8760,7819,8760,8760,8760,8755,8758,8760,7765,8760,8760,8760,8760,8760,8759,8673,8760,8760,8760,8759,8759,8760,8760,8760,8760,8760,8756,0,8760,6573,8748,8760,0,0,31,8760,6069,8760,8760,8760,0,0,8760]
[2035,12,{"$f":"INDEX(D2569:BC2569,MATCH($C$7,$D$7:$BC$7,0))","v":2686},8748,1393,2757,2627,688,2934,8643,2686,8760,8760,4427,8760,8742,8760,8755,5464,5736,1499,8760,8713,8759,8760,8665,7244,7144,8760,7905,6041,8737,8759,7306,8760,6673,8709,8760,8756,0,6301,415,4785,8115,0,0,0,4424,3023,4071,8369,8760,0,0,7502]
[2035,17,85,8544,187,584,493,52,175,6582,85,8760,8760,1333,8756,8663,8643,8750,1824,1787,354,8255,6138,8627,7453,7085,4642,4500,8018,4263,2418,7887,8759,4521,8497,3701,5809,8292,7914,0,3684,0,1226,3996,0,0,0,1079,703,865,5163,8594,0,0,5362]
[2035,23,0,7895,28,58,69,5,5,3182,0,8716,7872,275,7527,7980,7110,5911,228,249,1,5455,3667,6340,2681,4131,1328,2706,4607,1204,401,5171,8152,1450,5963,1070,2956,5379,5638,0,516,0,161,791,0,0,0,111,73,118,2241,5473,0,0,1677]
[2035,29,0,4082,0,5,7,0,0,1194,0,7873,6050,52,4678,5959,6019,2559,51,38,0,2360,1125,4306,696,2770,234,557,1393,320,33,3700,5541,255,3143,177,1191,2454,3675,0,87,0,24,85,0,0,0,11,7,30,316,2960,0,0,363]
[2035,34,0,872,0,0,0,0,0,466,0,6186,4510,21,3291,3939,5180,845,11,10,0,1060,241,2640,158,1571,72,34,299,65,8,2861,4220,57,1595,58,174,955,2190,0,30,0,4,20,0,0,0,0,0,14,51,1657,0,0,104]
[2035,40,0,117,0,0,0,0,0,97,0,3930,2328,8,2197,2523,4038,171,0,0,0,379,53,749,13,213,23,0,60,22,0,1581,3075,12,583,12,21,168,1033,0,4,0,0,8,0,0,0,0,0,6,10,253,0,0,42]
[2035,41,0,96,0,0,0,0,0,71,0,3537,2090,8,1964,2377,3915,137,0,0,0,311,46,546,11,127,19,0,51,16,0,1277,2788,11,478,8,11,124,893,0,0,0,0,6,0,0,0,0,0,6,9,166,0,0,34]
[2035,49,0,0,0,0,0,0,0,7,0,1223,720,0,457,869,2837,36,0,0,0,49,3,105,0,8,0,0,6,0,0,81,674,1,71,0,0,17,104,0,0,0,0,0,0,0,0,0,0,0,0,22,0,0,5]
[2035,53,0,0,0,0,0,0,0,2,0,647,401,0,176,270,2527,18,0,0,0,26,0,61,0,0,0,0,0,0,0,5,262,0,35,0,0,6,33,0,0,0,0,0,0,0,0,0,0,0,0,0,0,0,0]
[2035,58,0,0,0,0,0,0,0,0,0,243,170,0,29,2,2146,4,0,0,0,9,0,25,0,0,0,0,0,0,0,0,103,0,15,0,0,0,13,0,0,0,0,0,0,0,0,0,0,0,0,0,0,0,0]
[2035,66,0,0,0,0,0,0,0,0,0,38,83,0,5,0,994,0,0,0,0,0,0,0,0,0,0,0,0,0,0,0,33,0,4,0,0,0,0,0,0,0,0,0,0,0,0,0,0,0,0,0,0,0,0]
[2035,70,0,0,0,0,0,0,0,0,0,18,56,0,0,0,263,0,0,0,0,0,0,0,0,0,0,0,0,0,0,0,16,0,0,0,0,0,0,0,0,0,0,0,0,0,0,0,0,0,0,0,0,0,0]
[2035,75,0,0,0,0,0,0,0,0,0,4,37,0,0,0,11,0,0,0,0,0,0,0,0,0,0,0,0,0,0,0,6,0,0,0,0,0,0,0,0,0,0,0,0,0,0,0,0,0,0,0,0,0,0]
[2035,81,0,0,0,0,0,0,0,0,0,0,20,0,0,0,0,0,0,0,0,0,0,0,0,0,0,0,0,0,0,0,0,0,0,0,0,0,0,0,0,0,0,0,0,0,0,0,0,0,0,0,0,0,0]
[2035,87,0,0,0,0,0,0,0,0,0,0,7,0,0,0,0,0,0,0,0,0,0,0,0,0,0,0,0,0,0,0,0,0,0,0,0,0,0,0,0,0,0,0,0,0,0,0,0,0,0,0,0,0,0]
[2035,92,0,0,0,0,0,0,0,0,0,0,0,0,0,0,0,0,0,0,0,0,0,0,0,0,0,0,0,0,0,0,0,0,0,0,0,0,0,0,0,0,0,0,0,0,0,0,0,0,0,0,0,0,0]
[2035,98,0,0,0,0,0,0,0,0,0,0,0,0,0,0,0,0,0,0,0,0,0,0,0,0,0,0,0,0,0,0,0,0,0,0,0,0,0,0,0,0,0,0,0,0,0,0,0,0,0,0,0,0,0]
[2035,104,0,0,0,0,0,0,0,0,0,0,0,0,0,0,0,0,0,0,0,0,0,0,0,0,0,0,0,0,0,0,0,0,0,0,0,0,0,0,0,0,0,0,0,0,0,0,0,0,0,0,0,0,0]
[2035,109,0,0,0,0,0,0,0,0,0,0,0,0,0,0,0,0,0,0,0,0,0,0,0,0,0,0,0,0,0,0,0,0,0,0,0,0,0,0,0,0,0,0,0,0,0,0,0,0,0,0,0,0,0]
[2035,111,0,0,0,0,0,0,0,0,0,0,0,0,0,0,0,0,0,0,0,0,0,0,0,0,0,0,0,0,0,0,0,0,0,0,0,0,0,0,0,0,0,0,0,0,0,0,0,0,0,0,0,0,0]
[2035,116,0,0,0,0,0,0,0,0,0,0,0,0,0,0,0,0,0,0,0,0,0,0,0,0,0,0,0,0,0,0,0,0,0,0,0,0,0,0,0,0,0,0,0,0,0,0,0,0,0,0,0,0,0]
[2035,124,0,0,0,0,0,0,0,0,0,0,0,0,0,0,0,0,0,0,0,0,0,0,0,0,0,0,0,0,0,0,0,0,0,0,0,0,0,0,0,0,0,0,0,0,0,0,0,0,0,0,0,0,0]
[2035,128,0,0,0,0,0,0,0,0,0,0,0,0,0,0,0,0,0,0,0,0,0,0,0,0,0,0,0,0,0,0,0,0,0,0,0,0,0,0,0,0,0,0,0,0,0,0,0,0,0,0,0,0,0]
[2035,133,0,0,0,0,0,0,0,0,0,0,0,0,0,0,0,0,0,0,0,0,0,0,0,0,0,0,0,0,0,0,0,0,0,0,0,0,0,0,0,0,0,0,0,0,0,0,0,0,0,0,0,0,0]
[2035,141,0,0,0,0,0,0,0,0,0,0,0,0,0,0,0,0,0,0,0,0,0,0,0,0,0,0,0,0,0,0,0,0,0,0,0,0,0,0,0,0,0,0,0,0,0,0,0,0,0,0,0,0,0]
[2035,145,0,0,0,0,0,0,0,0,0,0,0,0,0,0,0,0,0,0,0,0,0,0,0,0,0,0,0,0,0,0,0,0,0,0,0,0,0,0,0,0,0,0,0,0,0,0,0,0,0,0,0,0,0]
[2035,150,0,0,0,0,0,0,0,0,0,0,0,0,0,0,0,0,0,0,0,0,0,0,0,0,0,0,0,0,0,0,0,0,0,0,0,0,0,0,0,0,0,0,0,0,0,0,0,0,0,0,0,0,0]
[2036,8,5529,8760,5587,6821,7337,3980,7096,8760,5529,8760,8760,6932,8760,8760,8760,8755,8046,8279,5599,8760,8760,8760,8760,8760,8759,8638,8760,8760,8573,8759,8759,8760,8760,8757,8760,8760,8756,0,8705,3898,8328,8760,0,0,0,7677,4840,8546,8760,8760,0,0,8760]
[2036,12,2686,8748,1393,2757,2627,688,2934,8643,2686,8760,8760,4427,8760,8742,8760,8755,5464,5736,1499,8760,8713,8759,8760,8665,7244,7144,8760,7905,6041,8737,8759,7306,8760,6673,8709,8760,8756,0,6301,415,4785,8115,0,0,0,4424,3023,4071,8369,8760,0,0,7502]
[2036,17,85,8544,187,584,493,52,175,6582,85,8760,8760,1333,8756,8663,8643,8750,1824,1787,354,8255,6138,8627,7453,7085,4642,4500,8018,4263,2418,7887,8759,4521,8497,3701,5809,8292,7914,0,3684,0,1226,3996,0,0,0,1079,703,865,5163,8594,0,0,5362]
[2036,24,0,7342,21,41,51,1,4,2753,0,8676,7558,214,7097,7777,6851,5424,171,164,0,4859,3111,6015,2183,3891,1044,2419,4047,970,265,4791,7799,1143,5581,820,2754,4922,5302,0,354,0,104,581,0,0,0,78,53,87,1809,4827,0,0,1348]
[2036,29,0,4082,0,5,7,0,0,1194,0,7873,6050,52,4678,5959,6019,2559,51,38,0,2360,1125,4306,696,2770,234,557,1393,320,33,3700,5541,255,3143,177,1191,2454,3675,0,87,0,24,85,0,0,0,11,7,30,316,2960,0,0,363]
[2036,34,0,872,0,0,0,0,0,466,0,6186,4510,21,3291,3939,5180,845,11,10,0,1060,241,2640,158,1571,72,34,299,65,8,2861,4220,57,1595,58,174,955,2190,0,30,0,4,20,0,0,0,0,0,14,51,1657,0,0,104]
[2036,36,0,388,0,0,0,0,0,313,0,5470,3719,15,2900,3377,4681,491,2,3,0,750,128,1831,56,933,46,4,156,52,2,2505,3830,40,1176,33,83,597,1734,0,19,0,0,14,0,0,0,0,0,11,29,1035,0,0,76]
[2036,42,0,77,0,0,0,0,0,48,0,3123,1862,5,1727,2226,3833,108,0,0,0,244,39,397,4,89,13,0,42,12,0,976,2464,10,390,7,5,92,740,0,0,0,0,5,0,0,0,0,0,5,7,125,0,0,31]
[2036,51,0,0,0,0,0,0,0,3,0,881,540,0,296,565,2676,28,0,0,0,38,1,78,0,2,0,0,1,0,0,21,438,0,51,0,0,11,60,0,0,0,0,0,0,0,0,0,0,0,0,3,0,0,2]
[2036,53,0,0,0,0,0,0,0,2,0,647,401,0,176,270,2527,18,0,0,0,26,0,61,0,0,0,0,0,0,0,5,262,0,35,0,0,6,33,0,0,0,0,0,0,0,0,0,0,0,0,0,0,0,0]
[2036,59,0,0,0,0,0,0,0,0,0,191,155,0,23,0,2056,3,0,0,0,9,0,18,0,0,0,0,0,0,0,0,92,0,14,0,0,0,9,0,0,0,0,0,0,0,0,0,0,0,0,0,0,0,0]
[2036,62,0,0,0,0,0,0,0,0,0,87,114,0,10,0,1743,0,0,0,0,3,0,12,0,0,0,0,0,0,0,0,59,0,6,0,0,0,1,0,0,0,0,0,0,0,0,0,0,0,0,0,0,0,0]
[2036,70,0,0,0,0,0,0,0,0,0,18,56,0,0,0,263,0,0,0,0,0,0,0,0,0,0,0,0,0,0,0,16,0,0,0,0,0,0,0,0,0,0,0,0,0,0,0,0,0,0,0,0,0,0]
[2036,77,0,0,0,0,0,0,0,0,0,1,30,0,0,0,2,0,0,0,0,0,0,0,0,0,0,0,0,0,0,0,3,0,0,0,0,0,0,0,0,0,0,0,0,0,0,0,0,0,0,0,0,0,0]
[2036,82,0,0,0,0,0,0,0,0,0,0,18,0,0,0,0,0,0,0,0,0,0,0,0,0,0,0,0,0,0,0,0,0,0,0,0,0,0,0,0,0,0,0,0,0,0,0,0,0,0,0,0,0,0]
[2036,88,0,0,0,0,0,0,0,0,0,0,5,0,0,0,0,0,0,0,0,0,0,0,0,0,0,0,0,0,0,0,0,0,0,0,0,0,0,0,0,0,0,0,0,0,0,0,0,0,0,0,0,0,0]
[2036,94,0,0,0,0,0,0,0,0,0,0,0,0,0,0,0,0,0,0,0,0,0,0,0,0,0,0,0,0,0,0,0,0,0,0,0,0,0,0,0,0,0,0,0,0,0,0,0,0,0,0,0,0,0]
[2036,99,0,0,0,0,0,0,0,0,0,0,0,0,0,0,0,0,0,0,0,0,0,0,0,0,0,0,0,0,0,0,0,0,0,0,0,0,0,0,0,0,0,0,0,0,0,0,0,0,0,0,0,0,0]
[2036,100,0,0,0,0,0,0,0,0,0,0,0,0,0,0,0,0,0,0,0,0,0,0,0,0,0,0,0,0,0,0,0,0,0,0,0,0,0,0,0,0,0,0,0,0,0,0,0,0,0,0,0,0,0]
[2036,105,0,0,0,0,0,0,0,0,0,0,0,0,0,0,0,0,0,0,0,0,0,0,0,0,0,0,0,0,0,0,0,0,0,0,0,0,0,0,0,0,0,0,0,0,0,0,0,0,0,0,0,0,0]
[2036,112,0,0,0,0,0,0,0,0,0,0,0,0,0,0,0,0,0,0,0,0,0,0,0,0,0,0,0,0,0,0,0,0,0,0,0,0,0,0,0,0,0,0,0,0,0,0,0,0,0,0,0,0,0]
[2036,117,0,0,0,0,0,0,0,0,0,0,0,0,0,0,0,0,0,0,0,0,0,0,0,0,0,0,0,0,0,0,0,0,0,0,0,0,0,0,0,0,0,0,0,0,0,0,0,0,0,0,0,0,0]
[2036,122,0,0,0,0,0,0,0,0,0,0,0,0,0,0,0,0,0,0,0,0,0,0,0,0,0,0,0,0,0,0,0,0,0,0,0,0,0,0,0,0,0,0,0,0,0,0,0,0,0,0,0,0,0]
[2036,129,0,0,0,0,0,0,0,0,0,0,0,0,0,0,0,0,0,0,0,0,0,0,0,0,0,0,0,0,0,0,0,0,0,0,0,0,0,0,0,0,0,0,0,0,0,0,0,0,0,0,0,0,0]
[2036,137,0,0,0,0,0,0,0,0,0,0,0,0,0,0,0,0,0,0,0,0,0,0,0,0,0,0,0,0,0,0,0,0,0,0,0,0,0,0,0,0,0,0,0,0,0,0,0,0,0,0,0,0,0]
[2036,140,0,0,0,0,0,0,0,0,0,0,0,0,0,0,0,0,0,0,0,0,0,0,0,0,0,0,0,0,0,0,0,0,0,0,0,0,0,0,0,0,0,0,0,0,0,0,0,0,0,0,0,0,0]
[2036,146,0,0,0,0,0,0,0,0,0,0,0,0,0,0,0,0,0,0,0,0,0,0,0,0,0,0,0,0,0,0,0,0,0,0,0,0,0,0,0,0,0,0,0,0,0,0,0,0,0,0,0,0,0]
[2036,148,0,0,0,0,0,0,0,0,0,0,0,0,0,0,0,0,0,0,0,0,0,0,0,0,0,0,0,0,0,0,0,0,0,0,0,0,0,0,0,0,0,0,0,0,0,0,0,0,0,0,0,0,0]
[2037,8,5529,8760,5587,6821,7337,3980,7096,8760,5529,8760,8760,6932,8760,8760,8760,8755,8046,8279,5599,8760,8760,8760,8760,8760,8759,8638,8760,8760,8573,8759,8759,8760,8760,8757,8760,8760,8756,0,8705,3898,8328,8760,0,0,0,7677,4840,8546,8760,8760,0,0,8760]
[2037,13,2007,8736,950,2056,1961,453,1949,8131,2007,8760,8760,3687,8760,8724,8758,8755,4703,5003,1053,8760,8160,8759,8760,8564,6671,6592,8760,7245,5348,8690,8759,6652,8760,6218,8663,8760,8755,0,5809,108,3734,7487,0,0,0,3329,2515,3085,7980,8760,0,0,7013]
[2037,15,440,8664,440,1104,983,157,792,7364,440,8760,8760,2362,8760,8694,8702,8755,2935,3010,588,8739,7057,8758,8545,7977,5717,5464,8640,5779,3918,8394,8759,5540,8760,5302,8151,8675,8446,0,4954,2,2183,5825,0,0,0,1945,1452,1721,6655,8755,0,0,6075]
[2037,20,4,8376,58,156,137,15,44,5027,4,8757,8748,600,8485,8475,8123,7458,740,705,58,6919,4913,7542,5108,5508,2787,3597,6340,2392,1159,6588,8719,2823,7169,2050,3964,6877,6865,0,1619,0,498,1745,0,0,0,392,213,327,3441,7476,0,0,3205]
[2037,25,0,6582,16,30,42,0,3,2348,0,8602,7270,156,6574,7522,6625,4928,121,115,0,4310,2598,5661,1767,3620,787,2014,3428,806,170,4466,7358,882,5158,620,2498,4505,5001,0,245,0,69,417,0,0,0,52,36,66,1397,4273,0,0,1027]
[2037,32,{"$f":"INDEX(D2889:BC2889,MATCH($C$7,$D$7:$BC$7,0))","v":0},1891,0,0,0,0,0,693,0,6916,5201,26,3779,4704,5659,1364,25,16,0,1437,467,3449,291,2138,113,141,616,119,14,3184,4651,93,2107,84,444,1416,2736,0,48,0,6,30,0,0,0,0,1,20,108,2278,0,0,149]
[2037,37,0,268,0,0,0,0,0,251,0,5091,3311,13,2727,3150,4454,364,0,0,0,638,102,1500,35,663,40,2,123,48,0,2317,3633,30,996,25,61,447,1568,0,12,0,0,12,0,0,0,0,0,8,24,774,0,0,66]
[2037,41,0,96,0,0,0,0,0,71,0,3537,2090,8,1964,2377,3915,137,0,0,0,311,46,546,11,127,19,0,51,16,0,1277,2788,11,478,8,11,124,893,0,0,0,0,6,0,0,0,0,0,6,9,166,0,0,34]
[2037,49,0,0,0,0,0,0,0,7,0,1223,720,0,457,869,2837,36,0,0,0,49,3,105,0,8,0,0,6,0,0,81,674,1,71,0,0,17,104,0,0,0,0,0,0,0,0,0,0,0,0,22,0,0,5]
[2037,54,0,0,0,0,0,0,0,1,0,521,328,0,136,154,2446,15,0,0,0,22,0,53,0,0,0,0,0,0,0,0,207,0,30,0,0,6,24,0,0,0,0,0,0,0,0,0,0,0,0,0,0,0,0]
[2037,58,0,0,0,0,0,0,0,0,0,243,170,0,29,2,2146,4,0,0,0,9,0,25,0,0,0,0,0,0,0,0,103,0,15,0,0,0,13,0,0,0,0,0,0,0,0,0,0,0,0,0,0,0,0]
[2037,66,0,0,0,0,0,0,0,0,0,38,83,0,5,0,994,0,0,0,0,0,0,0,0,0,0,0,0,0,0,0,33,0,4,0,0,0,0,0,0,0,0,0,0,0,0,0,0,0,0,0,0,0,0]
[2037,71,0,0,0,0,0,0,0,0,0,12,54,0,0,0,171,0,0,0,0,0,0,0,0,0,0,0,0,0,0,0,14,0,0,0,0,0,0,0,0,0,0,0,0,0,0,0,0,0,0,0,0,0,0]
[2037,73,0,0,0,0,0,0,0,0,0,7,46,0,0,0,43,0,0,0,0,0,0,0,0,0,0,0,0,0,0,0,10,0,0,0,0,0,0,0,0,0,0,0,0,0,0,0,0,0,0,0,0,0,0]
[2037,83,0,0,0,0,0,0,0,0,0,0,15,0,0,0,0,0,0,0,0,0,0,0,0,0,0,0,0,0,0,0,0,0,0,0,0,0,0,0,0,0,0,0,0,0,0,0,0,0,0,0,0,0,0]
[2037,88,0,0,0,0,0,0,0,0,0,0,5,0,0,0,0,0,0,0,0,0,0,0,0,0,0,0,0,0,0,0,0,0,0,0,0,0,0,0,0,0,0,0,0,0,0,0,0,0,0,0,0,0,0]
[2037,90,0,0,0,0,0,0,0,0,0,0,1,0,0,0,0,0,0,0,0,0,0,0,0,0,0,0,0,0,0,0,0,0,0,0,0,0,0,0,0,0,0,0,0,0,0,0,0,0,0,0,0,0,0]
[2037,95,0,0,0,0,0,0,0,0,0,0,0,0,0,0,0,0,0,0,0,0,0,0,0,0,0,0,0,0,0,0,0,0,0,0,0,0,0,0,0,0,0,0,0,0,0,0,0,0,0,0,0,0,0]
[2037,101,0,0,0,0,0,0,0,0,0,0,0,0,0,0,0,0,0,0,0,0,0,0,0,0,0,0,0,0,0,0,0,0,0,0,0,0,0,0,0,0,0,0,0,0,0,0,0,0,0,0,0,0,0]
[2037,107,0,0,0,0,0,0,0,0,0,0,0,0,0,0,0,0,0,0,0,0,0,0,0,0,0,0,0,0,0,0,0,0,0,0,0,0,0,0,0,0,0,0,0,0,0,0,0,0,0,0,0,0,0]
[2037,112,0,0,0,0,0,0,0,0,0,0,0,0,0,0,0,0,0,0,0,0,0,0,0,0,0,0,0,0,0,0,0,0,0,0,0,0,0,0,0,0,0,0,0,0,0,0,0,0,0,0,0,0,0]
[2037,116,0,0,0,0,0,0,0,0,0,0,0,0,0,0,0,0,0,0,0,0,0,0,0,0,0,0,0,0,0,0,0,0,0,0,0,0,0,0,0,0,0,0,0,0,0,0,0,0,0,0,0,0,0]
[2037,124,0,0,0,0,0,0,0,0,0,0,0,0,0,0,0,0,0,0,0,0,0,0,0,0,0,0,0,0,0,0,0,0,0,0,0,0,0,0,0,0,0,0,0,0,0,0,0,0,0,0,0,0,0]
[2037,129,0,0,0,0,0,0,0,0,0,0,0,0,0,0,0,0,0,0,0,0,0,0,0,0,0,0,0,0,0,0,0,0,0,0,0,0,0,0,0,0,0,0,0,0,0,0,0,0,0,0,0,0,0]
[2037,133,0,0,0,0,0,0,0,0,0,0,0,0,0,0,0,0,0,0,0,0,0,0,0,0,0,0,0,0,0,0,0,0,0,0,0,0,0,0,0,0,0,0,0,0,0,0,0,0,0,0,0,0,0]
[2037,141,0,0,0,0,0,0,0,0,0,0,0,0,0,0,0,0,0,0,0,0,0,0,0,0,0,0,0,0,0,0,0,0,0,0,0,0,0,0,0,0,0,0,0,0,0,0,0,0,0,0,0,0,0]
[2037,146,0,0,0,0,0,0,0,0,0,0,0,0,0,0,0,0,0,0,0,0,0,0,0,0,0,0,0,0,0,0,0,0,0,0,0,0,0,0,0,0,0,0,0,0,0,0,0,0,0,0,0,0,0]
[2037,150,0,0,0,0,0,0,0,0,0,0,0,0,0,0,0,0,0,0,0,0,0,0,0,0,0,0,0,0,0,0,0,0,0,0,0,0,0,0,0,0,0,0,0,0,0,0,0,0,0,0,0,0,0]
[2038,8,5529,8760,5587,6821,7337,3980,7096,8760,5529,8760,8760,6932,8760,8760,8760,8755,8046,8279,5599,8760,8760,8760,8760,8760,8759,8638,8760,8760,8573,8759,8759,8760,8760,8757,8760,8760,8756,0,8705,3898,8328,8760,0,0,0,7677,4840,8546,8760,8760,0,0,8760]
[2038,9,4817,8760,4248,6017,6188,2925,5893,8760,4817,8760,8760,6551,8760,8760,8760,8755,7415,7581,3904,8760,8760,8760,8760,8760,8754,8532,8760,8760,8082,8759,8759,8664,8760,8227,8760,8760,8756,0,8249,2969,7667,8760,0,0,0,6960,4346,7695,8754,8760,0,0,8760]
[2038,15,440,8664,440,1104,983,157,792,7364,440,8760,8760,2362,8760,8694,8702,8755,2935,3010,588,8739,7057,8758,8545,7977,5717,5464,8640,5779,3918,8394,8759,5540,8760,5302,8151,8675,8446,0,4954,2,2183,5825,0,0,0,1945,1452,1721,6655,8755,0,0,6075]
[2038,20,4,8376,58,156,137,15,44,5027,4,8757,8748,600,8485,8475,8123,7458,740,705,58,6919,4913,7542,5108,5508,2787,3597,6340,2392,1159,6588,8719,2823,7169,2050,3964,6877,6865,0,1619,0,498,1745,0,0,0,392,213,327,3441,7476,0,0,3205]
[2038,26,0,5939,10,23,30,0,1,1991,0,8498,6964,117,6032,7183,6399,4340,96,78,0,3718,2118,5315,1392,3406,596,1553,2825,651,104,4244,6911,668,4645,456,2267,3992,4715,0,170,0,54,298,0,0,0,33,24,45,1043,3839,0,0,793]
[2038,32,0,1891,0,0,0,0,0,693,0,6916,5201,26,3779,4704,5659,1364,25,16,0,1437,467,3449,291,2138,113,141,616,119,14,3184,4651,93,2107,84,444,1416,2736,0,48,0,6,30,0,0,0,0,1,20,108,2278,0,0,149]
[2038,38,0,185,0,0,0,0,0,192,0,4711,2930,10,2560,2926,4304,284,0,0,0,525,81,1213,25,466,34,0,94,39,0,2123,3485,23,851,21,40,341,1388,0,9,0,0,11,0,0,0,0,0,8,17,552,0,0,59]
[2038,43,0,66,0,0,0,0,0,35,0,2747,1658,5,1457,2055,3744,93,0,0,0,200,33,312,3,60,9,0,33,11,0,762,2127,9,300,4,1,77,610,0,0,0,0,5,0,0,0,0,0,5,6,100,0,0,23]
[2038,49,0,0,0,0,0,0,0,7,0,1223,720,0,457,869,2837,36,0,0,0,49,3,105,0,8,0,0,6,0,0,81,674,1,71,0,0,17,104,0,0,0,0,0,0,0,0,0,0,0,0,22,0,0,5]
[2038,55,0,0,0,0,0,0,0,0,0,425,280,0,90,69,2385,12,0,0,0,19,0,43,0,0,0,0,0,0,0,0,164,0,23,0,0,2,18,0,0,0,0,0,0,0,0,0,0,0,0,0,0,0,0]
[2038,60,0,0,0,0,0,0,0,0,0,146,135,0,17,0,1955,1,0,0,0,7,0,17,0,0,0,0,0,0,0,0,85,0,12,0,0,0,7,0,0,0,0,0,0,0,0,0,0,0,0,0,0,0,0]
[2038,66,0,0,0,0,0,0,0,0,0,38,83,0,5,0,994,0,0,0,0,0,0,0,0,0,0,0,0,0,0,0,33,0,4,0,0,0,0,0,0,0,0,0,0,0,0,0,0,0,0,0,0,0,0]
[2038,69,0,0,0,0,0,0,0,0,0,21,66,0,0,0,379,0,0,0,0,0,0,0,0,0,0,0,0,0,0,0,21,0,1,0,0,0,0,0,0,0,0,0,0,0,0,0,0,0,0,0,0,0,0]
[2038,78,0,0,0,0,0,0,0,0,0,0,26,0,0,0,0,0,0,0,0,0,0,0,0,0,0,0,0,0,0,0,1,0,0,0,0,0,0,0,0,0,0,0,0,0,0,0,0,0,0,0,0,0,0]
[2038,79,0,0,0,0,0,0,0,0,0,0,22,0,0,0,0,0,0,0,0,0,0,0,0,0,0,0,0,0,0,0,0,0,0,0,0,0,0,0,0,0,0,0,0,0,0,0,0,0,0,0,0,0,0]
[2038,86,0,0,0,0,0,0,0,0,0,0,9,0,0,0,0,0,0,0,0,0,0,0,0,0,0,0,0,0,0,0,0,0,0,0,0,0,0,0,0,0,0,0,0,0,0,0,0,0,0,0,0,0,0]
[2038,90,0,0,0,0,0,0,0,0,0,0,1,0,0,0,0,0,0,0,0,0,0,0,0,0,0,0,0,0,0,0,0,0,0,0,0,0,0,0,0,0,0,0,0,0,0,0,0,0,0,0,0,0,0]
[2038,96,0,0,0,0,0,0,0,0,0,0,0,0,0,0,0,0,0,0,0,0,0,0,0,0,0,0,0,0,0,0,0,0,0,0,0,0,0,0,0,0,0,0,0,0,0,0,0,0,0,0,0,0,0]
[2038,103,0,0,0,0,0,0,0,0,0,0,0,0,0,0,0,0,0,0,0,0,0,0,0,0,0,0,0,0,0,0,0,0,0,0,0,0,0,0,0,0,0,0,0,0,0,0,0,0,0,0,0,0,0]
[2038,108,0,0,0,0,0,0,0,0,0,0,0,0,0,0,0,0,0,0,0,0,0,0,0,0,0,0,0,0,0,0,0,0,0,0,0,0,0,0,0,0,0,0,0,0,0,0,0,0,0,0,0,0,0]
[2038,113,0,0,0,0,0,0,0,0,0,0,0,0,0,0,0,0,0,0,0,0,0,0,0,0,0,0,0,0,0,0,0,0,0,0,0,0,0,0,0,0,0,0,0,0,0,0,0,0,0,0,0,0,0]
[2038,120,0,0,0,0,0,0,0,0,0,0,0,0,0,0,0,0,0,0,0,0,0,0,0,0,0,0,0,0,0,0,0,0,0,0,0,0,0,0,0,0,0,0,0,0,0,0,0,0,0,0,0,0,0]
[2038,125,0,0,0,0,0,0,0,0,0,0,0,0,0,0,0,0,0,0,0,0,0,0,0,0,0,0,0,0,0,0,0,0,0,0,0,0,0,0,0,0,0,0,0,0,0,0,0,0,0,0,0,0,0]
[2038,129,0,0,0,0,0,0,0,0,0,0,0,0,0,0,0,0,0,0,0,0,0,0,0,0,0,0,0,0,0,0,0,0,0,0,0,0,0,0,0,0,0,0,0,0,0,0,0,0,0,0,0,0,0]
[2038,136,0,0,0,0,0,0,0,0,0,0,0,0,0,0,0,0,0,0,0,0,0,0,0,0,0,0,0,0,0,0,0,0,0,0,0,0,0,0,0,0,0,0,0,0,0,0,0,0,0,0,0,0,0]
[2038,142,0,0,0,0,0,0,0,0,0,0,0,0,0,0,0,0,0,0,0,0,0,0,0,0,0,0,0,0,0,0,0,0,0,0,0,0,0,0,0,0,0,0,0,0,0,0,0,0,0,0,0,0,0]
[2038,146,0,0,0,0,0,0,0,0,0,0,0,0,0,0,0,0,0,0,0,0,0,0,0,0,0,0,0,0,0,0,0,0,0,0,0,0,0,0,0,0,0,0,0,0,0,0,0,0,0,0,0,0,0]
[2038,149,0,0,0,0,0,0,0,0,0,0,0,0,0,0,0,0,0,0,0,0,0,0,0,0,0,0,0,0,0,0,0,0,0,0,0,0,0,0,0,0,0,0,0,0,0,0,0,0,0,0,0,0,0]
[2039,4,8752,8760,8742,8760,8760,8689,8760,8760,8752,8760,8760,8329,8760,8760,8760,8755,8759,8760,8750,8760,8760,8760,8760,8760,8759,8700,8760,8760,8760,8759,8759,8760,8760,8760,8760,8760,8756,0,8760,8757,8748,8760,0,0,640,8760,7470,8760,8760,8760,0,0,8760]
[2039,13,2007,8736,950,2056,1961,453,1949,8131,2007,8760,8760,3687,8760,8724,8758,8755,4703,5003,1053,8760,8160,8759,8760,8564,6671,6592,8760,7245,5348,8690,8759,6652,8760,6218,8663,8760,8755,0,5809,108,3734,7487,0,0,0,3329,2515,3085,7980,8760,0,0,7013]
[2039,16,190,8602,288,799,694,81,417,6938,190,8760,8760,1817,8760,8682,8676,8754,2303,2333,475,8597,6506,8750,8043,7549,5175,4926,8373,4958,3111,8175,8759,5014,8756,4551,7132,8531,8170,0,4402,0,1633,4897,0,0,0,1454,1039,1227,5890,8709,0,0,5726]
[2039,22,0,8144,35,75,87,8,9,3681,0,8739,8137,367,7885,8179,7431,6416,350,350,7,5968,4117,6692,3394,4410,1695,2986,5156,1510,617,5658,8409,1808,6337,1359,3179,5832,6071,0,799,0,251,1029,0,0,0,172,109,164,2659,6175,0,0,2094]
[2039,26,0,5939,10,23,30,0,1,1991,0,8498,6964,117,6032,7183,6399,4340,96,78,0,3718,2118,5315,1392,3406,596,1553,2825,651,104,4244,6911,668,4645,456,2267,3992,4715,0,170,0,54,298,0,0,0,33,24,45,1043,3839,0,0,793]
[2039,27,0,5354,4,14,20,0,0,1693,0,8345,6644,82,5511,6725,6229,3698,76,59,0,3242,1732,4920,1114,3200,447,1141,2253,519,69,4039,6490,487,4120,335,1966,3430,4333,0,128,0,45,201,0,0,0,24,14,36,688,3505,0,0,633]
[2039,28,0,4764,2,8,14,0,0,1428,0,8162,6373,63,5088,6352,6101,3119,62,46,0,2777,1392,4567,878,2982,318,838,1738,423,47,3863,5972,340,3639,231,1572,2940,3998,0,106,0,34,137,0,0,0,15,11,33,452,3210,0,0,473]
[2039,29,0,4082,0,5,7,0,0,1194,0,7873,6050,52,4678,5959,6019,2559,51,38,0,2360,1125,4306,696,2770,234,557,1393,320,33,3700,5541,255,3143,177,1191,2454,3675,0,87,0,24,85,0,0,0,11,7,30,316,2960,0,0,363]
[2039,30,0,3412,0,1,4,0,0,982,0,7560,5736,43,4349,5521,5911,2111,41,30,0,2000,874,4067,521,2563,175,397,1073,247,24,3527,5173,184,2717,141,888,2032,3335,0,69,0,20,59,0,0,0,7,5,27,220,2727,0,0,263]
[2039,31,0,2601,0,0,2,0,0,827,0,7245,5460,35,4045,5104,5802,1715,34,22,0,1686,658,3779,393,2342,138,256,843,168,17,3353,4876,120,2377,105,650,1679,3029,0,61,0,12,44,0,0,0,2,4,21,159,2504,0,0,200]
[2039,32,0,1891,0,0,0,0,0,693,0,6916,5201,26,3779,4704,5659,1364,25,16,0,1437,467,3449,291,2138,113,141,616,119,14,3184,4651,93,2107,84,444,1416,2736,0,48,0,6,30,0,0,0,0,1,20,108,2278,0,0,149]
[2039,33,0,1297,0,0,0,0,0,576,0,6555,4869,25,3523,4314,5460,1103,15,13,0,1242,330,3061,223,1869,86,79,422,92,9,3031,4409,73,1836,68,279,1179,2476,0,37,0,5,24,0,0,0,0,0,17,72,2005,0,0,121]
[2039,34,0,872,0,0,0,0,0,466,0,6186,4510,21,3291,3939,5180,845,11,10,0,1060,241,2640,158,1571,72,34,299,65,8,2861,4220,57,1595,58,174,955,2190,0,30,0,4,20,0,0,0,0,0,14,51,1657,0,0,104]
[2039,35,0,583,0,0,0,0,0,387,0,5798,4122,17,3071,3630,4920,646,6,8,0,898,178,2233,100,1247,61,14,220,61,4,2671,4030,48,1370,43,111,764,1961,0,25,0,2,16,0,0,0,0,0,13,42,1337,0,0,90]
[2039,36,0,388,0,0,0,0,0,313,0,5470,3719,15,2900,3377,4681,491,2,3,0,750,128,1831,56,933,46,4,156,52,2,2505,3830,40,1176,33,83,597,1734,0,19,0,0,14,0,0,0,0,0,11,29,1035,0,0,76]
[2039,37,0,268,0,0,0,0,0,251,0,5091,3311,13,2727,3150,4454,364,0,0,0,638,102,1500,35,663,40,2,123,48,0,2317,3633,30,996,25,61,447,1568,0,12,0,0,12,0,0,0,0,0,8,24,774,0,0,66]
[2039,38,0,185,0,0,0,0,0,192,0,4711,2930,10,2560,2926,4304,284,0,0,0,525,81,1213,25,466,34,0,94,39,0,2123,3485,23,851,21,40,341,1388,0,9,0,0,11,0,0,0,0,0,8,17,552,0,0,59]
[2039,39,0,145,0,0,0,0,0,136,0,4321,2592,10,2380,2725,4156,213,0,0,0,446,69,972,18,314,27,0,72,29,0,1889,3316,16,714,17,26,227,1202,0,9,0,0,9,0,0,0,0,0,6,12,396,0,0,51]
[2039,40,0,117,0,0,0,0,0,97,0,3930,2328,8,2197,2523,4038,171,0,0,0,379,53,749,13,213,23,0,60,22,0,1581,3075,12,583,12,21,168,1033,0,4,0,0,8,0,0,0,0,0,6,10,253,0,0,42]
[2039,41,0,96,0,0,0,0,0,71,0,3537,2090,8,1964,2377,3915,137,0,0,0,311,46,546,11,127,19,0,51,16,0,1277,2788,11,478,8,11,124,893,0,0,0,0,6,0,0,0,0,0,6,9,166,0,0,34]
[2039,42,0,77,0,0,0,0,0,48,0,3123,1862,5,1727,2226,3833,108,0,0,0,244,39,397,4,89,13,0,42,12,0,976,2464,10,390,7,5,92,740,0,0,0,0,5,0,0,0,0,0,5,7,125,0,0,31]
[2039,43,0,66,0,0,0,0,0,35,0,2747,1658,5,1457,2055,3744,93,0,0,0,200,33,312,3,60,9,0,33,11,0,762,2127,9,300,4,1,77,610,0,0,0,0,5,0,0,0,0,0,5,6,100,0,0,23]
[2039,44,0,53,0,0,0,0,0,26,0,2433,1454,4,1224,1871,3630,75,0,0,0,157,26,235,2,47,4,0,27,7,0,579,1833,6,245,2,0,58,500,0,0,0,0,3,0,0,0,0,0,4,5,83,0,0,19]
[2039,45,0,46,0,0,0,0,0,19,0,2119,1280,4,1047,1664,3468,69,0,0,0,121,21,188,1,34,2,0,21,6,0,437,1544,4,189,0,0,50,394,0,0,0,0,2,0,0,0,0,0,3,1,67,0,0,14]
[2039,46,0,32,0,0,0,0,0,14,0,1865,1149,3,840,1424,3274,56,0,0,0,91,13,152,1,26,1,0,12,4,0,333,1260,4,141,0,0,40,289,0,0,0,0,1,0,0,0,0,0,3,0,57,0,0,10]
[2039,47,0,14,0,0,0,0,0,9,0,1599,988,2,684,1205,3096,50,0,0,0,70,10,127,1,16,0,0,11,2,0,215,1019,3,115,0,0,31,219,0,0,0,0,0,0,0,0,0,0,2,0,45,0,0,8]
[2039,48,0,7,0,0,0,0,0,8,0,1394,844,1,566,1014,2952,44,0,0,0,58,10,115,0,11,0,0,8,0,0,155,829,3,86,0,0,24,150,0,0,0,0,0,0,0,0,0,0,2,0,33,0,0,7]
[2039,49,0,0,0,0,0,0,0,7,0,1223,720,0,457,869,2837,36,0,0,0,49,3,105,0,8,0,0,6,0,0,81,674,1,71,0,0,17,104,0,0,0,0,0,0,0,0,0,0,0,0,22,0,0,5]
[2039,50,0,0,0,0,0,0,0,6,0,1059,631,0,377,716,2758,32,0,0,0,44,1,89,0,8,0,0,4,0,0,40,543,0,57,0,0,13,75,0,0,0,0,0,0,0,0,0,0,0,0,11,0,0,3]
[2039,51,0,0,0,0,0,0,0,3,0,881,540,0,296,565,2676,28,0,0,0,38,1,78,0,2,0,0,1,0,0,21,438,0,51,0,0,11,60,0,0,0,0,0,0,0,0,0,0,0,0,3,0,0,2]
[2039,52,{"$f":"INDEX(D3209:BC3209,MATCH($C$7,$D$7:$BC$7,0))","v":0},0,0,0,0,0,0,2,0,763,465,0,236,412,2603,23,0,0,0,34,0,67,0,1,0,0,0,0,0,11,336,0,42,0,0,8,45,0,0,0,0,0,0,0,0,0,0,0,0,1,0,0,0]
[2039,53,0,0,0,0,0,0,0,2,0,647,401,0,176,270,2527,18,0,0,0,26,0,61,0,0,0,0,0,0,0,5,262,0,35,0,0,6,33,0,0,0,0,0,0,0,0,0,0,0,0,0,0,0,0]
[2039,54,0,0,0,0,0,0,0,1,0,521,328,0,136,154,2446,15,0,0,0,22,0,53,0,0,0,0,0,0,0,0,207,0,30,0,0,6,24,0,0,0,0,0,0,0,0,0,0,0,0,0,0,0,0]
[2039,55,0,0,0,0,0,0,0,0,0,425,280,0,90,69,2385,12,0,0,0,19,0,43,0,0,0,0,0,0,0,0,164,0,23,0,0,2,18,0,0,0,0,0,0,0,0,0,0,0,0,0,0,0,0]
[2039,56,0,0,0,0,0,0,0,0,0,355,235,0,62,28,2310,7,0,0,0,14,0,37,0,0,0,0,0,0,0,0,129,0,21,0,0,2,14,0,0,0,0,0,0,0,0,0,0,0,0,0,0,0,0]
[2039,57,0,0,0,0,0,0,0,0,0,291,198,0,43,11,2231,5,0,0,0,11,0,29,0,0,0,0,0,0,0,0,117,0,18,0,0,0,13,0,0,0,0,0,0,0,0,0,0,0,0,0,0,0,0]
[2039,58,0,0,0,0,0,0,0,0,0,243,170,0,29,2,2146,4,0,0,0,9,0,25,0,0,0,0,0,0,0,0,103,0,15,0,0,0,13,0,0,0,0,0,0,0,0,0,0,0,0,0,0,0,0]
[2039,59,0,0,0,0,0,0,0,0,0,191,155,0,23,0,2056,3,0,0,0,9,0,18,0,0,0,0,0,0,0,0,92,0,14,0,0,0,9,0,0,0,0,0,0,0,0,0,0,0,0,0,0,0,0]
[2039,60,0,0,0,0,0,0,0,0,0,146,135,0,17,0,1955,1,0,0,0,7,0,17,0,0,0,0,0,0,0,0,85,0,12,0,0,0,7,0,0,0,0,0,0,0,0,0,0,0,0,0,0,0,0]
[2039,61,0,0,0,0,0,0,0,0,0,115,123,0,13,0,1852,0,0,0,0,6,0,13,0,0,0,0,0,0,0,0,72,0,8,0,0,0,5,0,0,0,0,0,0,0,0,0,0,0,0,0,0,0,0]
[2039,62,0,0,0,0,0,0,0,0,0,87,114,0,10,0,1743,0,0,0,0,3,0,12,0,0,0,0,0,0,0,0,59,0,6,0,0,0,1,0,0,0,0,0,0,0,0,0,0,0,0,0,0,0,0]
[2039,63,0,0,0,0,0,0,0,0,0,72,106,0,7,0,1619,0,0,0,0,3,0,9,0,0,0,0,0,0,0,0,53,0,4,0,0,0,0,0,0,0,0,0,0,0,0,0,0,0,0,0,0,0,0]
[2039,64,0,0,0,0,0,0,0,0,0,58,97,0,7,0,1437,0,0,0,0,1,0,5,0,0,0,0,0,0,0,0,44,0,4,0,0,0,0,0,0,0,0,0,0,0,0,0,0,0,0,0,0,0,0]
[2039,65,0,0,0,0,0,0,0,0,0,45,88,0,6,0,1219,0,0,0,0,0,0,2,0,0,0,0,0,0,0,0,38,0,4,0,0,0,0,0,0,0,0,0,0,0,0,0,0,0,0,0,0,0,0]
[2039,66,0,0,0,0,0,0,0,0,0,38,83,0,5,0,994,0,0,0,0,0,0,0,0,0,0,0,0,0,0,0,33,0,4,0,0,0,0,0,0,0,0,0,0,0,0,0,0,0,0,0,0,0,0]
[2039,67,0,0,0,0,0,0,0,0,0,32,78,0,5,0,772,0,0,0,0,0,0,0,0,0,0,0,0,0,0,0,26,0,2,0,0,0,0,0,0,0,0,0,0,0,0,0,0,0,0,0,0,0,0]
[2039,68,0,0,0,0,0,0,0,0,0,23,72,0,1,0,566,0,0,0,0,0,0,0,0,0,0,0,0,0,0,0,22,0,2,0,0,0,0,0,0,0,0,0,0,0,0,0,0,0,0,0,0,0,0]
[2039,69,0,0,0,0,0,0,0,0,0,21,66,0,0,0,379,0,0,0,0,0,0,0,0,0,0,0,0,0,0,0,21,0,1,0,0,0,0,0,0,0,0,0,0,0,0,0,0,0,0,0,0,0,0]
[2039,70,0,0,0,0,0,0,0,0,0,18,56,0,0,0,263,0,0,0,0,0,0,0,0,0,0,0,0,0,0,0,16,0,0,0,0,0,0,0,0,0,0,0,0,0,0,0,0,0,0,0,0,0,0]
[2039,71,0,0,0,0,0,0,0,0,0,12,54,0,0,0,171,0,0,0,0,0,0,0,0,0,0,0,0,0,0,0,14,0,0,0,0,0,0,0,0,0,0,0,0,0,0,0,0,0,0,0,0,0,0]
[2039,72,0,0,0,0,0,0,0,0,0,10,50,0,0,0,93,0,0,0,0,0,0,0,0,0,0,0,0,0,0,0,13,0,0,0,0,0,0,0,0,0,0,0,0,0,0,0,0,0,0,0,0,0,0]
[2039,73,0,0,0,0,0,0,0,0,0,7,46,0,0,0,43,0,0,0,0,0,0,0,0,0,0,0,0,0,0,0,10,0,0,0,0,0,0,0,0,0,0,0,0,0,0,0,0,0,0,0,0,0,0]
[2039,74,0,0,0,0,0,0,0,0,0,4,41,0,0,0,22,0,0,0,0,0,0,0,0,0,0,0,0,0,0,0,8,0,0,0,0,0,0,0,0,0,0,0,0,0,0,0,0,0,0,0,0,0,0]
[2039,75,0,0,0,0,0,0,0,0,0,4,37,0,0,0,11,0,0,0,0,0,0,0,0,0,0,0,0,0,0,0,6,0,0,0,0,0,0,0,0,0,0,0,0,0,0,0,0,0,0,0,0,0,0]
[2039,76,0,0,0,0,0,0,0,0,0,4,32,0,0,0,6,0,0,0,0,0,0,0,0,0,0,0,0,0,0,0,4,0,0,0,0,0,0,0,0,0,0,0,0,0,0,0,0,0,0,0,0,0,0]
[2039,77,0,0,0,0,0,0,0,0,0,1,30,0,0,0,2,0,0,0,0,0,0,0,0,0,0,0,0,0,0,0,3,0,0,0,0,0,0,0,0,0,0,0,0,0,0,0,0,0,0,0,0,0,0]
[2039,78,0,0,0,0,0,0,0,0,0,0,26,0,0,0,0,0,0,0,0,0,0,0,0,0,0,0,0,0,0,0,1,0,0,0,0,0,0,0,0,0,0,0,0,0,0,0,0,0,0,0,0,0,0]
[2039,79,0,0,0,0,0,0,0,0,0,0,22,0,0,0,0,0,0,0,0,0,0,0,0,0,0,0,0,0,0,0,0,0,0,0,0,0,0,0,0,0,0,0,0,0,0,0,0,0,0,0,0,0,0]
[2039,80,0,0,0,0,0,0,0,0,0,0,22,0,0,0,0,0,0,0,0,0,0,0,0,0,0,0,0,0,0,0,0,0,0,0,0,0,0,0,0,0,0,0,0,0,0,0,0,0,0,0,0,0,0]
[2039,81,0,0,0,0,0,0,0,0,0,0,20,0,0,0,0,0,0,0,0,0,0,0,0,0,0,0,0,0,0,0,0,0,0,0,0,0,0,0,0,0,0,0,0,0,0,0,0,0,0,0,0,0,0]
[2039,82,0,0,0,0,0,0,0,0,0,0,18,0,0,0,0,0,0,0,0,0,0,0,0,0,0,0,0,0,0,0,0,0,0,0,0,0,0,0,0,0,0,0,0,0,0,0,0,0,0,0,0,0,0]
[2039,83,0,0,0,0,0,0,0,0,0,0,15,0,0,0,0,0,0,0,0,0,0,0,0,0,0,0,0,0,0,0,0,0,0,0,0,0,0,0,0,0,0,0,0,0,0,0,0,0,0,0,0,0,0]
[2039,84,0,0,0,0,0,0,0,0,0,0,12,0,0,0,0,0,0,0,0,0,0,0,0,0,0,0,0,0,0,0,0,0,0,0,0,0,0,0,0,0,0,0,0,0,0,0,0,0,0,0,0,0,0]
[2039,85,0,0,0,0,0,0,0,0,0,0,11,0,0,0,0,0,0,0,0,0,0,0,0,0,0,0,0,0,0,0,0,0,0,0,0,0,0,0,0,0,0,0,0,0,0,0,0,0,0,0,0,0,0]
[2039,86,0,0,0,0,0,0,0,0,0,0,9,0,0,0,0,0,0,0,0,0,0,0,0,0,0,0,0,0,0,0,0,0,0,0,0,0,0,0,0,0,0,0,0,0,0,0,0,0,0,0,0,0,0]
[2039,87,0,0,0,0,0,0,0,0,0,0,7,0,0,0,0,0,0,0,0,0,0,0,0,0,0,0,0,0,0,0,0,0,0,0,0,0,0,0,0,0,0,0,0,0,0,0,0,0,0,0,0,0,0]
[2039,88,0,0,0,0,0,0,0,0,0,0,5,0,0,0,0,0,0,0,0,0,0,0,0,0,0,0,0,0,0,0,0,0,0,0,0,0,0,0,0,0,0,0,0,0,0,0,0,0,0,0,0,0,0]
[2039,89,0,0,0,0,0,0,0,0,0,0,2,0,0,0,0,0,0,0,0,0,0,0,0,0,0,0,0,0,0,0,0,0,0,0,0,0,0,0,0,0,0,0,0,0,0,0,0,0,0,0,0,0,0]
[2039,90,0,0,0,0,0,0,0,0,0,0,1,0,0,0,0,0,0,0,0,0,0,0,0,0,0,0,0,0,0,0,0,0,0,0,0,0,0,0,0,0,0,0,0,0,0,0,0,0,0,0,0,0,0]
[2039,91,0,0,0,0,0,0,0,0,0,0,1,0,0,0,0,0,0,0,0,0,0,0,0,0,0,0,0,0,0,0,0,0,0,0,0,0,0,0,0,0,0,0,0,0,0,0,0,0,0,0,0,0,0]
[2039,92,0,0,0,0,0,0,0,0,0,0,0,0,0,0,0,0,0,0,0,0,0,0,0,0,0,0,0,0,0,0,0,0,0,0,0,0,0,0,0,0,0,0,0,0,0,0,0,0,0,0,0,0,0]
[2039,93,0,0,0,0,0,0,0,0,0,0,0,0,0,0,0,0,0,0,0,0,0,0,0,0,0,0,0,0,0,0,0,0,0,0,0,0,0,0,0,0,0,0,0,0,0,0,0,0,0,0,0,0,0]
[2039,94,0,0,0,0,0,0,0,0,0,0,0,0,0,0,0,0,0,0,0,0,0,0,0,0,0,0,0,0,0,0,0,0,0,0,0,0,0,0,0,0,0,0,0,0,0,0,0,0,0,0,0,0,0]
[2039,95,0,0,0,0,0,0,0,0,0,0,0,0,0,0,0,0,0,0,0,0,0,0,0,0,0,0,0,0,0,0,0,0,0,0,0,0,0,0,0,0,0,0,0,0,0,0,0,0,0,0,0,0,0]
[2039,96,0,0,0,0,0,0,0,0,0,0,0,0,0,0,0,0,0,0,0,0,0,0,0,0,0,0,0,0,0,0,0,0,0,0,0,0,0,0,0,0,0,0,0,0,0,0,0,0,0,0,0,0,0]
[2039,97,0,0,0,0,0,0,0,0,0,0,0,0,0,0,0,0,0,0,0,0,0,0,0,0,0,0,0,0,0,0,0,0,0,0,0,0,0,0,0,0,0,0,0,0,0,0,0,0,0,0,0,0,0]
[2039,98,0,0,0,0,0,0,0,0,0,0,0,0,0,0,0,0,0,0,0,0,0,0,0,0,0,0,0,0,0,0,0,0,0,0,0,0,0,0,0,0,0,0,0,0,0,0,0,0,0,0,0,0,0]
[2039,99,0,0,0,0,0,0,0,0,0,0,0,0,0,0,0,0,0,0,0,0,0,0,0,0,0,0,0,0,0,0,0,0,0,0,0,0,0,0,0,0,0,0,0,0,0,0,0,0,0,0,0,0,0]
[2039,100,0,0,0,0,0,0,0,0,0,0,0,0,0,0,0,0,0,0,0,0,0,0,0,0,0,0,0,0,0,0,0,0,0,0,0,0,0,0,0,0,0,0,0,0,0,0,0,0,0,0,0,0,0]
[2039,101,0,0,0,0,0,0,0,0,0,0,0,0,0,0,0,0,0,0,0,0,0,0,0,0,0,0,0,0,0,0,0,0,0,0,0,0,0,0,0,0,0,0,0,0,0,0,0,0,0,0,0,0,0]
[2039,102,0,0,0,0,0,0,0,0,0,0,0,0,0,0,0,0,0,0,0,0,0,0,0,0,0,0,0,0,0,0,0,0,0,0,0,0,0,0,0,0,0,0,0,0,0,0,0,0,0,0,0,0,0]
[2039,103,0,0,0,0,0,0,0,0,0,0,0,0,0,0,0,0,0,0,0,0,0,0,0,0,0,0,0,0,0,0,0,0,0,0,0,0,0,0,0,0,0,0,0,0,0,0,0,0,0,0,0,0,0]
[2039,104,0,0,0,0,0,0,0,0,0,0,0,0,0,0,0,0,0,0,0,0,0,0,0,0,0,0,0,0,0,0,0,0,0,0,0,0,0,0,0,0,0,0,0,0,0,0,0,0,0,0,0,0,0]
[2039,105,0,0,0,0,0,0,0,0,0,0,0,0,0,0,0,0,0,0,0,0,0,0,0,0,0,0,0,0,0,0,0,0,0,0,0,0,0,0,0,0,0,0,0,0,0,0,0,0,0,0,0,0,0]
[2039,106,0,0,0,0,0,0,0,0,0,0,0,0,0,0,0,0,0,0,0,0,0,0,0,0,0,0,0,0,0,0,0,0,0,0,0,0,0,0,0,0,0,0,0,0,0,0,0,0,0,0,0,0,0]
[2039,107,0,0,0,0,0,0,0,0,0,0,0,0,0,0,0,0,0,0,0,0,0,0,0,0,0,0,0,0,0,0,0,0,0,0,0,0,0,0,0,0,0,0,0,0,0,0,0,0,0,0,0,0,0]
[2039,108,0,0,0,0,0,0,0,0,0,0,0,0,0,0,0,0,0,0,0,0,0,0,0,0,0,0,0,0,0,0,0,0,0,0,0,0,0,0,0,0,0,0,0,0,0,0,0,0,0,0,0,0,0]
[2039,109,0,0,0,0,0,0,0,0,0,0,0,0,0,0,0,0,0,0,0,0,0,0,0,0,0,0,0,0,0,0,0,0,0,0,0,0,0,0,0,0,0,0,0,0,0,0,0,0,0,0,0,0,0]
[2039,110,0,0,0,0,0,0,0,0,0,0,0,0,0,0,0,0,0,0,0,0,0,0,0,0,0,0,0,0,0,0,0,0,0,0,0,0,0,0,0,0,0,0,0,0,0,0,0,0,0,0,0,0,0]
[2039,111,0,0,0,0,0,0,0,0,0,0,0,0,0,0,0,0,0,0,0,0,0,0,0,0,0,0,0,0,0,0,0,0,0,0,0,0,0,0,0,0,0,0,0,0,0,0,0,0,0,0,0,0,0]
[2039,112,0,0,0,0,0,0,0,0,0,0,0,0,0,0,0,0,0,0,0,0,0,0,0,0,0,0,0,0,0,0,0,0,0,0,0,0,0,0,0,0,0,0,0,0,0,0,0,0,0,0,0,0,0]
[2039,113,0,0,0,0,0,0,0,0,0,0,0,0,0,0,0,0,0,0,0,0,0,0,0,0,0,0,0,0,0,0,0,0,0,0,0,0,0,0,0,0,0,0,0,0,0,0,0,0,0,0,0,0,0]
[2039,114,0,0,0,0,0,0,0,0,0,0,0,0,0,0,0,0,0,0,0,0,0,0,0,0,0,0,0,0,0,0,0,0,0,0,0,0,0,0,0,0,0,0,0,0,0,0,0,0,0,0,0,0,0]
[2039,115,0,0,0,0,0,0,0,0,0,0,0,0,0,0,0,0,0,0,0,0,0,0,0,0,0,0,0,0,0,0,0,0,0,0,0,0,0,0,0,0,0,0,0,0,0,0,0,0,0,0,0,0,0]
[2039,116,{"$f":"INDEX(D3273:BC3273,MATCH($C$7,$D$7:$BC$7,0))","v":0},0,0,0,0,0,0,0,0,0,0,0,0,0,0,0,0,0,0,0,0,0,0,0,0,0,0,0,0,0,0,0,0,0,0,0,0,0,0,0,0,0,0,0,0,0,0,0,0,0,0,0,0]
[2039,117,0,0,0,0,0,0,0,0,0,0,0,0,0,0,0,0,0,0,0,0,0,0,0,0,0,0,0,0,0,0,0,0,0,0,0,0,0,0,0,0,0,0,0,0,0,0,0,0,0,0,0,0,0]
[2039,118,0,0,0,0,0,0,0,0,0,0,0,0,0,0,0,0,0,0,0,0,0,0,0,0,0,0,0,0,0,0,0,0,0,0,0,0,0,0,0,0,0,0,0,0,0,0,0,0,0,0,0,0,0]
[2039,119,0,0,0,0,0,0,0,0,0,0,0,0,0,0,0,0,0,0,0,0,0,0,0,0,0,0,0,0,0,0,0,0,0,0,0,0,0,0,0,0,0,0,0,0,0,0,0,0,0,0,0,0,0]
[2039,120,0,0,0,0,0,0,0,0,0,0,0,0,0,0,0,0,0,0,0,0,0,0,0,0,0,0,0,0,0,0,0,0,0,0,0,0,0,0,0,0,0,0,0,0,0,0,0,0,0,0,0,0,0]
[2039,121,0,0,0,0,0,0,0,0,0,0,0,0,0,0,0,0,0,0,0,0,0,0,0,0,0,0,0,0,0,0,0,0,0,0,0,0,0,0,0,0,0,0,0,0,0,0,0,0,0,0,0,0,0]
[2039,122,0,0,0,0,0,0,0,0,0,0,0,0,0,0,0,0,0,0,0,0,0,0,0,0,0,0,0,0,0,0,0,0,0,0,0,0,0,0,0,0,0,0,0,0,0,0,0,0,0,0,0,0,0]
[2039,123,0,0,0,0,0,0,0,0,0,0,0,0,0,0,0,0,0,0,0,0,0,0,0,0,0,0,0,0,0,0,0,0,0,0,0,0,0,0,0,0,0,0,0,0,0,0,0,0,0,0,0,0,0]
[2039,124,0,0,0,0,0,0,0,0,0,0,0,0,0,0,0,0,0,0,0,0,0,0,0,0,0,0,0,0,0,0,0,0,0,0,0,0,0,0,0,0,0,0,0,0,0,0,0,0,0,0,0,0,0]
[2039,125,0,0,0,0,0,0,0,0,0,0,0,0,0,0,0,0,0,0,0,0,0,0,0,0,0,0,0,0,0,0,0,0,0,0,0,0,0,0,0,0,0,0,0,0,0,0,0,0,0,0,0,0,0]
[2039,126,0,0,0,0,0,0,0,0,0,0,0,0,0,0,0,0,0,0,0,0,0,0,0,0,0,0,0,0,0,0,0,0,0,0,0,0,0,0,0,0,0,0,0,0,0,0,0,0,0,0,0,0,0]
[2039,127,0,0,0,0,0,0,0,0,0,0,0,0,0,0,0,0,0,0,0,0,0,0,0,0,0,0,0,0,0,0,0,0,0,0,0,0,0,0,0,0,0,0,0,0,0,0,0,0,0,0,0,0,0]
[2039,128,0,0,0,0,0,0,0,0,0,0,0,0,0,0,0,0,0,0,0,0,0,0,0,0,0,0,0,0,0,0,0,0,0,0,0,0,0,0,0,0,0,0,0,0,0,0,0,0,0,0,0,0,0]
[2039,129,0,0,0,0,0,0,0,0,0,0,0,0,0,0,0,0,0,0,0,0,0,0,0,0,0,0,0,0,0,0,0,0,0,0,0,0,0,0,0,0,0,0,0,0,0,0,0,0,0,0,0,0,0]
[2039,130,0,0,0,0,0,0,0,0,0,0,0,0,0,0,0,0,0,0,0,0,0,0,0,0,0,0,0,0,0,0,0,0,0,0,0,0,0,0,0,0,0,0,0,0,0,0,0,0,0,0,0,0,0]
[2039,131,0,0,0,0,0,0,0,0,0,0,0,0,0,0,0,0,0,0,0,0,0,0,0,0,0,0,0,0,0,0,0,0,0,0,0,0,0,0,0,0,0,0,0,0,0,0,0,0,0,0,0,0,0]
[2039,132,0,0,0,0,0,0,0,0,0,0,0,0,0,0,0,0,0,0,0,0,0,0,0,0,0,0,0,0,0,0,0,0,0,0,0,0,0,0,0,0,0,0,0,0,0,0,0,0,0,0,0,0,0]
[2039,133,0,0,0,0,0,0,0,0,0,0,0,0,0,0,0,0,0,0,0,0,0,0,0,0,0,0,0,0,0,0,0,0,0,0,0,0,0,0,0,0,0,0,0,0,0,0,0,0,0,0,0,0,0]
[2039,134,0,0,0,0,0,0,0,0,0,0,0,0,0,0,0,0,0,0,0,0,0,0,0,0,0,0,0,0,0,0,0,0,0,0,0,0,0,0,0,0,0,0,0,0,0,0,0,0,0,0,0,0,0]
[2039,135,0,0,0,0,0,0,0,0,0,0,0,0,0,0,0,0,0,0,0,0,0,0,0,0,0,0,0,0,0,0,0,0,0,0,0,0,0,0,0,0,0,0,0,0,0,0,0,0,0,0,0,0,0]
[2039,136,0,0,0,0,0,0,0,0,0,0,0,0,0,0,0,0,0,0,0,0,0,0,0,0,0,0,0,0,0,0,0,0,0,0,0,0,0,0,0,0,0,0,0,0,0,0,0,0,0,0,0,0,0]
[2039,137,0,0,0,0,0,0,0,0,0,0,0,0,0,0,0,0,0,0,0,0,0,0,0,0,0,0,0,0,0,0,0,0,0,0,0,0,0,0,0,0,0,0,0,0,0,0,0,0,0,0,0,0,0]
[2039,138,0,0,0,0,0,0,0,0,0,0,0,0,0,0,0,0,0,0,0,0,0,0,0,0,0,0,0,0,0,0,0,0,0,0,0,0,0,0,0,0,0,0,0,0,0,0,0,0,0,0,0,0,0]
[2039,139,0,0,0,0,0,0,0,0,0,0,0,0,0,0,0,0,0,0,0,0,0,0,0,0,0,0,0,0,0,0,0,0,0,0,0,0,0,0,0,0,0,0,0,0,0,0,0,0,0,0,0,0,0]
[2039,140,0,0,0,0,0,0,0,0,0,0,0,0,0,0,0,0,0,0,0,0,0,0,0,0,0,0,0,0,0,0,0,0,0,0,0,0,0,0,0,0,0,0,0,0,0,0,0,0,0,0,0,0,0]
[2039,141,0,0,0,0,0,0,0,0,0,0,0,0,0,0,0,0,0,0,0,0,0,0,0,0,0,0,0,0,0,0,0,0,0,0,0,0,0,0,0,0,0,0,0,0,0,0,0,0,0,0,0,0,0]
[2039,142,0,0,0,0,0,0,0,0,0,0,0,0,0,0,0,0,0,0,0,0,0,0,0,0,0,0,0,0,0,0,0,0,0,0,0,0,0,0,0,0,0,0,0,0,0,0,0,0,0,0,0,0,0]
[2039,143,0,0,0,0,0,0,0,0,0,0,0,0,0,0,0,0,0,0,0,0,0,0,0,0,0,0,0,0,0,0,0,0,0,0,0,0,0,0,0,0,0,0,0,0,0,0,0,0,0,0,0,0,0]
[2039,144,0,0,0,0,0,0,0,0,0,0,0,0,0,0,0,0,0,0,0,0,0,0,0,0,0,0,0,0,0,0,0,0,0,0,0,0,0,0,0,0,0,0,0,0,0,0,0,0,0,0,0,0,0]
[2039,145,0,0,0,0,0,0,0,0,0,0,0,0,0,0,0,0,0,0,0,0,0,0,0,0,0,0,0,0,0,0,0,0,0,0,0,0,0,0,0,0,0,0,0,0,0,0,0,0,0,0,0,0,0]
[2039,146,0,0,0,0,0,0,0,0,0,0,0,0,0,0,0,0,0,0,0,0,0,0,0,0,0,0,0,0,0,0,0,0,0,0,0,0,0,0,0,0,0,0,0,0,0,0,0,0,0,0,0,0,0]
[2039,147,0,0,0,0,0,0,0,0,0,0,0,0,0,0,0,0,0,0,0,0,0,0,0,0,0,0,0,0,0,0,0,0,0,0,0,0,0,0,0,0,0,0,0,0,0,0,0,0,0,0,0,0,0]
[2039,148,0,0,0,0,0,0,0,0,0,0,0,0,0,0,0,0,0,0,0,0,0,0,0,0,0,0,0,0,0,0,0,0,0,0,0,0,0,0,0,0,0,0,0,0,0,0,0,0,0,0,0,0,0]
[2039,149,0,0,0,0,0,0,0,0,0,0,0,0,0,0,0,0,0,0,0,0,0,0,0,0,0,0,0,0,0,0,0,0,0,0,0,0,0,0,0,0,0,0,0,0,0,0,0,0,0,0,0,0,0]
[2039,150,0,0,0,0,0,0,0,0,0,0,0,0,0,0,0,0,0,0,0,0,0,0,0,0,0,0,0,0,0,0,0,0,0,0,0,0,0,0,0,0,0,0,0,0,0,0,0,0,0,0,0,0,0]

{"sheet":"Other >>","index":12,"n_rows":0,"n_cols":0,"rows_kept":0,"cut":false,"hidden":false,"merged":[]}

{"sheet":"Transformer Fleet","index":13,"n_rows":101,"n_cols":33,"rows_kept":101,"cut":false,"hidden":false,"merged":[[5,9,5,10]]}
[]
[]
[]
[null,{"$f":"ZSS","v":"CM"},{"$f":"'ZSS Summary'!G14","v":"Not Chosen"},{"$f":"'ZSS Summary'!G11","v":2019},{"$f":"'ZSS Summary'!H11","v":4.1864279402361726},{"$f":"'ZSS Summary'!G13","v":2038},{"$f":"'ZSS Summary'!H13","v":1.024314254996801}]
[]
[null,null,null,null,null,null,null,null,null,"Aggregate Table"]
[null,"ZSS","Spare/Mobile","Replace 1 Tx","CBR","Replace 2nd Tx","CBR","ZSS",null,"All Replacements","Year",null,"Ranking","PVR","ZSS","Year","Chosen Year",null,null,"ZSS","Planned Repl","C55 It4","Notes",null,2019,{"$f":"Y7+1","v":2020},{"$f":"Z7+1","v":2021},2022,2023,2024,2025,2026,2027]
[null,"BH",2035,"Not Chosen",false,"Not Chosen",false,{"$f":"B8","v":"BH"},null,{"$f":"E8","v":false},{"$f":"D8","v":"Not Chosen"},null,1,{"$f":"LARGE($J$8:$J$101,M8)","v":4.1864279402361726},{"$f":"IFERROR(VLOOKUP(N8,$E$8:$H$54,4,FALSE)& \" 1st Unit\", VLOOKUP(N8,$G$8:$H$54,2,FALSE)& \" 2nd Unit\")","v":"CM 1st Unit"},{"$f":"VLOOKUP(N8,$J$8:$K$101,2,FALSE)","v":2019},null,null,null,"CM",2020,2020,null,null,{"$f":"COUNTIF($AA$14:$AA$65,Y7)+COUNTIF($Z$14:$Z$65,Y7)","v":11},{"$f":"COUNTIF($AA$14:$AA$65,Z7)+COUNTIF($Z$14:$Z$65,Z7)","v":1},0,1,0,0,0,0,0]
[null,"BR",2030,2036,1.0123204511567323,"Not Chosen",false,{"$f":"B9","v":"BR"},null,{"$f":"E9","v":1.0123204511567323},{"$f":"D9","v":2036},null,2,4.1612367600682019,"EM 1st Unit",2019,null,null,null,"OR",2021,2021]
[null,"BT","Not Chosen",2019,1.5457835481220139,"Not Chosen",false,"BT",null,1.5457835481220139,2019,null,3,3.7749076652451032,"OR 1st Unit",2019,"B",null,null,"EM",2022,2022]
[null,"BU","Not Chosen",2019,1.3662280105786573,"Not Chosen",false,"BU",null,1.3662280105786573,2019,null,6,2.2199938302284439,"OE 1st Unit",2019,null,null,null,"EW",2022,2022]
[null,"BW","Not Chosen","Not Chosen",false,"Not Chosen",false,"BW",null,false,"Not Chosen",null,4,3.4835008317443301,"K 1st Unit",2019,null,null,null,"EL",2021,2021]
[null,"CDA","Not Chosen","Not Chosen",false,"Not Chosen",false,"CDA",null,false,"Not Chosen",null,11,1.3088640095481534,"SH 1st Unit",2019,null,null,null,"OE",2025,2025,null,null,null,"First Replacement","Second Replacement"]
[null,"CFD",2021,2034,1.0155212099655442,"Not Chosen",false,"CFD",null,1.0155212099655442,2034,null,10,1.3662280105786573,"BU 1st Unit",2019,null,null,null,"BT",2024,2024,null,null,"BH",{"$f":"IFERROR(VLOOKUP(Y14, $B$8:$D$54,3,FALSE),9999)","v":"Not Chosen"},{"$f":"IFERROR(VLOOKUP(Y14, $B$8:$F$54,5,FALSE),9999)","v":"Not Chosen"}]
[null,"CM","Not Chosen",2019,4.1864279402361726,2038,1.024314254996801,"CM",null,4.1864279402361726,2019,null,5,2.7474939296787855,"EL 1st Unit",2019,null,null,null,"K",2023,2023,null,null,"BR",{"$f":"IFERROR(VLOOKUP(Y15, $B$8:$D$54,3,FALSE),9999)","v":2036},{"$f":"IFERROR(VLOOKUP(Y15, $B$8:$F$54,5,FALSE),9999)","v":"Not Chosen"}]
[null,"CRM","Not Chosen","Not Chosen",false,"Not Chosen",false,"CRM",null,false,"Not Chosen",null,9,1.4903776859415112,"EW 1st Unit",2019,null,null,null,"SR",2023,2023,null,null,"BT",2019,"Not Chosen"]
[null,"DC",2019,2022,1.0663327190947278,"Not Chosen",false,"DC",null,1.0663327190947278,2022,null,7,1.9562874479124197,"HGS 1st Unit",2019,null,null,null,"BU",2025,2025,null,null,"BU",2019,"Not Chosen"]
[null,"DMA","Not Chosen","Not Chosen",false,"Not Chosen",false,"DMA",null,false,"Not Chosen",null,8,1.5457835481220139,"BT 1st Unit",2019,"B",null,null,"DC",9999,null,null,null,"BW","Not Chosen","Not Chosen"]
[null,"DN","Not Chosen","Not Chosen",false,"Not Chosen",false,"DN",null,false,"Not Chosen",null,23,1.0003952181114868,"SR 1st Unit",2020,null,null,null,"WD",2024,2024,null,null,"CDA","Not Chosen","Not Chosen"]
[null,"DSH",2033,"Not Chosen",false,"Not Chosen",false,"DSH",null,false,"Not Chosen",null,12,1.0663327190947278,"DC 1st Unit",2022,null,null,null,"GW",2025,2024,"change",null,"CFD",2034,"Not Chosen"]
[null,"DVY","Not Chosen","Not Chosen",false,"Not Chosen",false,"DVY",null,false,"Not Chosen",null,21,1.004354143175028,"STO 1st Unit",2030,null,null,null,"MC",2026,2026,null,null,"CM",2019,2038]
[null,"EB",2029,"Not Chosen",false,"Not Chosen",false,"EB",null,false,"Not Chosen",null,18,1.0155212099655442,"CFD 1st Unit",2034,null,null,null,"CRM",2026,"nil","new",null,"CRM","Not Chosen","Not Chosen"]
[null,"EL","Not Chosen",2019,2.7474939296787855,"Not Chosen",false,"EL",null,2.7474939296787855,2019,null,22,1.0024208329366644,"WD 1st Unit",2034,null,null,null,"SS",2027,2026,"change",null,"DC",2022,"Not Chosen"]
[null,"EM","Not Chosen",2019,4.1612367600682019,2037,1.0319790341170747,"EM",null,4.1612367600682019,2019,null,16,1.0188408398357169,"GW 1st Unit",2035,null,null,null,"HGS",2024,2025,"change",null,"DMA","Not Chosen","Not Chosen"]
[null,"EW","Not Chosen",2019,1.4903776859415112,"Not Chosen",false,"EW",null,1.4903776859415112,2019,null,20,1.0066776638475381,"K 2nd Unit",2036,null,null,null,"BR",2026,"nil","change",null,"DN","Not Chosen","Not Chosen"]
[null,"FSH","Not Chosen","Not Chosen",false,"Not Chosen",false,"FSH",null,false,"Not Chosen",null,15,1.0215900084016758,"MC 1st Unit",2036,null,null,null,"STO",2027,"nil","change",null,"DSH","Not Chosen","Not Chosen"]
[null,"FTN","Not Chosen","Not Chosen",false,"Not Chosen",false,"FTN",null,false,"Not Chosen",null,19,1.0123204511567323,"BR 1st Unit",2036,null,null,null,"FSH",9999,null,null,null,"DVY","Not Chosen","Not Chosen"]
[null,"GW",2019,2035,1.0188408398357169,"Not Chosen",false,"GW",null,1.0188408398357169,2035,null,13,1.0319790341170747,"EM 2nd Unit",2037,null,null,null,null,null,null,null,null,"EB","Not Chosen","Not Chosen"]
[null,"HGS","Not Chosen",2019,1.9562874479124197,"Not Chosen",false,"HGS",null,1.9562874479124197,2019,null,14,1.024314254996801,"CM 2nd Unit",2038,null,null,null,"SH",2023,2020,null,null,"EL",2019,"Not Chosen"]
[null,"HT","Not Chosen","Not Chosen",false,"Not Chosen",false,"HT",null,false,"Not Chosen",null,17,1.0157437174983479,"OR 2nd Unit",2039,null,null,null,null,null,null,null,null,"EM",2019,2037]
[null,"K","Not Chosen",2019,3.4835008317443301,2036,1.0066776638475381,"K",null,3.4835008317443301,2019,null,25,{"$error":"#NUM!"},{"$error":"#NUM!"},{"$error":"#NUM!"},null,null,null,null,null,null,null,null,"EW",2019,"Not Chosen"]
[null,"KBH","Not Chosen","Not Chosen",false,"Not Chosen",false,"KBH",null,false,"Not Chosen",null,24,{"$error":"#NUM!"},{"$error":"#NUM!"},{"$error":"#NUM!"},null,null,null,null,null,null,null,null,"FSH","Not Chosen","Not Chosen"]
[null,"LD","Not Chosen","Not Chosen",false,"Not Chosen",false,"LD",null,false,"Not Chosen",null,26,{"$error":"#NUM!"},{"$error":"#NUM!"},{"$error":"#NUM!"},null,null,null,null,null,null,null,null,"FTN","Not Chosen","Not Chosen"]
[null,"LWN","Not Chosen","Not Chosen",false,"Not Chosen",false,"LWN",null,false,"Not Chosen",null,27,{"$error":"#NUM!"},{"$error":"#NUM!"},{"$error":"#NUM!"},null,null,null,null,null,null,null,null,"GW",2035,"Not Chosen"]
[null,"M",2035,"Not Chosen",false,"Not Chosen",false,"M",null,false,"Not Chosen",null,30,{"$error":"#NUM!"},{"$error":"#NUM!"},{"$error":"#NUM!"},null,null,null,null,null,null,null,null,"HGS",2019,"Not Chosen"]
[null,"MC",2023,2036,1.0215900084016758,"Not Chosen",false,"MC",null,1.0215900084016758,2036,null,33,{"$error":"#NUM!"},{"$error":"#NUM!"},{"$error":"#NUM!"},null,null,null,null,null,null,null,null,"HT","Not Chosen","Not Chosen"]
[null,"MGE",2030,"Not Chosen",false,"Not Chosen",false,"MGE",null,false,"Not Chosen",null,37,{"$error":"#NUM!"},{"$error":"#NUM!"},{"$error":"#NUM!"},null,null,null,null,null,null,null,null,"K",2019,2036]
[null,"MR",2026,"Not Chosen",false,"Not Chosen",false,"MR",null,false,"Not Chosen",null,51,{"$error":"#NUM!"},{"$error":"#NUM!"},{"$error":"#NUM!"},null,null,null,null,null,null,null,null,"KBH","Not Chosen","Not Chosen"]
[null,"MTN",2036,"Not Chosen",false,"Not Chosen",false,"MTN",null,false,"Not Chosen",null,42,{"$error":"#NUM!"},{"$error":"#NUM!"},{"$error":"#NUM!"},null,null,null,null,null,null,null,null,"LD","Not Chosen","Not Chosen"]
[null,"NB",2026,"Not Chosen",false,"Not Chosen",false,"NB",null,false,"Not Chosen",null,34,{"$f":"LARGE($J$8:$J$101,M40)","v":{"$error":"#NUM!"}},{"$f":"IFERROR(VLOOKUP(N40,$E$8:$H$54,4,FALSE)& \" 1st Unit\", VLOOKUP(N40,$G$8:$H$54,2,FALSE)& \" 2nd Unit\")","v":{"$error":"#NUM!"}},{"$f":"VLOOKUP(N40,$J$8:$K$101,2,FALSE)","v":{"$error":"#NUM!"}},null,null,null,null,null,null,null,null,"LWN","Not Chosen","Not Chosen"]
[null,"NO",2036,"Not Chosen",false,"Not Chosen",false,"NO",null,false,"Not Chosen",null,40,{"$error":"#NUM!"},{"$error":"#NUM!"},{"$error":"#NUM!"},null,null,null,null,null,null,null,null,"M","Not Chosen","Not Chosen"]
[null,"NP",2030,"Not Chosen",false,"Not Chosen",false,"NP",null,false,"Not Chosen",null,32,{"$error":"#NUM!"},{"$error":"#NUM!"},{"$error":"#NUM!"},null,null,null,null,null,null,null,null,"MC",2036,"Not Chosen"]
[null,"NW","Not Chosen","Not Chosen",false,"Not Chosen",false,"NW",null,false,"Not Chosen",null,36,{"$error":"#NUM!"},{"$error":"#NUM!"},{"$error":"#NUM!"},null,null,null,null,null,null,null,null,"MGE","Not Chosen","Not Chosen"]
[null,"OAK",2019,"Not Chosen",false,"Not Chosen",false,"OAK",null,false,"Not Chosen",null,31,{"$error":"#NUM!"},{"$error":"#NUM!"},{"$error":"#NUM!"},null,null,null,null,null,null,null,null,"MR","Not Chosen","Not Chosen"]
[null,"OE","Not Chosen",2019,2.2199938302284439,"Not Chosen",false,"OE",null,2.2199938302284439,2019,null,38,{"$error":"#NUM!"},{"$error":"#NUM!"},{"$error":"#NUM!"},null,null,null,null,null,null,null,null,"MTN","Not Chosen","Not Chosen"]
[null,"OR","Not Chosen",2019,3.7749076652451032,2039,1.0157437174983479,"OR",null,3.7749076652451032,2019,null,28,{"$error":"#NUM!"},{"$error":"#NUM!"},{"$error":"#NUM!"},null,null,null,null,null,null,null,null,"NB","Not Chosen","Not Chosen"]
[null,"RBD",2027,"Not Chosen",false,"Not Chosen",false,"RBD",null,false,"Not Chosen",null,45,{"$error":"#NUM!"},{"$error":"#NUM!"},{"$error":"#NUM!"},null,null,null,null,null,null,null,null,"NO","Not Chosen","Not Chosen"]
[null,"SH","Not Chosen",2019,1.3088640095481534,"Not Chosen",false,"SH",null,1.3088640095481534,2019,null,46,{"$error":"#NUM!"},{"$error":"#NUM!"},{"$error":"#NUM!"},null,null,null,null,null,null,null,null,"NP","Not Chosen","Not Chosen"]
[null,"SR",2019,2020,1.0003952181114868,"Not Chosen",false,"SR",null,1.0003952181114868,2020,null,54,{"$error":"#NUM!"},{"$error":"#NUM!"},{"$error":"#NUM!"},null,null,null,null,null,null,null,null,"NW","Not Chosen","Not Chosen"]
[null,"SS",2020,"Not Chosen",false,"Not Chosen",false,"SS",null,false,"Not Chosen",null,35,{"$error":"#NUM!"},{"$error":"#NUM!"},{"$error":"#NUM!"},null,null,null,null,null,null,null,null,"O",9999,9999]
[null,"STO",2020,2030,1.004354143175028,"Not Chosen",false,"STO",null,1.004354143175028,2030,null,41,{"$error":"#NUM!"},{"$error":"#NUM!"},{"$error":"#NUM!"},null,null,null,null,null,null,null,null,"OAK","Not Chosen","Not Chosen"]
[null,"SV",2021,"Not Chosen",false,"Not Chosen",false,"SV",null,false,"Not Chosen",null,52,{"$error":"#NUM!"},{"$error":"#NUM!"},{"$error":"#NUM!"},null,null,null,null,null,null,null,null,"OE",2019,"Not Chosen"]
[null,"SVW",2019,"Not Chosen",false,"Not Chosen",false,"SVW",null,false,"Not Chosen",null,29,{"$error":"#NUM!"},{"$error":"#NUM!"},{"$error":"#NUM!"},null,null,null,null,null,null,null,null,"OR",2019,2039]
[null,"WD",2019,2034,1.0024208329366644,"Not Chosen",false,"WD",null,{"$f":"E54","v":1.0024208329366644},{"$f":"D54","v":2034},null,39,{"$error":"#NUM!"},{"$error":"#NUM!"},{"$error":"#NUM!"},null,null,null,null,null,null,null,null,"RBD","Not Chosen","Not Chosen"]
[null,null,null,null,null,null,null,null,null,{"$f":"G8","v":false},{"$f":"F8","v":"Not Chosen"},null,43,{"$error":"#NUM!"},{"$error":"#NUM!"},{"$error":"#NUM!"},null,null,null,null,null,null,null,null,"RWT",9999,9999]
[null,null,null,null,null,null,null,null,null,{"$f":"G9","v":false},{"$f":"F9","v":"Not Chosen"},null,48,{"$error":"#NUM!"},{"$error":"#NUM!"},{"$error":"#NUM!"},null,null,null,null,null,null,null,null,"SCY",9999,9999]
[null,null,null,null,null,null,null,null,null,false,"Not Chosen",null,47,{"$error":"#NUM!"},{"$error":"#NUM!"},{"$error":"#NUM!"},null,null,null,null,null,null,null,null,"SH",2019,"Not Chosen"]
[null,null,null,null,null,null,null,null,null,false,"Not Chosen",null,44,{"$error":"#NUM!"},{"$error":"#NUM!"},{"$error":"#NUM!"},null,null,null,null,null,null,null,null,"SR",2020,"Not Chosen"]
[null,null,null,null,null,null,null,null,null,false,"Not Chosen",null,49,{"$error":"#NUM!"},{"$error":"#NUM!"},{"$error":"#NUM!"},null,null,null,null,null,null,null,null,"SS","Not Chosen","Not Chosen"]
[null,null,{"$f":"25000-13606","v":11394},null,null,null,null,null,null,false,"Not Chosen",null,53,{"$error":"#NUM!"},{"$error":"#NUM!"},{"$error":"#NUM!"},null,null,null,null,null,null,null,null,"STO",2030,"Not Chosen"]
[null,null,null,null,null,null,null,null,null,false,"Not Chosen",null,55,{"$error":"#NUM!"},{"$error":"#NUM!"},{"$error":"#NUM!"},null,null,null,null,null,null,null,null,"SV","Not Chosen","Not Chosen"]
[null,null,null,null,null,null,null,null,null,1.024314254996801,2038,null,50,{"$error":"#NUM!"},{"$error":"#NUM!"},{"$error":"#NUM!"},null,null,null,null,null,null,null,null,"SVW","Not Chosen","Not Chosen"]
[null,null,null,null,null,null,null,null,null,false,"Not Chosen",null,56,{"$error":"#NUM!"},{"$error":"#NUM!"},{"$error":"#NUM!"},null,null,null,null,null,null,null,null,"T",9999,9999]
[null,null,null,null,null,null,null,null,null,false,"Not Chosen",null,57,{"$error":"#NUM!"},{"$error":"#NUM!"},{"$error":"#NUM!"},null,null,null,null,null,null,null,null,"TSE",9999,9999]
[null,null,null,null,null,null,null,null,null,false,"Not Chosen",null,58,{"$error":"#NUM!"},{"$error":"#NUM!"},{"$error":"#NUM!"},null,null,null,null,null,null,null,null,"WD",2034,"Not Chosen"]
[null,null,null,null,null,null,null,null,null,false,"Not Chosen",null,59,{"$error":"#NUM!"},{"$error":"#NUM!"},{"$error":"#NUM!"}]
[null,null,null,null,null,null,null,null,null,false,"Not Chosen",null,60,{"$error":"#NUM!"},{"$error":"#NUM!"},{"$error":"#NUM!"}]
[null,null,null,null,null,null,null,null,null,false,"Not Chosen",null,61,{"$error":"#NUM!"},{"$error":"#NUM!"},{"$error":"#NUM!"}]
[null,null,null,null,null,null,null,null,null,false,"Not Chosen",null,62,{"$error":"#NUM!"},{"$error":"#NUM!"},{"$error":"#NUM!"}]
[null,null,null,null,null,null,null,null,null,false,"Not Chosen",null,63,{"$error":"#NUM!"},{"$error":"#NUM!"},{"$error":"#NUM!"}]
[null,null,null,null,null,null,null,null,null,1.0319790341170747,2037,null,64,{"$error":"#NUM!"},{"$error":"#NUM!"},{"$error":"#NUM!"}]
[null,null,null,null,null,null,null,null,null,false,"Not Chosen",null,65,{"$f":"LARGE($J$8:$J$101,M72)","v":{"$error":"#NUM!"}},{"$f":"IFERROR(VLOOKUP(N72,$E$8:$H$54,4,FALSE)& \" 1st Unit\", VLOOKUP(N72,$G$8:$H$54,2,FALSE)& \" 2nd Unit\")","v":{"$error":"#NUM!"}},{"$f":"VLOOKUP(N72,$J$8:$K$101,2,FALSE)","v":{"$error":"#NUM!"}}]
[null,null,null,null,null,null,null,null,null,false,"Not Chosen",null,66,{"$error":"#NUM!"},{"$error":"#NUM!"},{"$error":"#NUM!"}]
[null,null,null,null,null,null,null,null,null,false,"Not Chosen",null,67,{"$error":"#NUM!"},{"$error":"#NUM!"},{"$error":"#NUM!"}]
[null,null,null,null,null,null,null,null,null,false,"Not Chosen",null,68,{"$error":"#NUM!"},{"$error":"#NUM!"},{"$error":"#NUM!"}]
[null,null,null,null,null,null,null,null,null,false,"Not Chosen",null,69,{"$error":"#NUM!"},{"$error":"#NUM!"},{"$error":"#NUM!"}]
[null,null,null,null,null,null,null,null,null,false,"Not Chosen",null,70,{"$error":"#NUM!"},{"$error":"#NUM!"},{"$error":"#NUM!"}]
[null,null,null,null,null,null,null,null,null,1.0066776638475381,2036,null,71,{"$error":"#NUM!"},{"$error":"#NUM!"},{"$error":"#NUM!"}]
[null,null,null,null,null,null,null,null,null,false,"Not Chosen",null,72,{"$error":"#NUM!"},{"$error":"#NUM!"},{"$error":"#NUM!"}]
[null,null,null,null,null,null,null,null,null,false,"Not Chosen",null,73,{"$error":"#NUM!"},{"$error":"#NUM!"},{"$error":"#NUM!"}]
[null,null,null,null,null,null,null,null,null,false,"Not Chosen",null,74,{"$error":"#NUM!"},{"$error":"#NUM!"},{"$error":"#NUM!"}]
[null,null,null,null,null,null,null,null,null,false,"Not Chosen",null,75,{"$error":"#NUM!"},{"$error":"#NUM!"},{"$error":"#NUM!"}]
[null,null,null,null,null,null,null,null,null,false,"Not Chosen",null,76,{"$error":"#NUM!"},{"$error":"#NUM!"},{"$error":"#NUM!"}]
[null,null,null,null,null,null,null,null,null,false,"Not Chosen",null,77,{"$error":"#NUM!"},{"$error":"#NUM!"},{"$error":"#NUM!"}]
[null,null,null,null,null,null,null,null,null,false,"Not Chosen",null,78,{"$error":"#NUM!"},{"$error":"#NUM!"},{"$error":"#NUM!"}]
[null,null,null,null,null,null,null,null,null,false,"Not Chosen",null,79,{"$error":"#NUM!"},{"$error":"#NUM!"},{"$error":"#NUM!"}]
[null,null,null,null,null,null,null,null,null,false,"Not Chosen",null,80,{"$error":"#NUM!"},{"$error":"#NUM!"},{"$error":"#NUM!"}]
[null,null,null,null,null,null,null,null,null,false,"Not Chosen",null,81,{"$error":"#NUM!"},{"$error":"#NUM!"},{"$error":"#NUM!"}]
[null,null,null,null,null,null,null,null,null,false,"Not Chosen",null,82,{"$error":"#NUM!"},{"$error":"#NUM!"},{"$error":"#NUM!"}]
[null,null,null,null,null,null,null,null,null,false,"Not Chosen",null,83,{"$error":"#NUM!"},{"$error":"#NUM!"},{"$error":"#NUM!"}]
[null,null,null,null,null,null,null,null,null,false,"Not Chosen",null,84,{"$error":"#NUM!"},{"$error":"#NUM!"},{"$error":"#NUM!"}]
[null,null,null,null,null,null,null,null,null,false,"Not Chosen",null,85,{"$error":"#NUM!"},{"$error":"#NUM!"},{"$error":"#NUM!"}]
[null,null,null,null,null,null,null,null,null,1.0157437174983479,2039,null,86,{"$error":"#NUM!"},{"$error":"#NUM!"},{"$error":"#NUM!"}]
[null,null,null,null,null,null,null,null,null,false,"Not Chosen",null,87,{"$error":"#NUM!"},{"$error":"#NUM!"},{"$error":"#NUM!"}]
[null,null,null,null,null,null,null,null,null,false,"Not Chosen",null,88,{"$error":"#NUM!"},{"$error":"#NUM!"},{"$error":"#NUM!"}]
[null,null,null,null,null,null,null,null,null,false,"Not Chosen",null,89,{"$error":"#NUM!"},{"$error":"#NUM!"},{"$error":"#NUM!"}]
[null,null,null,null,null,null,null,null,null,false,"Not Chosen",null,90,{"$error":"#NUM!"},{"$error":"#NUM!"},{"$error":"#NUM!"}]
[null,null,null,null,null,null,null,null,null,false,"Not Chosen",null,91,{"$error":"#NUM!"},{"$error":"#NUM!"},{"$error":"#NUM!"}]
[null,null,null,null,null,null,null,null,null,false,"Not Chosen",null,92,{"$error":"#NUM!"},{"$error":"#NUM!"},{"$error":"#NUM!"}]
[null,null,null,null,null,null,null,null,null,false,"Not Chosen",null,93,{"$error":"#NUM!"},{"$error":"#NUM!"},{"$error":"#NUM!"}]
[null,null,null,null,null,null,null,null,null,false,"Not Chosen",null,94,{"$error":"#NUM!"},{"$error":"#NUM!"},{"$error":"#NUM!"}]